## Cover Page
ISO New England Seasonal Claimed Capability (SCC) Report
as of 05/01/2011
Revision 1
A Monthly Listing of ISO-New England Participant Generating Assets and their Summer and Winter Seasonal Claimed Capability (SCC), published by ISO-New England.
If you have any questions or comments on this report please contact Jay Schulte at 413-535-4093 or by email at jschulte@iso-ne.com.
Includes Generating units that are:
- registered as Generating Assets and modeled in the ISO-NE Energy Management System (EMS)
- registered as Settlement Only Generator Assets, NOT modeled in the EMS, and receiving "SOG" treatment
Total New England Installed Capability (MW)
|  |  |  | Winter | Summer
|  |  |  | (March) | (August)
|  |  | Total EMS Capability: | 33661.069 | 29995.239
|  |  | Total Settlement Only Capability: | 238.541 | 137.622
|  |  | Total Capability: | 33899.61 | 30132.861
Summary reports in this Spreadsheet include:
Worksheet |  | Contents
SCC_Report_Current: |  | Comprehensive listing of ALL units & SCC values
SCC_Report_Summary: |  | Summary Sheet with totals from SCC_Report_Current, Detail_SettlementOnly, and Detail_EMS_DCH_Wind Worksheets
Retired_Deactivated: |  | Listing of units Retired or Deactivated (since 5/1/00)
Detail_SettlementOnly: |  | Detailed listing of Settlement Only Generators (units listed here are also listed in SCC_Report_Current)
Detail_EMS_DCH_Wind: |  | Detailed listing of EMS Daily Cycle Hydro and Wind Generators (units listed here are also listed in SCC_Report_Current)
Non-IPR Daily Cycle Hydro: |  | Detailed listing of 20-Year Hydrology monthly ratings for Non-IPR Daily Cycle Hydro assets
Notes_Abbreviations: |  | Explanatory notes, including definition of acronyms and column headings of reports
General Notes:
This Report includes changes since the previous Report, and changes that occurred on the first of the month.
To go to a specific report, click on the "Go to" button above (or simply click on the desired Worksheet tab)
To print a specific section (worksheet) of the report, go to that worksheet and click on the Print icon in the toolbar
Notable Changes Log
1. Non-Intermittent Daily Cycle Hydro asset tab has been added showing the 20-Year Hydrology monthly ratings.
2. Monthly SCC values have been removed from the Detail_Settlement Only tab.
3. Monthly SCC values have been removed from the Detail_EMS_DCH_Wind tab.
4. A column has been added to the SCC_Report_Current page showing the generator asset's Intermitent/Non-Intermittent status.
5. A column has been added to the SCC_Report_Current page showing which SCC determination method is being used for that generator asset.
6. The Lead Participant abbreviations section has been removed from the Notes_Abbreviations page seeing that info. can be found on the SCC_Report_Current page.
7. A section has been added to the Notes_Abbreviations page giving details on the Intermittent/Non-Intermittent status of the generator asset.
8. A section has been added to the Notes_Abbreviations page giving details on the 3 SCC determination methedologies for all generator assets.
9. New Assets are now highlighted in yellow on the SCC_Report_Current Page.
10. Notable report changes made for the 9/1/2009 report:
Have added a Load Zone Description to the Notes and Abreviations Page.
11. Notable report format changes made for the 4/1/2009 report:
The Data Retrieval Process for creating this report has been improved and data is now being pulled directly from our Settlements Management System.
Summary totals from SCC_Report_Current, Detail_SettlementOnly, and Detail_EMS_DCH_Wind have been moved to one worksheet, SCC_Report_Summary.
Go to Listing of Retired/Deactivated Generators Assets
Go to Detailed Listing of Settlement Only Generators
Go to Detailed Listing of EMS DCH/Wind Assets
Go to Notes and Abbreviations
Go to Current SCC Report Summary
Go to Current SCC Report (main report)
Go to Non-IPR Daily Cycle Hydro Assets

## SCC_Report_Current
SCC Values as of | [5 empty] | 2011-04-30 |  |  |  |  | Lead Participant (for EMS units) or NEPOOL Participant with Majority Interest in the Resource (for SO Units) | [5 empty] | Winter Seasonal Claimed Capability | [5 empty] | Summer Seasonal Claimed Capability
Asset ID | Generator Name | Unit Type | Class | Intermittent/ Non-Intermittent | SCC Determination | QF/SQF | State | Load Zone | Fuel Type | Alt Fuel | Current Lead Participant | Customer ID | LP Most Recent Change Date | Change LP | Previous Customer ID | Previous Lead Participant | WSCC | Most Recent Audit/ Verification Date | WSCC Most Recent Change Date | Change WSCC | Previous WSCC | Difference WSCC | SSCC | Most Recent Audit/ Verification Date | SSCC Most Recent Change Date | Change SSCC | Previous SSCC | Difference SSCC | Comments
194 | FOUR HILLS LOAD REDUCER | D | SO | INTERMITTENT | Median Reliability Hours Calculation | SQF | NH | 4002 | LANDFILL GAS |  | Public Service Company of New | 50094 | 2007-05-01 |  | 81 | New England Power Company | 1.691 |  | 2010-06-01 |  |  |  | 1.614 | 2000-08-24 12:00 | 2010-10-01
253 | TURNKEY LANDFILL | D | SO | INTERMITTENT | Median Reliability Hours Calculation | SQF | NH | 4002 | LANDFILL GAS |  | Public Service Company of New | 50094 |  |  |  |  | 1.328 |  | 2010-06-01 |  |  |  | 1.317 |  | 2010-10-01
321 | MANCHESTER 10/10A CC | CC | EMS | NON-INTERMITTENT | Twice a Year Audit Obligation |  | RI | 4005 | GAS | FO2 | Dominion Energy Marketing, Inc | 50495 | 2005-01-05 |  | 50087 | USGen New England, Inc. | 164 | 2010-11-09 08:00 | 2010-10-15 |  |  |  | 149 | 2010-06-02 10:00 | 2006-12-01
322 | MANCHESTER 11/11A CC | CC | EMS | NON-INTERMITTENT | Twice a Year Audit Obligation |  | RI | 4005 | GAS | FO2 | Dominion Energy Marketing, Inc | 50495 | 2005-01-05 |  | 50087 | USGen New England, Inc. | 164 | 2010-12-28 14:00 | 2010-10-15 |  |  |  | 149 | 2010-06-02 10:00 | 2009-03-02
323 | MANCHESTER 9/9A CC | CC | EMS | NON-INTERMITTENT | Twice a Year Audit Obligation |  | RI | 4005 | GAS | FO2 | Dominion Energy Marketing, Inc | 50495 | 2005-01-05 |  | 50087 | USGen New England, Inc. | 164 | 2010-11-22 10:00 | 2010-10-15 |  |  |  | 149 | 2010-06-11 13:00 | 2006-12-01
324 | CDECCA | CC | EMS | NON-INTERMITTENT | Twice a Year Audit Obligation |  | CT | 4004 | GAS | FO2 | Pawtucket Power Holding Compan | 50985 | 2007-06-01 |  | 50092 | Connecticut Light and Power Co | 61.334 | 2011-01-08 17:00 | 2007-04-30 |  |  |  | 55.254 | 2010-08-27 01:00 | 2007-04-30
326 | ALTRESCO | CC | EMS | NON-INTERMITTENT | Twice a Year Audit Obligation |  | MA | 4007 | OIL/GAS | FO2 | Pawtucket Power Holding Compan | 50985 | 2009-01-01 |  | 14 | Sempra Energy Trading Corporat | 165 | 2011-04-03 14:00 | 2010-10-18 |  |  |  | 151.441 | 2010-06-15 14:00 | 2010-06-22
327 | AMOSKEAG | HD | EMS | NON-INTERMITTENT | Average of Monthly Hydrology Ratings |  | NH | 4002 | HYDRO: PONDAGE |  | Public Service Company of New | 50094 | 2003-03-01 |  | 112 | Northeast Utilities Company | 17.5 |  | 2000-01-01 |  |  |  | 16.781 |  | 2011-01-01
328 | GULF ISLAND COMPOSITE | HW | EMS | NON-INTERMITTENT | Twice a Year Audit Obligation |  | ME | 4001 | HYDRO: RESERVOIR |  | FPL Energy Maine Hydro LLC | 50173 | 2007-07-01 |  | 50086 | FPL Energy Power Mktg. Inc. | 32.97 | 2010-12-22 13:00 | 2000-03-01 |  |  |  | 32.97 | 2010-06-22 14:00 | 2000-03-01
329 | ASCUTNEY GT | G | EMS | NON-INTERMITTENT | Twice a Year Audit Obligation |  | VT | 4003 | DIESEL OIL |  | Central Vermont Public Service | 50252 | 2004-05-01 |  | 182 | Vermont Electric Power Co | 13.35 | 2009-12-18 09:00 | 2007-02-12 |  |  |  | 8.94 | 2010-07-15 09:00 | 2007-02-12
330 | AYERS ISLAND | HD | EMS | NON-INTERMITTENT | Average of Monthly Hydrology Ratings |  | NH | 4002 | HYDRO: PONDAGE |  | Public Service Company of New | 50094 | 2003-03-01 |  | 112 | Northeast Utilities Company | 9.08 |  | 2000-01-01 |  |  |  | 8.474 |  | 2011-01-01
331 | AZISCOHOS HYDRO | HD | EMS | NON-INTERMITTENT | Average of Monthly Hydrology Ratings |  | ME | 4001 | HYDRO: RUN OF RIVER |  | NextEra Energy Power Marketing | 50086 | 2003-08-01 |  | 50027 | Constellation Power Source | 6.81 |  | 1999-10-23 |  |  |  | 6.81 |  | 1999-10-23
332 | BAR HARBOR DIESELS 1-4 | D | EMS | NON-INTERMITTENT | Twice a Year Audit Obligation |  | ME | 4001 | DIESEL OIL |  | New Brunswick Power Generation | 50899 | 2011-03-01 |  | 50027 | Constellation Power Source | 6.1 | 2011-04-15 12:00 | 2009-04-22 |  |  |  | 5.95 | 2010-08-19 13:00 | 2010-09-01
335 | BELLOWS FALLS | HD | EMS | NON-INTERMITTENT | Average of Monthly Hydrology Ratings |  | NH | 4002 | HYDRO: PONDAGE |  | TransCanada Power Marketing, L | 50091 | 2005-04-01 |  | 50087 | USGen New England, Inc. | 48.54 |  | 2000-06-02 |  |  |  | 48.54 |  | 2000-06-02
336 | BERLIN 1 GT | G | EMS | NON-INTERMITTENT | Twice a Year Audit Obligation |  | VT | 4003 | JET FUEL |  | Green Mountain Power Corporati | 50275 | 2004-05-01 |  | 182 | Vermont Electric Power Co | 45.777 | 2010-11-10 08:00 | 2009-08-10 |  |  |  | 34.83 | 2010-09-14 08:00 | 2009-08-10
337 | BETHLEHEM | F | EMS | INTERMITTENT | Median Reliability Hours Calculation |  | NH | 4002 | REFUSE |  | GDF SUEZ Energy Marketing NA, | 162 | 2011-01-01 |  | 50094 | Public Service Co. of NH | 15.537 | 2010-02-02 08:00 | 2010-06-01 |  |  |  | 15.48 | 2009-08-07 12:00 | 2010-10-01
339 | BRIDGEPORT HARBOR 2 | F | EMS | NON-INTERMITTENT | Twice a Year Audit Obligation |  | CT | 4004 | OIL |  | PSEG Energy Resources & Trade | 50421 | 2003-01-01 |  | 50195 | Wisvest-Connecticut, LLC | 136.815 | 2010-03-17 18:00 | 2010-03-26 |  |  |  | 130.495 | 2010-07-06 14:00 | 2003-09-01
340 | BRIDGEPORT HARBOR 3 | F | EMS | NON-INTERMITTENT | Twice a Year Audit Obligation |  | CT | 4004 | COAL/OIL | FO6 | PSEG Energy Resources & Trade | 50421 | 2003-01-01 |  | 50195 | Wisvest-Connecticut, LLC | 384.984 | 2011-02-03 18:00 | 2008-04-16 |  |  |  | 383.426 | 2010-07-06 14:00 | 2008-07-01
341 | BRIDGEPORT HARBOR 4 | G | EMS | NON-INTERMITTENT | Twice a Year Audit Obligation |  | CT | 4004 | JET FUEL |  | PSEG Energy Resources & Trade | 50421 | 2003-01-01 |  | 50195 | Wisvest-Connecticut, LLC | 19.257 | 2011-03-29 09:00 | 2011-04-20 | n | 20.44 | -1.183 | 14.357 | 2010-09-08 14:00 | 2011-04-20 | n | 17.112 | -2.755
342 | BIO ENERGY | F | EMS | INTERMITTENT | Median Reliability Hours Calculation |  | NH | 4002 | REFUSE |  | Public Service Company of New | 50094 | 2003-03-01 |  | 112 | Northeast Utilities Company | 0 | 2001-11-08 11:00 | 2003-03-12 |  |  |  |  | 2001-07-25 10:00 | 2003-01-01
345 | MEAD | F | EMS | INTERMITTENT | Median Reliability Hours Calculation | QF | ME | 4001 | COAL | OBS | American PowerNet Management, | 51268 | 2010-01-01 |  | 51191 | Competitive Energy Services, L | 1.932 | 2007-04-15 08:00 | 2010-06-01 |  |  |  | 1.62 | 2007-09-25 10:00 | 2010-10-01
346 | BOLTON FALLS | HD | EMS | NON-INTERMITTENT | Average of Monthly Hydrology Ratings |  | VT | 4003 | HYDRO: RUN OF RIVER |  | Green Mountain Power Corporati | 50275 | 2004-05-01 |  | 182 | Vermont Electric Power Co | 6.018 |  | 2011-01-01 |  |  |  | 3.333 |  | 2011-01-01
348 | BOOT MILLS | HD | EMS | NON-INTERMITTENT | Average of Monthly Hydrology Ratings |  | MA | 4007 | HYDRO: RUN OF RIVER |  | NSTAR Electric Company | 3 | 2007-02-01 |  | 108 | Commonwealth Electric Company | 16.002 |  | 2011-01-01 |  |  |  | 6.731 |  | 2011-01-01
349 | WHEELABRATOR BRIDGEPORT, L.P. | F | EMS | INTERMITTENT | Median Reliability Hours Calculation |  | CT | 4004 | WOOD/REFUSE |  | Wheelabrator Bridgeport, L.P. | 51115 | 2009-01-01 |  | 181 | United Illuminating Company | 59.693 | 2011-03-19 22:00 | 2010-06-01 |  |  |  | 59.251 | 2010-07-20 07:00 | 2010-10-01
350 | BRAYTON PT 1 | F | EMS | NON-INTERMITTENT | Twice a Year Audit Obligation |  | MA | 4006 | COAL | NG | Dominion Energy Marketing, Inc | 50495 | 2005-01-05 |  | 50087 | USGen New England, Inc. | 246.703 | 2011-01-19 14:00 | 2011-02-02 |  |  |  | 243.455 | 2010-07-02 08:00 | 2003-08-20
351 | BRAYTON PT 2 | F | EMS | NON-INTERMITTENT | Twice a Year Audit Obligation |  | MA | 4006 | COAL | NG | Dominion Energy Marketing, Inc | 50495 | 2005-01-05 |  | 50087 | USGen New England, Inc. | 249.331 | 2011-01-11 14:00 | 2004-03-01 |  |  |  | 244 | 2010-06-15 14:00 | 2005-06-17
352 | BRAYTON PT 3 | F | EMS | NON-INTERMITTENT | Twice a Year Audit Obligation |  | MA | 4006 | COAL | NG | Dominion Energy Marketing, Inc | 50495 | 2005-01-05 |  | 50087 | USGen New England, Inc. | 638 | 2011-01-24 08:00 | 2008-01-11 |  |  |  | 612 | 2010-06-30 08:00 | 1999-05-01
353 | BRAYTON PT 4 | F | EMS | NON-INTERMITTENT | Twice a Year Audit Obligation |  | MA | 4006 | OIL/GAS | NG | Dominion Energy Marketing, Inc | 50495 | 2005-01-05 |  | 50087 | USGen New England, Inc. | 445.52 | 2011-02-17 21:00 | 2000-04-14 |  |  |  | 435 | 2010-08-27 09:00 | 2000-04-14
354 | BRAYTON DIESELS 1-4 | D | EMS | NON-INTERMITTENT | Twice a Year Audit Obligation |  | MA | 4006 | DIESEL OIL |  | Dominion Energy Marketing, Inc | 50495 | 2005-01-05 |  | 50087 | USGen New England, Inc. | 9.988 | 2011-01-06 11:00 | 2008-06-18 |  |  |  | 9.912 | 2010-06-24 18:00 | 2009-07-16
355 | BRANFORD 10 | G | EMS | NON-INTERMITTENT | Twice a Year Audit Obligation |  | CT | 4004 | JET FUEL |  | NRG Power Marketing LLC | 50192 | 2000-01-01 |  | 112 | Northeast Utilities Company | 20.95 | 2011-03-10 11:00 | 2005-02-11 |  |  |  | 15.84 | 2010-06-24 15:00 | 2005-02-11
356 | BRISTOL REFUSE | F | EMS | INTERMITTENT | Median Reliability Hours Calculation | SQF | CT | 4004 | REFUSE | NG | Connecticut Light and Power Co | 50092 | 2003-03-01 |  | 112 | Northeast Utilities Company | 13.049 | 2008-11-02 18:00 | 2010-06-01 |  |  |  | 12.863 | 2008-06-14 04:00 | 2010-10-01
357 | BRIDGEWATER | F | EMS | INTERMITTENT | Median Reliability Hours Calculation |  | NH | 4002 | WOOD/REFUSE |  | Bridgewater Power Company L.P. | 51368 | 2011-02-01 |  | 50094 | Public Service Company of New | 14.918 | 2010-02-08 09:00 | 2010-06-01 |  |  |  | 14.779 | 2009-08-27 09:00 | 2010-10-01
358 | BRUNSWICK | HD | EMS | INTERMITTENT | Median Reliability Hours Calculation |  | ME | 4001 | HYDRO: RUN OF RIVER |  | FPL Energy Maine Hydro LLC | 50173 | 2007-07-01 |  | 50086 | FPL Energy Power Mktg. Inc. | 14.744 |  | 2010-06-01 |  |  |  | 5.918 |  | 2010-10-01
359 | J. COCKWELL 1 | PS | EMS | NON-INTERMITTENT | Twice a Year Audit Obligation |  | MA | 4007 | HYDRO: PUMPED STORAGE |  | Bear Swamp Power Company LLC | 50794 | 2005-07-15 |  | 50475 | Brascan Energy Marketing Inc. | 292.275 | 2011-03-15 07:00 | 2002-03-26 |  |  |  | 284.306 | 2010-07-17 14:00 | 2010-07-30
360 | J. COCKWELL 2 | PS | EMS | NON-INTERMITTENT | Twice a Year Audit Obligation |  | MA | 4007 | HYDRO: PUMPED STORAGE |  | Bear Swamp Power Company LLC | 50794 | 2005-07-15 |  | 50475 | Brascan Energy Marketing Inc. | 292.763 | 2011-03-15 07:00 | 2007-02-27 |  |  |  | 284.638 | 2010-07-17 14:00 | 2009-09-17
361 | POTTER DIESEL 1 | D | EMS | NON-INTERMITTENT | Twice a Year Audit Obligation |  | MA | 4006 | DIESEL OIL |  | Braintree Electric Light Depar | 5 |  |  |  |  | 2.25 | 2011-04-05 14:00 | 1999-05-01 |  |  |  | 2.25 | 2010-09-09 11:00 | 2006-04-21
362 | BULLS BRIDGE | HD | EMS | INTERMITTENT | Median Reliability Hours Calculation |  | CT | 4004 | HYDRO: RUN OF RIVER |  | FirstLight Power Resources Man | 50876 | 2006-11-01 |  | 50168 | Select Energy Inc. | 6.609 |  | 2010-06-01 | [5 empty] | 2010-10-01
363 | BURLINGTON GT | G | EMS | NON-INTERMITTENT | Twice a Year Audit Obligation |  | VT | 4003 | JET FUEL |  | Burlington Electric Department | 50085 | 2004-05-01 |  | 182 | Vermont Electric Power Co | 22.698 | 2011-01-25 11:00 | 2010-09-01 |  |  |  | 18.448 | 2010-08-18 11:00 | 2010-09-01
365 | CANAL 1 | F | EMS | NON-INTERMITTENT | Twice a Year Audit Obligation |  | MA | 4006 | OIL |  | Genon Energy Management, LLC | 50791 | 2006-02-01 |  | 155 | Southern Co. Energy Mktg | 564.828 | 2011-01-24 09:00 | 2010-04-01 |  |  |  | 547.059 | 2010-07-06 09:00 | 2010-07-20
366 | CANAL 2 | F | EMS | NON-INTERMITTENT | Twice a Year Audit Obligation |  | MA | 4006 | OIL/GAS | NG | Genon Energy Management, LLC | 50791 | 2006-02-01 |  | 155 | Southern Co. Energy Mktg | 561 | 2011-01-13 13:00 | 2010-03-25 |  |  |  | 545.125 | 2010-07-07 15:00 | 2008-09-11
367 | CAPE GT 4 | G | EMS | NON-INTERMITTENT | Twice a Year Audit Obligation |  | ME | 4001 | JET FUEL |  | NextEra Energy Power Marketing | 50086 | 2000-03-01 |  | 6 | Central Maine Power Co | 20.011 | 2011-03-10 07:00 | 2008-09-15 |  |  |  | 15.931 | 2010-08-26 13:00 | 2008-09-15
368 | CAPE GT 5 | G | EMS | NON-INTERMITTENT | Twice a Year Audit Obligation |  | ME | 4001 | JET FUEL |  | NextEra Energy Power Marketing | 50086 | 2000-03-01 |  | 6 | Central Maine Power Co | 20.272 | 2011-02-04 12:00 | 2008-09-15 |  |  |  | 15.822 | 2010-09-02 14:00 | 2008-09-15
369 | CATARACT EAST | HD | EMS | NON-INTERMITTENT | Average of Monthly Hydrology Ratings |  | ME | 4001 | HYDRO: RUN OF RIVER |  | FPL Energy Maine Hydro LLC | 50173 | 2007-07-01 |  | 50086 | FPL Energy Power Mktg. Inc. | 8 |  | 2001-11-01 |  |  |  | 7.775 |  | 2011-01-01
370 | COS COB 10 | G | EMS | NON-INTERMITTENT | Twice a Year Audit Obligation |  | CT | 4004 | JET FUEL |  | NRG Power Marketing LLC | 50192 | 2000-01-01 |  | 112 | Northeast Utilities Company | 23 | 2011-03-16 09:00 | 2010-11-09 |  |  |  | 19.028 | 2010-08-14 08:00 | 2009-09-07
371 | COS COB 11 | G | EMS | NON-INTERMITTENT | Twice a Year Audit Obligation |  | CT | 4004 | JET FUEL |  | NRG Power Marketing LLC | 50192 | 2000-01-01 |  | 112 | Northeast Utilities Company | 23 | 2011-03-16 09:00 | 2010-11-09 |  |  |  | 18.724 | 2010-06-24 15:00 | 2009-04-22
372 | COS COB 12 | G | EMS | NON-INTERMITTENT | Twice a Year Audit Obligation |  | CT | 4004 | JET FUEL |  | NRG Power Marketing LLC | 50192 | 2000-01-01 |  | 112 | Northeast Utilities Company | 23 | 2011-02-24 05:00 | 2010-11-09 |  |  |  | 19.082 | 2010-06-23 16:00 | 2009-04-22
375 | CLEARY 9/9A CC | CC | EMS | NON-INTERMITTENT | Twice a Year Audit Obligation |  | MA | 4006 | OIL/GAS | FO6 | Taunton Municipal Lighting Pla | 153 |  |  |  |  | 109.931 | 2010-11-19 17:00 | 2004-09-14 |  |  |  | 104.931 | 2010-06-02 15:00 | 2004-09-14
376 | CLEARY 8 | F | EMS | NON-INTERMITTENT | Twice a Year Audit Obligation |  | MA | 4006 | OIL |  | Taunton Municipal Lighting Pla | 153 |  |  |  |  | 26 | 2010-11-06 16:00 | 1999-05-01 |  |  |  | 25.853 | 2010-08-31 12:00 | 2007-09-19
379 | COBBLE MOUNTAIN | HW | EMS | NON-INTERMITTENT | Twice a Year Audit Obligation |  | MA | 4007 | HYDRO: RESERVOIR |  | Holyoke Gas & Electric Departm | 44 | 2006-04-01 |  | 50168 | Select Energy Inc. | 32.942 | 2011-03-14 10:00 | 2010-03-01 |  |  |  |  | 2009-07-01 09:00 | 2010-09-29
380 | COMERFORD | HW | EMS | NON-INTERMITTENT | Twice a Year Audit Obligation |  | NH | 4002 | HYDRO: RESERVOIR |  | TransCanada Power Marketing, L | 50091 | 2005-04-01 |  | 50087 | USGen New England, Inc. | 143.63 | 2011-04-11 15:00 | 2010-03-02 |  |  |  | 142.836 | 2010-08-07 13:00 | 2010-08-19
382 | MERRIMACK CT1 | G | EMS | NON-INTERMITTENT | Twice a Year Audit Obligation |  | NH | 4002 | JET FUEL |  | Public Service Company of New | 50094 | 2003-03-01 |  | 112 | Northeast Utilities Company | 21.676 | 2011-01-24 14:00 | 2003-09-08 |  |  |  | 16.826 | 2010-08-05 10:00 | 2003-09-08
383 | MERRIMACK CT2 | G | EMS | NON-INTERMITTENT | Twice a Year Audit Obligation |  | NH | 4002 | JET FUEL |  | Public Service Company of New | 50094 | 2003-03-01 |  | 112 | Northeast Utilities Company | 21.304 | 2011-01-24 15:00 | 2000-06-01 |  |  |  | 16.804 | 2010-08-05 10:00 | 2000-06-01
388 | DARTMOUTH POWER | CC | EMS | NON-INTERMITTENT | Twice a Year Audit Obligation |  | MA | 4006 | GAS | FO2 | Consolidated Edison Energy, In | 50247 | 2006-07-01 |  | 50086 | FPL Energy Power Marketing, In | 67.656 | 2011-02-09 18:00 | 2010-07-02 |  |  |  | 62.156 | 2010-06-21 11:00 | 2010-07-02
389 | DERBY DAM | HD | EMS | NON-INTERMITTENT | Average of Monthly Hydrology Ratings |  | CT | 4004 | HYDRO: RUN OF RIVER |  | Connecticut Light and Power Co | 50092 | 2003-03-01 |  | 112 | Northeast Utilities Company | 7.05 |  | 2001-04-20 |  |  |  | 7.05 |  | 2001-04-20
392 | DEXTER | CC | EMS | INTERMITTENT | Median Reliability Hours Calculation |  | CT | 4004 | GAS | FO2 | Emera Energy Services Subsi | 50983 | 2010-04-01 |  | 50092 | Connecticut Light and Power | 39.331 | 2011-02-03 09:00 | 2010-06-01 |  |  |  | 20.642 | 2010-06-15 14:00 | 2010-10-01
393 | DEERFIELD 5 | HD | EMS | NON-INTERMITTENT | Average of Monthly Hydrology Ratings |  | MA | 4007 | HYDRO: PONDAGE |  | TransCanada Power Marketing, L | 50091 | 2005-04-01 |  | 50087 | USGen New England, Inc. | 13.99 |  | 2000-06-02 |  |  |  | 13.703 |  | 2011-01-01
395 | DOREEN | G | EMS | NON-INTERMITTENT | Twice a Year Audit Obligation |  | MA | 4007 | JET FUEL |  | Hess Corporation | 50786 | 2010-06-01 |  | 50247 | Consolidated Edison Energy | 20.809 | 2011-03-16 09:00 | 2005-03-28 |  |  |  | 15.959 | 2010-08-26 09:00 | 2005-03-28
396 | DEVON 10 | J | EMS | NON-INTERMITTENT | Twice a Year Audit Obligation |  | CT | 4004 | JET FUEL | FO2 | NRG Power Marketing LLC | 50192 | 2000-01-01 |  | 112 | Northeast Utilities Company | 19.186 | 2011-02-18 10:00 | 2008-04-01 |  |  |  | 14.407 | 2010-06-24 13:00 | 2008-04-01
397 | DEVON 11 | G | EMS | NON-INTERMITTENT | Twice a Year Audit Obligation |  | CT | 4004 | GAS | NG | NRG Power Marketing LLC | 50192 | 2000-01-01 |  | 112 | Northeast Utilities Company | 38.819 | 2011-01-10 08:00 | 2008-08-29 |  |  |  | 29.299 | 2010-06-24 13:00 | 2008-08-29
398 | DEVON 12 | G | EMS | NON-INTERMITTENT | Twice a Year Audit Obligation |  | CT | 4004 | GAS | NG | NRG Power Marketing LLC | 50192 | 2000-01-01 |  | 112 | Northeast Utilities Company | 38.437 | 2011-01-13 09:00 | 2008-01-01 |  |  |  | 29.227 | 2010-06-24 13:00 | 2007-07-18
399 | DEVON 13 | G | EMS | NON-INTERMITTENT | Twice a Year Audit Obligation |  | CT | 4004 | GAS | NG | NRG Power Marketing LLC | 50192 | 2000-01-01 |  | 112 | Northeast Utilities Company | 38.967 | 2011-01-14 09:00 | 2008-04-01 |  |  |  | 29.967 | 2010-06-23 16:00 | 2008-04-01
400 | DEVON 14 | G | EMS | NON-INTERMITTENT | Twice a Year Audit Obligation |  | CT | 4004 | GAS | NG | NRG Power Marketing LLC | 50192 | 2000-01-01 |  | 112 | Northeast Utilities Company | 40.274 | 2011-01-17 09:00 | 2008-09-01 |  |  |  | 29.704 | 2010-07-06 15:00 | 2008-09-01
401 | EASTMAN FALLS | HD | EMS | NON-INTERMITTENT | Average of Monthly Hydrology Ratings |  | NH | 4002 | HYDRO: PONDAGE |  | Public Service Company of New | 50094 | 2003-03-01 |  | 112 | Northeast Utilities Company | 6.47 |  | 2000-01-01 |  |  |  | 5.582 |  | 2011-01-01
405 | ELLSWORTH HYDRO | HW | EMS | NON-INTERMITTENT | Twice a Year Audit Obligation |  | ME | 4001 | HYDRO: RESERVOIR |  | Black Bear Hydro Partners, LLC | 51251 | 2009-11-01 |  | 50212 | PPL EnergyPlus, LLC | 8.624 | 2011-03-19 14:00 | 2011-04-01 |  |  |  | 9.097 | 2010-09-13 08:00 | 2008-09-22
407 | EASTPORT DIESELS 1-3 | D | EMS | NON-INTERMITTENT | Twice a Year Audit Obligation |  | ME | 4001 | DIESEL OIL |  | New Brunswick Power Generation | 50899 | 2011-03-01 |  | 50027 | Constellation Power Source | 2.2 | 2010-12-08 17:00 | 2010-01-07 |  |  |  | 2.2 | 2010-06-23 16:00 | 2009-08-13
410 | ESSEX 19 HYDRO | HD | EMS | INTERMITTENT | Median Reliability Hours Calculation |  | VT | 4003 | HYDRO: RUN OF RIVER |  | Green Mountain Power Corporati | 50275 | 2004-05-01 |  | 182 | Vermont Electric Power Co | 5.437 |  | 2010-06-01 |  |  |  | 2.098 |  | 2010-10-01
411 | EXETER | F | EMS | INTERMITTENT | Median Reliability Hours Calculation |  | CT | 4004 | REFUSE | PG | ReEnergy Sterling CT Limited P | 51373 | 2011-03-01 |  | 50418 | CMS Energy Resource Management | 20.277 | 2010-11-19 11:00 | 2010-06-01 |  |  |  | 24.009 | 2010-06-07 07:00 | 2010-10-01
412 | FALLS VILLAGE | HD | EMS | INTERMITTENT | Median Reliability Hours Calculation |  | CT | 4004 | HYDRO: RUN OF RIVER |  | FirstLight Power Resources Man | 50876 | 2006-11-01 |  | 50168 | Select Energy Inc. | 5.589 |  | 2010-06-01 | [5 empty] | 2010-10-01
413 | FIFE BROOK | HD | EMS | NON-INTERMITTENT | Average of Monthly Hydrology Ratings |  | MA | 4007 | HYDRO: PONDAGE |  | Bear Swamp Power Company LLC | 50794 | 2005-07-15 |  | 50475 | Brascan Energy Marketing Inc. | 9.9 |  | 2000-06-02 |  |  |  | 6.089 |  | 2011-01-01
415 | FLORENCE 1 CG | G | EMS | NON-INTERMITTENT | Twice a Year Audit Obligation |  | VT | 4003 | JET FUEL |  | Vermont Marble Company | 50288 | 2004-05-01 |  | 182 | Vermont Electric Power Co | 0 | 2009-04-02 10:00 | 2010-04-29 |  |  |  |  | 2009-09-14 10:00 | 2010-09-29
416 | FLORENCE 2 CG | G | EMS | NON-INTERMITTENT | Twice a Year Audit Obligation |  | VT | 4003 | JET FUEL |  | Vermont Marble Company | 50288 | 2004-05-01 |  | 182 | Vermont Electric Power Co | 0 | 2009-04-02 15:00 | 2010-04-29 |  |  |  |  | 2009-09-14 10:00 | 2010-09-29
417 | FRAMINGHAM JET 1 | G | EMS | NON-INTERMITTENT | Twice a Year Audit Obligation |  | MA | 4008 | OIL |  | Exelon New England Holdings, L | 50074 |  |  |  |  | 14.923 | 2011-01-10 10:00 | 2009-08-17 |  |  |  | 10.893 | 2010-08-09 09:00 | 2009-08-17
418 | FRAMINGHAM JET 2 | G | EMS | NON-INTERMITTENT | Twice a Year Audit Obligation |  | MA | 4008 | OIL |  | Exelon New England Holdings, L | 50074 |  |  |  |  | 13.914 | 2011-01-10 12:00 | 2005-03-09 |  |  |  | 9.914 | 2010-06-01 10:00 | 2005-03-09
419 | FRAMINGHAM JET 3 | G | EMS | NON-INTERMITTENT | Twice a Year Audit Obligation |  | MA | 4008 | OIL |  | Exelon New England Holdings, L | 50074 |  |  |  |  | 15.418 | 2011-01-13 09:00 | 2010-08-20 |  |  |  | 11.418 | 2010-08-09 10:00 | 2010-08-20
420 | FRANKLIN DRIVE 10 | G | EMS | NON-INTERMITTENT | Twice a Year Audit Obligation |  | CT | 4004 | JET FUEL |  | NRG Power Marketing LLC | 50192 | 2000-01-01 |  | 112 | Northeast Utilities Company | 20.527 | 2011-03-04 13:00 | 2003-02-03 |  |  |  | 15.417 | 2010-06-24 14:00 | 2003-02-03
421 | FRONT STREET DIESELS 1-3 | D | EMS | NON-INTERMITTENT | Twice a Year Audit Obligation |  | MA | 4007 | DIESEL OIL |  | Chicopee Municipal Lighting Pl | 7 |  |  |  |  | 8.25 | 2011-02-24 11:00 | 2005-08-16 |  |  |  | 8.286 | 2010-08-19 09:00 | 2007-08-27
424 | GREAT LAKES - MILLINOCKET | HW | EMS | NON-INTERMITTENT | Median Reliability Hours Calculation |  | ME | 4001 | HYDRO: PONDAGE |  | Brookfield Energy Marketing, L | 51355 | 2010-12-01 |  | 50475 | Brascan Energy Marketing Inc. | 37.009 | 2011-02-23 11:00 | 2010-06-01 |  |  |  | 31.677 | 2010-07-14 13:00 | 2010-10-01
426 | GORGE 1 DIESEL | G | EMS | NON-INTERMITTENT | Twice a Year Audit Obligation |  | VT | 4003 | OIL/GAS |  | Green Mountain Power Corporati | 50275 | 2004-05-01 |  | 182 | Vermont Electric Power Co | 12.55 | 2009-12-17 10:00 | 2009-09-16 |  |  |  | 7.09 | 2010-09-02 17:00 | 2009-09-16
427 | GORHAM | HD | EMS | NON-INTERMITTENT | Average of Monthly Hydrology Ratings |  | NH | 4002 | HYDRO: RUN OF RIVER |  | Public Service Company of New | 50094 | 2003-03-01 |  | 112 | Northeast Utilities Company | 2.05 |  | 2000-01-01 |  |  |  | 1.959 |  | 2011-01-01
429 | GALLOP POWER GREENVILLE | F | EMS | INTERMITTENT | Median Reliability Hours Calculation |  | ME | 4001 | WOOD/REFUSE |  | Gallop Power Greenville,LLC | 51159 | 2010-06-01 |  | 50027 | Constellation Energy Commoditi | 0 | 2010-03-11 08:00 | 2010-06-01 |  |  |  | 14.079 | 2008-07-22 10:00 | 2010-10-01
432 | HARRIS 1 | HW | EMS | NON-INTERMITTENT | Twice a Year Audit Obligation |  | ME | 4001 | HYDRO: RESERVOIR |  | FPL Energy Maine Hydro LLC | 50173 | 2007-07-01 |  | 50086 | FPL Energy Power Mktg. Inc. | 16.776 | 2010-11-19 10:00 | 2000-12-11 |  |  |  | 16.79 | 2010-06-19 11:00 | 2000-12-11
433 | HARRIS 2 | HW | EMS | NON-INTERMITTENT | Twice a Year Audit Obligation |  | ME | 4001 | HYDRO: RESERVOIR |  | FPL Energy Maine Hydro LLC | 50173 | 2007-07-01 |  | 50086 | FPL Energy Power Mktg. Inc. | 34.5 | 2010-11-19 10:00 | 2004-12-28 |  |  |  | 34.865 | 2010-06-19 11:00 | 2010-07-02
434 | HARRIS 3 | HW | EMS | NON-INTERMITTENT | Twice a Year Audit Obligation |  | ME | 4001 | HYDRO: RESERVOIR |  | FPL Energy Maine Hydro LLC | 50173 | 2007-07-01 |  | 50086 | FPL Energy Power Mktg. Inc. | 33.905 | 2010-11-19 10:00 | 2004-12-28 |  |  |  | 34.21 | 2010-06-19 11:00 | 2000-12-11
435 | HARRIMAN | HW | EMS | NON-INTERMITTENT | Twice a Year Audit Obligation |  | MA | 4007 | HYDRO: RESERVOIR |  | TransCanada Power Marketing, L | 50091 | 2005-04-01 |  | 50087 | USGen New England, Inc. | 38.663 | 2011-01-18 08:00 | 2010-02-16 |  |  |  | 41.039 | 2010-07-16 12:00 | 2010-07-28
436 | HEMPHILL 1 | F | EMS | INTERMITTENT | Median Reliability Hours Calculation |  | NH | 4002 | WOOD/REFUSE |  | PPL EnergyPlus, LLC | 50212 | 2008-03-01 |  | 50094 | Public Service Co. of NH | 14.45 | 2010-02-22 18:00 | 2010-06-01 |  |  |  | 14.137 | 2009-08-10 09:00 | 2010-06-01
437 | HOLYOKE 6/CABOT 6 | F | EMS | NON-INTERMITTENT | Twice a Year Audit Obligation |  | MA | 4007 | OIL/GAS | FO6 | Holyoke Gas & Electric Departm | 44 |  |  |  |  | 9.315 | 2010-03-30 12:00 | 2010-04-16 |  |  |  | 9.212 | 2010-08-17 14:00 | 2010-09-03
438 | HOLYOKE 8/CABOT 8 | F | EMS | NON-INTERMITTENT | Twice a Year Audit Obligation |  | MA | 4007 | OIL/GAS | FO2 | Holyoke Gas & Electric Departm | 44 |  |  |  |  | 9.335 | 2010-03-30 12:00 | 2010-04-16 |  |  |  | 9.22 | 2010-08-17 14:00 | 2010-09-03
440 | HIRAM | HD | EMS | NON-INTERMITTENT | Average of Monthly Hydrology Ratings |  | ME | 4001 | HYDRO: RUN OF RIVER |  | FPL Energy Maine Hydro LLC | 50173 | 2007-07-01 |  | 50086 | FPL Energy Power Mktg. Inc. | 11.6 |  | 2000-03-01 |  |  |  | 11.189 |  | 2011-01-01
445 | COVANTA WEST ENFIELD | F | EMS | NON-INTERMITTENT | Twice a Year Audit Obligation |  | ME | 4001 | WOOD/REFUSE |  | Covanta Maine, LLC | 86 | 2000-08-01 |  | 50051 | ISO | 21.446 | 2010-12-08 11:00 | 2010-02-16 |  |  |  | 20.461 | 2010-08-11 10:00 | 2010-08-24
446 | COVANTA JONESBORO | F | EMS | NON-INTERMITTENT | Twice a Year Audit Obligation |  | ME | 4001 | WOOD/REFUSE |  | Covanta Maine, LLC | 86 | 2000-08-01 |  | 50051 | ISO | 21.974 | 2010-03-08 09:00 | 2010-03-19 |  |  |  | 20.226 | 2010-08-12 | 2010-08-26
448 | IPSWICH DIESELS | D | EMS | NON-INTERMITTENT | Twice a Year Audit Obligation |  | MA | 4008 | OIL/GAS | NG | Ipswich Municipal Light Depart | 73 |  |  |  |  | 9.495 | 2011-04-12 08:00 | 2007-03-20 |  |  |  | 10.24 | 2010-09-09 09:00 | 2006-09-28
449 | JACKMAN | HW | EMS | NON-INTERMITTENT | Twice a Year Audit Obligation |  | NH | 4002 | HYDRO: RESERVOIR |  | Public Service Company of New | 50094 | 2003-03-01 |  | 112 | Northeast Utilities Company | 3.4 | 2011-03-15 09:00 | 2011-03-25 |  |  |  | 3.55 | 2010-08-11 14:00 | 2010-08-20
451 | JOHNSTON LANDFILL | D | EMS | NON-INTERMITTENT | Twice a Year Audit Obligation |  | RI | 4005 | WOOD/REFUSE |  | Rhode Island Engine Genco, LLC | 50713 | 2010-02-01 |  | 81 | New England Power Company | 12 | 2011-03-18 06:00 | 1999-05-01 |  |  |  | 11.962 | 2010-08-31 06:00 | 2008-07-08
452 | KENDALL JET 1 | G | EMS | NON-INTERMITTENT | Twice a Year Audit Obligation |  | MA | 4008 | DIESEL OIL |  | Genon Energy Management, LLC | 50791 | 2006-02-01 |  | 155 | Mirant Americas Engy Mark., LP | 23 | 2011-03-15 12:00 | 2009-10-05 |  |  |  | 18 | 2010-06-24 12:00 | 2009-10-05
457 | LAWRENCE HYDRO | HD | EMS | NON-INTERMITTENT | Average of Monthly Hydrology Ratings |  | MA | 4007 | HYDRO: RUN OF RIVER |  | New England Power Company | 81 | 2005-04-01 |  | 50087 | USGen New England, Inc. | 13.36 |  | 2011-01-01 |  |  |  | 7.014 |  | 2011-01-01
460 | LOCKWOOD | HD | EMS | INTERMITTENT | Median Reliability Hours Calculation |  | ME | 4001 | HYDRO: RUN OF RIVER |  | NextEra Energy Power Marketing | 50086 | 2000-03-01 |  | 6 | Central Maine Power Co | 4.812 |  | 2010-06-01 |  |  |  | 2.496 |  | 2010-10-01
461 | LENERGIA ENERGY CENTER | CC | EMS | NON-INTERMITTENT | Twice a Year Audit Obligation |  | MA | 4007 | OIL/GAS | FO2 | Consolidated Edison Energy, In | 50247 | 2008-10-28 |  | 50254 | UAE Lowell Power LLC | 78.446 | 2011-04-14 06:00 | 2009-03-01 |  |  |  | 74.638 | 2010-07-29 13:00 | 2009-03-01
462 | LISBON RESOURCE RECOVERY | F | EMS | INTERMITTENT | Median Reliability Hours Calculation | SQF | CT | 4004 | REFUSE |  | Connecticut Light and Power Co | 50092 | 2003-03-01 |  | 112 | Northeast Utilities Company | 13.838 | 2008-11-02 11:00 | 2010-06-01 |  |  |  | 13.732 | 2008-06-01 08:00 | 2010-10-01
463 | AEI LIVERMORE | F | EMS | NON-INTERMITTENT | Twice a Year Audit Obligation |  | ME | 4001 | REFUSE |  | Boralex Stratton Energy LP | 50745 | 2005-01-01 |  | 50186 | Energy New England LLC | 34.43 | 2011-02-03 12:00 | 2006-02-17 |  |  |  | 34.695 | 2010-06-07 16:00 | 2004-08-11
464 | LOST NATION | G | EMS | NON-INTERMITTENT | Twice a Year Audit Obligation |  | NH | 4002 | JET FUEL |  | Public Service Company of New | 50094 | 2003-03-01 |  | 112 | Northeast Utilities Company | 18.082 | 2011-02-10 12:00 | 2010-07-02 |  |  |  | 14.069 | 2010-06-18 12:00 | 2010-07-02
465 | DEERFIELD 2/LWR DRFIELD | HD | EMS | NON-INTERMITTENT | Average of Monthly Hydrology Ratings |  | MA | 4007 | HYDRO: PONDAGE |  | TransCanada Power Marketing, L | 50091 | 2005-04-01 |  | 50087 | USGen New England, Inc. | 19.5 |  | 2006-05-24 |  |  |  | 19.275 |  | 2011-01-01
466 | L STREET JET | G | EMS | NON-INTERMITTENT | Twice a Year Audit Obligation |  | MA | 4008 | OIL |  | Exelon New England Holdings, L | 50074 |  |  |  |  | 21.77 | 2011-01-20 10:00 | 2008-08-18 |  |  |  | 16.03 | 2010-08-05 10:00 | 2008-08-18
467 | MARBLEHEAD DIESELS | D | EMS | NON-INTERMITTENT | Twice a Year Audit Obligation |  | MA | 4008 | DIESEL OIL |  | Marblehead Municipal Light Dep | 78 |  |  |  |  | 5 | 2011-03-16 10:00 | 2006-09-28 |  |  |  | 5 | 2010-09-10 13:00 | 2006-09-28
468 | MARSHFIELD 6 HYDRO | HW | EMS | NON-INTERMITTENT | Twice a Year Audit Obligation |  | VT | 4003 | HYDRO: RESERVOIR |  | Green Mountain Power Corporati | 50275 | 2004-05-01 |  | 182 | Vermont Electric Power Co | 4.708 | 2011-04-12 08:00 | 2009-12-22 |  |  |  | 4.657 | 2010-08-27 15:00 | 2009-11-13
472 | M STREET JET | G | EMS | NON-INTERMITTENT | Twice a Year Audit Obligation |  | MA | 4008 | JET FUEL |  | MA Bay Transp Auth (MBTA) | 50678 | 2006-03-01 |  | 3 | Boston Edison Company | 59.986 | 2010-04-09 14:00 | 2010-04-21 |  |  |  | 41.886 | 2010-09-14 13:00 | 2010-04-21
473 | MCINDOES | HD | EMS | NON-INTERMITTENT | Average of Monthly Hydrology Ratings |  | NH | 4002 | HYDRO: PONDAGE |  | TransCanada Power Marketing, L | 50091 | 2005-04-01 |  | 50087 | USGen New England, Inc. | 10.571 |  | 2011-01-01 |  |  |  | 10.066 |  | 2011-01-01
474 | J C MCNEIL | F | EMS | NON-INTERMITTENT | Twice a Year Audit Obligation |  | VT | 4003 | REFUSE | NG | Burlington Electric Department | 50085 | 2004-05-01 |  | 182 | Vermont Electric Power Co | 54 | 2011-02-28 10:00 | 2004-03-02 |  |  |  | 52 | 2010-08-17 10:00 | 1999-05-01
475 | MEDWAY DIESELS 1-4 | D | EMS | NON-INTERMITTENT | Twice a Year Audit Obligation |  | ME | 4001 | DIESEL OIL |  | New Brunswick Power Generation | 50899 | 2011-03-01 |  | 50027 | Constellation Power Source | 8.25 | 2011-01-24 08:00 | 2009-04-24 |  |  |  | 4.3 | 2010-09-14 12:00 | 2010-09-27
476 | MERC | F | EMS | INTERMITTENT | Median Reliability Hours Calculation | QF | ME | 4001 | REFUSE | NG | NextEra Energy Power Marketing | 50086 | 2007-03-01 |  | 50027 | Constellation Power Source | 16.04 | 2010-04-02 | 2010-06-01 |  |  |  | 16.04 | 2009-08-30 21:00 | 2010-10-01
478 | MIDDLETOWN 10 | G | EMS | NON-INTERMITTENT | Twice a Year Audit Obligation |  | CT | 4004 | JET FUEL |  | NRG Power Marketing LLC | 50192 | 2000-01-01 |  | 112 | Northeast Utilities Company | 22.023 | 2009-12-19 17:00 | 2009-07-29 |  |  |  | 17.123 | 2010-08-09 16:00 | 2009-07-29
479 | MIDDLETOWN 1 | F | EMS | NON-INTERMITTENT | Twice a Year Audit Obligation |  | CT | 4004 | OIL |  | NRG Power Marketing LLC | 50192 | 2000-01-01 |  | 112 | Northeast Utilities Company | 0 |  | 2000-12-09 | [5 empty] | 2000-12-09
480 | MIDDLETOWN 2 | F | EMS | NON-INTERMITTENT | Twice a Year Audit Obligation |  | CT | 4004 | OIL/GAS | NG | NRG Power Marketing LLC | 50192 | 2000-01-01 |  | 112 | Northeast Utilities Company | 120 | 2011-01-31 09:00 | 2000-04-11 |  |  |  | 117 | 2010-07-09 11:00 | 2000-04-11
481 | MIDDLETOWN 3 | F | EMS | NON-INTERMITTENT | Twice a Year Audit Obligation |  | CT | 4004 | OIL/GAS | NG | NRG Power Marketing LLC | 50192 | 2000-01-01 |  | 112 | Northeast Utilities Company | 245 | 2010-12-21 15:00 | 2000-04-11 |  |  |  | 236 | 2010-08-16 14:00 | 2000-04-11
482 | MIDDLETOWN 4 | F | EMS | NON-INTERMITTENT | Twice a Year Audit Obligation |  | CT | 4004 | OIL |  | NRG Power Marketing LLC | 50192 | 2000-01-01 |  | 112 | Northeast Utilities Company | 363.188 | 2011-03-13 20:00 | 2011-03-25 |  |  |  | 400 | 2010-08-10 11:00 | 2000-04-11
484 | MILLSTONE POINT 2 | N | EMS | NON-INTERMITTENT | Twice a Year Audit Obligation |  | CT | 4004 | NUCLEAR |  | Dominion Energy Marketing, Inc | 50495 | 2005-06-30 |  | 50435 | Dominion Nuclear CT, Inc. | 879.305 | 2011-01-18 15:00 | 2010-03-01 |  |  |  | 875.823 | 2010-06-24 10:00 | 2010-07-01
485 | MILLSTONE POINT 3 | N | EMS | NON-INTERMITTENT | Twice a Year Audit Obligation |  | CT | 4004 | NUCLEAR |  | Dominion Energy Marketing, Inc | 50495 | 2005-06-30 |  | 50435 | Dominion Nuclear CT, Inc. | 1235.001 | 2010-12-12 07:00 | 2010-10-18 |  |  |  | 1225 | 2010-06-21 02:00 | 2010-10-18
486 | MILFORD POWER | CC | EMS | NON-INTERMITTENT | Twice a Year Audit Obligation |  | MA | 4006 | GAS |  | ANP Funding I, LLC | 50453 | 2001-07-01 |  | 109 | Milford Power Limited Partner | 170.73 | 2010-11-15 13:00 | 2001-07-01 |  |  |  | 149 | 2010-06-18 12:00 | 2001-07-01
487 | MILLER HYDRO | HD | EMS | INTERMITTENT | Median Reliability Hours Calculation |  | ME | 4001 | HYDRO: RUN OF RIVER |  | Energy New England LLC | 50186 | 2010-03-01 |  | 50027 | Constellation Energy Commoditi | 10.17 |  | 2010-06-01 |  |  |  | 4.735 |  | 2010-10-01
489 | MERRIMACK 1 | F | EMS | NON-INTERMITTENT | Twice a Year Audit Obligation |  | NH | 4002 | COAL |  | Public Service Company of New | 50094 | 2003-03-01 |  | 112 | Northeast Utilities Company | 114 | 2010-12-06 11:00 | 2002-03-06 |  |  |  | 112.5 | 2010-06-01 11:00 | 2002-03-06
490 | MERRIMACK 2 | F | EMS | NON-INTERMITTENT | Twice a Year Audit Obligation |  | NH | 4002 | COAL |  | Public Service Company of New | 50094 | 2003-03-01 |  | 112 | Northeast Utilities Company | 343.025 | 2011-02-15 16:00 | 2011-03-01 |  |  |  | 338.375 | 2010-06-07 11:00 | 2010-06-17
492 | MONTVILLE 10 and 11 | D | EMS | NON-INTERMITTENT | Twice a Year Audit Obligation |  | CT | 4004 | DIESEL OIL |  | NRG Power Marketing LLC | 50192 | 2000-01-01 |  | 112 | Northeast Utilities Company | 5.354 | 2011-01-25 07:00 | 2003-02-03 |  |  |  | 5.296 | 2010-06-24 14:00 | 2001-01-23
493 | MONTVILLE 5 | F | EMS | NON-INTERMITTENT | Twice a Year Audit Obligation |  | CT | 4004 | OIL/GAS | NG | NRG Power Marketing LLC | 50192 | 2000-01-01 |  | 112 | Northeast Utilities Company | 81.59 | 2011-03-10 16:00 | 2000-09-29 |  |  |  | 81 | 2010-06-04 11:00 | 2000-09-29
494 | MONTVILLE 6 | F | EMS | NON-INTERMITTENT | Twice a Year Audit Obligation |  | CT | 4004 | OIL |  | NRG Power Marketing LLC | 50192 | 2000-01-01 |  | 112 | Northeast Utilities Company | 409.913 | 2011-02-10 15:00 | 2001-08-16 |  |  |  | 407.401 | 2010-06-08 11:00 | 2003-01-01
495 | MONTY | HD | EMS | NON-INTERMITTENT | Average of Monthly Hydrology Ratings |  | ME | 4001 | HYDRO: RUN OF RIVER |  | FPL Energy Maine Hydro LLC | 50173 | 2007-07-01 |  | 50086 | FPL Energy Power Mktg. Inc. | 28 |  | 2001-09-01 |  |  |  | 28 |  | 2006-06-01
496 | MOORE | HW | EMS | NON-INTERMITTENT | Twice a Year Audit Obligation |  | NH | 4002 | HYDRO: RESERVOIR |  | TransCanada Power Marketing, L | 50091 | 2005-04-01 |  | 50087 | USGen New England, Inc. | 191.175 | 2010-12-09 17:00 | 2009-11-26 |  |  |  | 189.976 | 2010-08-06 09:00 | 2010-08-19
497 | MASS POWER | CC | EMS | NON-INTERMITTENT | Twice a Year Audit Obligation |  | MA | 4007 | OIL/GAS | FO2 | EquiPower Resources Management | 51359 | 2010-12-01 |  | 50981 | Emera Energy Services Subsidi | 276 | 2011-04-06 07:00 | 2010-10-18 |  |  |  | 238.259 | 2010-06-21 12:00 | 2006-11-29
498 | MT TOM | F | EMS | NON-INTERMITTENT | Twice a Year Audit Obligation |  | MA | 4007 | COAL |  | FirstLight Power Resources Man | 50876 | 2006-11-01 |  | 50168 | Select Energy Inc. | 144.594 | 2011-02-24 19:00 | 2009-12-24 |  |  |  | 142.881 | 2010-06-07 05:00 | 2010-06-21
502 | MYSTIC 7 | F | EMS | NON-INTERMITTENT | Twice a Year Audit Obligation |  | MA | 4008 | OIL/GAS | FO6 | Constellation Energy Commoditi | 50027 | 2011-01-10 |  | 50740 | Boston Generating, LLC | 559.775 | 2011-03-15 18:00 | 2001-08-27 |  |  |  | 577.593 | 2010-08-05 16:00 | 2007-06-29
503 | MYSTIC JET | G | EMS | NON-INTERMITTENT | Twice a Year Audit Obligation |  | MA | 4008 | OIL |  | Constellation Energy Commoditi | 50027 | 2011-01-10 |  | 50740 | Boston Generating, LLC | 12.739 | 2011-03-24 17:00 | 2010-09-01 |  |  |  | 8.589 | 2010-08-10 14:00 | 2010-09-01
507 | NEA BELLINGHAM | CC | EMS | NON-INTERMITTENT | Twice a Year Audit Obligation |  | MA | 4006 | GAS | FO2 | NextEra Energy Power Marketing | 50086 | 2005-02-22 |  | 3 | Boston Edison Company | 336.503 | 2010-11-01 12:00 | 2009-04-15 |  |  |  | 277.621 | 2010-07-30 12:00 | 2010-08-05
508 | NEWINGTON 1 | F | EMS | NON-INTERMITTENT | Twice a Year Audit Obligation |  | NH | 4002 | OIL/GAS | NG | Public Service Company of New | 50094 | 2003-03-01 |  | 112 | Northeast Utilities Company | 400.2 | 2011-01-24 17:00 | 2001-07-20 |  |  |  | 400.2 | 2010-08-11 13:00 | 2001-07-20
513 | NEW HAVEN HARBOR | F | EMS | NON-INTERMITTENT | Twice a Year Audit Obligation |  | CT | 4004 | OIL/GAS | NG | PSEG Energy Resources & Trade | 50421 | 2003-01-01 |  | 50195 | Wisvest-Connecticut, LLC | 453.384 | 2011-02-11 13:00 | 2009-01-05 |  |  |  | 447.894 | 2010-07-06 11:00 | 2003-09-19
515 | NORWICH JET | G | EMS | NON-INTERMITTENT | Twice a Year Audit Obligation |  | CT | 4004 | OIL |  | Connecticut Municipal Electric | 8 |  |  |  |  | 18.8 | 2011-02-27 19:00 | 2008-01-18 |  |  |  | 15.255 | 2010-06-24 15:00 | 2008-01-18
519 | NORWALK HARBOR 1 | F | EMS | NON-INTERMITTENT | Twice a Year Audit Obligation |  | CT | 4004 | OIL |  | NRG Power Marketing LLC | 50192 | 2000-01-01 |  | 112 | Northeast Utilities Company | 163.995 | 2011-01-24 16:00 | 2008-03-20 |  |  |  | 162 | 2010-09-08 11:00 | 2001-07-31
520 | NORWALK HARBOR 2 | F | EMS | NON-INTERMITTENT | Twice a Year Audit Obligation |  | CT | 4004 | OIL |  | NRG Power Marketing LLC | 50192 | 2000-01-01 |  | 112 | Northeast Utilities Company | 172 | 2010-12-15 17:00 | 2002-03-08 |  |  |  | 168 | 2010-09-01 14:00 | 2002-03-08
521 | NORWALK HARBOR 10 (3) | G | EMS | NON-INTERMITTENT | Twice a Year Audit Obligation |  | CT | 4004 | DIESEL OIL |  | NRG Power Marketing LLC | 50192 | 2000-01-01 |  | 112 | Northeast Utilities Company | 17.062 | 2011-02-22 09:00 | 2010-02-11 |  |  |  | 11.925 | 2010-06-24 15:00 | 2003-08-01
527 | OGDEN-MARTIN 1 | F | EMS | INTERMITTENT | Median Reliability Hours Calculation |  | MA | 4008 | WOOD/REFUSE | FO2 | Dominion Energy Marketing, Inc | 50495 | 2005-01-05 |  | 50087 | USGen New England, Inc. | 39.221 | 2010-01-24 05:00 | 2010-06-01 |  |  |  | 39.629 | 2009-06-01 05:00 | 2010-10-01
528 | OCEAN ST PWR GT1/GT2/ST1 | CC | EMS | NON-INTERMITTENT | Twice a Year Audit Obligation |  | RI | 4005 | GAS |  | TransCanada Power Marketing, L | 50091 |  |  |  |  | 316.901 | 2011-03-15 07:00 | 2006-07-31 |  |  |  | 270.901 | 2010-08-19 12:00 | 2006-07-31
529 | OCEAN ST PWR GT3/GT4/ST2 | CC | EMS | NON-INTERMITTENT | Twice a Year Audit Obligation |  | RI | 4005 | GAS |  | TransCanada Power Marketing, L | 50091 |  |  |  |  | 318.18 | 2011-01-25 09:00 | 2003-02-14 |  |  |  | 270.18 | 2010-08-26 13:00 | 2003-02-14
531 | PAWTUCKET POWER | CC | EMS | NON-INTERMITTENT | Twice a Year Audit Obligation |  | RI | 4005 | OIL/GAS | FO2 | Pawtucket Power Holding Compan | 50985 | 2007-12-01 |  | 14 | Sempra Energy Trading Corporat | 63.254 | 2011-04-09 14:00 | 2011-04-22 | n | 65.374 | -2.12 | 59.942 | 2010-08-30 10:00 | 2011-04-22 | n | 62 | -2.058
532 | PEJEPSCOT | HD | EMS | INTERMITTENT | Median Reliability Hours Calculation |  | ME | 4001 | HYDRO: RUN OF RIVER |  | NextEra Energy Power Marketing | 50086 | 2009-03-01 |  | 50027 | Constellation Power Source | 10.655 |  | 2010-06-01 |  |  |  | 4.298 |  | 2010-10-01
536 | PERC-ORRINGTON 1 | F | EMS | INTERMITTENT | Median Reliability Hours Calculation | QF | ME | 4001 | WOOD/REFUSE | NG | Integrys Energy Services, Inc. | 50397 | 2008-03-01 |  | 50027 | Constellation Energy Commoditi | 20.406 | 2011-02-24 06:00 | 2010-06-01 |  |  |  | 20.994 | 2010-08-19 | 2010-10-01
537 | PILGRIM NUCLEAR POWER STATION | N | EMS | NON-INTERMITTENT | Twice a Year Audit Obligation |  | MA | 4006 | NUCLEAR |  | Entergy Nuclear Power Marketin | 50840 | 2006-04-01 |  | 50206 | Entergy Nuclear Generation Co. | 684.746 | 2011-02-10 20:00 | 2003-08-01 |  |  |  | 677.284 | 2010-06-24 10:00 | 2006-10-20
538 | PINETREE POWER | F | EMS | NON-INTERMITTENT | Twice a Year Audit Obligation |  | MA | 4007 | WOOD/REFUSE |  | Fitchburg Gas and Electric Lig | 38 |  |  |  |  | 16.787 | 2011-03-31 17:00 | 2011-04-14 | n | 16.844 | -0.057 | 16.151 | 2010-09-10 | 2010-09-24
539 | PONTOOK HYDRO | HD | EMS | INTERMITTENT | Median Reliability Hours Calculation |  | NH | 4002 | HYDRO: RUN OF RIVER |  | Brookfield Energy Marketing, L | 51355 | 2010-12-01 |  | 50475 | Brascan Energy Marketing Inc. | 9.464 |  | 2010-06-01 |  |  |  | 3.82 |  | 2010-10-01
540 | POTTER 2 CC | CC | EMS | NON-INTERMITTENT | Twice a Year Audit Obligation |  | MA | 4006 | OIL/GAS | FO2 | Braintree Electric Light Depar | 5 |  |  |  |  | 91.927 | 2011-04-07 11:00 | 2011-04-20 | n | 92.19 | -0.263 | 73.927 | 2010-07-08 15:00 | 2011-04-20 | n | 74.19 | -0.263
541 | PROCTOR | HD | EMS | INTERMITTENT | Median Reliability Hours Calculation |  | VT | 4003 | HYDRO: RUN OF RIVER |  | Vermont Marble Company | 50288 | 2004-05-01 |  | 182 | Vermont Electric Power Co | 2.7 |  | 2010-06-01 |  |  |  | 1.9 |  | 2010-10-01
542 | ECO MAINE | F | EMS | INTERMITTENT | Median Reliability Hours Calculation | SQF | ME | 4001 | REFUSE | NG | Macquarie Energy LLC | 51109 | 2010-04-01 |  | 50397 | Integrys Energy Services, Inc. | 10.705 | 2007-03-30 01:00 | 2010-06-01 |  |  |  | 11.029 | 2007-09-13 13:00 | 2010-10-01
546 | RESCO SAUGUS | F | EMS | NON-INTERMITTENT | Twice a Year Audit Obligation |  | MA | 4008 | WOOD/REFUSE |  | New England Power Company | 81 | 2005-04-01 |  | 50087 | USGen New England, Inc. | 30.114 | 2010-12-06 20:00 | 2008-01-31 |  |  |  | 32.282 | 2010-08-30 16:00 | 2009-09-09
547 | WHEELABRATOR NORTH ANDOVER | F | EMS | INTERMITTENT | Median Reliability Hours Calculation |  | MA | 4008 | WOOD/REFUSE |  | Wheelabrator North Andover Inc | 50808 | 2005-10-01 |  | 50495 | Dominion Energy Marketing, Inc | 29.779 | 2009-12-02 | 2010-06-01 |  |  |  | 29.549 | 2009-07-15 23:00 | 2010-10-01
549 | RUTLAND 5 GT | G | EMS | NON-INTERMITTENT | Twice a Year Audit Obligation |  | VT | 4003 | DIESEL OIL |  | Central Vermont Public Service | 50252 | 2004-05-01 |  | 182 | Vermont Electric Power Co | 12.816 | 2011-02-03 10:00 | 2010-01-28 |  |  |  | 8.406 | 2010-06-24 09:00 | 2010-01-28
551 | SALEM HARBOR 1 | F | EMS | NON-INTERMITTENT | Twice a Year Audit Obligation |  | MA | 4008 | COAL | FO6 | Dominion Energy Marketing, Inc | 50495 | 2005-01-05 |  | 50087 | USGen New England, Inc. | 81.419 | 2011-01-14 14:00 | 2009-02-12 |  |  |  | 79.754 | 2010-06-22 09:00 | 2009-08-21
552 | SALEM HARBOR 2 | F | EMS | NON-INTERMITTENT | Twice a Year Audit Obligation |  | MA | 4008 | COAL | FO6 | Dominion Energy Marketing, Inc | 50495 | 2005-01-05 |  | 50087 | USGen New England, Inc. | 78.763 | 2011-01-14 08:00 | 2009-02-12 |  |  |  | 77.955 | 2010-06-23 09:00 | 2009-08-21
553 | SALEM HARBOR 3 | F | EMS | NON-INTERMITTENT | Twice a Year Audit Obligation |  | MA | 4008 | COAL | FO6 | Dominion Energy Marketing, Inc | 50495 | 2005-01-05 |  | 50087 | USGen New England, Inc. | 149.91 | 2011-01-13 10:00 | 2009-02-12 |  |  |  | 149.805 | 2010-07-19 14:00 | 2009-07-29
554 | SALEM HARBOR 4 | F | EMS | NON-INTERMITTENT | Twice a Year Audit Obligation |  | MA | 4008 | OIL |  | Dominion Energy Marketing, Inc | 50495 | 2005-01-05 |  | 50087 | USGen New England, Inc. | 437.353 | 2011-01-25 15:00 | 2008-09-03 |  |  |  | 436.754 | 2010-07-14 09:00 | 2009-08-20
555 | SEABROOK | N | EMS | NON-INTERMITTENT | Twice a Year Audit Obligation |  | NH | 4002 | NUCLEAR |  | NextEra Energy Power Marketing | 50086 | 2003-01-01 |  | 50258 | North Atlantic Energy Services | 1246.65 | 2010-12-07 10:00 | 2010-12-21 |  |  |  | 1246.875 | 2010-07-09 09:00 | 2010-07-17
556 | SCHILLER 4 | F | EMS | NON-INTERMITTENT | Twice a Year Audit Obligation |  | NH | 4002 | COAL/OIL | FO6 | Public Service Company of New | 50094 | 2003-03-01 |  | 112 | Northeast Utilities Company | 48 | 2011-01-23 11:00 | 2001-04-18 |  |  |  | 47.5 | 2010-07-23 20:00 | 2001-04-18
557 | SCHILLER 5 | F | EMS | NON-INTERMITTENT | Twice a Year Audit Obligation |  | NH | 4002 | REFUSE | FO6 | Public Service Company of New | 50094 | 2003-03-01 |  | 112 | Northeast Utilities Company | 42.594 | 2011-02-15 19:00 | 2011-03-01 |  |  |  | 43.082 | 2010-06-19 01:00 | 2008-09-02
558 | SCHILLER 6 | F | EMS | NON-INTERMITTENT | Twice a Year Audit Obligation |  | NH | 4002 | COAL/OIL | FO6 | Public Service Company of New | 50094 | 2003-03-01 |  | 112 | Northeast Utilities Company | 48.58 | 2011-01-29 10:00 | 2001-04-18 |  |  |  | 47.938 | 2010-06-20 10:00 | 2001-04-18
559 | SCHILLER CT 1 | G | EMS | NON-INTERMITTENT | Twice a Year Audit Obligation |  | NH | 4002 | JET FUEL |  | Public Service Company of New | 50094 | 2003-03-01 |  | 112 | Northeast Utilities Company | 18.5 | 2011-01-25 08:00 | 2011-03-09 |  |  |  | 17.621 | 2010-08-10 15:00 | 2007-04-23
561 | SEARSBURG | HD | EMS | NON-INTERMITTENT | Average of Monthly Hydrology Ratings |  | MA | 4007 | HYDRO: PONDAGE |  | TransCanada Power Marketing, L | 50091 | 2005-04-01 |  | 50087 | USGen New England, Inc. | 4.96 |  | 1999-06-29 |  |  |  | 4.755 |  | 2011-01-01
562 | SECREC-PRESTON | F | EMS | INTERMITTENT | Median Reliability Hours Calculation | SQF | CT | 4004 | REFUSE | FO2 | Connecticut Light and Power Co | 50092 | 2003-03-01 |  | 112 | Northeast Utilities Company | 16.749 | 2008-11-02 05:00 | 2010-06-01 |  |  |  | 16.449 | 2008-06-02 08:00 | 2010-06-01
563 | SEMASS 1 | F | EMS | INTERMITTENT | Median Reliability Hours Calculation |  | MA | 4006 | REFUSE | FO2 | NSTAR Electric Company | 3 | 2007-02-01 |  | 108 | Commonwealth Electric Company | 47.549 | 2011-03-28 07:00 | 2010-06-01 |  |  |  | 46.955 | 2010-07-14 18:00 | 2010-10-01
564 | SEMASS 2 | F | EMS | INTERMITTENT | Median Reliability Hours Calculation |  | MA | 4006 | REFUSE | FO2 | NSTAR Electric Company | 3 | 2007-02-01 |  | 108 | Commonwealth Electric Company | 24.816 | 2011-03-28 07:00 | 2010-06-01 |  |  |  | 21.871 | 2010-07-14 18:00 | 2010-10-01
565 | SHELDON SPRINGS | HD | EMS | INTERMITTENT | Median Reliability Hours Calculation |  | VT | 4003 | HYDRO: RUN OF RIVER |  | Vermont Electric Power Company | 182 |  |  |  |  | 10.495 |  | 2010-06-01 |  |  |  | 3.27 |  | 2010-10-01
566 | SHEPAUG | HW | EMS | NON-INTERMITTENT | Twice a Year Audit Obligation |  | CT | 4004 | HYDRO: RESERVOIR |  | FirstLight Power Resources Man | 50876 | 2006-11-01 |  | 50168 | Select Energy Inc. | 42.559 | 2010-11-15 09:00 | 2002-03-21 |  |  |  | 41.511 | 2010-07-28 15:00 | 2002-03-21
567 | SHERMAN | HW | EMS | NON-INTERMITTENT | Twice a Year Audit Obligation |  | MA | 4007 | HYDRO: PONDAGE |  | TransCanada Power Marketing, L | 50091 | 2005-04-01 |  | 50087 | USGen New England, Inc. | 6.22 | 2011-01-28 07:00 | 2011-02-08 |  |  |  | 6.154 | 2010-08-03 12:00 | 2010-08-17
568 | SHREWSBURY DIESELS | D | EMS | NON-INTERMITTENT | Twice a Year Audit Obligation |  | MA | 4007 | DIESEL OIL |  | Shrewsbury Electric Light Plan | 149 |  |  |  |  | 13.75 | 2011-01-25 10:00 | 2010-05-27 |  |  |  | 13.75 | 2010-06-01 10:00 | 2010-05-27
569 | SKELTON | HD | EMS | NON-INTERMITTENT | Average of Monthly Hydrology Ratings |  | ME | 4001 | HYDRO: RUN OF RIVER |  | FPL Energy Maine Hydro LLC | 50173 | 2007-07-01 |  | 50086 | FPL Energy Power Mktg. Inc. | 19.704 | 2006-12-13 08:00 | 2000-12-06 |  |  |  | 19.704 | 2006-08-16 10:00 | 2011-01-01
570 | SMITH | HD | EMS | NON-INTERMITTENT | Average of Monthly Hydrology Ratings |  | NH | 4002 | HYDRO: RUN OF RIVER |  | Public Service Company of New | 50094 | 2003-03-01 |  | 112 | Northeast Utilities Company | 15.244 |  | 2011-01-01 |  |  |  | 11.676 |  | 2011-01-01
572 | SO. MEADOW 11 | G | EMS | NON-INTERMITTENT | Twice a Year Audit Obligation |  | CT | 4004 | JET FUEL |  | Select Energy Inc. | 50168 | 2000-01-01 |  | 112 | Northeast Utilities Company | 46.921 | 2011-03-22 08:00 | 2003-01-01 |  |  |  | 35.781 | 2010-09-04 08:00 | 2003-01-01
573 | SO. MEADOW 12 | G | EMS | NON-INTERMITTENT | Twice a Year Audit Obligation |  | CT | 4004 | JET FUEL |  | Select Energy Inc. | 50168 | 2000-01-01 |  | 112 | Northeast Utilities Company | 47.867 | 2011-03-22 13:00 | 2007-10-01 |  |  |  | 37.701 | 2010-09-04 09:00 | 2007-10-01
574 | SO. MEADOW 13 | G | EMS | NON-INTERMITTENT | Twice a Year Audit Obligation |  | CT | 4004 | JET FUEL |  | Select Energy Inc. | 50168 | 2000-01-01 |  | 112 | Northeast Utilities Company | 47.917 | 2011-03-22 11:00 | 2001-09-14 |  |  |  | 38.317 | 2010-09-04 16:00 | 2001-09-14
575 | SO. MEADOW 14 | G | EMS | NON-INTERMITTENT | Twice a Year Audit Obligation |  | CT | 4004 | JET FUEL |  | Select Energy Inc. | 50168 | 2000-01-01 |  | 112 | Northeast Utilities Company | 46.346 | 2011-03-22 10:00 | 2007-02-12 |  |  |  | 36.746 | 2010-09-04 12:00 | 2007-02-12
579 | SOMERSET JET 2 | G | EMS | NON-INTERMITTENT | Twice a Year Audit Obligation |  | MA | 4006 | JET FUEL |  | NRG Power Marketing LLC | 50192 | 1999-08-28 |  | 50051 | ISO | 21.816 | 2009-11-10 08:00 | 2007-12-03 |  |  |  |  | 2009-09-04 13:00 | 2010-09-29
580 | SO. MEADOW 5 | F | EMS | INTERMITTENT | Median Reliability Hours Calculation |  | CT | 4004 | REFUSE |  | Connecticut Light and Power Co | 50092 | 2003-03-01 |  | 112 | Northeast Utilities Company | 26.217 | 2011-03-14 02:00 | 2010-06-01 |  |  |  | 24.264 | 2010-09-10 09:00 | 2010-10-01
581 | SO. MEADOW 6 | F | EMS | INTERMITTENT | Median Reliability Hours Calculation |  | CT | 4004 | REFUSE |  | Connecticut Light and Power Co | 50092 | 2003-03-01 |  | 112 | Northeast Utilities Company | 24.561 | 2011-03-14 02:00 | 2010-06-01 |  |  |  | 24.426 | 2010-09-10 09:00 | 2010-10-01
583 | STONY BROOK 2A | G | EMS | NON-INTERMITTENT | Twice a Year Audit Obligation |  | MA | 4007 | OIL |  | Massachusetts Municipal Whol | 76 |  |  |  |  | 87.4 | 2011-02-09 12:00 | 2002-02-28 |  |  |  | 67.4 | 2010-08-09 16:00 | 2002-02-28
584 | STONY BROOK 2B | G | EMS | NON-INTERMITTENT | Twice a Year Audit Obligation |  | MA | 4007 | OIL |  | Massachusetts Municipal Whol | 76 |  |  |  |  | 85.3 | 2011-02-09 12:00 | 2002-03-04 |  |  |  | 65.3 | 2010-08-09 16:00 | 2002-03-04
587 | STEVENSON | HW | EMS | NON-INTERMITTENT | Twice a Year Audit Obligation |  | CT | 4004 | HYDRO: RESERVOIR |  | FirstLight Power Resources Man | 50876 | 2006-11-01 |  | 50168 | Select Energy Inc. | 28.9 | 2011-03-30 18:00 | 2000-10-01 |  |  |  | 28.311 | 2010-08-10 15:00 | 2000-10-01
590 | BORALEX STRATTON ENERGY | F | EMS | NON-INTERMITTENT | Twice a Year Audit Obligation |  | ME | 4001 | WOOD/REFUSE |  | Boralex Stratton Energy LP | 50745 | 2005-01-01 |  | 50186 | Energy New England LLC | 44.363 | 2010-12-28 12:00 | 2004-03-29 |  |  |  | 45.024 | 2010-07-30 09:00 | 2001-08-01
591 | S.D. WARREN-WESTBROOK | F | EMS | NON-INTERMITTENT | Twice a Year Audit Obligation |  | ME | 4001 | WOOD/REFUSE | FO6 | NextEra Energy Power Marketing | 50086 | 2008-04-01 |  | 50017 | Constellation NewEnergy, Inc. | 49.103 | 2011-03-23 06:00 | 2003-04-01 |  |  |  | 42.59 | 2010-07-28 07:00 | 2007-11-01
592 | TAMWORTH | F | EMS | INTERMITTENT | Median Reliability Hours Calculation |  | NH | 4002 | WOOD/REFUSE |  | GDF SUEZ Energy Marketing NA, | 162 | 2011-01-01 |  | 50094 | Public Service Co. of NH | 19.235 | 2009-12-21 10:00 | 2010-06-01 |  |  |  | 19.973 | 2010-08-06 15:00 | 2010-10-01
594 | AES THAMES | F | EMS | INTERMITTENT | Median Reliability Hours Calculation | SQF | CT | 4004 | COAL |  | Connecticut Light and Power Co | 50092 | 2003-03-01 |  | 112 | Northeast Utilities Company | 182.064 | 2010-12-02 14:00 | 2010-06-01 |  |  |  | 182.653 | 2010-08-10 11:00 | 2010-10-01
595 | TORRINGTON TERMINAL 10 | G | EMS | NON-INTERMITTENT | Twice a Year Audit Obligation |  | CT | 4004 | JET FUEL |  | NRG Power Marketing LLC | 50192 | 2000-01-01 |  | 112 | Northeast Utilities Company | 20.748 | 2011-02-18 17:00 | 2006-01-25 |  |  |  | 15.638 | 2010-06-24 13:00 | 2006-01-25
596 | TUNNEL 10 | G | EMS | NON-INTERMITTENT | Twice a Year Audit Obligation |  | CT | 4004 | JET FUEL |  | FirstLight Power Resources Man | 50876 | 2006-11-01 |  | 50168 | Select Energy Inc. | 22.1 | 2011-01-23 18:00 | 2009-06-01 |  |  |  | 17 | 2010-08-09 17:00 | 2009-06-01
598 | VERGENNES 5 and 6 DIESELS | D | EMS | NON-INTERMITTENT | Twice a Year Audit Obligation |  | VT | 4003 | DIESEL OIL |  | Green Mountain Power Corporati | 50275 | 2004-05-01 |  | 182 | Vermont Electric Power Co | 4.24 | 2010-12-15 08:00 | 2009-09-18 |  |  |  | 3.94 | 2010-09-09 08:00 | 2010-09-22
599 | VERNON | HD | EMS | NON-INTERMITTENT | Average of Monthly Hydrology Ratings |  | MA | 4007 | HYDRO: PONDAGE |  | TransCanada Power Marketing, L | 50091 | 2005-04-01 |  | 50087 | USGen New England, Inc. | 32 |  | 2010-06-01 |  |  |  | 32 |  | 2010-06-01
611 | VT YANKEE NUCLEAR PWR STATION | N | EMS | NON-INTERMITTENT | Twice a Year Audit Obligation |  | VT | 4003 | NUCLEAR |  | Entergy Nuclear Power Marketin | 50840 | 2006-04-01 |  | 50474 | Entergy Nuclear Vermont Yankee | 628 | 2011-02-13 08:00 | 2008-01-25 |  |  |  | 604.25 | 2010-06-24 09:00 | 2007-09-19
612 | WATERS RIVER JET 1 | G | EMS | NON-INTERMITTENT | Twice a Year Audit Obligation |  | MA | 4008 | OIL/GAS | FO2 | Massachusetts Municipal Whol | 76 |  |  |  |  | 22.05 | 2010-11-23 13:00 | 2007-06-25 |  |  |  | 16.05 | 2010-06-24 12:00 | 2007-06-25
613 | WATERS RIVER JET 2 | G | EMS | NON-INTERMITTENT | Twice a Year Audit Obligation |  | MA | 4008 | OIL/GAS | FO2 | Massachusetts Municipal Whol | 76 |  |  |  |  | 45.806 | 2010-11-23 14:00 | 2007-06-25 |  |  |  | 30.506 | 2010-06-23 12:00 | 2007-06-25
614 | WATERBURY 22 | HW | EMS | NON-INTERMITTENT | Twice a Year Audit Obligation |  | VT | 4003 | HYDRO: RESERVOIR |  | Green Mountain Power Corporati | 50275 | 2004-05-01 |  | 182 | Vermont Electric Power Co | 5 | 2010-12-15 08:00 | 2010-01-01 |  |  |  | 5 | 2010-08-27 15:00 | 2010-10-18
616 | WEST ENFIELD | HD | EMS | NON-INTERMITTENT | Average of Monthly Hydrology Ratings |  | ME | 4001 | HYDRO: RUN OF RIVER |  | New Brunswick Power Generation | 50899 | 2010-03-01 |  | 50086 | FPL Energy Power Marketing, In | 11.612 |  | 2011-01-01 |  |  |  | 6.631 |  | 2011-01-01
617 | WESTON | HD | EMS | NON-INTERMITTENT | Average of Monthly Hydrology Ratings |  | ME | 4001 | HYDRO: RUN OF RIVER |  | FPL Energy Maine Hydro LLC | 50173 | 2007-07-01 |  | 50086 | FPL Energy Power Mktg. Inc. | 13.2 |  | 2000-03-01 |  |  |  | 13.2 |  | 2000-03-01
618 | DG WHITEFIELD, LLC | F | EMS | INTERMITTENT | Median Reliability Hours Calculation |  | NH | 4002 | WOOD/REFUSE |  | Constellation Energy Commoditi | 50027 | 2004-05-01 |  | 50094 | Public Service Co. of NH | 17.073 | 2010-03-24 10:00 | 2010-06-01 |  |  |  | 16.98 | 2009-09-07 11:00 | 2010-10-01
619 | WHITE LAKE JET | G | EMS | NON-INTERMITTENT | Twice a Year Audit Obligation |  | NH | 4002 | JET FUEL |  | Public Service Company of New | 50094 | 2003-03-01 |  | 112 | Northeast Utilities Company | 22.397 | 2011-01-24 12:00 | 2005-02-22 |  |  |  | 17.447 | 2010-06-02 09:00 | 2005-02-22
620 | WILDER | HW | EMS | NON-INTERMITTENT | Twice a Year Audit Obligation |  | NH | 4002 | HYDRO: RESERVOIR |  | TransCanada Power Marketing, L | 50091 | 2005-04-01 |  | 50087 | USGen New England, Inc. | 41.337 | 2010-12-10 17:00 | 2004-03-09 |  |  |  | 41.16 | 2010-07-06 12:00 | 2003-01-01
621 | WILLIAMS | HD | EMS | NON-INTERMITTENT | Average of Monthly Hydrology Ratings |  | ME | 4001 | HYDRO: RUN OF RIVER |  | FPL Energy Maine Hydro LLC | 50173 | 2007-07-01 |  | 50086 | FPL Energy Power Mktg. Inc. | 14.9 |  | 2000-03-01 |  |  |  | 14.9 |  | 2000-03-01
622 | WINOOSKI 1 | HD | EMS | INTERMITTENT | Median Reliability Hours Calculation |  | VT | 4003 | HYDRO: RUN OF RIVER |  | Vermont Electric Power Company | 182 |  |  |  |  | 3.591 |  | 2010-06-01 |  |  |  | 1.364 |  | 2010-10-01
623 | COVANTA PROJECTS WALLINGFORD | F | EMS | INTERMITTENT | Median Reliability Hours Calculation | QF | CT | 4004 | REFUSE | FO2 | Covanta Projects of Wallingfor | 51346 | 2010-07-01 |  | 50092 | Connecticut Light and Power | 7.293 | 2008-11-01 11:00 | 2010-06-01 |  |  |  | 4.397 | 2008-06-01 08:00 | 2010-10-01
624 | WMI MILLBURY 1 | F | EMS | NON-INTERMITTENT | Twice a Year Audit Obligation |  | MA | 4007 | WOOD/REFUSE |  | New England Power Company | 81 | 2005-04-01 |  | 50087 | USGen New England, Inc. | 39.891 | 2010-12-04 15:00 | 2008-01-31 |  |  |  | 39.811 | 2010-08-21 02:00 | 2008-07-08
625 | WEST MEDWAY JET 1 | G | EMS | NON-INTERMITTENT | Twice a Year Audit Obligation |  | MA | 4008 | OIL |  | Exelon New England Holdings, L | 50074 |  |  |  |  | 55.012 | 2011-01-11 10:00 | 2009-07-14 |  |  |  | 30.762 | 2010-06-04 10:00 | 2009-07-14
626 | WEST MEDWAY JET 2 | G | EMS | NON-INTERMITTENT | Twice a Year Audit Obligation |  | MA | 4008 | OIL |  | Exelon New England Holdings, L | 50074 |  |  |  |  | 52.932 | 2011-04-07 02:00 | 2003-01-01 |  |  |  | 34.732 | 2010-08-10 09:00 | 2003-01-01
627 | WEST MEDWAY JET 3 | G | EMS | NON-INTERMITTENT | Twice a Year Audit Obligation |  | MA | 4006 | OIL |  | Exelon New England Holdings, L | 50074 |  |  |  |  | 55.841 | 2011-01-18 09:00 | 2003-01-01 |  |  |  | 35.441 | 2010-08-17 13:00 | 2003-01-01
628 | WOODLAND ROAD | G | EMS | NON-INTERMITTENT | Twice a Year Audit Obligation |  | MA | 4007 | JET FUEL |  | Hess Corporation | 50786 | 2010-06-01 |  | 50247 | Consolidated Edison Energy | 20.658 | 2011-03-08 08:00 | 2009-04-21 |  |  |  | 15.808 | 2010-08-19 10:00 | 2009-04-21
629 | DOWNEAST POWER | F | EMS | INTERMITTENT | Median Reliability Hours Calculation | QF | ME | 4001 | REFUSE |  | DownEast Power Company, LLC | 51261 | 2009-10-09 |  | 50186 | Energy New England LLC | 0 | 2008-03-25 13:00 | 2009-04-27 |  |  |  |  | 2008-08-05 08:00 | 2009-09-25
630 | WEST SPRINGFIELD 10 | G | EMS | NON-INTERMITTENT | Twice a Year Audit Obligation |  | MA | 4007 | JET FUEL |  | Hess Corporation | 50786 | 2010-06-01 |  | 50247 | Consolidated Edison Energy | 21.928 | 2011-03-09 07:00 | 2011-03-22 |  |  |  | 17.143 | 2010-06-27 16:00 | 2011-03-22
633 | WEST SPRINGFIELD 3 | F | EMS | NON-INTERMITTENT | Twice a Year Audit Obligation |  | MA | 4007 | OIL/GAS | FO6 | Hess Corporation | 50786 | 2010-06-01 |  | 50247 | Consolidated Edison Energy | 100.087 | 2011-03-22 12:00 | 2002-03-20 |  |  |  | 94.276 | 2010-06-07 13:00 | 2005-09-19
636 | WYMAN HYDRO 1 | HW | EMS | NON-INTERMITTENT | Twice a Year Audit Obligation |  | ME | 4001 | HYDRO: RESERVOIR |  | FPL Energy Maine Hydro LLC | 50173 | 2007-07-01 |  | 50086 | FPL Energy Power Mktg. Inc. | 27.362 | 2011-04-07 02:00 | 2001-08-01 |  |  |  | 27.362 | 2010-06-13 19:00 | 2001-08-01
637 | WYMAN HYDRO 2 | HW | EMS | NON-INTERMITTENT | Twice a Year Audit Obligation |  | ME | 4001 | HYDRO: RESERVOIR |  | FPL Energy Maine Hydro LLC | 50173 | 2007-07-01 |  | 50086 | FPL Energy Power Mktg. Inc. | 29.866 | 2011-04-07 02:00 | 2001-08-01 |  |  |  | 29.866 | 2010-06-13 19:00 | 2001-08-01
638 | WYMAN HYDRO 3 | HW | EMS | NON-INTERMITTENT | Twice a Year Audit Obligation |  | ME | 4001 | HYDRO: RESERVOIR |  | FPL Energy Maine Hydro LLC | 50173 | 2007-07-01 |  | 50086 | FPL Energy Power Mktg. Inc. | 0 | 2011-04-07 02:00 | 2011-04-22 | n | 25.458 | -25.458 | 25.728 | 2010-06-13 19:00 | 2001-08-01
639 | YARMOUTH 1 | F | EMS | NON-INTERMITTENT | Twice a Year Audit Obligation |  | ME | 4001 | OIL |  | NextEra Energy Power Marketing | 50086 |  |  |  |  | 52.085 | 2011-01-14 18:00 | 2011-01-27 |  |  |  | 50.663 | 2010-07-29 14:00 | 2009-09-04
640 | YARMOUTH 2 | F | EMS | NON-INTERMITTENT | Twice a Year Audit Obligation |  | ME | 4001 | OIL |  | NextEra Energy Power Marketing | 50086 |  |  |  |  | 52.823 | 2010-12-16 19:00 | 2007-02-21 |  |  |  | 51.131 | 2010-09-02 14:00 | 2007-09-18
641 | YARMOUTH 3 | F | EMS | NON-INTERMITTENT | Twice a Year Audit Obligation |  | ME | 4001 | OIL |  | NextEra Energy Power Marketing | 50086 |  |  |  |  | 116.065 | 2011-01-25 18:00 | 2010-02-17 |  |  |  | 115.173 | 2010-06-28 19:00 | 2010-07-14
642 | YARMOUTH 4 | F | EMS | NON-INTERMITTENT | Twice a Year Audit Obligation |  | ME | 4001 | OIL |  | NextEra Energy Power Marketing | 50086 |  |  |  |  | 610.375 | 2011-01-18 14:00 | 2008-02-06 |  |  |  | 603.225 | 2010-08-05 16:00 | 2010-08-18
715 | ROCHESTER LANDFILL | G | EMS | NON-INTERMITTENT | Median Reliability Hours Calculation | SQF | NH | 4002 | LANDFILL GAS |  | New Hampshire Electric Coopera | 157 | 1999-09-02 |  | 112 | Northeast Utilities Company | 4.378 | 2009-01-14 20:00 | 2010-06-01 |  |  |  | 1.873 | 2009-09-10 09:00 | 2010-10-01
737 | SIMPSON G LOAD REDUCER | HD | SO | NON-INTERMITTENT | Average of Monthly Hydrology Ratings |  | VT | 4003 | HYDRO: RUN OF RIVER |  | Central Vermont Public Service | 50252 |  |  |  |  | 3.384 |  | 2011-01-01 |  |  |  | 1.382 |  | 2011-01-01
739 | ROCKY RIVER | PS | EMS | NON-INTERMITTENT | Twice a Year Audit Obligation |  | CT | 4004 | HYDRO: PUMPED STORAGE |  | FirstLight Power Resources Man | 50876 | 2006-11-01 |  | 50168 | Select Energy Inc. | 29.001 | 2010-11-13 17:00 | 2005-10-13 |  |  |  | 29.35 | 2010-06-02 08:00 | 2001-03-27
754 | BAR MILLS | HD | EMS | INTERMITTENT | Median Reliability Hours Calculation |  | ME | 4001 | HYDRO: RUN OF RIVER |  | FPL Energy Maine Hydro LLC | 50173 | 2007-07-01 |  | 50086 | FPL Energy Power Mktg. Inc. | 2.907 |  | 2010-06-01 | [5 empty] | 2010-10-01
755 | BONNY EAGLE/W. BUXTON | HD | EMS | NON-INTERMITTENT | Average of Monthly Hydrology Ratings |  | ME | 4001 | HYDRO: RUN OF RIVER |  | FPL Energy Maine Hydro LLC | 50173 | 2007-07-01 |  | 50086 | FPL Energy Power Mktg. Inc. | 17.5 |  | 2000-03-01 |  |  |  | 16.151 |  | 2011-01-01
757 | HARRIS 4 | HW | EMS | NON-INTERMITTENT | Twice a Year Audit Obligation |  | ME | 4001 | HYDRO: RESERVOIR |  | FPL Energy Maine Hydro LLC | 50173 | 2007-07-01 |  | 50086 | FPL Energy Power Mktg. Inc. | 1.249 | 2010-11-19 10:00 | 2004-12-28 |  |  |  | 1.436 | 2010-06-19 11:00 | 2000-12-11
759 | MESSALONSKEE COMPOSITE | HD | SO | NON-INTERMITTENT | Average of Monthly Hydrology Ratings |  | ME | 4001 | HYDRO: RUN OF RIVER |  | Messalonskee Stream Hydro, LLC | 51367 | 2011-02-01 |  | 50086 | FPL Energy Power Marketing, In | 4.4 |  | 2002-01-21 |  |  |  | 3.036 |  | 2011-01-01
760 | NORTH GORHAM | HD | EMS | NON-INTERMITTENT | Average of Monthly Hydrology Ratings |  | ME | 4001 | HYDRO: RUN OF RIVER |  | FPL Energy Maine Hydro LLC | 50173 | 2007-07-01 |  | 50086 | FPL Energy Power Mktg. Inc. | 2 |  | 2006-04-01 |  |  |  | 1.595 |  | 2011-01-01
761 | SHAWMUT | HD | EMS | NON-INTERMITTENT | Average of Monthly Hydrology Ratings |  | ME | 4001 | HYDRO: RUN OF RIVER |  | FPL Energy Maine Hydro LLC | 50173 | 2007-07-01 |  | 50086 | FPL Energy Power Mktg. Inc. | 9.5 |  | 2000-03-01 |  |  |  | 9.5 |  | 2000-03-01
767 | SES CONCORD | F | EMS | INTERMITTENT | Median Reliability Hours Calculation |  | NH | 4002 | REFUSE | FO6 | Public Service Company of New | 50094 | 2003-03-01 |  | 112 | Northeast Utilities Company | 12.554 | 2010-03-09 20:00 | 2010-06-01 |  |  |  | 12.187 | 2009-07-01 03:00 | 2010-10-01
768 | GARVINS/HOOKSETT | HD | EMS | NON-INTERMITTENT | Average of Monthly Hydrology Ratings |  | NH | 4002 | HYDRO: RUN OF RIVER |  | Public Service Company of New | 50094 | 2003-03-01 |  | 112 | Northeast Utilities Company | 14 |  | 2001-09-01 |  |  |  | 12.48 |  | 2011-01-01
769 | HADLEY FALLS 1&2 | HD | EMS | INTERMITTENT | Median Reliability Hours Calculation |  | MA | 4007 | HYDRO: RUN OF RIVER |  | Holyoke Gas & Electric Departm | 44 | 2001-12-14 |  | 50168 | Select Energy Inc. | 29.82 |  | 2010-06-01 |  |  |  | 8.699 |  | 2010-10-01
772 | NEWPORT HYDRO | HW | SO | INTERMITTENT | Median Reliability Hours Calculation |  | VT | 4003 | HYDRO: PONDAGE |  | Great Bay Power Marketing, Inc | 50673 |  |  |  |  | 1.853 | 2009-12-17 08:00 | 2010-06-01 |  |  |  | 0.668 | 2003-08-13 10:00 | 2010-10-01
774 | LOWER LAMOILLE COMPOSITE | HW | EMS | NON-INTERMITTENT | Twice a Year Audit Obligation |  | VT | 4003 | HYDRO: RESERVOIR |  | Central Vermont Public Service | 50252 | 2004-05-01 |  | 182 | Vermont Electric Power Co | 16 | 2010-11-11 09:00 | 2004-12-31 |  |  |  | 15.8 | 2010-06-11 10:00 | 2001-01-10
775 | MIDDLEBURY COMPOSITE | HW | EMS | NON-INTERMITTENT | Twice a Year Audit Obligation |  | VT | 4003 | HYDRO: RESERVOIR |  | Central Vermont Public Service | 50252 | 2004-05-01 |  | 182 | Vermont Electric Power Co | 6 | 2010-11-23 10:00 | 2003-02-01 |  |  |  | 6.6 | 2010-06-07 09:00 | 2004-06-14
776 | N. RUTLAND COMPOSITE | HW | EMS | NON-INTERMITTENT | Twice a Year Audit Obligation |  | VT | 4003 | HYDRO: RESERVOIR |  | Central Vermont Public Service | 50252 | 2004-05-01 |  | 182 | Vermont Electric Power Co | 4.36 | 2011-03-25 13:00 | 2011-04-07 | n | 5.3 | -0.94 | 5.2 | 2010-06-07 09:00 | 2001-01-10
779 | MIDDLESEX 2 | HD | EMS | NON-INTERMITTENT | Average of Monthly Hydrology Ratings |  | VT | 4003 | HYDRO: RUN OF RIVER |  | Green Mountain Power Corporati | 50275 | 2004-05-01 |  | 182 | Vermont Electric Power Co | 2.956 |  | 2011-01-01 |  |  |  | 1.553 |  | 2011-01-01
781 | WEST DANVILLE 1 | HD | SO | INTERMITTENT | Median Reliability Hours Calculation |  | VT | 4003 | HYDRO: RUN OF RIVER |  | Green Mountain Power Corporati | 50275 |  |  |  |  | 0 |  | 2006-10-01 | [5 empty] | 2006-06-01
783 | HIGHGATE FALLS | HW | EMS | INTERMITTENT | Median Reliability Hours Calculation |  | VT | 4003 | HYDRO: PONDAGE |  | Vermont Public Power Supply Au | 50289 | 2004-05-01 |  | 182 | Vermont Electric Power Co | 8.752 | 2010-03-29 03:00 | 2010-06-01 |  |  |  | 3.244 | 2009-06-19 11:00 | 2010-10-01
786 | KEZAR LEDGEMERE COMPOSITE | HD | SO | INTERMITTENT | Median Reliability Hours Calculation |  | ME | 4001 | HYDRO: RUN OF RIVER |  | NextEra Energy Power Marketing | 50086 |  |  |  |  | 0.857 |  | 2010-06-01 |  |  |  | 0.125 |  | 2010-10-01
787 | LEWISTON CANAL COMPOSITE | HD | SO | NON-INTERMITTENT | Average of Monthly Hydrology Ratings |  | ME | 4001 | HYDRO: RUN OF RIVER |  | FPL Energy Maine Hydro LLC | 50173 | 2007-07-01 |  | 50086 | FPL Energy Power Marketing, In | 0 |  | 2011-01-01 | [5 empty] | 2011-01-01
789 | CEC 002 PAWTUCKET U5 | HD | SO | INTERMITTENT | Median Reliability Hours Calculation |  | RI | 4005 | HYDRO: RUN OF RIVER |  | Narragansett Electric Company | 156 |  |  |  |  | 0.669 |  | 2010-06-01 | [5 empty] | 2010-10-01
792 | CENTENNIAL HYDRO | HD | SO | INTERMITTENT | Median Reliability Hours Calculation |  | MA | 4007 | HYDRO: RUN OF RIVER |  | Sterling Municipal Electric Li | 152 | 2010-03-01 |  | 75 | Littleton Elec Light & Water | 0.543 |  | 2010-06-01 | [5 empty] | 2010-10-01
793 | METHUEN HYDRO | HD | SO | INTERMITTENT | Median Reliability Hours Calculation |  | MA | 4008 | HYDRO: RUN OF RIVER |  | Sterling Municipal Electric Li | 152 | 2008-10-01 |  | 75 | Littleton Elec Light & Water | 0.197 |  | 2010-06-01 | [5 empty] | 2010-10-01
794 | MINIWAWA | HD | SO | INTERMITTENT | Median Reliability Hours Calculation |  | NH | 4002 | HYDRO: RUN OF RIVER |  | Littleton Electric Light & Wat | 75 |  |  |  |  | 0.519 |  | 2010-06-01 | [5 empty] | 2010-10-01
795 | RIVER MILL HYDRO | HD | SO | INTERMITTENT | Median Reliability Hours Calculation |  | NH | 4002 | HYDRO: RUN OF RIVER |  | Middleton Municipal Light Depa | 80 |  |  |  |  | 0.105 |  | 2010-06-01 | [5 empty] | 2009-08-01
796 | GOODWIN DAM | HD | SO | NON-INTERMITTENT | Average of Monthly Hydrology Ratings |  | CT | 4004 | HYDRO: RUN OF RIVER |  | Connecticut Light and Power Co | 50092 |  |  |  |  | 3 |  | 2006-10-01 |  |  |  | 3 |  | 2006-06-01
797 | WYRE WYND HYDRO | HD | SO | INTERMITTENT | Median Reliability Hours Calculation |  | CT | 4004 | HYDRO: RUN OF RIVER |  | Summit Hydropower, Inc. | 50929 | 2008-02-01 |  | 50092 | Connecticut Light and Power Co | 1.717 |  | 2010-06-01 |  |  |  | 0.023 |  | 2010-10-01
798 | COLEBROOK | HD | SO | INTERMITTENT | Median Reliability Hours Calculation |  | CT | 4004 | HYDRO: PONDAGE |  | Connecticut Light and Power Co | 50092 |  |  |  |  | 1.026 |  | 2010-06-01 | [5 empty] | 2010-10-01
799 | KINNEYTOWN A | HD | SO | INTERMITTENT | Median Reliability Hours Calculation |  | CT | 4004 | HYDRO: RUN OF RIVER |  | Connecticut Light and Power Co | 50092 |  |  |  |  | 0 |  | 2010-06-01 | [5 empty] | 2006-09-01
800 | KINNEYTOWN B | HD | SO | INTERMITTENT | Median Reliability Hours Calculation |  | CT | 4004 | HYDRO: RUN OF RIVER |  | Connecticut Light and Power Co | 50092 |  |  |  |  | 0.443 |  | 2010-06-01 | [5 empty] | 2010-10-01
801 | WILLIMANTIC 1 | HD | SO | INTERMITTENT | Median Reliability Hours Calculation |  | CT | 4004 | HYDRO: RUN OF RIVER |  | Connecticut Light and Power Co | 50092 |  |  |  |  | 0.36 |  | 2010-06-01 | [5 empty] | 2010-10-01
802 | WILLIMANTIC 2 | HD | SO | INTERMITTENT | Median Reliability Hours Calculation |  | CT | 4004 | HYDRO: RUN OF RIVER |  | Connecticut Light and Power Co | 50092 |  |  |  |  | 0.295 |  | 2010-06-01 | [5 empty] | 2010-10-01
803 | TOUTANT | HD | SO | NON-INTERMITTENT | Average of Monthly Hydrology Ratings |  | CT | 4004 | HYDRO: RUN OF RIVER |  | Connecticut Light and Power Co | 50092 |  |  |  |  | 0.396 |  | 2011-01-01 |  |  |  | 0.251 |  | 2011-01-01
804 | PUTNAM | HD | SO | INTERMITTENT | Median Reliability Hours Calculation |  | CT | 4004 | HYDRO: RUN OF RIVER |  | Putnam Hydropower, Inc. | 51288 | 2010-06-01 |  | 50092 | Connecticut Light and Power Co | 0.477 |  | 2010-06-01 | [5 empty] | 2010-10-01
805 | GLEN FALLS | HD | SO | NON-INTERMITTENT | Average of Monthly Hydrology Ratings |  | CT | 4004 | HYDRO: RUN OF RIVER |  | Connecticut Light and Power Co | 50092 |  |  |  |  | 0 |  | 2006-08-01 | [5 empty] | 2006-06-01
806 | MECHANICSVILLE | HD | SO | INTERMITTENT | Median Reliability Hours Calculation |  | CT | 4004 | HYDRO: RUN OF RIVER |  | Sterling Municipal Electric Li | 152 |  |  |  |  | 0.148 |  | 2010-06-01 | [5 empty] | 2010-10-01
807 | CEC 004 DAYVILLE POND U5 | HD | SO | INTERMITTENT | Median Reliability Hours Calculation |  | CT | 4004 | HYDRO: RUN OF RIVER |  | Connecticut Light and Power Co | 50092 |  |  |  |  | 0.063 |  | 2010-06-01 | [5 empty] | 2009-07-01
808 | SANDY HOOK HYDRO | HD | SO | NON-INTERMITTENT | Average of Monthly Hydrology Ratings |  | CT | 4004 | HYDRO: RUN OF RIVER |  | Connecticut Light and Power Co | 50092 |  |  |  |  | 0.105 |  | 2011-01-01 |  |  |  | 0.105 |  | 2011-02-01
809 | PINCHBECK | F | SO | INTERMITTENT | Median Reliability Hours Calculation | QF | CT | 4004 | WOOD/REFUSE |  | Connecticut Light and Power Co | 50092 |  |  |  |  | 0 |  | 2009-04-27 | [5 empty] | 2008-09-30
810 | QUINEBAUG | HD | SO | INTERMITTENT | Median Reliability Hours Calculation |  | CT | 4004 | HYDRO: RUN OF RIVER |  | Connecticut Light and Power Co | 50092 |  |  |  |  | 1.103 |  | 2010-06-01 |  |  |  | 0.042 |  | 2010-10-01
811 | BANTAM | HD | SO | INTERMITTENT | Median Reliability Hours Calculation |  | CT | 4004 | HYDRO: RUN OF RIVER |  | FirstLight Power Resources Man | 50876 |  |  |  |  | 0.143 |  | 2010-06-01 | [5 empty] | 2010-06-01
812 | BEEBE HOLBROOK | HD | SO | NON-INTERMITTENT | Average of Monthly Hydrology Ratings |  | MA | 4007 | HYDRO: RUN OF RIVER |  | Holyoke Gas & Electric Departm | 44 |  |  |  |  | 0.205 |  | 2011-01-01 |  |  |  | 0.205 |  | 2011-01-01
813 | TUNNEL | HD | SO | INTERMITTENT | Median Reliability Hours Calculation |  | CT | 4004 | HYDRO: RUN OF RIVER |  | FirstLight Power Resources Man | 50876 |  |  |  |  | 1.407 |  | 2010-06-01 | [5 empty] | 2010-10-01
814 | PATCH | HD | SO | INTERMITTENT | Median Reliability Hours Calculation |  | VT | 4003 | HYDRO: RUN OF RIVER |  | Central Vermont Public Service | 50252 |  |  |  |  | 0.17 |  | 2010-06-01 | [5 empty] | 2010-10-01
815 | CARVER FALLS | HD | SO | INTERMITTENT | Median Reliability Hours Calculation |  | VT | 4003 | HYDRO: RUN OF RIVER |  | Central Vermont Public Service | 50252 |  |  |  |  | 1.155 |  | 2010-06-01 | [5 empty] | 2010-10-01
816 | CAVENDISH | HD | SO | INTERMITTENT | Median Reliability Hours Calculation |  | VT | 4003 | HYDRO: RUN OF RIVER |  | Central Vermont Public Service | 50252 |  |  |  |  | 0.957 |  | 2010-06-01 |  |  |  | 0.123 |  | 2010-10-01
817 | TAFTSVILLE VT | HD | SO | INTERMITTENT | Median Reliability Hours Calculation |  | VT | 4003 | HYDRO: RUN OF RIVER |  | Central Vermont Public Service | 50252 |  |  |  |  | 0.126 |  | 2010-06-01 | [5 empty] | 2010-10-01
818 | PIERCE MILLS | HD | SO | INTERMITTENT | Median Reliability Hours Calculation |  | VT | 4003 | HYDRO: RUN OF RIVER |  | Central Vermont Public Service | 50252 |  |  |  |  | 0.227 |  | 2010-06-01 |  |  |  | 0.072 |  | 2010-10-01
819 | ARNOLD FALLS | HD | SO | INTERMITTENT | Median Reliability Hours Calculation |  | VT | 4003 | HYDRO: RUN OF RIVER |  | Central Vermont Public Service | 50252 |  |  |  |  | 0.251 |  | 2010-06-01 | [5 empty] | 2010-10-01
820 | PASSUMPSIC | HD | SO | INTERMITTENT | Median Reliability Hours Calculation |  | VT | 4003 | HYDRO: RUN OF RIVER |  | Central Vermont Public Service | 50252 |  |  |  |  | 0.354 |  | 2010-06-01 |  |  |  | 0.161 |  | 2010-10-01
821 | GAGE | HD | SO | INTERMITTENT | Median Reliability Hours Calculation |  | VT | 4003 | HYDRO: RUN OF RIVER |  | Central Vermont Public Service | 50252 |  |  |  |  | 0.438 |  | 2010-06-01 |  |  |  | 0.087 |  | 2010-10-01
822 | SMITH (CVPS) | HD | SO | INTERMITTENT | Median Reliability Hours Calculation |  | VT | 4003 | HYDRO: RUN OF RIVER |  | Central Vermont Public Service | 50252 |  |  |  |  | 0.718 |  | 2010-06-01 |  |  |  | 0.308 |  | 2010-10-01
823 | EAST BARNET | HD | SO | INTERMITTENT | Median Reliability Hours Calculation |  | VT | 4003 | HYDRO: RUN OF RIVER |  | Central Vermont Public Service | 50252 |  |  |  |  | 1.29 |  | 2010-06-01 |  |  |  | 0.507 |  | 2010-10-01
824 | BATH ELECTRIC HYDRO | HD | SO | INTERMITTENT | Median Reliability Hours Calculation |  | NH | 4002 | HYDRO: RUN OF RIVER |  | Public Service Company of New | 50094 |  |  |  |  | 0.228 |  | 2010-06-01 |  |  |  | 0.196 |  | 2010-10-01
825 | WEST CHARLESTON | HD | SO | INTERMITTENT | Median Reliability Hours Calculation |  | VT | 4003 | HYDRO: RUN OF RIVER |  | Great Bay Power Marketing, Inc | 50673 |  |  |  |  | 0 |  | 2006-05-01 | [5 empty] | 2006-05-01
826 | TROY | HD | SO | INTERMITTENT | Median Reliability Hours Calculation |  | VT | 4003 | HYDRO: RUN OF RIVER |  | Great Bay Power Marketing, Inc | 50673 |  |  |  |  | 0 |  | 2006-05-01 | [5 empty] | 2006-05-01
827 | SEARSBURG WIND | WIND | SO | INTERMITTENT | Median Reliability Hours Calculation |  | MA | 4007 | WIND |  | Green Mountain Power Corporati | 50275 |  |  |  |  | 1.391 |  | 2010-06-01 |  |  |  | 0.41 |  | 2010-10-01
828 | BARTON HYDRO | HD | SO | INTERMITTENT | Median Reliability Hours Calculation |  | VT | 4003 | HYDRO: RUN OF RIVER |  | Vermont Public Power Supply Au | 50289 |  |  |  |  | 0.53 |  | 2010-06-01 |  |  |  | 0.21 |  | 2010-10-01
829 | ENOSBURG 2 DIESEL | D | SO | NON-INTERMITTENT | Twice a Year Audit Obligation |  | VT | 4003 | DIESEL OIL |  | Vermont Public Power Supply Au | 50289 |  |  |  |  | 0.416 | 2011-04-12 11:00 | 2011-04-21 |  |  |  | 0.776 | 2010-09-13 09:00 | 2010-09-22
830 | ENOSBURG HYDRO | HD | SO | INTERMITTENT | Median Reliability Hours Calculation |  | VT | 4003 | HYDRO: RUN OF RIVER |  | Vermont Public Power Supply Au | 50289 |  |  |  |  | 0.45 |  | 2010-06-01 |  |  |  | 0.501 |  | 2010-10-01
831 | VAIL & GREAT FALLS | HD | SO | INTERMITTENT | Median Reliability Hours Calculation |  | VT | 4003 | HYDRO: RUN OF RIVER |  | Vermont Public Power Supply Au | 50289 |  |  |  |  | 0.675 |  | 2010-06-01 |  |  |  | 0.038 |  | 2010-10-01
832 | CENTER RUTLAND | HD | SO | INTERMITTENT | Median Reliability Hours Calculation |  | VT | 4003 | HYDRO: RUN OF RIVER |  | Vermont Marble Company | 50288 |  |  |  |  | 0 |  | 2010-06-01 | [5 empty] | 2010-06-01
833 | BARNET | HD | SO | INTERMITTENT | Median Reliability Hours Calculation |  | VT | 4003 | HYDRO: RUN OF RIVER |  | Central Vermont Public Service | 50252 |  |  |  |  | 0.161 |  | 2010-06-01 | [5 empty] | 2010-10-01
834 | COMPTU FALLS | HD | SO | INTERMITTENT | Median Reliability Hours Calculation |  | VT | 4003 | HYDRO: RUN OF RIVER |  | Central Vermont Public Service | 50252 |  |  |  |  | 0.405 |  | 2010-06-01 | [5 empty] | 2010-10-01
835 | DEWEY MILLS | HD | SO | INTERMITTENT | Median Reliability Hours Calculation |  | VT | 4003 | HYDRO: RUN OF RIVER |  | Central Vermont Public Service | 50252 |  |  |  |  | 1.044 |  | 2010-06-01 |  |  |  | 0.169 |  | 2010-10-01
836 | EMERSON FALLS | HD | SO | INTERMITTENT | Median Reliability Hours Calculation |  | VT | 4003 | HYDRO: RUN OF RIVER |  | Central Vermont Public Service | 50252 |  |  |  |  | 0.065 |  | 2010-06-01 | [5 empty] | 2010-10-01
837 | KILLINGTON | HD | SO | INTERMITTENT | Median Reliability Hours Calculation |  | VT | 4003 | HYDRO: RUN OF RIVER |  | Central Vermont Public Service | 50252 |  |  |  |  | 0.028 |  | 2010-06-01 | [5 empty] | 2010-10-01
838 | KINGSBURY | HD | SO | INTERMITTENT | Median Reliability Hours Calculation |  | VT | 4003 | HYDRO: RUN OF RIVER |  | Green Mountain Power Corporati | 50275 | 2008-02-01 |  | 50252 | Central Vermont Public Service | 0.101 |  | 2010-06-01 |  |  |  | 0.092 |  | 2010-10-01
839 | LADD'S MILL | HD | SO | INTERMITTENT | Median Reliability Hours Calculation |  | VT | 4003 | HYDRO: RUN OF RIVER |  | Central Vermont Public Service | 50252 |  |  |  |  | 0.058 |  | 2010-06-01 |  |  |  | 0.011 |  | 2010-10-01
840 | MARTINSVILLE | HD | SO | INTERMITTENT | Median Reliability Hours Calculation |  | VT | 4003 | HYDRO: RUN OF RIVER |  | Central Vermont Public Service | 50252 |  |  |  |  | 0.129 |  | 2010-06-01 | [5 empty] | 2010-10-01
841 | MORETOWN 8 | HD | SO | INTERMITTENT | Median Reliability Hours Calculation |  | VT | 4003 | HYDRO: RUN OF RIVER |  | Central Vermont Public Service | 50252 |  |  |  |  | 0 |  | 2010-06-01 | [5 empty] | 2010-10-01
842 | NANTANA MILL | HD | SO | INTERMITTENT | Median Reliability Hours Calculation |  | VT | 4003 | HYDRO: RUN OF RIVER |  | Central Vermont Public Service | 50252 |  |  |  |  | 0.091 |  | 2010-06-01 |  |  |  | 0.031 |  | 2010-10-01
843 | NEWBURY | HD | SO | INTERMITTENT | Median Reliability Hours Calculation |  | VT | 4003 | HYDRO: RUN OF RIVER |  | Central Vermont Public Service | 50252 |  |  |  |  | 0.166 |  | 2010-06-01 |  |  |  | 0.049 |  | 2010-10-01
844 | OTTAUQUECHEE | HD | SO | INTERMITTENT | Median Reliability Hours Calculation |  | VT | 4003 | HYDRO: RUN OF RIVER |  | Central Vermont Public Service | 50252 |  |  |  |  | 1.467 |  | 2010-06-01 |  |  |  | 0.606 |  | 2010-10-01
845 | SLACK DAM | HD | SO | INTERMITTENT | Median Reliability Hours Calculation |  | VT | 4003 | HYDRO: RUN OF RIVER |  | Central Vermont Public Service | 50252 |  |  |  |  | 0.358 |  | 2010-06-01 |  |  |  | 0.03 |  | 2010-10-01
846 | WINOOSKI 8 | HD | SO | INTERMITTENT | Median Reliability Hours Calculation |  | VT | 4003 | HYDRO: RUN OF RIVER |  | Central Vermont Public Service | 50252 |  |  |  |  | 0.511 |  | 2010-06-01 |  |  |  | 0.174 |  | 2010-10-01
847 | WOODSIDE | HD | SO | INTERMITTENT | Median Reliability Hours Calculation |  | VT | 4003 | HYDRO: RUN OF RIVER |  | Central Vermont Public Service | 50252 |  |  |  |  | 0.103 |  | 2010-06-01 |  |  |  | 0.072 |  | 2010-10-01
848 | WRIGHTSVILLE | HW | SO | INTERMITTENT | Median Reliability Hours Calculation |  | VT | 4003 | HYDRO: PONDAGE |  | Vermont Public Power Supply Au | 50289 |  |  |  |  | 0.598 | 2010-03-26 13:00 | 2010-06-01 |  |  |  |  | 2009-07-08 10:00 | 2010-10-01
849 | CRESCENT DAM | HD | SO | INTERMITTENT | Median Reliability Hours Calculation |  | MA | 4007 | HYDRO: RUN OF RIVER |  | CHI Power Marketing, Inc. (CHI | 51271 | 2009-12-01 |  | 40 | Groton Electric Light Dept | 0.615 |  | 2010-06-01 | [5 empty] | 2010-10-01
850 | GLENDALE HYDRO | HD | SO | INTERMITTENT | Median Reliability Hours Calculation |  | MA | 4007 | HYDRO: RUN OF RIVER |  | CHI Power Marketing, Inc. (CHI | 51271 | 2009-12-01 |  | 40 | Groton Electric Light Dept | 0.588 |  | 2010-06-01 | [5 empty] | 2010-10-01
851 | GARDNER FALLS | HD | SO | INTERMITTENT | Median Reliability Hours Calculation |  | MA | 4007 | HYDRO: RUN OF RIVER |  | NAEA Energy Massachusetts, LLC | 51102 | 2010-06-01 |  | 50247 | Consolidated Edison Energy | 1.235 |  | 2010-06-01 | [5 empty] | 2010-10-01
852 | SOUTH BARRE HYDRO | HD | SO | INTERMITTENT | Median Reliability Hours Calculation |  | MA | 4007 | HYDRO: RUN OF RIVER |  | Massachusetts Municipal Whol | 76 | 2007-08-01 |  | 50289 | Vermont Public Power Supply Au | 0.14 |  | 2003-05-01 | [5 empty] | 2010-10-01
853 | WEBSTER HYDRO | HD | SO | INTERMITTENT | Median Reliability Hours Calculation |  | MA | 4007 | HYDRO: RUN OF RIVER |  | Massachusetts Municipal Whol | 76 | 2007-08-01 |  | 50289 | Vermont Public Power Supply Au | 0.014 |  | 2010-06-01 | [5 empty] | 2009-07-01
854 | ORANGE HYDRO 1 | HD | SO | INTERMITTENT | Median Reliability Hours Calculation |  | MA | 4007 | HYDRO: RUN OF RIVER |  | Templeton Municipal Lighting P | 180 |  |  |  |  | 0.105 |  | 2010-06-01 | [5 empty] | 2010-10-01
855 | ORANGE HYDRO 2 | HD | SO | INTERMITTENT | Median Reliability Hours Calculation |  | MA | 4007 | HYDRO: RUN OF RIVER |  | Templeton Municipal Lighting P | 180 |  |  |  |  | 0.115 |  | 2010-06-01 | [5 empty] | 2010-10-01
856 | HUNT'S POND | HD | SO | INTERMITTENT | Median Reliability Hours Calculation |  | MA | 4007 | HYDRO: RUN OF RIVER |  | Templeton Municipal Lighting P | 180 |  |  |  |  | 0.017 |  | 2010-06-01 | [5 empty] | 2010-10-01
857 | OAKDALE HYDRO | HD | SO | INTERMITTENT | Median Reliability Hours Calculation |  | MA | 4007 | HYDRO: RUN OF RIVER |  | West Boylston Municipal Light | 186 |  |  |  |  | 0 |  | 2010-06-01 |  |  |  | 2.928 |  | 2010-10-01
858 | STERLING DIESELS | D | SO | NON-INTERMITTENT | Twice a Year Audit Obligation |  | MA | 4007 | DIESEL OIL |  | Sterling Municipal Electric Li | 152 |  |  |  |  | 0.33 | 2011-02-24 15:00 | 2000-04-01 |  |  |  | 0.33 | 2010-09-16 09:00 | 2000-04-01
859 | BOATLOCK | HD | SO | INTERMITTENT | Median Reliability Hours Calculation |  | MA | 4007 | HYDRO: RUN OF RIVER |  | Holyoke Gas & Electric Departm | 44 |  |  |  |  | 1.565 |  | 2010-06-01 |  |  |  | 1.024 |  | 2010-10-01
860 | BRIAR HYDRO | HD | SO | INTERMITTENT | Median Reliability Hours Calculation |  | NH | 4002 | HYDRO: RUN OF RIVER |  | Public Service Company of New | 50094 |  |  |  |  | 3.607 |  | 2010-06-01 | [5 empty] | 2010-10-01
861 | CANAAN | HD | SO | INTERMITTENT | Median Reliability Hours Calculation |  | NH | 4002 | HYDRO: RUN OF RIVER |  | Public Service Company of New | 50094 |  |  |  |  | 0.983 |  | 2010-06-01 |  |  |  | 0.498 |  | 2010-10-01
862 | CHEMICAL | HD | SO | NON-INTERMITTENT | Average of Monthly Hydrology Ratings |  | MA | 4007 | HYDRO: RUN OF RIVER |  | Holyoke Gas & Electric Departm | 44 |  |  |  |  | 1.48 |  | 2011-01-01 |  |  |  | 1.48 |  | 2011-01-01
863 | CLEMENT DAM | HD | SO | INTERMITTENT | Median Reliability Hours Calculation |  | NH | 4002 | HYDRO: RUN OF RIVER |  | Public Service Company of New | 50094 |  |  |  |  | 1.733 |  | 2010-06-01 |  |  |  | 0.425 |  | 2010-10-01
864 | DWIGHT | HD | SO | INTERMITTENT | Median Reliability Hours Calculation |  | MA | 4007 | HYDRO: RUN OF RIVER |  | NAEA Energy Massachusetts, LLC | 51102 | 2010-06-01 |  | 50247 | Consolidated Edison Energy | 0.572 |  | 2010-06-01 | [5 empty] | 2010-10-01
865 | ERROL | HD | SO | INTERMITTENT | Median Reliability Hours Calculation |  | NH | 4002 | HYDRO: RUN OF RIVER |  | Public Service Company of New | 50094 |  |  |  |  | 2.298 |  | 2010-06-01 |  |  |  | 1.603 |  | 2010-10-01
866 | GREGGS | HD | SO | INTERMITTENT | Median Reliability Hours Calculation |  | NH | 4002 | HYDRO: RUN OF RIVER |  | Public Service Company of New | 50094 |  |  |  |  | 1.462 |  | 2010-06-01 | [5 empty] | 2010-10-01
867 | INDIAN ORCHARD | HD | SO | INTERMITTENT | Median Reliability Hours Calculation |  | MA | 4007 | HYDRO: RUN OF RIVER |  | NAEA Energy Massachusetts, LLC | 51102 | 2010-06-01 |  | 50247 | Consolidated Edison Energy | 1.15 |  | 2010-06-01 | [5 empty] | 2010-10-01
868 | MILTON MILLS HYDRO | HD | SO | INTERMITTENT | Median Reliability Hours Calculation |  | NH | 4002 | HYDRO: RUN OF RIVER |  | Public Service Company of New | 50094 |  |  |  |  | 0.913 |  | 2010-06-01 | [5 empty] | 2010-10-01
869 | MINE FALLS | HD | SO | INTERMITTENT | Median Reliability Hours Calculation |  | NH | 4002 | HYDRO: RUN OF RIVER |  | Public Service Company of New | 50094 |  |  |  |  | 1.619 |  | 2010-06-01 |  |  |  | 0.224 |  | 2010-10-01
870 | PEMBROKE | HD | SO | INTERMITTENT | Median Reliability Hours Calculation |  | NH | 4002 | HYDRO: RUN OF RIVER |  | Public Service Company of New | 50094 |  |  |  |  | 1.31 |  | 2010-06-01 | [5 empty] | 2010-10-01
871 | PENNACOOK FALLS LOWER | HD | SO | INTERMITTENT | Median Reliability Hours Calculation |  | NH | 4002 | HYDRO: RUN OF RIVER |  | Public Service Company of New | 50094 |  |  |  |  | 3.163 |  | 2010-06-01 | [5 empty] | 2010-10-01
872 | PENNACOOK FALLS UPPER | HD | SO | INTERMITTENT | Median Reliability Hours Calculation |  | NH | 4002 | HYDRO: RUN OF RIVER |  | Public Service Company of New | 50094 |  |  |  |  | 2.487 |  | 2010-06-01 | [5 empty] | 2010-10-01
873 | PUTTS BRIDGE | HD | SO | INTERMITTENT | Median Reliability Hours Calculation |  | MA | 4007 | HYDRO: RUN OF RIVER |  | NAEA Energy Massachusetts, LLC | 51102 | 2010-06-01 |  | 50247 | Consolidated Edison Energy | 2.083 |  | 2010-06-01 | [5 empty] | 2010-10-01
874 | RED BRIDGE | HD | SO | INTERMITTENT | Median Reliability Hours Calculation |  | MA | 4007 | HYDRO: RUN OF RIVER |  | NAEA Energy Massachusetts, LLC | 51102 | 2010-06-01 |  | 50247 | Consolidated Edison Energy | 1.997 |  | 2010-06-01 | [5 empty] | 2010-10-01
875 | RIVER BEND | HD | SO | INTERMITTENT | Median Reliability Hours Calculation |  | NH | 4002 | HYDRO: RUN OF RIVER |  | Public Service Company of New | 50094 |  |  |  |  | 0 |  | 2010-06-01 | [5 empty] | 2010-10-01
876 | ROBERTSVILLE | HD | SO | INTERMITTENT | Median Reliability Hours Calculation |  | CT | 4004 | HYDRO: RUN OF RIVER |  | FirstLight Power Resources Man | 50876 |  |  |  |  | 0 |  | 2010-06-01 | [5 empty] | 2010-10-01
877 | SCOTLAND | HD | SO | INTERMITTENT | Median Reliability Hours Calculation |  | CT | 4004 | HYDRO: RUN OF RIVER |  | FirstLight Power Resources Man | 50876 |  |  |  |  | 1.959 |  | 2010-06-01 | [5 empty] | 2010-06-01
878 | SKINNER | HD | SO | INTERMITTENT | Median Reliability Hours Calculation |  | MA | 4007 | HYDRO: RUN OF RIVER |  | Holyoke Gas & Electric Departm | 44 |  |  |  |  | 0 |  | 2010-06-01 | [5 empty] | 2010-06-01
879 | TAFTVILLE CT | HD | SO | INTERMITTENT | Median Reliability Hours Calculation |  | CT | 4004 | HYDRO: RUN OF RIVER |  | FirstLight Power Resources Man | 50876 |  |  |  |  | 0.781 |  | 2010-06-01 | [5 empty] | 2010-10-01
880 | MCCALLUM ENTERPRISES | HD | SO | INTERMITTENT | Median Reliability Hours Calculation |  | CT | 4004 | HYDRO: RUN OF RIVER |  | United Illuminating Company, T | 181 |  |  |  |  | 0 |  | 2003-03-01 | [5 empty] | 2003-03-01
881 | SHELTON LANDFILL | F | SO | INTERMITTENT | Median Reliability Hours Calculation |  | CT | 4004 | METHANE/REFUSE |  | United Illuminating Company, T | 181 |  |  |  |  | 0 |  | 2001-03-16 | [5 empty] | 2001-03-16
882 | FRANKLIN FALLS | HD | SO | INTERMITTENT | Median Reliability Hours Calculation |  | NH | 4002 | HYDRO: RUN OF RIVER |  | Public Service Company of New | 50094 |  |  |  |  | 0.522 |  | 2010-06-01 |  |  |  | 0.346 |  | 2010-10-01
883 | SALMON FALLS HYDRO | HD | SO | INTERMITTENT | Median Reliability Hours Calculation |  | ME | 4001 | HYDRO: RUN OF RIVER |  | CHI Power Marketing, Inc. (CHI | 51271 | 2010-02-01 |  | 50094 | Public Service Company of New | 0.541 |  | 2010-06-01 | [5 empty] | 2010-10-01
884 | SWANS FALLS | HD | SO | INTERMITTENT | Median Reliability Hours Calculation |  | NH | 4002 | HYDRO: RUN OF RIVER |  | Public Service Company of New | 50094 |  |  |  |  | 0.41 |  | 2006-12-01 |  |  |  | 0.189 |  | 2010-10-01
885 | STEVENS MILL | HD | SO | INTERMITTENT | Median Reliability Hours Calculation |  | NH | 4002 | HYDRO: RUN OF RIVER |  | Public Service Company of New | 50094 |  |  |  |  | 0.179 |  | 2010-06-01 |  |  |  | 0.214 |  | 2010-10-01
886 | COCHECO FALLS | HD | SO | INTERMITTENT | Median Reliability Hours Calculation |  | NH | 4002 | HYDRO: RUN OF RIVER |  | Public Service Company of New | 50094 |  |  |  |  | 0.388 |  | 2010-06-01 | [5 empty] | 2010-10-01
887 | CHINA MILLS DAM | HD | SO | INTERMITTENT | Median Reliability Hours Calculation |  | NH | 4002 | HYDRO: RUN OF RIVER |  | Public Service Company of New | 50094 |  |  |  |  | 0.518 |  | 2010-06-01 | [5 empty] | 2010-10-01
888 | NEWFOUND HYDRO | HD | SO | INTERMITTENT | Median Reliability Hours Calculation |  | NH | 4002 | HYDRO: RUN OF RIVER |  | Public Service Company of New | 50094 |  |  |  |  | 0.881 |  | 2010-06-01 |  |  |  | 0.201 |  | 2010-10-01
889 | SUNAPEE HYDRO | HD | SO | INTERMITTENT | Median Reliability Hours Calculation |  | NH | 4002 | HYDRO: RUN OF RIVER |  | Public Service Company of New | 50094 |  |  |  |  | 0.302 |  | 2010-06-01 | [5 empty] | 2010-10-01
890 | NASHUA HYDRO | HD | SO | INTERMITTENT | Median Reliability Hours Calculation |  | NH | 4002 | HYDRO: RUN OF RIVER |  | Public Service Company of New | 50094 |  |  |  |  | 0.766 |  | 2010-06-01 |  |  |  | 0.13 |  | 2010-10-01
891 | HILLSBORO MILLS | HD | SO | INTERMITTENT | Median Reliability Hours Calculation |  | NH | 4002 | HYDRO: RUN OF RIVER |  | Public Service Company of New | 50094 |  |  |  |  | 0.269 |  | 2010-06-01 | [5 empty] | 2010-10-01
892 | LAKEPORT DAM | HD | SO | INTERMITTENT | Median Reliability Hours Calculation |  | NH | 4002 | HYDRO: RUN OF RIVER |  | Public Service Company of New | 50094 |  |  |  |  | 0.353 |  | 2010-06-01 |  |  |  | 0.143 |  | 2010-10-01
893 | WEST HOPKINTON HYDRO | HD | SO | INTERMITTENT | Median Reliability Hours Calculation |  | NH | 4002 | HYDRO: RUN OF RIVER |  | Public Service Company of New | 50094 |  |  |  |  | 0.413 |  | 2010-06-01 | [5 empty] | 2010-10-01
894 | LISBON HYDRO | HD | SO | INTERMITTENT | Median Reliability Hours Calculation |  | NH | 4002 | HYDRO: RUN OF RIVER |  | Public Service Company of New | 50094 |  |  |  |  | 0.281 |  | 2010-06-01 |  |  |  | 0.225 |  | 2010-10-01
895 | LOWER ROBERTSON DAM | HD | SO | INTERMITTENT | Median Reliability Hours Calculation | QF | NH | 4002 | HYDRO: RUN OF RIVER |  | Harvard Dedicated Energy Limit | 50762 | 2009-06-01 |  | 50094 | Public Service Company of New | 0.549 |  | 2010-06-01 |  |  |  | 0.051 |  | 2010-10-01
897 | OLD NASH DAM | HD | SO | INTERMITTENT | Median Reliability Hours Calculation |  | NH | 4002 | HYDRO: RUN OF RIVER |  | Public Service Company of New | 50094 |  |  |  |  | 0.11 |  | 2010-06-01 | [5 empty] | 2010-10-01
898 | SUGAR RIVER HYDRO | HD | SO | INTERMITTENT | Median Reliability Hours Calculation |  | NH | 4002 | HYDRO: RUN OF RIVER |  | Public Service Company of New | 50094 |  |  |  |  | 0.106 |  | 2010-06-01 | [5 empty] | 2010-06-01
899 | GREAT FALLS UPPER | HD | SO | INTERMITTENT | Median Reliability Hours Calculation |  | NH | 4002 | HYDRO: RUN OF RIVER |  | Public Service Company of New | 50094 |  |  |  |  | 0 |  | 2010-06-01 | [5 empty] | 2010-06-01
900 | GREAT FALLS LOWER | HD | SO | INTERMITTENT | Median Reliability Hours Calculation |  | NH | 4002 | HYDRO: RUN OF RIVER |  | Public Service Company of New | 50094 |  |  |  |  | 0.598 |  | 2010-06-01 | [5 empty] | 2010-10-01
901 | WATERLOOM FALLS | HD | SO | INTERMITTENT | Median Reliability Hours Calculation |  | NH | 4002 | HYDRO: RUN OF RIVER |  | Public Service Company of New | 50094 |  |  |  |  | 0.031 |  | 2010-06-01 | [5 empty] | 2010-10-01
902 | HOSIERY MILL DAM | HD | SO | INTERMITTENT | Median Reliability Hours Calculation |  | NH | 4002 | HYDRO: RUN OF RIVER |  | Public Service Company of New | 50094 |  |  |  |  | 0.151 |  | 2010-06-01 | [5 empty] | 2010-10-01
903 | WYANDOTTE HYDRO | HD | SO | INTERMITTENT | Median Reliability Hours Calculation |  | NH | 4002 | HYDRO: RUN OF RIVER |  | Public Service Company of New | 50094 |  |  |  |  | 0.072 |  | 2010-06-01 | [5 empty] | 2010-10-01
904 | LOCHMERE DAM | HD | SO | INTERMITTENT | Median Reliability Hours Calculation |  | NH | 4002 | HYDRO: RUN OF RIVER |  | Public Service Company of New | 50094 |  |  |  |  | 0.554 |  | 2010-06-01 |  |  |  | 0.193 |  | 2010-10-01
905 | ASHUELOT HYDRO | HD | SO | INTERMITTENT | Median Reliability Hours Calculation | QF | NH | 4002 | HYDRO: RUN OF RIVER |  | Harvard Dedicated Energy Limit | 50762 | 2009-06-01 |  | 50094 | Public Service Company of New | 0.61 |  | 2010-06-01 |  |  |  | 0.049 |  | 2010-10-01
906 | ROLLINSFORD HYDRO | HD | SO | INTERMITTENT | Median Reliability Hours Calculation |  | NH | 4002 | HYDRO: RUN OF RIVER |  | Public Service Company of New | 50094 |  |  |  |  | 0.971 |  | 2010-06-01 | [5 empty] | 2010-10-01
907 | BELL MILL/ELM ST. HYDRO | HD | SO | INTERMITTENT | Median Reliability Hours Calculation |  | NH | 4002 | HYDRO: RUN OF RIVER |  | Public Service Company of New | 50094 |  |  |  |  | 0 |  | 2010-06-01 | [5 empty] | 2010-06-01
908 | OTIS MILL HYDRO | HD | SO | INTERMITTENT | Median Reliability Hours Calculation |  | NH | 4002 | HYDRO: RUN OF RIVER |  | Public Service Company of New | 50094 |  |  |  |  | 0.01 |  | 2010-06-01 | [5 empty] | 2010-06-01
909 | STEELS POND HYDRO | HD | SO | INTERMITTENT | Median Reliability Hours Calculation |  | NH | 4002 | HYDRO: RUN OF RIVER |  | Public Service Company of New | 50094 |  |  |  |  | 0.276 |  | 2010-06-01 | [5 empty] | 2010-10-01
910 | CAMPTON DAM | HD | SO | INTERMITTENT | Median Reliability Hours Calculation |  | NH | 4002 | HYDRO: RUN OF RIVER |  | Public Service Company of New | 50094 |  |  |  |  | 0.175 |  | 2010-06-01 |  |  |  | 0.064 |  | 2010-10-01
911 | KELLEYS FALLS | HD | SO | INTERMITTENT | Median Reliability Hours Calculation |  | NH | 4002 | HYDRO: RUN OF RIVER |  | Public Service Company of New | 50094 |  |  |  |  | 0.27 |  | 2010-06-01 | [5 empty] | 2010-10-01
912 | SUNNYBROOK HYDRO 1 | HD | SO | INTERMITTENT | Median Reliability Hours Calculation |  | NH | 4002 | HYDRO: RUN OF RIVER |  | Public Service Company of New | 50094 |  |  |  |  | 0 |  | 2010-06-01 | [5 empty] | 2010-06-01
913 | GOODRICH FALLS | HD | SO | INTERMITTENT | Median Reliability Hours Calculation |  | NH | 4002 | HYDRO: RUN OF RIVER |  | Public Service Company of New | 50094 |  |  |  |  | 0.307 |  | 2010-06-01 |  |  |  | 0.071 |  | 2010-10-01
914 | CHAMBERLAIN FALLS | HD | SO | INTERMITTENT | Median Reliability Hours Calculation |  | NH | 4002 | HYDRO: RUN OF RIVER |  | Public Service Company of New | 50094 |  |  |  |  | 0 |  | 2010-06-01 | [5 empty] | 2010-06-01
915 | MONADNOCK PAPER MILLS | HD | SO | INTERMITTENT | Median Reliability Hours Calculation |  | NH | 4002 | HYDRO: RUN OF RIVER |  | Public Service Company of New | 50094 |  |  |  |  | 0 |  | 2010-06-01 | [5 empty] | 2010-06-01
917 | EXETER RIVER HYDRO | HD | SO | INTERMITTENT | Median Reliability Hours Calculation |  | NH | 4002 | HYDRO: RUN OF RIVER |  | Public Service Company of New | 50094 |  |  |  |  | 0 |  | 2006-05-01 | [5 empty] | 2006-05-01
919 | HOPKINTON HYDRO | HD | SO | INTERMITTENT | Median Reliability Hours Calculation |  | NH | 4002 | HYDRO: RUN OF RIVER |  | Sterling Municipal Electric Li | 152 | 2009-01-01 |  | 50094 | Public Service Company of New | 0.18 |  | 2010-06-01 | [5 empty] | 2010-10-01
921 | HADLEY FALLS | HD | SO | INTERMITTENT | Median Reliability Hours Calculation |  | NH | 4002 | HYDRO: RUN OF RIVER |  | Public Service Company of New | 50094 |  |  |  |  | 0.018 |  | 2010-06-01 | [5 empty] | 2010-06-01
922 | NOONE FALLS | HD | SO | INTERMITTENT | Median Reliability Hours Calculation |  | NH | 4002 | HYDRO: RUN OF RIVER |  | Public Service Company of New | 50094 |  |  |  |  | 0.077 |  | 2010-06-01 | [5 empty] | 2010-10-01
924 | FRESHWATER HYDRO | HD | SO | INTERMITTENT | Median Reliability Hours Calculation |  | NH | 4002 | HYDRO: RUN OF RIVER |  | Public Service Company of New | 50094 |  |  |  |  | 0 |  | 2010-06-01 | [5 empty] | 2010-06-01
925 | OTTER LANE HYDRO | HD | SO | INTERMITTENT | Median Reliability Hours Calculation |  | NH | 4002 | HYDRO: RUN OF RIVER |  | Public Service Company of New | 50094 |  |  |  |  | 0.042 |  | 2010-06-01 | [5 empty] | 2010-10-01
926 | PETERBOROUGH LOWER HYDRO | HD | SO | INTERMITTENT | Median Reliability Hours Calculation |  | NH | 4002 | HYDRO: RUN OF RIVER |  | Public Service Company of New | 50094 |  |  |  |  | 0 |  | 2010-06-01 | [5 empty] | 2010-06-01
928 | SALMON BROOK STATION 3 | HD | SO | INTERMITTENT | Median Reliability Hours Calculation |  | NH | 4002 | HYDRO: RUN OF RIVER |  | Public Service Company of New | 50094 |  |  |  |  | 0.121 |  | 2010-06-01 | [5 empty] | 2010-10-01
931 | AVERY DAM | HD | SO | INTERMITTENT | Median Reliability Hours Calculation |  | NH | 4002 | HYDRO: RUN OF RIVER |  | Public Service Company of New | 50094 |  |  |  |  | 0.164 |  | 2010-06-01 |  |  |  | 0.165 |  | 2010-10-01
932 | WATSON DAM | HD | SO | INTERMITTENT | Median Reliability Hours Calculation |  | NH | 4002 | HYDRO: RUN OF RIVER |  | Public Service Company of New | 50094 |  |  |  |  | 0.171 |  | 2010-06-01 | [5 empty] | 2010-10-01
933 | WESTON DAM | HD | SO | INTERMITTENT | Median Reliability Hours Calculation |  | NH | 4002 | HYDRO: RUN OF RIVER |  | Public Service Company of New | 50094 |  |  |  |  | 0.342 |  | 2010-06-01 |  |  |  | 0.152 |  | 2010-10-01
935 | SUNNYBROOK HYDRO 2 | HD | SO | INTERMITTENT | Median Reliability Hours Calculation |  | NH | 4002 | HYDRO: RUN OF RIVER |  | Public Service Company of New | 50094 |  |  |  |  | 0.016 |  | 2010-06-01 |  |  |  | 0.009 |  | 2010-10-01
941 | PETERBOROUGH UPPER HYDRO | HD | SO | INTERMITTENT | Median Reliability Hours Calculation |  | NH | 4002 | HYDRO: RUN OF RIVER |  | Public Service Company of New | 50094 |  |  |  |  | 0.077 |  | 2010-06-01 | [5 empty] | 2010-06-01
942 | DUNBARTON ROAD LANDFILL | D | SO | INTERMITTENT | Median Reliability Hours Calculation | SQF | NH | 4002 | LANDFILL GAS |  | Public Service Company of New | 50094 |  |  |  |  | 0.324 |  | 2010-06-01 |  |  |  | 0.324 |  | 2010-10-01
943 | FOUR HILLS LANDFILL | D | SO | INTERMITTENT | Median Reliability Hours Calculation | SQF | NH | 4002 | LANDFILL GAS |  | Public Service Company of New | 50094 |  |  |  |  | 0.411 |  | 2010-06-01 |  |  |  | 0.354 |  | 2010-10-01
946 | MERRIMAC PAPER - QF | HD | SO | INTERMITTENT | Median Reliability Hours Calculation | QF | MA | 4007 | HYDRO: RUN OF RIVER |  | Massachusetts Electric Company | 50075 |  |  |  |  | 0 |  | 2006-10-01 | [5 empty] | 2006-06-01
947 | RIVERDALE MILLS - QF | HD | SO | INTERMITTENT | Median Reliability Hours Calculation | QF | MA | 4006 | HYDRO: RUN OF RIVER |  | Massachusetts Electric Company | 50075 |  |  |  |  | 0 |  | 2006-10-01 | [5 empty] | 2006-06-01
948 | PEPPERELL HYDRO COMPANY LLC | HD | SO | INTERMITTENT | Median Reliability Hours Calculation |  | MA | 4007 | HYDRO: RUN OF RIVER |  | Swift River Trading Company LL | 51139 | 2008-12-01 |  | 50075 | Massachusetts Electric Company | 0.863 |  | 2010-06-01 |  |  |  | 0.194 |  | 2010-10-01
949 | VALLEY HYDRO - QF | HD | SO | INTERMITTENT | Median Reliability Hours Calculation | QF | RI | 4005 | HYDRO: RUN OF RIVER |  | Narragansett Electric Company | 156 |  |  |  |  | 0.205 |  | 2010-06-01 | [5 empty] | 2010-10-01
950 | LP ATHOL - QF | HD | SO | INTERMITTENT | Median Reliability Hours Calculation | QF | MA | 4007 | HYDRO: RUN OF RIVER |  | Massachusetts Electric Company | 50075 |  |  |  |  | 0.074 |  | 2010-06-01 | [5 empty] | 2010-10-01
951 | BALTIC MILLS - QF | HD | SO | INTERMITTENT | Median Reliability Hours Calculation | QF | NH | 4002 | HYDRO: RUN OF RIVER |  | Sterling Municipal Electric Li | 152 |  |  |  |  | 0.064 |  | 2010-06-01 |  |  |  | 0.008 |  | 2010-10-01
952 | PONTIAC ENERGY - QF | D | SO | INTERMITTENT | Median Reliability Hours Calculation | SQF | RI | 4005 | LANDFILL GAS |  | Narragansett Electric Company | 156 | 2008-02-01 |  | 50017 | Constellation NewEnergy, Inc. | 0.08 |  | 2010-06-01 |  |  |  | 0.104 |  | 2010-10-01
953 | ATTLEBORO LANDFILL - QF | D | SO | INTERMITTENT | Median Reliability Hours Calculation | SQF | MA | 4006 | LANDFILL GAS |  | Massachusetts Electric Company | 50075 |  |  |  |  | 0.239 |  | 2010-06-01 | [5 empty] | 2010-10-01
954 | MM LOWELL LANDFILL - QF | D | SO | INTERMITTENT | Median Reliability Hours Calculation | SQF | MA | 4007 | LANDFILL GAS |  | Massachusetts Electric Company | 50075 |  |  |  |  | 0.13 |  | 2010-06-01 |  |  |  | 0.107 |  | 2010-10-01
956 | WARE COGEN - QF | F | SO | NON-INTERMITTENT | Median Reliability Hours Calculation | SQF | MA | 4007 | STEAM/REFUSE |  | Massachusetts Electric Company | 50075 |  |  |  |  | 0 |  | 2000-04-01 | [5 empty] | 2000-04-01
957 | HG&E HYDRO/CABOT 1-4 | HD | SO | NON-INTERMITTENT | Average of Monthly Hydrology Ratings |  | MA | 4007 | HYDRO: RUN OF RIVER |  | Holyoke Gas & Electric Departm | 44 |  |  |  |  | 2.59 |  | 2011-01-01 |  |  |  | 2.59 |  | 2011-01-01
959 | BARTON 1-4 DIESELS | D | SO | NON-INTERMITTENT | Twice a Year Audit Obligation |  | VT | 4003 | DIESEL OIL |  | Vermont Public Power Supply Au | 50289 |  |  |  |  | 0.653 | 2011-03-02 07:00 | 2011-03-11 |  |  |  | 0.624 | 2010-09-13 08:00 | 2010-09-22
969 | POWDER MILL HYDRO | HD | SO | INTERMITTENT | Median Reliability Hours Calculation |  | MA | 4007 | HYDRO: RUN OF RIVER |  | Massachusetts Municipal Whol | 76 | 2007-08-01 |  | 50289 | Vermont Public Power Supply Au | 0.093 |  | 2010-06-01 | [5 empty] | 2010-10-01
970 | DUDLEY HYDRO | HD | SO | INTERMITTENT | Median Reliability Hours Calculation |  | MA | 4007 | HYDRO: RUN OF RIVER |  | Massachusetts Electric Company | 50075 | 2008-03-05 |  | 76 | Massachusetts Municipal Whol | 0.093 |  | 2010-06-01 | [5 empty] | 2010-10-01
973 | CONCORD STEAM | F | SO | NON-INTERMITTENT | Median Reliability Hours Calculation | SQF | NH | 4002 | WOOD/REFUSE |  | Unitil Energy Systems, Inc. | 50308 |  |  |  |  | 0.209 |  | 2010-06-01 | [5 empty] | 2010-10-01
978 | NEW MILFORD | D | SO | INTERMITTENT | Median Reliability Hours Calculation | SQF | CT | 4004 | LANDFILL GAS | FO2 | Connecticut Light and Power Co | 50092 |  |  |  |  | 1.753 |  | 2010-06-01 |  |  |  | 1.519 |  | 2010-10-01
1005 | DIGHTON POWER LLC | CC | EMS | NON-INTERMITTENT | Twice a Year Audit Obligation |  | MA | 4006 | GAS |  | EquiPower Resources Management | 51359 | 2010-12-01 |  | 50981 | Emera Energy Services Subsidi | 177.388 | 2010-11-29 09:00 | 2005-02-07 |  |  |  | 150 | 2010-06-21 15:00 | 2008-08-07
1028 | BUNKER RD #12 GAS TURB | G | SO | NON-INTERMITTENT | Twice a Year Audit Obligation |  | MA | 4006 | GAS |  | New England Power Company | 81 |  |  |  |  | 3.012 | 2011-03-03 13:00 | 2009-04-29 |  |  |  | 2.351 | 2010-08-05 14:00 | 2010-03-05
1029 | BUNKER RD #13 GAS TURB | G | SO | NON-INTERMITTENT | Twice a Year Audit Obligation |  | MA | 4006 | GAS |  | New England Power Company | 81 |  |  |  |  | 3.281 | 2011-03-03 13:00 | 2009-04-29 |  |  |  | 2.84 | 2010-08-05 15:00 | 2010-03-05
1030 | OAK BLUFFS | D | EMS | NON-INTERMITTENT | Twice a Year Audit Obligation |  | MA | 4006 | DIESEL OIL |  | Genon Energy Management, LLC | 50791 | 2006-02-01 |  | 155 | Mirant Americas Engy Mark., LP | 8.12 | 2011-01-21 10:00 | 2008-11-01 |  |  |  | 8.12 | 2010-07-06 13:00 | 2008-11-01
1031 | WEST TISBURY | D | EMS | NON-INTERMITTENT | Twice a Year Audit Obligation |  | MA | 4006 | DIESEL OIL |  | Genon Energy Management, LLC | 50791 | 2006-02-01 |  | 155 | Mirant Americas Engy Mark., LP | 5.524 | 2010-12-15 10:00 | 2010-12-30 |  |  |  | 5.568 | 2010-07-20 13:00 | 2010-08-02
1032 | BRIDGEPORT ENERGY 1 | CC | EMS | NON-INTERMITTENT | Twice a Year Audit Obligation |  | CT | 4004 | GAS |  | NextEra Energy Power Marketing | 50086 | 2009-11-01 |  | 52 | Dynegy Power Marketing, Inc. | 540.19 | 2010-11-12 06:00 | 2009-07-31 |  |  |  | 460.946 | 2010-06-09 09:00 | 2009-07-31
1034 | RIVERSIDE 4-7 | HD | SO | INTERMITTENT | Median Reliability Hours Calculation |  | MA | 4007 | HYDRO: RUN OF RIVER |  | Holyoke Gas & Electric Departm | 44 |  |  |  |  | 1.271 |  | 2010-06-01 |  |  |  | 1.001 |  | 2010-10-01
1035 | RIVERSIDE 8 | HD | SO | INTERMITTENT | Median Reliability Hours Calculation |  | MA | 4007 | HYDRO: RUN OF RIVER |  | Holyoke Gas & Electric Departm | 44 |  |  |  |  | 2.953 |  | 2010-06-01 | [5 empty] | 2010-10-01
1047 | FAIRFAX | HD | SO | INTERMITTENT | Median Reliability Hours Calculation |  | VT | 4003 | HYDRO: RUN OF RIVER |  | Central Vermont Public Service | 50252 |  |  |  |  | 3.843 |  | 2010-06-01 |  |  |  | 1.132 |  | 2010-10-01
1048 | WARE HYDRO | HD | SO | INTERMITTENT | Median Reliability Hours Calculation |  | MA | 4007 | HYDRO: RUN OF RIVER |  | NSTAR Electric Company | 3 | 2007-03-09 |  | 108 | Commonwealth Electric Company | 0.49 |  | 2010-06-01 | [5 empty] | 2010-10-01
1049 | COLLINS HYDRO | HD | SO | INTERMITTENT | Median Reliability Hours Calculation |  | MA | 4007 | HYDRO: RUN OF RIVER |  | NSTAR Electric Company | 3 | 2007-03-09 |  | 108 | Commonwealth Electric Company | 0.728 |  | 2010-06-01 |  |  |  | 0.187 |  | 2010-10-01
1050 | CHICOPEE HYDRO | HD | SO | INTERMITTENT | Median Reliability Hours Calculation |  | MA | 4007 | HYDRO: RUN OF RIVER |  | NSTAR Electric Company | 3 | 2007-03-09 |  | 108 | Commonwealth Electric Company | 1.389 |  | 2010-06-01 |  |  |  | 0.367 |  | 2010-10-01
1051 | HAL-BFI | D | SO | INTERMITTENT | Median Reliability Hours Calculation | SQF | MA | 4006 | LANDFILL GAS |  | Massachusetts Electric Company | 50075 |  |  |  |  | 0.467 | 2009-12-17 07:00 | 2010-06-01 |  |  |  |  | 2009-08-07 17:00 | 2010-10-01
1052 | EB1-BFI | D | SO | INTERMITTENT | Median Reliability Hours Calculation |  | MA | 4006 | REFUSE |  | Taunton Municipal Lighting Pla | 153 |  |  |  |  | 1.286 | 2009-12-17 08:00 | 2010-06-01 |  |  |  | 1.081 | 2010-07-29 15:00 | 2010-10-01
1054 | BLACKSTONE HYDRO ASSOC | HD | SO | INTERMITTENT | Median Reliability Hours Calculation |  | RI | 4005 | HYDRO: RUN OF RIVER |  | Narragansett Electric Company | 156 |  |  |  |  | 0.198 |  | 2010-06-01 | [5 empty] | 2003-03-21
1057 | BLACKSTONE HYDRO LOAD REDUCER | HD | SO | INTERMITTENT | Median Reliability Hours Calculation |  | RI | 4005 | HYDRO: RUN OF RIVER |  | Macquarie Energy LLC | 51109 | 2010-08-01 |  | 50894 | Conectiv Energy Supply, Inc | 0.763 |  | 2010-06-01 | [5 empty] | 2010-10-01
1059 | BARRE LANDFILL | D | SO | INTERMITTENT | Median Reliability Hours Calculation | SQF | MA | 4007 | REFUSE |  | Dominion Energy Marketing, Inc | 50495 |  |  |  |  | 0.598 |  | 2010-06-01 |  |  |  | 0.704 |  | 2010-10-01
1061 | MASCOMA HYDRO | HD | SO | INTERMITTENT | Median Reliability Hours Calculation |  | NH | 4002 | HYDRO: RUN OF RIVER |  | TransCanada Power Marketing, L | 50091 |  |  |  |  | 0.834 |  | 2010-03-01 |  |  |  | 0.001 |  | 2010-10-01
1062 | MWRA COSGROVE | HW | SO | INTERMITTENT | Median Reliability Hours Calculation | QF | MA | 4007 | HYDRO: PONDAGE |  | Massachusetts Electric Company | 50075 | 2010-07-01 |  | 50027 | Constellation Energy Commoditi | 0.564 | 2010-03-03 15:00 | 2010-06-01 |  |  |  | 0.939 | 2009-08-31 06:00 | 2010-10-01
1086 | BERKSHIRE POWER | CC | EMS | NON-INTERMITTENT | Twice a Year Audit Obligation |  | MA | 4007 | GAS |  | Shell Energy North America (US | 87 | 2006-11-01 |  | 50383 | El Paso Merchant Energy LP | 246.279 | 2011-03-16 10:00 | 2006-05-03 |  |  |  | 229.279 | 2010-09-08 17:00 | 2006-05-03
1107 | SOMERSET | F | EMS | INTERMITTENT | Median Reliability Hours Calculation | SQF | ME | 4001 | WOOD/REFUSE | WDS | Constellation Energy Commoditi | 50027 | 2003-03-01 |  | 6 | Central Maine Power Co | 0 | 2008-11-14 10:00 | 2010-06-01 | [5 empty] | 2010-06-01
1109 | MMWAC | F | SO | INTERMITTENT | Median Reliability Hours Calculation | SQF | ME | 4001 | REFUSE |  | NextEra Energy Power Marketing | 50086 | 2008-02-07 |  | 50027 | Constellation Energy Commoditi | 2.166 |  | 2010-06-01 |  |  |  | 1.819 |  | 2010-10-01
1113 | BRASSUA HYDRO | HD | SO | INTERMITTENT | Median Reliability Hours Calculation |  | ME | 4001 | HYDRO: RUN OF RIVER |  | Brookfield Energy Marketing, L | 51355 | 2010-12-01 |  | 50475 | Brookfield Energy Marketing In | 2.495 |  | 2010-06-01 |  |  |  | 1.324 |  | 2010-10-01
1114 | MADISON COMPOSITE | HD | SO | INTERMITTENT | Median Reliability Hours Calculation |  | ME | 4001 | HYDRO: RUN OF RIVER |  | Competitive Energy Services, L | 51191 | 2009-01-01 |  | 50786 | Hess Corporation | 0 |  | 2010-06-01 | [5 empty] | 2010-06-01
1117 | GREAT WORKS COMPOSITE | HD | SO | INTERMITTENT | Median Reliability Hours Calculation |  | ME | 4001 | HYDRO: RUN OF RIVER |  | Macquarie Energy LLC | 51109 | 2010-08-01 |  | 50894 | Conectiv Energy Supply, Inc | 0.154 |  | 2010-06-01 | [5 empty] | 2010-10-01
1119 | KENNEBAGO HYDRO | HD | SO | INTERMITTENT | Median Reliability Hours Calculation |  | ME | 4001 | HYDRO: RUN OF RIVER |  | NextEra Energy Power Marketing | 50086 | 2009-03-01 |  | 50027 | Constellation Energy Commoditi | 0.422 |  | 2010-06-01 |  |  |  | 0.102 |  | 2010-10-01
1122 | CASCADE-DIAMOND-QF | HD | SO | INTERMITTENT | Median Reliability Hours Calculation | QF | MA | 4007 | HYDRO: RUN OF RIVER |  | Massachusetts Electric Company | 50075 |  |  |  |  | 0.241 |  | 2010-06-01 | [5 empty] | 2010-10-01
1165 | CADYS FALLS | HD | SO | INTERMITTENT | Median Reliability Hours Calculation |  | VT | 4003 | HYDRO: RUN OF RIVER |  | Vermont Public Power Supply Au | 50289 |  |  |  |  | 0.332 |  | 2010-06-01 |  |  |  | 0.274 |  | 2010-10-01
1166 | MORRISVILLE PLANT #2 | HD | SO | INTERMITTENT | Median Reliability Hours Calculation |  | VT | 4003 | HYDRO: RUN OF RIVER |  | Vermont Public Power Supply Au | 50289 |  |  |  |  | 0.769 |  | 2010-06-01 |  |  |  | 0.26 |  | 2010-10-01
1167 | WOLCOTT HYDRO #1 | HD | SO | INTERMITTENT | Median Reliability Hours Calculation |  | VT | 4003 | HYDRO: RUN OF RIVER |  | Vermont Public Power Supply Au | 50289 |  |  |  |  | 0.356 |  | 2010-06-01 | [5 empty] | 2010-10-01
1168 | H.K. SANDERS | HW | SO | NON-INTERMITTENT | Twice a Year Audit Obligation |  | VT | 4003 | HYDRO: PONDAGE |  | Vermont Public Power Supply Au | 50289 |  |  |  |  | 1.686 | 2011-01-27 11:00 | 2011-02-03 |  |  |  | 1.74 | 2010-09-13 12:00 | 2010-09-22
1185 | STONY BROOK GT1A | CC | EMS | NON-INTERMITTENT | Twice a Year Audit Obligation |  | MA | 4007 | OIL/GAS | FO2 | Massachusetts Municipal Whol | 76 |  |  |  |  | 119 | 2011-02-09 11:00 | 2002-02-19 |  |  |  | 104 | 2010-08-09 13:00 | 2002-02-19
1186 | STONY BROOK GT1B | CC | EMS | NON-INTERMITTENT | Twice a Year Audit Obligation |  | MA | 4007 | OIL/GAS | FO2 | Massachusetts Municipal Whol | 76 |  |  |  |  | 116 | 2011-02-09 11:00 | 2002-02-19 |  |  |  | 100 | 2010-08-09 13:00 | 2002-02-19
1187 | STONY BROOK GT1C | CC | EMS | NON-INTERMITTENT | Twice a Year Audit Obligation |  | MA | 4007 | OIL/GAS | FO2 | Massachusetts Municipal Whol | 76 |  |  |  |  | 119 | 2011-02-09 11:00 | 2002-02-19 |  |  |  | 104 | 2010-08-09 13:00 | 2002-02-19
1188 | LOWELL COGENERATION PLANT | CC | EMS | NON-INTERMITTENT | Twice a Year Audit Obligation |  | MA | 4007 | OIL/GAS | FO2 | Consolidated Edison Energy, In | 50247 | 2008-06-01 |  | 50349 | Lowell Cogen Co LP | 30.15 | 2011-03-29 16:00 | 2011-04-11 | n | 30.725 | -0.575 | 27.175 | 2010-07-17 12:00 | 2011-04-11 | n | 27.75 | -0.575
1209 | CRRA HARTFORD LANDFILL | D | SO | INTERMITTENT | Median Reliability Hours Calculation | SQF | CT | 4004 | LANDFILL GAS |  | Connecticut Light and Power Co | 50092 |  |  |  |  | 1.756 |  | 2010-06-01 |  |  |  | 1.742 |  | 2010-10-01
1210 | MILLENNIUM | CC | EMS | NON-INTERMITTENT | Twice a Year Audit Obligation |  | MA | 4007 | GAS |  | Merrill Lynch Commodities, Inc | 50748 | 2004-12-01 |  | 50446 | Entergy-Koch Trading, LP | 374.786 | 2010-12-19 11:00 | 2005-11-21 |  |  |  | 325.786 | 2010-06-04 13:00 | 2005-11-21
1216 | MAINE INDEPENDENCE STATION | CC | EMS | NON-INTERMITTENT | Twice a Year Audit Obligation |  | ME | 4001 | GAS |  | Dynegy Power Marketing, Inc. | 52 | 2007-05-01 |  | 50824 | Bear Energy LP | 538.275 | 2010-12-14 17:00 | 2007-09-18 |  |  |  | 488.275 | 2010-06-15 10:00 | 2007-09-18
1221 | ESSEX DIESELS | D | EMS | NON-INTERMITTENT | Twice a Year Audit Obligation |  | VT | 4003 | DIESEL OIL |  | Green Mountain Power Corporati | 50275 | 2004-05-01 |  | 182 | Vermont Electric Power Co | 7.854 | 2011-01-24 07:00 | 2009-03-09 |  |  |  | 7.215 | 2010-08-31 11:00 | 2008-09-22
1224 | RANDOLPH/BFG ELECTRIC FACILITY | D | SO | INTERMITTENT | Median Reliability Hours Calculation |  | MA | 4006 | DIESEL OIL |  | Hingham Municipal Lighting Pla | 42 |  |  |  |  | 0.554 | 2009-12-17 07:00 | 2010-06-01 |  |  |  |  | 2009-08-10 20:00 | 2010-10-01
1225 | TANNERY DAM | HD | SO | INTERMITTENT | Median Reliability Hours Calculation |  | MA | 4007 | HYDRO: RUN OF RIVER |  | Massachusetts Electric Company | 50075 |  |  |  |  | 0 |  | 2006-10-01 | [5 empty] | 2006-06-01
1226 | TIVERTON POWER | CC | EMS | NON-INTERMITTENT | Twice a Year Audit Obligation |  | RI | 4005 | GAS |  | Consolidated Edison Energy, In | 50247 | 2007-06-01 |  | 50748 | Merrill Lynch Commodities, Inc | 279.306 | 2010-12-30 11:00 | 2009-04-06 |  |  |  | 244.636 | 2010-08-01 12:00 | 2009-04-06
1255 | RUMFORD POWER | CC | EMS | NON-INTERMITTENT | Twice a Year Audit Obligation |  | ME | 4001 | GAS |  | Consolidated Edison Energy, In | 50247 | 2007-06-01 |  | 50748 | Merrill Lynch Commodities, Inc | 269.75 | 2011-01-10 15:00 | 2002-03-05 |  |  |  | 244.94 | 2010-06-22 12:00 | 2002-03-05
1258 | BHE SMALL HYDRO COMPOSITE | HD | SO | INTERMITTENT | Median Reliability Hours Calculation | QF | ME | 4001 | HYDRO: RUN OF RIVER |  | New Brunswick Power Generation | 50899 | 2010-03-01 |  | 50086 | FPL Energy Power Marketing, In | 1.957 |  | 2010-06-01 |  |  |  | 0.15 |  | 2010-10-01
1259 | J & L ELECTRIC - BIOMASS I | F | SO | INTERMITTENT | Median Reliability Hours Calculation | QF | ME | 4001 | WOOD/REFUSE |  | NextEra Energy Power Marketing | 50086 | 2008-05-01 |  | 50027 | Constellation Energy Commoditi | 0 |  | 2008-04-29 | [5 empty] | 2008-09-29
1266 | MARSH POWER | HD | SO | INTERMITTENT | Median Reliability Hours Calculation |  | ME | 4001 | HYDRO: RUN OF RIVER |  | NextEra Energy Power Marketing | 50086 | 2009-01-01 |  | 50017 | Constellation NewEnergy, Inc. | 0 |  | 2006-10-01 | [5 empty] | 2006-06-01
1267 | SPARHAWK | HD | SO | INTERMITTENT | Median Reliability Hours Calculation |  | ME | 4001 | HYDRO: RUN OF RIVER |  | PPL Maine, LLC | 50248 |  |  |  |  | 0.039 |  | 2010-06-01 | [5 empty] | 2010-10-01
1270 | SYSKO STONY BROOK | HD | SO | INTERMITTENT | Median Reliability Hours Calculation |  | ME | 4001 | HYDRO: RUN OF RIVER |  | PPL Maine, LLC | 50248 |  |  |  |  | 0.017 |  | 2010-06-01 |  |  |  | 0.015 |  | 2010-10-01
1271 | SYSKO WIGHT BROOK | HD | SO | INTERMITTENT | Median Reliability Hours Calculation |  | ME | 4001 | HYDRO: RUN OF RIVER |  | PPL Maine, LLC | 50248 |  |  |  |  | 0.024 |  | 2010-06-01 | [5 empty] | 2010-06-01
1273 | KENNEBEC WATER U5 | HD | SO | INTERMITTENT | Median Reliability Hours Calculation |  | ME | 4001 | HYDRO: RUN OF RIVER |  | Messalonskee Stream Hydro, LLC | 51367 | 2011-05-01 | x | 50248 | PPL Maine, LLC | 0.41 |  | 2010-03-01 | [5 empty] | 2010-06-01
1283 | LEWISTON U5 | HD | SO | INTERMITTENT | Median Reliability Hours Calculation |  | ME | 4001 | HYDRO: RUN OF RIVER |  | PPL Maine, LLC | 50248 |  |  |  |  | 0.384 |  | 2010-06-01 |  |  |  | 0.369 |  | 2010-10-01
1286 | ANP-BLACKSTONE ENERGY 1 | CC | EMS | NON-INTERMITTENT | Twice a Year Audit Obligation |  | MA | 4006 | GAS |  | ANP Funding I, LLC | 50453 | 2001-07-01 |  | 50437 | ANP Marketing Company | 251.356 | 2010-11-13 14:00 | 2009-09-11 |  |  |  | 221.356 | 2010-08-02 10:00 | 2009-09-11
1287 | ANP-BLACKSTONE ENERGY 2 | CC | EMS | NON-INTERMITTENT | Twice a Year Audit Obligation |  | MA | 4006 | GAS |  | ANP Funding I, LLC | 50453 | 2001-07-01 |  | 50437 | ANP Marketing Company | 245.974 | 2010-12-28 16:00 | 2011-01-11 |  |  |  | 215.874 | 2010-08-13 12:00 | 2011-01-11
1288 | BUCKSPORT ENERGY 4 | G | EMS | NON-INTERMITTENT | Median Reliability Hours Calculation | QF | ME | 4001 | OIL/GAS | FO2 | H.Q. Energy Services (US) Inc. | 50084 |  |  |  |  | 140.775 | 2011-02-24 09:00 | 2010-06-01 |  |  |  | 130.395 | 2010-06-10 16:00 | 2010-10-01
1302 | TCPMCMPAGF GEN1 U5 | D | SO | INTERMITTENT | Median Reliability Hours Calculation |  | ME | 4001 | METHANE/REFUSE |  | Verso Maine Energy LLC | 51325 | 2010-11-01 |  | 50091 | TransCanada Power Mktg. | 0 |  | 2000-06-29 | [5 empty] | 2000-06-29
1342 | LAKE ROAD 1 | CC | EMS | NON-INTERMITTENT | Twice a Year Audit Obligation |  | RI | 4005 | OIL/GAS | FO2 | EquiPower Resources Management | 51359 | 2010-12-01 |  | 50981 | Emera Energy Services Subsidi | 281.416 | 2010-11-29 10:00 | 2008-09-01 |  |  |  | 245.792 | 2010-06-22 15:00 | 2008-09-01
1343 | LAKE ROAD 2 | CC | EMS | NON-INTERMITTENT | Twice a Year Audit Obligation |  | RI | 4005 | GAS |  | EquiPower Resources Management | 51359 | 2010-12-01 |  | 50981 | Emera Energy Services Subsidi | 286.837 | 2010-11-29 10:00 | 2009-04-01 |  |  |  | 251.213 | 2010-06-22 14:00 | 2009-04-01
1344 | LAKE ROAD 3 | CC | EMS | NON-INTERMITTENT | Twice a Year Audit Obligation |  | RI | 4005 | GAS |  | EquiPower Resources Management | 51359 | 2010-12-01 |  | 50981 | Emera Energy Services Subsidi | 276.784 | 2010-11-29 10:00 | 2010-08-06 |  |  |  | 248.014 | 2010-07-22 12:00 | 2010-08-06
1368 | ROCKY GORGE CORPORATION | HD | SO | INTERMITTENT | Median Reliability Hours Calculation |  | ME | 4001 | HYDRO: RUN OF RIVER |  | Rocky Gorge Corporation | 51263 | 2009-12-01 |  | 50248 | PPL Maine, LLC | 0.296 |  | 2010-06-01 |  |  |  | 0.087 |  | 2010-10-01
1376 | WALLINGFORD UNIT 1 | G | EMS | NON-INTERMITTENT | Twice a Year Audit Obligation |  | CT | 4004 | GAS |  | NextEra Energy Power Marketing | 50086 | 2011-04-01 |  | 50212 | PPL EnergyPlus, LLC | 48.41 | 2011-02-16 18:00 | 2008-06-24 |  |  |  | 42.3 | 2010-07-26 18:00 | 2010-10-18
1377 | WALLINGFORD UNIT 2 | G | EMS | NON-INTERMITTENT | Twice a Year Audit Obligation |  | CT | 4004 | GAS |  | NextEra Energy Power Marketing | 50086 | 2011-04-01 |  | 50212 | PPL EnergyPlus, LLC | 48.242 | 2011-03-21 07:00 | 2011-04-01 |  |  |  | 40.609 | 2010-07-26 18:00 | 2011-04-01
1378 | WALLINGFORD UNIT 3 | G | EMS | NON-INTERMITTENT | Twice a Year Audit Obligation |  | CT | 4004 | GAS |  | NextEra Energy Power Marketing | 50086 | 2011-04-01 |  | 50212 | PPL EnergyPlus, LLC | 47.837 | 2011-01-10 08:00 | 2007-09-11 |  |  |  | 42.3 | 2010-07-13 12:00 | 2010-10-18
1379 | WALLINGFORD UNIT 4 | G | EMS | NON-INTERMITTENT | Twice a Year Audit Obligation |  | CT | 4004 | GAS |  | NextEra Energy Power Marketing | 50086 | 2011-04-01 |  | 50212 | PPL EnergyPlus, LLC | 47.192 | 2011-01-17 10:00 | 2009-01-29 |  |  |  | 41.907 | 2010-07-13 12:00 | 2009-01-29
1380 | WALLINGFORD UNIT 5 | G | EMS | NON-INTERMITTENT | Twice a Year Audit Obligation |  | CT | 4004 | GAS |  | NextEra Energy Power Marketing | 50086 | 2011-04-01 |  | 50212 | PPL EnergyPlus, LLC | 49 | 2011-01-10 08:00 | 2010-10-18 |  |  |  | 40.721 | 2010-07-13 12:00 | 2009-04-22
1385 | MILFORD POWER 1 | CC | EMS | NON-INTERMITTENT | Twice a Year Audit Obligation |  | CT | 4004 | OIL/GAS |  | J.P. Morgan Ventures Energy Co | 50811 | 2008-09-01 |  | 50824 | Bear Energy LP | 281.847 | 2011-01-31 09:00 | 2009-09-21 |  |  |  | 253.61 | 2010-06-08 10:00 | 2009-09-21
1386 | MILFORD POWER 2 | CC | EMS | NON-INTERMITTENT | Twice a Year Audit Obligation |  | CT | 4004 | OIL/GAS |  | J.P. Morgan Ventures Energy Co | 50811 | 2008-09-01 |  | 50824 | Bear Energy LP | 287.632 | 2011-01-31 09:00 | 2009-04-23 |  |  |  | 253.093 | 2010-06-08 10:00 | 2009-04-23
1412 | ANP-BELLINGHAM 1 | CC | EMS | NON-INTERMITTENT | Twice a Year Audit Obligation |  | MA | 4006 | GAS |  | ANP Funding I, LLC | 50453 |  |  |  |  | 266.567 | 2011-04-06 07:00 | 2010-08-25 |  |  |  | 236.367 | 2010-08-12 18:00 | 2010-08-25
1415 | ANP-BELLINGHAM 2 | CC | EMS | NON-INTERMITTENT | Twice a Year Audit Obligation |  | MA | 4006 | GAS |  | ANP Funding I, LLC | 50453 |  |  |  |  | 267.22 | 2011-04-07 09:00 | 2010-09-17 |  |  |  | 237.02 | 2010-09-06 19:00 | 2010-09-17
1432 | GRS-FALL RIVER | G | EMS | NON-INTERMITTENT | Twice a Year Audit Obligation |  | MA | 4006 | WOOD/REFUSE |  | Taunton Municipal Lighting Pla | 153 |  |  |  |  | 3.824 | 2010-12-08 17:00 | 2009-11-17 |  |  |  | 3.113 | 2010-07-26 08:00 | 2009-11-17
1478 | MYSTIC 8 | CC | EMS | NON-INTERMITTENT | Twice a Year Audit Obligation |  | MA | 4008 | GAS |  | Constellation Energy Commoditi | 50027 | 2011-01-10 |  | 50740 | Boston Generating, LLC | 839.675 | 2010-11-15 17:00 | 2009-11-13 |  |  |  | 690.915 | 2010-06-08 12:00 | 2009-11-13
1495 | SOUTHBRIDGE P&T QF U5 | D | SO | NON-INTERMITTENT | Median Reliability Hours Calculation | SQF | MA | 4007 | GAS |  | Massachusetts Electric Company | 50075 |  |  |  |  | 0.062 |  | 2010-06-01 | [5 empty] | 2010-10-01
1572 | GRANBY SANITARY LANDFILL QF | D | SO | INTERMITTENT | Median Reliability Hours Calculation | SQF | MA | 4007 | LANDFILL GAS |  | Industrial Power Services Corp | 50675 | 2010-06-01 |  | 50075 | Massachusetts Electric Company | 2.8 | 2009-12-15 13:00 | 2009-11-26 |  |  |  | 2.8 | 2009-09-10 13:00 | 2006-03-01
1616 | MYSTIC 9 | CC | EMS | NON-INTERMITTENT | Twice a Year Audit Obligation |  | MA | 4008 | GAS |  | Constellation Energy Commoditi | 50027 | 2011-01-10 |  | 50740 | Boston Generating, LLC | 839.675 | 2011-04-07 09:00 | 2008-09-10 |  |  |  | 690.915 | 2010-06-04 11:00 | 2008-09-10
1625 | GRANITE RIDGE ENERGY | CC | EMS | NON-INTERMITTENT | Twice a Year Audit Obligation |  | NH | 4002 | GAS |  | Cargill Power Markets, LLC | 50193 | 2010-01-01 |  | 50421 | PSEG Energy Resources & Trade | 767.5 | 2010-11-12 12:00 | 2010-10-18 |  |  |  | 661.322 | 2010-06-15 12:00 | 2009-06-17
1630 | RISEP | CC | EMS | NON-INTERMITTENT | Twice a Year Audit Obligation |  | RI | 4005 | GAS |  | NextEra Energy Power Marketing | 50086 |  |  |  |  | 574.77 | 2010-11-30 13:00 | 2010-12-14 |  |  |  | 528.578 | 2010-06-30 14:00 | 2010-12-14
1640 | GROVETON COGEN U5 | G | SO | NON-INTERMITTENT | Median Reliability Hours Calculation | QF | NH | 4002 | GAS | FO2 | Public Service Company of New | 50094 |  |  |  |  | 0 |  | 2007-03-01 | [5 empty] | 2007-03-01
1641 | WAUSAU COGEN U5 | G | SO | NON-INTERMITTENT | Median Reliability Hours Calculation | SQF | NH | 4002 | GAS |  | Public Service Company of New | 50094 |  |  |  |  | 0 |  | 2009-03-01 | [5 empty] | 2009-03-01
1649 | NAEA NEWINGTON ENERGY, LLC | CC | EMS | NON-INTERMITTENT | Twice a Year Audit Obligation |  | NH | 4002 | OIL/GAS | FO2 | Shell Energy North America (US | 87 | 2008-07-01 |  | 50247 | Consolidated Edison Energy | 559.523 | 2011-01-31 11:00 | 2010-09-22 |  |  |  | 506.244 | 2010-09-09 13:00 | 2010-09-22
1656 | HULL WIND TURBINE U5 | WIND | SO | INTERMITTENT | Median Reliability Hours Calculation |  | MA | 4006 | WIND |  | Hull Municipal Lighting Plant | 72 |  |  |  |  | 0.165 |  | 2002-02-01 |  |  |  | 0.098 |  | 2010-10-01
1672 | KENDALL CT | CC | EMS | NON-INTERMITTENT | Twice a Year Audit Obligation |  | MA | 4008 | GAS | FO2 | Genon Energy Management, LLC | 50791 | 2006-02-01 |  | 155 | Mirant Americas Engy Mark., LP | 181.505 | 2011-03-21 09:00 | 2010-04-07 |  |  |  | 153.533 | 2010-06-15 11:00 | 2010-04-07
1678 | SYSKO GARDNER BROOK U5 | HD | SO | INTERMITTENT | Median Reliability Hours Calculation |  | ME | 4001 | HYDRO: RUN OF RIVER |  | PPL Maine, LLC | 50248 |  |  |  |  | 0 |  | 2010-06-01 | [5 empty] | 2010-06-01
1691 | FORE RIVER-1 | CC | EMS | NON-INTERMITTENT | Twice a Year Audit Obligation |  | MA | 4006 | OIL/GAS |  | Constellation Energy Commoditi | 50027 | 2011-01-10 |  | 50740 | Boston Generating, LLC | 836.632 | 2011-03-04 08:00 | 2009-04-27 |  |  |  | 688.297 | 2010-06-07 13:00 | 2009-04-27
1693 | WEST SPRINGFIELD GT-1 | G | EMS | NON-INTERMITTENT | Twice a Year Audit Obligation |  | MA | 4007 | OIL/GAS | FO2 | Hess Corporation | 50786 | 2010-06-01 |  | 50247 | Consolidated Edison Energy | 46.908 | 2011-03-08 11:00 | 2005-03-28 |  |  |  | 36.908 | 2010-06-15 13:00 | 2005-03-28
1694 | WEST SPRINGFIELD GT-2 | G | EMS | NON-INTERMITTENT | Twice a Year Audit Obligation |  | MA | 4007 | OIL/GAS | FO2 | Hess Corporation | 50786 | 2010-06-01 |  | 50247 | Consolidated Edison Energy | 47.441 | 2011-03-09 12:00 | 2005-03-28 |  |  |  | 37.441 | 2010-06-15 16:00 | 2005-03-28
1720 | MIDDLEBURY LOWER | HD | SO | INTERMITTENT | Median Reliability Hours Calculation |  | VT | 4003 | HYDRO: RUN OF RIVER |  | Central Vermont Public Service | 50252 |  |  |  |  | 1.332 |  | 2010-06-01 |  |  |  | 0.454 |  | 2010-10-01
2278 | BARKER LOWER HYDRO | HD | SO | INTERMITTENT | Median Reliability Hours Calculation |  | ME | 4001 | HYDRO: RUN OF RIVER |  | Macquarie Energy LLC | 51109 | 2010-08-01 |  | 50894 | Conectiv Energy Supply, Inc | 0.608 |  | 2010-06-01 | [5 empty] | 2010-10-01
2279 | BARKER UPPER HYDRO | HD | SO | INTERMITTENT | Median Reliability Hours Calculation | QF | ME | 4001 | HYDRO: RUN OF RIVER |  | Macquarie Energy LLC | 51109 | 2010-08-01 |  | 50894 | Conectiv Energy Supply, Inc | 0.772 |  | 2010-06-01 | [5 empty] | 2010-10-01
2280 | BENTON FALLS HYDRO | HD | SO | INTERMITTENT | Median Reliability Hours Calculation |  | ME | 4001 | HYDRO: RUN OF RIVER |  | Littleton Electric Light & Wat | 75 | 2009-01-01 |  | 50762 | Harvard Dedicated Energy Limit | 2.615 |  | 2010-06-01 |  |  |  | 0.053 |  | 2010-10-01
2281 | BROWNS MILL HYDRO | HD | SO | INTERMITTENT | Median Reliability Hours Calculation |  | ME | 4001 | HYDRO: RUN OF RIVER |  | Macquarie Energy LLC | 51109 | 2010-08-01 |  | 50894 | Conectiv Energy Supply, Inc | 0.587 |  | 2010-06-01 | [5 empty] | 2010-10-01
2282 | DAMARISCOTTA HYDRO | HD | SO | INTERMITTENT | Median Reliability Hours Calculation |  | ME | 4001 | HYDRO: RUN OF RIVER |  | Macquarie Energy LLC | 51109 | 2010-08-01 |  | 50894 | Conectiv Energy Supply, Inc | 0.229 |  | 2010-06-01 | [5 empty] | 2010-06-01
2283 | EUSTIS HYDRO | HD | SO | INTERMITTENT | Median Reliability Hours Calculation |  | ME | 4001 | HYDRO: RUN OF RIVER |  | Macquarie Energy LLC | 51109 | 2010-08-01 |  | 50894 | Conectiv Energy Supply, Inc | 0.139 |  | 2010-06-01 |  |  |  | 0.048 |  | 2010-10-01
2284 | GARDINER HYDRO | HD | SO | INTERMITTENT | Median Reliability Hours Calculation |  | ME | 4001 | HYDRO: RUN OF RIVER |  | Macquarie Energy LLC | 51109 | 2010-08-01 |  | 50894 | Conectiv Energy Supply, Inc | 1.036 |  | 2010-06-01 | [5 empty] | 2010-10-01
2285 | GREENVILLE HYDRO | HD | SO | INTERMITTENT | Median Reliability Hours Calculation |  | ME | 4001 | HYDRO: RUN OF RIVER |  | Macquarie Energy LLC | 51109 | 2010-08-01 |  | 50894 | Conectiv Energy Supply, Inc | 0.359 |  | 2010-06-01 | [5 empty] | 2010-10-01
2286 | HACKETT MILLS HYDRO | HD | SO | INTERMITTENT | Median Reliability Hours Calculation |  | ME | 4001 | HYDRO: RUN OF RIVER |  | NextEra Energy Power Marketing | 50086 | 2009-03-01 |  | 50027 | Constellation Energy Commoditi | 0.422 |  | 2010-06-01 | [5 empty] | 2010-10-01
2287 | MECHANIC FALLS HYDRO | HD | SO | INTERMITTENT | Median Reliability Hours Calculation |  | ME | 4001 | HYDRO: RUN OF RIVER |  | Macquarie Energy LLC | 51109 | 2010-08-01 |  | 50894 | Conectiv Energy Supply, Inc | 0.734 |  | 2010-06-01 | [5 empty] | 2010-10-01
2288 | NORWAY HYDRO | HD | SO | INTERMITTENT | Median Reliability Hours Calculation |  | ME | 4001 | HYDRO: RUN OF RIVER |  | Macquarie Energy LLC | 51109 | 2010-08-01 |  | 50894 | Conectiv Energy Supply, Inc | 0 |  | 2010-06-01 | [5 empty] | 2009-07-01
2289 | PIONEER DAM HYDRO | HD | SO | INTERMITTENT | Median Reliability Hours Calculation |  | ME | 4001 | HYDRO: RUN OF RIVER |  | NextEra Energy Power Marketing | 50086 | 2009-01-01 |  | 50027 | Constellation Energy Commoditi | 0.07 |  | 2010-06-01 | [5 empty] | 2010-10-01
2290 | PITTSFIELD HYDRO | HD | SO | INTERMITTENT | Median Reliability Hours Calculation |  | ME | 4001 | HYDRO: RUN OF RIVER |  | Macquarie Energy LLC | 51109 | 2010-08-01 |  | 50894 | Conectiv Energy Supply, Inc | 0.538 |  | 2010-06-01 | [5 empty] | 2010-10-01
2291 | WAVERLY AVENUE HYDRO | HD | SO | INTERMITTENT | Median Reliability Hours Calculation |  | ME | 4001 | HYDRO: RUN OF RIVER |  | NextEra Energy Power Marketing | 50086 | 2009-01-01 |  | 50027 | Constellation Energy Commoditi | 0.276 |  | 2010-06-01 | [5 empty] | 2010-10-01
2292 | YORK HYDRO | HD | SO | INTERMITTENT | Median Reliability Hours Calculation |  | ME | 4001 | HYDRO: RUN OF RIVER |  | Macquarie Energy LLC | 51109 | 2010-08-01 |  | 50894 | Conectiv Energy Supply, Inc | 0.894 |  | 2010-06-01 | [5 empty] | 2010-10-01
2425 | SPRINGFIELD REFUSE-NEW | F | EMS | INTERMITTENT | Median Reliability Hours Calculation |  | MA | 4007 | REFUSE | FO2 | Covanta Energy Marketing, LLC | 51363 | 2011-01-01 |  | 50093 | Western Mass. Electric Co. | 5.539 | 2008-11-09 13:00 | 2010-06-01 |  |  |  | 5.687 | 2008-06-01 08:00 | 2010-10-01
2426 | HYDRO KENNEBEC | HD | EMS | INTERMITTENT | Median Reliability Hours Calculation |  | ME | 4001 | HYDRO: RUN OF RIVER |  | Brookfield Energy Marketing, L | 51355 | 2010-12-01 |  | 50475 | Brookfield Energy Marketing In | 7.112 |  | 2010-06-01 |  |  |  | 3.736 |  | 2010-10-01
2430 | BELDENS-NEW | HD | EMS | INTERMITTENT | Median Reliability Hours Calculation |  | VT | 4003 | HYDRO: RUN OF RIVER |  | Vermont Marble Company | 50288 | 2004-05-01 |  | 182 | Vermont Electric Power Co | 3.1 |  | 2010-06-01 |  |  |  | 0.95 |  | 2010-10-01
2431 | DODGE FALLS-NEW | HD | EMS | INTERMITTENT | Median Reliability Hours Calculation |  | VT | 4003 | HYDRO: RUN OF RIVER |  | Vermont Electric Power Company | 182 |  |  |  |  | 4.485 |  | 2010-06-01 |  |  |  | 1.609 |  | 2010-10-01
2432 | HUNTINGTON FALLS-NEW | HD | EMS | INTERMITTENT | Median Reliability Hours Calculation |  | VT | 4003 | HYDRO: RUN OF RIVER |  | Vermont Marble Company | 50288 | 2008-12-01 |  | 182 | Vermont Electric Power Co | 3.3 |  | 2010-06-01 |  |  |  | 1.5 |  | 2010-10-01
2433 | RYEGATE 1-NEW | F | EMS | INTERMITTENT | Median Reliability Hours Calculation |  | VT | 4003 | WOOD/REFUSE |  | Vermont Electric Power Company | 182 |  |  |  |  | 20.72 | 2010-03-03 14:00 | 2010-06-01 |  |  |  | 20.74 | 2009-08-25 03:00 | 2010-06-01
2434 | GORGE 18 HYDRO-NEW | HD | EMS | NON-INTERMITTENT | Average of Monthly Hydrology Ratings |  | VT | 4003 | HYDRO: RUN OF RIVER |  | Green Mountain Power Corporati | 50275 | 2004-05-01 |  | 182 | Vermont Electric Power Co | 3.3 |  | 2011-01-01 |  |  |  | 2.157 |  | 2011-01-01
2435 | VERGENNES HYDRO-NEW | HD | EMS | NON-INTERMITTENT | Average of Monthly Hydrology Ratings |  | VT | 4003 | HYDRO: RUN OF RIVER |  | Green Mountain Power Corporati | 50275 | 2004-05-01 |  | 182 | Vermont Electric Power Co | 2.064 |  | 2011-01-01 |  |  |  | 1.02 |  | 2011-01-01
2439 | BROCKWAY MILLS U5 | HD | SO | INTERMITTENT | Median Reliability Hours Calculation |  | VT | 4003 | HYDRO: RUN OF RIVER |  | Green Mountain Power Corporati | 50275 |  |  |  |  | 0.286 |  | 2010-06-01 | [5 empty] | 2006-06-01
2462 | PLAINVILLE GEN QF U5 | D | SO | INTERMITTENT | Median Reliability Hours Calculation | QF | MA | 4006 | METHANE/REFUSE |  | Massachusetts Electric Company | 50075 | 2010-02-01 |  | 50027 | Constellation Energy Commoditi | 3.188 | 2009-01-28 06:00 | 2010-06-01 |  |  |  | 2.998 | 2009-09-07 03:00 | 2010-10-01
2466 | CHERRY 7 | D | SO | NON-INTERMITTENT | Twice a Year Audit Obligation |  | MA | 4007 | DIESEL OIL |  | Hudson Light & Power Departmen | 45 |  |  |  |  | 2.8 | 2010-11-19 08:00 | 2009-02-04 |  |  |  | 2.8 | 2010-06-11 11:00 | 2009-08-05
2467 | CHERRY 8 | D | SO | NON-INTERMITTENT | Twice a Year Audit Obligation |  | MA | 4007 | DIESEL OIL |  | Hudson Light & Power Departmen | 45 |  |  |  |  | 3.4 | 2010-11-19 09:00 | 2003-03-01 |  |  |  | 3.4 | 2010-06-11 11:00 | 2003-03-01
2468 | CHERRY 10 | D | SO | NON-INTERMITTENT | Twice a Year Audit Obligation |  | MA | 4007 | DIESEL OIL |  | Hudson Light & Power Departmen | 45 |  |  |  |  | 2.1 | 2010-11-29 08:00 | 2003-03-01 |  |  |  | 2.1 | 2010-06-29 13:00 | 2003-03-01
2469 | CHERRY 11 | D | SO | NON-INTERMITTENT | Twice a Year Audit Obligation |  | MA | 4007 | DIESEL OIL |  | Hudson Light & Power Departmen | 45 |  |  |  |  | 2.1 | 2010-12-10 16:00 | 2003-03-01 |  |  |  | 2.1 | 2010-09-08 16:00 | 2003-03-01
2470 | CHERRY 12 | D | SO | NON-INTERMITTENT | Twice a Year Audit Obligation |  | MA | 4007 | DIESEL OIL |  | Hudson Light & Power Departmen | 45 |  |  |  |  | 5 | 2010-11-19 09:00 | 2003-03-01 |  |  |  | 4.999 | 2010-06-11 11:00 | 2010-02-17
10308 | NECCO COGENERATION FACILITY | D | SO | NON-INTERMITTENT | Twice a Year Audit Obligation | QF | MA | 4008 | DIESEL OIL |  | New England Confectionery Comp | 51150 | 2008-12-01 |  | 162 | SUEZ Energy Marketing NA, Inc. | 4.948 | 2011-03-15 16:00 | 2011-03-25 |  |  |  | 4.871 | 2010-09-08 08:00 | 2010-09-17
10347 | KENDALL STEAM 1 | CC | EMS | NON-INTERMITTENT | Twice a Year Audit Obligation |  | MA | 4008 | GAS |  | Genon Energy Management, LLC | 50791 | 2006-02-01 |  | 155 | Mirant Americas Engy Mark., LP | 17.668 | 2011-03-21 09:00 | 2010-04-07 |  |  |  | 13.565 | 2010-06-15 11:00 | 2007-09-19
10348 | KENDALL STEAM 2 | CC | EMS | NON-INTERMITTENT | Twice a Year Audit Obligation |  | MA | 4008 | GAS |  | Genon Energy Management, LLC | 50791 | 2006-02-01 |  | 155 | Mirant Americas Engy Mark., LP | 20.69 | 2011-03-21 09:00 | 2007-04-01 |  |  |  | 20.738 | 2010-06-15 11:00 | 2006-09-25
10349 | KENDALL STEAM 3 | CC | EMS | NON-INTERMITTENT | Twice a Year Audit Obligation |  | MA | 4008 | GAS |  | Genon Energy Management, LLC | 50791 | 2006-02-01 |  | 155 | Mirant Americas Engy Mark., LP | 24.442 | 2011-03-21 09:00 | 2009-04-22 |  |  |  | 19.116 | 2010-06-15 11:00 | 2005-09-08
10362 | ACTON HYDRO INC. | HD | SO | INTERMITTENT | Median Reliability Hours Calculation |  | MA | 4008 | HYDRO: RUN OF RIVER |  | Concord Municipal Light Plant | 90 | 2010-06-04 |  | 50027 | Constellation Energy Commoditi | 0 |  | 2006-04-01 | [5 empty] | 2006-04-01
10366 | RRIG EXPANSION PHASE 1 | D | SO | INTERMITTENT | Median Reliability Hours Calculation |  | RI | 4005 | LANDFILL GAS |  | Rhode Island Engine Genco, LLC | 50713 |  |  |  |  | 0 |  | 2010-04-29 | [5 empty] | 2009-09-25
10401 | CELLEY MILL U5 | HD | SO | INTERMITTENT | Median Reliability Hours Calculation |  | NH | 4002 | HYDRO: RUN OF RIVER |  | Public Service Company of New | 50094 |  |  |  |  | 0.066 |  | 2010-06-01 | [5 empty] | 2010-06-01
10402 | PETTYBORO HYDRO U5 | HD | SO | INTERMITTENT | Median Reliability Hours Calculation |  | NH | 4002 | HYDRO: RUN OF RIVER |  | Public Service Company of New | 50094 |  |  |  |  | 0.009 |  | 2010-06-01 |  |  |  | 0.001 |  | 2010-10-01
10403 | EASTMAN BROOK U5 | HD | SO | INTERMITTENT | Median Reliability Hours Calculation |  | NH | 4002 | HYDRO: RUN OF RIVER |  | Public Service Company of New | 50094 |  |  |  |  | 0.043 |  | 2010-06-01 | [5 empty] | 2010-10-01
10404 | WHEELABRATOR CLAREMONT U5 | F | SO | INTERMITTENT | Median Reliability Hours Calculation | SQF | NH | 4002 | STEAM/REFUSE |  | Public Service Company of New | 50094 |  |  |  |  | 3.303 |  | 2010-06-01 |  |  |  | 3.485 |  | 2010-10-01
10406 | LOWER VALLEY HYDRO U5 | HD | SO | INTERMITTENT | Median Reliability Hours Calculation |  | NH | 4002 | HYDRO: RUN OF RIVER |  | Central Vermont Public Service | 50252 |  |  |  |  | 0.451 |  | 2010-06-01 | [5 empty] | 2010-10-01
10407 | WOODSVILLE HYDRO U5 | HD | SO | INTERMITTENT | Median Reliability Hours Calculation |  | NH | 4002 | HYDRO: RUN OF RIVER |  | Central Vermont Public Service | 50252 |  |  |  |  | 0.214 |  | 2010-06-01 | [5 empty] | 2010-10-01
10408 | LOWER VILLAGE HYDRO U5 | HD | SO | INTERMITTENT | Median Reliability Hours Calculation |  | NH | 4002 | HYDRO: RUN OF RIVER |  | Central Vermont Public Service | 50252 |  |  |  |  | 0.495 |  | 2010-06-01 | [5 empty] | 2010-06-01
10409 | SWEETWATER HYDRO U5 | HD | SO | INTERMITTENT | Median Reliability Hours Calculation |  | NH | 4002 | HYDRO: RUN OF RIVER |  | Central Vermont Public Service | 50252 |  |  |  |  | 0.431 |  | 2010-06-01 | [5 empty] | 2010-10-01
10424 | GREAT LAKES - BERLIN | HD | EMS | NON-INTERMITTENT | Median Reliability Hours Calculation |  | NH | 4002 | HYDRO: RUN OF RIVER |  | Brookfield Energy Marketing, L | 51355 | 2010-12-01 |  | 50475 | Brascan Energy Marketing Inc. | 10.176 |  | 2010-06-01 |  |  |  | 5.002 |  | 2010-10-01
10451 | WESTFIELD #1 U5 | D | SO | INTERMITTENT | Median Reliability Hours Calculation |  | MA | 4007 | METHANE/REFUSE |  | Westfield Gas and Electric Lig | 187 |  |  |  |  | 0 | 2009-12-15 15:00 | 2010-06-01 |  |  |  |  | 2009-08-11 12:00 | 2010-06-01
10615 | BLUE SPRUCE FARM | D | SO | INTERMITTENT | Median Reliability Hours Calculation |  | VT | 4003 | METHANE/REFUSE |  | Central Vermont Public Service | 50252 |  |  |  |  | 0.207 | 2010-04-20 07:00 | 2010-06-01 |  |  |  | 0.2 | 2009-09-13 06:00 | 2010-10-01
10770 | WEST SPRINGFIELD HYDRO U5 | HD | SO | INTERMITTENT | Median Reliability Hours Calculation |  | MA | 4007 | HYDRO: RUN OF RIVER |  | Littleton Electric Light & Wat | 75 | 2010-01-01 |  | 50762 | Harvard Dedicated Energy Limit | 0.805 |  | 2010-06-01 | [5 empty] | 2010-10-01
10801 | COVENTRY CLEAN ENERGY | D | SO | INTERMITTENT | Median Reliability Hours Calculation |  | VT | 4003 | LANDFILL GAS |  | Vermont Public Power Supply Au | 50289 |  |  |  |  | 3.48 | 2010-04-07 07:00 | 2010-06-01 |  |  |  | 3.24 | 2009-09-10 11:00 | 2010-10-01
10880 | GE LYNN EXCESS REPLACEMENT | G | SO | NON-INTERMITTENT | Twice a Year Audit Obligation | QF | MA | 4008 | DIESEL OIL | NG | Constellation NewEnergy, Inc. | 50017 | 2007-03-01 |  | 50168 | Select Energy Inc. | 0 |  | 2008-10-01 | [5 empty] | 2008-10-01
10959 | RRIG EXPANSION PHASE 2 | D | EMS | INTERMITTENT | Median Reliability Hours Calculation |  | RI | 4005 | LANDFILL GAS |  | Rhode Island Engine Genco, LLC | 50713 |  |  |  |  | 4.926 | 2010-04-12 08:00 | 2010-06-01 |  |  |  | 4.864 | 2009-09-04 07:00 | 2010-10-01
10998 | MASSINNOVATION FITCHBURG | PP | SO | INTERMITTENT | Median Reliability Hours Calculation | SQF | MA | 4007 | SOLAR |  | Fitchburg Gas and Electric Lig | 38 |  |  |  |  | 0 |  | 2010-06-01 | [5 empty] | 2010-06-01
11052 | GRTR NEW BEDFORD LFG UTIL PROJ | D | SO | INTERMITTENT | Median Reliability Hours Calculation | SQF | MA | 4006 | LANDFILL GAS |  | Constellation Energy Commoditi | 50027 | 2008-05-01 |  | 50017 | Constellation NewEnergy, Inc. | 2.658 | 2009-04-06 15:00 | 2010-06-01 |  |  |  | 2.412 | 2009-08-27 14:00 | 2010-10-01
11126 | NORTH HARTLAND HYDRO | HD | SO | INTERMITTENT | Median Reliability Hours Calculation |  | VT | 4003 | HYDRO: RUN OF RIVER |  | Central Vermont Public Service | 50252 |  |  |  |  | 4.131 |  | 2010-06-01 |  |  |  | 3.223 |  | 2010-10-01
11154 | BRATTLEBORO LANDFILL | D | SO | INTERMITTENT | Median Reliability Hours Calculation |  | VT | 4003 | LANDFILL GAS |  | Central Vermont Public Service | 50252 |  |  |  |  | 0 |  | 2010-04-29 | [5 empty] | 2009-09-25
11408 | HULL WIND TURBINE II | WIND | SO | INTERMITTENT | Median Reliability Hours Calculation |  | MA | 4006 | WIND |  | Hull Municipal Lighting Plant | 72 |  |  |  |  | 0.374 |  | 2010-06-01 |  |  |  | 0.16 |  | 2010-10-01
11424 | RUMFORD FALLS | HD | EMS | INTERMITTENT | Median Reliability Hours Calculation |  | ME | 4001 | HYDRO: RUN OF RIVER |  | Brookfield Energy Marketing, L | 51355 | 2010-12-01 |  | 50475 | Brookfield Energy Marketing In | 35.44 | 2006-11-02 17:00 | 2010-06-01 |  |  |  | 22.812 | 2006-06-20 10:00 | 2010-10-01
11827 | PORTSMOUTH ABBEY WIND QF | WIND | SO | INTERMITTENT | Median Reliability Hours Calculation | QF | RI | 4005 | WIND |  | Narragansett Electric Company | 156 |  |  |  |  | 0 |  | 2010-06-01 | [5 empty] | 2010-06-01
11842 | WATERSIDE POWER | G | EMS | NON-INTERMITTENT | Twice a Year Audit Obligation |  | CT | 4004 | OIL |  | Waterside Power, LLC | 51252 | 2009-11-01 |  | 50688 | Pinpoint Power, LLC | 73.244 | 2011-01-17 18:00 | 2010-09-20 |  |  |  | 71.704 | 2010-08-28 11:00 | 2010-09-20
11889 | IBEW LOCAL 99 SOLAR QF | PP | SO | INTERMITTENT | Median Reliability Hours Calculation | QF | RI | 4005 | SOLAR |  | Narragansett Electric Company | 156 |  |  |  |  | 0 |  | 2010-06-01 | [5 empty] | 2010-06-01
11925 | BROCKTON BRIGHTFIELDS | PP | SO | INTERMITTENT | Median Reliability Hours Calculation |  | MA | 4006 | SOLAR |  | Constellation Energy Commoditi | 50027 | 2008-04-01 |  | 50017 | Constellation NewEnergy, Inc. | 0 |  | 2010-06-01 |  |  |  | 0.154 |  | 2010-10-01
12108 | FIEC DIESEL | D | SO | NON-INTERMITTENT | Twice a Year Audit Obligation |  | ME | 4001 | DIESEL OIL |  | Vermont Public Power Supply Au | 50289 |  |  |  |  | 1.64 | 2011-03-24 07:00 | 2009-11-21 |  |  |  | 1.64 | 2010-09-13 09:00 | 2009-06-29
12163 | PPL GREAT WORKS - RED SHIELD | F | EMS | NON-INTERMITTENT | Median Reliability Hours Calculation |  | ME | 4001 | REFUSE |  | Competitive Energy Services, L | 51191 | 2011-01-01 |  | 50212 | PPL EnergyPlus, LLC | 0 | 2009-10-08 10:00 | 2010-04-29 |  |  |  |  | 2009-08-12 09:00 | 2010-06-01
12168 | HARRIS ENERGY | HD | SO | INTERMITTENT | Median Reliability Hours Calculation |  | MA | 4007 | HYDRO: RUN OF RIVER |  | Holyoke Gas & Electric Departm | 44 |  |  |  |  | 0 |  | 2010-06-01 | [5 empty] | 2010-10-01
12180 | BERKSHIRE COW POWER | D | SO | INTERMITTENT | Median Reliability Hours Calculation |  | VT | 4003 | METHANE/REFUSE |  | Vermont Electric Cooperative | 50326 |  |  |  |  | 0.4 | 2010-04-12 15:00 | 2010-06-01 |  |  |  | 0.283 | 2009-08-29 07:00 | 2010-10-01
12274 | GREEN MOUNTAIN DAIRY | D | SO | INTERMITTENT | Median Reliability Hours Calculation |  | VT | 4003 | METHANE/REFUSE |  | Central Vermont Public Service | 50252 |  |  |  |  | 0.22 | 2010-04-20 08:00 | 2010-06-01 |  |  |  | 0.192 | 2009-09-11 21:00 | 2010-10-01
12323 | COVENTRY CLEAN ENERGY #4 | D | SO | INTERMITTENT | Median Reliability Hours Calculation |  | VT | 4003 | LANDFILL GAS |  | Vermont Public Power Supply Au | 50289 |  |  |  |  | 2.32 | 2010-04-12 08:00 | 2010-06-01 |  |  |  | 2.16 | 2009-09-15 12:00 | 2010-10-01
12504 | DEVON 15 | G | EMS | NON-INTERMITTENT | Twice a Year Audit Obligation |  | CT | 4004 | JET FUEL | NG | GenConn Energy LLC | 51101 | 2010-05-22 |  | 50192 | NRG Power Marketing LLC | 49.152 | 2011-04-07 06:00 | 2010-08-19 |  |  |  | 46.852 | 2010-08-06 10:00 | 2010-08-19
12505 | MIDDLETOWN 12 | G | EMS | NON-INTERMITTENT | Twice a Year Audit Obligation |  | CT | 4004 | GAS | NG | GenConn Energy LLC | 51101 |  |  |  |  | 0 |  | 2011-03-09 | [5 empty] | 2011-03-09
12509 | UNH POWER PLANT | G | SO | NON-INTERMITTENT | Twice a Year Audit Obligation | QF | NH | 4002 | LANDFILL GAS |  | Public Service Company of New | 50094 |  |  |  |  | 4.478 | 2011-01-07 08:00 | 2010-03-29 |  |  |  | 3.108 | 2010-09-01 15:00 | 2010-03-29
12510 | SWANTON GT-1 | G | EMS | NON-INTERMITTENT | Twice a Year Audit Obligation |  | VT | 4003 | OIL | OBL | Vermont Public Power Supply Au | 50289 |  |  |  |  | 20.767 | 2011-01-25 13:00 | 2011-02-04 |  |  |  | 18.169 | 2010-06-25 10:00 | 2011-02-04
12511 | SWANTON GT-2 | G | EMS | NON-INTERMITTENT | Twice a Year Audit Obligation |  | VT | 4003 | OIL | OBL | Vermont Public Power Supply Au | 50289 |  |  |  |  | 21.055 | 2011-01-25 13:00 | 2010-09-22 | n | 1.633 | 11.383 | 18.11 | 2010-09-09 09:00 | 2010-09-22
12551 | KIBBY WIND POWER | WIND | EMS | INTERMITTENT | Median Reliability Hours Calculation |  | ME | 4001 | WIND |  | TransCanada Power Marketing, L | 50091 |  |  |  |  | 47.3 | 2011-02-12 19:00 | 2010-10-26 |  |  |  | 20.4 | 2010-07-29 16:00 | 2010-10-26
12564 | WATERBURY GENERATION FACILITY | G | EMS | NON-INTERMITTENT | Twice a Year Audit Obligation |  | CT | 4004 | OIL/GAS | FO2 | Waterbury Generation LLC | 51220 |  |  |  |  | 99.92 | 2010-12-08 08:00 | 2010-04-20 |  |  |  | 97.52 | 2010-08-29 14:00 | 2010-04-20
13515 | PIERCE STATION | G | EMS | NON-INTERMITTENT | Twice a Year Audit Obligation |  | CT | 4004 | OIL/GAS | FO2 | Connecticut Municipal Electric | 8 |  |  |  |  | 96.334 | 2011-01-25 09:00 | 2011-02-04 |  |  |  | 75.829 | 2010-06-24 15:00 | 2011-02-04
13664 | JOHN STREET #3 | D | EMS | NON-INTERMITTENT | Twice a Year Audit Obligation |  | CT | 4004 | DIESEL OIL |  | Connecticut Municipal Electric | 8 |  |  |  |  | 2 | 2011-03-08 10:00 | 2007-09-26 |  |  |  | 2 | 2010-06-24 14:00 | 2007-09-26
13665 | JOHN STREET #4 | D | EMS | NON-INTERMITTENT | Twice a Year Audit Obligation |  | CT | 4004 | DIESEL OIL |  | Connecticut Municipal Electric | 8 |  |  |  |  | 2 | 2011-03-08 10:00 | 2007-09-26 |  |  |  | 2 | 2010-06-24 14:00 | 2007-09-26
13666 | JOHN STREET 5 | D | EMS | NON-INTERMITTENT | Twice a Year Audit Obligation |  | CT | 4004 | DIESEL OIL |  | Connecticut Municipal Electric | 8 |  |  |  |  | 2.003 | 2011-03-09 09:00 | 2009-02-16 |  |  |  | 2.011 | 2010-06-24 14:00 | 2008-07-30
13669 | EAST WINDSOR NORCAP LFG PLANT | D | SO | INTERMITTENT | Median Reliability Hours Calculation |  | CT | 4004 | LANDFILL GAS |  | Manchester Methane, LLC | 50881 |  |  |  |  | 1.004 |  | 2010-06-01 |  |  |  | 0.975 |  | 2010-10-01
13673 | MATEP (DIESEL) | D | EMS | NON-INTERMITTENT | Twice a Year Audit Obligation |  | MA | 4008 | DIESEL OIL |  | MATEP, LLC | 50856 |  |  |  |  | 18.298 | 2011-03-07 14:00 | 2010-03-19 |  |  |  | 17.783 | 2010-06-24 14:00 | 2010-07-08
13675 | MATEP (COMBINED CYCLE) | CC | EMS | NON-INTERMITTENT | Twice a Year Audit Obligation |  | MA | 4008 | OIL/GAS | FO2 | MATEP, LLC | 50856 |  |  |  |  | 48.61 | 2011-03-09 09:00 | 2011-03-21 |  |  |  | 45.61 | 2010-06-25 10:00 | 2011-03-21
13703 | VERSO COGEN 1 | G | EMS | NON-INTERMITTENT | Twice a Year Audit Obligation |  | ME | 4001 | OIL/GAS | KER | Verso Maine Energy LLC | 51325 | 2010-06-01 |  | 50186 | Energy New England LLC | 52.5 | 2011-03-10 15:00 | 2010-10-01 |  |  |  | 40.3 | 2010-09-15 06:00 | 2010-10-01
13704 | VERSO COGEN 2 | G | EMS | NON-INTERMITTENT | Twice a Year Audit Obligation |  | ME | 4001 | OIL/GAS | KER | Verso Maine Energy LLC | 51325 | 2010-06-01 |  | 50186 | Energy New England LLC | 52.5 | 2011-03-27 14:00 | 2010-10-01 |  |  |  | 40.3 | 2010-09-11 06:00 | 2010-10-01
13705 | VERSO COGEN 3 | G | EMS | NON-INTERMITTENT | Twice a Year Audit Obligation |  | ME | 4001 | OIL/GAS | KER | Verso Maine Energy LLC | 51325 | 2010-06-01 |  | 50186 | Energy New England LLC | 52.5 | 2011-03-05 07:00 | 2010-10-01 |  |  |  | 40.3 | 2010-09-12 04:00 | 2010-10-01
13933 | JIMINY PEAK WIND QF | WIND | SO | INTERMITTENT | Median Reliability Hours Calculation | QF | MA | 4007 | WIND |  | Massachusetts Electric Company | 50075 |  |  |  |  | 0.021 |  | 2010-06-01 |  |  |  | 0.019 |  | 2010-10-01
13975 | CORRIVEAU HYDROELECTRIC LLC | HD | SO | INTERMITTENT | Median Reliability Hours Calculation |  | ME | 4001 | HYDRO: PONDAGE |  | PPL Maine, LLC | 50248 |  |  |  |  | 0 |  | 2010-06-01 | [5 empty] | 2010-10-01
14087 | MAT3 | D | EMS | NON-INTERMITTENT | Twice a Year Audit Obligation |  | MA | 4008 | DIESEL OIL |  | MATEP, LLC | 50856 |  |  |  |  | 11.743 | 2011-03-08 13:00 | 2011-03-22 |  |  |  | 17.433 | 2010-06-22 11:00 | 2010-07-07
14098 | FITCHBURG LANDFILL | D | SO | NON-INTERMITTENT | Median Reliability Hours Calculation |  | MA | 4007 | LANDFILL GAS |  | WM Renewable Energy, L.L.C. | 51062 | 2009-10-01 |  | 154 | Strategic Energy, L.L.C. | 3.417 | 2009-03-22 08:00 | 2010-06-01 |  |  |  | 3.765 | 2009-08-18 16:00 | 2010-10-01
14134 | MONTAGNE FARM | D | SO | NON-INTERMITTENT | Twice a Year Audit Obligation |  | VT | 4003 | METHANE/REFUSE |  | Central Vermont Public Service | 50252 |  |  |  |  | 0.064 | 2011-04-14 09:00 | 2011-04-25 | n | 0.183 | -0.119 | 0.19 | 2010-08-18 15:00 | 2010-08-27
14157 | COS COB 13 | G | EMS | NON-INTERMITTENT | Twice a Year Audit Obligation |  | CT | 4004 | JET FUEL |  | NRG Power Marketing LLC | 50192 |  |  |  |  | 22.852 | 2011-03-24 05:00 | 2011-04-07 | n | 23 | -0.148 | 19.053 | 2010-08-14 10:00 | 2011-04-07 | n | 19.201 | -0.148
14158 | COS COB 14 | G | EMS | NON-INTERMITTENT | Twice a Year Audit Obligation |  | CT | 4004 | JET FUEL |  | NRG Power Marketing LLC | 50192 |  |  |  |  | 23 | 2011-03-18 11:00 | 2010-11-09 |  |  |  | 19.607 | 2010-08-14 12:00 | 2009-06-12
14177 | WESTBROOK ENERGY CENTER G1 | CC | EMS | NON-INTERMITTENT | Twice a Year Audit Obligation |  | ME | 4001 | GAS |  | Calpine Energy Services, LP | 50375 |  |  |  |  | 271.188 | 2010-12-12 13:00 | 2008-08-29 |  |  |  | 255.032 | 2010-06-09 13:00 | 2008-08-29
14178 | WESTBROOK ENERGY CENTER G2 | CC | EMS | NON-INTERMITTENT | Twice a Year Audit Obligation |  | ME | 4001 | GAS |  | Calpine Energy Services, LP | 50375 |  |  |  |  | 270.536 | 2010-12-12 13:00 | 2010-12-27 |  |  |  | 254.38 | 2010-06-09 13:00 | 2010-12-27
14211 | INDECK ALEXANDRIA | F | EMS | NON-INTERMITTENT | Twice a Year Audit Obligation |  | NH | 4002 | WOOD/REFUSE |  | Indeck Energy-Alexandria, L.L. | 50445 |  |  |  |  | 15.2 | 2011-03-23 10:00 | 2011-04-06 | n | 13.882 | 1.318 | 13.882 | 2010-09-02 09:00 | 2009-01-31
14217 | NORTHFIELD MOUNTAIN 1 | PS | EMS | NON-INTERMITTENT | Twice a Year Audit Obligation |  | MA | 4007 | HYDRO: PUMPED STORAGE |  | FirstLight Power Resources Man | 50876 |  |  |  |  | 270 | 2011-01-28 07:00 | 2007-12-11 |  |  |  |  | 2009-06-01 10:00 | 2010-09-29
14218 | NORTHFIELD MOUNTAIN 2 | PS | EMS | NON-INTERMITTENT | Twice a Year Audit Obligation |  | MA | 4007 | HYDRO: PUMPED STORAGE |  | FirstLight Power Resources Man | 50876 |  |  |  |  | 270 | 2010-12-20 08:00 | 2007-12-11 |  |  |  |  | 2009-06-12 13:00 | 2010-09-29
14219 | NORTHFIELD MOUNTAIN 3 | PS | EMS | NON-INTERMITTENT | Twice a Year Audit Obligation |  | MA | 4007 | HYDRO: PUMPED STORAGE |  | FirstLight Power Resources Man | 50876 |  |  |  |  | 270 | 2010-11-24 08:00 | 2007-12-11 |  |  |  |  | 2009-06-24 14:00 | 2010-09-29
14220 | NORTHFIELD MOUNTAIN 4 | PS | EMS | NON-INTERMITTENT | Twice a Year Audit Obligation |  | MA | 4007 | HYDRO: PUMPED STORAGE |  | FirstLight Power Resources Man | 50876 |  |  |  |  | 270 | 2010-11-23 07:00 | 2007-12-11 |  |  |  |  | 2009-06-02 11:00 | 2010-09-29
14271 | AMERESCO NORTHAMPTON | D | SO | NON-INTERMITTENT | Twice a Year Audit Obligation | QF | MA | 4007 | LANDFILL GAS |  | Constellation Energy Commoditi | 50027 | 2008-04-01 |  | 50017 | Constellation NewEnergy, Inc. | 0.699 | 2010-04-08 14:00 | 2010-04-16 |  |  |  |  | 2009-06-04 15:00 | 2010-09-29
14382 | ETHAN ALLEN CO-GEN 1 | F | SO | NON-INTERMITTENT | Twice a Year Audit Obligation |  | VT | 4003 | STEAM/REFUSE |  | Vermont Electric Cooperative | 50326 |  |  |  |  | 0 | 2009-04-14 11:00 | 2010-04-29 | [5 empty] | 2009-09-25
14383 | SBER ROYAL MILLS LLC | HD | SO | NON-INTERMITTENT | Average of Monthly Hydrology Ratings | QF | RI | 4005 | HYDRO: RUN OF RIVER |  | Narragansett Electric Company | 156 |  |  |  |  | 0 |  | 2008-01-26 | [5 empty] | 2008-01-26
14610 | PRINCETON WIND FARM PROJECT | WIND | SO | INTERMITTENT | Median Reliability Hours Calculation |  | MA | 4007 | WIND |  | Princeton Municipal Light Depa | 145 |  |  |  |  | 0.582 |  | 2010-06-01 |  |  |  | 0.323 |  | 2010-10-01
14614 | KLEEN ENERGY | CC | EMS | NON-INTERMITTENT | Twice a Year Audit Obligation |  | CT | 4004 | GAS | FO2 | Constellation Energy Commoditi | 50027 |  |  |  |  | 0 |  | 2011-04-13 | [5 empty] | 2011-04-13
14623 | VALLEY HYDRO (STATION NO. 5) | HD | SO | INTERMITTENT | Median Reliability Hours Calculation |  | MA | 4007 | HYDRO: RUN OF RIVER |  | Holyoke Gas & Electric Departm | 44 |  |  |  |  | 0 |  | 2010-06-01 | [5 empty] | 2010-10-01
14695 | ORONO | HD | SO | INTERMITTENT | Median Reliability Hours Calculation |  | ME | 4001 | HYDRO: RUN OF RIVER |  | Black Bear Hydro Partners, LLC | 51251 | 2009-11-01 |  | 50212 | PPL EnergyPlus, LLC | 2.215 |  | 2010-06-01 |  |  |  | 2.19 |  | 2010-10-01
14707 | COVANTA HAVERHILL - LF GAS | D | SO | NON-INTERMITTENT | Median Reliability Hours Calculation |  | MA | 4008 | LANDFILL GAS |  | Covanta Haverhill Associates | 50977 |  |  |  |  | 1.498 | 2009-12-04 11:00 | 2010-06-01 |  |  |  | 1.513 | 2009-06-03 16:00 | 2010-10-01
14767 | PINE TREE LFGTE | D | SO | NON-INTERMITTENT | Twice a Year Audit Obligation |  | ME | 4001 | LANDFILL GAS |  | NextEra Energy Power Marketing | 50086 |  |  |  |  | 2.397 | 2011-04-15 12:00 | 2009-04-24 |  |  |  | 2.825 | 2010-09-13 13:00 | 2010-09-22
14801 | CABOT | HD | EMS | NON-INTERMITTENT | Average of Monthly Hydrology Ratings |  | MA | 4007 | HYDRO: PONDAGE |  | FirstLight Power Resources Man | 50876 |  |  |  |  | 61.8 |  | 2008-03-27 |  |  |  | 61.481 |  | 2011-01-01
14808 | TURNERSFALLS | HD | EMS | NON-INTERMITTENT | Average of Monthly Hydrology Ratings |  | MA | 4007 | HYDRO: RUN OF RIVER |  | FirstLight Power Resources Man | 50876 |  |  |  |  | 6.4 |  | 2008-03-27 |  |  |  | 6.4 |  | 2008-03-27
14816 | NORDEN 1 | D | EMS | NON-INTERMITTENT | Twice a Year Audit Obligation |  | CT | 4004 | DIESEL OIL |  | Connecticut Municipal Electric | 8 |  |  |  |  | 1.958 | 2011-04-08 14:00 | 2009-02-28 |  |  |  | 1.958 | 2010-06-24 14:00 | 2009-02-28
14817 | NORDEN 2 | D | EMS | NON-INTERMITTENT | Twice a Year Audit Obligation |  | CT | 4004 | DIESEL OIL |  | Connecticut Municipal Electric | 8 |  |  |  |  | 1.947 | 2011-04-08 14:00 | 2010-04-13 |  |  |  | 1.948 | 2010-06-24 14:00 | 2009-02-28
14818 | NORDEN 3 | D | EMS | NON-INTERMITTENT | Twice a Year Audit Obligation |  | CT | 4004 | DIESEL OIL |  | Connecticut Municipal Electric | 8 |  |  |  |  | 1.942 | 2011-04-08 14:00 | 2009-02-28 |  |  |  | 1.942 | 2010-06-24 13:00 | 2009-02-28
14820 | CYTEC 1 | D | EMS | NON-INTERMITTENT | Twice a Year Audit Obligation |  | CT | 4004 | DIESEL OIL |  | Connecticut Municipal Electric | 8 |  |  |  |  | 1.908 | 2011-03-08 13:00 | 2011-03-21 |  |  |  | 1.929 | 2010-06-24 15:00 | 2008-08-26
14821 | CYTEC 2 | D | EMS | NON-INTERMITTENT | Twice a Year Audit Obligation |  | CT | 4004 | DIESEL OIL |  | Connecticut Municipal Electric | 8 |  |  |  |  | 1.9 | 2011-03-09 10:00 | 2011-03-22 |  |  |  | 1.938 | 2010-06-24 15:00 | 2009-08-25
14822 | CYTEC 3 | D | EMS | NON-INTERMITTENT | Twice a Year Audit Obligation |  | CT | 4004 | DIESEL OIL |  | Connecticut Municipal Electric | 8 |  |  |  |  | 1.926 | 2011-03-08 13:00 | 2011-03-21 |  |  |  | 1.938 | 2010-09-02 15:00 | 2010-09-15
14823 | NORWICH WWTP | D | EMS | NON-INTERMITTENT | Twice a Year Audit Obligation |  | CT | 4004 | DIESEL OIL |  | Connecticut Municipal Electric | 8 |  |  |  |  | 2 | 2011-04-09 12:00 | 2008-05-29 |  |  |  | 2 | 2010-06-24 14:00 | 2008-05-29
14919 | ZBE-001 | G | SO | INTERMITTENT | Median Reliability Hours Calculation | SQF | NH | 4002 | WOOD/REFUSE | FO2 | Public Service Company of New | 50094 |  |  |  |  | 0 |  | 2008-03-01 | [5 empty] | 2008-03-01
14925 | ICE HOUSE PARTNERS, INC. | HD | SO | NON-INTERMITTENT | Average of Monthly Hydrology Ratings |  | MA | 4007 | HYDRO: RUN OF RIVER |  | Massachusetts Electric Company | 50075 |  |  |  |  | 0.26 |  | 2011-01-01 |  |  |  | 0.065 |  | 2011-01-01
14937 | UNION GAS STATION | HD | SO | NON-INTERMITTENT | Average of Monthly Hydrology Ratings |  | ME | 4001 | HYDRO: RUN OF RIVER |  | Messalonskee Stream Hydro, LLC | 51367 | 2011-02-01 |  | 50086 | FPL Energy Power Marketing, In | 1.5 |  | 2008-03-19 |  |  |  | 1.091 |  | 2011-01-01
15097 | KIMB ROCKY RIVER PH2 | CC | EMS | NON-INTERMITTENT | Median Reliability Hours Calculation | QF | CT | 4004 | GAS |  | Kimberly-Clark Corporation | 51065 | 2009-08-01 |  | 50027 | Constellation Energy Commoditi | 15.587 | 2010-02-10 07:00 | 2010-06-01 |  |  |  | 13.486 | 2009-09-15 08:00 | 2010-10-01
15115 | LEMPSTER WIND | WIND | EMS | INTERMITTENT | Median Reliability Hours Calculation |  | NH | 4002 | WIND |  | Public Service Company of New | 50094 |  |  |  |  | 8.143 |  | 2010-06-01 |  |  |  | 4.425 |  | 2010-10-01
15201 | FISKE HYDRO | HD | SO | INTERMITTENT | Median Reliability Hours Calculation | QF | NH | 4002 | HYDRO: RUN OF RIVER |  | Public Service Company of New | 50094 |  |  |  |  | 0.09 |  | 2010-06-01 | [5 empty] | 2010-10-01
15462 | HOLY NAME CC JR SR HIGH SCHOOL | WIND | SO | INTERMITTENT | Median Reliability Hours Calculation |  | MA | 4007 | WIND |  | Massachusetts Electric Company | 50075 |  |  |  |  | 0 |  | 2010-06-01 | [5 empty] | 2010-06-01
15464 | STETSON WIND FARM | WIND | EMS | INTERMITTENT | Median Reliability Hours Calculation |  | ME | 4001 | WIND |  | Evergreen Wind Power V, LLC | 51001 |  |  |  |  | 12.624 |  | 2010-06-01 |  |  |  | 6.905 | 2010-07-26 15:00 | 2010-10-01
15465 | NEIGHBORHOOD ENERGY, LLC | D | SO | NON-INTERMITTENT | Twice a Year Audit Obligation |  | VT | 4003 | METHANE/REFUSE |  | Vermont Electric Cooperative | 50326 |  |  |  |  | 0.174 | 2010-04-12 15:00 | 2010-04-19 | [5 empty] | 2008-10-01
15484 | THOMAS A. WATSON UNIT #1 | G | EMS | NON-INTERMITTENT | Twice a Year Audit Obligation |  | MA | 4006 | OIL/GAS | FO2 | Braintree Electric Light Depar | 5 |  |  |  |  | 57.4 | 2011-04-08 10:00 | 2009-09-22 |  |  |  | 52.6 | 2010-06-21 15:00 | 2009-09-22
15485 | THOMAS A. WATSON UNIT #2 | G | EMS | NON-INTERMITTENT | Twice a Year Audit Obligation |  | MA | 4006 | OIL/GAS | FO2 | Braintree Electric Light Depar | 5 |  |  |  |  | 57.4 | 2011-03-16 11:00 | 2009-06-23 |  |  |  | 52.6 | 2010-06-21 15:00 | 2009-06-23
15488 | MIDDLETON BUILDING SUPPLY | F | SO | INTERMITTENT | Median Reliability Hours Calculation | SQF | NH | 4002 | STEAM |  | Public Service Company of New | 50094 |  |  |  |  | 0 |  | 2010-06-01 | [5 empty] | 2010-10-01
15617 | MORETOWN LFGTE | D | SO | NON-INTERMITTENT | Twice a Year Audit Obligation |  | VT | 4003 | LANDFILL GAS |  | Green Mountain Power Corporati | 50275 |  |  |  |  | 3.008 | 2010-12-20 08:00 | 2010-04-20 |  |  |  | 3.017 | 2010-09-06 06:00 | 2009-07-31
15706 | BEAVER RIDGE WIND | WIND | SO | INTERMITTENT | Median Reliability Hours Calculation |  | ME | 4001 | WIND |  | New Hampshire Electric Coopera | 157 |  |  |  |  | 1.501 |  | 2010-06-01 |  |  |  | 0.568 |  | 2010-10-01
15787 | WORONOCO HYDRO LLC | HD | SO | INTERMITTENT | Median Reliability Hours Calculation |  | MA | 4007 | HYDRO: RUN OF RIVER |  | Swift River Trading Company LL | 51139 |  |  |  |  | 1.372 |  | 2010-06-01 | [5 empty] | 2010-10-01
15940 | DARTMOUTH CT GENERATOR 3 | G | EMS | NON-INTERMITTENT | Twice a Year Audit Obligation |  | MA | 4006 | GAS | FO2 | Consolidated Edison Energy, In | 50247 |  |  |  |  | 23.116 | 2011-03-09 11:00 | 2011-03-22 |  |  |  | 20.916 | 2010-09-09 13:00 | 2011-03-22
15998 | CROSSROADS LANDFILL | D | SO | NON-INTERMITTENT | Twice a Year Audit Obligation |  | ME | 4001 | LANDFILL GAS |  | Energy America LLC | 50362 | 2009-08-01 |  | 51145 | Madison Electric Works | 2.294 | 2010-11-04 09:00 | 2010-07-26 |  |  |  | 2.294 | 2010-07-23 12:00 | 2009-08-01
16089 | TURNERS FALLS HYDRO LLC | HD | SO | INTERMITTENT | Median Reliability Hours Calculation |  | MA | 4007 | HYDRO: RUN OF RIVER |  | Swift River Trading Company LL | 51139 |  |  |  |  | 0 |  | 2010-06-01 | [5 empty] | 2009-02-01
16183 | RICHEY WOODWORKING WIND QF | WIND | SO | INTERMITTENT | Median Reliability Hours Calculation | QF | MA | 4008 | WIND |  | Massachusetts Electric Company | 50075 |  |  |  |  | 0 |  | 2010-06-01 | [5 empty] | 2010-06-01
16188 | WILSON HOLDINGS LLC - PV QF | PP | SO | INTERMITTENT | Median Reliability Hours Calculation | QF | MA | 4007 | SOLAR |  | Massachusetts Electric Company | 50075 |  |  |  |  | 0 |  | 2010-06-01 | [5 empty] | 2010-06-01
16233 | CITY OF MEDFORD WIND QF | WIND | SO | INTERMITTENT | Median Reliability Hours Calculation | QF | MA | 4008 | WIND |  | Massachusetts Electric Company | 50075 |  |  |  |  | 0 |  | 2010-06-01 | [5 empty] | 2010-06-01
16234 | CONSTELLATION-MAJILITE PV QF | PP | SO | INTERMITTENT | Median Reliability Hours Calculation | QF | MA | 4007 | SOLAR |  | Massachusetts Electric Company | 50075 |  |  |  |  | 0 |  | 2010-06-01 | [5 empty] | 2010-06-01
16294 | TOWN OF PORTSMOUTH RI WIND QF | WIND | SO | INTERMITTENT | Median Reliability Hours Calculation | QF | RI | 4005 | WIND |  | Narragansett Electric Company | 156 |  |  |  |  | 0.419 |  | 2010-06-01 |  |  |  | 0.178 |  | 2010-10-01
16295 | PPL VEAZIE | HD | EMS | INTERMITTENT | Median Reliability Hours Calculation |  | ME | 4001 | HYDRO: RUN OF RIVER |  | Black Bear HVGW, LLC | 51366 | 2010-12-22 |  | 50212 | PPL EnergyPlus, LLC | 7.756 |  | 2010-06-01 |  |  |  | 5.062 |  | 2010-10-01
16296 | MILFORD HYDRO | HD | EMS | INTERMITTENT | Median Reliability Hours Calculation |  | ME | 4001 | HYDRO: RUN OF RIVER |  | Black Bear Hydro Partners, LLC | 51251 | 2009-11-01 |  | 50212 | PPL EnergyPlus, LLC | 6.281 |  | 2010-06-01 |  |  |  | 4.348 |  | 2010-10-01
16331 | QUARRY ENERGY PROJECT | D | SO | INTERMITTENT | Median Reliability Hours Calculation | QF | MA | 4006 | LANDFILL GAS |  | Harvard Dedicated Energy Limit | 50762 |  |  |  |  | 0.334 | 2010-04-13 09:00 | 2010-06-01 |  |  |  | 0.378 | 2009-06-01 11:00 | 2010-10-01
16332 | BARTLETTS OCEAN VIEW FARM WIND | WIND | SO | INTERMITTENT | Median Reliability Hours Calculation | QF | MA | 4006 | WIND |  | Massachusetts Electric Company | 50075 |  |  |  |  | 0 |  | 2010-06-01 | [5 empty] | 2010-06-01
16386 | NATURE'S CLASSROOM WIND QF | WIND | SO | INTERMITTENT | Median Reliability Hours Calculation | QF | MA | 4007 | WIND |  | Massachusetts Electric Company | 50075 |  |  |  |  | 0 |  | 2010-06-01 | [5 empty] | 2010-06-01
16441 | FACTORY FALLS HYDRO | HD | SO | INTERMITTENT | Median Reliability Hours Calculation |  | VT | 4003 | HYDRO: RUN OF RIVER |  | Central Vermont Public Service | 50252 |  |  |  |  | 0.147 |  | 2010-06-01 | [5 empty] | 2010-10-01
16523 | STILLWATER | HD | SO | INTERMITTENT | Median Reliability Hours Calculation |  | ME | 4001 | HYDRO: RUN OF RIVER |  | Black Bear Hydro Partners, LLC | 51251 | 2009-11-01 |  | 50212 | PPL EnergyPlus, LLC | 1.52 |  | 2010-06-01 |  |  |  | 1.722 |  | 2010-10-01
16524 | HOWLAND | HD | SO | INTERMITTENT | Median Reliability Hours Calculation |  | ME | 4001 | HYDRO: RUN OF RIVER |  | Black Bear HVGW, LLC | 51366 | 2010-12-22 |  | 50212 | PPL EnergyPlus, LLC | 1.303 |  | 2010-06-01 |  |  |  | 0.282 |  | 2010-10-01
16525 | MEDWAY | HD | SO | INTERMITTENT | Median Reliability Hours Calculation |  | ME | 4001 | HYDRO: RUN OF RIVER |  | Black Bear Hydro Partners, LLC | 51251 | 2009-11-01 |  | 50212 | PPL EnergyPlus, LLC | 2.597 |  | 2010-06-01 |  |  |  | 3.224 |  | 2010-10-01
16612 | STETSON II WIND FARM | WIND | EMS | INTERMITTENT | Median Reliability Hours Calculation |  | ME | 4001 | WIND |  | Stetson Wind II, LLC. | 51059 |  |  |  |  | 3.898 |  | 2010-06-01 |  |  |  | 2.451 | 2010-07-26 15:00 | 2010-10-01
16614 | BERKSHIRE WIND POWER PROJECT | WIND | EMS | INTERMITTENT | Median Reliability Hours Calculation |  | MA | 4007 | WIND |  | Massachusetts Municipal Whol | 76 |  |  |  |  | 0 |  | 2011-04-27 | [5 empty] | 2011-04-27
16640 | HILLDALE AVE HAVERHILL PV | PP | SO | INTERMITTENT | Median Reliability Hours Calculation |  | MA | 4008 | SOLAR |  | Massachusetts Electric Company | 50075 |  |  |  |  | 0.412 |  | 2011-02-15 |  |  |  | 0.412 |  | 2011-02-15
16642 | RAILROAD AVENUE REVERE PV | PP | SO | INTERMITTENT | Median Reliability Hours Calculation |  | MA | 4008 | SOLAR |  | Massachusetts Electric Company | 50075 |  |  |  |  | 0.412 |  | 2011-02-16 |  |  |  | 0.412 |  | 2011-02-16
16643 | ROVER STREET EVERETT PV | PP | SO | INTERMITTENT | Median Reliability Hours Calculation |  | MA | 4008 | SOLAR |  | Massachusetts Electric Company | 50075 |  |  |  |  | 0.206 |  | 2011-02-18 |  |  |  | 0.206 |  | 2011-02-18
16644 | MAIN STREET WHITINSVILLE PV | PP | SO | INTERMITTENT | Median Reliability Hours Calculation |  | MA | 4006 | SOLAR |  | Massachusetts Electric Company | 50075 |  |  |  |  | 0.412 |  | 2010-07-01 |  |  |  | 0.373 |  | 2010-10-01
16675 | FOX ISLAND WIND | WIND | SO | INTERMITTENT | Median Reliability Hours Calculation |  | ME | 4001 | WIND |  | Vermont Public Power Supply Au | 50289 |  |  |  |  | 0.022 |  | 2010-06-01 | [5 empty] | 2010-06-01
16926 | THUNDERMIST HYDRO QF | HD | SO | INTERMITTENT | Median Reliability Hours Calculation | QF | RI | 4005 | HYDRO: RUN OF RIVER |  | Narragansett Electric Company | 156 |  |  |  |  | 0.941 |  | 2010-06-01 | [5 empty] | 2010-06-01
17023 | NE ENGRS MIDDLETOWN RI WIND QF | WIND | SO | INTERMITTENT | Median Reliability Hours Calculation | QF | RI | 4005 | WIND |  | Narragansett Electric Company | 156 |  |  |  |  | 0 |  | 2010-06-01 | [5 empty] | 2010-10-01
17044 | DEVON 16 | G | EMS | NON-INTERMITTENT | Twice a Year Audit Obligation |  | CT | 4004 | JET FUEL | NG | GenConn Energy LLC | 51101 | 2010-05-22 |  | 50192 | NRG Power Marketing LLC | 49.2 | 2011-02-11 08:00 | 2010-08-27 |  |  |  | 46.9 | 2010-08-18 11:00 | 2010-08-27
17045 | DEVON 17 | G | EMS | NON-INTERMITTENT | Twice a Year Audit Obligation |  | CT | 4004 | JET FUEL | NG | GenConn Energy LLC | 51101 | 2010-05-22 |  | 50192 | NRG Power Marketing LLC | 49.2 | 2011-02-11 09:00 | 2010-09-16 |  |  |  | 46.9 | 2010-09-08 13:00 | 2010-09-16
17046 | DEVON 18 | G | EMS | NON-INTERMITTENT | Twice a Year Audit Obligation |  | CT | 4004 | JET FUEL | NG | GenConn Energy LLC | 51101 | 2010-05-22 |  | 50192 | NRG Power Marketing LLC | 49.2 | 2011-02-16 18:00 | 2010-08-27 |  |  |  | 46.9 | 2010-08-18 11:00 | 2010-08-27
17085 | AMERESCO-NEWBURYPORT DPW PV QF | PP | SO | INTERMITTENT | Median Reliability Hours Calculation |  | MA | 4008 | SOLAR |  | Massachusetts Electric Company | 50075 |  |  |  |  | 0 |  | 2010-06-01 |  |  |  | 0.031 |  | 2010-10-01
17086 | AMERESCO-NEWBRYPT NOCK MS PVQF | PP | SO | INTERMITTENT | Median Reliability Hours Calculation |  | MA | 4008 | SOLAR |  | Massachusetts Electric Company | 50075 |  |  |  |  | 0 |  | 2010-06-01 |  |  |  | 0.08 |  | 2010-10-01
17128 | OTIS_AF_WIND_TURBINE | WIND | SO | INTERMITTENT | Median Reliability Hours Calculation | QF | MA | 4006 | WIND |  | NSTAR Electric Company | 3 |  |  |  |  | 0.164 |  | 2010-06-01 | [5 empty] | 2010-10-01
17194 | TOWN_OF_FALMOUTH_WIND_TURBINE | WIND | SO | INTERMITTENT | Median Reliability Hours Calculation |  | MA | 4006 | WIND |  | NSTAR Electric Company | 3 |  |  |  |  | 0 |  | 2010-06-01 |  |  |  | 0.132 |  | 2010-10-01
17223 | SUGAR RIVER 2 | HD | SO | INTERMITTENT | Median Reliability Hours Calculation | QF | NH | 4002 | HYDRO: RUN OF RIVER |  | Public Service Company of New | 50094 |  |  |  |  | 0 |  | 2010-06-01 | [5 empty] | 2010-10-01
17229 | MOUNT ST MARY-WRENTHAM MA WIND | WIND | SO | INTERMITTENT | Median Reliability Hours Calculation |  | MA | 4006 | WIND |  | Massachusetts Electric Company | 50075 |  |  |  |  | 0 |  | 2010-06-01 | [5 empty] | 2010-10-01
17233 | RAINBOW UNIT 1 | HD | SO | NON-INTERMITTENT | Average of Monthly Hydrology Ratings |  | CT | 4004 | HYDRO: RUN OF RIVER |  | Connecticut Light and Power Co | 50092 |  |  |  |  | 4.1 |  | 2010-03-31 |  |  |  | 4.1 |  | 2010-03-31
17234 | RAINBOW UNIT 2 | HD | SO | NON-INTERMITTENT | Average of Monthly Hydrology Ratings |  | CT | 4004 | HYDRO: RUN OF RIVER |  | Connecticut Light and Power Co | 50092 |  |  |  |  | 4.1 |  | 2010-03-31 |  |  |  | 4.1 |  | 2010-03-31
17259 | SEAMAN ENERGY LLC | D | SO | INTERMITTENT | Median Reliability Hours Calculation | QF | MA | 4007 | LANDFILL GAS |  | Templeton Municipal Lighting P | 180 |  |  |  |  | 0.484 | 2010-04-06 10:00 | 2010-06-01 |  |  |  | 0.485 |  | 2010-06-01
35379 | SPAULDING POND HYDRO | HD | SO | INTERMITTENT | Median Reliability Hours Calculation |  | NH | 4002 | HYDRO: RUN OF RIVER |  | Public Service Company of New | 50094 |  |  |  |  | 0 |  | 2010-06-01 | [5 empty] | 2010-10-01
36882 | NOTUS WIND I | WIND | SO | INTERMITTENT | Median Reliability Hours Calculation |  | MA | 4006 | WIND |  | NSTAR Electric Company | 3 |  |  |  |  | 0.68 |  | 2010-06-23 |  |  |  | 0.009 |  | 2010-10-01
37175 | ROLLINS WIND PLANT | WIND | EMS | INTERMITTENT | Median Reliability Hours Calculation |  | ME | 4001 | WIND |  | Evergreen Wind Power III, LLC | 51114 |  |  |  |  | 0 |  | 2011-04-27 | [5 empty] | 2011-04-27
37224 | PATRIOT PL. D FOXBORO MA PV | PP | SO | INTERMITTENT | Median Reliability Hours Calculation |  | MA | 4006 | SOLAR |  | Massachusetts Electric Company | 50075 |  |  |  |  | 0.1 |  | 2010-10-01 |  |  |  | 0.1 |  | 2010-10-01
37225 | PATRIOT PL. E FOXBORO MA PV | PP | SO | INTERMITTENT | Median Reliability Hours Calculation |  | MA | 4006 | SOLAR |  | Massachusetts Electric Company | 50075 |  |  |  |  | 0.075 |  | 2010-10-01 |  |  |  | 0.075 |  | 2010-10-01
37226 | PATRIOT PL. F FOXBORO MA PV | PP | SO | INTERMITTENT | Median Reliability Hours Calculation |  | MA | 4006 | SOLAR |  | Massachusetts Electric Company | 50075 |  |  |  |  | 0.1 |  | 2010-10-01 |  |  |  | 0.1 |  | 2010-10-01
37227 | PATRIOT PL. H FOXBORO MA PV | PP | SO | INTERMITTENT | Median Reliability Hours Calculation |  | MA | 4006 | SOLAR |  | Massachusetts Electric Company | 50075 |  |  |  |  | 0.075 |  | 2010-10-01 |  |  |  | 0.075 |  | 2010-10-01
37228 | PATRIOT PL. J FOXBORO MA PV | PP | SO | INTERMITTENT | Median Reliability Hours Calculation |  | MA | 4006 | SOLAR |  | Massachusetts Electric Company | 50075 |  |  |  |  | 0.1 |  | 2010-10-01 |  |  |  | 0.1 |  | 2010-10-01
37229 | PATRIOT PL. K FOXBORO MA PV | PP | SO | INTERMITTENT | Median Reliability Hours Calculation |  | MA | 4006 | SOLAR |  | Massachusetts Electric Company | 50075 |  |  |  |  | 0.1 |  | 2010-10-01 |  |  |  | 0.1 |  | 2010-10-01
37230 | UNITED NAT. FOODS PROV. RI PV | PP | SO | INTERMITTENT | Median Reliability Hours Calculation |  | RI | 4005 | SOLAR |  | Narragansett Electric Company | 156 |  |  |  |  | 0.075 |  | 2010-10-01 |  |  |  | 0.075 |  | 2010-10-01
37266 | CARLSON ORCH HARVARD MA PV | PP | SO | INTERMITTENT | Median Reliability Hours Calculation |  | MA | 4007 | SOLAR |  | Massachusetts Electric Company | 50075 |  |  |  |  | 0.2 |  | 2010-11-01 |  |  |  | 0.2 |  | 2010-11-01
37267 | SPRUCE ENV HAVERHILL MA PV | PP | SO | INTERMITTENT | Median Reliability Hours Calculation |  | MA | 4008 | SOLAR |  | Massachusetts Electric Company | 50075 |  |  |  |  | 0.082 |  | 2010-11-01 |  |  |  | 0.082 |  | 2010-11-01
37366 | MIDDLETOWN 13 | G | EMS | NON-INTERMITTENT | Twice a Year Audit Obligation |  | CT | 4004 | GAS | NG | GenConn Energy LLC | 51101 |  |  |  |  | 0 |  | 2011-03-09 | [5 empty] | 2011-03-09
37367 | MIDDLETOWN 14 | G | EMS | NON-INTERMITTENT | Twice a Year Audit Obligation |  | CT | 4004 | GAS | NG | GenConn Energy LLC | 51101 |  |  |  |  | 0 |  | 2011-03-09 | [5 empty] | 2011-03-09
37368 | MIDDLETOWN 15 | G | EMS | NON-INTERMITTENT | Twice a Year Audit Obligation |  | CT | 4004 | GAS | NG | GenConn Energy LLC | 51101 |  |  |  |  | 0 |  | 2011-03-09 | [5 empty] | 2011-03-09
37721 | ROYAL MILLS WARWICK RI HYDRO | HD | SO | INTERMITTENT | Median Reliability Hours Calculation |  | RI | 4005 | HYDRO: RUN OF RIVER |  | Narragansett Electric Company | 156 |  |  |  |  | 0.225 |  | 2010-12-01 |  |  |  | 0.225 |  | 2010-12-01
37722 | SILVER LAKE SOLAR PV FACILITY | PP | SO | INTERMITTENT | Median Reliability Hours Calculation |  | MA | 4007 | SOLAR |  | Western Massachusetts Electric | 50093 |  |  |  |  | 0 |  | 2010-12-06 |  |  |  | 0.458 |  | 2010-12-06
37751 | NM-UNISTRESS | PP | SO | INTERMITTENT | Median Reliability Hours Calculation |  | MA | 4007 | SOLAR |  | Western Massachusetts Electric | 50093 |  |  |  |  | 0.039 |  | 2011-01-01 |  |  |  | 0.039 |  | 2011-01-01
37752 | NM-COUNTRY | PP | SO | INTERMITTENT | Median Reliability Hours Calculation |  | MA | 4007 | SOLAR |  | Western Massachusetts Electric | 50093 |  |  |  |  | 0.051 |  | 2011-01-01 |  |  |  | 0.051 |  | 2011-01-01
37753 | NM-HANCOCK | PP | SO | INTERMITTENT | Median Reliability Hours Calculation |  | MA | 4007 | SOLAR |  | Western Massachusetts Electric | 50093 |  |  |  |  | 0.033 |  | 2011-01-01 |  |  |  | 0.033 |  | 2011-01-01
37754 | NM-QUALITY | PP | SO | INTERMITTENT | Median Reliability Hours Calculation |  | MA | 4007 | SOLAR |  | Western Massachusetts Electric | 50093 |  |  |  |  | 0.052 |  | 2011-01-01 |  |  |  | 0.052 |  | 2011-01-01
37755 | NM-WOOD | PP | SO | INTERMITTENT | Median Reliability Hours Calculation |  | MA | 4007 | SOLAR |  | Western Massachusetts Electric | 50093 |  |  |  |  | 0.039 |  | 2011-01-01 |  |  |  | 0.039 |  | 2011-01-01
37756 | NM-FOURSTAR | PP | SO | INTERMITTENT | Median Reliability Hours Calculation |  | MA | 4007 | SOLAR |  | Western Massachusetts Electric | 50093 |  |  |  |  | 0.027 |  | 2011-01-01 |  |  |  | 0.027 |  | 2011-01-01
37757 | NM-ASTRO | PP | SO | INTERMITTENT | Median Reliability Hours Calculation |  | MA | 4007 | SOLAR |  | Western Massachusetts Electric | 50093 |  |  |  |  | 0.039 |  | 2011-01-01 |  |  |  | 0.039 |  | 2011-01-01
37758 | NM-MARLEY | PP | SO | INTERMITTENT | Median Reliability Hours Calculation |  | MA | 4007 | SOLAR |  | Western Massachusetts Electric | 50093 |  |  |  |  | 0.034 |  | 2011-01-01 |  |  |  | 0.034 |  | 2011-01-01
37759 | NM-STONE | WIND | SO | INTERMITTENT | Median Reliability Hours Calculation |  | MA | 4007 | WIND |  | Western Massachusetts Electric | 50093 |  |  |  |  | 0.247 |  | 2011-01-01 |  |  |  | 0.247 |  | 2011-01-01
37760 | NM-RIVERVIEW | PP | SO | INTERMITTENT | Median Reliability Hours Calculation |  | MA | 4007 | SOLAR |  | Western Massachusetts Electric | 50093 |  |  |  |  | 0.069 |  | 2011-01-01 |  |  |  | 0.069 |  | 2011-01-01
37761 | NM-PETRICCA | PP | SO | INTERMITTENT | Median Reliability Hours Calculation |  | MA | 4007 | SOLAR |  | Western Massachusetts Electric | 50093 |  |  |  |  | 0.035 |  | 2011-01-01 |  |  |  | 0.035 |  | 2011-01-01
37823 | INDIAN RIVER POWER SUPPLY LLC | HD | SO | INTERMITTENT | Median Reliability Hours Calculation |  | MA | 4007 | HYDRO: RUN OF RIVER |  | Swift River Trading Company LL | 51139 |  |  |  |  | 1.153 |  | 2011-02-01 |  |  |  | 0.711 |  | 2011-02-01
37954 | BLOUNT SEA FALL RIVER MA PV | PP | SO | INTERMITTENT | Median Reliability Hours Calculation |  | MA | 4006 | SOLAR |  | Massachusetts Electric Company | 50075 |  |  |  |  | 0.041 |  | 2011-03-16 |  |  |  | 0.041 |  | 2011-03-16
37955 | TRANS MED TYNGSBORO MA PV | PP | SO | INTERMITTENT | Median Reliability Hours Calculation |  | MA | 4007 | SOLAR |  | Massachusetts Electric Company | 50075 |  |  |  |  | 0.039 |  | 2011-03-16 |  |  |  | 0.039 |  | 2011-03-16
37956 | PH HENBIL BILLERICA MA PV | PP | SO | INTERMITTENT | Median Reliability Hours Calculation |  | MA | 4007 | SOLAR |  | Massachusetts Electric Company | 50075 |  |  |  |  | 0.031 |  | 2011-03-16 |  |  |  | 0.031 |  | 2011-03-16
37957 | CHELM WTR N CHELMSFORD MA PV | PP | SO | INTERMITTENT | Median Reliability Hours Calculation |  | MA | 4007 | SOLAR |  | Massachusetts Electric Company | 50075 |  |  |  |  | 0.206 |  | 2011-03-16 |  |  |  | 0.206 |  | 2011-03-16
37958 | PETER W ELEM LOWELL MA PV | PP | SO | INTERMITTENT | Median Reliability Hours Calculation |  | MA | 4007 | SOLAR |  | Massachusetts Electric Company | 50075 |  |  |  |  | 0.056 |  | 2011-03-16 |  |  |  | 0.056 |  | 2011-03-16
37959 | CIRCLE FIN NEWBURYPORT MA PV | PP | SO | INTERMITTENT | Median Reliability Hours Calculation |  | MA | 4008 | SOLAR |  | Massachusetts Electric Company | 50075 |  |  |  |  | 0.049 |  | 2011-03-16 |  |  |  | 0.049 |  | 2011-03-16
37965 | BIO-DETEK PAWTUCKET RI PV | PP | SO | INTERMITTENT | Median Reliability Hours Calculation |  | RI | 4005 | SOLAR |  | Narragansett Electric Company | 156 |  |  |  |  | 0.068 |  | 2011-03-21 |  |  |  | 0.068 |  | 2011-03-21
37966 | LTI HARVARD AP HARVARD MA PV | PP | SO | INTERMITTENT | Median Reliability Hours Calculation |  | MA | 4007 | SOLAR |  | Massachusetts Electric Company | 50075 |  |  |  |  | 0.034 |  | 2011-03-21 |  |  |  | 0.034 |  | 2011-03-21
37967 | HILLSIDE MARLBOROUGH MA PV | PP | SO | INTERMITTENT | Median Reliability Hours Calculation |  | MA | 4007 | SOLAR |  | Massachusetts Electric Company | 50075 |  |  |  |  | 0.051 |  | 2011-03-21 |  |  |  | 0.051 |  | 2011-03-21
37968 | LOW MEM AUD LOWELL MA PV | PP | SO | INTERMITTENT | Median Reliability Hours Calculation |  | MA | 4007 | SOLAR |  | Massachusetts Electric Company | 50075 |  |  |  |  | 0.031 |  | 2011-03-21 |  |  |  | 0.031 |  | 2011-03-21
37972 | DARTMOUTHBUSPARK_PV_ID1592 | PP | SO | INTERMITTENT | Median Reliability Hours Calculation |  | MA | 4006 | SOLAR |  | NSTAR Electric Company | 3 |  |  |  |  | 0.659 |  | 2011-03-23 |  |  |  | 0.659 |  | 2011-03-23
37973 | GENERAL MILLS METHUEN MA PV | PP | SO | INTERMITTENT | Median Reliability Hours Calculation |  | MA | 4008 | SOLAR |  | Massachusetts Electric Company | 50075 |  |  |  |  | 0.039 |  | 2011-03-24 |  |  |  | 0.039 |  | 2011-03-24

## Retired_Deactivated
Retired and/or Deactivated Units as of |  |  |  | 2011-04-30 |  |  |  |  | Lead Participant (for EMS units) or NEPOOL Participant with Majority Interest in the Resource (for SO Units) | [5 empty] | Claimed Capability
Asset Id | Generator Name | Unit Type | Class | SQF | State | Load Zone | Fuel Type | Alt Fuel | Current Lead Participant | Participant ID | LP Most Recent Change Date | Change LP | Previous Participant ID | Previous Lead Participant | WSCC | SSCC | Operating Status | Comments | Effective Date of Retirement or Deactivation
334 | BELDENS | HD | EMS |  |  |  | HYDRO: RUN OF RIVER |  | Vermont Electric Power Company | 182 |  |  |  |  | 5.7 | 4.76 | RETIRED | retir/born new name | 2003-01-31 05:00
343 | BLACKSTONE 1 | F | EMS |  |  |  | OIL/GAS |  | Commonwealth Electric Company | 108 | [6 empty] | RETIRED |  | 2004-02-19 05:00
390 | DEVON 7 | F | EMS |  |  |  | OIL/GAS |  | NRG Power Marketing LLC | 50192 | 2000-01-01 |  | 112 | Northeast Utilities Company | 109 | 105.161 | RETIRED |  | 2004-10-01
391 | DEVON 8 | F | EMS |  |  |  | OIL/GAS |  | NRG Power Marketing LLC | 50192 | 2000-01-01 |  | 112 | Northeast Utilities Company | 109 | 106.844 | RETIRED |  | 2004-06-07
394 | DODGE FALLS | HD | EMS |  |  |  | HYDRO: RUN OF RIVER |  | Vermont Electric Power Company | 182 |  |  |  |  | 5 | 5 | RETIRED | retir/born new name | 2003-01-31 05:00
425 | GORBELL/THERMO | F | EMS |  |  |  | HYDRO: RUN OF RIVER |  | Constellation Energy Commoditi | 50027 | 2000-01-17 |  | 85 | Morgan Stanley Capital Group | 14.07 | 13.74 | RETIRED |  | 2002-06-07 04:00
442 | CHERRY STREET 7-12 | D | EMS |  |  |  | OIL/GAS |  | Hudson Light & Power Departmen | 45 |  |  |  |  | 15.8 | 15.6 | RETIRED | broken down to Less than 5mw | 2003-02-28 05:00
443 | HUNTINGTON FALLS | HD | EMS |  |  |  | HYDRO: RUN OF RIVER |  | Vermont Electric Power Company | 182 |  |  |  |  | 5.76 | 4.58 | RETIRED | retir/born new name | 2003-01-31 05:00
453 | KENDALL JET 2 | J | EMS |  |  |  | JET FUEL |  | Mirant Americas Energy Marketi | 155 | [6 empty] | RETIRED |  | 2004-09-22 04:00
454 | KENDALL 1 | F | EMS |  |  |  | OIL/GAS |  | Mirant Americas Energy Marketi | 155 |  |  |  |  | 17 | 17.3 | RETIRED |  | 2002-12-18 05:00
455 | KENDALL 2 | F | EMS |  |  |  | OIL/GAS |  | Mirant Americas Energy Marketi | 155 |  |  |  |  | 21 | 18.141 | RETIRED |  | 2002-12-18 05:00
456 | KENDALL 3 | F | EMS |  |  |  | OIL/GAS |  | Mirant Americas Energy Marketi | 155 |  |  |  |  | 23.141 | 20.077 | RETIRED |  | 2002-12-18 05:00
469 | MASON 3 | F | EMS |  |  |  | OIL |  | NextEra Energy Power Marketing | 50086 |  |  |  |  | 31.66 |  | RETIRED |  | 2004-01-07 05:00
470 | MASON 4 | F | EMS |  |  |  | OIL |  | NextEra Energy Power Marketing | 50086 |  |  |  |  | 32.669 |  | RETIRED |  | 2004-01-07 05:00
471 | MASON 5 | F | EMS |  |  |  | OIL |  | NextEra Energy Power Marketing | 50086 |  |  |  |  | 33.23 |  | RETIRED |  | 2004-01-07 05:00
499 | MYSTIC 4 | F | EMS |  |  |  | OIL |  | Exelon New England Holdings, L | 50074 |  |  |  |  | 89.95 | 95.438 | RETIRED |  | 2003-12-16 05:00
500 | MYSTIC 5 | F | EMS |  |  |  | OIL |  | Exelon New England Holdings, L | 50074 |  |  |  |  | 90.9 | 91.625 | RETIRED |  | 2003-12-16 05:00
501 | MYSTIC 6 | F | EMS |  |  |  | OIL |  | Exelon New England Holdings, L | 50074 |  |  |  |  | 95.05 |  | RETIRED |  | 2003-12-16 05:00
505 | NEW BOSTON 1 | F | EMS |  |  |  | GAS |  | Exelon New England Holdings, L | 50074 | [6 empty] | RETIRED |  | 2007-08-01 04:00
506 | NEW BOSTON 2 | F | EMS |  |  |  | OIL/GAS |  | Exelon New England Holdings, L | 50074 |  |  |  |  | 351.225 | 351.513 | RETIRED |  | 2002-11-23 05:00
522 | NEWPORT DIESELS 4-7 | D | SO |  |  |  | DIESEL OIL |  | Great Bay Power Marketing, Inc | 50673 | [6 empty] | RETIRED |  | 2007-12-21 05:00
523 | NEWPORT DIESELS 8-10 | D | SO |  |  |  | DIESEL OIL |  | Great Bay Power Marketing, Inc | 50673 | [6 empty] | RETIRED |  | 2007-12-21 05:00
534 | PENOBSCOT RIVER HYDRO | HD | EMS |  |  |  | HYDRO: RUN OF RIVER |  | PPL EnergyPlus, LLC | 50212 | 2000-03-01 |  | 2 | Bangor Hydro-Electric Co |  |  | RETIRED |  | 2009-06-09 04:00
535 | PEPPERELL | CC | EMS |  |  |  | OIL/GAS |  | Indeck-Pepperell Pwr Assoc | 48 |  |  |  |  | 40.115 | 33.135 | RETIRED |  | 2003-12-04 05:00
544 | RAINBOW | HD | EMS |  |  |  | HYDRO: RUN OF RIVER |  | Connecticut Light and Power Co | 50092 | 2003-03-01 |  | 112 | Northeast Utilities Company |  |  | RETIRED | retir/born new name | 2010-03-31 04:00
550 | RYEGATE 1 | F | EMS |  |  |  | WOOD/REFUSE |  | Vermont Electric Power Company | 182 |  |  |  |  | 20.6 | 20.5 | RETIRED | retir/born new name | 2003-01-31 05:00
577 | SOMERSET 6 | F | EMS |  |  |  | COAL/OIL |  | NRG Power Marketing LLC | 50192 | 1999-07-03 |  | 54 | Citizens Power Sales |  |  | DEACTIVATED |  | 2010-03-31 04:00
582 | SPRINGFIELD REFUSE | F | EMS |  |  |  | WOOD/REFUSE |  | Northeast Utilities System Com | 112 |  |  |  |  | 6 | 6 | RETIRED | retir/born new name | 2003-01-31 05:00
585 | ST ALBANS 1 and 2 | D | EMS |  |  |  | DIESEL OIL |  | Central Vermont Public Service | 50252 | 2004-05-01 |  | 182 | Vermont Electric Power Co |  |  | RETIRED | Units seperated into individuals | 2008-04-01 04:00
597 | UNITED AMERICAN HYDRO | HD | EMS |  |  |  | HYDRO: RUN OF RIVER |  | Central Maine Power Company | 6 |  |  |  |  | 17.15 | 15.7 | RETIRED |  | 2003-01-31 05:00
742 | NORTHFIELD MOUNTAIN 1-4 | PS | EMS |  |  |  | HYDRO: PUMPED STORAGE |  | FirstLight Power Resources Man | 50876 | 2006-11-01 |  | 50168 | Select Energy Inc. |  |  | RETIRED | Unit seperated into two assets | 2008-03-05 05:00
758 | FT HALIFAX | HD | EMS |  |  |  | HYDRO: RUN OF RIVER |  | FPL Energy Maine Hydro LLC | 50173 | 2007-07-01 |  | 50086 | FPL Energy Power Mktg. Inc. |  |  | RETIRED | retir/born new name | 2008-09-30 04:00
766 | CABOT/TURNERS FALLS | HD | EMS |  |  |  | HYDRO: RUN OF RIVER |  | FirstLight Power Resources Man | 50876 | 2006-11-01 |  | 50168 | Select Energy Inc. |  |  | RETIRED | retir/born new name | 2008-03-27 04:00
778 | GORGE 18 HYDRO | HD | EMS |  |  |  | HYDRO: RUN OF RIVER |  | Vermont Electric Power Company | 182 |  |  |  |  | 3.3 | 3.3 | RETIRED |  | 2003-01-31 05:00
780 | VERGENNES HYDRO | HD | EMS |  |  |  | HYDRO: RUN OF RIVER |  | Vermont Electric Power Company | 182 |  |  |  |  | 2.1 | 2.1 | RETIRED | unit retired/bec #10424 Berlin | 2003-01-31 05:00
788 | GREENVILLE DAM | HD | SO |  |  |  | HYDRO: RUN OF RIVER |  | Connecticut Municipal Electric | 8 | [6 empty] | RETIRED |  | 2008-03-01 05:00
790 | APLP-BFI | D | SO |  |  |  | REFUSE |  | Chicopee Municipal Lighting Pl | 7 | [6 empty] | RETIRED |  | 2010-08-02 04:00
916 | GREAT LAKES - BERLIN | HD | SO |  |  |  | HYDRO: RUN OF RIVER | [7 empty] | 13 | 13 | RETIRED |  | 2004-06-22 04:00
918 | BEECH RIVER MILL | HD | SO |  |  |  | HYDRO: RUN OF RIVER | [7 empty] | 0.01 | 0.01 | RETIRED |  | 2005-09-12 04:00
920 | PITTSFIELD MILL | HD | SO |  |  |  | HYDRO: RUN OF RIVER | [9 empty] | RETIRED | dismantled | 2003-03-06
923 | BOSTON FELT HYDRO | HD | SO |  |  |  | HYDRO: RUN OF RIVER | [9 empty] | RETIRED |  | 2004-01-01 05:00
930 | FISKE MILL HYDRO | HD | SO |  |  |  | HYDRO: RUN OF RIVER | [9 empty] | RETIRED |  | 2004-01-01 05:00
939 | UNION VILLAGE DAM | HD | SO |  |  |  | HYDRO: RUN OF RIVER | [7 empty] | 0.014 | 0.014 | RETIRED |  | 2003-04-01 05:00
968 | PRINCETON WIND FARM | HD | SO |  |  |  | REFUSE |  | Vermont Public Power Supply Au | 50289 | [6 empty] | RETIRED |  | 2007-05-16 04:00
977 | G FOX | G | SO |  |  |  | GAS | [9 empty] | RETIRED |  | 2003-07-01 04:00
1024 | BUNKER RD #1 DIESEL | D | SO |  |  |  | REFUSE |  | New England Power Company | 81 | [6 empty] | RETIRED |  | 2009-04-28 04:00
1025 | BUNKER RD #2 DIESEL | D | SO |  |  |  | REFUSE |  | New England Power Company | 81 | [6 empty] | RETIRED | Units retired individually/#467 | 2009-04-28 04:00
1026 | BUNKER RD #3 DIESEL | D | SO |  |  |  | REFUSE |  | New England Power Company | 81 | [6 empty] | RETIRED | Units retired individually/#467 | 2009-04-28 04:00
1027 | BUNKER RD #4 DIESEL | D | SO |  |  |  | REFUSE |  | New England Power Company | 81 | [6 empty] | RETIRED |  | 2009-04-28 04:00
1044 | COMMERCIAL ST 2 | D | SO |  |  |  | DIESEL OIL |  | Marblehead Municipal Light Dep | 78 | [6 empty] | RETIRED |  | 2010-06-01 04:00
1045 | WILKINS ST #1 | D | SO |  |  |  | DIESEL OIL | [7 empty] | 2.5 | 2.5 | RETIRED |  | 2006-09-29 04:00
1046 | WILKINS ST #2 | D | SO |  |  |  | DIESEL OIL | [7 empty] | 2.5 | 2.5 | RETIRED |  | 2006-09-29 04:00
1055 | WOONSOCKET HYDRO | HD | SO |  |  |  | REFUSE | [9 empty] | RETIRED | Units retired individually/#448 | 2003-02-28 05:00
1056 | ROOSEVELT HYDRO | HD | SO |  |  |  | HYDRO: RUN OF RIVER | [9 empty] | RETIRED |  | 2005-02-01 05:00
1060 | GEEL | J | EMS |  |  |  | JET FUEL | [7 empty] | 14.982 | 12.982 | RETIRED |  | 2006-07-31 04:00
1064 | TENTH STREET | HD | SO |  |  |  | HYDRO: RUN OF RIVER |  | Connecticut Municipal Electric | 8 | [6 empty] | RETIRED |  | 2008-03-01 05:00
1067 | IPSWICH #1 | D | SO |  |  |  | DIESEL OIL | [7 empty] | 1.32 | 1.26 | RETIRED |  | 2006-09-28 04:00
1068 | IPSWICH #2 | D | SO |  |  |  | DIESEL OIL | [9 empty] | RETIRED |  | 2006-09-28 04:00
1069 | IPSWICH #6 | D | SO |  |  |  | DIESEL OIL | [7 empty] | 1.2 | 1.2 | RETIRED |  | 2006-09-28 04:00
1070 | IPSWICH #7 | D | SO |  |  |  | DIESEL OIL | [7 empty] | 1.42 | 1.39 | RETIRED |  | 2006-09-28 04:00
1071 | IPSWICH #8 | D | SO |  |  |  | DIESEL OIL | [7 empty] | 1 | 1.07 | RETIRED |  | 2006-09-28 04:00
1072 | IPSWICH #9 | D | SO |  |  |  | DIESEL OIL | [7 empty] | 1.345 | 1.37 | RETIRED |  | 2006-09-28 04:00
1073 | IPSWICH #10 | D | SO |  |  |  | DIESEL OIL | [7 empty] | 1.3 | 1.3 | RETIRED |  | 2006-09-28 04:00
1074 | IPSWICH #11 | D | SO |  |  |  | DIESEL OIL | [7 empty] | 1.1 | 1.3 | RETIRED |  | 2005-11-01
1075 | IPSWICH #12 | D | SO |  |  |  | DIESEL OIL | [7 empty] | 1.3 | 1.2 | RETIRED |  | 2006-09-28 04:00
1076 | SHREWSBURY DIESEL #1 | D | SO |  |  |  | DIESEL OIL |  | Shrewsbury Electric Light Plan | 149 | [6 empty] | RETIRED |  | 2010-05-27 04:00
1077 | SHREWSBURY DIESEL #2 | D | SO |  |  |  | DIESEL OIL |  | Shrewsbury Electric Light Plan | 149 | [6 empty] | RETIRED |  | 2010-05-27 04:00
1078 | SHREWSBURY DIESEL #3 | D | SO |  |  |  | DIESEL OIL |  | Shrewsbury Electric Light Plan | 149 | [6 empty] | RETIRED |  | 2010-05-27 04:00
1079 | SHREWSBURY DIESEL # 4 | D | SO |  |  |  | DIESEL OIL |  | Shrewsbury Electric Light Plan | 149 | [6 empty] | RETIRED |  | 2010-05-27 04:00
1080 | SHREWSBURY DIESEL #5 | D | SO |  |  |  | DIESEL OIL |  | Shrewsbury Electric Light Plan | 149 | [6 empty] | RETIRED |  | 2002-10-01
1083 | ANDROSCOGGIN ENERGY CENTER | G | EMS |  |  |  | OIL/GAS |  | Energy New England LLC | 50186 | 2006-09-01 |  | 50375 | Calpine Energy Services, L.P. |  |  | RETIRED |  | 2002-10-01
1108 | CHAMPION | F | EMS |  |  |  | WOOD/REFUSE |  | NextEra Energy Power Marketing | 50086 | 2007-03-01 |  | 50027 | Constellation Power Source |  |  | DEACTIVATED |  | 2002-10-01
1112 | DIRIGO DOWELS | F | SO |  |  |  | WOOD/REFUSE | [9 empty] | RETIRED |  | 2002-10-01
1120 | GOOSE RIVER 2 | HD | SO |  |  |  | HYDRO: RUN OF RIVER | [9 empty] | RETIRED |  | 2003-01-01 05:00
1124 | IPSWICH #3 & #4 | D | SO |  |  |  | DIESEL OIL | [8 empty] | 0.635 | RETIRED |  | 2006-09-28 04:00
1183 | CLARK UNIVERSITY | D | SO |  |  |  | REFUSE | [9 empty] | RETIRED |  | 2008-02-27
1272 | GARLAND MILL U5 | HD | SO |  |  |  | HYDRO: RUN OF RIVER |  | Public Service Company of New | 50094 | [6 empty] | RETIRED |  | 2007-03-01 05:00
1285 | ABBOTT'S MILL U5 | HD | SO |  |  |  | HYDRO: RUN OF RIVER | [7 empty] | 0.025 | 0.025 | RETIRED |  | 2003-03-01 05:00
1290 | SNEW #1 | D | EMS |  |  |  | DIESEL OIL |  | Connecticut Municipal Electric | 8 | [6 empty] | DEACTIVATED |  | Unavailable
1291 | SNEW #2 & 4 | D | EMS |  |  |  | DIESEL OIL |  | Connecticut Municipal Electric | 8 |  |  |  |  | 1.94 | 1.884 | DEACTIVATED | divided into 3 new generators | Unavailable
1292 | SNEW #3 & 5 | D | EMS |  |  |  | DIESEL OIL |  | Connecticut Municipal Electric | 8 |  |  |  |  | 2.187 | 2.006 | DEACTIVATED |  | 2003-10-01
1293 | SNEW #6 | D | EMS |  |  |  | DIESEL OIL |  | Connecticut Municipal Electric | 8 |  |  |  |  | 0.983 | 0.984 | DEACTIVATED |  | Unavailable
1300 | BUNKER ROAD #10 DIESEL LOAD U5 | D | SO |  |  |  | REFUSE | [9 empty] | RETIRED |  | 2006-06-16 04:00
1301 | BUNKER ROAD #11 DIESEL LOAD U5 | D | SO |  |  |  | REFUSE | [9 empty] | RETIRED |  | 2006-06-16 04:00
1345 | WESTBROOK | CC | EMS |  |  |  | GAS |  | Calpine Energy Services, LP | 50375 | [6 empty] | RETIRED |  | 2008-03-05 05:00
1369 | GILMAN STREAM U5 |  | SO |  |  |  | HYDRO: RUN OF RIVER | [7 empty] | 0.055 | 0.055 | RETIRED |  | 2003-03-01 05:00
1713 | BHE INCIDENTAL POWER U5 |  | SO |  |  |  | REFUSE | [9 empty] | RETIRED |  | 2003-02-01 05:00
1780 | Waterside Power | HD | SO |  |  |  | DIESEL OIL | [7 empty] | 46.5 | 69.25 | RETIRED |  | 2004-06-01 04:00
2277 | KENDALL STEAM | CC | EMS |  |  |  | OIL/GAS |  | Mirant Americas Energy Marketi | 155 | [6 empty] | RETIRED |  | 2003-11-12 05:00
10041 | SNEW#7 | OIL_GAS | EMS |  |  |  | OIL/GAS |  | Connecticut Municipal Electric | 8 | [6 empty] | DEACTIVATED |  | Unavailable
10455 | YORK PROJECT DG #1 |  | SO |  |  |  | DIESEL OIL | [7 empty] | 2 | 2 | RETIRED |  | 2004-07-01 04:00
10456 | YORK PROJECT DG #2 |  | SO |  |  |  | DIESEL OIL | [7 empty] | 4 | 4 | RETIRED | Unit seperated into two units | 2004-07-01 04:00
10566 | J & L ELECTRIC - BIOMASS II | F | SO |  |  |  | WOOD/REFUSE |  | NextEra Energy Power Marketing | 50086 | 2008-05-01 |  | 50027 | Constellation Energy Commoditi |  |  | RETIRED | Unit became asset #12163 | 2007-01-24
10843 | WELDON HYDRO |  | SO |  |  |  | HYDRO: RUN OF RIVER | [7 empty] | 10 | 10 | RETIRED |  | 2006-02-09 05:00
10909 | Z_UNION STREET #2 |  | SO |  |  |  | DIESEL OIL | [7 empty] | 2 | 2 | RETIRED |  | 2005-08-01 04:00
10910 | Z_FORESET AVE |  | SO |  |  |  | DIESEL OIL | [7 empty] | 2 | 2 | RETIRED |  | 2005-08-01 04:00
10911 | Z_UNION STREET #1 |  | SO |  |  |  | DIESEL OIL | [7 empty] | 4 | 4 | RETIRED |  | 2005-08-01 04:00
11443 | DEVON 10A |  | SO |  |  |  | JET FUEL | [7 empty] | 17.5 | 17.5 | RETIRED |  | 2006-07-20 04:00
11529 | UNH COGEN |  | SO |  |  |  | GAS |  | Public Service Company of New | 50094 | [6 empty] | RETIRED |  | 2007-12-01 05:00
11530 | BERLIN WIND | WIND | SO |  |  |  | WIND |  | Public Service Company of New | 50094 | [6 empty] | RETIRED |  | 2011-03-01
11566 | WATERSIDE POWER |  | SO |  |  |  | DIESEL OIL | [9 empty] | RETIRED |  | 2006-12-31 05:00
11876 | MATEP | D | EMS |  |  |  | DIESEL OIL |  | MATEP, LLC | 50856 | [6 empty] | RETIRED |  | 2007-06-28 04:00
12078 | PPL GREAT WORKS, LLC |  | SO |  |  |  | HYDRO: RUN OF RIVER | [7 empty] | 21 | 21 | RETIRED |  | 2006-12-08 05:00
14819 | JOHN STREET 1 | D | EMS |  |  |  | DIESEL OIL |  | Connecticut Municipal Electric | 8 | [6 empty] | RETIRED |  | 2011-03-04 05:00
15096 | KC SOG | CC | SO |  |  |  | GAS |  | Kimberly-Clark Corporation | 51065 | [6 empty] | RETIRED |  | 2008-10-04 04:00

## SCC_Report_Summary
SCC Report Summary Information |  |  | Summary of Settlements Only Generators | [12 empty] | Total SCC for all SOG's
| WSCC | SSCC | Description | 2008-01-01 | 2008-02-01 | 2008-03-01 | 2008-04-01 | 2008-05-01 | 2008-06-01 | 2008-07-01 | 2008-08-01 | 2008-09-01 | 2008-10-01 | 2008-11-01 | 2008-12-01 | WSCC | SSCC
Total: | 33899.61 | 30132.861 | Totals: | 308.266 | 311.112 | 337.089 | 348.922 | 343.303 | 298.92 | 224.658 | 212.699 | 228.19 | 288.87 | 326.492 | 330.211 | 233.807 | 132.872
|  |  | Monthly Adjustments to Capability from Winter and Summer Values in SCC Report minus Settlements Only Units: | 74.459 | 77.305 | 103.282 | 115.115 | 109.496 | 166.048 | 91.786 | 79.827 | 95.318 | 55.063 | 92.685 | 96.404
Sum of Positive differences: | 12.701 | 0
Sum of Negative differences: | -30.863 | -5.799
Net Sum of ALL differences: | -18.162 | -5.799 | COMBINED: Settlement Only and EMS DCH/Wind Monthly Adjustments to Capability from Winter and Summer Values in SCC Report: | 319.369 | 326.806 | 379.571 | 396.983 | 391.105 | 1565.44 | 1432.951 | 1400.767 | 1407.881 | 99.554 | 217.039 | 215.103
Total EMS Capability: | 33661.069 | 29995.239
Total Settlement Only Capability: | 238.541 | 137.622
Total Capability: | 33899.61 | 30132.861 | Summary of EMS Daily Cycle Hydro & Wind Units | [12 empty] | Total SCC for all EMS DCH & Wind Units
|  |  | Description | 2008-01-01 | 2008-02-01 | 2008-03-01 | 2008-04-01 | 2008-05-01 | 2008-06-01 | 2008-07-01 | 2008-08-01 | 2008-09-01 | 2008-10-01 | 2008-11-01 | 2008-12-01 | WSCC | SSCC
Subtotals, by Claimed Capability Fuel Type: | 33899.61 | 30132.861 | Total: | 3467.045 | 3471.636 | 3498.424 | 3504.003 | 3503.744 | 3318.097 | 3259.87 | 3239.645 | 3231.268 | 3266.626 | 3346.489 | 3340.834 | 3222.135 | 1918.705
COAL | 2229.741 | 2184.998 | Monthly Adjustments to Capability from Winter and Summer Values in SCC Report minus EMS DCH & Wind Units: | 244.91 | 249.501 | 276.289 | 281.868 | 281.609 | 1399.392 | 1341.165 | 1320.94 | 1312.563 | 44.491 | 124.354 | 118.699
COAL/OIL | 481.564 | 478.864
DIESEL OIL | 226.674 | 207.578
GAS | 10073.232 | 8760.181 | COMBINED: Settlement Only and EMS DCH/Wind Monthly Adjustments to Capability from Winter and Summer Values in SCC Report: | 319.369 | 326.806 | 379.571 | 396.983 | 391.105 | 1565.44 | 1432.951 | 1400.767 | 1407.881 | 99.554 | 217.039 | 215.103
HYDRO: PONDAGE | 292.019 | 271.168
HYDRO: PUMPED STORAGE | 1694.039 | 598.294
HYDRO: RESERVOIR | 743.926 | 737.964
HYDRO: RUN OF RIVER | 567.929 | 331.985
JET FUEL | 1001.36 | 799.967
LANDFILL GAS | 48.354 | 42.79
METHANE/REFUSE | 4.253 | 3.863
NUCLEAR | 4673.702 | 4629.232
OIL | 3654.555 | 3511.471
OIL/GAS | 7243.153 | 6651.558
REFUSE | 389.798 | 382.77
SOLAR | 4.071 | 4.755
STEAM | 0 | 0
STEAM/REFUSE | 3.303 | 3.485
WIND | 77.531 | 36.325
WOOD/REFUSE | 490.406 | 495.613

## Detail_Settlement Only
Settlement Only Generators Claimed Capability, as Reported in SCC Report | [10 empty] | SCC values as of: | 2011-04-30
Asset ID | Generator Name | Unit Type | Intermittent/ Non-Intermittent | SCC Determination | SQF | State | SMD Zone | Fuel Type | Winter Rating Date Of Change | Summer Rating Date Of Change | COMMENTS | WSCC | SSCC
194 | FOUR HILLS LOAD REDUCER | D | INTERMITTENT | Median Reliability Hours Calculation | SQF | NH | 4002 | LANDFILL GAS | 2010-06-01 | 2010-10-01 |  | 1.691 | 1.614
253 | TURNKEY LANDFILL | D | INTERMITTENT | Median Reliability Hours Calculation | SQF | NH | 4002 | LANDFILL GAS | 2010-06-01 | 2010-10-01 |  | 1.328 | 1.317
737 | SIMPSON G LOAD REDUCER | HD | NON-INTERMITTENT | Average of Monthly Hydrology Ratings |  | VT | 4003 | HYDRO: RUN OF RIVER | 2011-01-01 | 2011-01-01 |  | 3.384 | 1.382
759 | MESSALONSKEE COMPOSITE | HD | NON-INTERMITTENT | Average of Monthly Hydrology Ratings |  | ME | 4001 | HYDRO: RUN OF RIVER | 2002-01-21 | 2011-01-01 |  | 4.4 | 3.036
772 | NEWPORT HYDRO | HW | INTERMITTENT | Median Reliability Hours Calculation |  | VT | 4003 | HYDRO: PONDAGE | 2010-06-01 | 2010-10-01 |  | 1.853 | 0.668
781 | WEST DANVILLE 1 | HD | INTERMITTENT | Median Reliability Hours Calculation |  | VT | 4003 | HYDRO: RUN OF RIVER | 2006-10-01 | 2006-06-01 |  | 0 | 0
786 | KEZAR LEDGEMERE COMPOSITE | HD | INTERMITTENT | Median Reliability Hours Calculation |  | ME | 4001 | HYDRO: RUN OF RIVER | 2010-06-01 | 2010-10-01 |  | 0.857 | 0.125
787 | LEWISTON CANAL COMPOSITE | HD | NON-INTERMITTENT | Average of Monthly Hydrology Ratings |  | ME | 4001 | HYDRO: RUN OF RIVER | 2011-01-01 | 2011-01-01 |  | 0 | 0
789 | CEC 002 PAWTUCKET U5 | HD | INTERMITTENT | Median Reliability Hours Calculation |  | RI | 4005 | HYDRO: RUN OF RIVER | 2010-06-01 | 2010-10-01 |  | 0.669 | 0
792 | CENTENNIAL HYDRO | HD | INTERMITTENT | Median Reliability Hours Calculation |  | MA | 4007 | HYDRO: RUN OF RIVER | 2010-06-01 | 2010-10-01 |  | 0.543 | 0
793 | METHUEN HYDRO | HD | INTERMITTENT | Median Reliability Hours Calculation |  | MA | 4008 | HYDRO: RUN OF RIVER | 2010-06-01 | 2010-10-01 |  | 0.197 | 0
794 | MINIWAWA | HD | INTERMITTENT | Median Reliability Hours Calculation |  | NH | 4002 | HYDRO: RUN OF RIVER | 2010-06-01 | 2010-10-01 |  | 0.519 | 0
795 | RIVER MILL HYDRO | HD | INTERMITTENT | Median Reliability Hours Calculation |  | NH | 4002 | HYDRO: RUN OF RIVER | 2010-06-01 | 2009-08-01 |  | 0.105 | 0
796 | GOODWIN DAM | HD | NON-INTERMITTENT | Average of Monthly Hydrology Ratings |  | CT | 4004 | HYDRO: RUN OF RIVER | 2006-10-01 | 2006-06-01 |  | 3 | 3
797 | WYRE WYND HYDRO | HD | INTERMITTENT | Median Reliability Hours Calculation |  | CT | 4004 | HYDRO: RUN OF RIVER | 2010-06-01 | 2010-10-01 |  | 1.717 | 0.023
798 | COLEBROOK | HD | INTERMITTENT | Median Reliability Hours Calculation |  | CT | 4004 | HYDRO: PONDAGE | 2010-06-01 | 2010-10-01 |  | 1.026 | 0
799 | KINNEYTOWN A | HD | INTERMITTENT | Median Reliability Hours Calculation |  | CT | 4004 | HYDRO: RUN OF RIVER | 2010-06-01 | 2006-09-01 |  | 0 | 0
800 | KINNEYTOWN B | HD | INTERMITTENT | Median Reliability Hours Calculation |  | CT | 4004 | HYDRO: RUN OF RIVER | 2010-06-01 | 2010-10-01 |  | 0.443 | 0
801 | WILLIMANTIC 1 | HD | INTERMITTENT | Median Reliability Hours Calculation |  | CT | 4004 | HYDRO: RUN OF RIVER | 2010-06-01 | 2010-10-01 |  | 0.36 | 0
802 | WILLIMANTIC 2 | HD | INTERMITTENT | Median Reliability Hours Calculation |  | CT | 4004 | HYDRO: RUN OF RIVER | 2010-06-01 | 2010-10-01 |  | 0.295 | 0
803 | TOUTANT | HD | NON-INTERMITTENT | Average of Monthly Hydrology Ratings |  | CT | 4004 | HYDRO: RUN OF RIVER | 2011-01-01 | 2011-01-01 |  | 0.396 | 0.251
804 | PUTNAM | HD | INTERMITTENT | Median Reliability Hours Calculation |  | CT | 4004 | HYDRO: RUN OF RIVER | 2010-06-01 | 2010-10-01 |  | 0.477 | 0
805 | GLEN FALLS | HD | NON-INTERMITTENT | Average of Monthly Hydrology Ratings |  | CT | 4004 | HYDRO: RUN OF RIVER | 2006-08-01 | 2006-06-01 |  | 0 | 0
806 | MECHANICSVILLE | HD | INTERMITTENT | Median Reliability Hours Calculation |  | CT | 4004 | HYDRO: RUN OF RIVER | 2010-06-01 | 2010-10-01 |  | 0.148 | 0
807 | CEC 004 DAYVILLE POND U5 | HD | INTERMITTENT | Median Reliability Hours Calculation |  | CT | 4004 | HYDRO: RUN OF RIVER | 2010-06-01 | 2009-07-01 |  | 0.063 | 0
808 | SANDY HOOK HYDRO | HD | NON-INTERMITTENT | Average of Monthly Hydrology Ratings |  | CT | 4004 | HYDRO: RUN OF RIVER | 2011-01-01 | 2011-02-01 |  | 0.105 | 0.105
809 | PINCHBECK | F | INTERMITTENT | Median Reliability Hours Calculation | QF | CT | 4004 | WOOD/REFUSE | 2009-04-27 | 2008-09-30 |  | 0 | 0
810 | QUINEBAUG | HD | INTERMITTENT | Median Reliability Hours Calculation |  | CT | 4004 | HYDRO: RUN OF RIVER | 2010-06-01 | 2010-10-01 |  | 1.103 | 0.042
811 | BANTAM | HD | INTERMITTENT | Median Reliability Hours Calculation |  | CT | 4004 | HYDRO: RUN OF RIVER | 2010-06-01 | 2010-06-01 |  | 0.143 | 0
812 | BEEBE HOLBROOK | HD | NON-INTERMITTENT | Average of Monthly Hydrology Ratings |  | MA | 4007 | HYDRO: RUN OF RIVER | 2011-01-01 | 2011-01-01 |  | 0.205 | 0.205
813 | TUNNEL | HD | INTERMITTENT | Median Reliability Hours Calculation |  | CT | 4004 | HYDRO: RUN OF RIVER | 2010-06-01 | 2010-10-01 |  | 1.407 | 0
814 | PATCH | HD | INTERMITTENT | Median Reliability Hours Calculation |  | VT | 4003 | HYDRO: RUN OF RIVER | 2010-06-01 | 2010-10-01 |  | 0.17 | 0
815 | CARVER FALLS | HD | INTERMITTENT | Median Reliability Hours Calculation |  | VT | 4003 | HYDRO: RUN OF RIVER | 2010-06-01 | 2010-10-01 |  | 1.155 | 0
816 | CAVENDISH | HD | INTERMITTENT | Median Reliability Hours Calculation |  | VT | 4003 | HYDRO: RUN OF RIVER | 2010-06-01 | 2010-10-01 |  | 0.957 | 0.123
817 | TAFTSVILLE VT | HD | INTERMITTENT | Median Reliability Hours Calculation |  | VT | 4003 | HYDRO: RUN OF RIVER | 2010-06-01 | 2010-10-01 |  | 0.126 | 0
818 | PIERCE MILLS | HD | INTERMITTENT | Median Reliability Hours Calculation |  | VT | 4003 | HYDRO: RUN OF RIVER | 2010-06-01 | 2010-10-01 |  | 0.227 | 0.072
819 | ARNOLD FALLS | HD | INTERMITTENT | Median Reliability Hours Calculation |  | VT | 4003 | HYDRO: RUN OF RIVER | 2010-06-01 | 2010-10-01 |  | 0.251 | 0
820 | PASSUMPSIC | HD | INTERMITTENT | Median Reliability Hours Calculation |  | VT | 4003 | HYDRO: RUN OF RIVER | 2010-06-01 | 2010-10-01 |  | 0.354 | 0.161
821 | GAGE | HD | INTERMITTENT | Median Reliability Hours Calculation |  | VT | 4003 | HYDRO: RUN OF RIVER | 2010-06-01 | 2010-10-01 |  | 0.438 | 0.087
822 | SMITH (CVPS) | HD | INTERMITTENT | Median Reliability Hours Calculation |  | VT | 4003 | HYDRO: RUN OF RIVER | 2010-06-01 | 2010-10-01 |  | 0.718 | 0.308
823 | EAST BARNET | HD | INTERMITTENT | Median Reliability Hours Calculation |  | VT | 4003 | HYDRO: RUN OF RIVER | 2010-06-01 | 2010-10-01 |  | 1.29 | 0.507
824 | BATH ELECTRIC HYDRO | HD | INTERMITTENT | Median Reliability Hours Calculation |  | NH | 4002 | HYDRO: RUN OF RIVER | 2010-06-01 | 2010-10-01 |  | 0.228 | 0.196
825 | WEST CHARLESTON | HD | INTERMITTENT | Median Reliability Hours Calculation |  | VT | 4003 | HYDRO: RUN OF RIVER | 2006-05-01 | 2006-05-01 |  | 0 | 0
826 | TROY | HD | INTERMITTENT | Median Reliability Hours Calculation |  | VT | 4003 | HYDRO: RUN OF RIVER | 2006-05-01 | 2006-05-01 |  | 0 | 0
827 | SEARSBURG WIND | WIND | INTERMITTENT | Median Reliability Hours Calculation |  | MA | 4007 | WIND | 2010-06-01 | 2010-10-01 |  | 1.391 | 0.41
828 | BARTON HYDRO | HD | INTERMITTENT | Median Reliability Hours Calculation |  | VT | 4003 | HYDRO: RUN OF RIVER | 2010-06-01 | 2010-10-01 |  | 0.53 | 0.21
829 | ENOSBURG 2 DIESEL | D | NON-INTERMITTENT | Twice a Year Audit Obligation |  | VT | 4003 | DIESEL OIL | 2010-04-29 | 2010-09-22 |  | 0.416 | 0.776
830 | ENOSBURG HYDRO | HD | INTERMITTENT | Median Reliability Hours Calculation |  | VT | 4003 | HYDRO: RUN OF RIVER | 2010-06-01 | 2010-10-01 |  | 0.45 | 0.501
831 | VAIL & GREAT FALLS | HD | INTERMITTENT | Median Reliability Hours Calculation |  | VT | 4003 | HYDRO: RUN OF RIVER | 2010-06-01 | 2010-10-01 |  | 0.675 | 0.038
832 | CENTER RUTLAND | HD | INTERMITTENT | Median Reliability Hours Calculation |  | VT | 4003 | HYDRO: RUN OF RIVER | 2010-06-01 | 2010-06-01 |  | 0 | 0
833 | BARNET | HD | INTERMITTENT | Median Reliability Hours Calculation |  | VT | 4003 | HYDRO: RUN OF RIVER | 2010-06-01 | 2010-10-01 |  | 0.161 | 0
834 | COMPTU FALLS | HD | INTERMITTENT | Median Reliability Hours Calculation |  | VT | 4003 | HYDRO: RUN OF RIVER | 2010-06-01 | 2010-10-01 |  | 0.405 | 0
835 | DEWEY MILLS | HD | INTERMITTENT | Median Reliability Hours Calculation |  | VT | 4003 | HYDRO: RUN OF RIVER | 2010-06-01 | 2010-10-01 |  | 1.044 | 0.169
836 | EMERSON FALLS | HD | INTERMITTENT | Median Reliability Hours Calculation |  | VT | 4003 | HYDRO: RUN OF RIVER | 2010-06-01 | 2010-10-01 |  | 0.065 | 0
837 | KILLINGTON | HD | INTERMITTENT | Median Reliability Hours Calculation |  | VT | 4003 | HYDRO: RUN OF RIVER | 2010-06-01 | 2010-10-01 |  | 0.028 | 0
838 | KINGSBURY | HD | INTERMITTENT | Median Reliability Hours Calculation |  | VT | 4003 | HYDRO: RUN OF RIVER | 2010-06-01 | 2010-10-01 |  | 0.101 | 0.092
839 | LADD'S MILL | HD | INTERMITTENT | Median Reliability Hours Calculation |  | VT | 4003 | HYDRO: RUN OF RIVER | 2010-06-01 | 2010-10-01 |  | 0.058 | 0.011
840 | MARTINSVILLE | HD | INTERMITTENT | Median Reliability Hours Calculation |  | VT | 4003 | HYDRO: RUN OF RIVER | 2010-06-01 | 2010-10-01 |  | 0.129 | 0
841 | MORETOWN 8 | HD | INTERMITTENT | Median Reliability Hours Calculation |  | VT | 4003 | HYDRO: RUN OF RIVER | 2010-06-01 | 2010-10-01 |  | 0 | 0
842 | NANTANA MILL | HD | INTERMITTENT | Median Reliability Hours Calculation |  | VT | 4003 | HYDRO: RUN OF RIVER | 2010-06-01 | 2010-10-01 |  | 0.091 | 0.031
843 | NEWBURY | HD | INTERMITTENT | Median Reliability Hours Calculation |  | VT | 4003 | HYDRO: RUN OF RIVER | 2010-06-01 | 2010-10-01 |  | 0.166 | 0.049
844 | OTTAUQUECHEE | HD | INTERMITTENT | Median Reliability Hours Calculation |  | VT | 4003 | HYDRO: RUN OF RIVER | 2010-06-01 | 2010-10-01 |  | 1.467 | 0.606
845 | SLACK DAM | HD | INTERMITTENT | Median Reliability Hours Calculation |  | VT | 4003 | HYDRO: RUN OF RIVER | 2010-06-01 | 2010-10-01 |  | 0.358 | 0.03
846 | WINOOSKI 8 | HD | INTERMITTENT | Median Reliability Hours Calculation |  | VT | 4003 | HYDRO: RUN OF RIVER | 2010-06-01 | 2010-10-01 |  | 0.511 | 0.174
847 | WOODSIDE | HD | INTERMITTENT | Median Reliability Hours Calculation |  | VT | 4003 | HYDRO: RUN OF RIVER | 2010-06-01 | 2010-10-01 |  | 0.103 | 0.072
848 | WRIGHTSVILLE | HW | INTERMITTENT | Median Reliability Hours Calculation |  | VT | 4003 | HYDRO: PONDAGE | 2010-06-01 | 2010-10-01 |  | 0.598 | 0
849 | CRESCENT DAM | HD | INTERMITTENT | Median Reliability Hours Calculation |  | MA | 4007 | HYDRO: RUN OF RIVER | 2010-06-01 | 2010-10-01 |  | 0.615 | 0
850 | GLENDALE HYDRO | HD | INTERMITTENT | Median Reliability Hours Calculation |  | MA | 4007 | HYDRO: RUN OF RIVER | 2010-06-01 | 2010-10-01 |  | 0.588 | 0
851 | GARDNER FALLS | HD | INTERMITTENT | Median Reliability Hours Calculation |  | MA | 4007 | HYDRO: RUN OF RIVER | 2010-06-01 | 2010-10-01 |  | 1.235 | 0
852 | SOUTH BARRE HYDRO | HD | INTERMITTENT | Median Reliability Hours Calculation |  | MA | 4007 | HYDRO: RUN OF RIVER | 2003-05-01 | 2010-10-01 |  | 0.14 | 0
853 | WEBSTER HYDRO | HD | INTERMITTENT | Median Reliability Hours Calculation |  | MA | 4007 | HYDRO: RUN OF RIVER | 2010-06-01 | 2009-07-01 |  | 0.014 | 0
854 | ORANGE HYDRO 1 | HD | INTERMITTENT | Median Reliability Hours Calculation |  | MA | 4007 | HYDRO: RUN OF RIVER | 2010-06-01 | 2010-10-01 |  | 0.105 | 0
855 | ORANGE HYDRO 2 | HD | INTERMITTENT | Median Reliability Hours Calculation |  | MA | 4007 | HYDRO: RUN OF RIVER | 2010-06-01 | 2010-10-01 |  | 0.115 | 0
856 | HUNT'S POND | HD | INTERMITTENT | Median Reliability Hours Calculation |  | MA | 4007 | HYDRO: RUN OF RIVER | 2010-06-01 | 2010-10-01 |  | 0.017 | 0
857 | OAKDALE HYDRO | HD | INTERMITTENT | Median Reliability Hours Calculation |  | MA | 4007 | HYDRO: RUN OF RIVER | 2010-06-01 | 2010-10-01 |  | 0 | 2.928
858 | STERLING DIESELS | D | NON-INTERMITTENT | Twice a Year Audit Obligation |  | MA | 4007 | DIESEL OIL | 2000-04-01 | 2000-04-01 |  | 0.33 | 0.33
859 | BOATLOCK | HD | INTERMITTENT | Median Reliability Hours Calculation |  | MA | 4007 | HYDRO: RUN OF RIVER | 2010-06-01 | 2010-10-01 |  | 1.565 | 1.024
860 | BRIAR HYDRO | HD | INTERMITTENT | Median Reliability Hours Calculation |  | NH | 4002 | HYDRO: RUN OF RIVER | 2010-06-01 | 2010-10-01 |  | 3.607 | 0
861 | CANAAN | HD | INTERMITTENT | Median Reliability Hours Calculation |  | NH | 4002 | HYDRO: RUN OF RIVER | 2010-06-01 | 2010-10-01 |  | 0.983 | 0.498
862 | CHEMICAL | HD | NON-INTERMITTENT | Average of Monthly Hydrology Ratings |  | MA | 4007 | HYDRO: RUN OF RIVER | 2011-01-01 | 2011-01-01 |  | 1.48 | 1.48
863 | CLEMENT DAM | HD | INTERMITTENT | Median Reliability Hours Calculation |  | NH | 4002 | HYDRO: RUN OF RIVER | 2010-06-01 | 2010-10-01 |  | 1.733 | 0.425
864 | DWIGHT | HD | INTERMITTENT | Median Reliability Hours Calculation |  | MA | 4007 | HYDRO: RUN OF RIVER | 2010-06-01 | 2010-10-01 |  | 0.572 | 0
865 | ERROL | HD | INTERMITTENT | Median Reliability Hours Calculation |  | NH | 4002 | HYDRO: RUN OF RIVER | 2010-06-01 | 2010-10-01 |  | 2.298 | 1.603
866 | GREGGS | HD | INTERMITTENT | Median Reliability Hours Calculation |  | NH | 4002 | HYDRO: RUN OF RIVER | 2010-06-01 | 2010-10-01 |  | 1.462 | 0
867 | INDIAN ORCHARD | HD | INTERMITTENT | Median Reliability Hours Calculation |  | MA | 4007 | HYDRO: RUN OF RIVER | 2010-06-01 | 2010-10-01 |  | 1.15 | 0
868 | MILTON MILLS HYDRO | HD | INTERMITTENT | Median Reliability Hours Calculation |  | NH | 4002 | HYDRO: RUN OF RIVER | 2010-06-01 | 2010-10-01 |  | 0.913 | 0
869 | MINE FALLS | HD | INTERMITTENT | Median Reliability Hours Calculation |  | NH | 4002 | HYDRO: RUN OF RIVER | 2010-06-01 | 2010-10-01 |  | 1.619 | 0.224
870 | PEMBROKE | HD | INTERMITTENT | Median Reliability Hours Calculation |  | NH | 4002 | HYDRO: RUN OF RIVER | 2010-06-01 | 2010-10-01 |  | 1.31 | 0
871 | PENNACOOK FALLS LOWER | HD | INTERMITTENT | Median Reliability Hours Calculation |  | NH | 4002 | HYDRO: RUN OF RIVER | 2010-06-01 | 2010-10-01 |  | 3.163 | 0
872 | PENNACOOK FALLS UPPER | HD | INTERMITTENT | Median Reliability Hours Calculation |  | NH | 4002 | HYDRO: RUN OF RIVER | 2010-06-01 | 2010-10-01 |  | 2.487 | 0
873 | PUTTS BRIDGE | HD | INTERMITTENT | Median Reliability Hours Calculation |  | MA | 4007 | HYDRO: RUN OF RIVER | 2010-06-01 | 2010-10-01 |  | 2.083 | 0
874 | RED BRIDGE | HD | INTERMITTENT | Median Reliability Hours Calculation |  | MA | 4007 | HYDRO: RUN OF RIVER | 2010-06-01 | 2010-10-01 |  | 1.997 | 0
875 | RIVER BEND | HD | INTERMITTENT | Median Reliability Hours Calculation |  | NH | 4002 | HYDRO: RUN OF RIVER | 2010-06-01 | 2010-10-01 |  | 0 | 0
876 | ROBERTSVILLE | HD | INTERMITTENT | Median Reliability Hours Calculation |  | CT | 4004 | HYDRO: RUN OF RIVER | 2010-06-01 | 2010-10-01 |  | 0 | 0
877 | SCOTLAND | HD | INTERMITTENT | Median Reliability Hours Calculation |  | CT | 4004 | HYDRO: RUN OF RIVER | 2010-06-01 | 2010-06-01 |  | 1.959 | 0
878 | SKINNER | HD | INTERMITTENT | Median Reliability Hours Calculation |  | MA | 4007 | HYDRO: RUN OF RIVER | 2010-06-01 | 2010-06-01 |  | 0 | 0
879 | TAFTVILLE CT | HD | INTERMITTENT | Median Reliability Hours Calculation |  | CT | 4004 | HYDRO: RUN OF RIVER | 2010-06-01 | 2010-10-01 |  | 0.781 | 0
880 | MCCALLUM ENTERPRISES | HD | INTERMITTENT | Median Reliability Hours Calculation |  | CT | 4004 | HYDRO: RUN OF RIVER | 2003-03-01 | 2003-03-01 |  | 0 | 0
881 | SHELTON LANDFILL | F | INTERMITTENT | Median Reliability Hours Calculation |  | CT | 4004 | METHANE/REFUSE | 2001-03-16 | 2001-03-16 |  | 0 | 0
882 | FRANKLIN FALLS | HD | INTERMITTENT | Median Reliability Hours Calculation |  | NH | 4002 | HYDRO: RUN OF RIVER | 2010-06-01 | 2010-10-01 |  | 0.522 | 0.346
883 | SALMON FALLS HYDRO | HD | INTERMITTENT | Median Reliability Hours Calculation |  | ME | 4001 | HYDRO: RUN OF RIVER | 2010-06-01 | 2010-10-01 |  | 0.541 | 0
884 | SWANS FALLS | HD | INTERMITTENT | Median Reliability Hours Calculation |  | NH | 4002 | HYDRO: RUN OF RIVER | 2006-12-01 | 2010-10-01 |  | 0.41 | 0.189
885 | STEVENS MILL | HD | INTERMITTENT | Median Reliability Hours Calculation |  | NH | 4002 | HYDRO: RUN OF RIVER | 2010-06-01 | 2010-10-01 |  | 0.179 | 0.214
886 | COCHECO FALLS | HD | INTERMITTENT | Median Reliability Hours Calculation |  | NH | 4002 | HYDRO: RUN OF RIVER | 2010-06-01 | 2010-10-01 |  | 0.388 | 0
887 | CHINA MILLS DAM | HD | INTERMITTENT | Median Reliability Hours Calculation |  | NH | 4002 | HYDRO: RUN OF RIVER | 2010-06-01 | 2010-10-01 |  | 0.518 | 0
888 | NEWFOUND HYDRO | HD | INTERMITTENT | Median Reliability Hours Calculation |  | NH | 4002 | HYDRO: RUN OF RIVER | 2010-06-01 | 2010-10-01 |  | 0.881 | 0.201
889 | SUNAPEE HYDRO | HD | INTERMITTENT | Median Reliability Hours Calculation |  | NH | 4002 | HYDRO: RUN OF RIVER | 2010-06-01 | 2010-10-01 |  | 0.302 | 0
890 | NASHUA HYDRO | HD | INTERMITTENT | Median Reliability Hours Calculation |  | NH | 4002 | HYDRO: RUN OF RIVER | 2010-06-01 | 2010-10-01 |  | 0.766 | 0.13
891 | HILLSBORO MILLS | HD | INTERMITTENT | Median Reliability Hours Calculation |  | NH | 4002 | HYDRO: RUN OF RIVER | 2010-06-01 | 2010-10-01 |  | 0.269 | 0
892 | LAKEPORT DAM | HD | INTERMITTENT | Median Reliability Hours Calculation |  | NH | 4002 | HYDRO: RUN OF RIVER | 2010-06-01 | 2010-10-01 |  | 0.353 | 0.143
893 | WEST HOPKINTON HYDRO | HD | INTERMITTENT | Median Reliability Hours Calculation |  | NH | 4002 | HYDRO: RUN OF RIVER | 2010-06-01 | 2010-10-01 |  | 0.413 | 0
894 | LISBON HYDRO | HD | INTERMITTENT | Median Reliability Hours Calculation |  | NH | 4002 | HYDRO: RUN OF RIVER | 2010-06-01 | 2010-10-01 |  | 0.281 | 0.225
895 | LOWER ROBERTSON DAM | HD | INTERMITTENT | Median Reliability Hours Calculation | QF | NH | 4002 | HYDRO: RUN OF RIVER | 2010-06-01 | 2010-10-01 |  | 0.549 | 0.051
897 | OLD NASH DAM | HD | INTERMITTENT | Median Reliability Hours Calculation |  | NH | 4002 | HYDRO: RUN OF RIVER | 2010-06-01 | 2010-10-01 |  | 0.11 | 0
898 | SUGAR RIVER HYDRO | HD | INTERMITTENT | Median Reliability Hours Calculation |  | NH | 4002 | HYDRO: RUN OF RIVER | 2010-06-01 | 2010-06-01 |  | 0.106 | 0
899 | GREAT FALLS UPPER | HD | INTERMITTENT | Median Reliability Hours Calculation |  | NH | 4002 | HYDRO: RUN OF RIVER | 2010-06-01 | 2010-06-01 |  | 0 | 0
900 | GREAT FALLS LOWER | HD | INTERMITTENT | Median Reliability Hours Calculation |  | NH | 4002 | HYDRO: RUN OF RIVER | 2010-06-01 | 2010-10-01 |  | 0.598 | 0
901 | WATERLOOM FALLS | HD | INTERMITTENT | Median Reliability Hours Calculation |  | NH | 4002 | HYDRO: RUN OF RIVER | 2010-06-01 | 2010-10-01 |  | 0.031 | 0
902 | HOSIERY MILL DAM | HD | INTERMITTENT | Median Reliability Hours Calculation |  | NH | 4002 | HYDRO: RUN OF RIVER | 2010-06-01 | 2010-10-01 |  | 0.151 | 0
903 | WYANDOTTE HYDRO | HD | INTERMITTENT | Median Reliability Hours Calculation |  | NH | 4002 | HYDRO: RUN OF RIVER | 2010-06-01 | 2010-10-01 |  | 0.072 | 0
904 | LOCHMERE DAM | HD | INTERMITTENT | Median Reliability Hours Calculation |  | NH | 4002 | HYDRO: RUN OF RIVER | 2010-06-01 | 2010-10-01 |  | 0.554 | 0.193
905 | ASHUELOT HYDRO | HD | INTERMITTENT | Median Reliability Hours Calculation | QF | NH | 4002 | HYDRO: RUN OF RIVER | 2010-06-01 | 2010-10-01 |  | 0.61 | 0.049
906 | ROLLINSFORD HYDRO | HD | INTERMITTENT | Median Reliability Hours Calculation |  | NH | 4002 | HYDRO: RUN OF RIVER | 2010-06-01 | 2010-10-01 |  | 0.971 | 0
907 | BELL MILL/ELM ST. HYDRO | HD | INTERMITTENT | Median Reliability Hours Calculation |  | NH | 4002 | HYDRO: RUN OF RIVER | 2010-06-01 | 2010-06-01 |  | 0 | 0
908 | OTIS MILL HYDRO | HD | INTERMITTENT | Median Reliability Hours Calculation |  | NH | 4002 | HYDRO: RUN OF RIVER | 2010-06-01 | 2010-06-01 |  | 0.01 | 0
909 | STEELS POND HYDRO | HD | INTERMITTENT | Median Reliability Hours Calculation |  | NH | 4002 | HYDRO: RUN OF RIVER | 2010-06-01 | 2010-10-01 |  | 0.276 | 0
910 | CAMPTON DAM | HD | INTERMITTENT | Median Reliability Hours Calculation |  | NH | 4002 | HYDRO: RUN OF RIVER | 2010-06-01 | 2010-10-01 |  | 0.175 | 0.064
911 | KELLEYS FALLS | HD | INTERMITTENT | Median Reliability Hours Calculation |  | NH | 4002 | HYDRO: RUN OF RIVER | 2010-06-01 | 2010-10-01 |  | 0.27 | 0
912 | SUNNYBROOK HYDRO 1 | HD | INTERMITTENT | Median Reliability Hours Calculation |  | NH | 4002 | HYDRO: RUN OF RIVER | 2010-06-01 | 2010-06-01 |  | 0 | 0
913 | GOODRICH FALLS | HD | INTERMITTENT | Median Reliability Hours Calculation |  | NH | 4002 | HYDRO: RUN OF RIVER | 2010-06-01 | 2010-10-01 |  | 0.307 | 0.071
914 | CHAMBERLAIN FALLS | HD | INTERMITTENT | Median Reliability Hours Calculation |  | NH | 4002 | HYDRO: RUN OF RIVER | 2010-06-01 | 2010-06-01 |  | 0 | 0
915 | MONADNOCK PAPER MILLS | HD | INTERMITTENT | Median Reliability Hours Calculation |  | NH | 4002 | HYDRO: RUN OF RIVER | 2010-06-01 | 2010-06-01 |  | 0 | 0
917 | EXETER RIVER HYDRO | HD | INTERMITTENT | Median Reliability Hours Calculation |  | NH | 4002 | HYDRO: RUN OF RIVER | 2006-05-01 | 2006-05-01 |  | 0 | 0
919 | HOPKINTON HYDRO | HD | INTERMITTENT | Median Reliability Hours Calculation |  | NH | 4002 | HYDRO: RUN OF RIVER | 2010-06-01 | 2010-10-01 |  | 0.18 | 0
921 | HADLEY FALLS | HD | INTERMITTENT | Median Reliability Hours Calculation |  | NH | 4002 | HYDRO: RUN OF RIVER | 2010-06-01 | 2010-06-01 |  | 0.018 | 0
922 | NOONE FALLS | HD | INTERMITTENT | Median Reliability Hours Calculation |  | NH | 4002 | HYDRO: RUN OF RIVER | 2010-06-01 | 2010-10-01 |  | 0.077 | 0
924 | FRESHWATER HYDRO | HD | INTERMITTENT | Median Reliability Hours Calculation |  | NH | 4002 | HYDRO: RUN OF RIVER | 2010-06-01 | 2010-06-01 |  | 0 | 0
925 | OTTER LANE HYDRO | HD | INTERMITTENT | Median Reliability Hours Calculation |  | NH | 4002 | HYDRO: RUN OF RIVER | 2010-06-01 | 2010-10-01 |  | 0.042 | 0
926 | PETERBOROUGH LOWER HYDRO | HD | INTERMITTENT | Median Reliability Hours Calculation |  | NH | 4002 | HYDRO: RUN OF RIVER | 2010-06-01 | 2010-06-01 |  | 0 | 0
928 | SALMON BROOK STATION 3 | HD | INTERMITTENT | Median Reliability Hours Calculation |  | NH | 4002 | HYDRO: RUN OF RIVER | 2010-06-01 | 2010-10-01 |  | 0.121 | 0
931 | AVERY DAM | HD | INTERMITTENT | Median Reliability Hours Calculation |  | NH | 4002 | HYDRO: RUN OF RIVER | 2010-06-01 | 2010-10-01 |  | 0.164 | 0.165
932 | WATSON DAM | HD | INTERMITTENT | Median Reliability Hours Calculation |  | NH | 4002 | HYDRO: RUN OF RIVER | 2010-06-01 | 2010-10-01 |  | 0.171 | 0
933 | WESTON DAM | HD | INTERMITTENT | Median Reliability Hours Calculation |  | NH | 4002 | HYDRO: RUN OF RIVER | 2010-06-01 | 2010-10-01 |  | 0.342 | 0.152
935 | SUNNYBROOK HYDRO 2 | HD | INTERMITTENT | Median Reliability Hours Calculation |  | NH | 4002 | HYDRO: RUN OF RIVER | 2010-06-01 | 2010-10-01 |  | 0.016 | 0.009
941 | PETERBOROUGH UPPER HYDRO | HD | INTERMITTENT | Median Reliability Hours Calculation |  | NH | 4002 | HYDRO: RUN OF RIVER | 2010-06-01 | 2010-06-01 |  | 0.077 | 0
942 | DUNBARTON ROAD LANDFILL | D | INTERMITTENT | Median Reliability Hours Calculation | SQF | NH | 4002 | LANDFILL GAS | 2010-06-01 | 2010-10-01 |  | 0.324 | 0.324
943 | FOUR HILLS LANDFILL | D | INTERMITTENT | Median Reliability Hours Calculation | SQF | NH | 4002 | LANDFILL GAS | 2010-06-01 | 2010-10-01 |  | 0.411 | 0.354
946 | MERRIMAC PAPER - QF | HD | INTERMITTENT | Median Reliability Hours Calculation | QF | MA | 4007 | HYDRO: RUN OF RIVER | 2006-10-01 | 2006-06-01 |  | 0 | 0
947 | RIVERDALE MILLS - QF | HD | INTERMITTENT | Median Reliability Hours Calculation | QF | MA | 4006 | HYDRO: RUN OF RIVER | 2006-10-01 | 2006-06-01 |  | 0 | 0
948 | PEPPERELL HYDRO COMPANY LLC | HD | INTERMITTENT | Median Reliability Hours Calculation |  | MA | 4007 | HYDRO: RUN OF RIVER | 2010-06-01 | 2010-10-01 |  | 0.863 | 0.194
949 | VALLEY HYDRO - QF | HD | INTERMITTENT | Median Reliability Hours Calculation | QF | RI | 4005 | HYDRO: RUN OF RIVER | 2010-06-01 | 2010-10-01 |  | 0.205 | 0
950 | LP ATHOL - QF | HD | INTERMITTENT | Median Reliability Hours Calculation | QF | MA | 4007 | HYDRO: RUN OF RIVER | 2010-06-01 | 2010-10-01 |  | 0.074 | 0
951 | BALTIC MILLS - QF | HD | INTERMITTENT | Median Reliability Hours Calculation | QF | NH | 4002 | HYDRO: RUN OF RIVER | 2010-06-01 | 2010-10-01 |  | 0.064 | 0.008
952 | PONTIAC ENERGY - QF | D | INTERMITTENT | Median Reliability Hours Calculation | SQF | RI | 4005 | LANDFILL GAS | 2010-06-01 | 2010-10-01 |  | 0.08 | 0.104
953 | ATTLEBORO LANDFILL - QF | D | INTERMITTENT | Median Reliability Hours Calculation | SQF | MA | 4006 | LANDFILL GAS | 2010-06-01 | 2010-10-01 |  | 0.239 | 0
954 | MM LOWELL LANDFILL - QF | D | INTERMITTENT | Median Reliability Hours Calculation | SQF | MA | 4007 | LANDFILL GAS | 2010-06-01 | 2010-10-01 |  | 0.13 | 0.107
956 | WARE COGEN - QF | F | NON-INTERMITTENT | Median Reliability Hours Calculation | SQF | MA | 4007 | STEAM/REFUSE | 2000-04-01 | 2000-04-01 |  | 0 | 0
957 | HG&E HYDRO/CABOT 1-4 | HD | NON-INTERMITTENT | Average of Monthly Hydrology Ratings |  | MA | 4007 | HYDRO: RUN OF RIVER | 2011-01-01 | 2011-01-01 |  | 2.59 | 2.59
959 | BARTON 1-4 DIESELS | D | NON-INTERMITTENT | Twice a Year Audit Obligation |  | VT | 4003 | DIESEL OIL | 2009-11-21 | 2010-09-22 |  | 0.653 | 0.624
969 | POWDER MILL HYDRO | HD | INTERMITTENT | Median Reliability Hours Calculation |  | MA | 4007 | HYDRO: RUN OF RIVER | 2010-06-01 | 2010-10-01 |  | 0.093 | 0
970 | DUDLEY HYDRO | HD | INTERMITTENT | Median Reliability Hours Calculation |  | MA | 4007 | HYDRO: RUN OF RIVER | 2010-06-01 | 2010-10-01 |  | 0.093 | 0
973 | CONCORD STEAM | F | NON-INTERMITTENT | Median Reliability Hours Calculation | SQF | NH | 4002 | WOOD/REFUSE | 2010-06-01 | 2010-10-01 |  | 0.209 | 0
978 | NEW MILFORD | D | INTERMITTENT | Median Reliability Hours Calculation | SQF | CT | 4004 | LANDFILL GAS | 2010-06-01 | 2010-10-01 |  | 1.753 | 1.519
1028 | BUNKER RD #12 GAS TURB | G | NON-INTERMITTENT | Twice a Year Audit Obligation |  | MA | 4006 | GAS | 2009-04-29 | 2010-03-05 |  | 3.012 | 2.351
1029 | BUNKER RD #13 GAS TURB | G | NON-INTERMITTENT | Twice a Year Audit Obligation |  | MA | 4006 | GAS | 2009-04-29 | 2010-03-05 |  | 3.281 | 2.84
1034 | RIVERSIDE 4-7 | HD | INTERMITTENT | Median Reliability Hours Calculation |  | MA | 4007 | HYDRO: RUN OF RIVER | 2010-06-01 | 2010-10-01 |  | 1.271 | 1.001
1035 | RIVERSIDE 8 | HD | INTERMITTENT | Median Reliability Hours Calculation |  | MA | 4007 | HYDRO: RUN OF RIVER | 2010-06-01 | 2010-10-01 |  | 2.953 | 0
1047 | FAIRFAX | HD | INTERMITTENT | Median Reliability Hours Calculation |  | VT | 4003 | HYDRO: RUN OF RIVER | 2010-06-01 | 2010-10-01 |  | 3.843 | 1.132
1048 | WARE HYDRO | HD | INTERMITTENT | Median Reliability Hours Calculation |  | MA | 4007 | HYDRO: RUN OF RIVER | 2010-06-01 | 2010-10-01 |  | 0.49 | 0
1049 | COLLINS HYDRO | HD | INTERMITTENT | Median Reliability Hours Calculation |  | MA | 4007 | HYDRO: RUN OF RIVER | 2010-06-01 | 2010-10-01 |  | 0.728 | 0.187
1050 | CHICOPEE HYDRO | HD | INTERMITTENT | Median Reliability Hours Calculation |  | MA | 4007 | HYDRO: RUN OF RIVER | 2010-06-01 | 2010-10-01 |  | 1.389 | 0.367
1051 | HAL-BFI | D | INTERMITTENT | Median Reliability Hours Calculation | SQF | MA | 4006 | LANDFILL GAS | 2010-06-01 | 2010-10-01 |  | 0.467 | 0
1052 | EB1-BFI | D | INTERMITTENT | Median Reliability Hours Calculation |  | MA | 4006 | REFUSE | 2010-06-01 | 2010-10-01 |  | 1.286 | 1.081
1054 | BLACKSTONE HYDRO ASSOC | HD | INTERMITTENT | Median Reliability Hours Calculation |  | RI | 4005 | HYDRO: RUN OF RIVER | 2010-06-01 | 2003-03-21 |  | 0.198 | 0
1057 | BLACKSTONE HYDRO LOAD REDUCER | HD | INTERMITTENT | Median Reliability Hours Calculation |  | RI | 4005 | HYDRO: RUN OF RIVER | 2010-06-01 | 2010-10-01 |  | 0.763 | 0
1059 | BARRE LANDFILL | D | INTERMITTENT | Median Reliability Hours Calculation | SQF | MA | 4007 | REFUSE | 2010-06-01 | 2010-10-01 |  | 0.598 | 0.704
1061 | MASCOMA HYDRO | HD | INTERMITTENT | Median Reliability Hours Calculation |  | NH | 4002 | HYDRO: RUN OF RIVER | 2010-03-01 | 2010-10-01 |  | 0.834 | 0.001
1062 | MWRA COSGROVE | HW | INTERMITTENT | Median Reliability Hours Calculation | QF | MA | 4007 | HYDRO: PONDAGE | 2010-06-01 | 2010-10-01 |  | 0.564 | 0.939
1109 | MMWAC | F | INTERMITTENT | Median Reliability Hours Calculation | SQF | ME | 4001 | REFUSE | 2010-06-01 | 2010-10-01 |  | 2.166 | 1.819
1113 | BRASSUA HYDRO | HD | INTERMITTENT | Median Reliability Hours Calculation |  | ME | 4001 | HYDRO: RUN OF RIVER | 2010-06-01 | 2010-10-01 |  | 2.495 | 1.324
1114 | MADISON COMPOSITE | HD | INTERMITTENT | Median Reliability Hours Calculation |  | ME | 4001 | HYDRO: RUN OF RIVER | 2010-06-01 | 2010-06-01 |  | 0 | 0
1117 | GREAT WORKS COMPOSITE | HD | INTERMITTENT | Median Reliability Hours Calculation |  | ME | 4001 | HYDRO: RUN OF RIVER | 2010-06-01 | 2010-10-01 |  | 0.154 | 0
1119 | KENNEBAGO HYDRO | HD | INTERMITTENT | Median Reliability Hours Calculation |  | ME | 4001 | HYDRO: RUN OF RIVER | 2010-06-01 | 2010-10-01 |  | 0.422 | 0.102
1122 | CASCADE-DIAMOND-QF | HD | INTERMITTENT | Median Reliability Hours Calculation | QF | MA | 4007 | HYDRO: RUN OF RIVER | 2010-06-01 | 2010-10-01 |  | 0.241 | 0
1165 | CADYS FALLS | HD | INTERMITTENT | Median Reliability Hours Calculation |  | VT | 4003 | HYDRO: RUN OF RIVER | 2010-06-01 | 2010-10-01 |  | 0.332 | 0.274
1166 | MORRISVILLE PLANT #2 | HD | INTERMITTENT | Median Reliability Hours Calculation |  | VT | 4003 | HYDRO: RUN OF RIVER | 2010-06-01 | 2010-10-01 |  | 0.769 | 0.26
1167 | WOLCOTT HYDRO #1 | HD | INTERMITTENT | Median Reliability Hours Calculation |  | VT | 4003 | HYDRO: RUN OF RIVER | 2010-06-01 | 2010-10-01 |  | 0.356 | 0
1168 | H.K. SANDERS | HW | NON-INTERMITTENT | Twice a Year Audit Obligation |  | VT | 4003 | HYDRO: PONDAGE | 2009-11-21 | 2010-09-22 |  | 1.686 | 1.74
1209 | CRRA HARTFORD LANDFILL | D | INTERMITTENT | Median Reliability Hours Calculation | SQF | CT | 4004 | LANDFILL GAS | 2010-06-01 | 2010-10-01 |  | 1.756 | 1.742
1224 | RANDOLPH/BFG ELECTRIC FACILITY | D | INTERMITTENT | Median Reliability Hours Calculation |  | MA | 4006 | DIESEL OIL | 2010-06-01 | 2010-10-01 |  | 0.554 | 0
1225 | TANNERY DAM | HD | INTERMITTENT | Median Reliability Hours Calculation |  | MA | 4007 | HYDRO: RUN OF RIVER | 2006-10-01 | 2006-06-01 |  | 0 | 0
1258 | BHE SMALL HYDRO COMPOSITE | HD | INTERMITTENT | Median Reliability Hours Calculation | QF | ME | 4001 | HYDRO: RUN OF RIVER | 2010-06-01 | 2010-10-01 |  | 1.957 | 0.15
1259 | J & L ELECTRIC - BIOMASS I | F | INTERMITTENT | Median Reliability Hours Calculation | QF | ME | 4001 | WOOD/REFUSE | 2008-04-29 | 2008-09-29 |  | 0 | 0
1266 | MARSH POWER | HD | INTERMITTENT | Median Reliability Hours Calculation |  | ME | 4001 | HYDRO: RUN OF RIVER | 2006-10-01 | 2006-06-01 |  | 0 | 0
1267 | SPARHAWK | HD | INTERMITTENT | Median Reliability Hours Calculation |  | ME | 4001 | HYDRO: RUN OF RIVER | 2010-06-01 | 2010-10-01 |  | 0.039 | 0
1270 | SYSKO STONY BROOK | HD | INTERMITTENT | Median Reliability Hours Calculation |  | ME | 4001 | HYDRO: RUN OF RIVER | 2010-06-01 | 2010-10-01 |  | 0.017 | 0.015
1271 | SYSKO WIGHT BROOK | HD | INTERMITTENT | Median Reliability Hours Calculation |  | ME | 4001 | HYDRO: RUN OF RIVER | 2010-06-01 | 2010-06-01 |  | 0.024 | 0
1273 | KENNEBEC WATER U5 | HD | INTERMITTENT | Median Reliability Hours Calculation |  | ME | 4001 | HYDRO: RUN OF RIVER | 2010-03-01 | 2010-06-01 |  | 0.41 | 0
1283 | LEWISTON U5 | HD | INTERMITTENT | Median Reliability Hours Calculation |  | ME | 4001 | HYDRO: RUN OF RIVER | 2010-06-01 | 2010-10-01 |  | 0.384 | 0.369
1302 | TCPMCMPAGF GEN1 U5 | D | INTERMITTENT | Median Reliability Hours Calculation |  | ME | 4001 | METHANE/REFUSE | 2000-06-29 | 2000-06-29 |  | 0 | 0
1368 | ROCKY GORGE CORPORATION | HD | INTERMITTENT | Median Reliability Hours Calculation |  | ME | 4001 | HYDRO: RUN OF RIVER | 2010-06-01 | 2010-10-01 |  | 0.296 | 0.087
1495 | SOUTHBRIDGE P&T QF U5 | D | NON-INTERMITTENT | Median Reliability Hours Calculation | SQF | MA | 4007 | GAS | 2010-06-01 | 2010-10-01 |  | 0.062 | 0
1572 | GRANBY SANITARY LANDFILL QF | D | INTERMITTENT | Median Reliability Hours Calculation | SQF | MA | 4007 | LANDFILL GAS | 2009-11-26 | 2006-03-01 |  | 2.8 | 2.8
1640 | GROVETON COGEN U5 | G | NON-INTERMITTENT | Median Reliability Hours Calculation | QF | NH | 4002 | GAS | 2007-03-01 | 2007-03-01 |  | 0 | 0
1641 | WAUSAU COGEN U5 | G | NON-INTERMITTENT | Median Reliability Hours Calculation | SQF | NH | 4002 | GAS | 2009-03-01 | 2009-03-01 |  | 0 | 0
1656 | HULL WIND TURBINE U5 | WIND | INTERMITTENT | Median Reliability Hours Calculation |  | MA | 4006 | WIND | 2002-02-01 | 2010-10-01 |  | 0.165 | 0.098
1678 | SYSKO GARDNER BROOK U5 | HD | INTERMITTENT | Median Reliability Hours Calculation |  | ME | 4001 | HYDRO: RUN OF RIVER | 2010-06-01 | 2010-06-01 |  | 0 | 0
1720 | MIDDLEBURY LOWER | HD | INTERMITTENT | Median Reliability Hours Calculation |  | VT | 4003 | HYDRO: RUN OF RIVER | 2010-06-01 | 2010-10-01 |  | 1.332 | 0.454
2278 | BARKER LOWER HYDRO | HD | INTERMITTENT | Median Reliability Hours Calculation |  | ME | 4001 | HYDRO: RUN OF RIVER | 2010-06-01 | 2010-10-01 |  | 0.608 | 0
2279 | BARKER UPPER HYDRO | HD | INTERMITTENT | Median Reliability Hours Calculation | QF | ME | 4001 | HYDRO: RUN OF RIVER | 2010-06-01 | 2010-10-01 |  | 0.772 | 0
2280 | BENTON FALLS HYDRO | HD | INTERMITTENT | Median Reliability Hours Calculation |  | ME | 4001 | HYDRO: RUN OF RIVER | 2010-06-01 | 2010-10-01 |  | 2.615 | 0.053
2281 | BROWNS MILL HYDRO | HD | INTERMITTENT | Median Reliability Hours Calculation |  | ME | 4001 | HYDRO: RUN OF RIVER | 2010-06-01 | 2010-10-01 |  | 0.587 | 0
2282 | DAMARISCOTTA HYDRO | HD | INTERMITTENT | Median Reliability Hours Calculation |  | ME | 4001 | HYDRO: RUN OF RIVER | 2010-06-01 | 2010-06-01 |  | 0.229 | 0
2283 | EUSTIS HYDRO | HD | INTERMITTENT | Median Reliability Hours Calculation |  | ME | 4001 | HYDRO: RUN OF RIVER | 2010-06-01 | 2010-10-01 |  | 0.139 | 0.048
2284 | GARDINER HYDRO | HD | INTERMITTENT | Median Reliability Hours Calculation |  | ME | 4001 | HYDRO: RUN OF RIVER | 2010-06-01 | 2010-10-01 |  | 1.036 | 0
2285 | GREENVILLE HYDRO | HD | INTERMITTENT | Median Reliability Hours Calculation |  | ME | 4001 | HYDRO: RUN OF RIVER | 2010-06-01 | 2010-10-01 |  | 0.359 | 0
2286 | HACKETT MILLS HYDRO | HD | INTERMITTENT | Median Reliability Hours Calculation |  | ME | 4001 | HYDRO: RUN OF RIVER | 2010-06-01 | 2010-10-01 |  | 0.422 | 0
2287 | MECHANIC FALLS HYDRO | HD | INTERMITTENT | Median Reliability Hours Calculation |  | ME | 4001 | HYDRO: RUN OF RIVER | 2010-06-01 | 2010-10-01 |  | 0.734 | 0
2288 | NORWAY HYDRO | HD | INTERMITTENT | Median Reliability Hours Calculation |  | ME | 4001 | HYDRO: RUN OF RIVER | 2010-06-01 | 2009-07-01 |  | 0 | 0
2289 | PIONEER DAM HYDRO | HD | INTERMITTENT | Median Reliability Hours Calculation |  | ME | 4001 | HYDRO: RUN OF RIVER | 2010-06-01 | 2010-10-01 |  | 0.07 | 0
2290 | PITTSFIELD HYDRO | HD | INTERMITTENT | Median Reliability Hours Calculation |  | ME | 4001 | HYDRO: RUN OF RIVER | 2010-06-01 | 2010-10-01 |  | 0.538 | 0
2291 | WAVERLY AVENUE HYDRO | HD | INTERMITTENT | Median Reliability Hours Calculation |  | ME | 4001 | HYDRO: RUN OF RIVER | 2010-06-01 | 2010-10-01 |  | 0.276 | 0
2292 | YORK HYDRO | HD | INTERMITTENT | Median Reliability Hours Calculation |  | ME | 4001 | HYDRO: RUN OF RIVER | 2010-06-01 | 2010-10-01 |  | 0.894 | 0
2439 | BROCKWAY MILLS U5 | HD | INTERMITTENT | Median Reliability Hours Calculation |  | VT | 4003 | HYDRO: RUN OF RIVER | 2010-06-01 | 2006-06-01 |  | 0.286 | 0
2462 | PLAINVILLE GEN QF U5 | D | INTERMITTENT | Median Reliability Hours Calculation | QF | MA | 4006 | METHANE/REFUSE | 2010-06-01 | 2010-10-01 |  | 3.188 | 2.998
2466 | CHERRY 7 | D | NON-INTERMITTENT | Twice a Year Audit Obligation |  | MA | 4007 | DIESEL OIL | 2009-02-04 | 2009-08-05 |  | 2.8 | 2.8
2467 | CHERRY 8 | D | NON-INTERMITTENT | Twice a Year Audit Obligation |  | MA | 4007 | DIESEL OIL | 2003-03-01 | 2003-03-01 |  | 3.4 | 3.4
2468 | CHERRY 10 | D | NON-INTERMITTENT | Twice a Year Audit Obligation |  | MA | 4007 | DIESEL OIL | 2003-03-01 | 2003-03-01 |  | 2.1 | 2.1
2469 | CHERRY 11 | D | NON-INTERMITTENT | Twice a Year Audit Obligation |  | MA | 4007 | DIESEL OIL | 2003-03-01 | 2003-03-01 |  | 2.1 | 2.1
2470 | CHERRY 12 | D | NON-INTERMITTENT | Twice a Year Audit Obligation |  | MA | 4007 | DIESEL OIL | 2003-03-01 | 2010-02-17 |  | 5 | 4.999
10308 | NECCO COGENERATION FACILITY | D | NON-INTERMITTENT | Twice a Year Audit Obligation | QF | MA | 4008 | DIESEL OIL | 2010-03-30 | 2010-09-17 |  | 4.948 | 4.871
10362 | ACTON HYDRO INC. | HD | INTERMITTENT | Median Reliability Hours Calculation |  | MA | 4008 | HYDRO: RUN OF RIVER | 2006-04-01 | 2006-04-01 |  | 0 | 0
10366 | RRIG EXPANSION PHASE 1 | D | INTERMITTENT | Median Reliability Hours Calculation |  | RI | 4005 | LANDFILL GAS | 2010-04-29 | 2009-09-25 |  | 0 | 0
10401 | CELLEY MILL U5 | HD | INTERMITTENT | Median Reliability Hours Calculation |  | NH | 4002 | HYDRO: RUN OF RIVER | 2010-06-01 | 2010-06-01 |  | 0.066 | 0
10402 | PETTYBORO HYDRO U5 | HD | INTERMITTENT | Median Reliability Hours Calculation |  | NH | 4002 | HYDRO: RUN OF RIVER | 2010-06-01 | 2010-10-01 |  | 0.009 | 0.001
10403 | EASTMAN BROOK U5 | HD | INTERMITTENT | Median Reliability Hours Calculation |  | NH | 4002 | HYDRO: RUN OF RIVER | 2010-06-01 | 2010-10-01 |  | 0.043 | 0
10404 | WHEELABRATOR CLAREMONT U5 | F | INTERMITTENT | Median Reliability Hours Calculation | SQF | NH | 4002 | STEAM/REFUSE | 2010-06-01 | 2010-10-01 |  | 3.303 | 3.485
10406 | LOWER VALLEY HYDRO U5 | HD | INTERMITTENT | Median Reliability Hours Calculation |  | NH | 4002 | HYDRO: RUN OF RIVER | 2010-06-01 | 2010-10-01 |  | 0.451 | 0
10407 | WOODSVILLE HYDRO U5 | HD | INTERMITTENT | Median Reliability Hours Calculation |  | NH | 4002 | HYDRO: RUN OF RIVER | 2010-06-01 | 2010-10-01 |  | 0.214 | 0
10408 | LOWER VILLAGE HYDRO U5 | HD | INTERMITTENT | Median Reliability Hours Calculation |  | NH | 4002 | HYDRO: RUN OF RIVER | 2010-06-01 | 2010-06-01 |  | 0.495 | 0
10409 | SWEETWATER HYDRO U5 | HD | INTERMITTENT | Median Reliability Hours Calculation |  | NH | 4002 | HYDRO: RUN OF RIVER | 2010-06-01 | 2010-10-01 |  | 0.431 | 0
10451 | WESTFIELD #1 U5 | D | INTERMITTENT | Median Reliability Hours Calculation |  | MA | 4007 | METHANE/REFUSE | 2010-06-01 | 2010-06-01 |  | 0 | 0
10615 | BLUE SPRUCE FARM | D | INTERMITTENT | Median Reliability Hours Calculation |  | VT | 4003 | METHANE/REFUSE | 2010-06-01 | 2010-10-01 |  | 0.207 | 0.2
10770 | WEST SPRINGFIELD HYDRO U5 | HD | INTERMITTENT | Median Reliability Hours Calculation |  | MA | 4007 | HYDRO: RUN OF RIVER | 2010-06-01 | 2010-10-01 |  | 0.805 | 0
10801 | COVENTRY CLEAN ENERGY | D | INTERMITTENT | Median Reliability Hours Calculation |  | VT | 4003 | LANDFILL GAS | 2010-06-01 | 2010-10-01 |  | 3.48 | 3.24
10880 | GE LYNN EXCESS REPLACEMENT | G | NON-INTERMITTENT | Twice a Year Audit Obligation | QF | MA | 4008 | DIESEL OIL | 2008-10-01 | 2008-10-01 |  | 0 | 0
10998 | MASSINNOVATION FITCHBURG | PP | INTERMITTENT | Median Reliability Hours Calculation | SQF | MA | 4007 | SOLAR | 2010-06-01 | 2010-06-01 |  | 0 | 0
11052 | GRTR NEW BEDFORD LFG UTIL PROJ | D | INTERMITTENT | Median Reliability Hours Calculation | SQF | MA | 4006 | LANDFILL GAS | 2010-06-01 | 2010-10-01 |  | 2.658 | 2.412
11126 | NORTH HARTLAND HYDRO | HD | INTERMITTENT | Median Reliability Hours Calculation |  | VT | 4003 | HYDRO: RUN OF RIVER | 2010-06-01 | 2010-10-01 |  | 4.131 | 3.223
11154 | BRATTLEBORO LANDFILL | D | INTERMITTENT | Median Reliability Hours Calculation |  | VT | 4003 | LANDFILL GAS | 2010-04-29 | 2009-09-25 |  | 0 | 0
11408 | HULL WIND TURBINE II | WIND | INTERMITTENT | Median Reliability Hours Calculation |  | MA | 4006 | WIND | 2010-06-01 | 2010-10-01 |  | 0.374 | 0.16
11827 | PORTSMOUTH ABBEY WIND QF | WIND | INTERMITTENT | Median Reliability Hours Calculation | QF | RI | 4005 | WIND | 2010-06-01 | 2010-06-01 |  | 0 | 0
11889 | IBEW LOCAL 99 SOLAR QF | PP | INTERMITTENT | Median Reliability Hours Calculation | QF | RI | 4005 | SOLAR | 2010-06-01 | 2010-06-01 |  | 0 | 0
11925 | BROCKTON BRIGHTFIELDS | PP | INTERMITTENT | Median Reliability Hours Calculation |  | MA | 4006 | SOLAR | 2010-06-01 | 2010-10-01 |  | 0 | 0.154
12108 | FIEC DIESEL | D | NON-INTERMITTENT | Twice a Year Audit Obligation |  | ME | 4001 | DIESEL OIL | 2009-11-21 | 2009-06-29 |  | 1.64 | 1.64
12168 | HARRIS ENERGY | HD | INTERMITTENT | Median Reliability Hours Calculation |  | MA | 4007 | HYDRO: RUN OF RIVER | 2010-06-01 | 2010-10-01 |  | 0 | 0
12180 | BERKSHIRE COW POWER | D | INTERMITTENT | Median Reliability Hours Calculation |  | VT | 4003 | METHANE/REFUSE | 2010-06-01 | 2010-10-01 |  | 0.4 | 0.283
12274 | GREEN MOUNTAIN DAIRY | D | INTERMITTENT | Median Reliability Hours Calculation |  | VT | 4003 | METHANE/REFUSE | 2010-06-01 | 2010-10-01 |  | 0.22 | 0.192
12323 | COVENTRY CLEAN ENERGY #4 | D | INTERMITTENT | Median Reliability Hours Calculation |  | VT | 4003 | LANDFILL GAS | 2010-06-01 | 2010-10-01 |  | 2.32 | 2.16
12509 | UNH POWER PLANT | G | NON-INTERMITTENT | Twice a Year Audit Obligation | QF | NH | 4002 | LANDFILL GAS | 2010-03-29 | 2010-03-29 |  | 4.478 | 3.108
13669 | EAST WINDSOR NORCAP LFG PLANT | D | INTERMITTENT | Median Reliability Hours Calculation |  | CT | 4004 | LANDFILL GAS | 2010-06-01 | 2010-10-01 |  | 1.004 | 0.975
13933 | JIMINY PEAK WIND QF | WIND | INTERMITTENT | Median Reliability Hours Calculation | QF | MA | 4007 | WIND | 2010-06-01 | 2010-10-01 |  | 0.021 | 0.019
13975 | CORRIVEAU HYDROELECTRIC LLC | HD | INTERMITTENT | Median Reliability Hours Calculation |  | ME | 4001 | HYDRO: PONDAGE | 2010-06-01 | 2010-10-01 |  | 0 | 0
14098 | FITCHBURG LANDFILL | D | NON-INTERMITTENT | Median Reliability Hours Calculation |  | MA | 4007 | LANDFILL GAS | 2010-06-01 | 2010-10-01 |  | 3.417 | 3.765
14134 | MONTAGNE FARM | D | NON-INTERMITTENT | Twice a Year Audit Obligation |  | VT | 4003 | METHANE/REFUSE | 2010-04-27 | 2010-08-27 |  | 0.064 | 0.19
14271 | AMERESCO NORTHAMPTON | D | NON-INTERMITTENT | Twice a Year Audit Obligation | QF | MA | 4007 | LANDFILL GAS | 2010-04-16 | 2010-09-29 |  | 0.699 | 0
14382 | ETHAN ALLEN CO-GEN 1 | F | NON-INTERMITTENT | Twice a Year Audit Obligation |  | VT | 4003 | STEAM/REFUSE | 2010-04-29 | 2009-09-25 |  | 0 | 0
14383 | SBER ROYAL MILLS LLC | HD | NON-INTERMITTENT | Average of Monthly Hydrology Ratings | QF | RI | 4005 | HYDRO: RUN OF RIVER | 2008-01-26 | 2008-01-26 |  | 0 | 0
14610 | PRINCETON WIND FARM PROJECT | WIND | INTERMITTENT | Median Reliability Hours Calculation |  | MA | 4007 | WIND | 2010-06-01 | 2010-10-01 |  | 0.582 | 0.323
14623 | VALLEY HYDRO (STATION NO. 5) | HD | INTERMITTENT | Median Reliability Hours Calculation |  | MA | 4007 | HYDRO: RUN OF RIVER | 2010-06-01 | 2010-10-01 |  | 0 | 0
14695 | ORONO | HD | INTERMITTENT | Median Reliability Hours Calculation |  | ME | 4001 | HYDRO: RUN OF RIVER | 2010-06-01 | 2010-10-01 |  | 2.215 | 2.19
14707 | COVANTA HAVERHILL - LF GAS | D | NON-INTERMITTENT | Median Reliability Hours Calculation |  | MA | 4008 | LANDFILL GAS | 2010-06-01 | 2010-10-01 |  | 1.498 | 1.513
14767 | PINE TREE LFGTE | D | NON-INTERMITTENT | Twice a Year Audit Obligation |  | ME | 4001 | LANDFILL GAS | 2009-04-24 | 2010-09-22 |  | 2.397 | 2.825
14919 | ZBE-001 | G | INTERMITTENT | Median Reliability Hours Calculation | SQF | NH | 4002 | WOOD/REFUSE | 2008-03-01 | 2008-03-01 |  | 0 | 0
14925 | ICE HOUSE PARTNERS, INC. | HD | NON-INTERMITTENT | Average of Monthly Hydrology Ratings |  | MA | 4007 | HYDRO: RUN OF RIVER | 2011-01-01 | 2011-01-01 |  | 0.26 | 0.065
14937 | UNION GAS STATION | HD | NON-INTERMITTENT | Average of Monthly Hydrology Ratings |  | ME | 4001 | HYDRO: RUN OF RIVER | 2008-03-19 | 2011-01-01 |  | 1.5 | 1.091
15201 | FISKE HYDRO | HD | INTERMITTENT | Median Reliability Hours Calculation | QF | NH | 4002 | HYDRO: RUN OF RIVER | 2010-06-01 | 2010-10-01 |  | 0.09 | 0
15462 | HOLY NAME CC JR SR HIGH SCHOOL | WIND | INTERMITTENT | Median Reliability Hours Calculation |  | MA | 4007 | WIND | 2010-06-01 | 2010-06-01 |  | 0 | 0
15465 | NEIGHBORHOOD ENERGY, LLC | D | NON-INTERMITTENT | Twice a Year Audit Obligation |  | VT | 4003 | METHANE/REFUSE | 2010-04-19 | 2008-10-01 |  | 0.174 | 0
15488 | MIDDLETON BUILDING SUPPLY | F | INTERMITTENT | Median Reliability Hours Calculation | SQF | NH | 4002 | STEAM | 2010-06-01 | 2010-10-01 |  | 0 | 0
15617 | MORETOWN LFGTE | D | NON-INTERMITTENT | Twice a Year Audit Obligation |  | VT | 4003 | LANDFILL GAS | 2010-04-20 | 2009-07-31 |  | 3.008 | 3.017
15706 | BEAVER RIDGE WIND | WIND | INTERMITTENT | Median Reliability Hours Calculation |  | ME | 4001 | WIND | 2010-06-01 | 2010-10-01 |  | 1.501 | 0.568
15787 | WORONOCO HYDRO LLC | HD | INTERMITTENT | Median Reliability Hours Calculation |  | MA | 4007 | HYDRO: RUN OF RIVER | 2010-06-01 | 2010-10-01 |  | 1.372 | 0
15998 | CROSSROADS LANDFILL | D | NON-INTERMITTENT | Twice a Year Audit Obligation |  | ME | 4001 | LANDFILL GAS | 2010-07-26 | 2009-08-01 |  | 2.294 | 2.294
16089 | TURNERS FALLS HYDRO LLC | HD | INTERMITTENT | Median Reliability Hours Calculation |  | MA | 4007 | HYDRO: RUN OF RIVER | 2010-06-01 | 2009-02-01 |  | 0 | 0
16183 | RICHEY WOODWORKING WIND QF | WIND | INTERMITTENT | Median Reliability Hours Calculation | QF | MA | 4008 | WIND | 2010-06-01 | 2010-06-01 |  | 0 | 0
16188 | WILSON HOLDINGS LLC - PV QF | PP | INTERMITTENT | Median Reliability Hours Calculation | QF | MA | 4007 | SOLAR | 2010-06-01 | 2010-06-01 |  | 0 | 0
16233 | CITY OF MEDFORD WIND QF | WIND | INTERMITTENT | Median Reliability Hours Calculation | QF | MA | 4008 | WIND | 2010-06-01 | 2010-06-01 |  | 0 | 0
16234 | CONSTELLATION-MAJILITE PV QF | PP | INTERMITTENT | Median Reliability Hours Calculation | QF | MA | 4007 | SOLAR | 2010-06-01 | 2010-06-01 |  | 0 | 0
16294 | TOWN OF PORTSMOUTH RI WIND QF | WIND | INTERMITTENT | Median Reliability Hours Calculation | QF | RI | 4005 | WIND | 2010-06-01 | 2010-10-01 |  | 0.419 | 0.178
16331 | QUARRY ENERGY PROJECT | D | INTERMITTENT | Median Reliability Hours Calculation | QF | MA | 4006 | LANDFILL GAS | 2010-06-01 | 2010-10-01 |  | 0.334 | 0.378
16332 | BARTLETTS OCEAN VIEW FARM WIND | WIND | INTERMITTENT | Median Reliability Hours Calculation | QF | MA | 4006 | WIND | 2010-06-01 | 2010-06-01 |  | 0 | 0
16386 | NATURE'S CLASSROOM WIND QF | WIND | INTERMITTENT | Median Reliability Hours Calculation | QF | MA | 4007 | WIND | 2010-06-01 | 2010-06-01 |  | 0 | 0
16441 | FACTORY FALLS HYDRO | HD | INTERMITTENT | Median Reliability Hours Calculation |  | VT | 4003 | HYDRO: RUN OF RIVER | 2010-06-01 | 2010-10-01 |  | 0.147 | 0
16523 | STILLWATER | HD | INTERMITTENT | Median Reliability Hours Calculation |  | ME | 4001 | HYDRO: RUN OF RIVER | 2010-06-01 | 2010-10-01 |  | 1.52 | 1.722
16524 | HOWLAND | HD | INTERMITTENT | Median Reliability Hours Calculation |  | ME | 4001 | HYDRO: RUN OF RIVER | 2010-06-01 | 2010-10-01 |  | 1.303 | 0.282
16525 | MEDWAY | HD | INTERMITTENT | Median Reliability Hours Calculation |  | ME | 4001 | HYDRO: RUN OF RIVER | 2010-06-01 | 2010-10-01 |  | 2.597 | 3.224
16640 | HILLDALE AVE HAVERHILL PV | PP | INTERMITTENT | Median Reliability Hours Calculation |  | MA | 4008 | SOLAR | 2011-02-15 | 2011-02-15 |  | 0.412 | 0.412
16642 | RAILROAD AVENUE REVERE PV | PP | INTERMITTENT | Median Reliability Hours Calculation |  | MA | 4008 | SOLAR | 2011-02-16 | 2011-02-16 |  | 0.412 | 0.412
16643 | ROVER STREET EVERETT PV | PP | INTERMITTENT | Median Reliability Hours Calculation |  | MA | 4008 | SOLAR | 2011-02-18 | 2011-02-18 |  | 0.206 | 0.206
16644 | MAIN STREET WHITINSVILLE PV | PP | INTERMITTENT | Median Reliability Hours Calculation |  | MA | 4006 | SOLAR | 2010-07-01 | 2010-10-01 |  | 0.412 | 0.373
16675 | FOX ISLAND WIND | WIND | INTERMITTENT | Median Reliability Hours Calculation |  | ME | 4001 | WIND | 2010-06-01 | 2010-06-01 |  | 0.022 | 0
16926 | THUNDERMIST HYDRO QF | HD | INTERMITTENT | Median Reliability Hours Calculation | QF | RI | 4005 | HYDRO: RUN OF RIVER | 2010-06-01 | 2010-06-01 |  | 0.941 | 0
17023 | NE ENGRS MIDDLETOWN RI WIND QF | WIND | INTERMITTENT | Median Reliability Hours Calculation | QF | RI | 4005 | WIND | 2010-06-01 | 2010-10-01 |  | 0 | 0
17085 | AMERESCO-NEWBURYPORT DPW PV QF | PP | INTERMITTENT | Median Reliability Hours Calculation |  | MA | 4008 | SOLAR | 2010-06-01 | 2010-10-01 |  | 0 | 0.031
17086 | AMERESCO-NEWBRYPT NOCK MS PVQF | PP | INTERMITTENT | Median Reliability Hours Calculation |  | MA | 4008 | SOLAR | 2010-06-01 | 2010-10-01 |  | 0 | 0.08
17128 | OTIS_AF_WIND_TURBINE | WIND | INTERMITTENT | Median Reliability Hours Calculation | QF | MA | 4006 | WIND | 2010-06-01 | 2010-10-01 |  | 0.164 | 0
17194 | TOWN_OF_FALMOUTH_WIND_TURBINE | WIND | INTERMITTENT | Median Reliability Hours Calculation |  | MA | 4006 | WIND | 2010-06-01 | 2010-10-01 |  | 0 | 0.132
17223 | SUGAR RIVER 2 | HD | INTERMITTENT | Median Reliability Hours Calculation | QF | NH | 4002 | HYDRO: RUN OF RIVER | 2010-06-01 | 2010-10-01 |  | 0 | 0
17229 | MOUNT ST MARY-WRENTHAM MA WIND | WIND | INTERMITTENT | Median Reliability Hours Calculation |  | MA | 4006 | WIND | 2010-06-01 | 2010-10-01 |  | 0 | 0
17233 | RAINBOW UNIT 1 | HD | NON-INTERMITTENT | Average of Monthly Hydrology Ratings |  | CT | 4004 | HYDRO: RUN OF RIVER | 2010-03-31 | 2010-03-31 |  | 4.1 | 4.1
17234 | RAINBOW UNIT 2 | HD | NON-INTERMITTENT | Average of Monthly Hydrology Ratings |  | CT | 4004 | HYDRO: RUN OF RIVER | 2010-03-31 | 2010-03-31 |  | 4.1 | 4.1
17259 | SEAMAN ENERGY LLC | D | INTERMITTENT | Median Reliability Hours Calculation | QF | MA | 4007 | LANDFILL GAS | 2010-06-01 | 2010-06-01 |  | 0.484 | 0.485
35379 | SPAULDING POND HYDRO | HD | INTERMITTENT | Median Reliability Hours Calculation |  | NH | 4002 | HYDRO: RUN OF RIVER | 2010-06-01 | 2010-10-01 |  | 0 | 0
36882 | NOTUS WIND I | WIND | INTERMITTENT | Median Reliability Hours Calculation |  | MA | 4006 | WIND | 2010-06-23 | 2010-10-01 |  | 0.68 | 0.009
37224 | PATRIOT PL. D FOXBORO MA PV | PP | INTERMITTENT | Median Reliability Hours Calculation |  | MA | 4006 | SOLAR | 2010-10-01 | 2010-10-01 |  | 0.1 | 0.1
37225 | PATRIOT PL. E FOXBORO MA PV | PP | INTERMITTENT | Median Reliability Hours Calculation |  | MA | 4006 | SOLAR | 2010-10-01 | 2010-10-01 |  | 0.075 | 0.075
37226 | PATRIOT PL. F FOXBORO MA PV | PP | INTERMITTENT | Median Reliability Hours Calculation |  | MA | 4006 | SOLAR | 2010-10-01 | 2010-10-01 |  | 0.1 | 0.1
37227 | PATRIOT PL. H FOXBORO MA PV | PP | INTERMITTENT | Median Reliability Hours Calculation |  | MA | 4006 | SOLAR | 2010-10-01 | 2010-10-01 |  | 0.075 | 0.075
37228 | PATRIOT PL. J FOXBORO MA PV | PP | INTERMITTENT | Median Reliability Hours Calculation |  | MA | 4006 | SOLAR | 2010-10-01 | 2010-10-01 |  | 0.1 | 0.1
37229 | PATRIOT PL. K FOXBORO MA PV | PP | INTERMITTENT | Median Reliability Hours Calculation |  | MA | 4006 | SOLAR | 2010-10-01 | 2010-10-01 |  | 0.1 | 0.1
37230 | UNITED NAT. FOODS PROV. RI PV | PP | INTERMITTENT | Median Reliability Hours Calculation |  | RI | 4005 | SOLAR | 2010-10-01 | 2010-10-01 |  | 0.075 | 0.075
37266 | CARLSON ORCH HARVARD MA PV | PP | INTERMITTENT | Median Reliability Hours Calculation |  | MA | 4007 | SOLAR | 2010-11-01 | 2010-11-01 |  | 0.2 | 0.2
37267 | SPRUCE ENV HAVERHILL MA PV | PP | INTERMITTENT | Median Reliability Hours Calculation |  | MA | 4008 | SOLAR | 2010-11-01 | 2010-11-01 |  | 0.082 | 0.082
37721 | ROYAL MILLS WARWICK RI HYDRO | HD | INTERMITTENT | Median Reliability Hours Calculation |  | RI | 4005 | HYDRO: RUN OF RIVER | 2010-12-01 | 2010-12-01 |  | 0.225 | 0.225
37722 | SILVER LAKE SOLAR PV FACILITY | PP | INTERMITTENT | Median Reliability Hours Calculation |  | MA | 4007 | SOLAR | 2010-12-06 | 2010-12-06 |  | 0 | 0.458
37751 | NM-UNISTRESS | PP | INTERMITTENT | Median Reliability Hours Calculation |  | MA | 4007 | SOLAR | 2011-01-01 | 2011-01-01 |  | 0.039 | 0.039
37752 | NM-COUNTRY | PP | INTERMITTENT | Median Reliability Hours Calculation |  | MA | 4007 | SOLAR | 2011-01-01 | 2011-01-01 |  | 0.051 | 0.051
37753 | NM-HANCOCK | PP | INTERMITTENT | Median Reliability Hours Calculation |  | MA | 4007 | SOLAR | 2011-01-01 | 2011-01-01 |  | 0.033 | 0.033
37754 | NM-QUALITY | PP | INTERMITTENT | Median Reliability Hours Calculation |  | MA | 4007 | SOLAR | 2011-01-01 | 2011-01-01 |  | 0.052 | 0.052
37755 | NM-WOOD | PP | INTERMITTENT | Median Reliability Hours Calculation |  | MA | 4007 | SOLAR | 2011-01-01 | 2011-01-01 |  | 0.039 | 0.039
37756 | NM-FOURSTAR | PP | INTERMITTENT | Median Reliability Hours Calculation |  | MA | 4007 | SOLAR | 2011-01-01 | 2011-01-01 |  | 0.027 | 0.027
37757 | NM-ASTRO | PP | INTERMITTENT | Median Reliability Hours Calculation |  | MA | 4007 | SOLAR | 2011-01-01 | 2011-01-01 |  | 0.039 | 0.039
37758 | NM-MARLEY | PP | INTERMITTENT | Median Reliability Hours Calculation |  | MA | 4007 | SOLAR | 2011-01-01 | 2011-01-01 |  | 0.034 | 0.034
37759 | NM-STONE | PP | INTERMITTENT | Median Reliability Hours Calculation |  | MA | 4007 | SOLAR | 2011-01-01 | 2011-01-01 |  | 0.247 | 0.247
37760 | NM-RIVERVIEW | PP | INTERMITTENT | Median Reliability Hours Calculation |  | MA | 4007 | SOLAR | 2011-01-01 | 2011-01-01 |  | 0.069 | 0.069
37761 | NM-PETRICCA | PP | INTERMITTENT | Median Reliability Hours Calculation |  | MA | 4007 | SOLAR | 2011-01-01 | 2011-01-01 |  | 0.035 | 0.035
37823 | INDIAN RIVER POWER SUPPLY LLC | HD | INTERMITTENT | Median Reliability Hours Calculation |  | MA | 4007 | HYDRO: RUN OF RIVER | 2011-02-01 | 2011-02-01 |  | 1.153 | 0.711
37954 | BLOUNT SEA FALL RIVER MA PV | PP | INTERMITTENT | Median Reliability Hours Calculation |  | MA | 4006 | SOLAR | 2011-03-16 | 2011-03-16 |  | 0.041 | 0.041
37955 | TRANS MED TYNGSBORO MA PV | PP | INTERMITTENT | Median Reliability Hours Calculation |  | MA | 4007 | SOLAR | 2011-03-16 | 2011-03-16 |  | 0.039 | 0.039
37956 | PH HENBIL BILLERICA MA PV | PP | INTERMITTENT | Median Reliability Hours Calculation |  | MA | 4007 | SOLAR | 2011-03-16 | 2011-03-16 |  | 0.031 | 0.031
37957 | CHELM WTR N CHELMSFORD MA PV | PP | INTERMITTENT | Median Reliability Hours Calculation |  | MA | 4007 | SOLAR | 2011-03-16 | 2011-03-16 |  | 0.206 | 0.206
37958 | PETER W ELEM LOWELL MA PV | PP | INTERMITTENT | Median Reliability Hours Calculation |  | MA | 4007 | SOLAR | 2011-03-16 | 2011-03-16 |  | 0.056 | 0.056
37959 | CIRCLE FIN NEWBURYPORT MA PV | PP | INTERMITTENT | Median Reliability Hours Calculation |  | MA | 4008 | SOLAR | 2011-03-16 | 2011-03-16 |  | 0.049 | 0.049
37965 | BIO-DETEK PAWTUCKET RI PV | PP | INTERMITTENT | Median Reliability Hours Calculation |  | RI | 4005 | SOLAR | 2011-03-21 | 2011-03-21 |  | 0.068 | 0.068
37966 | LTI HARVARD AP HARVARD MA PV | PP | INTERMITTENT | Median Reliability Hours Calculation |  | MA | 4007 | SOLAR | 2011-03-21 | 2011-03-21 |  | 0.034 | 0.034
37967 | HILLSIDE MARLBOROUGH MA PV | PP | INTERMITTENT | Median Reliability Hours Calculation |  | MA | 4007 | SOLAR | 2011-03-21 | 2011-03-21 |  | 0.051 | 0.051
37968 | LOW MEM AUD LOWELL MA PV | PP | INTERMITTENT | Median Reliability Hours Calculation |  | MA | 4007 | SOLAR | 2011-03-21 | 2011-03-21 |  | 0.031 | 0.031
37972 | DARTMOUTHBUSPARK_PV_ID1592 | PP | INTERMITTENT | Median Reliability Hours Calculation |  | MA | 4006 | SOLAR | 2011-03-23 | 2011-03-23 |  | 0.659 | 0.659
37973 | GENERAL MILLS METHUEN MA PV | PP | INTERMITTENT | Median Reliability Hours Calculation |  | MA | 4008 | SOLAR | 2011-03-24 | 2011-03-24 |  | 0.039 | 0.039

## Detail_EMS_DCH_Wind
SCC Report Detail: EMS Daily Cycle Hydro & Wind Units
Seasonal Claimed Capability Values for Daily Cycle Hydro and Wind Generating Units
See Detail_Settlement Only listing for additional DCH Units | [9 empty] | Date of Most Recent Change |  | SCC values as of: 4/30/2011
Asset ID | Generator Name | Unit Type | Current Lead Participant | Intermittent/ Non-Intermittent | SCC Determination | SQF | State | SMD Zone | Fuel Type | Winter Rating Date Of Change | Summer Rating Date Of Change | WSCC | SSCC
327 | AMOSKEAG | HD | Public Service Company of New | NON-INTERMITTENT | Average of Monthly Hydrology Ratings |  | NH | 4002 | HYDRO: PONDAGE | 2000-01-01 | 2011-01-01 | 17.5 | 16.781
328 | GULF ISLAND COMPOSITE | HW | FPL Energy Maine Hydro LLC | NON-INTERMITTENT | Twice a Year Audit Obligation |  | ME | 4001 | HYDRO: RESERVOIR | 2000-03-01 | 2000-03-01 | 32.97 | 32.97
330 | AYERS ISLAND | HD | Public Service Company of New | NON-INTERMITTENT | Average of Monthly Hydrology Ratings |  | NH | 4002 | HYDRO: PONDAGE | 2000-01-01 | 2011-01-01 | 9.08 | 8.474
331 | AZISCOHOS HYDRO | HD | NextEra Energy Power Marketing | NON-INTERMITTENT | Average of Monthly Hydrology Ratings |  | ME | 4001 | HYDRO: RUN OF RIVER | 1999-10-23 | 1999-10-23 | 6.81 | 6.81
335 | BELLOWS FALLS | HD | TransCanada Power Marketing, L | NON-INTERMITTENT | Average of Monthly Hydrology Ratings |  | NH | 4002 | HYDRO: PONDAGE | 2000-06-02 | 2000-06-02 | 48.54 | 48.54
346 | BOLTON FALLS | HD | Green Mountain Power Corporati | NON-INTERMITTENT | Average of Monthly Hydrology Ratings |  | VT | 4003 | HYDRO: RUN OF RIVER | 2011-01-01 | 2011-01-01 | 6.018 | 3.333
348 | BOOT MILLS | HD | NSTAR Electric Company | NON-INTERMITTENT | Average of Monthly Hydrology Ratings |  | MA | 4007 | HYDRO: RUN OF RIVER | 2011-01-01 | 2011-01-01 | 16.002 | 6.731
358 | BRUNSWICK | HD | FPL Energy Maine Hydro LLC | INTERMITTENT | Median Reliability Hours Calculation |  | ME | 4001 | HYDRO: RUN OF RIVER | 2010-06-01 | 2010-10-01 | 14.744 | 5.918
359 | J. COCKWELL 1 | PS | Bear Swamp Power Company LLC | NON-INTERMITTENT | Twice a Year Audit Obligation |  | MA | 4007 | HYDRO: PUMPED STORAGE | 2002-03-26 | 2010-07-30 | 292.275 | 284.306
360 | J. COCKWELL 2 | PS | Bear Swamp Power Company LLC | NON-INTERMITTENT | Twice a Year Audit Obligation |  | MA | 4007 | HYDRO: PUMPED STORAGE | 2007-02-27 | 2009-09-17 | 292.763 | 284.638
362 | BULLS BRIDGE | HD | FirstLight Power Resources Man | INTERMITTENT | Median Reliability Hours Calculation |  | CT | 4004 | HYDRO: RUN OF RIVER | 2010-06-01 | 2010-10-01 | 6.609 | 0
369 | CATARACT EAST | HD | FPL Energy Maine Hydro LLC | NON-INTERMITTENT | Average of Monthly Hydrology Ratings |  | ME | 4001 | HYDRO: RUN OF RIVER | 2001-11-01 | 2011-01-01 | 8 | 7.775
379 | COBBLE MOUNTAIN | HW | Holyoke Gas & Electric Departm | NON-INTERMITTENT | Twice a Year Audit Obligation |  | MA | 4007 | HYDRO: RESERVOIR | 2010-03-01 | 2010-09-29 | 32.942 | 0
380 | COMERFORD | HW | TransCanada Power Marketing, L | NON-INTERMITTENT | Twice a Year Audit Obligation |  | NH | 4002 | HYDRO: RESERVOIR | 2010-03-02 | 2010-08-19 | 143.63 | 142.836
389 | DERBY DAM | HD | Connecticut Light and Power Co | NON-INTERMITTENT | Average of Monthly Hydrology Ratings |  | CT | 4004 | HYDRO: RUN OF RIVER | 2001-04-20 | 2001-04-20 | 7.05 | 7.05
393 | DEERFIELD 5 | HD | TransCanada Power Marketing, L | NON-INTERMITTENT | Average of Monthly Hydrology Ratings |  | MA | 4007 | HYDRO: PONDAGE | 2000-06-02 | 2011-01-01 | 13.99 | 13.703
401 | EASTMAN FALLS | HD | Public Service Company of New | NON-INTERMITTENT | Average of Monthly Hydrology Ratings |  | NH | 4002 | HYDRO: PONDAGE | 2000-01-01 | 2011-01-01 | 6.47 | 5.582
405 | ELLSWORTH HYDRO | HW | Black Bear Hydro Partners, LLC | NON-INTERMITTENT | Twice a Year Audit Obligation |  | ME | 4001 | HYDRO: RESERVOIR | 2001-01-25 | 2008-09-22 | 8.624 | 9.097
410 | ESSEX 19 HYDRO | HD | Green Mountain Power Corporati | INTERMITTENT | Median Reliability Hours Calculation |  | VT | 4003 | HYDRO: RUN OF RIVER | 2010-06-01 | 2010-10-01 | 5.437 | 2.098
412 | FALLS VILLAGE | HD | FirstLight Power Resources Man | INTERMITTENT | Median Reliability Hours Calculation |  | CT | 4004 | HYDRO: RUN OF RIVER | 2010-06-01 | 2010-10-01 | 5.589 | 0
413 | FIFE BROOK | HD | Bear Swamp Power Company LLC | NON-INTERMITTENT | Average of Monthly Hydrology Ratings |  | MA | 4007 | HYDRO: PONDAGE | 2000-06-02 | 2011-01-01 | 9.9 | 6.089
424 | GREAT LAKES - MILLINOCKET | HW | Brookfield Energy Marketing, L | NON-INTERMITTENT | Median Reliability Hours Calculation |  | ME | 4001 | HYDRO: PONDAGE | 2010-06-01 | 2010-10-01 | 37.009 | 31.677
427 | GORHAM | HD | Public Service Company of New | NON-INTERMITTENT | Average of Monthly Hydrology Ratings |  | NH | 4002 | HYDRO: RUN OF RIVER | 2000-01-01 | 2011-01-01 | 2.05 | 1.959
432 | HARRIS 1 | HW | FPL Energy Maine Hydro LLC | NON-INTERMITTENT | Twice a Year Audit Obligation |  | ME | 4001 | HYDRO: RESERVOIR | 2000-12-11 | 2000-12-11 | 16.776 | 16.79
433 | HARRIS 2 | HW | FPL Energy Maine Hydro LLC | NON-INTERMITTENT | Twice a Year Audit Obligation |  | ME | 4001 | HYDRO: RESERVOIR | 2004-12-28 | 2010-07-02 | 34.5 | 34.865
434 | HARRIS 3 | HW | FPL Energy Maine Hydro LLC | NON-INTERMITTENT | Twice a Year Audit Obligation |  | ME | 4001 | HYDRO: RESERVOIR | 2004-12-28 | 2000-12-11 | 33.905 | 34.21
435 | HARRIMAN | HW | TransCanada Power Marketing, L | NON-INTERMITTENT | Twice a Year Audit Obligation |  | MA | 4007 | HYDRO: RESERVOIR | 2010-02-16 | 2010-07-28 | 38.663 | 41.039
440 | HIRAM | HD | FPL Energy Maine Hydro LLC | NON-INTERMITTENT | Average of Monthly Hydrology Ratings |  | ME | 4001 | HYDRO: RUN OF RIVER | 2000-03-01 | 2011-01-01 | 11.6 | 11.189
449 | JACKMAN | HW | Public Service Company of New | NON-INTERMITTENT | Twice a Year Audit Obligation |  | NH | 4002 | HYDRO: RESERVOIR | 2011-02-22 | 2010-08-20 | 3.4 | 3.55
457 | LAWRENCE HYDRO | HD | New England Power Company | NON-INTERMITTENT | Average of Monthly Hydrology Ratings |  | MA | 4007 | HYDRO: RUN OF RIVER | 2011-01-01 | 2011-01-01 | 13.36 | 7.014
460 | LOCKWOOD | HD | NextEra Energy Power Marketing | INTERMITTENT | Median Reliability Hours Calculation |  | ME | 4001 | HYDRO: RUN OF RIVER | 2010-06-01 | 2010-10-01 | 4.812 | 2.496
465 | DEERFIELD 2/LWR DRFIELD | HD | TransCanada Power Marketing, L | NON-INTERMITTENT | Average of Monthly Hydrology Ratings |  | MA | 4007 | HYDRO: PONDAGE | 2006-05-24 | 2011-01-01 | 19.5 | 19.275
468 | MARSHFIELD 6 HYDRO | HW | Green Mountain Power Corporati | NON-INTERMITTENT | Twice a Year Audit Obligation |  | VT | 4003 | HYDRO: RESERVOIR | 2009-12-22 | 2009-11-13 | 4.708 | 4.657
473 | MCINDOES | HD | TransCanada Power Marketing, L | NON-INTERMITTENT | Average of Monthly Hydrology Ratings |  | NH | 4002 | HYDRO: PONDAGE | 2011-01-01 | 2011-01-01 | 10.571 | 10.066
487 | MILLER HYDRO | HD | Energy New England LLC | INTERMITTENT | Median Reliability Hours Calculation |  | ME | 4001 | HYDRO: RUN OF RIVER | 2010-06-01 | 2010-10-01 | 10.17 | 4.735
495 | MONTY | HD | FPL Energy Maine Hydro LLC | NON-INTERMITTENT | Average of Monthly Hydrology Ratings |  | ME | 4001 | HYDRO: RUN OF RIVER | 2001-09-01 | 2006-06-01 | 28 | 28
496 | MOORE | HW | TransCanada Power Marketing, L | NON-INTERMITTENT | Twice a Year Audit Obligation |  | NH | 4002 | HYDRO: RESERVOIR | 2009-11-26 | 2010-08-19 | 191.175 | 189.976
532 | PEJEPSCOT | HD | NextEra Energy Power Marketing | INTERMITTENT | Median Reliability Hours Calculation |  | ME | 4001 | HYDRO: RUN OF RIVER | 2010-06-01 | 2010-10-01 | 10.655 | 4.298
539 | PONTOOK HYDRO | HD | Brookfield Energy Marketing, L | INTERMITTENT | Median Reliability Hours Calculation |  | NH | 4002 | HYDRO: RUN OF RIVER | 2010-06-01 | 2010-10-01 | 9.464 | 3.82
541 | PROCTOR | HD | Vermont Marble Company | INTERMITTENT | Median Reliability Hours Calculation |  | VT | 4003 | HYDRO: RUN OF RIVER | 2010-06-01 | 2010-10-01 | 2.7 | 1.9
561 | SEARSBURG | HD | TransCanada Power Marketing, L | NON-INTERMITTENT | Average of Monthly Hydrology Ratings |  | MA | 4007 | HYDRO: PONDAGE | 1999-06-29 | 2011-01-01 | 4.96 | 4.755
565 | SHELDON SPRINGS | HD | Vermont Electric Power Company | INTERMITTENT | Median Reliability Hours Calculation |  | VT | 4003 | HYDRO: RUN OF RIVER | 2010-06-01 | 2010-10-01 | 10.495 | 3.27
566 | SHEPAUG | HW | FirstLight Power Resources Man | NON-INTERMITTENT | Twice a Year Audit Obligation |  | CT | 4004 | HYDRO: RESERVOIR | 2002-03-21 | 2002-03-21 | 42.559 | 41.511
567 | SHERMAN | HW | TransCanada Power Marketing, L | NON-INTERMITTENT | Twice a Year Audit Obligation |  | MA | 4007 | HYDRO: PONDAGE | 2011-02-08 | 2010-08-17 | 6.22 | 6.154
569 | SKELTON | HD | FPL Energy Maine Hydro LLC | NON-INTERMITTENT | Average of Monthly Hydrology Ratings |  | ME | 4001 | HYDRO: RUN OF RIVER | 2000-12-06 | 2011-01-01 | 19.704 | 19.704
570 | SMITH | HD | Public Service Company of New | NON-INTERMITTENT | Average of Monthly Hydrology Ratings |  | NH | 4002 | HYDRO: RUN OF RIVER | 2011-01-01 | 2011-01-01 | 15.244 | 11.676
587 | STEVENSON | HW | FirstLight Power Resources Man | NON-INTERMITTENT | Twice a Year Audit Obligation |  | CT | 4004 | HYDRO: RESERVOIR | 2000-10-01 | 2000-10-01 | 28.9 | 28.311
599 | VERNON | HD | TransCanada Power Marketing, L | NON-INTERMITTENT | Average of Monthly Hydrology Ratings |  | MA | 4007 | HYDRO: PONDAGE | 2010-06-01 | 2010-06-01 | 32 | 32
614 | WATERBURY 22 | HW | Green Mountain Power Corporati | NON-INTERMITTENT | Twice a Year Audit Obligation |  | VT | 4003 | HYDRO: RESERVOIR | 2010-01-01 | 2010-10-18 | 5 | 5
616 | WEST ENFIELD | HD | New Brunswick Power Generation | NON-INTERMITTENT | Average of Monthly Hydrology Ratings |  | ME | 4001 | HYDRO: RUN OF RIVER | 2011-01-01 | 2011-01-01 | 11.612 | 6.631
617 | WESTON | HD | FPL Energy Maine Hydro LLC | NON-INTERMITTENT | Average of Monthly Hydrology Ratings |  | ME | 4001 | HYDRO: RUN OF RIVER | 2000-03-01 | 2000-03-01 | 13.2 | 13.2
620 | WILDER | HW | TransCanada Power Marketing, L | NON-INTERMITTENT | Twice a Year Audit Obligation |  | NH | 4002 | HYDRO: RESERVOIR | 2004-03-09 | 2003-01-01 | 41.337 | 41.16
621 | WILLIAMS | HD | FPL Energy Maine Hydro LLC | NON-INTERMITTENT | Average of Monthly Hydrology Ratings |  | ME | 4001 | HYDRO: RUN OF RIVER | 2000-03-01 | 2000-03-01 | 14.9 | 14.9
622 | WINOOSKI 1 | HD | Vermont Electric Power Company | INTERMITTENT | Median Reliability Hours Calculation |  | VT | 4003 | HYDRO: RUN OF RIVER | 2010-06-01 | 2010-10-01 | 3.591 | 1.364
636 | WYMAN HYDRO 1 | HW | FPL Energy Maine Hydro LLC | NON-INTERMITTENT | Twice a Year Audit Obligation |  | ME | 4001 | HYDRO: RESERVOIR | 2001-08-01 | 2001-08-01 | 27.362 | 27.362
637 | WYMAN HYDRO 2 | HW | FPL Energy Maine Hydro LLC | NON-INTERMITTENT | Twice a Year Audit Obligation |  | ME | 4001 | HYDRO: RESERVOIR | 2001-08-01 | 2001-08-01 | 29.866 | 29.866
638 | WYMAN HYDRO 3 | HW | FPL Energy Maine Hydro LLC | NON-INTERMITTENT | Twice a Year Audit Obligation |  | ME | 4001 | HYDRO: RESERVOIR | 2007-02-06 | 2001-08-01 | 0 | 25.728
739 | ROCKY RIVER | PS | FirstLight Power Resources Man | NON-INTERMITTENT | Twice a Year Audit Obligation |  | CT | 4004 | HYDRO: PUMPED STORAGE | 2005-10-13 | 2001-03-27 | 29.001 | 29.35
754 | BAR MILLS | HD | FPL Energy Maine Hydro LLC | INTERMITTENT | Median Reliability Hours Calculation |  | ME | 4001 | HYDRO: RUN OF RIVER | 2010-06-01 | 2010-10-01 | 2.907 | 0
755 | BONNY EAGLE/W. BUXTON | HD | FPL Energy Maine Hydro LLC | NON-INTERMITTENT | Average of Monthly Hydrology Ratings |  | ME | 4001 | HYDRO: RUN OF RIVER | 2000-03-01 | 2011-01-01 | 17.5 | 16.151
757 | HARRIS 4 | HW | FPL Energy Maine Hydro LLC | NON-INTERMITTENT | Twice a Year Audit Obligation |  | ME | 4001 | HYDRO: RESERVOIR | 2004-12-28 | 2000-12-11 | 1.249 | 1.436
760 | NORTH GORHAM | HD | FPL Energy Maine Hydro LLC | NON-INTERMITTENT | Average of Monthly Hydrology Ratings |  | ME | 4001 | HYDRO: RUN OF RIVER | 2006-04-01 | 2011-01-01 | 2 | 1.595
761 | SHAWMUT | HD | FPL Energy Maine Hydro LLC | NON-INTERMITTENT | Average of Monthly Hydrology Ratings |  | ME | 4001 | HYDRO: RUN OF RIVER | 2000-03-01 | 2000-03-01 | 9.5 | 9.5
768 | GARVINS/HOOKSETT | HD | Public Service Company of New | NON-INTERMITTENT | Average of Monthly Hydrology Ratings |  | NH | 4002 | HYDRO: RUN OF RIVER | 2001-09-01 | 2011-01-01 | 14 | 12.48
769 | HADLEY FALLS 1&2 | HD | Holyoke Gas & Electric Departm | INTERMITTENT | Median Reliability Hours Calculation |  | MA | 4007 | HYDRO: RUN OF RIVER | 2010-06-01 | 2010-10-01 | 29.82 | 8.699
774 | LOWER LAMOILLE COMPOSITE | HW | Central Vermont Public Service | NON-INTERMITTENT | Twice a Year Audit Obligation |  | VT | 4003 | HYDRO: RESERVOIR | 2004-12-31 | 2001-01-10 | 16 | 15.8
775 | MIDDLEBURY COMPOSITE | HW | Central Vermont Public Service | NON-INTERMITTENT | Twice a Year Audit Obligation |  | VT | 4003 | HYDRO: RESERVOIR | 2003-02-01 | 2004-06-14 | 6 | 6.6
776 | N. RUTLAND COMPOSITE | HW | Central Vermont Public Service | NON-INTERMITTENT | Twice a Year Audit Obligation |  | VT | 4003 | HYDRO: RESERVOIR | 2001-01-10 | 2001-01-10 | 4.36 | 5.2
779 | MIDDLESEX 2 | HD | Green Mountain Power Corporati | NON-INTERMITTENT | Average of Monthly Hydrology Ratings |  | VT | 4003 | HYDRO: RUN OF RIVER | 2011-01-01 | 2011-01-01 | 2.956 | 1.553
783 | HIGHGATE FALLS | HW | Vermont Public Power Supply Au | INTERMITTENT | Median Reliability Hours Calculation |  | VT | 4003 | HYDRO: PONDAGE | 2010-06-01 | 2010-10-01 | 8.752 | 3.244
2426 | HYDRO KENNEBEC | HD | Brookfield Energy Marketing, L | INTERMITTENT | Median Reliability Hours Calculation |  | ME | 4001 | HYDRO: RUN OF RIVER | 2010-06-01 | 2010-10-01 | 7.112 | 3.736
2430 | BELDENS-NEW | HD | Vermont Marble Company | INTERMITTENT | Median Reliability Hours Calculation |  | VT | 4003 | HYDRO: RUN OF RIVER | 2010-06-01 | 2010-10-01 | 3.1 | 0.95
2431 | DODGE FALLS-NEW | HD | Vermont Electric Power Company | INTERMITTENT | Median Reliability Hours Calculation |  | VT | 4003 | HYDRO: RUN OF RIVER | 2010-06-01 | 2010-10-01 | 4.485 | 1.609
2432 | HUNTINGTON FALLS-NEW | HD | Vermont Marble Company | INTERMITTENT | Median Reliability Hours Calculation |  | VT | 4003 | HYDRO: RUN OF RIVER | 2010-06-01 | 2010-10-01 | 3.3 | 1.5
2434 | GORGE 18 HYDRO-NEW | HD | Green Mountain Power Corporati | NON-INTERMITTENT | Average of Monthly Hydrology Ratings |  | VT | 4003 | HYDRO: RUN OF RIVER | 2011-01-01 | 2011-01-01 | 3.3 | 2.157
2435 | VERGENNES HYDRO-NEW | HD | Green Mountain Power Corporati | NON-INTERMITTENT | Average of Monthly Hydrology Ratings |  | VT | 4003 | HYDRO: RUN OF RIVER | 2011-01-01 | 2011-01-01 | 2.064 | 1.02
10424 | GREAT LAKES - BERLIN | HD | Brookfield Energy Marketing, L | NON-INTERMITTENT | Median Reliability Hours Calculation |  | NH | 4002 | HYDRO: RUN OF RIVER | 2010-06-01 | 2010-10-01 | 10.176 | 5.002
11424 | RUMFORD FALLS | HD | Brookfield Energy Marketing, L | INTERMITTENT | Median Reliability Hours Calculation |  | ME | 4001 | HYDRO: RUN OF RIVER | 2010-06-01 | 2010-10-01 | 35.44 | 22.812
12551 | KIBBY WIND POWER | WIND | TransCanada Power Marketing, L | INTERMITTENT | Median Reliability Hours Calculation |  | ME | 4001 | WIND | 2010-10-26 | 2010-10-26 | 47.3 | 20.4
14217 | NORTHFIELD MOUNTAIN 1 | PS | FirstLight Power Resources Man | NON-INTERMITTENT | Twice a Year Audit Obligation |  | MA | 4007 | HYDRO: PUMPED STORAGE | 2007-12-11 | 2010-09-29 | 270 | 0
14218 | NORTHFIELD MOUNTAIN 2 | PS | FirstLight Power Resources Man | NON-INTERMITTENT | Twice a Year Audit Obligation |  | MA | 4007 | HYDRO: PUMPED STORAGE | 2007-12-11 | 2010-09-29 | 270 | 0
14219 | NORTHFIELD MOUNTAIN 3 | PS | FirstLight Power Resources Man | NON-INTERMITTENT | Twice a Year Audit Obligation |  | MA | 4007 | HYDRO: PUMPED STORAGE | 2007-12-11 | 2010-09-29 | 270 | 0
14220 | NORTHFIELD MOUNTAIN 4 | PS | FirstLight Power Resources Man | NON-INTERMITTENT | Twice a Year Audit Obligation |  | MA | 4007 | HYDRO: PUMPED STORAGE | 2007-12-11 | 2010-09-29 | 270 | 0
14801 | CABOT | HD | FirstLight Power Resources Man | NON-INTERMITTENT | Average of Monthly Hydrology Ratings |  | MA | 4007 | HYDRO: PONDAGE | 2008-03-27 | 2011-01-01 | 61.8 | 61.481
14808 | TURNERSFALLS | HD | FirstLight Power Resources Man | NON-INTERMITTENT | Average of Monthly Hydrology Ratings |  | MA | 4007 | HYDRO: RUN OF RIVER | 2008-03-27 | 2008-03-27 | 6.4 | 6.4
15115 | LEMPSTER WIND | WIND | Public Service Company of New | INTERMITTENT | Median Reliability Hours Calculation |  | NH | 4002 | WIND | 2010-06-01 | 2010-10-01 | 8.143 | 4.425
15464 | STETSON WIND FARM | WIND | Evergreen Wind Power V, LLC | INTERMITTENT | Median Reliability Hours Calculation |  | ME | 4001 | WIND | 2010-06-01 | 2010-10-01 | 12.624 | 6.905
16295 | PPL VEAZIE | HD | Black Bear HVGW, LLC | INTERMITTENT | Median Reliability Hours Calculation |  | ME | 4001 | HYDRO: RUN OF RIVER | 2010-06-01 | 2010-10-01 | 7.756 | 5.062
16296 | MILFORD HYDRO | HD | Black Bear Hydro Partners, LLC | INTERMITTENT | Median Reliability Hours Calculation |  | ME | 4001 | HYDRO: RUN OF RIVER | 2010-06-01 | 2010-10-01 | 6.281 | 4.348
16612 | STETSON II WIND FARM | WIND | Stetson Wind II, LLC. | INTERMITTENT | Median Reliability Hours Calculation |  | ME | 4001 | WIND | 2010-06-01 | 2010-10-01 | 3.898 | 2.451
16614 | BERKSHIRE WIND POWER PROJECT | WIND | Massachusetts Municipal Whol | INTERMITTENT | Median Reliability Hours Calculation |  | MA | 4007 | WIND | 2011-04-27 | 2011-04-27 | 0 | 0
37175 | ROLLINS WIND PLANT | WIND | Evergreen Wind Power III, LLC | INTERMITTENT | Median Reliability Hours Calculation |  | ME | 4001 | WIND | 2011-04-27 | 2011-04-27 | 0 | 0

## Non-IPR Daily Cycle Hydro
Non-Intermittent Daily Cycle Hydro Asset Listing | [9 empty] | The SSCC is calculated from the average of the 4 summer monthly ratings (June - September) and the WSCC is calculated from the average of the 8 winter monthly ratings (October - May)
Basic Generator Asset Information | [5 empty] | Lead Market Participant Information |  | SCC Values as of 4/30/2011 |  | Non-Intermittent Daily cycle hydro capability calculations will utilize daily mean river flow rate data, over a 20-year historical period. Ratings for such assets are established and updated in calendar years that are evenly divisible by five. The 20-year hydrology monthly capability ratings below are from 2010. These monthly ratings are the upper capability limits for these assets. | [11 empty] | The Lead Market Participant can claim up to the 20-year hydrology monthly capability ratings but may claim capability that is less than the 20-year hydrology ratings. The monthly ratings below are what is claimed on the corresponding registration form for each asset.
Asset ID | Generator Name | Class | State | Load Zone | Fuel Type | Current Lead Participant | Customer ID | WSCC | SSCC | January | February | March | April | May | June | July | August | September | October | November | December | January | February | March | April | May | June | July | August | September | October | November | December
327 | AMOSKEAG | EMS | NH | 4002 | HYDRO: PONDAGE | Public Service Company of New | 50094 | 17.5 | 16.781 | 17.5 | 17.5 | 17.5 | 17.5 | 17.5 | 17.5 | 17.5 | 16.5566 | 15.5681 | 17.5 | 17.5 | 17.5 | 17.5 | 17.5 | 17.5 | 17.5 | 17.5 | 17.5 | 17.5 | 17.5 | 17.5 | 17.5 | 17.5 | 17.5
330 | AYERS ISLAND | EMS | NH | 4002 | HYDRO: PONDAGE | Public Service Company of New | 50094 | 9.08 | 8.474 | 9.08 | 9.08 | 9.08 | 9.08 | 9.08 | 9.08 | 9.08 | 7.9567 | 7.7797 | 9.08 | 9.08 | 9.08 | 9.08 | 9.08 | 9.08 | 9.08 | 9.08 | 9.08 | 9.08 | 9.08 | 9.08 | 9.08 | 9.08 | 9.08
331 | AZISCOHOS HYDRO | EMS | ME | 4001 | HYDRO: RUN OF RIVER | NextEra Energy Power Marketing | 50086 | 6.81 | 6.81 | 6.81 | 6.81 | 6.81 | 6.81 | 6.81 | 6.81 | 6.81 | 6.81 | 6.81 | 6.81 | 6.81 | 6.81 | 6.81 | 6.81 | 6.81 | 6.81 | 6.81 | 6.81 | 6.81 | 6.81 | 6.81 | 6.81 | 6.81 | 6.81
335 | BELLOWS FALLS | EMS | NH | 4002 | HYDRO: PONDAGE | TransCanada Power Marketing, L | 50091 | 48.54 | 48.54 | 48.54 | 48.54 | 48.54 | 48.54 | 48.54 | 48.54 | 48.54 | 48.54 | 48.54 | 48.54 | 48.54 | 48.54 | 48.54 | 48.54 | 48.54 | 48.54 | 48.54 | 48.54 | 48.54 | 48.54 | 48.54 | 48.54 | 48.54 | 48.54
346 | BOLTON FALLS | EMS | VT | 4003 | HYDRO: RUN OF RIVER | Green Mountain Power Corporati | 50275 | 6.018 | 3.333 | 7.8 | 7.8 | 7.8 | 7.8 | 7.8 | 6.0496 | 3.2437 | 2.6901 | 2.4875 | 7.8 | 7.8 | 7.8 | 4.194 | 4.024 | 7.8 | 7.8 | 7.8 | 4.909 | 3.363 | 2.89 | 2.688 | 4.381 | 6.898 | 5.243
348 | BOOT MILLS | EMS | MA | 4007 | HYDRO: RUN OF RIVER | NSTAR Electric Company | 3 | 16.002 | 6.731 | 15.7419 | 13.6216 | 20 | 20 | 20 | 11.1413 | 6.0807 | 5.0206 | 4.6806 | 7.8509 | 14.6818 | 16.1219 | 20 | 20 | 20 | 20 | 20 | 20 | 20 | 20 | 20 | 20 | 20 | 20
369 | CATARACT EAST | EMS | ME | 4001 | HYDRO: RUN OF RIVER | FPL Energy Maine Hydro LLC | 50173 | 8 | 7.775 | 8 | 8 | 8 | 8 | 8 | 8 | 8 | 7.6497 | 7.4514 | 8 | 8 | 8 | 8 | 8 | 8 | 8 | 8 | 8 | 8 | 8 | 8 | 8 | 8 | 8
389 | DERBY DAM | EMS | CT | 4004 | HYDRO: RUN OF RIVER | Connecticut Light and Power Co | 50092 | 7.05 | 7.05 | 7.05 | 7.05 | 7.05 | 7.05 | 7.05 | 7.05 | 7.05 | 7.05 | 7.05 | 7.05 | 7.05 | 7.05 | 7.05 | 7.05 | 7.05 | 7.05 | 7.05 | 7.05 | 7.05 | 7.05 | 7.05 | 7.05 | 7.05 | 7.05
393 | DEERFIELD 5 | EMS | MA | 4007 | HYDRO: PONDAGE | TransCanada Power Marketing, L | 50091 | 13.99 | 13.703 | 13.99 | 13.99 | 13.99 | 13.99 | 13.99 | 13.99 | 13.9268 | 13.99 | 12.9062 | 13.99 | 13.99 | 13.99 | 13.99 | 13.99 | 13.99 | 13.99 | 13.99 | 13.99 | 13.99 | 13.99 | 13.99 | 13.99 | 13.99 | 13.99
401 | EASTMAN FALLS | EMS | NH | 4002 | HYDRO: PONDAGE | Public Service Company of New | 50094 | 6.47 | 5.582 | 6.47 | 6.47 | 6.47 | 6.47 | 6.47 | 6.47 | 6.0331 | 4.9669 | 4.8564 | 6.47 | 6.47 | 6.47 | 6.47 | 6.47 | 6.47 | 6.47 | 6.47 | 6.47 | 6.47 | 6.47 | 6.47 | 6.47 | 6.47 | 6.47
413 | FIFE BROOK | EMS | MA | 4007 | HYDRO: PONDAGE | Bear Swamp Power Company LLC | 50794 | 9.9 | 6.089 | 9.9 | 9.9 | 9.9 | 9.9 | 9.9 | 6.5349 | 6.2792 | 6.3762 | 5.1677 | 9.9 | 9.9 | 9.9 | 9.9 | 9.9 | 9.9 | 9.9 | 9.9 | 9.9 | 7.863 | 8.389 | 7.648 | 9.9 | 9.9 | 9.9
427 | GORHAM | EMS | NH | 4002 | HYDRO: RUN OF RIVER | Public Service Company of New | 50094 | 2.05 | 1.959 | 2.05 | 2.05 | 2.05 | 2.05 | 2.05 | 2.05 | 1.9353 | 1.903 | 1.9461 | 2.05 | 2.05 | 2.05 | 2.05 | 2.05 | 2.05 | 2.05 | 2.05 | 2.05 | 2.05 | 2.05 | 2.05 | 2.05 | 2.05 | 2.05
440 | HIRAM | EMS | ME | 4001 | HYDRO: RUN OF RIVER | FPL Energy Maine Hydro LLC | 50173 | 11.6 | 11.189 | 11.6 | 11.6 | 11.6 | 11.6 | 11.6 | 11.6 | 11.6 | 10.9195 | 10.6365 | 11.6 | 11.6 | 11.6 | 11.6 | 11.6 | 11.6 | 11.6 | 11.6 | 11.6 | 11.6 | 11.6 | 11.6 | 11.6 | 11.6 | 11.6
457 | LAWRENCE HYDRO | EMS | MA | 4007 | HYDRO: RUN OF RIVER | New England Power Company | 81 | 13.36 | 7.014 | 14.1 | 14.1 | 14.1 | 14.1 | 14.1 | 11.6097 | 6.3363 | 5.2317 | 4.8773 | 8.181 | 14.1 | 14.1 | 14.1 | 14.1 | 14.1 | 14.1 | 14.1 | 14.1 | 9.3 | 9.4 | 7.775 | 12.402 | 14.1 | 14.1
465 | DEERFIELD 2/LWR DRFIELD | EMS | MA | 4007 | HYDRO: PONDAGE | TransCanada Power Marketing, L | 50091 | 19.5 | 19.275 | 19.5 | 19.5 | 19.5 | 19.5 | 19.5 | 19.5 | 19.5 | 19.5 | 18.5988 | 19.5 | 19.5 | 19.5 | 19.5 | 19.5 | 19.5 | 19.5 | 19.5 | 19.5 | 19.5 | 19.5 | 19.5 | 19.5 | 19.5 | 19.5
473 | MCINDOES | EMS | NH | 4002 | HYDRO: PONDAGE | TransCanada Power Marketing, L | 50091 | 10.571 | 10.066 | 10.63 | 10.4563 | 10.63 | 10.63 | 10.63 | 10.63 | 10.63 | 9.8972 | 9.1054 | 10.3347 | 10.63 | 10.63 | 10.63 | 10.63 | 10.63 | 10.63 | 10.63 | 10.63 | 10.63 | 10.63 | 10.63 | 10.63 | 10.63 | 10.63
495 | MONTY | EMS | ME | 4001 | HYDRO: RUN OF RIVER | FPL Energy Maine Hydro LLC | 50173 | 28 | 28 | 28 | 28 | 28 | 28 | 28 | 28 | 28 | 28 | 28 | 28 | 28 | 28 | 28 | 28 | 28 | 28 | 28 | 28 | 28 | 28 | 28 | 28 | 28 | 28
561 | SEARSBURG | EMS | MA | 4007 | HYDRO: PONDAGE | TransCanada Power Marketing, L | 50091 | 4.96 | 4.755 | 4.96 | 4.96 | 4.96 | 4.96 | 4.96 | 4.96 | 4.96 | 4.96 | 4.1387 | 4.96 | 4.96 | 4.96 | 4.96 | 4.96 | 4.96 | 4.96 | 4.96 | 4.96 | 4.96 | 4.96 | 4.96 | 4.96 | 4.96 | 4.96
569 | SKELTON | EMS | ME | 4001 | HYDRO: RUN OF RIVER | FPL Energy Maine Hydro LLC | 50173 | 19.704 | 19.704 | 19.704 | 19.704 | 19.704 | 19.704 | 19.704 | 19.704 | 19.704 | 19.704 | 19.704 | 19.704 | 19.704 | 19.704 | 19.704 | 19.704 | 19.704 | 19.704 | 19.704 | 19.704 | 19.704 | 19.704 | 19.704 | 19.704 | 19.704 | 19.704
570 | SMITH | EMS | NH | 4002 | HYDRO: RUN OF RIVER | Public Service Company of New | 50094 | 15.244 | 11.676 | 14.8947 | 15.6636 | 16.5507 | 17.6 | 17.5561 | 12.9479 | 11.292 | 11.1146 | 11.3511 | 12.1743 | 13.8598 | 13.6528 | 16.078 | 16.492 | 17.6 | 17.6 | 17.6 | 17.6 | 13.894 | 12.771 | 13.066 | 14.362 | 16.669 | 16.196
599 | VERNON | EMS | MA | 4007 | HYDRO: PONDAGE | TransCanada Power Marketing, L | 50091 | 32 | 32 | 36.79 | 36.79 | 36.79 | 36.79 | 36.79 | 36.79 | 36.79 | 36.79 | 36.79 | 36.79 | 36.79 | 36.79 | 36.79 | 36.79 | 36.79 | 36.79 | 36.79 | 36.79 | 36.79 | 36.79 | 36.79 | 36.79 | 36.79 | 36.79
616 | WEST ENFIELD | EMS | ME | 4001 | HYDRO: RUN OF RIVER | New Brunswick Power Generation | 50899 | 11.612 | 6.631 | 8.3465 | 7.2277 | 10.5787 | 19.1 | 17.3655 | 9.3433 | 6.0665 | 5.2129 | 5.9022 | 7.5406 | 12.2754 | 10.4621 | 9.359 | 9.412 | 18.002 | 19.1 | 19.1 | 12.912 | 8.85 | 7.769 | 7.472 | 10.897 | 15.881 | 16.305
617 | WESTON | EMS | ME | 4001 | HYDRO: RUN OF RIVER | FPL Energy Maine Hydro LLC | 50173 | 13.2 | 13.2 | 13.2 | 13.2 | 13.2 | 13.2 | 13.2 | 13.2 | 13.2 | 13.2 | 13.2 | 13.2 | 13.2 | 13.2 | 13.2 | 13.2 | 13.2 | 13.2 | 13.2 | 13.2 | 13.2 | 13.2 | 13.2 | 13.2 | 13.2 | 13.2
621 | WILLIAMS | EMS | ME | 4001 | HYDRO: RUN OF RIVER | FPL Energy Maine Hydro LLC | 50173 | 14.9 | 14.9 | 14.9 | 14.9 | 14.9 | 14.9 | 14.9 | 14.9 | 14.9 | 14.9 | 14.9 | 14.9 | 14.9 | 14.9 | 14.9 | 14.9 | 14.9 | 14.9 | 14.9 | 14.9 | 14.9 | 14.9 | 14.9 | 14.9 | 14.9 | 14.9
737 | SIMPSON G LOAD REDUCER | SO | VT | 4003 | HYDRO: RUN OF RIVER | Central Vermont Public Service | 50252 | 3.384 | 1.382 | 2.946 | 1.8268 | 3.2373 | 4.85 | 4.85 | 2.7141 | 1.2967 | 0.82644 | 0.69143 | 1.4975 | 4.5605 | 3.3053 | 4.341 | 2.972 | 4.85 | 4.85 | 4.85 | 4.85 | 2.742 | 1.725 | 1.924 | 3.958 | 4.85 | 4.85
755 | BONNY EAGLE/W. BUXTON | EMS | ME | 4001 | HYDRO: RUN OF RIVER | FPL Energy Maine Hydro LLC | 50173 | 17.5 | 16.151 | 17.5 | 17.5 | 17.5 | 17.5 | 17.5 | 12.7088 | 17.5 | 17.3291 | 17.0655 | 17.5 | 17.5 | 17.5 | 17.5 | 17.5 | 17.5 | 17.5 | 17.5 | 16.309 | 17.5 | 17.5 | 17.5 | 17.5 | 17.5 | 17.5
759 | MESSALONSKEE COMPOSITE | SO | ME | 4001 | HYDRO: RUN OF RIVER | Messalonskee Stream Hydro, LLC | 51367 | 4.4 | 3.036 | 4.526 | 4.526 | 4.526 | 4.526 | 4.526 | 4.526 | 2.0278 | 1.315 | 4.526 | 4.526 | 4.526 | 4.526 | 4.4 | 4.4 | 4.4 | 4.4 | 4.4 | 4.4 | 4.344 | 3.205 | 4.4 | 4.4 | 4.4 | 4.4
760 | NORTH GORHAM | EMS | ME | 4001 | HYDRO: RUN OF RIVER | FPL Energy Maine Hydro LLC | 50173 | 2 | 1.595 | 2 | 2 | 2 | 2 | 2 | 1.8824 | 1.49 | 1.5264 | 1.4793 | 2 | 2 | 2 | 2 | 2 | 2 | 2 | 2 | 2 | 1.976 | 1.971 | 1.866 | 2 | 2 | 2
761 | SHAWMUT | EMS | ME | 4001 | HYDRO: RUN OF RIVER | FPL Energy Maine Hydro LLC | 50173 | 9.5 | 9.5 | 9.5 | 9.5 | 9.5 | 9.5 | 9.5 | 9.5 | 9.5 | 9.5 | 9.5 | 9.5 | 9.5 | 9.5 | 9.5 | 9.5 | 9.5 | 9.5 | 9.5 | 9.5 | 9.5 | 9.5 | 9.5 | 9.5 | 9.5 | 9.5
768 | GARVINS/HOOKSETT | EMS | NH | 4002 | HYDRO: RUN OF RIVER | Public Service Company of New | 50094 | 14 | 12.48 | 14 | 14 | 14 | 14 | 14 | 14 | 13.5542 | 11.469 | 10.8978 | 14 | 14 | 14 | 14 | 14 | 14 | 14 | 14 | 14 | 14 | 14 | 13.61 | 14 | 14 | 14
779 | MIDDLESEX 2 | EMS | VT | 4003 | HYDRO: RUN OF RIVER | Green Mountain Power Corporati | 50275 | 2.956 | 1.553 | 3.3 | 2.8998 | 3.3 | 3.3 | 3.3 | 2.6026 | 1.3962 | 1.1505 | 1.0614 | 2.9215 | 3.3 | 3.3 | 2.456 | 2.356 | 3.3 | 3.3 | 3.3 | 2.874 | 1.969 | 1.692 | 1.573 | 2.565 | 3.3 | 3.07
787 | LEWISTON CANAL COMPOSITE | SO | ME | 4001 | HYDRO: RUN OF RIVER | FPL Energy Maine Hydro LLC | 50173 | 0 | 0 | 0 | 0 | 0 | 0 | 0 | 0 | 0 | 0 | 0 | 0 | 0 | 0 | 6.49 | 6.49 | 6.49 | 6.49 | 6.49 | 3.43 | 0 | 0 | 0 | 6.49 | 6.49 | 6.49
796 | GOODWIN DAM | SO | CT | 4004 | HYDRO: RUN OF RIVER | Connecticut Light and Power Co | 50092 | 3 | 3 | 3 | 3 | 3 | 3 | 3 | 3 | 3 | 3 | 3 | 3 | 3 | 3 | 3 | 3 | 3 | 3 | 3 | 3 | 3 | 3 | 3 | 3 | 3 | 3
803 | TOUTANT | SO | CT | 4004 | HYDRO: RUN OF RIVER | Connecticut Light and Power Co | 50092 | 0.396 | 0.251 | 0.4 | 0.4 | 0.4 | 0.4 | 0.4 | 0.4 | 0.26633 | 0.17136 | 0.16517 | 0.36999 | 0.4 | 0.4 | 0.4 | 0.4 | 0.4 | 0.4 | 0.4 | 0.4 | 0.4 | 0.4 | 0.4 | 0.4 | 0.4 | 0.4
805 | GLEN FALLS | SO | CT | 4004 | HYDRO: RUN OF RIVER | Connecticut Light and Power Co | 50092 | 0 | 0 | 0 | 0 | 0 | 0 | 0 | 0 | 0 | 0 | 0 | 0 | 0 | 0 | 0 | 0 | 0 | 0 | 0 | 0 | 0 | 0 | 0 | 0 | 0 | 0
808 | SANDY HOOK HYDRO | SO | CT | 4004 | HYDRO: RUN OF RIVER | Connecticut Light and Power Co | 50092 | 0.105 | 0.105 | 0.105 | 0.105 | 0.105 | 0.105 | 0.105 | 0.105 | 0.105 | 0.105 | 0.105 | 0.105 | 0.105 | 0.105 | 0.105 | 0.105 | 0.105 | 0.105 | 0.105 | 0.105 | 0.105 | 0.105 | 0.105 | 0.105 | 0.105 | 0.105
812 | BEEBE HOLBROOK | SO | MA | 4007 | HYDRO: RUN OF RIVER | Holyoke Gas & Electric Departm | 44 | 0.205 | 0.205 | 0.205 | 0.205 | 0.205 | 0.205 | 0.205 | 0.205 | 0.205 | 0.205 | 0.205 | 0.205 | 0.205 | 0.205 | 0.304 | 0.304 | 0.304 | 0.304 | 0.304 | 0.304 | 0.304 | 0.304 | 0.304 | 0.304 | 0.304 | 0.304
862 | CHEMICAL | SO | MA | 4007 | HYDRO: RUN OF RIVER | Holyoke Gas & Electric Departm | 44 | 1.48 | 1.48 | 1.48 | 1.48 | 1.48 | 1.48 | 1.48 | 1.48 | 1.48 | 1.48 | 1.48 | 1.48 | 1.48 | 1.48 | 1.6 | 1.6 | 1.6 | 1.6 | 1.6 | 1.6 | 1.6 | 1.6 | 1.6 | 1.6 | 1.6 | 1.6
957 | HG&E HYDRO/CABOT 1-4 | SO | MA | 4007 | HYDRO: RUN OF RIVER | Holyoke Gas & Electric Departm | 44 | 2.59 | 2.59 | 2.59 | 2.59 | 2.59 | 2.59 | 2.59 | 2.59 | 2.59 | 2.59 | 2.59 | 2.59 | 2.59 | 2.59 | 3.147 | 3.147 | 3.147 | 3.147 | 3.147 | 3.147 | 3.147 | 3.147 | 3.147 | 3.147 | 3.147 | 3.147
2434 | GORGE 18 HYDRO-NEW | EMS | VT | 4003 | HYDRO: RUN OF RIVER | Green Mountain Power Corporati | 50275 | 3.3 | 2.157 | 3.3 | 3.3 | 3.3 | 3.3 | 3.3 | 3.3 | 2.3006 | 1.678 | 1.3491 | 3.3 | 3.3 | 3.3 | 3.3 | 3.3 | 3.3 | 3.3 | 3.3 | 3.3 | 2.596 | 2.364 | 2.258 | 3.3 | 3.3 | 3.3
2435 | VERGENNES HYDRO-NEW | EMS | VT | 4003 | HYDRO: RUN OF RIVER | Green Mountain Power Corporati | 50275 | 2.064 | 1.02 | 2.1 | 2.1 | 2.1 | 2.1 | 2.1 | 1.8043 | 1.0535 | 0.77899 | 0.44155 | 1.8154 | 2.1 | 2.1 | 2.1 | 2.1 | 2.1 | 2.1 | 2.1 | 2.1 | 2.1 | 2.1 | 2.1 | 2.1 | 2.1 | 2.1
14383 | SBER ROYAL MILLS LLC | SO | RI | 4005 | HYDRO: RUN OF RIVER | Narragansett Electric Company | 156 | 0 | 0 | 0.25813 | 0.21869 | 0.25813 | 0.2676 | 0.154 | 0.083005 | 0 | 0 | 0 | 0 | 0.16347 | 0.22658 | 0 | 0 | 0 | 0 | 0 | 0 | 0 | 0 | 0 | 0 | 0 | 0
14801 | CABOT | EMS | MA | 4007 | HYDRO: PONDAGE | FirstLight Power Resources Man | 50876 | 61.8 | 61.481 | 61.8 | 61.8 | 61.8 | 61.8 | 61.8 | 61.8 | 61.8 | 61.8 | 60.5249 | 61.8 | 61.8 | 61.8 | 61.8 | 61.8 | 61.8 | 61.8 | 61.8 | 61.8 | 61.8 | 61.8 | 61.8 | 61.8 | 61.8 | 61.8
14808 | TURNERSFALLS | EMS | MA | 4007 | HYDRO: RUN OF RIVER | FirstLight Power Resources Man | 50876 | 6.4 | 6.4 | 6.4 | 6.4 | 6.4 | 6.4 | 6.4 | 6.4 | 6.4 | 6.4 | 6.4 | 6.4 | 6.4 | 6.4 | 6.4 | 6.4 | 6.4 | 6.4 | 6.4 | 6.4 | 6.4 | 6.4 | 6.4 | 6.4 | 6.4 | 6.4
14925 | ICE HOUSE PARTNERS, INC. | SO | MA | 4007 | HYDRO: RUN OF RIVER | Massachusetts Electric Company | 50075 | 0.26 | 0.065 | 0.26 | 0.26 | 0.26 | 0.26 | 0.26 | 0.26 | 0 | 0 | 0 | 0.26 | 0.26 | 0.26 | 0.26 | 0.26 | 0.26 | 0.26 | 0.26 | 0.26 | 0.26 | 0.26 | 0.26 | 0.26 | 0.26 | 0.26
14937 | UNION GAS STATION | SO | ME | 4001 | HYDRO: RUN OF RIVER | Messalonskee Stream Hydro, LLC | 51367 | 1.5 | 1.091 | 1.568 | 1.568 | 1.568 | 1.568 | 1.568 | 1.568 | 0.82847 | 0.53725 | 1.568 | 1.568 | 1.568 | 1.568 | 1.5 | 1.5 | 1.5 | 1.5 | 1.5 | 1.5 | 1.47 | 1.192 | 1.5 | 1.5 | 1.5 | 1.5
17233 | RAINBOW UNIT 1 | SO | CT | 4004 | HYDRO: RUN OF RIVER | Connecticut Light and Power Co | 50092 | 4.1 | 4.1 | 4.1 | 4.1 | 4.1 | 4.1 | 4.1 | 4.1 | 4.1 | 4.1 | 4.1 | 4.1 | 4.1 | 4.1 | 4.1 | 4.1 | 4.1 | 4.1 | 4.1 | 4.1 | 4.1 | 4.1 | 4.1 | 4.1 | 4.1 | 4.1
17234 | RAINBOW UNIT 2 | SO | CT | 4004 | HYDRO: RUN OF RIVER | Connecticut Light and Power Co | 50092 | 4.1 | 4.1 | 4.1 | 4.1 | 4.1 | 4.1 | 4.1 | 4.1 | 4.1 | 4.1 | 4.1 | 4.1 | 4.1 | 4.1 | 4.1 | 4.1 | 4.1 | 4.1 | 4.1 | 4.1 | 4.1 | 4.1 | 4.1 | 4.1 | 4.1 | 4.1

## Notes_Abbreviations
SCC Report Details: Notes, Definitions, and Abbreviations
"Unit Type" is the general classification of units, for Claimed Capability Audit (CCA) purposes (as per Manual M-RPA). The duration, in hours, of a CCA is determined by the Unit Type.
Generating Unit Type (for Claimed Capability Audit Purposes):
ABBREVIATION | UNIT TYPE, FOR CCA PURPOSES | Duration of CCA for demonstrating/testing Summer SCC (in hours) | Duration of CCA for demonstrating/testing Winter SCC (in hours)
S | Steam Turbine | 8 | 4
N | Nuclear | 8 | 4
CC | Combined Cycle Total Unit | 4 | 4
IG | Integrated Coal Gasification Combustion Cycle | 4 | 4
PB | Pressurized Fluidized Bed Combustion | 4 | 4
G | Combustion Gas Turbine | 2 | 2
D | Internal Combustion Engine | 2 | 2
PS | Hydraulic Turbine - Reversible | 4 | 2
HD | Hydro-Conventional Daily Pondage or Run of River | NA | NA
HW | Hydro-Conventional Weekly | 2 | 2
WIND | Wind Turbine | NA | NA
PP | Photovoltaic | NA | NA
FC | Fuel Cell | NA | NA
OT | Other | * | *
"Class" may be one of two types:
EMS | a unit(s) registered as a Generating Asset and modeled in the ISO-NE Energy Management System (EMS).
SO | a unit(s) registered as a SOG ,NOT modeled in the EMS, and receiving "Settlement Only" Generator treatment
Intermittent/Non-Intermittent Status:
An Intermittent Power Resource is defined as wind, solar, run of river hydro and other renewable resources that do not have control over their net power output. The Intermittent/Non-Intermittent status of a generator asset should be based on the physical characteristics of the unit(s) that make up the generator asset and shall match the Intermittent/Non-Intermittent status of the overlying Forward Capacity Market Resource.
SCC Determination:
Seasonal Claimed Capability is determined for all generator assets by 1 of 3 methods. Details can be found in the M-RPA Registration and Perfromance Auditing Manual.
Twice a Year Audit Obligation: | Non-Intermittent generator assets that are not net-metered or SQF's are required to audit twice a year, once during the summer demonstration period (June 1 through Sept. 15) and once during the winter demonstration period (Nov. 1 through April 15).
Average of Monthly Hydrology Ratings: | Non-Intermittent daily cycle hydro generator asset's SCC-S is calculated from the average of the four summer monthly ratings (June - Sept.) and the SCC-W is calculated using the average of the eight winter monthly ratings (Oct. - May). These monthly SCC ratings are the lower of the 20 year hydrology study or what is claimed on the respective registration form.
Median Reliability Hours Calculation: | The SCC of Intermittent Power Resources generator assets will be determined using the median of net output from the most recently completed Summer Capability and Winter Capability Periods across the Summer (HE 14 - 18) and Winter (HE 18 - 19) Intermittent Reliability Hours, respectively. Registered SQFs and net-metered facilities will have their SCC determined using this method regardless of the Intermittent/Non-Intermittent status.
"SQF" refers to a unit that is eligible for and has elected to be classified as a"Special Qualifying Facility" in accordance with Manual M-RPA. Such units are indicated with a "SQF" in this column. An SQF is not subject to Claimed Capability Audits.
"QF" refers to a unit that is eligible for and has elected to be classified as a"Qualifying Facility" in accordance with Manual 20, Attachment D. Such units are indicated with a "QF" in this column. A QF may or may not be subject to Claimed Capability Audits dependent on the asset audit type.
Change Type (ChangeLP, ChangeWSCC, ChangeSSCC)
| ABBREVIATION | TYPE OF CHANGE FROM PREVIOUS VALUE
| n | Change derives from a new form (either an NX-12 Form or a Settlement Only Registration Form) which has been approved by ISO-NE and involves a change to the Seasonal Claimed Capability (SCC) and/or the Lead Participant.
| m | Change is NOT derived from a new form. This type of change applies to units that are allowed to have monthly ratings (Daily Cylce Hydro and Wind), and the monthly SCC value for the current month is different from that of the previous month.
Load Zones
4001 | Maine | ME
4002 | New Hampshire | NH
4003 | Vermont | VT
4004 | Connecticut | CT
4005 | Rhode Island | RI
4006 | SEMASS | SEMA
4007 | WCMASS | WCMA
4008 | NEMASS | NEMA
Fuel Listing
BFG | Blast-Furnace Gas
BIT | Bituminous Coal
BLQ | Black Liquor
DFO | Distillate Fuel Oil (includes all Diesel and No. 1, No. 2 and No. 4 Fuel Oils)
GEO | Geothermal
JF | Jet Fuel
KER | Kerosene
LIG | Lignite Coal
LFG | Landfill Gas
MSW | Municipal Solid Waste
NG | Natural Gas
NUC | Nuclear (Uranium, Plutonium, Thorium)
PC | Petroleum Coke
PG | Propane
OBG | Other Biomass Gases (Digester Gas, Methane and other biomass gases)
OBL | Other Biomass Liquids (Ethanol, Fish Oil, Liquid Acetonitrile Waste, Medical Waste, Tall Oil, Waste Alcohol and other biomass liquids not specified)
OBS | Other Biomass Solids
(Animal Manure and Waste, Solid Byproducts and other solid biomass not specified)
OG | Other Gas (Butane, Coal Processes, Coke-Oven, Refinery, and other processes)
OTH | Other (Batteries, Chemicals, Coke Breeze, Hydrogen, Pitch, Sulfur, Tar Coal and miscellaneous technologies)
RFO | Residual Fuel Oil (includes No. 5 and No. 6 Fuel Oils and Bunker C Fuel Oil)
SC | Coal-based Synfuel, including briquettes, pellets or extrusions, which are formed by binding materials and processes that recycle material
SLW | Sludge Waste
SUB | Sub-bituminous Coal
SUN | Solar (Photovoltaic, Thermal)
TDF | Tires
WAT | Water (Conventional, Pumped Storage)
WC | Waste/Other Coal (Anthracite Coal, Anthracite Culm, Bituminous Gob, Fine Coal, Lignite Waste, Waste Coal)
WDL | Wood Waste Liquids
WDS | Wood/Wood Waste Solids (Paper Pellets, Railroad Ties, Utility Poles, Wood Chips and other wood solids)
WND | Wind
WO | Oil - Other and Waste Oil (Butane (Liquid), Crude Oil, Liquid Byproducts, Oil Waste, Propane
(Liquid), Re-Refined Motor Oil, Sludge Oil, Tar Oil)
NA | Not Available