## Sheet1
| CTG ID | CTG DESCRIPTION
| 005A | 88005A-1-2/8804A/88006A-1/1780
| 005B | LINES 89005B-1-2&8904B/
| 1000 | LINE 1000-1-2-3/
| 1007 | LINE 1007/
| 1020 | LINE 1020/
| 1028 | LINE 1028/
| 1029 | LINE 1029-1-2-3/
| 1037 | LINE 1037/
| 1039 | LINE 1039/
| 1042 | LINE 1042/
| 1043 | LINE 1043/
| 10431232 | LINE 1043 & 1232/
| 1044 | LINE 1044/
| 1050 | LINE 1050/
| 106526 | LINE 106-526/
| 106527 | LINE 106-527/
| 106528 | LINE 106-528/
| 107 | LINES 107-1-2&107W/
| 1070 | LINES 1070/
| 108 | LINES 108-1-2-3-4-5/
| 1080 | LINE 1080-1-2-3-4/
| 108A | LINES 108-1-2-3-4-5 BYPASS TEMP/
| 109 | LINES 109-1-2/
| 1090 | LINE 1090/
| 10CC | FRNKLNSQ MNCHSTR 10 & 10A CC UNIT/
| 1100 | LINE 1100/
| 110A | LINE (110-522)/
| 110B | LINE (110-510)-2-3-4/
| 110C | LINE (110-511)-2-3-4/
| 111 | LINES 111-1-2-3-4/DARTMTH GEN
| 1113 | LINE 1113/
| 111CABLE | LINE 111-CABLE/ DARG&DARS&DAR3
| 112A | LINE 112-1-2-3-4-5-7/
| 113 | LINE 113-1-2-3-4/
| 1130 | LINE 1130/
| 1130T | LINE 1130_OLD TEMP/
| 1132 | LINE 1132
| 1134 | LINE 1134/
| 1142 | LINE 1142/
| 1146 | LINE 1146/
| 114C | LINE 114-1-2-3-4-7/
| 115 | LINE 115/
| 1151 | LINE 1151/
| 1151617 | LINE 115-16-17/ WAT1&WAT2
| 115A | LINE 115-10-16
| 115B | LINE 115-4-8/
| 115C | LINE 115-8-10/
| 115D | LINE 115-9-4/
| 116 | LINE 116/
| 1161 | LINE 1161-1-2-3/
| 1163 | LINES 1163-1-2-3/
| 1165 | LINE 1165/
| 117 | LINE 117/
| 117502 | LINE 117-502/ 447-502-1
| 117508 | LINE 117-508/ 447-508-3
| 117509 | LINE 117-509/ 447-509-2
| 118 | LINE 118-1-2/
| 119 | LINE 119-1-2-3/
| 1191 | LINE 1191/
| 11BE | BPT_ENER 11BE UNIT/
| 11CC | FRNKLNSQ MNCHSTR 11 & 11A CC UNIT/
| 120 | LINE 120/
| 1200 | LINE 1200/
| 1205 | LINE 1205/
| 1207 | LINE 1207/
| 1208 | LINE 1208/
| 121 | LINE 121/CANAL 121X XFMR
| 1211 | LINE 1211/
| 121T | LINE 121/CANAL 121X XFMR TEMP
| 122 | LINE 122-1-2-3-4/
| 1222 | LINE 1222/
| 122AT | LINE 122-1-2 TEMP/
| 122B | LINE 122-3-4/
| 122T | LINE 122-1-2-3-4 TEMP/
| 1230 | LINE 1230/
| 1231 | LINE 1231-1-2-3/
| 1232 | LIINE 1232/
| 1238 | LINE 1238/
| 1238T | LINE 1238 TEMP/ W AUTORECLOSING
| 1241 | LINE 1241/
| 1242 | LINE 1242-1-2-3/
| 1243 | LINE 1243/
| 1256 | LINE 1256/
| 126 | LINE 126/CANAL 126X XFMR
| 1261 | LINE 1261/
| 1268 | LINE 1268/
| 127 | LINE 127/
| 1270 | LINE 1270/
| 1272 | LINE 1272/ LINE 1585
| 128 | LINE 128/
| 1280 | LINE 1280-1-2-3/
| 128A | LINE 128-518/
| 129 | LINE 129/ LINES 127 & 128 & SEM1&2
| 1292 | LINE 1292/
| 1293 | LINE 1293/
| 129C | LINE C-129/
| 129N | LINES C129N-1-2-3-4-5-6-7/126-502
| 129S | LINE C129S/
| 12BE | BPT_ENER 12BE UNIT/
| 130 | LINE 130/
| 1300 | LINE 1300-1-2/
| 1302 | LINE 1302-1-2-3&637&COBBLE G /
| 1305 | LINE 1305/WAL3-7
| 131 | LINE 131/
| 1310 | LINE 1310/
| 1311 | LINE 1311/
| 1314 | LINE 1314/
| 1316 | LINES 1316-1-2-3
| 1319 | LINE 1319/
| 1322 | LINE 1322/
| 1327 | LINE 1327/
| 1337 | LINE 1337/
| 133E | LINE G133E/
| 134 | LINE 134/
| 1340 | LINE 1340-1-2-3 & 1843/ & WBRY GEN
| 1342 | LINE 1342/
| 1346 | LINE 1346/
| 135 | LINE 135/
| 1350 | LINE 1350/ MFD1 & MFD2
| 1355 | LINE 1355-1-2-3/
| 1356 | LINE 1356/
| 135B | LINE I135N-1-2-4/
| 135F | LINE I135-3-5-6/
| 135S | LINE I135S/
| 136 | LINE 136-1-2 & 136E/WTIS & OAKB
| 1361 | LINE 1361/
| 1363 | LINE 1363/
| 136N | LINE J136N-1-2-3/EW1S - EW4S/
| 136S | LINE J136S-1-2-3/
| 137 | LINE 137/
| 1371 | LINE 1371/
| 137E | LINE K137E-1-2-3-4-5-6-7-8/
| 137W | LINE K137W/
| 1389 | LINE 1389/
| 138E | LINE L138E-1-2-3-4/
| 138W | LINE L138W-1-2/
| 139 | LINE 139-1-2-3-4-5/
| 1394 | LINE 1394/
| 140 | LINE 140-1-2 &140A/
| 1403 | LINE 1403/
| 1406 | LINE 1406/WAL1&2
| 1410 | LINE 1410/
| 1412 | LINE 1412/
| 141N | LINE O141N-1-2-3/
| 141S | LINE O141S/
| 141W | LINE O141W/
| 142 | LINE 142/
| 1421 | LINE 1421/
| 1426 | LINE 1426/
| 1428 | LINE 1428/
| 1429 | LINE 1429/K 142
| 142N | LINE P142N-1-2-3/
| 142W | LINE P142W/
| 143 | LINE 143/
| 1430 | LINE 1430/
| 1433 | LINE 1433/
| 143N | LINE Q143N-1-2-3/
| 144 | LINE 144/
| 1440 | LINE 1440/
| 1443 | LINE 1443/
| 1445 | LINE 1445/
| 1447 | LINE 1447/
| 1448 | LINE 1448/
| 1450 | LINE 1450/
| 1455 | LINE 1455/
| 145E | LINE S145E-1-2-3-4/
| 1460 | LINE 1460/
| 1465 | LINE 1465/
| 1466 | LINE 1466/
| 146E | LINE T146E-1-2-3-4/
| 147 | LINE 147/
| 1470 | LINE 1470-1-2-3/
| 148 | LINE 148/
| 1481 | LINE 1481/
| 1483 | LINE 1483/
| 1485 | LINE 1485/
| 148A | LINE 148-522XY/
| 148B | LINE V148N/
| 148C | LINE V148S-1-2-3/
| 149 | LINE 149-1-2/
| 1490 | LINE 1490/
| 1497 | LINE 1497/E_DEVON 1497-1W/
| 149S | LINES W149S-1-2-3 & K149/
| 1500 | LINE 1500-1-2-3/
| 1505 | LINE 1505-1-2-3-4 & 1712/ PLFD
| 1508 | LINE 1508/
| 1522 | LINE 1522/
| 1527 | LINE 1527/
| 1537 | LINE 1537/
| 1544 | LINE 1544 /
| 1545 | LINE 1545/
| 154N | LINE B154N-1-2-3-4-5-6 & K163/
| 154S | LINES B154S-1-2-3/B154N-3&N192
| 1550 | LINES 1550-1-2-3/
| 1551 | LINE 1551/
| 1552 | LINE 1552/
| 1555 | LINE 1555/ BULL
| 1556 | LINE 1556/
| 155N | LINE C155N-1-2-3-4-5/
| 155S | LINES C155S-1-2-3&M191-1-2/C155N-4
| 1560 | LINE 1560-1-2-3/2K
| 1565 | LINE 1565-1-2-3/
| 1572 | LINES 1572 & 1772/
| 1578 | LINE 1578/
| 1580 | LINE 1580/
| 1588 | LINE 1588/
| 1594 | LINE 1594/ANSONIA 1K
| 1598 | LINE 1598/
| 160 | LINE 160-1-2/
| 1601 | LINE 1601/
| 1604 | LINE 1604/
| 1605 | LINE 1605-1-2-3/
| 1606 | LINES 1606-1-2/BH5X
| 1608 | LINE 1608-1-2-3/
| 161 | LINE 161/
| 1610 | LINE 1610-1-2-3/
| 1617 | LINE 1617/
| 1618 | LINE 1618/
| 1619 | LINE 1619/
| 162 | LINE 162/
| 1620 | LINE 1620/
| 1621 | LINE 1621/
| 1622 | LINE 1622&SHEP GEN/1887-2
| 163 | LINE 163-1-2/
| 1630 | LINE 1630/
| 1632 | LINE 1632/
| 1635 | LINE 1635/
| 1637 | LINE 1637/
| 1638 | LINE 1638/
| 164 | LINE 164-1-2/164A
| 1640 | LINE 1640/
| 1645 | LINE 1645/
| 165 | LINE 165/
| 1650 | LINE 1650/
| 1655 | LINES 1655 & 1630/
| 16571962 | LINES 1657-1-2-3 & 1962/
| 166 | LINE 166/
| 1662 | LINE 1662/
| 1668 | LINE 1668/
| 167 | LINE 167-1-2 & 167A/
| 1670 | LINE 1670-1-2-3/
| 1675 | LINE 1675/
| 1682 | LINE 1682/
| 1685 | LINE 1685/
| 169 | LINE 169/
| 1690 | LINE 1690/
| 1697 | LINE 1697/
| 1697T | LINE 1697_OLD TEMP/
| 1702 | LINE 1702/
| 1703 | LINE 1703/
| 1704 | LINE 1704/SMEAD13&14 GEN
| 1710 | LINE 1710-1-2-3/
| 1710T | LINE 1710-1-2-3 TEMP/
| 1712 | LINE 1712/
| 1714 | LINE 1714/
| 1715 | LINE 1715-1-2-3/
| 171N | LINE S171N-1-2-3-4-5-6/
| 1720 | LINE 1720/
| 1721 | LINE 1721/
| 1722 | LINE 1722/
| 1726 | LINE 1726/
| 172S | LINE T172S-1-2-3-4-5-6-7-8/
| 1730 | LINE 1730/
| 1732 | LINE 1732-1-2-3/
| 1734 | LINE 1734/
| 1738 | LINE 1738/
| 1740 | LINE 1740/
| 1742 | LINE 1742/
| 1750 | LINE 1750-1-2/
| 1751 | LINE 1751-1-2-3/
| 1752 | LINE 1752/
| 1755 | LINE 1755 /
| 1756 | LINE 1756/
| 1759 | LINE 1759/
| 1760 | LINE 1760/
| 1763 | LINE 1763/
| 1765 | LINE 1765/
| 1766 | LINE 1766/
| 1767 | LINE 1767/
| 1768 | LINE 1768/
| 1769 | LINE 1769/
| 1771 | LINE 1771/
| 1773 | LINE 1773/SMEAD 11&12 GEN
| 1775 | LINE 1775-1-2-3/
| 1776 | LINE 1776/
| 1777 | LINE 1777/
| 1780 | LINE 1780/
| 1781 | LINE 1781-1-2/
| 1782 | LINE 1782-1-2/
| 1783 | LINE 1783-1-2-3/
| 1785 | LINE 1785/
| 1786 | LINE 1786-1-2-3/
| 1787 | LINE 1787/
| 1788 | LINE 1788/689&693&TT10&1X&4X
| 1789 | LINE 1789/
| 1790 | LINE 1790-1-2/
| 1800 | LINE 1800/
| 1803 | LINE 1803/
| 1808 | LINE 1808-1-2-3/
| 1810 | LINE 1810-1-3-4/
| 1813 | LINE 1813/
| 1813T | LINE 1238 & 1813 TEMP/ NO RECLOSIN
| 1816 | LINE 1816-1-2-3/
| 1825 | LINE 1825&FORESTVL XF/
| 1835 | LINE 1835/
| 183W | LINE E183W-1-2-3/
| 1845 | LINE 1845/
| 1853 | LINE 1853-1-2-3/
| 1854 | LINE 1854/
| 1858 | LINE 1858/
| 185N | LINE G185N/
| 1867 | LINE 1867-1-2-3/
| 1870 | LINE 1870/
| 1870S | LINE 1870S-1-2/
| 1873 | LINE 1873/
| 187N | LINE 1870N/
| 1880 | LINE 1880-1-2-3/
| 1887 | LINE 1887-1-2-3/
| 1894 | LINE 1894/
| 1900 | LINE 1900/
| 1904 | LINE 1904/
| 1905 | LINE 1905 & BERK POWER/
| 191 | LINE 191/
| 1910 | LINE 1910/
| 1911 | LINE 1911/
| 1921 | LINE 1921/
| 1935 | LINE 1935/ MPST
| 194 | LINE 194/
| 1943 | LINE 1943/SINGER 1X & BPT ENER
| 1950 | LINE 1950/
| 1955 | LINE 1955/SINGER 2X XF
| 1955T | LINE 1955_OLD TEMP/ SINGER 2X XF
| 197 | LINE 197/
| 1975 | LINE 1975/
| 1976 | LINE 1976/
| 1976T | LINE 1976 TEMP/
| 1977 | LINE 1977-1-2-3/
| 1981 | LINE 1981/
| 200 | LINE 200-1-2-3/
| 201 | LINE 201/
| 202 | LINE 202/
| 203 | LINE 203/
| 204 | LINE 204/
| 205 | LINE 205-1-2 & 60BHE/
| 205W | LINE E205W/
| 206 | LINE 206/
| 207 | LINES 207-1-2-A/ME_YKT2
| 208 | LINES 208/
| 209 | LINE 209/
| 210 | LINE 210/
| 211 | LINE 211/
| 211514XY | LINE 211-514X & 211-514Y/
| 211A | LINE 211-514/
| 211B | LINE (211-508)/
| 212 | LINE 212/
| 213 | LINE 213-1-2/
| 214 | LINE 214-1-3/
| 215 | LINE 215/
| 217 | LINE 217/
| 218 | LINE 218-1-2&218A/ RUMH&BOIS
| 219 | LINE 219/
| 220 | LINE 220/
| 221 | LINE 221/
| 222 | LINE 222-1 &222-2 & HARRIS UNITS/
| 225 | LINE 223 & 224 & 225/
| 226 | LINE 226/
| 227 | LINE 227/ VCG1&VCG2&VCG3
| 228 | LINE 228/
| 229 | LINE 229/
| 230 | LINE JAY 230-1-2/ RJOL GEN
| 231 | LINE 231/
| 233 | LINE 233/
| 234 | LINE 234-1-2-3/
| 236 | LINE 236/
| 237 | LINE 237/
| 238 | LINE 238 -1-2/ LINE 238A
| 239 | LINE 239-1-2/
| 240A | 240-601&WMED 345B&FRAM 230A/
| 240C | LINE (240-508)/
| 240D | LINE (240-510)-1-2-3/
| 241 | LINE 241/
| 242 | LINE 242/
| 243 | LINE 243-1-2 & 243A/
| 246 | LINE 246/
| 247 | LINE 247/
| 248 | LINE 248/
| 249 | LINE 249/
| 250 | LINE 250/
| 250516 | LINE (250-516)-1-2-3/
| 250516A | LINE (250-516)-1/
| 250516B | LINE (250-516)-2-3/
| 250517 | LINE (250-517)-1-2-3/
| 250517A | LINE (250-517)-1/
| 250517B | LINE (250-517)-2-3/
| 251 | LINE 251/
| 254 | LINE 254/
| 255 | LINE 255/
| 256 | LINE 256/
| 257 | LINE 257/
| 258 | LINE 258/
| 259 | LINE 259/
| 264 | LINE 264/
| 266 | LINE 266-1-2-3&266A/
| 268 | LINE 268/
| 269 | LINE 269/
| 272 | LINE 272/
| 274A | LINE 274-509/
| 275 | LINE 275/
| 277 | LINE 277/
| 278 | LINE 278-1-2/
| 279 | LINE 279/
| 280 | LINE 280/
| 281 | LINE 281/
| 282507 | LINE 282-507/
| 282520 | LINE (282-520)-1-2/
| 282521 | LINE (282-521)-1-2/
| 282602 | LINE 282-602/
| 286 | LINE 286/
| 289 | LINE 289/
| 293 | LINE 293/
| 294 | LINE 294/
| 3001 | LINE 3001/
| 3001R | LINE 3001 RECLOSURE/
| 301 | LINES 301 & 302/
| 3015 | LINE 3015/
| 3020 | LINE 3020/
| 3021 | LINE 3021/
| 3022 | LINE 3022/
| 3023 | LINE 3023/
| 3024 | LINE 3024/
| 3025 | LINE 3025/
| 3026 | LINE 3026
| 303 | LINE 303/BEL2
| 3038 | LINE 3038/
| 3039 | LINE 3039
| 3040 | LINE 3040/
| 3041 | LINE 3041/
| 307 | LINE 307/
| 308 | LINE 308/
| 310 | LINE 310/
| 3124 | LINE 3124/
| 313 | LINE 313/
| 3135 | LINE 3135/
| 3136 | LINE 3136/
| 314 | LINE 314/
| 315 | LINE 315/
| 316 | LINE 316/
| 3161 | LINE 3161/
| 3162 | LINE 3162/STO_316 R1 & K_STREET R1
| 3163 | LINE 3163/STO_316 R2 & K_STREET R2
| 3164 | LINE 3164/R3 & HYDE PARK 345A
| 3165 | LINE 3165//34C-4W VR
| 3176 | LINE 3176/
| 319 | LINE 319/LEX 345A&VR
| 3195 | LINE 3195/
| 3196 | LINE 3196/
| 320507 | LINE (320-507)-1-2/
| 320508 | LINE 320-508/
| 321 | LINE 321/
| 3216 | LINE 3216/
| 322 | LINE 322/
| 323 | LINE 323/
| 324 | LINE 324/
| 325 | LINE 325/
| 3252 | LINE 3252/
| 326 | LINE 326-1-2/
| 327 | LINE 327/
| 3271 | LINE 3271/
| 328 | LINE 328/
| 3280 | LINE 3280/3280-9S-1W/34C-3W VR
| 329 | LINE 329/
| 329510 | LINE 329-510-1-2\
| 3295101 | LINE 329-510-1/
| 3295102 | LINE 329-510-2/
| 329511 | LINE 329-511-1-2/
| 3295111 | LINE 329-511-1/
| 3295112 | LINE 329-511-2/
| 329512 | LINE (329-512)-1-2/
| 329513 | LINE (329-513)-1-2/
| 329520 | LINE 329-520/
| 329521 | LINE 329-521/
| 329530 | LINE 329-530/
| 329531 | LINE 329-531/
| 330 | LINE 330/
| 331 | LINE 331/
| 332 | LINE 332/
| 3320 | LINE 3320/
| 3321 | LINE 3321/
| 333 | LINE 333/ OSG1-4&OST1-2
| 334 | LINE 334/STONY BRK GEN.
| 3340 | LINE 3340/
| 3348 | LINE 3348 & 347/KILLINGLY 2X
| 335 | LINE 335/
| 3361 | LINE 3361/
| 336A | LINE 336-1-2-3 / NEA GEN
| 337 | LINE 337/
| 338 | LINE 338/
| 3381 | LINE 3381/
| 339 | LINE 339/
| 340 | LINE 340/
| 3403 | LINE 3403/
| 341 | LINE 341/
| 3419 | LINE 3419/
| 342 | LINE 342-1-2-3/
| 3424 | LINE 3424 & MANCHSTR 5X XF/
| 342507 | LINE 342-507/
| 342603 | LINE 342-603/ W_MEDWAY 345A & 230A
| 342603T | LINE 342-603 TEMP/ W_MEDWAY 345A &
| 343 | LINE 343/
| 344 | LINE 344/
| 346 | LINE 346/ REACTOR 346_345-R3
| 347 | LINE 347/
| 348 | LINE 348/
| 349 | LINE 349+349XY/GOLDN_HL R REACTOR
| 350 | LINE 350/
| 351 | LINE 351/
| 3512 | LINE 3512/ PHASE 2 POLE
| 352 | LINES 352&FRSTBRDG 1X XF/329
| 3520 | LINE 3520/
| 3521 | LINE 3521/ PHASE 2 POLE
| 3533 | LINE 3533/
| 354 | LINE 354/
| 355 | LINE 355/
| 3557 | LINE 3557/
| 356 | LINE 356/
| 357 | LINE 357/
| 358 | LINE 358/
| 359 | LINE 359/
| 361 | LINE 361/NEW_ENER G1&G2&ST
| 3619 | LINE 3619/34C-2W VR
| 362 | LINE 362/
| 363 | LINE 363/
| 364 | LINE 364&MONTVLLE 18X XF/
| 3642 | LINE 3642/
| 365 | LINE 365/ REACTOR 365_345-R2
| 366 | LINE 366/
| 367 | LINE 367/
| 367T | LINE 367 TEMP/
| 368 | LINE 368/
| 369 | LINE 369
| 370 | LINE 370/NEW_HAVN T1&T2
| 371 | LINE 371 & MONTVLLE 19X XF/
| 372 | LINE 372/
| 373 | LINE 373/
| 374 | LINE 374/
| 375 | LINE 375/
| 3754 | LINE 3754/SOTHNG 4X
| 376 | LINE 376/
| 377 | LINE 377/
| 378 | LINE 378 & MASON 9X XF
| 379 | LINE 379/
| 380 | LINE 380/
| 381 | LINE 381/
| 3827 | LINE 3827/
| 383 | LINE 383/
| 384 | LINE 384/MID4&MI12-15
| 384501 | LINE 384-501/
| 385 | LINE 385/
| 385510 | LINE (385-510)-1-2-3/
| 385511 | LINE (385-511)-1-2-3/
| 385512 | LINE 385-512/
| 385516 | LINE 385-516
| 385517 | LINE 385-517
| 385B | LINE 385-513/
| 386 | LINE 386/
| 387 | LINE 387&E_SHORE 8X&9X XF/481
| 388 | LINE 388/
| 388S | 388+ORRINGTN K388-1 STK/ORT2
| 389 | LINE 389/
| 3903016 | LINE 390/3016/
| 390R | LINE 390/3016 RECLOSURE
| 391 | LINE 391/
| 391A | LINE (391-508)/
| 392 | LINE 392/
| 3921 | LINE 3921/3921-9S-1W/34C-1W VR
| 3922 | LINE 3922 & BPT 5CC/
| 393 | LINES 393&312&BERK XFM 1X&2X/
| 394 | LINE 394-1-2/
| 396 | LINE 396/
| 396R | LINE 396 RECLOSURE
| 397 | LINE 397/
| 398 | LINE 398/
| 398537 | LINE 398-537/
| 398NEW | LINE 398/ NEW
| 399 | LINE 399/
| 3RIV3315 | 3RIVERS 115 KV CB 3315
| 3RIVK197 | 3RIVERS 115 KV CB K197
| 3RIVK250 | 3RIVERS 115 KV CB K250
| 3RR1690S | 3RIVERS 115 KV CB R1690S
| 3RVN1330 | 3RIVERS 115 KV CB N1330
| 3RVR1690 | 3RIVERS 115 KV CB R1690
| 4004 | LINE 84004/
| 416526 | LINE 416-526/
| 416527 | LINE 416-527/
| 423515 | LINE 423-515 & O167/
| 433A | LINE (433-507)/
| 447502 | LINE 447-502/ 117-502-2
| 447508 | LINE 447-508/ 117-508-4
| 447509 | LINE 447-509/ 117-509-2
| 450508 | LINE 450-508/
| 451536 | LINE (451-536)-1-2/
| 455507 | LINE 455-507/
| 456 | LINE 456-522
| 478A | LINE 478-502-1-2-3 / 115-16-11
| 478B | LINE 478-503-1-2-3-4/
| 478C | LINE 478-508-1-2-3-4/
| 478D | LINE 478-509-1-2-3 -4 / 115-9-4
| 481 | LINE 481/
| 483524 | LINE 483-524/
| 483525 | LINE 483-525/
| 488518 | LINE 488-518-1-2/
| 488519 | LINE 488-519/
| 495-532 | LINE 495-532
| 495-533 | LINE 495-533 /
| 4C2W | SOTHNGTN 4C-2W SERIES REACTOR/
| 509530 | LINE 509-530/
| 513A | LINE (513-507)/
| 514510 | LINE 514-510/
| 514511 | LINE 514-511/
| 514512 | LINE 514-512/
| 514513 | LINE 514-513/
| 51BHE | LINE 51 BHE/
| 522 | LINE 292-522/
| 523 | LINE 292-523/
| 52BHE | LINES 52&93 BHE/
| 533A | LINE (533-508)/
| 54BHE | LINE 54BHE/
| 56BH | 56BHE-1-2 55BHE LN/STET&STE2&ROLL
| 576534 | LINE 576-534/
| 576535 | LINE 576-535/
| 57BHE | LINES 57-1-2&58 BHE/
| 59BHE | LINES 59-1-2&69 BHE/
| 60 | LINE 60-1-2/
| 601 | LINE 601/
| 602 | LINE 602/
| 603 | LINE 603/
| 61 | LINES 61-1&61-2&61A/
| 61BH | LINE 61BHE/
| 62 | LINE 62/
| 62BH | LINE 62BHE/
| 63 | LINES 63-1-2/
| 63BH | LINE 63BHE/
| 64 | LINE 64/
| 64BHE | LINE 64BHE-1-2-3
| 65 | LINE 65/
| 65507 | 65507-1+2+3 LINES/ GENS WMJ3+4+5
| 65507-1 | LINE 65-507-1/ WMJ3
| 65507-2 | 65507-2 LN/WMJ4 & WMJ5 GEN LEAD
| 65A | LINE (65-508)/
| 65A_T | LINE (65-508) TEMP/
| 65B | LINE (65-502)/
| 66 | LINE 66/
| 66BHE | LINE 66BHE/
| 67 | LINE 67/
| 67BHE | LINE 67BHE/
| 67BHET | LINE 67BHE TEMP/
| 68 | LINE 68/
| 68BHE | LINE 68BHE/
| 68BHET | LINE 68BHE TEMP/
| 69 | LINES 69-1-2/
| 690FV | LINE 690/FV/
| 75 | LINE 75-1-2/
| 785S | 385+DEERFLD 785 STK/307
| 80 | LINE 80/
| 804A | LINE 8804A/ 88003A-3
| 81 | LINES 81-1-2&81A/
| 8100 | LINE 8100/
| 82 | LINE 82-1-2/
| 8200 | LINE 8200/
| 83 | LINE 83-1-2/83C
| 8300 | LINE 8300/
| 8301 | LINE 8301/
| 831536 | LINE 831-536/
| 831537 | LINE 831-537/
| 831538 | LINE 831-538/
| 831540 | LINE 831-540/
| 84 | LINE 84/
| 8400 | LINE 8400/
| 85 | LINE 85/
| 8500 | LINE 8500/
| 86 | LINES 86/
| 8600 | LINE 8600/
| 87 | LINE 87/
| 8700 | LINE 8700/
| 8702 | LINE 8702/
| 875539 | LINE 875-539/
| 88 | LINE 88/
| 88003A | LINE 88003A-1-2-3/
| 88006A | LINE 88006A-1-2 & 8809A-1/
| 8809A | LINE 8809A-1-2/
| 8809AT | LINE 8809A-1 & -2_OLD TEMP
| 89 | LINE 89/
| 89003B | LINE 89003B-1-2-3/
| 89006B | LINE 89006B&8909B-1&1790-2&89005B2
| 8909B | LINE 8909B-1-2/
| 8909BT | LINE 8909B-1 & -2_OLD TEMP
| 904B | LINE 8904B & 89003B-3/
| 91001 | LINE 91001-1-2-3 / RESC GEN
| 91001T | LINE 91001-1-2-3 TEMP/ RESC GEN
| 9500 | LINE 9500/
| 9502 | LINE 9502/
| 9550 | LINE 9550/
| 97BHE | LINE 97BHE/
| 9CC | FRNKLNSQ MNCHSTR 9 & 9A CC UNIT/
| A111 | LINES A111 & E115-2/
| A126 | LINES A126 & R193-1/
| A127 | LN A127-1-2-3-4-8/
| A127E | LINE A127E/
| A127T | LINE A127-1-2-3-4-5-6 TEMP/
| A127W | LINE A127W-1-2-3-4-5/
| A152 | LINE A152-1-2/
| A153 | LINE A153-1-2/
| A164 | LINE A164/
| A179 | LINES A179-1-2/
| A184 | LINE A184/
| A201 | LINE A201/
| A94 | LINE A94-1-2/
| ABFS | WOOD_RV ABFS UNIT
| ACU11222 | ACUSHNET 115 KV CB 11222
| ACU11422 | ACUSHNET 115 KV CB 11422
| ACU14282 | ACUSHNET 115 KV CB 14282
| ACU14382 | ACUSHNET 115 KV CB 14382
| ACUEW22P | ACUSHNET 115 KV CB EW22P
| ACUEW22S | ACUSHNET 115 KV CB EW22S
| ADAM1731 | ADAMS 115 KV CB 1731
| ADAM3217 | ADAMS 115 KV CB 3217
| ADAM3T5T | ADAMS 115 KV CB 3T5T
| ADAM4T3T | ADAMS 115 KV CB 4T3T
| AGAWA10K | AGAWAM 115 KV CB 10K
| AGAWA24T | AGAWAM 115 KV CB 24T
| AGAWA25T | AGAWAM 115 KV CB 25T
| AGAWA26T | AGAWAM 115 KV CB 26T
| AGAWA27T | AGAWAM 115 KV CB 27T
| AGAWA28T | AGAWAM 115 KV CB 28T
| AGAWA29T | AGAWAM 115 KV CB 29T
| AGAWA30T | AGAWAM 115 KV CB 30T
| AGAWA31T | AGAWAM 115 KV CB 31T
| AGAWA32T | AGAWAM 115 KV CB 32T
| AGAWA33T | AGAWAM 115 KV CB 33T
| AGAWA34T | AGAWAM 115 KV CB 34T
| AGAWA35T | AGAWAM 115 KV CB 35T
| AGAWAM1T | AGAWAM 345 KV CB 1T
| AGAWAM1X | AGAWAM XFMR 1X/
| AGAWAM2T | AGAWAM 345 KV CB 2T
| AGAWAM2X | AGAWAM XFMR 2X/
| AGAWAM3T | AGAWAM 345 KV CB 3T
| AGAWAM4T | AGAWAM 345 KV CB 4T
| AGAWAM5T | AGAWAM 345 KV CB 5T
| AGAWAM6T | AGAWAM 345 KV CB 6T
| AL257294 | ALBIONRD 115KV CB K257/294
| AL3024T1 | ALBIONRD 345 KV CB 3024/T1H
| ALB25967 | ALBIONRD 115 KV CB K259/67
| ALB84258 | ALBIONRD 115 KV CB K84/258
| ALBDVAR | ALBIONRD DVAR UNIT/
| ALBIK673 | ALBIONRD 115 KV CB K67-3
| ALBIK843 | ALBIONRD 115 KV CB K84-3
| ALBIOKR1 | ALBIONRD CB KR1
| ALBIOKR2 | ALBIONRD CB KR2
| ALBIONT1 | ALBIONRD T1 XFMR/
| ALBK2571 | ALBIONRD 115 KV CB K257-1
| ALBK2581 | ALBIONRD 115 KV CB K258-1
| ALBK2594 | ALBIONRD 115 KV CB K259-4
| ALBK2941 | ALBIONRD 115KV CB K294-1
| ALBKT1H | ALBIONRD 115KV CB KT1H
| ALBKT1H1 | ALBIONRD 345 KV CB KT1H-1
| ALBKT1L1 | ALBIONRD 115 KV CB KT1L-1
| ALBKT1L2 | ALBIONRD 115 KV CB KT1L-2
| ALK30244 | ALBIONRD 345 KV CB K3024-4
| ALLING1T | ALLINGS 115 KV CB 1T
| ALLING2T | ALLINGS 115 KV CB 2T
| ALP | PIERCE CC UNIT ALP
| ALPSBUS | ALPS 345 KV BUS FAULT
| ALPSR1 | ALPS 345 KV CB R1
| ALPSR393 | ALPS 345 KV CB R393
| ALPSR6 | ALPS 345 KV CB R6
| ALT1 | ALTRESCO ALT1 UNIT/
| ALT2 | ALTRESCO ALT2 UNIT/
| ALT4 | ALTRESCO ALT4 UNIT/
| ALTR | ALTRESCO UNIT/
| ALTRES1T | ALTRESCO 115 KV CB 1T
| ALTRES1X | ALTRESCO XFMR 1X/ ALT1&ALT2
| ALTRES2T | ALTRESCO 115 KV CB 2T
| ALTRES2X | ALTRESCO XFMR 2X/ ALTS&ALT4
| ALTRES3T | ALTRESCO 115 KV CB 3T
| ALTRES4T | ALTRESCO 115 KV CB 4T
| ALTS | ALTRESCO ALTS UNIT/
| AMHE0295 | AMHERST 345 KV CB 0295
| AMHE0951 | AMHERST 345 KV CB 0951
| AMHE3885 | AMHERST 345 KV CB 3885
| AMHE6768 | AMHERST 345 KV CB 6768
| AMHE767 | AMHERST 345 KV CB 767
| AMHE767S | AMHERST 345 KV CB 767S
| AMHESC7 | AMHERST UNIT SC7/
| AMHRS10K | AMHRST 115 KV CB 10K
| AMHRST3T | AMHRST 115 KV CB 3T
| AMHTBSC7 | AMHERST 345 KV CB TBSC7
| AMOS | EDDY AMOS UNIT/
| ANDREWS1 | ANDREWSQ 115KV CB 1
| ANDREWS2 | ANDREWSQ 115KV CB 2
| ANDREWS3 | ANDREWSQ 115KV CB 3
| ANDRWSQ4 | ANDREWSQ 115 KV CB 4/
| ANDRWSQ5 | ADREWSQ 115 KV CB 5 /
| ANSONI1K | ANSONIA 115 KV CB 1K/CAP 1K
| ANSONI1T | ANSONIA 115 KV CB 1T
| ANSONI2K | ANSONIA 115KV CB 2K/CAP 2K
| ANTW | TUTTLEHL ANTW UNIT/
| ARC3403C | ARCH_LN 345KV CB 3403C-2
| ARC3403D | ARCH_LN 345KV CB 3403D-2
| ASCK1574 | ASCUTNEY 115 KV CB K1574
| ASCK31T1 | ASCUTNEY 115 KV CB K31T1
| ASCKT349 | ASCUTNEY 115 KV CB KT349
| ASCU | ASCUTNEY ASCU UNIT/
| ASCUK149 | ASCUTNEY 115 KV CB K149
| ASCUK174 | ASCUTNEY 115 KV CB K174
| ASCUTK15 | ASCUTNEY 115 KV CB K15
| ASCUTK31 | ASCUTNEY 115 KV CB K31
| ASCUTKT1 | ASCUTNEY 115 KV CB KT1
| ASCUTKT3 | ASCUTNEY 115 KV CB KT3
| ASCUTSVC | ASCUTNEY UNIT SVC/SVC-UG
| ASHCRE1T | ASHCREEK 115 KV CB 1T
| ATHN | ATHENSME ATHN UNIT/
| ATWATR1T | ATWATER 115 KV CB 1T
| ATWATR2T | ATWATER 115 KV 2T
| ATWATR3T | ATWATER 115 KV CB 3T
| AUBU1T1B | AUBURN 345 KV CB 1T1B
| AUBU210T | AUBURN XFMR 210T/
| AUBU220T | AUBURN XFMR 220T/
| AUBU2T2B | AUBURN 345 KV CB 2T2B
| AUBU351B | AUBURN 345 KV CB 351B
| AUBU422B | AUBURN 345 KV CB 422B
| AUBU94T2 | AUBURN 115 KV CB 94T2
| AUBUC294 | AUBURN 115 KV CB C294
| AUBUC319 | AUBURN 115 KV CB C319
| AUBUR191 | AUBURN 115 KV CB 191
| AUBUR194 | AUBURN 115 KV CB 194
| AUBUR335 | AUBURN 345 KV CB 335
| AUBUR342 | AUBURN 345 KV CB 342
| AUBUR536 | AUBURN 115 KV CB 536
| AUBURA94 | AUBURN 115 KV CB A94
| AUBURE20 | AUBURN 115 KV CB E20
| AUBURF19 | AUBURN 115 KV CB F19
| AUBURN1T | AUBURN 345 KV CB 1T
| AUBURN2T | AUBURN 345 KV CB 2T
| AUBURNC2 | AUBURN 115 KV CB C2
| AUBURNC3 | AUBURN 115 KV CB C3
| AUBURNS9 | AUBURN 115 KV CB S9
| AUBURNT1 | AUBURN 115 KV CB T1
| AUBURNT2 | AUBURN 115 KV CB T2
| AUBUT136 | AUBURN 115 KV CB T136
| AUGEK272 | AUGSTA_E 115 KV CB K272-2
| AUGK88-2 | AUGSTA_E 115 KV CB K88-2
| AYER | PEMIGWAS AYER UNIT/
| AYER137 | AYER 115 KV CB 137
| AZIS | ROXBURY AZIS UNIT/
| B112 | LINE B112-1-2/F190/
| B128 | LINE B128-1-2-3-4-5-6-7/
| B128E | LINE B128E/
| B128T | LINE B128-1-2-3-4-5-6-7 TEMP/
| B143 | LINE B143
| B15 | LINE B15/
| B172 | LINE B172 & B172-1&B172-2/
| B180 | LINE B180
| B202 | LINES B202N & B202S & A253/
| B84 | LINE B84/
| BAIRD1T | BAIRD 115 KV CB 1T
| BAIRD2T | BAIRD 115 KV CB 2T
| BAK207-1 | BATH 115 KV CB K207-1
| BAKER770 | BAKER_ST 115 CS CS770
| BAKER775 | BAKER_ST 115 CS CS775
| BAKERS10 | BAKER_ST 115KV CB 10
| BAKERS11 | BAKER_ST 115KV CB 11
| BAKERS12 | BAKER_ST 115KV CB 12
| BAKERS13 | BAKER_ST 115KV CB 13
| BAKERS14 | BAKER_ST 115KV CB 14
| BAKERS15 | BAKER_ST 115KV CB 15
| BAKERS17 | BAKER_ST 115KV CB 17
| BAKERS18 | BAKER_ST 115KV CB 18
| BAKERST4 | BAKER_ST 115KV CB 4
| BAKERST5 | BAKER_ST 115KV CB 5
| BAKERST6 | BAKER_ST 115KV CB 6
| BAKERST7 | BAKER_ST 115KV CB 7
| BAKERST8 | BAKER_ST 115KV CB 8
| BAKERST9 | BAKER_ST 115KV CB 9
| BALDWI2T | BALDWIN 115 KV CB 2T
| BALDWI5T | BALDWIN 115 KV CB 5T
| BAR115CB | BARNSTBL 115 KV CB 115CB
| BAR1X3A1 | BARBOURH 115 KV CB 23J-1X3-A1-2
| BAR1X3B1 | BARBOURH 115 KV CB 23J-1X3-B1-2
| BAR2X3A1 | BARBOURH 115 KV CB 23J-1X3-A1-2
| BAR2X3B1 | BARBOURH 115 KV CB 23J-2X3-B1-2
| BARBO14T | BARBOURH 115 KV CB 14T
| BARBO15T | BARBOURH 115 KV CB 15T
| BARBO17T | BARBOURH 115 KV CB 17T
| BARBO18T | BARBOURH 115 KV CB 18T
| BARBO19T | BARBOURH 115 KV CB 19T
| BARBO20T | BARBOURH 115 KV CB 20T
| BARBO21T | BARBOURH 115 KV CB 21T
| BARBO22T | BARBOURH 115 KV CB 22T
| BARBO23T | BARBOURH 115 KV CB 23T
| BARBO24T | BARBOURH 115 KV CB 24T
| BARBOU1X | BARBOUR HILL 1X
| BARBOU2X | BARBOUR HILL 2X
| BARBOU3T | BARBOURH 345KV CB 3T
| BARBOU4T | BARBOURH 345 KV CB 4T
| BARBOU5T | BARBOURH 345KV CB 5T
| BARN1082 | BARNSTBL 115 KV CB 1082
| BARN1182 | BARNSTBL 115 KV CB 1182
| BARN1282 | BARNSTBL 115 KV CB 1282
| BARN1382 | BARNSTBL 115 KV CB 1382
| BARN1482 | BARNSTBL 115 KV CB 1482
| BARN1582 | BARNSTBL 115 KV CB 1582
| BARN1682 | BARNSTBL 115 KV CB 1682
| BARN1782 | BARNSTBL 115 KV CB 1782
| BARN1882 | BARNSTBL 115 KV CB 1882
| BARNS182 | BARNSTBL 115 KV CB 182
| BARNS282 | BARNSTBL 115 KV CB 282
| BARNS382 | BARNSTBL 115 KV CB 382
| BARNS482 | BARNSTBL 115 KV CB 482
| BARNS582 | BARNSTBL 115 KV CB 582
| BARNS682 | BARNSTBL 115 KV CB 682
| BARNS782 | BARNSTBL 115 KV CB 782
| BARNS882 | BARNSTBL 115 KV CB 882
| BARNS982 | BARNSTBL 115 KV CB 982
| BARREK54 | BARRE_VT 115 KV CB K54
| BARREK55 | BARRE_VT 115 KV CB K55
| BATESR1T | BATES_RK 115 KV CB 1T
| BATK69-1 | BATH 115 KV CB K69-1
| BCK4 | BUCKSPRT 4 GENERATOR/
| BEA1205E | BEARSWMP 230 KV CB 1205E
| BEA1205W | BEARSWMP 230 KV CB 1205W
| BEA2205E | BEARSWMP 230 KV CB 2205E
| BEA2205W | BEARSWMP 230 KV CB 2205W
| BEAC1319 | BEACN_FL 115 KV CB 1319
| BEAC1808 | BEACN_FL 115 KV CB 1808
| BEANHL1T | BEAN_HIL 115 KV CB 1T
| BEARS131 | BEARSWMP 115 KV CB 131
| BEARS197 | BEARSWMP 115 KV CB 197
| BEARST31 | BEARSWMP 115 KV CB T31
| BEARST97 | BEARSWMP 115 KV CB T97
| BEARSW1X | BEARSWMP XFMR 1X/ BSW1 & 3X
| BEARSW2X | BEARSWMP XFMR 2X/ BSW2 & 4X
| BEARSW3X | BEARSWMP XFMR 3X/ BSW1 & C1
| BEARSW4X | BEARSWMP XFMR 4X/ BSW2 & C2
| BEARSWC1 | BEARSWMP 115 KV CB C1
| BEARSWC2 | BEARSWMP 115 KV CB C2
| BEDFM164 | BEDFORD 115 KV CB M164
| BEDFV191 | BEDFORD 115 KV CB V191
| BEEB1153 | BEEBE 115 KV CS J1153
| BEEB1215 | BEEBE 115 KV CB 1215
| BEEBB112 | BEEBE 115 KV CB B112
| BEEBX178 | BEEBE 115 KV CB X178
| BEEBZ180 | BEEBE 115 KV CB Z180
| BEL03-20 | BELL_303 345KV CB 03-20
| BEL1 | BELLINGHAM 303 UNIT 1/
| BEL115BT | BELLWSFL 115 KV CB 115BT
| BEL1221A | BELL_RK 115 KV CB 1221A
| BEL2 | BELLINGHAM 303 UNIT 2/
| BELFK266 | BELFAST 115 KV CB K266-1
| BELFK862 | BELFAST 115 KV CB K86-2
| BELL | BELLOWS FALLS UNIT/
| BELL1221 | BELL_RK 115 KV CB 1221
| BELL1314 | BELL_RK 115 KV CB 1314
| BELL1CB1 | BELLNGHM 345KV CB 1CB1
| BELL1CB2 | BELLNGHM 345KV CB 1CB2
| BELL1CB3 | BELLNGHM 345KV CB 1CB3
| BELL1CB4 | BELLNGHM 345KV CB 1CB4
| BELLI135 | BELLWSFL 115 KV CB I135
| BELLJ136 | BELLWSFL 115 KV CB J136
| BELLM13N | BELL_RK 115 KV CB M13N
| BELLRD21 | BELL_RK 115 KV CB D21
| BELLRM13 | BELL_RK 115 KV CB M13
| BELLRN12 | BELL_RK 115 KV CB N12
| BELLW149 | BELLWSFL 115 KV CB W149
| BELLWSC1 | BELLWSFL 115 KV CB C1
| BELM9801 | BELMONT 115 KV CB 9801
| BELM9802 | BELMONT 115 KV CB 9802
| BENIK4T2 | BENINGTN 115 KV CB K4T2
| BENIK6T1 | BENINGTN 115 KV CB K6T1
| BENINC31 | BENINGTN 115 KV CB C31
| BENINC32 | BENINGTN 115 KV CB C32
| BENINGK4 | BENINGTN 115 KV CB K4
| BENINGK6 | BENINGTN 115 KV CB K6
| BENINKT1 | BENINGTN 115 KV CB KT1
| BENINKT2 | BENINGTN 115 KV CB KT2
| BERC181N | BERRY_ST 115 KV CB C181N
| BERD182N | BERRY_ST 115 KV CB D182N
| BERD182S | BERRY_ST 115 KV CB D182S
| BERK | BERKSHIRE POWER CC UNIT/
| BERKS12T | BERKSHRE 115 KV CB 12T
| BERKS13T | BERKSHRE 115 KV CB 13T
| BERKS14T | BERKSHRE 115 KV CB 14T
| BERKS15T | BERKSHRE 115 KV CB 15T
| BERKS16T | BERKSHRE 115 KV CB 16T
| BERKS17T | BERKSHRE 115 KV CB 17T
| BERKS1X3 | BERKSHRE 115 KV CB 1X3
| BERL | BERLINVT BERL/
| BERL26TA | BERLIN 115 KV CB 25TA
| BERLI10K | BERLIN 115 KV CB 10K
| BERLI13T | BERLIN 115 KV CB 13T
| BERLI14T | BERLIN 115 KV CB 14T
| BERLI15T | BERLIN 115 KV CB 15T
| BERLI20K | BERLIN 115 KV CB 20K
| BERLI22T | BERLING 115 KV CB 22T
| BERLI23T | BERLIN 115 KV CB 23T
| BERLI24T | BERLIN 115 KV CB 24T
| BERLI25T | BERLIN 115 KV CB 25T
| BERLI26T | BERLIN 115 KV CB 26T
| BERLI27T | BERLIN 115 KV CB 27T
| BERLIC87 | BERLINVT 115 KV CB C87
| BERLIK55 | BERLINVT 115 KV CB K55
| BERLIK56 | BERLINVT 115 KV CB K56
| BERLK900 | BERLINVT 115 KV CB K900
| BERLN110 | BERLN_NH 115 KV CB N110
| BERLS136 | BERLN_NH 115 KV CB S136
| BERLW179 | BERLN_NH 115 KV CB W179
| BERLZ177 | BERLN_NH 115 KV CB Z177
| BERP | BERLN_NH BERP UNIT/
| BERR181T | BERRY_ST 115 KV CB 181T
| BERR182T | BERRY_ST 115 KV CB 182T
| BERR1T1B | BERRY_ST 115 KV CB 1T1B
| BERR2703 | BERRY_ST 345 KV CB 2703
| BERRC181 | BERRY_ST 115 KV CB C181
| BERRY303 | BERRY_ST 345 KV CB 303
| BERRY327 | BERRY_ST 345 KV CB 327
| BERRYS12 | BERRY_ST 115 KV CB 12
| BERRYS1T | BERRY_ST XFMR 1T/
| BESEC11T | BESECK 345KV CB 11T
| BESEC12T | BESECK 345KV CB 12T
| BESECK4T | BESECK 345KV CB 4T
| BESECK5T | BESECK 345KV CB 5T
| BESECK7T | BESECK 345KV CB 7T
| BESECK8T | BESECK 345KV CB 8T
| BESECK9T | BESECK 345KV CB 9T
| BESECKR1 | BESECK 9F-1W REACTOR
| BETH | WHITEFLD BETH UNIT/
| BH5S | BPT_5CC BH5S UNIT/
| BHCC | BRIDGEPORT ENERGY 11&12 CC UNITS/
| BHR5 | BPT_5CC 5C & 5S CC UNIT/
| BINGHAT1 | BINGHAM XF T1/
| BINGHDSC | BINGHAM SC UNIT/
| BINGKT1H | BINGHAM 115 KV CB KT1H
| BIRDRL12 | BIRD_RD 115 KV CB L12
| BIW | W_KNGSTN BIW UNIT/
| BKGD28T1 | BROKENGD 115 KV CB 28T1 / CB T1
| BKGD28T2 | BROKENGD 115 KV CB 28T2 / CF T2
| BKS1 | ANP BLACKSTONE 1 UNIT/
| BKS2 | ANP BLACKSTONE 2 UNIT/
| BLANFO1T | BLANFORD 115 KV CB 1T
| BLHHANLD | BULL_HL HANW & BLHW LEADS/
| BLHW | BULL_HL BLHW UNIT/
| BLISPS01 | BLISVILL PS PS01/LINE K7
| BLISVIK7 | BLISVILL 115 KV CB K7
| BLISVK34 | BLISVILL 115 KV CB K34
| BLISVK7T | BLISVILL 115 KV CB K7T
| BLKS101 | BLKSTONE 345 KV CB101
| BLKS102 | BLKSTONE 345 KV CB 102
| BLKS103 | BLKSTONE 345 KV CB 103
| BLKS104 | BLKSTONE 345 KV CB 104
| BLKSTO1X | BLKSTONE XFMR 1X/ BKS1
| BLKSTO2X | BLKSTONE XFMR 2X/ BKS2
| BLLD | BELLDUNE UNIT
| BLOM4280 | BLOMNGDL 115 KV CB 4280
| BLOOM2TA | BLOOMFLD 115 KV CB 2TA
| BLOOMF1T | BLOOMFLD 115 KV CB 1T
| BLOOMF2T | BLOOMFLD 115 KV CB 2T
| BLOOMF3T | BLOOMFLD 115 KV CB 3T
| BLRPD1 | BLAIR_PD 115KV CB1
| BLRPD2 | BLAIR_PD 115KV CB2
| BLRPD3 | BLAIR_PD 115KV CB3
| BLRPD4 | BLAIR_PD 115KV CB4
| BNGW | BINGHAM BNGW UNIT/
| BOGG5701 | BOGGY_BK 115 KV CB 5701
| BOGG6010 | BOGGY_BK 115 KV CB 6010
| BOGG6057 | BOGGY_BK 115 KV CB 6057
| BOGG6702 | BOGGY_BK 115 KV CB 6702
| BOGG6768 | BOGGY_BK 115 KV CB 67/68
| BOGG6801 | BOGGY_BK 115 KV CB 6801
| BOK213-1 | BOWMN_ST 115 KV CB K213-1
| BOKUM1T | BOKUM 115 KV CB 1T
| BOKUM2T | BOKUM 115 KV CB 2T
| BOKUM3T | BOKUM 115 KV CB 3T
| BOLT | MIDDLESX BOLT UNIT/
| BONB | W_BUXTON BONB UNIT/
| BONE | W_BUXTON BONE UNIT/
| BOOT | PERRY_ST BOOT UNIT/
| BOU10872 | BOURNE 115 KV CB 10872
| BOU12172 | BOURNE 115 KV CB 12172
| BOU12272 | BOURNE 115 KV CB 12272
| BOUR1042 | BOURNE 115 KV CB 1042
| BOUR1142 | BOURNE 115 KV CB 1142
| BOUR1242 | BOURNE 115 KV CB 1242
| BOURN142 | BOURNE 115 KV CB 142
| BOURN242 | BOURNE 115 KV CB 242
| BOURN342 | BOURNE 115 KV CB 342
| BOURN442 | BOURNE 115 KV CB 442
| BOURN542 | BOURNE 115 KV CB 542
| BOURN642 | BOURNE 115 KV CB 642
| BOURN742 | BOURNE 115 KV CB 742
| BOURN842 | BOURNE 115 KV CB 842
| BOURN942 | BOURNE 115 KV CB 942
| BOUSN72S | BOURNE 115 KV CB SN72S
| BOWK2692 | BOWMN_ST 115 KV CB K269-2
| BOWK60-4 | BOWMN_ST 115 KV CB K60-4
| BOWKBS34 | BOWMN_ST 115 KV CB KBS3/4
| BOWMKT3H | BOWMN_ST 115 KV CB KT3H
| BPFC | CONGRESS BPFC UNIT/
| BPTR | BRIDGEPORT RESCO UNIT/
| BR2W | PARTRIDG BR2W UNIT/
| BRA27-3T | BRAYTNPT 345KV CB 27-3T
| BRAN | BRANFORD BRAN UNIT/
| BRANF10K | BRANFORD 115 KV CB 10K
| BRANF2TA | BRANFORD 115 KV CB 2TA
| BRANFO1T | BRANFORD 115 KV CB 1T
| BRANFO2T | BRANFORD 115 KV CB 2T
| BRANFO4T | BRANFORD 115 KV CB 4T
| BRANFR1T | BRANF_RR 115 KV CB 1T
| BRAS | TIVERTON BRAS UNIT/
| BRAY1082 | BRAYTNPT 115 KV CB 1082
| BRAY2084 | BRAYTNPT 115 KV CB 2084
| BRAY4TXF | BRAYTNPT XFMR 4T/
| BRAY8183 | BRAYTNPT 115 KV CB 8183
| BRAYC181 | BRAYTNPT 115 KV CB C181
| BRAYD182 | BRAYTNPT 115 KV CB D182
| BRAYE183 | BRAYTNPT 115 KV CB E183
| BRAYF184 | BRAYTNPT 115 KV CB F184
| BRAYT10T | BRAYTNPT 115 KV CB 10T
| BRAYT20T | BRAYTNPT 115 KV CB 20T
| BRAYT30T | BRAYTNPT 115 KV CB 30T
| BRAYT315 | BRAYTNPT 345KV CB 315
| BRAYT327 | BRAYTNPT 345KV CB 327
| BRAYT3AB | BRAYTNPT XFMR 3A & 3B/
| BRAYTN30 | BRAYTNPT 115 KV CB 30
| BRAYTN3T | BRAYTNPT 345KV CB 3T
| BRAYTN4T | BRAYTNPT 345KV CB 4T
| BRECKW1T | BRECKWOD 115 KV CB 1T
| BRECKW2T | BRECKWOD 115 KV CB 2T
| BREN9326 | BRENTWOD 115 KV CB 9326
| BRF | FORESTVL BRF UNIT/
| BRID | ASHLAND BRID UNIT
| BRID1601 | BRIDGWTR 115 KV CB 1601
| BRID1604 | BRIDGWTR 115 KV CB 1604
| BRID1607 | BRIDGWTR 115 KV CB 1607
| BRID1610 | BRIDGWTR 115 KV CB 1610
| BRID1613 | BRIDGWTR 115 KV CB 1613
| BRID161X | BRIDGEWATER XFMR 161X/
| BRID1620 | BRIDGWTR 115 KV CB 1620
| BRID1628 | BRIDGWTR 115 KV CB 1628
| BRID162X | BRIDGEWATER XFMR 162X/
| BRID1631 | BRIDGWTR 115 KV CB 1631
| BRID1634 | BRIDGWTR 115 KV CB 1634
| BRID1637 | BRIDGWTR 115 KV CB 1637
| BRID1643 | BRIDGWTR 115 KV CB 1643
| BRID1646 | BRIDGWTR 115 KV CB 1646
| BRID1649 | BRIDGWTR 115 KV CB 1649
| BRID1652 | BRIDGWTR 115 KV CB 1652
| BRID1660 | BRIDGWTR 345KV CB 1660
| BRID1670 | BRIDGWTR 345KV CB 1670
| BRID1680 | BRIDGWTR 345KV CB 1680
| BRID1690 | BRIDGWTR 345KV CB 1690
| BRIGHT10 | BRIGHTON 115KV CB 10
| BRIGHT11 | BRIGHTON 115KV CB 11
| BRIGHT12 | BRIGHTON 115KV CB 12
| BRIGHT13 | BRIGHTON 115KV CB 13
| BRIGHTO1 | BRIGHTON 115KV CB 1
| BRIGHTO2 | BRIGHTON 115KV CB 2
| BRIGHTO3 | BRIGHTON 115KV CB 3
| BRIGHTO4 | BRIGHTON 115KV CB 4
| BRIGHTO5 | BRIGHTON 115KV CB 5
| BRIGHTO6 | BRIGHTON 115KV CB 6
| BRIGHTO7 | BRIGHTON 115KV CB 7
| BRIGHTO8 | BRIGHTON 115KV CB 8
| BRIGHTO9 | BRIGHTON 115KV CB 9
| BRISTO1T | BRISTOL 115 KV CB 1T
| BRKW | PARTRIDG BRKW UNIT/
| BRLB | BERLN_NH BRLB UNIT/
| BRN6311 | BRONWS RIVER 115KV CB 6311/
| BRN6312 | BROWNS RIVER 115KV CB 6312
| BRN6333 | BROWNS RIVER 115KV CB 6333
| BROADW1T | BROADWAY 115 KV CB 1T
| BROADW2T | BROADWAY 115 KV CB 2T
| BROOK142 | BROOK_ST 115 KV CB 142
| BROOK242 | BROOK_ST 115 KV CB 242
| BROOK342 | BROOK_ST 115 KV CB 342
| BROOK442 | BROOK_ST 115 KV CB 442
| BROOK542 | BROOK_ST 115 KV CB 542
| BROOK642 | BROOK_ST 115 KV CB 642
| BROOK742 | BROOK_ST 115 KV CB 742
| BROOK842 | BROOK_ST 115 KV CB 842
| BROOK942 | BROOK_ST 115 KV CB 942
| BRUN | TOPSHAM BRUN UNIT/
| BSVC | BARNSTBL BSVC UNIT/
| BSW1 | BEAR SWAMP 1 UNIT/
| BSW2 | BEAR SWAMP 2 UNIT/
| BU93KT1H | BULL_HL 115 KV CB 93/KT1H
| BUCK65-1 | BUCKSPRT 115 KV CB K65-1
| BUCK86-1 | BUCKSPRT 115 KV CB K86-1
| BUCKBS12 | BUCKSPRT 115 KV CB KBS1/2
| BUCKPD1T | BUCK_PD 115 KV CB 1T
| BUCKPD2T | BUCK_PD 115 KV CB 2T
| BUDDNG2T | BUDDNGTN 115 KV CB 2T
| BUDDNG3T | BUDDNGTN 115 KV CB 3T
| BUDDNG4T | BUDDNGTN 115 KV CB 4T
| BUK203-2 | BUCKSPRT 115 KV CB K203-2
| BUK205-1 | BUCKSPRT 115 KV CB K205-1
| BULL | BULLSBDG BULL UNIT/
| BULL5153 | BULL_HL 115 KV CB 51/53
| BULL9301 | BULL_HL 115 KV CB 9301
| BULLHDVR | BULL_HL HDVR UNIT/
| BULLKT1H | BULL_HL 115 KV CB KT1H/ T1&BLHW
| BULLKT2H | BULL_HL 115KV CB KT2H/T2&HANW&DVAR
| BULLKT3H | BULL_HL 115KV CB KT3H/T3&WEVW&WDVR
| BULLWDVR | BULL_HL WDVR UNIT/
| BUNKRH1T | BUNKR_HL 115 KV CB 1T
| BUNKRH2T | BUNKR_HL 115 KV CB 2T
| BUNKRH3T | BUNKR_HL 115 KV CB 3T
| BURG | BERLN_NH BURG UNIT/
| BURL | QUEENCTY BURL UNIT/
| BURLNGT1 | BURLNGTN 115KV CB 1
| BUX30384 | BUXTON 345 KV CB K3038-4
| BUX30385 | BUXTON 345 KV CB K3038-5
| BUX374-1 | BUXTON 345 KV CB K374-1
| BUX374-2 | BUXTON 345 KV CB K374-2
| BUX385-1 | BUXTON 345 KV CB K385-1
| BUX385-2 | BUXTON 345 KV CB K385-2
| BUX386-4 | BUXTON 345 KV CB K386-4
| BUX391-1 | BUXTON 345 KV CB K391-1
| BUX391-2 | BUXTON 345 KV CB K391-2
| C129 | LINE C129/
| C181 | LINE C181-1-2-3/
| C181N | LINE C181N/
| C181S | LINE C181S-1-6/
| C189 | LINE C189/
| C196 | LINE C196/
| C2 | LINE C2/
| C203 | LN C203-1-2-3 MOORE GEN 1&2/Q195-2
| C3 | LINE C3-1-2-3-99 & C3E/
| CABB | YARMOUTH CABB UNIT
| CABT | CABOT UNIT AT MONTAGUE/
| CADW10T2 | CADWELL 115 KV CB 10T
| CADW11T2 | CADWELL 115 KV CB 11T
| CADWL4T2 | CADWELL 115 KV CB 4T
| CADWL5T2 | CADWELL 115 KV CB 5T
| CADWL6T2 | CADWELL 115 KV CB 6T
| CAK160-1 | CAPE 115 KV CB K160-1
| CAK275-1 | CAPE 115 KV CB K275-1
| CAMPV2TA | CAMPVILL 115 KV CB 2TA
| CAMPV3TA | CAMPVILL 115 KV CB 3TA
| CAMPV5TA | CAMPVILL 115 KV CB 5TA
| CAMPVI1T | CAMPVILL 115 KV CB 1T
| CAMPVI2T | CAMPVILL 115 KV CB 2T
| CAMPVI3T | CAMPVILL 115 KV CB 3T
| CAMPVI4T | CAMPVILL 115 KV CB 4T
| CAMPVI5T | CAMPVILL 115 KV CB 5T
| CAN1 | CANAL 1 UNIT/
| CAN2 | CANAL 2 UNIT/
| CAN3 | CANAL 3 UNIT/
| CAN3LEAD | CANAL 3 LEAD/ CAN3-LN
| CANA120X | CANAL 120X XFMR/LINE 120
| CANA121X | CANAL 121X XFMR/LINE 121
| CANA126X | CANAL 126X XFMR/LINE 126
| CANA712P | CANAL 345KV CB 712P
| CANAL112 | CANAL 345KV CB 112
| CANAL212 | CANAL 345KV CB 212
| CANAL312 | CANAL 345KV CB 312
| CANAL412 | CANAL 345KV CB 412
| CANAL512 | CANAL 345KV CB 512
| CANAL612 | CANAL 345KV CB 612
| CANAL812 | CANAL 345KV CB 812
| CANAL912 | CANAL 345KV CB 912
| CANT52T1 | CANTRBRY 115 KV CB 52-T1/ QNBS
| CANTNBE2 | CANTN_BE 115 KV CB 2
| CANTNBE5 | CANTN_BE 115 KV CB 5
| CANTO10K | CANTON 115 KV CB 10K
| CANTON1T | CANTON 115 KV CB 1T
| CANTON2T | CANTON 115 KV CB 2T
| CANTRB1T | CANTRBRY 115 KV CB 1T
| CANTRB2T | CANTRBRY 115 KV CB 2T
| CANTRB4T | CANTRBRY 115 KV CB 4T
| CANW | LUDDN_LN CANW UNIT/
| CAP4 | CAPE CAP4 UNIT/
| CAP5 | CAPE CAP5 UNIT/
| CARD10T | CARD 115 KV CB 10T
| CARD11T | CARD 115 KV CB 11T
| CARD12T | CARD 115 KV CB 12T
| CARD13T | CARD 115 KV CB 13T
| CARD14T | CARD 115 KV CB 14T
| CARD14TA | CARD 115 KV CB 14TA
| CARD15T | CARD 115 KV CB 15T
| CARD16T | CARD 115 KV CB 16T
| CARD1T | CARD 345KV CB 1T
| CARD2T | CARD 345KV CB 2T
| CARD2TA | CARD 345 KV CB 2TA
| CARD3T | CARD 345KV CB 3T
| CARD4T | CARD 345 KV CB 4T
| CARD4X | CARD XFMR 4X/
| CARD5T | CARD 345 KV CB 5T
| CARD5TA | CARD 345 KV CB 5TA
| CARD5X | CARD XFMR 5X/
| CARD8T | CARD 345KV CB 8T
| CARMH1T2 | CARML_HL 115KV CB 11S-1T-2
| CARP2175 | CARPTRHL 115 KV CB 2175
| CARP231T | CARPTRHL 115 KV CB 23-1T
| CARP7374 | CARPTRHL 115 KV CB 73-74
| CARPT123 | CARPTRHL 115 KV CB 123
| CARPT173 | CARPTRHL 115 KV CB 173
| CARPT174 | CARPTRHL 115 KV CB 174
| CARPT175 | CARPTRHL 115 KV CB 175
| CARPTR1T | CARPTRHL 115 KV CB 1T
| CARPTR1X | CARPENTER HILL XFMR 1X/
| CARV1062 | CARVER 345 KV CB 1062
| CARV1162 | CARVER 345 KV CB 1162
| CARV345A | CARVER XFMR 345A/
| CARV345B | CARVER XFMR 345B/
| CARV862P | CARVER 345 KV CB 862P
| CARV862S | CARVER 345 KV CB 862S
| CARVE152 | CARVER 115 KV CB 152
| CARVE162 | CARVER 345KV CB 162
| CARVE252 | CARVER 115 KV CB 252
| CARVE262 | CARVER 345KV CB 262
| CARVE352 | CARVER 115 KV CB 352
| CARVE362 | CARVER 345KV CB 362
| CARVE452 | CARVER 115 KV CB 452
| CARVE462 | CARVER 345KV CB 462
| CARVE552 | CARVER 115 KV CB 552
| CARVE562 | CARVER 345KV CB 562
| CARVE652 | CARVER 115 KV CB 652
| CARVE662 | CARVER 345KV CB 662
| CARVE752 | CARVER 115 KV CB 752
| CARVE762 | CARVER 345KV CB 762
| CARVE852 | CARVER 115 KV CB 852
| CARVE962 | CARVER 345KV CB 962
| CARVRST1 | CARVR_ST 115 KV CB 1
| CARVRST2 | CARVR_ST 115 KV CB 2
| CARVRST4 | CARVR_ST 115 KV CB 4
| CARVRST5 | CARVR_ST 115 KV CB 5
| CATR | LOUDEN CATR UNIT/
| CBY3 | COURTENAY BAY UNIT 3/
| CBY6 | COURTENAY BAY UNIT 6/
| CC10 | COSCOB CC10 UNIT/
| CC11 | COSCOB CC11 UNIT/
| CC12 | COSCOB CC12 UNIT/
| CC13 | COSCOB CC13 UNIT/
| CC14 | COSCOB CC14 UNIT/
| CENTE157 | CENTECH 115 KV CB E157
| CHEK5051 | CHELSEVT 115 KV CB K5051
| CHELEVRT | CHEL-EVRT /488-518 & 423-515 &O167
| CHELSEA1 | CHELSEA 115KV CB 1
| CHELSEA2 | CHELSEA 115KV CB 2
| CHELSEA3 | CHELSEA 115KV CB 3
| CHELSEA4 | CHELSEA 115KV CB 4
| CHELSEA5 | CHELSEA 115KV CB 5
| CHELSEA6 | CHELSEA 115KV CB 6
| CHELSEA7 | CHELSEA 115 KV CB 7
| CHELSK50 | CHELSEVT 115 KV CB K50
| CHELSK51 | CHELSEVT 115 KV CB K51
| CHICOP1T | CHICOPEE 115 KV CB 1T
| CHICOP2T | CHICOPEE 115 KV CB 2T
| CHIPIN1T | CHIPINHL 115 KV CB 1T
| CHNT5215 | CHSTNTHL 115 KV CB 5215
| CHNTA152 | CHSTNTHL 115 KV CB A152
| CHRTC181 | CHRTLYPD 115 KV CB C181
| CHSTRSVC | CHSTRSVC/
| CHURCH81 | CHURCHIL 115 KV CB 81
| CK241T2H | COUNTYRD 115 KV CB K241/T2H
| CKT1H237 | CYRO_DR 115 KV CB KT1H/237/
| CKT1H241 | COUNTYRD 115 KV CB KT1H/241
| CKT1H281 | COUNTYRD 115 KV CB KT1H/281
| CKT2H281 | COUNTYRD 115 KV CB KT2H/281
| CL9A | CLEARY CL9A UNIT/
| CL9C | CLEARY 9 & 9A CC UNIT/
| CMB2 | COMERFRD BUS 2 CLEARED
| CO302430 | COOPERML 345 KV CB K3024/3025
| COBB | COBBLE MT UNIT/
| COGN | 9DRAGONS CO GEN UNIT/
| COL1 | COLESON COVE UNIT 1/
| COL2 | COLESON COVE UNIT 2/
| COL3 | COLESON COVE UNIT 3/
| COLBURN1 | COLBURN 115KV CB 1
| COLBURN3 | COLBURN 115KV CB 3
| COLDRK32 | COLD_RV 115 KV CB K32
| COLDRK35 | COLD_RV 115 KV CB K35
| COLECO37 | COLESON 345 KV CB CO3-7
| COLECO38 | COLESON 345 KV CB CO3-8
| COLESOT2 | COLESON XFMR T2/
| COLONY1T | COLONY 115 KV CB 1T
| COLS | COOLIDGE COLS UNIT/
| COM1 | COMERFRD COM1 UNIT/
| COM2 | COMERFRD COM2 UNIT/
| COM3 | COMERFRD COM3 UNIT/
| COM4 | COMERFRD COM4 UNIT/
| COMA | COMERFORD 1 & 2 UNITS/
| COMB | COMERFORD 3 & 4 UNITS/
| COMB-202 | COMERFRD 23O KV CB B-202
| COMC-203 | COMERFRD 230 KV CB C-203
| COMD-204 | COMERFRD 230 KV CB D-204
| COME0121 | COMERFRD 230 KV CB 0121
| COME0234 | COMERFRD 230 KV CB 0234
| COME0366 | COMERFRD 230 KV CB 0366
| COME0406 | COMERFRD 230 KV CB 0406
| COMEA201 | COMERFRD 230 KV CB A201
| COMER221 | COMERFRD 230 KV CB 221
| COMER234 | COMERFRD 230 KV CB 234
| COMERT56 | COMERFRD XF T5 &T6/LN N266/UN MCIN
| COMF-206 | COMERFRD 230 KV CB F-206
| COMG-207 | COMERFRD 230 KV CB G-207
| COMH-208 | COMERFRD 230 KV CB H-208
| COMN-266 | COMERFRD 230 KV CB N-266
| COMPO1T | COMPO 115KV CB 1T
| CONC | OAK_HIL CONC UNIT/
| CONVESZ1 | CONVERTR 115 KV CB SZ1
| CONVESZ2 | CONVERTR 115 KV CB SZ2
| CONVESZ3 | CONVERTR 115 KV CB SZ3
| CONVESZ4 | CONVERTR 115 KV CB SZ4
| CONVESZ5 | CONVERTR 115 KV CB SZ5
| CONVESZ6 | CONVERTR 115 KV CB SZ6
| CONVESZ7 | CONVERTR 115 KV CB SZ7
| CONVESZ8 | CONVERTR 115 KV CB SZ8
| COO24425 | COOPERML 115 KV CB K244/254
| COO30241 | COOPERML 345 KV CB K3024-1
| COO30251 | COOPERML 345 KV CB K3025-1
| COO60257 | COOPERML 115 KV CB K60/257
| COO88258 | COOPERML 115 KV CB K88/258
| COOK3138 | COOLIDGE 115 KV CB K31-38
| COOK3236 | COOLIDGE 115 KV CB K32-36
| COOKB1CA | COOPERML 115 KV CB KB1/CAP
| COOKT3L1 | COOPERML 115 KV CB KT3L-1
| COOKT3L2 | COOPERML 115 KV CB KT3L-2
| COOL3321 | COOLIDGE 345KV CB 3321
| COOL3TB1 | COOLIDGE 345KV CB 3TB1-B1
| COOL3TB2 | COOLIDGE 345KV CB 3TB2-B1
| COOL3TB3 | COOLIDGE 345KV CB 3TB3-B1
| COOL52T1 | COOLIDGE 115KV CB 52-T1
| COOLI336 | COOLIDGE 345KV CB 336
| COOLI340 | COOLIDGE 345KV CB 340
| COOLI350 | COOLIDGE 345KV CB 350-B1
| COOLIC91 | COOLIDGE 115 KV CB C91
| COOLIC92 | COOLIDGE 115 KV CB C92
| COOLIDT1 | COOLIDGE T1 XFMR/
| COOLIK31 | COOLIDGE 115 KV CB K31
| COOLIK32 | COOLIDGE 115 KV CB K32
| COOLIK36 | COOLIDGE 115 KV CB K36
| COOLIK38 | COOLIDGE 115 KV CB K38
| COOLIR41 | COOLIDGE 345 KV CB R41
| COOLIR42 | COOLIDGE 345 KV CB R42
| COOP3885 | COOPERML 345 KV CB K388-5
| COOP3886 | COOPERML 345 KV CB K388-6
| COOP3925 | COOPERML 345 KV CB K392-5
| COOP3926 | COOPERML 345 KV CB K392-6
| COOP6880 | COOPERML 115 KV CB K68/80
| COOPEKR1 | COOPERML CB KR1
| COOPEKR2 | COOPERML CB KR2
| COOPERT3 | COOPERML T3 XFMR/
| COOPK254 | COOPERML 115 KV CB K254-5
| COOPK257 | COOPERML 115 KV CB K257-5
| COOPK258 | COOPERML 115 KV CB K258-4
| COOPK605 | COOPERML 115 KV CB K60-5
| COOPK682 | COOPERML 115 KV CB K68-2
| COOPK801 | COOPERML 115 KV CB K80-1
| COOPK884 | COOPERML 115 KV CB K88-4
| COOPMLSC | COOPERML UNIT SC/
| COOPT3H1 | COOPERML 345 KV CB KT3H-1
| COOPT3H2 | COOPERML 345 KV CB KT3H-2
| COPKT4H1 | COOPERML 345 KV CB KT4H/T5H-1
| COPKT4H2 | COOPERML 345 KV CB KT4H/T5H-2
| COSC1750 | COSCOB 115KV CB 1750
| COSCO10X | COSCOB 10X XF AND UNITS/
| COSCOB1T | COSCOB 115KV CB 1T
| COSCOB2T | COSCOB 115KV CB 2T
| COSCOB3T | COSCOB 115KV CB 3T
| COSCOB4T | COSCOB 115KV CB 4T
| COSCOB5T | COSCOB 115KV CB 5T
| COSCOB6T | COSCOB 115KV CB 6T
| COSCOB7T | COSCOB 115KV CB 7T
| COV1 | IRASBURG COV1 UNIT/
| COV2 | IRASBURG COV2 UNIT/
| CRK201-2 | CROWLEYS 115 KV CB K201-2
| CRK202-1 | CROWLEYS 115 KV CB K202-1
| CRKT1 | CRKT_VLY GT1+ST1/
| CRKT2 | CRKT_VLY GT2+ST2/
| CRKT3 | CRKT_VLY GT3+ST3/
| CRMH1TA2 | CARML_HL 115KV CB 11S-1TA-2
| CROK62-1 | CROWLEYS 115 KV CB K62-1
| CROWLKC2 | CROWLEYS 115 KV CB KC2
| CRTC1133 | CURTISVL 115 KV CAP C1133
| CT1 | MERIMACK CT-1 UNIT/
| CT2 | MERIMACK CT-2 UNIT/
| CUMBR10K | CUMBRLND 115KV CB 10K
| CUMBRL1T | CUMBRLND 115 KV CB 1T
| CURTI308 | CURTISVL 115 KV CB 308
| CURTI589 | CURTISVL 115 KV CB 589
| CURTI801 | CURTISVL 115 KV CB 801
| CURTI893 | CURTISVL 115 KV CB 893
| CURTI905 | CURTISVL 115 KV CB 905
| CVGENS | CRKT_VLY GENERATORS
| CYRK2931 | CYRO_DR 115 KV CB K293-1/
| CYRO52T1 | CYRO_DR 115 KV CB 52-T1/ SANS
| CYROKT1H | CYRO_DR 115 KV CB KT1H/
| D108 | LINE D108/
| D118 | LINE D118/
| D121 | LINE D121/
| D130 | LINE D130-1 THRU 6/126-501/201-501
| D142 | LINE D142/
| D182N | LINE D182N/
| D182S | LINE D182S-1-2-3-5-6/
| D204 | LINE D204-1-2-3&MOORE 3+4/LIT TB41
| D21 | LINE D21/
| DAR3 | DARTMTH DAR3 UNIT/
| DARIE10K | DARIEN 115KV CB 10K
| DARIEN1T | DARIEN 115KV CB 1T
| DARS | DARTMTH DARS UNIT/
| DART | DARTMOUTH POWER GENERATION/
| DB1S | WICKFORD DB1S UNIT/
| DB2S | WICKFORD DB2S UNIT/
| DB3S | WICKFORD DB3S UNIT/
| DB4S | WICKFORD DB4S UNIT/
| DC10 | LINE 362 & 376/
| DCT4 | LINE 355 & 342-1-2-3/
| DCT5 | LINE 325 & 344/
| DCT6 | LINE 325 & 331/
| DCT7 | LINE 240-601 & 342-603/
| DCT7T | LINE 240-601 & 342-603 TEMP/
| DEER0292 | DEERFLD 115KV CB 0292
| DEER3220 | DEERFLD 345 KV CB 3220
| DEER4629 | DEERFLD 115 KV CB 4629
| DEER7518 | DEERFLD 115 KV CB 7518
| DEERF182 | DEERFLD 115 KV CB 182
| DEERF246 | DEERFLD 115 KV CB 246
| DEERF275 | DEERFLD 115 KV CB 275
| DEERF731 | DEERFLD 345 KV CB 7310
| DEERF785 | DEERFLD 345 KV CB 785
| DEERF851 | DEERFLD 345 KV CB 851
| DEERFI72 | DEERFLD 345 KV CB 72
| DEERTB14 | DEERFIELD XFMR TB14/
| DEERTB28 | DEERFIELD XFMR TB28/
| DEK203-1 | DETROIT 115 KV CB K203-1
| DERB | INDIAN DERB UNIT/
| DETK2871 | DETROIT 115 KV CB K287-1
| DETK67-1 | DETROIT 115 KV CB K67-1
| DETK82-4 | DETROIT 115 KV CB K82-4
| DETK85-1 | DETROIT 115 KV CB K85-1
| DEVON10T | DEVON 115 KV CB 10T
| DEVON10X | DEVON 10X XFMR/
| DEVON11T | DEVON 115 KV CB 11T
| DEVON11X | DEVON 11X XFMR/
| DEVON12T | DEVON 115 KV CB 12T
| DEVON12X | DEVON 12X XFMR/
| DEVON13X | DEVON 13X XFMR/
| DEVON14X | DEVON 14X XFMR/
| DEVON15X | DEVON 15X XFMR/
| DEVON17X | DEVON 17X XFMR/
| DEVON1T | DEVON 115 KV CB 1T
| DEVON20T | DEVON 115 KV CB 20T
| DEVON21T | DEVON 115 KV CB 21T
| DEVON23T | DEVON 115 KV CB 23T
| DEVON24T | DEVON 115 KV CB 24T
| DEVON25T | DEVON 115 KV CB 25T
| DEVON26T | DEVON 115 KV CB 26T
| DEVON27T | DEVON 115 KV CB 27T
| DEVON28T | DEVON 115 KV CB 28T
| DEVON29T | DEVON 115 KV CB 29T
| DEVON2T | DEVON 115 KV CB 2T
| DEVON3T | DEVON 115 KV CB 3T
| DEVON4T | DEVON 115 KV CB 4T
| DEVON6T | DEVON 115 KV CB 6T
| DEVON7T | DEVON 115 KV CB 7T
| DEVON8T | DEVON 115 KV CB 8T
| DEVONT1T | DEVON_T 115 KV CB 1T
| DEVONT2T | DEVON_T 115 KV CB 2T
| DEVONT3T | DEVON_T 115 KV CB 3T
| DEVONT4T | DEVON_T 115 KV CB 4T
| DEWARST4 | DEWAR_ST 115 KV CB 4 /
| DEWARST5 | DEWAR_ST 115 KV CB 5 /
| DEXT | DEXTER G1+G3+STEAM/
| DFL5 | DEERFLD5 DFL5 UNIT/
| DFLW | PUTNAMRD DFLW UNIT/
| DH1S | SNOW_ST DH1S UNIT/
| DH2S | SNOW_ST DH2S UNIT/
| DH3S | SNOW_ST DH3S UNIT/
| DH4S | SNOW_ST DH4S UNIT/
| DIGH | EMI-DIGHTON UNIT/
| DODF | BARRE_VT DODF UNIT/
| DOGTOSVC | DOGTOWN SVC UNIT & T1 XF/
| DOOLEY2T | DOOLEY 115 KV CB 2T
| DORE | DORREN DORE UNIT/
| DOREE10K | DOREEN 115 KV CB 10K
| DOREE10T | DOREEN 115 KV CB 10T
| DOREE12T | DOREEN 115 KV CB 12T
| DOREE13T | DOREEN 115 KV CB 13T
| DOREEN1T | DOREEN 115 KV CB 1T
| DOREEN3T | DOREEN 115 KV CB 3T
| DOREEN4T | DOREEN 115 KV CB 19A-4T-2
| DOREEN5T | DOREEN 115 KV CB 5T
| DOREEN6T | DOREEN 115 KV CB 6T
| DOREEN7T | DOREEN 115 KV CB 7T
| DOREEN8T | DOREEN 115 KV CB 8T
| DOREEN9T | DOREEN 115 KV CB 9T
| DOVCS772 | DOVER_BE 115KV CS CS772
| DOVERBE1 | DOVER_BE 115KV CB 1
| DOVERBE3 | DOVER_BE 115KV CB 3
| DOVM1830 | DOVER 115 KV CB M1830
| DOVR169 | DOVER 115 KV CB R169
| DPFC | INDIAN DPFC UNIT/
| DRUM7189 | DRUMROCK 115 KV CB 7189
| DRUM7289 | DRUMROCK 115 KV CB 7289
| DRUM8587 | DRUMROCK 115 KV CB 8587
| DRUM8588 | DRUMROCK 115 KV CB 8588
| DRUM8772 | DRUMROCK 115 KV CB 8772
| DRUM8871 | DRUMROCK 115 KV CB 8871
| DUPC2911 | DUPONT 115 KV CB C2-911
| DUPOC21T | DUPONT 115 KV CB C2-1T
| DUPOD911 | DUPONT 115 KV CB D911
| DUPONG18 | DUPONT 115 KV CB G18
| DUPONT1T | DUPONT 115 KV CB 1T
| DV10 | DEVON 10 UNIT/
| DV11 | DEVON 11 UNIT/
| DV12 | DEVON 12 UNIT/
| DV13 | DEVON 13 UNIT/
| DV14 | DEVON 14 UNIT/
| DV15 | DEVON 15 UNIT/
| DV16 | DEVON 16 UNIT/
| DV17 | DEVON 17 UNIT/
| DV18 | DEVON 18 UNIT/
| DVSV1851 | DAVISVIL 115 KV CB 1851
| DVSV2190 | DAVISVIL 115 KV CB 2190
| DVSVL185 | DAVISVIL 115 KV CB 185
| DVSVL190 | DAVISVIL 115 KV CB L190
| DVSVLR2 | DAVISVIL 115 KV CB R2
| DVSVLW1 | DAVISVIL 115 KV CB W1
| DWWS | NE_SIMSB DWWS UNIT/
| DXT1 | DEXTER DXT1 UNIT/
| DXT3 | DEXTER DXT3 UNIT/
| DXTS | DEXTER DXTS UNIT/
| E1 | LINE E1/
| E105 | LINE E105/
| E115 | LINE E115-1-2-3/
| E131 | LINE E131-1-2-3/
| E157 | LINE E157/
| E157E | LINE E157E/
| E157W | LINE E157W-1-2/
| E183 | LINE E183-1-2-3-4/
| E183E | LINE E183E/
| E194 | LINE E194/A126
| E20 | LINE E20-1-2 & L1/
| E205E | LINE E205E/
| EAGL1113 | EAGLE 115 KV CB 1113
| EAGL2114 | EAGLE 115 KV CB 2114
| EAGL5449 | EAGLE 115 KV CB 5449
| EAGL6510 | EAGLE 115 KV CB 6510
| EAGL6523 | EAGLE 115 KV CB 6523
| EAGL8020 | EAGLE 345 KV CB 8020
| EAGLE232 | EAGLE 115 KV CB 232
| EAGLE254 | EAGLE 115 KV CB 254
| EAGLE295 | EAGLE 345 KV CB 295
| EAGLE491 | EAGLE 115 KV CB 491
| EAGLE951 | EAGLE 345 KV CB 951
| EAGLT154 | EAGLE XF T154 & LINE B154/
| EASK1864 | EAST_AVE 115 KV CB K18-64
| EASK2564 | EAST_AVE 115 KV CB K25-64
| EAST | WEBSTER EAST UNIT/
| EAST2822 | EASTPORT 115 KV CB 2822
| EAST701S | EASTPORT 115 KV CB 701S
| EAST7029 | EASTPORT 115 KV CB 7029
| EASTAK18 | EAST_AVE 115 KV CB K18
| EASTAK25 | EAST_AVE 115 KV CB K25
| EASTOBK1 | EASTOVER BK1 XFMR/
| EASTOBK2 | EASTOVER BK2 XFMR/
| EASTP228 | EASTPORT 115 KV CB 228
| EASTP292 | EASTPORT 115 KV CB 292
| EASTP701 | EASTPORT 115 KV CB 701
| EBRG9701 | E_BRGWTR 115 KV CB 9701
| ECAMBRG1 | E_CAMBRG 115KV CB 1
| ECAMBRG2 | E_CAMBRG 115KV CB 2
| ECAMBRG3 | E_CAMBRG 115KV CB 3
| ECAMBRG4 | E_CAMBRG 115KV CB 4
| ECAMBRG5 | E_CAMBRG 115KV CB 5
| ECAMBRG6 | E_CAMBRG 115KV CB 6
| EDEVO10T | E_DEVON 345 KV CB 10T
| EDEVO11T | E_DEVON 345KV CB 11T
| EDEVO12T | E_DEVON 345KV CB 12T
| EDEVO1X3 | E_DEVON 115 KV CB 1X3
| EDEVO23T | E_DEVON 115 KV CB 23T
| EDEVO24T | E_DEVON 115 KV CB 24T
| EDEVO25T | E_DEVON 115 KV CB 25T
| EDEVO26T | E_DEVON 115 KV CB 26T
| EDEVO27T | E_DEVON 115 KV CB 27T
| EDEVO2X3 | E_DEVON 115 KV CB 2X3
| EDEVON2X | EAST DEVON XFMR 2X/
| EDEVON5T | E_DEVON 345KV CB 5T
| EDEVON6T | E_DEVON 345KV CB 6T
| EDEVON7T | E_DEVON 345KV CB 7T
| EDEVON8T | E_DEVON 345KV CB 8T
| EDEVON9T | E_DEVON 345KV CB 9T
| EDG1 | EDGAR GT1 UNIT/
| EDG1LEAD | EDG1 GENERATOR LEAD/
| EDG2 | EDGAR GT2 UNIT/
| EDG2LEAD | EDG2 GENERATOR LEAD
| EDGAR1 | EDGAR 115 KV CB 1
| EDGAR10 | EDGAR 115 KV CB 10
| EDGAR11 | EDGAR 115 KV CB 11
| EDGAR12 | EDGAR 115 KV CB 12
| EDGAR13 | EDGAR 115 KV CB 13
| EDGAR14 | EDGAR 115 KV CB 14
| EDGAR16 | EDGAR 115 KV CB 16
| EDGAR17 | EDGAR 115 KV CB 17
| EDGAR2 | EDGAR 115 KV CB 2
| EDGAR3 | EDGAR 115 KV CB 3
| EDGAR4 | EDGAR 115 KV CB 4
| EDGAR5 | EDGAR 115 KV CB 5
| EDGAR6 | EDGAR 115 KV CB 6
| EDGAR7 | EDGAR 115 KV CB 7
| EDGAR8 | EDGAR 115 KV CB 8
| EDGAR9 | EDGAR 115 KV CB 9
| EDGR | EDGAR G1+G2+STEAM/
| EDST | EDGAR ST UNIT/
| EDSTLEAD | EDST GENERATOR LEAD
| EDY2106 | EDDY 115 KV CB 2106
| EDYD1210 | EDDY 115 KV CB D1210
| EDYP1060 | EDDY 115 KV CB P1060
| EHARTF1T | E_HARTFR 115 KV CB 1T
| EL9A | EEL RIVER UNIT A/
| EL9B | EEL RIVER UNIT B/
| ELAB | EEL RIVER UNIT A-B/
| ELECTR10 | ELECTRIC 115 KV CB 10
| ELECTR11 | ELECTRIC 115 KV CB 11
| ELECTR12 | ELECTRIC 115 KV CB12
| ELECTRI1 | ELECTRIC 115 KV CB 1
| ELECTRI2 | ELECTRIC 115 KV CB 2
| ELECTRI3 | ELECTRIC 115 KV CB 3
| ELECTRI4 | ELECTRIC 115 KV CB 4
| ELECTRI5 | ELECTRIC 115 KV CB 5
| ELECTRI6 | ELECTRIC 115 KV CB 6
| ELECTRI7 | ELECTRIC 115 KV CB 7
| ELECTRI8 | ELECTRIC 115 KV CB 8
| ELECTRI9 | ELECTRIC 115 KV CB 9
| ELI2207S | ELIOT 345 KV CB 2207S
| ELIO2207 | ELIOT 345 KV CB 2207
| ELIO9576 | ELIOT 345 KV CB 9576
| ELIOT071 | ELIOT 345 KV CB 071
| ELIOT222 | ELIOT 345 KV CB 222
| ELIOT761 | ELIOT 345 KV CB 761
| ELLS | ELLSWRTH ELLS UNIT/
| ELM2T | ELM 115 KV CB 2T
| ELSWHT1H | ELLSWORTH 115 KV CB T1H/
| ELSWHT2H | ELLSWORTH 115 KV CB T2H/
| EMAIN157 | E_MAIN_S 115 KV CB 157
| EMERDN1T | E_MERDEN 115 KV CB 1T
| EMETG133 | E_METHUE 115 KV CB G133
| EMRA1520 | EMRLD_ST 115 KV CB A1520
| EMRD1080 | EMRLD_ST 115 KV CB D1080
| EMRT1980 | EMRLD_ST 115 KV CB 1980
| ENBR1769 | E_NBRITN 115 KV CB 1769
| ENBR1783 | E_NBRITN 115 KV CB 1783
| ENFIEL1T | ENFIELD 115 KV CB 1T
| EPPT5203 | EPPING_T 115 KV CB 5203
| EPPT5261 | EPPING_T 115 KV CB 52/61
| EPPT5913 | EPPING_T 115 KV CB 5913
| EPPT5992 | EPPING_T 115 KV CB 59/92
| EPPT6101 | EPPING_T 115 KV CB 6101
| EPPTCAP | EPPING_T 115 KV CB CAP
| ERVING1T | ERVING 115 KV CB 1T
| ERVING2T | ERVING 115 KV CB 2T
| ERVING5T | ERVING 115 KV CB 5T
| ESHOR1-2 | E_SHORE 345 KV CB 387-1-2
| ESHOR11T | E_SHORE 115 KV CB 11T
| ESHOR12T | E_SHORE 115 KV CB 12T
| ESHOR13T | E_SHORE 115 KV CB 13T
| ESHOR2-2 | E_SHORE 345 KV CB 387-2-2
| ESHOR21T | E_SHORE 115 KV CB 21T
| ESHOR23T | E_SHORE 115 KV CB 23T
| ESHOR31T | E_SHORE 115 KV CB 31T
| ESHOR33T | E_SHORE 115 KV CB 33T
| ESHOR41T | E_SHORE 115 KV CB 41T
| ESHOR43T | E_SHORE 115 KV CB 43T
| ESHOR51T | E_SHORE 115 KV CB 51T
| ESHOR53T | E_SHORE 115 KV CB 53T
| ESHOR61T | E_SHORE 115 KV CB 61T
| ESHOR63T | E_SHORE 115 KV CB 63T
| ESHOR71T | E_SHORE 115 KV CB 71T
| ESHOR72T | E_SHORE 115 KV CB 72T
| ESHOR73T | E_SHORE 115 KV CB 73T
| ESHORE1K | E_SHORE 115 KV CB 1K
| ESHORE2K | E_SHORE 115 KV CB 2K
| ESHORE2X | EAST SHORE XFMR 2X/
| ESHORE8X | EAST SHORE XFMR 8X & LINE 481/
| ESHORE9X | EAST SHORE XFMR 9X & LINE 481/
| ESPRFL2T | E_SPRFLD 115 KV CB 2T
| ESPRFL3T | E_SPRFLD 115 KV CB 3T
| ESPRFL4T | E_SPRFLD 115 KV CB 4T
| ESPRFL5T | E_SPRFLD 115 KV CB 5T
| ESPRFL6T | E_SPRFLD 115 KV CB 6T
| ESSD | ESSEX ESSD UNIT/
| ESSEK24L | ESSEX 115 KV CB K24L
| ESSEXC34 | ESSEX 115 KV CB C34
| ESSEXC35 | ESSEX 115 KV CB C35
| ESSEXC36 | ESSEX 115 KV CB C36
| ESSEXC37 | ESSEX 115 KV CB C37
| ESSEXC38 | ESSEX 115 KV CB C38
| ESSEXC39 | ESSEX 115 KV CB C39
| ESSEXK21 | ESSEX 115 KV CB K21
| ESSEXK23 | ESSEX 115 KV CB K23
| ESSEXK24 | ESSEX 115 KV CB K24
| ESSEXK25 | ESSEX 115 KV CB K25
| ESSEXT1 | ESSEX B1-3 UNIT & T1 XF/
| ESSEXT2 | ESSEX B4-6 UNIT & T2 XF/
| ESSH | ESSEX ESSH UNIT/
| ESSK2024 | ESSEX 115 KV CB K20-24
| ESSK2120 | ESSEX 115 KV CB K21-20
| ESSK2223 | ESSEX 115 KV CB K22-23
| ESSK2522 | ESSEX 115 KV CB K25-22
| EVER5867 | EVERETT 115 KV CB 58-67
| EXTS | WICKFORD EXTS UNIT/
| F106 | LINE F106/
| F107 | LINE F107/
| F132 | LINE F132-1-2/
| F139 | LINE F139/
| F158N | LINE F158N-1-2-3-4-5-6/
| F158S | LINE F158S/
| F162 | LINE F162/
| F184N | LINE F184N-1-2-3-4-5/
| F184S | LINE F184S/
| F19 | LINES F19-1-2 & S1/
| F206 | LINE F206 & GRANITE XFMRS/
| FA136ECB | FALMTH_T 115 KV CB 136ECB
| FAIRM10T | FAIRMNT 115 KV CB 10T
| FAIRM11T | FAIRMNT 115 KV CB 11T
| FAIRM12T | FAIRMNT 115 KV CB 12T
| FAIRM13T | FAIRMNT 115 KV CB 13T
| FAIRM14T | FAIRMNT 115 KV CB 14T
| FAIRM15T | FAIRMNT 115 KV CB 15T
| FAIRMN1T | FAIRMNT 115 KV CB 1T
| FAIRMN2T | FAIRMNT 115 KV CB 2T
| FAIRMN3T | FAIRMNT 115 KV CB 3T
| FAIRMN4T | FAIRMNT 115 KV CB 4T
| FAIRMN5T | FAIRMNT 115 KV CB 5T
| FAIRMN6T | FAIRMNT 115 KV CB 6T
| FAIRMN7T | FAIRMNT 115 KV CB 7T
| FAIRMN8T | FAIRMNT 115 KV CB 8T
| FAIRMN9T | FAIRMNT 115 KV CB 9T
| FAL13622 | FALMTH_T 115 KV CB 13622
| FALS | FALSV FALS UNIT/
| FARM8202 | FARMWOOD 115 KV CB 8202
| FARM8245 | FARMWOOD 115 KV CB 8245
| FARM8939 | FARMWOOD 115 KV CB 8939
| FARMSC3 | FARMWOOD SC3/
| FARMSC4 | FARMWOOD SC4/
| FARMW139 | FARMWOOD 115 KV CB 139
| FARMW145 | FARMWOOD 115 KV CB 145
| FARMW892 | FARMWOOD 115 KV CB 892
| FARW145S | FARMWOOD 115 KV CB 145S
| FGW | VALLEYNB FGW UNIT/
| FIELD32N | FIELD_ST 115 KV CB 32N
| FIELD33N | FIELD_ST 115 KV CB 33N
| FIFE | DEERFLD5 FIFE UNIT/
| FITCH1T | FITCH 115 KV CB 1T
| FITZ3532 | FITZWILL 115 KV CB 3532
| FITZ3791 | FITZWILL 345 KV CB 3791
| FITZ7967 | FITZWILL 345 KV CB 7967
| FITZTB34 | FITZWILL XFMR TB34
| FITZW132 | FITZWILL 115 KV CB 132
| FITZW166 | FITZWILL 115 KV CB 166
| FITZW342 | FITZWILL 115 KV CB 342
| FITZW361 | FITZWILL 115 KV CB 361
| FITZW671 | FITZWILL 345 KV CB 671
| FLAG1135 | FLAGG_PD 115 KV CB 1135
| FLAG1136 | FLAGG_PD 115 KV CB 1136
| FLAG1235 | FLAGG_PD 115 KV CB 1235
| FLAG1236 | FLAGG_PD 115 KV CB 1236
| FLAG2135 | FLAGG_PD 115 KV CB 2135
| FLAG2136 | FLAGG_PD 115 KV CB 2136
| FLANDR1T | FLANDERS 115 KV CB 1T
| FLAXHL2T | FLAX_HL 115KV CB 2T
| FLRCK840 | FLORNCE 115 CB K840/PROC HNTG BLDN
| FLRV | SYKES_RD FLRV UNIT/
| FMJ1 | FRAMNGHM FMJ1 UNIT/
| FMJ2 | FRAMNGHM FMJ2 UNIT/
| FMJ3 | FRAMNGHM FMJ3 UNIT/
| FOREST1T | FORESTVL 115 KV CB 1T
| FOREST2T | FORESTVL 115 KV CB 2T
| FORTHL1T | FORT_HIL 115 KV CB 1T
| FRACS770 | FRAMNGHM 115KV CS CS770
| FRAM110B | FRAMNGHM XFMR 110B
| FRAM110C | FRAMNGHM XFMR 110C
| FRAMNGH1 | FRAMNGHM 115KV CB 1
| FRAMNGH2 | FRAMNGHM 115KV CB 2
| FRAMNGH3 | FRAMNGHM 115KV CB 3
| FRAMNGH4 | FRAMNGHM 115KV CB 4
| FRAMNGH5 | FRAMNGHM 115KV CB 5
| FRAMNGH6 | FRAMNGHM 115KV CB 6
| FRAMNGH7 | FRAMNGHM 115KV CB 7
| FRAMNGH8 | FRAMNGHM 115KV CB 8
| FRAMNGH9 | FRAMNGHM 115KV CB 9
| FREIGH1T | FREIGHT 115 KV CB 1T
| FREIGH2T | FREIGHT 115 KV CB 2T
| FRK275-2 | FRIVR_ME 115 KV CB K275-2
| FRK277-2 | FRIVR_ME 115 KV CB K277-2
| FRK28927 | FRMINGTN 115 KV CB K289/278
| FRK289T5 | FRMINGTN 115 KV CB K289/T5H
| FRMKT5H1 | FRMINGTN 115 KV CB KT5H-1
| FRMN52T5 | FRMINGTN 115 KV CB 52-T5/FRMS&DVAR
| FRMNDVAR | FRMINGTN DVAR UNIT/
| FRMNGT1T | FRMNGTON 115 KV CB 1T
| FRMNGT2T | FRMNGTON 115 KV CB 2T
| FRMNGT3T | FRMNGTON 115 KV CB 3T
| FRMS | FRMINGTN FRMS UNIT/
| FRMSLEAD | FRMS GENERATOR LEAD
| FRN10A06 | FRNKLNSQ 115 KV CB 10A-06
| FRN11A07 | FRNKLNSQ 115 KV CB 11A-07
| FRNCON2T | FRNCONIA 115 KV CB 2T
| FRNK3T10 | FRNKLNSQ 115 KV CB 3T-10
| FRNK4320 | FRNKLNSQ 115 KV CB 43-20
| FRNK4430 | FRNKLNSQ 115 KV CB 44-30
| FRNK832T | FRNKLNSQ 115 KV CB 83-2T
| FRNK9A05 | FRNKLNSQ 115 KV CB 9A-05
| FRNKE105 | FRNKLNSQ 115 KV CB E-105
| FRNKE183 | FRNKLNSQ 115 KV CB E-183
| FRNKF106 | FRNKLNSQ 115 KV CB F-106
| FRNKL10A | FRNKLNSQ 115 KV CB 10A
| FRNKL10K | FRNKLNDR 115 KV CB 10K
| FRNKL11A | FRNKLNSQ 115 KV CB 11A
| FRNKLN1T | FRNKLNDR 115 KV CB 1T
| FRNKLN2T | FRNKLNSQ 115 KV CB 2T
| FRNKLN3T | FRNKLNSQ 115 KV CB 3T
| FRNKLN9A | FRNKLNSQ 115 KV CB 9A
| FRNKLNC2 | FRNKLNSQ 115 KV CB C2
| FRNKLT10 | FRNKLNSQ 115 KV CB T10
| FRNKLT20 | FRNKLNSQ 115 KV CB T20
| FRNKLT30 | FRNKLNSQ 115 KV CB T30
| FRNKR144 | FRNKLNSQ 115 KV CB R-144
| FRQ1431T | FRNKLNSQ 115 KV CB Q143-1T
| FRS | N_OXFORD FRS UNIT/
| FRST | CHICOPEE FRST UNIT/
| FRSTB10K | FRSTBRDG 115 KV CB 10K
| FRSTB14T | FRSTBRDG 115 KV CB 14T
| FRSTB15T | FRSTBRDG 115 KV CB 15T
| FRSTB16T | FRSTBRDG 115 KV CB 16T
| FRSTB1X2 | FRSTBRDG 115 KV CB 1X2
| FRSTB20K | FRSTBRDG 115 KV CB 20K
| FRSTB20T | FRSTBRDG 115 KV CB 20T
| FRSTB21T | FRSTBRDG 115 KV CB 21T
| FRSTB22T | FRSTBRDG 115 KV CB 22T
| FRSTB23T | FRSTBRDG 115 KV CB 23T
| FRSTB24T | FRSTBRDG 115 KV CB 24T
| FRSTB25T | FRSTBRDG 115 KV CB 25T
| FRSTB26T | FRSTBRDG 115 KV CB 26T
| FRSTB27T | FRSTBRDG 115 KV CB 27T
| FRSTB28T | FRSTBRDG 115 KV CB 28T
| FRSTB2X2 | FRSTBRDG 115 KV CB 2X2
| FRSTBR1T | FRSTBRDG 345KV CB 1T
| FRYBRO4T | FRYBROOK 115 KV CB 4T-2
| FSNS | TUNNEL FSNS UNIT/
| FTZ3634S | FITZWILL 115 KV CB 3634S
| G128 | LINE G128/
| G133 | LINE G133/R115E
| G133W | LINE G133W/R115W
| G146 | LINE G146/
| G18 | LINE G18/
| G185S | LINE G185S-1-2-3-4&W_KNGSTN 2X/
| G185ST | LINE G185S-1-2-3-4 TEMP
| G249T6-8 | GRAHAM 115 KV CB 249/T6-8
| GALEFR1T | GALE_FRY 115 KV CB 1T
| GARG1460 | GARVINS 115 KV CB G1460
| GARH1370 | GARVINS 115 KV CB H1370
| GARM1080 | GARVINS 115 KV CB M1080
| GARV | GARVINS GARV UNIT/
| GEOK1942 | GEORGIA 115 KV CB K1942
| GEOK2180 | GEORGIA 115 KV CB K2180
| GEOR | BELFAST GEOR UNIT/
| GEORGC41 | GEORGIA 115 KV CB C41
| GEORGK19 | GEORGIA 115 KV CB K19
| GEORGK21 | GEORGIA 115 KV CB K21
| GEORGK42 | GEORGIA 115 KV CB K42
| GEORGK80 | GEORGIA 115 KV CB K80
| GKT2H286 | GUILFORD 115 KV CB KT2H/286
| GLDNHLR1 | GOLDN_HL 345 KV CB R1
| GLEN1753 | GLENBROK 115KV CB 1753
| GLEN1792 | GLENBROK 115KV CB 1792
| GLEN1867 | GLENBROK 115KV CB 1867
| GLEN1SV | GLENBROK 1SV STATCOM/
| GLEN2SV | GLENBROK 2SV STATCOM/
| GLENB10K | GLENBROK 115KV CB 10K
| GLENB17T | GLENBROK 115KV CB 17T
| GLENB18T | GLENBROK 115KV CB 18T
| GLENB19T | GLENBROK 115KV CB 19T
| GLENB20K | GLENBROK 115KV CB 20K
| GLENB20T | GLENBROK 115KV CB 20T
| GLENB21T | GLENBROK 115 KV CB 21T
| GLENB22T | GLENBROK 115KV CB 22T
| GLENB23T | GLENBROK 115KV CB 23T
| GLENB25T | GLENBROK 115KV CB 25T
| GLENB4X1 | GLENBROK 115KV CB 4X1
| GLENB5X1 | GLENBROK 115KV CB 5X1
| GLENBR2T | GLENBROK 115KV CB 2T
| GLENBR3T | GLENBROK 115KV CB 3T
| GLENBR4T | GLENBROK 115KV CB 4T
| GLENBR7T | GLENBROK 115KV CB 7T
| GLENBR8T | GLENBROK 115KV CB 8T
| GLENBR9T | GLENBROK 115KV CB 9T
| GMTW | E_FAIRFX GMTW UNIT/
| GNRT | POWERSVL GNRT (DU SWITCH)/
| GOLDG133 | GOLDN_RK 115 KV CB G133
| GOOSKT1H | GOOSEFARE 115 KV CB KT1H
| GOOSKT2H | GOOSEFARE 115 KV CB KT2H
| GORD | ESSEX GORD UNIT/
| GORH | BERLN_NH GORH UNIT/
| GRA24603 | GRAHAM 115 KV CB 24603
| GRA24697 | GRAHAM 115 KV CB 246/97
| GRA24803 | GRAHAM 115 KV CB 24803
| GRA24903 | GRAHAM 115 KV CB 24903
| GRA66248 | GRAHAM 115 KV CB 66/248
| GRAH6601 | GRAHAM 115 KV CB 6601
| GRAH9701 | GRAHAM 115 KV CB 9701
| GRAHAT7H | GRAHAM 115 KV CB T7H
| GRAHAT9H | GRAHAM 115 KV CB T9H
| GRAHATFA | GRAHAM XFMR TF-A/ MIG1
| GRAHATFB | GRAHAM XFMR TF-B/ MIG2
| GRAHMIS1 | GRAHAM 115 KV CB MIS1
| GRAHMIS2 | GRAHAM 115 KV CB MIS2
| GRAHMIS3 | GRAHAM 115 KV CB MIS3
| GRAHT9T7 | GRAHAM 115 KV CB T9/T7
| GRAK5251 | GRANITE 115 KV CB K52-51
| GRAK5354 | GRANITE 115 KV CB K53-54
| GRAN | GRANITE RIDGE G1+G2+STEAM/
| GRAND11T | GRAND_AV 115 KV CB 11T
| GRAND12T | GRAND_AV 115 KV CB 12T
| GRAND13T | GRAND_AV 115 KV CB 13T
| GRAND21T | GRAND_AV 115 KV CB 21T
| GRAND22T | GRAND_AV 115 KV CB 22T
| GRAND23T | GRAND_AV 115 KV CB 23T
| GRAND31T | GRAND_AV 115 KV CB 31T
| GRAND32T | GRAND_AV 115 KV CB 32T
| GRAND33T | GRAND_AV 115 KV CB 33T
| GRAND41T | GRAND_AV 115 KV CB 41T
| GRAND42T | GRAND_AV 115 KV CB 42T
| GRAND51T | GRAND_AV 115 KV CB 51T
| GRAND52T | GRAND_AV 115 KV CB 52T
| GRAND53T | GRAND_AV 115 KV CB 53T
| GRANI205 | GRANITE 230KV CB 205
| GRANI206 | GRANITE 230KV CB 206
| GRANIC61 | GRANITE 115 KV CB C61
| GRANIC62 | GRANITE 115 KV CB C62
| GRANIC64 | GRANITE 115 KV CB C64
| GRANIC66 | GRANITE 115 KV CB C66
| GRANIK51 | GRANITE 115 KV CB K51
| GRANIK52 | GRANITE 115 KV CB K52
| GRANIK53 | GRANITE 115 KV CB K53
| GRANIK54 | GRANITE 115 KV CB K54
| GRANITT1 | GRANITE T1 & PS01
| GRANITT2 | GRANITE T2 & PS02
| GRAT6-8H | GRAHAM 115 KV CB T6-8H
| GRAV52H1 | GRAVLPIT 115 KV CB 52-H1
| GRAV52H2 | GRAVLPIT 115 KV CB 52-H2
| GRAVLP1T | GRAVLPIT 115 KV CB 1T
| GRAVLP2T | GRAVLPIT 115 KV CB 2T
| GRAVLP3T | GRAVLPIT 115 KV CB 3T
| GRBH1410 | GREATBAY 115 KV CB H1410
| GREB1430 | GREGGS 115 KV CB B1430
| GREBT30 | GREGGS 115 KV CB BT30
| GREBT30S | GREGGS 115 KV CB BT30S
| GREC1960 | GREGGS 115 KV CB C1960
| GREEN141 | GREENDAL 115 KV CB 141
| GREF1620 | GREGGS 115 KV CB F1620
| GREJ1140 | GREGGS 115 KV CB J1140
| GREK105 | GREGGS 115 KV CB K105
| GRENH10K | GREEN_HL 115 KV CB 10K
| GRENH20K | GREEN_HL 115 KV CB 20K
| GRENH3TA | GREEN_HL 115 KV CB 3TA
| GRENH4TA | GREEN_HL 115 KV CB 4TA
| GRENHL1T | GREEN_HL 115 KV CB 1T
| GRENHL2T | GREEN_HL 115 KV CB 2T
| GRENHL3T | GREEN_HL 115 KV CB 3T
| GRENHL4T | GREEN_HL 115 KV CB 4T
| GREO1610 | GREGGS 115 KV CB O1010
| GREQ1710 | GREGGS 115 KV CB Q1710
| GRG1 | GRANITE RIDGE GT1 GENERATOR/
| GRG2 | GRANITE RIDGE GT2 GENERATOR/
| GRMIS3B1 | GRAHAM 115 KV CB MIS3/B1
| GRND1834 | GRNDARMY 115 KV CB 1834
| GRND3184 | GRNDARMY 115 KV CB 3184
| GRND8483 | GRNDARMY 115 KV CB 8483
| GRNDAR43 | GRNDARMY 115 KV CB 43
| GRNDAW4N | GRNDARMY 115 KV CB W4N
| GRNDAW4S | GRNDARMY 115 KV CB W4S
| GRNDAX3N | GRNDARMY 115 KV CB X3N
| GRNDAX3S | GRNDARMY 115 KV CB X3S
| GRNDE183 | GRNDARMY 115 KV CB E183
| GRNE183E | GRNDARMY 115 KV CB E183E
| GRNF184N | GRNDARMY 115 KV CB F184N
| GRNF184S | GRNDARMY 115 KV CB F184S
| GRNWCH1T | GREENWICH 115KV CB 1T
| GROW | HUCKN_HL GROW UNIT/
| GRPW | PARIS GRPW UNIT/
| GRST | GRANITE RIDGE ST GENERATOR/
| GUK85286 | GUILFORD 115 KV CB K85/286
| GUKT2H85 | GUILFORD 115 KV CB KT2H/85
| GULF | GULF ISLAND UNIT/
| GUNN1T | GUNN 115 KV CB 1T
| H123 | LINE H123-1-2&W157/
| H137 | LINE H137/
| H141 | LINE H141-1-2 & J147/
| H160 | LINE H160/
| H160T | LINE H160 TEMP/
| H17 | LINE H17-1-2-3/
| H17W | LINE H17W/
| H528 | LINE 496-528/
| H529 | LINE 496-529/ C1
| HA119CB2 | HARWICH 115 KV CB 119CB2
| HADAM10K | HADDAM 115 KV CB 10K
| HADAM26T | HADDAM 115 KV CB 26T
| HADAM27T | HADDAM 115 KV CB 27T
| HADAM28T | HADDAM 115 KV CB 28T
| HADAM29T | HADDAM 115 KV CB 29T
| HADAM31T | HADDAM 115 KV CB 31T
| HADAM32T | HADDAM 115 KV CB 32T
| HADAM33T | HADDAM 115 KV CB 33T
| HADAM34T | HADDAM 115 KV CB 34T
| HADAM35T | HADDAM 115 KV CB 35T
| HADAM37T | HADDAM 115 KV CB 37T
| HADAM38T | HADDAM 115 KV CB 38T
| HADAM5X3 | HADDAM 115 KV CB 5X3
| HADAM6X3 | HADDAM 115 KV CB 6X3
| HADAMN1T | HADAMNK 345KV CB 1T
| HADAMN2T | HADAMNK 345KV CB 2T
| HADAMN3T | HADAMNK 345 KV CB 3T
| HADAMN4T | HADAMNK 345KV CB 4T
| HADAMNR1 | HADAMNK 14B-1W REACTOR
| HADDAM2T | HADDAM 345KV CB 2T
| HADDAM3T | HADDAM 345KV CB 3T
| HADDAM4T | HADDAM 345KV CB 4T
| HADDAM5T | HADDAM 345KV CB 5T
| HADDAM5X | HADDAM XFMR 5X/
| HADDAM6X | HADDAM XFMR 6X/
| HADL | HADLEY FALLS 1 & 2 UNITS/
| HANOVE3T | HANOVER 115 KV CB 3T
| HANW | BULL_HL HANW UNIT/
| HAR1 | HARRIS HAR1 UNIT/
| HAR115BT | HARRIMAN 115 KV CB 115BT
| HAR2 | HARRIS HAR2 UNIT/
| HAR3 | HARRIS HAR3 UNIT/
| HAR4 | HARRIS HAR4 UNIT/
| HARR | HARRIMAN UNIT/
| HARR1810 | HARRIMAN 115 KV CB 1810
| HARR2810 | HARRIMAN 115 KV CB 2810
| HARRA127 | HARRIMAN 115 KV CB A-127
| HARRB128 | HARRIMAN 115 KV CB B-128
| HARRE131 | HARRIMAN 115 KV CB E-131
| HARRIMT3 | HARRIMAN 115 KV CB T3
| HARRY177 | HARRIMAN 115 KV CB Y-117
| HARS | HARRNGTN HARS UNIT/
| HART172S | HARTF_AV 115 KV CB T-172S
| HART7106 | HARTF_AV 115 KV CB 71-06
| HART7205 | HARTF_AV 115 KV CB 72-05
| HARTE105 | HARTF_AV 115 KV CB E-105
| HARTF106 | HARTF_AV 115 KV CB F-106
| HARTFC40 | HARTFDVT 115 KV CB C40
| HARTFC42 | HARTFDVT 115 KV CB C42
| HARTFK26 | HARTFDVT 115 KV CB K26
| HARTFK50 | HARTFDVT 115 KV CB K50
| HARTS171 | HARTF_AV 115 KV CB S171
| HARTWEL1 | HARTWELL 115KV CB 1
| HARTWEL2 | HARTWELL 115KV CB 2
| HARTWEL3 | HARTWELL 115KV CB 3
| HARTWEL4 | HARTWELL 115KV CB 4
| HAWTHO1K | HAWTHORN 115KV CB 1K
| HAWTHO2K | HAWTHORN 115KV CB 2K
| HEK242-3 | HEYWOOD 115 KV CB K242-3
| HEK83242 | HEYWOOD 115 KV CB K83/242
| HEMP | NORTH_RD HEMP UNIT/
| HEY241-1 | HEYWOOD 115 KV CB K241-1
| HEY24125 | HEYWOOD 115 KV CB K241/259
| HEYK2591 | HEYWOOD 115 KV CB K259-1
| HEYK83-1 | HEYWOOD 115 KV CB K83-1
| HEYWOKC1 | HEYWOOD 115 KV CB KC1
| HG109CB1 | HIGH_HIL 115 KV CB 109CB1
| HIG11142 | HIGH_HIL 115 KV CB 11142
| HIGD2142 | HIGH_HIL 115 KV CB D2142
| HIGHGAT3 | HIGHGATE XFMR T3/ SWC1&SWC2
| HIGHGK41 | HIGHGATE 115 KV CB K41
| HIGHK266 | HIGHLAND 115 KV CB K266-6
| HIGK142 | HIGHGATE 115 KV CB K142
| HIGK4146 | HIGHGATE 115 KV CB K41-46
| HIGK42 | HIGHGATE 115 KV CB K42
| HIGK4244 | HIGHGATE 115 KV CB K42-44
| HIGK4546 | HIGHGATE 115 KV CB K45-46
| HIGK80-2 | HIGHLAND 115 KV CB K80-2
| HIK206-1 | HIGHLAND 115 KV CB K206-1
| HIK226-2 | HIGHLAND 115 KV CB K226-2
| HILNDJ16 | HILND_PK 115 KV CB J16
| HIRM | W_BUXTON HIRM UNIT/
| HLYB | HOLYOKE ATRR UNIT/
| HND1T115 | HNDRSNVL 115 KV CB 1T115
| HND2T115 | HNDRSNVL 115 KV CB 2T115
| HNTG | FLORNCE HNTG UNIT/
| HOBRTS12 | HOBRT_ST 115 KV CB 12
| HOBRTS13 | HOBRT_ST 115 KV CB 13
| HOK61A-2 | HOTEL_RD 115 KV CB K61A-2
| HOLB345A | HOLBROOK XF345A / 316&335 LN
| HOLBR102 | HOLBROOK 345KV CB 102
| HOLBR107 | HOLBROOK 345KV CB 107
| HOLBRO10 | HOLBROOK 115 KV CB 10
| HOLBRO11 | HOLBROOK 115 KV CB 11
| HOLBRO12 | HOLBROOK 115 KV CB 12
| HOLBROO1 | HOLBROOK 115 KV CB 1
| HOLBROO2 | HOLBROOK 115 KV CB 2
| HOLBROO3 | HOLBROOK 115 KV CB 3
| HOLBROO4 | HOLBROOK 115 KV CB 4
| HOLBROO5 | HOLBROOK 115 KV CB 5
| HOLBROO6 | HOLBROOK 115 KV CB 6
| HOLBROO7 | HOLBROOK 115 KV CB 7
| HOLBROO8 | HOLBROOK 115 KV CB 8
| HOLBROO9 | HOLBROOK 115 KV CB 9
| HOLYOK1T | HOLYOKE 115 KV CB 1T
| HOPE10K2 | HOPEWELL 115 KV CB 22R-10K-2
| HOPEWE2T | HOPEWELL 115 KV CB 2T
| HOPKINT1 | HOPKINTN 115 KV CB 1
| HOPKINT2 | HOPKINTN 115 KV CB 2
| HOSW | HOOSAC HOSW UNIT/
| HOTK75-4 | HOTEL_RD 115 KV CB K75-4
| HQP2 | HQ PHASE 2/
| HRI1580 | HUSE_RD 115 KV CB I1580
| HRM1640 | HUSE_RD 115 KV CB M1640
| HUCK1915 | HUCKN_HL 115 KV CB 1915
| HUCK4115 | HUCKN_HL 115 KV CB 4115
| HUCK52T1 | HUCKN_HL 115 KV CB 52T1
| HUCK8019 | HUCKN_HL 115 KV CB 8019
| HUCK8041 | HUCKN_HL 115 KV CB 8041
| HUDS01T1 | HUDSN_HD 115 KV CB 01T1
| HUDS01T3 | HUDSN_HD 115 KV CB 01T3
| HUDS60T2 | HUDSN_HD 115 KV CB 60T2
| HUDS60T3 | HUDSN_HD 115 KV CB 60T3
| HUDS66T1 | HUDSN_HD 115 KV CB 66T1
| HUDS66T2 | HUDSN_HD 115 KV CB 66T2
| HUDSH160 | HUDSN_HD 115 KV CB H160
| HUDSN166 | HUDSN_HD 115 KV CB N166
| HUDSNHBT | HUDSN_HD 115 KV CB BT
| HUSEBT21 | HUSE_RD 115 KV CB BT21
| HUSEW144 | HUSE_RD 115 KV CB W144
| HYANI123 | HYANIS_J 115 KV CB 123CB4
| HYDE345A | HYDE_PRK XF 345A/LN 3164
| HYDEP101 | HYDE_PRK 345 KV CB 101
| HYDEPRK1 | HYDE_PRK 115KV CB 1
| HYDEPRK2 | HYDE_PRK 115KV CB 2
| I158 | LINE I158/
| I161 | LINE I161-1-2/
| I161T | LINE I161-1-2/
| IM1S | IRON MINE HILL ROAD IM1S UNIT/
| IM2S | IRON MINE HILL ROAD IM2S UNIT/
| IM3S | IRON MINE HILL ROAD IM3S UNIT/
| IM4S | IRON MINE HILL ROAD IM4S UNIT/
| IND5 | ENFLD_ME IND5 UNIT/
| IND6 | WASHNGTN IND6 UNIT/
| INDIAN1T | INDIAN 115 KV CB 1T
| INDSWE62 | INDSTLPK 115 KV CB WE62
| INGLES1T | INGLESIDE 115 KV CB 1T
| INGLES2T | INGLESID 115 KV CB 2T
| IRASBK46 | IRASBURG 115 KV CB K46
| IRASBK47 | IRASBURG 115 KV CB K47
| IRSBG390 | IRASBURG 115KV CB K390
| J114 | LINE J114/
| J16 | LINE J16/
| J162 | LINE J162-1-2-3-4-5/
| J16S | LINE J16S/
| JACA1640 | JACKMAN 115 KV CB A1640
| JACK | JACKMAN JACK UNIT/
| JACK1168 | JACKMAN 115 KV CS J1168
| JACK1169 | JACKMAN 115 KV CS J1169
| JACKX104 | JACKMAN 115 KV CB X104
| JAK227-2 | JAY 115 KV CB K227-2
| JAYK41T1 | JAY_VT 115 KV CB K41-T1
| JAYK46T2 | JAY_VT 115 KV CB K46-T2
| JAYVTK41 | JAY_VT 115 KV CB K41
| JAYVTK46 | JAY_VT 115 KV CB K46
| JAYVTSC1 | JAY_VT UNIT SC1/
| JERW | BERLN_NH JERW UNIT/
| JLF2 | JOHNSTON JLF2 UNIT/
| JS1W | JOHNSTON JS1W UNIT/
| JS2W | JOHNSTON JS2W UNIT/
| JS3W | JOHNSTON JS3W UNIT/
| JS4W | JOHNSTON JS4W UNIT/
| JS5W | JOHNSTON JS5W UNIT/
| JS6W | JOHNSTON JS6W UNIT/
| JS7W | JOHNSTON JS7W UNIT/
| JUNEST1T | JUNE_ST 115 KV CB 1T
| K105 | LINE K105/
| K137 | LINE K137/
| K15 | LINE K15/
| K163 | LINE K163/
| K165 | LINE K165-1-2-3/
| K174 | LINE K174
| K18 | LINE K18/
| K186 | LINE K186 & N186-1-2/
| K189 | LINE K189-1-2 & KENTCNTY XFMR T7/
| K19 | LINE K19/
| K211 | LINE K211/
| K21A | LINE K21-1-2-3/
| K22 | LINE K22/
| K23 | LINE K23-1-2-3/
| K24 | LINE K24-1-2-5
| K25 | LINE K25/
| K26 | LINE K26
| K27 | LINE K27
| K28 | LINE K28/
| K30 | LINE K30-1-2/
| K3023B-C | ORRINGTN 345 KV CB K3023-BP CLS
| K31 | LINE K31/
| K32 | LINE K32/
| K33 | LINE K33/
| K34 | LINE K34/
| K35 | LINE K35/
| K35/K37T | LINE K35 & K37-1 / N_RUTLND RUT5
| K37A | LINE K37-1/
| K388BP-C | ORRINGTN 345 KV CB K388-BP CLS
| K39 | LINE K39/
| K40 | LINE K40/
| K41 | LINE K41/
| K41/K42T | LINE K41 & K42 TEMP/
| K42 | LINE K42HG&K42-1-2-3&K42SA/
| K43 | LINE K43/
| K46 | LINE K46-1-2/
| K47 | LINE K47/
| K50 | LINE K50/
| K51 | LINE K51/
| K54 | LINE K54/
| K55 | LINE K55/
| K56 | LINE K56/K24-2
| K6 | LINE K6/ & NY-5
| K60 | LINE K60/
| K63 | LINE K63/
| K63/K30T | LINE K63 & K30 TEMP/
| K64 | LINE K64/
| K65 | LINE K65-1-2-3-4/
| K7 | LINE K7/
| KCW | JAY_VT KCW UNIT/
| KDJ1 | KENDALL KDJ1 UNIT/
| KE3001-5 | KEENE_RD 345 KV CB K3001-5
| KEEK3966 | KEENE_RD 345 KV CB K396-6
| KEEN5601 | KEENE_RD 115 KV CB 5601
| KEEN5662 | KEENE_RD 115 KV CB 56/62
| KEEN6201 | KEENE_RD 115 KV CB 6201
| KEEN6301 | KEENE_RD 115 KV CB 6301
| KEEN6364 | KEENE_RD 115 KV CB 6364
| KEEN6410 | KEENE_RD 115 KV CB 6410
| KEENCAP2 | KEENE_RD 115 KV CB CAP-2
| KEENECAP | KEENE_RD 115 KV CB CAP
| KEENEKR1 | KEENE_RD 115 KV CB KR1/REACTOR R1
| KEENERT1 | KEENE RD T1 XFMR/
| KEENERT2 | KEENE_RD XFMR T2/
| KEENET1L | KEENE_RD 115 KV CB T1L
| KEENET4H | KEENE_RD 115 KV CB T4H
| KEENKT2H | KEENE_RD 345 KV CB KT2H
| KEENKT2L | KEENE_RD 115 KV CB KT2L
| KEKT1H-1 | KEENE_RD 345 KV CB KT1H-1
| KEKT1H-2 | KEENE_RD 345 KV CB KT1H-2
| KEN4 | KENDALL KEN4+KND3 UNITS/
| KENT185T | KENTCNTY 115 KV CB 185T
| KENT190T | KENTCNTY 115 KV CB 190T
| KENT3T10 | KENTCNTY 115 KV CB 3T10
| KENT4T20 | KENTCNTY 115 KV CB 4T20
| KENT4T59 | KENTCNTY 345 KV CB 4T59
| KENT8510 | KENTCNTY 115 KV CB 8510
| KENT8520 | KENTCNTY 115 KV CB 8520
| KENT8910 | KENTCNTY 115 KV CB 8910
| KENT8T20 | KENTCNTY 115 KV CB 8T20
| KENT8T32 | KENTCNTY 345 KV CB 8T32
| KENT8T89 | KENTCNTY 115 KV CB 8T89
| KENT9020 | KENTCNTY 115 KV CB 9020
| KENTC332 | KENTCNTY 345 KV CB 332
| KENTC359 | KENTCNTY 345 KV CB 359
| KENTCN3T | KENTCNTY 115 KV CB 3T
| KENTCNC2 | KENTCNTY 115 KV CB C2
| KENTCNC5 | KENTCNTY 115 KV CB C5
| KENTCNC6 | KENTCNTY 115 KV CB C6
| KENTCNT3 | KENTCNTY T3 XFMR/
| KENTCNT4 | KENTCNTY T4 XFMR/
| KENTCNT8 | KENTCNTY T8 XFMR/
| KENTCT4T | KENTCNTY 345 KV CB 4T
| KENTCT8T | KENTCNTY 345 KV CB 8T
| KENY8562 | KENYON 115 KV CB 85-62
| KESWICT2 | KESWICK XFMR T2/
| KESWICT3 | KESWICK XFMR T3/
| KESWICT4 | KESWICK XFMR T4/
| KESWIK31 | KESWICK 345 KV CB K3-1
| KESWIK32 | KESWICK 345 KV CB K3-2
| KESWIK33 | KESWICK 345 KV CB K3-3
| KESWIK34 | KESWICK 345 KV CB K3-4
| KESWIK35 | KESWICK 345 KV CB K3-5
| KESWIK36 | KESWICK 345 KV CB K3-6
| KESWIK37 | KESWICK 345 KV CB K3-7
| KESWIK38 | KESWICK 345 KV CB K3-8
| KET1LT4H | KEENE_RD 115 KV CB T1L/T4H
| KIBBYC1 | KIBBY 34.5 KV CB C1 / CAP C1-C2-C3
| KIBBYD1 | KIBBY CB D1
| KIBY | KIBBY KIBY UNIT/
| KIK209-2 | KIMBL_RD 115 KV CB K209-2
| KIK210-1 | KIMBL_RD 115 KV CB K210-1
| KIK214-1 | KIMBL_RD 115 KV CB K214-1
| KIK217-1 | KIMBL_RD 115 KV CB K217-1
| KIKB4CAP | KIMBL_RD 115 KV CB KB4/CAP
| KILLN1X3 | KILLNGLY 115 KV CB 1X3
| KILLN21T | KILLNGLY 115 KV CB 21T
| KILLN22T | KILLNGLY 115 KV CB 22T
| KILLN23T | KILLNGLY 115 KV CB 23T
| KILLN24T | KILLNGLY 115 KV CB 24T
| KILLN25T | KILLNGLY 115 KV CB 25T
| KILLN26T | KILLNGLY 115 KV CB 26T
| KILLN2X3 | KILLNGLY 115 KV CB 2X3
| KILLNG2X | KILLINGLY XFMR 2X/
| KILLNG3T | KILLNGLY 345KV CB 3T
| KILLNG4T | KILLNGLY 345KV CB 4T
| KIMB | ROCKY_RV KIMB UNIT/
| KIMBLKC1 | KIMBL_RD 115 KV CB C1
| KIMBLKC2 | KIMBL_RD 115 KV CB KC2
| KIMK87-2 | KIMBL_RD 115 KV CB K87-2
| KIMKBS12 | KIMBL_RD 115 KV CB KBS1/2
| KIMKBS23 | KIMBL_RD 115 KV CB KBS2/3
| KING5463 | KING_ST 115 KV CB 54-63
| KINGST10 | KINGSTON 115 KV CB 10
| KINGST12 | KINGSTON 115 KV CB 12
| KLEEN1T | KLEEN 345KV CB 1T
| KLEEN1X | KLEEN XFMR 1X/ KLG1
| KLEEN2T | KLEEN 345KV CB 2T
| KLEEN2X | KLEEN XFMR 2X/ KLG2
| KLEEN3T | KLEEN 345KV CB 3T
| KLEEN3X | KLEEN XFMR 3X/ KLST
| KLEEN4T | KLEEN 345KV CB 4T
| KLEEN6T | KLEEN 345KV CB 6T
| KLEN | KLEEN GT1 & GT2 & ST UNITS/
| KLG1 | KLEEN GT1 UNIT/
| KLG2 | KLEEN GT2 UNIT/
| KLST | KLEEN ST UNIT/
| KND3 | KENDALL KND3 UNIT/
| KNGLY10K | KILLINGLY 10K CAPACITOR/
| KNGS345A | KINGSTON ST XFMR 345A/
| KNGS345B | KINGSTON ST XFMR 345B/
| KNGST101 | KNGSTN_S 345KV CB 101
| KNGST102 | KNGSTN_S 345KV CB 102
| KNGST103 | KNGSTN_S 345KV CB 103
| KNGST104 | KNGSTN_S 345KV CB 104
| KNGSTN1 | KINGSTON 115 KV CB 1
| KNGSTN10 | KNGSTN_S 115KV CB 10
| KNGSTN11 | KNGSTN_S 115KV CB 11
| KNGSTN12 | KNGSTN_S CB 12/
| KNGSTN13 | KNGSTN_S CB 13/
| KNGSTN14 | KNGSTN_S CB 14/
| KNGSTN15 | KNGSTN_S CB 15
| KNGSTN2 | KINGSTON 115 KV CB 2
| KNGSTN21 | KNGSTNAB 115 KV CB 21
| KNGSTN22 | KNGSTNAB 115 KV CB 22
| KNGSTN3 | KINGSTON 115 KV CB 3
| KNGSTN4 | KINGSTON 115 KV CB 4
| KNGSTN5 | KINGSTON 115 KV CB 5
| KNGSTN6 | KINGSTON 115 KV CB 6
| KNGSTN7 | KINGSTON 115 KV CB 7
| KNGSTN8 | KINGSTON 115 KV CB 8
| KNGSTN9 | KINGSTON 115 KV CB 9
| KNGSTNS1 | KNGSTN_S 115KV CB 1
| KNGSTNS2 | KNGSTN_S 115KV CB 2
| KNGSTNS3 | KNGSTN_S 115KV CB 3
| KNGSTNS4 | KNGSTN_S 115KV CB 4
| KNGSTNS5 | KNGSTN_S 115KV CB 5
| KNGSTNS6 | KNGSTN_S 115KV CB 6
| KNGSTNS7 | KNGSTN_S 115KV CB 7
| KNGSTNS8 | KNGSTN_S 115KV CB 8
| KNGSTNS9 | KNGSTN_S 115KV CB 9
| KSTR103P | K_STREET 345 KV CB 103P
| KSTR103S | K_STREET 345 KV CB 103S
| KSTR345A | K_STREET XF 345A/R1 VR
| KSTR345B | K_STREET XF 345B/R2 VR
| KSTRE101 | K_STREET 345 KV CB 101
| KSTRE102 | K_STREET 345 KV CB 102
| KSTRE109 | K_STREET 345 KV CB 109
| KSTRE110 | K_STREET 345 KV CB 110
| KSTRE29P | K_STREET 115KV CB 29P
| KSTRE29S | K_STREET 115KV 29S
| KSTRE770 | K_STREET 115 CS CS770
| KSTRE771 | K_STREET 115 KV CS CS771
| KSTREE10 | K_STREET 115KV CB 10
| KSTREE11 | K_STREET 115KV CB 11
| KSTREE12 | K_STREET 115KV CB 12
| KSTREE13 | K_STREET 115KV CB 13
| KSTREE14 | K_STREET 115KV CB 14
| KSTREE15 | K_STREET 115KV CB 15
| KSTREE16 | K_STREET 115KV CB 16
| KSTREE17 | K_STREET 115KV CB 17
| KSTREE18 | K_STREET 115KV CB 18
| KSTREE19 | K_STREET 115KV CB 19
| KSTREE20 | K_STREET 115KV CB 20
| KSTREE21 | K_STREET 115KV CB 21
| KSTREE22 | K_STREET 115KV CB 22
| KSTREE24 | K_STREET 115KV CB 24
| KSTREE25 | K_STREET 115KV CB 25
| KSTREE26 | K_STREET 115KV CB 26
| KSTREE27 | K_STREET 115KV CB 27
| KSTREE28 | K_STREET 115KV CB 28
| KSTREE30 | K_STREET 115 KV CB 30
| KSTREE31 | K_STREET 115KV CB 31
| KSTREE32 | K_STREET 115KV CB 32
| KSTREE33 | K_STREET 115KV CB 33
| KSTREE4D | K_STREET 115KV CB 4D
| KSTREET1 | K_STREET 115KV CB 1
| KSTREET2 | K_STREET 115KV CB 2
| KSTREET3 | K_STREET 115KV CB 3
| KSTREET4 | K_STREET 115KV CB 4
| KSTREET5 | K_STREET 115KV CB 5
| KSTREET6 | K_STREET 115KV CB 6
| KSTREET7 | K_STREET 115KV CB 7
| KSTREET8 | K_STREET 115KV CB 8
| KSTREET9 | K_STREET 115KV CB 9
| KSTREVR1 | K_STREET 345 KV CB 107/ VR1
| KSTREVR2 | K_STREET 345 KV CB 108/ VR2
| KSTREVR3 | K_STREET 345 KV CB 111/ VR3
| L109 | LINE L109/
| L14 | LINE L14-1-2-3-4-5-6-7/
| L163 | LINE L163/
| L164 | LINE L164-1-2-3-4-5/
| L175 | LINE L175/
| L190 | LINE L190-1-2-3-5/
| L190S | LINE L190S-4-5&W_KNGSTN 1X/
| L190T | LINE L190-1-2-3-5 TEMP/
| L212 | LINE L212/
| LAK264T1 | LAKEWOOD 115 KV CB K264/T1
| LAK264T2 | LAKEWOOD 115 KV CB K264/T2
| LAK281T1 | LAKEWOOD 115 KV CB K281/T1
| LAK281T2 | LAKEWOOD 115 KV CB K281/T2
| LAK30254 | LARRABEE 345 KV CB K3025-4
| LAK30255 | LARRABEE 345 KV CB K3025-5
| LAKER10T | LAKE_RD 345 KV CB 10T
| LAKER12T | LAKE_RD 345 KV CB 12T
| LAKERD1T | LAKE_RD 345KV CB 1T
| LAKERD1X | LAKE_RD XFMR 1X/ LRD1
| LAKERD2T | LAKE_RD 345KV CB 2T
| LAKERD2X | LAKE_RD XFMR 2X/ LRD2
| LAKERD3T | LAKE_RD 345KV CB 3T
| LAKERD3X | LAKE_RD XFMR 3X/ LRD3
| LAKERD4T | LAKE_RD 345 KV CB 4T
| LAKERD5T | LAKE_RD 345KV CB 5T
| LAKERD6T | LAKE_RD 345KV CB 6T
| LAKERD7T | LAKE_RD 345KV CB 7T
| LAKERD8T | LAKE_RD 345KV CB 8T
| LAKERD9T | LAKE_RD 345KV CB 9T
| LAR20161 | LARRABEE 115 KV CB K201/61
| LAR21220 | LARRABEE 115 KV CB K212/200
| LAR25126 | LARRABEE 115 KV CB K251/268
| LAR30264 | LARRABEE 345 KV CB K3026-4
| LAR64255 | LARRABEE 115 KV CB K64/255
| LARR2001 | LARRABEE 115 KV CB K200-1
| LARR2011 | LARRABEE 115 KV CB K201-1
| LARR2121 | LARRABEE 115 KV CB K212-1
| LARR2514 | LARRABEE 115 KV CB K251-4
| LARR2551 | LARRABEE 115 KV CB K255-1
| LARR2681 | LARRABEE 115 KV CB K268-1
| LARRA611 | LARRABEE 115 KV CB K61-1
| LARRA641 | LARRABEE 115 KV CB K64-1
| LARRABT1 | LARRABEE XFMR T1/
| LARRAKC1 | LARRABEE 115 KV CB KC1
| LARRAKR1 | LARRABEE CB KR1
| LARRAKR2 | LARRABEE CB KR2
| LARRT1H1 | LARRABEE 345 KV CB KT1H-1
| LARRT1H2 | LARRABEE 345 KV CB KT1H-2
| LARRT1L1 | LARRABEE 115 KV CB KT1L-1
| LARRT1L2 | LARRABEE 115 KV CB KT1L-2
| LAUREL5X | LAUREL XFMR 5X/ MI12&MI13
| LAUREL6X | LAUREL XFMR 6X/ MI14&MI15
| LAWH | S_BROADW LAWH UNIT/
| LCKW | WINSLOW LCKW UNIT/
| LEEDSVC | LEEDS SVC UNIT/
| LEK202-2 | LEWSTN_L 115 KV CB K202-2
| LEMP | NORTH_RD LEMP UNIT/
| LENR | LENERGIA UNIT/
| LEWK2561 | LEWSTN_L 115 KV CB K256-1
| LEWK75-1 | LEWSTN_L 115 KV CB K75-1
| LEXIN101 | LEXINGTN 345KV CB 101
| LEXINGT1 | LEXINGTN 115KV CB 1
| LEXINGT2 | LEXINGTN 115KV CB 2
| LEXINGT3 | LEXINGTN 115KV CB 3
| LEXINGT4 | LEXINGTN 115KV CB 4
| LEXINGT5 | LEXINGTN 115KV CB 5
| LEXINGT6 | LEXINGTN 115KV CB 6
| LEXINGT7 | LEXINGTN 115 CB 7 / CAP C1
| LI13841 | LITTLETN 115 KV CB 13841
| LI13841S | LITTLETN 115 KV CB 13841S
| LIMEKK18 | LIMEKILN 115 KV CB K18
| LIMEKK23 | LIMEKILN 115 KV CB K23
| LIMK1851 | LIMEKILN 115 KV CB K18-51
| LISB | LISBON LISB UNIT/
| LIT138XF | LITTLETN T138 XFMR
| LIT411 | LITTLETN 115 KV CB 411
| LIT601 | LITTLETN 115 KV CB 601
| LIT6099 | LITTLETN 115 KV CB 6099
| LIT9510 | LITTLETN 115 KV CB 9510
| LIT952 | LITTLETN 115 KV CB 952
| LIT992 | LITTLETN 115 KV CB 992
| LITT1382 | LITTLETN 115 KV CB 1382
| LITTT138 | LITTLETN 230 KV CB T138
| LIVR | AEI LIVERMORE UNIT/
| LLAM | E_FAIRFX LLAM UNIT/
| LNST | LENERGIA UNIT LNST
| LOK163-1 | LOUDEN 115 KV CB K163-1
| LOK219-3 | LOUDEN 115 KV CB K219=3
| LOK220-3 | LOUDEN 115 KV CB K220-3
| LOK238-1 | LOUDEN 115 KV CB K238-1
| LONGMT5T | LONGMTN 345KV CB 5T
| LONGMT6T | LONGMTN 345KV CB 6T
| LONGMT7T | LONGMTN 345KV CB 7T
| LONGMT8T | LONGMTN 345 KV CB 8T
| LONGMT9T | LONGMTN 345KV CB 9T
| LOST | LOSTNATN LOST UNIT/
| LOSTD142 | LOSTNATN 115 KV CB D142
| LOSTO154 | LOSTNATN 115 KV CB O154
| LOUDKT1H | LOUDEN 115 KV CB KT1H
| LOUDKT2H | LOUDEN 115 KV CB KT2H
| LOUK2391 | LOUDEN 115 KV CB K239-1
| LOUKBS12 | LOUDEN 115 KV CB KBS12
| LOWD | LOWRDFLD LOWD UNIT/
| LRD1 | LAKE ROAD GENERATOR 1/
| LRD2 | LAKE ROAD GENERATOR 2/
| LRD3 | LAKE ROAD GENERATOR 3/
| LUD22928 | LUDDN_LN 115 KV CB K229/280
| LUD229BS | LUDDN_LN 115KV CB K229/BS2
| LUD280T3 | LUDDN_LN 115 KV CB K280/T3H
| LUDKBS2T | LUDDN_LN 115KV CB KBS2/T3H
| LUDLO2X3 | LUDLOW 115 KV CB 2X3
| LUDLO3X3 | LUDLOW 115 KV CB 3X3
| LUDLO41T | LUDLOW 115 KV CB 41T
| LUDLO42T | LUDLOW 115 KV CB 42T
| LUDLO43T | LUDLOW 115 KV CB 43T
| LUDLO44T | LUDLOW 115 KV CB 44T
| LUDLO45T | LUDLOW 115 KV CB 45T
| LUDLO46T | LUDLOW 115 KV CB 46T
| LUDLO47T | LUDLOW 115 KV CB 47T
| LUDLO49T | LUDLOW 115 KV CB 49T
| LUDLOW1T | LUDLOW 345KV CB 1T
| LUDLOW2T | LUDLOW 345KV CB 2T
| LUDLOW2X | LUDLOW XFMR 2X/
| LUDLOW3T | LUDLOW 345KV CB 3T
| LUDLOW3X | LUDLOW XFRM 3X/
| LUDLOW4T | LUDLOW 345KV CB 4T
| LUDLOW5T | LUDLOW 345KV CB 5T
| LUDLOW6T | LUDLOW 345KV CB 6T
| LUDLOW7T | LUDLOW 345KV CB 7T
| LUDLOW8T | LUDLOW 345KV CB 8T
| LUDLOW9T | LUDLOW 345KV CB 9T
| LUDLOWR1 | LUDLOW 19S-1W REACTOR
| LVEK2004 | LVERMORE 115 KV CB K200-4
| LVEK2511 | LVERMORE 115 KV CB K251-1
| LVEK2894 | LVERMORE 115 KV CB K289-4
| LVERK891 | LVERMORE 115 KV CB K89-1
| LVK20089 | LVERMORE 115 KV CB K200/89
| LVK243A3 | LVERMORE 115 KV CB K243A-3
| LVK25124 | LVERMORE 115 KV CB K251/243A
| LVK289T1 | LVERMORE 115 KV CB K289/T1H
| LYNDOC21 | LYNDONVL 115 KV CB C21
| LYNDOC23 | LYNDONVL 115 KV CB C23
| LYNDOK28 | LYNDONVL 115 KV CB K28
| LYNDOK39 | LYNDONVL 115 KV CB K39
| LYNK3975 | LYNDONVL 115 KV CB K39-75
| LYNK7328 | LYNDONVL 115 KV CB K73-28
| LYNN7969 | LYNN 115 KV CB 79-69
| M1 | LINE M1-1-2/
| M10 | FRNKLNSQ M10 UNIT/
| M108 | LINE M108/
| M11 | FRNKLNSQ M11 UNIT/
| M127 | LINE M127
| M13 | LINE M13-1-2-3-5-6-7-8/
| M139 | M139-1-2-3-4&(211-503)-1-2-3-4
| M13N | LINE M13N-1-2/
| M164 | LINE M164/
| M165 | LINE M165-1-2-3/
| M183 | LINE M183/
| M8G1 | MYSTIC BLOCK 8 GT 1 UNIT/
| M8G2 | MYSTIC BLOCK 8 GT 2 UNIT/
| M8S5 | MYSTIC BLOCK 8 ST 5 UNIT/
| M9 | FRNKLNSQ M9 UNIT/
| M9G3 | MYSTIC BLOCK 9 GT 3 UNIT/
| M9G3LEAD | M9G3 GENERATOR LEAD
| M9G4 | MYSTIC BLOCK 9 GT 4 UNIT/
| M9G4LEAD | M9G4 GENERATOR LEAD
| M9S6 | MYSTIC BLOCK 9 ST 6 UNIT/
| M9S6LEAD | M9S6 GENERATOR LEAD
| MA11-13K | MANCHSTR 11K & 12K & 13K CAPS
| MA136CB1 | MASHPEE 115 KV CB 136CB1
| MAC1 | MACTAQUAC UNIT 1/
| MAC2 | MACTAQUAC UNIT 2/
| MAC3 | MACTAQUAC UNIT 3/
| MAC4 | MACTAQUAC UNIT 4
| MAC5 | MACTAQUAC UNIT 5/
| MAC6 | MACTAQUAC UNIT 6/
| MADA | MADAWASKA UNIT
| MADB216 | MADBURY 115 KV CB 216
| MADB282 | MADBURY 115 KV CB 282
| MADB71 | MADBURY 115 KV CB 71
| MADB752 | MADBURY 115 KV CB 752
| MADB7583 | MADBURY 115 KV CB 7583
| MADB831 | MADBURY 115 KV CB 831
| MADBU728 | MADBURY 115 KV CB 728
| MADH | MADISON UNIT MADH/
| MADIKT1H | MADISON 115 KV CB KT1H
| MADIKT2H | MADISON 115 KV CB KT2H
| MADK2795 | MADISON 115 KV CB K279-5
| MAGKT1H1 | MAGUIRE 345 KV CB KT1H-1
| MAGKT1H2 | MAGUIRE 345 KV CB KT1H-2
| MAGKT1L1 | MAGUIRE 115 KV CB KT1L-1
| MAGKT1L2 | MAGUIRE 115 KV CB KT1L-2
| MAGUIKC1 | MAGUIRE 115 KV CB KC1
| MAGUIRT1 | MAGUIRE XFMR T1/
| MAK140-1 | MAGUIRE 115 KV CB K140-1
| MAK163-5 | MAGUIRE 115 KV CB K163-5
| MAK204-1 | MASON 115 KV CB K204-1
| MAK207-4 | MASON 115 KV CB K207-4
| MAK236-1 | MAGUIRE 115 KV CB K236-1
| MAK237-1 | MAGUIRE 115 KV CB K237-1
| MAK238-5 | MAGUIRE 115 KV CB K238-5
| MAK250-1 | MAGUIRE 115 KV CB K250-1
| MAK30211 | MAGUIRE 345 KV CB K3021-1
| MAK30212 | MAGUIRE 345 KV CB K3021-2
| MAK30221 | MAGUIRE 345 KV CB K3022-1
| MAK30222 | MAGUIRE 345 KV CB K3022-2
| MAKT9L-1 | MASON 115 KV CB KT9L-1
| MAKT9L-2 | MASON 115 KV CB KT9L-2
| MAMRR187 | MAMOTHRD 115 KV CB R187
| MAMRS188 | MAMOTHRD 115 KV CB S188
| MANC24TA | MANCHSTR 345KV CB 24TA
| MANCH10T | MANCHSTR 115 KV CB 10T
| MANCH11T | MANCHSTR 115 KV CB 11T
| MANCH13T | MANCHSTR 115KV CB 13T
| MANCH14T | MANCHSTR 115 KV CB 14T
| MANCH15T | MANCHSTR 115 KV CB 15T
| MANCH18T | MANCHSTR 345KV CB 18T
| MANCH19T | MANCHSTR 345KV CB 19T
| MANCH20K | MANCHSTR 115 KV CB 20K
| MANCH20T | MANCHSTR 345KV CB 20T
| MANCH21T | MANCHSTR 345KV CB 21T
| MANCH22T | MANCHSTR 345KV CB 22T
| MANCH23T | MANCHSTR 345KV CB 23T
| MANCH24T | MANCHSTR 345KV CB 24T
| MANCH25T | MANCHSTR 345KV CB 25T
| MANCH4X3 | MANCHSTR 115 KV CB 4X3
| MANCH6X3 | MANCHSTR 115 KV CB 6X3
| MANCHS1T | MANCHSTR 115 KV CB 1T
| MANCHS2T | MANCHSTR 115 KV CB 2T
| MANCHS3T | MANCHSTR 115 KV CB 3T
| MANCHS4T | MANCHSTR 115 KV CB 4T
| MANCHS4X | MANCHESTER XFMR 4X/
| MANCHS5T | MANCHSTR 115 KV CB 5T
| MANCHS6T | MANCHSTR 115 KV CB 6T
| MANCHS6X | MANCHESTER XFMR 6X/
| MANCHS7T | MANCHSTR 115 KV CB 7T
| MANCHS8T | MANCHSTR 115 KV CB 8T
| MAPLF158 | MAPLWOOD 115 KV CB F-158
| MARB | RAILYARD MARB UNIT/
| MARH | BERLINVT MARH UNIT/
| MASK68-1 | MASON 115 KV CB K68-1
| MASK81-1 | MASON 115 KV CB K81-1
| MASONKC2 | MASON 115 KV CS KC2
| MASONKC3 | MASON 115 KV CS KC3
| MAT1 | BRIGHTON MAT1 UNIT/
| MAT2 | BRIGHTON MAT2 UNIT/
| MAT3 | COLBURN MAT3 UNIT/
| MBTA | MBTA MBTA UNIT/
| MBTABT | MBTA 115KV CB BT
| MBTAC1 | MBTA 115KV CB C1
| MBTAC2 | MBTA 115KV CB C2
| MCIN | COMERFRD MCIN UNIT/
| MCNL | J C MCNEIL UNIT/
| MEDWAY1 | MEDWAY 115 KV CB 1
| MEDWAY2 | MEDWAY 115 KV CB 2
| MEDWAY3 | MEDWAY 115 KV CB 3
| MEDWAY4 | MEDWAY 115 KV CB 4
| MEDWAY5 | MEDWAY 115KV CB 5
| MEDWAY6 | MEDWAY 115 KV CB 6
| MEDWAY7 | MEDWAY 115 KV CB 7
| MEDWAY8 | MEDWAY 115 KV CB 8
| MEDWAY9 | MEDWAY 115 KV CB 9
| MEDWY10 | MEDWAY 115 KV CB 10
| MEDWY11 | MEDWAY 115 KV CB 11
| MEDWY12 | MEDWAY 115 KV CB 12
| MEKG1375 | ME_YK 345 KV CB KG1/375
| MEMOR1X1 | MEMORIAL 115 KV CB 1X1
| MEMOR2X1 | MEMORIAL 115 KV CB 2X1
| MEMORI1T | MEMORIAL 115 KV CB 1T
| MERBT12S | MERIMACK 115 KV CB BT12S
| MERBT23S | MERIMACK 115 KV CB BT23S
| MERCA253 | MERIMACK 115 KV CB A253
| MERI1151 | MERIMACK 115 KV CS J1151
| MERI1152 | MERIMACK 115 KV CS J1152
| MERIA253 | MERIMACK XF/ LN A253&B202N&S
| MERIBT12 | MERIMACK 115 KV CB BT12
| MERIBT23 | MERIMACK 115 KV CB BT23
| MERIC196 | MERIMACK 115 KV CB C196
| MERID121 | MERIMACK 115 KV CB D121
| MERIH137 | MERIMACK 115 KV CB H137
| MERIMT3 | MERIMACK 115 KV CB MT3
| MERIP145 | MERIMACK 115 KV CB P145
| MERIQ171 | MERIMACK 115 KV CB Q171
| MEYK3923 | ME_YK 345 KV CB K392/375
| MEYKK378 | ME_YK 345 KV CB K378-1
| MEYKK392 | ME_YK 345 KV CB K392-1
| MEYKKG1 | ME_YK 345 KV CB KG1
| MFD1 | MILFD_CT MFD1 UNIT/
| MFD2 | MILFD_CT MFD2 UNIT/
| MI10 | MIDDLETN MI10 UNIT/
| MI10LEAD | MI10 GENERATOR LEAD
| MI12 | LAUREL MI12 UNIT/
| MI13 | LAUREL MI13 UNIT/
| MI14 | LAUREL MI14 UNIT/
| MI15 | LAUREL MI15 UNIT/
| MI302115 | MILLBURY 115 KV CB 302-115
| MID2 | MIDDLETOWN 2 UNIT/
| MID3 | MIDDLETOWN 3 UNIT/
| MID4 | MIDDLETOWN 4 UNIT/
| MIDDK650 | MIDDLESX 115 KV CB K650
| MIDDL101 | MIDDL_ST 115 KV CB 101
| MIDDL102 | MIDDL_ST 115 KV CB 102
| MIDDL103 | MIDDL_ST 115 KV CB 103
| MIDDL104 | MIDDL_ST 115 KV CB 104
| MIDDLK24 | MIDDLESX 115 KV CB K24
| MIDLBOR1 | MIDLBORO 115 KV CB 1
| MIDLBOR2 | MIDLBORO 115 KV CB 2
| MIDLBOR3 | MIDLBORO 115 KV CB 3
| MIDLBOR4 | MIDLBORO 115 KV CB 4
| MIDLBOR5 | MIDLBORO 115 KV CB 5
| MIDLEK30 | MIDLEBRY 115 KV CB K30
| MIDLEK63 | MIDLEBRY 115 KV CB K63
| MIDLER1T | MIDLE_RV 115 KV CB 1T
| MIDLER2T | MIDLE_RV 115 KV CB 2T
| MIDLT10T | MIDDLETN 115 KV CB 10T
| MIDLT11T | MIDDLETN 115 KV CB 11T
| MIDLT12T | MIDDLETN 115 KV CB 12T
| MIDLTN1T | MIDDLETN 115 KV CB 1T
| MIDLTN2T | MIDDLETN 115 KV CB 2T
| MIDLTN3T | MIDDLETN 115 KV CB 3T
| MIDLTN4T | MIDDLETN 115 KV CB 4T
| MIDLTN5T | MIDDLETN 115 KV CB 5T
| MIDLTN7T | MIDDLETN 115 KV CB 7T
| MIDLTN8T | MIDDLETN 115 KV CB 8T
| MIDLTN9T | MIDDLETN 115 KV CB 9T
| MIDLVB72 | MIDLEBRY 115 KV CB VB72
| MIDWA10T | MIDWAY 115 KV CB 10T
| MIDWA11T | MIDWAY 115 KV CB 11T
| MIDWA12T | MIDWAY 115 KV CB 12T
| MIDWAY7T | MIDWAY 115 KV CB 7T
| MIDWAY8T | MIDWAY 115 KV CB 8T
| MIG1 | MAINE INDEPENDENCE GT1/
| MIG2 | MAINE INDEPENDENCE GT2/
| MIL2 | MILLSTONE 2 UNIT/
| MIL27302 | MILLBURY 115 KV CB 27-302
| MIL28202 | MILLBURY 115 KV CB 28-202
| MIL3 | MILLSTONE 3 UNIT/
| MILF | MILFORD MLF1 & MLFS POWER CC UNIT/
| MILFORDA | MILFORD 115 KV CB A
| MILFORDB | MILFORD 115 KV CB B
| MILFORDC | MILFORD 115 KV CB C
| MILFORDD | MILFORD 115 KV CB D
| MILFORDF | MILFORD 115 KV CB F
| MILFORDG | MILFORD 115 KV CB G
| MILL0802 | MILLBURY 345 KV CB 0802
| MILL1357 | MILLBURY 345 KV CB 1357
| MILL2366 | MILLBURY 345 KV CB 2366
| MILL2643 | MILLBURY 115 KV CB 26-43
| MILL2941 | MILLBURY 115 KV CB 29-41
| MILL3042 | MILLBURY 115 KV CB 30-42
| MILL572B | MILLBURY 115 KV CB 57-2B
| MILL6574 | MILLBURY 115 KV CB 65-74
| MILLA127 | MILLBURY 115 KV CB A-127
| MILLB101 | MILLBURY 115 KV CB 101
| MILLB128 | MILLBURY 115 KV CB B-128
| MILLB202 | MILLBURY 115 KV CB 202
| MILLB302 | MILLBURY 345 KV CB 302-345/
| MILLB308 | MILLBURY 345 KV CB 308
| MILLB313 | MILLBURY 345 KV CB 313
| MILLB323 | MILLBURY 345 KV CB 323
| MILLB357 | MILLBURY 345 KV CB 357
| MILLB366 | MILLBURY 345 KV CB 366
| MILLB441 | MILLBURY 115 KV CB 44-1
| MILLBU1X | MILLBURY 1X & T1 XFMR/
| MILLBU2X | MILLBURY 2X & T2 XFMR/
| MILLBU3X | MILLBURY 3X XFMR/
| MILLBUC1 | MILLBURY 115 KV CB C1
| MILLBUC3 | MILLBURY 115 KV CB C3
| MILLC129 | MILLBURY 115 KV CB C-129
| MILLD130 | MILLBURY 115 KV CB D-130
| MILLE157 | MILLBURY 115 KV CB E-157
| MILLM165 | MILLBURY 115 KV CB M-165
| MILLO141 | MILLBURY 115 KV CB O-141
| MILLP142 | MILLBURY 115 KV CB P-142
| MILLQ143 | MILLBURY 115 KV CB Q-143
| MILLR144 | MILLBURY 115 KV CB R-144
| MILLRV1T | MILL_RV 115 KV CB 1T
| MILLRV2T | MILL_RV 115 KV CB 2T
| MILLV174 | MILLBURY 115 KV CB V-174
| MILLZ126 | MILLBURY 115 KV CB Z-126
| MILN | MILLENNIUM CC/
| MILR | TOPSHAM UNIT MILR/
| MILST13T | MILSTONE 345KV CB 13T
| MILST14T | MILSTONE 345KV CB 14T
| MILST15T | MILSTONE 345KV CB 15T
| MILSTO1T | MILSTONE 345KV CB 1T
| MILSTO2T | MILSTONE 345KV CB 2T
| MILSTO4T | MILSTONE 345KV CB 4T
| MILSTO5T | MILSTONE 345KV CB 5T
| MILSTO7T | MILSTONE 345KV CB 7T
| MILSTO8T | MILSTONE 345KV CB 8T
| MILSTO9T | MILSTONE 345KV CB 9T
| MIS | GRAHAM G1+G2+STEAM/
| MIS1 | MAINE INDEPENDENCE GT1 & ST/
| MIS1MIS2 | GRAHAM 115 KV CB MIS1/MIS2
| MIS2 | MAINE INDEPENDENCE GT2 & ST/
| MIST | MAINE INDEPENDENCE STEAM/
| MISTLEAD | MIST GENERATOR LEAD
| MIXAV10K | MIX_AVE 115 KV CB 10K-2
| MIXAV11K | MIX_AVE 115 KV CB 11K-4
| MIXAV12K | MIX_AVE 115 KV CB 12K-4
| MIXAV3X1 | MIX_AVE 115 KV CB 3X1
| MIXAVE1T | MIX_AVE 115 KV CB 1T
| MK1 | MERRIMACK 1 UNIT/
| MK163140 | MAGUIRE 115 KV CB K163/140
| MK2 | MERRIMACK 2 UNIT/
| MK236237 | MAGUIRE 115 KV CB K236/237
| MK238250 | MAGUIRE 115 KV CB K238/250
| MK255T3H | MIDDLEST 115 KV CB K255/T3H
| MK378392 | ME_YK 345 KV CB K378/392
| MKB11CAP | MASON 115 KV CB KB11/CAP
| MKT1H255 | MIDDLEST 115 KV CB KT1H/255
| MKT1HT2H | MIDDLEST 115 KV CB KT1H/T2H
| MKT2H256 | MIDDLEST 115 KV CB KT2H/256
| MKT3H256 | MIDDLEST 115 KV CB KT3H/256
| MLFH | GRAHAM UNIT MLFH/
| MLFS | MILFORD UNIT MLFS/
| MLFSLEAD | MLFS GENERATOR LEAD
| MLNB | POWERSVL MLNB (DU SWITCH)/
| MLST | MILLENNIUM STEAM/
| MNTVL1TA | MONTVLLE 345KV CB 1TA
| MO10 | MONTVLLE UNIT MO10/
| MOK161-1 | MOSHERS 115 KV CB K161-1
| MOK162-1 | MOSHERS 115 KV CB K162-1
| MOK165-2 | MOSHERS 115 KV CB K165-2
| MOK167-2 | MOSHERS 115 KV CB K167-2
| MON5 | MONTVILLE 5 UNIT/
| MON6 | MONTVILLE 6 UNIT/
| MONAQ166 | MONADNCK 115 KV CB Q166
| MONAT198 | MONADNCK 115 KV CB T198
| MONI1350 | MONADNCK 115 KV CB I1350
| MONK2123 | MONMOUTH 115 KV CB K212-3
| MONK2691 | MONMOUTH 115 KV CB K269-1
| MONROC11 | MONROE 230 KV CB C11
| MONROC12 | MONROE 230 KV CB C12
| MONROC21 | MONROE 230 KV CB C21
| MONROC22 | MONROE 230 KV CB C22
| MONROR13 | MONROE 14.3 KV CB R13
| MONROR14 | MONROE 14.3 KV CB R14
| MONROR21 | MONROE 14.3 KV CB R21
| MONROR23 | MONROE 14.3 KV CB R23
| MONT17X1 | MONTVLLE 115 KV CB 17X1
| MONT18X3 | MONTVLLE 115 KV CB 18X3
| MONT19X3 | MONTVLLE 115 KV CB 19X3
| MONTA10T | MONTAGUE 115 KV CB 10T
| MONTA11T | MONTAGUE 115 KV CB 11T
| MONTAG1T | MONTAGUE 115 KV CB 1T
| MONTAG1X | MONTAGUE XFMR 1X/ CABT
| MONTAG2T | MONTAGUE 115 KV CB 2T
| MONTAG3T | MONTAGUE 115 KV CB 3T
| MONTAG4T | MONTAGUE 115 KV CB 4T
| MONTAG5T | MONTAGUE 115 KV CB 5T
| MONTAG6T | MONTAGUE 115 KV CB 6T
| MONTAG7T | MONTAGUE 115 KV CB 7T
| MONTAG8T | MONTAGUE 115 KV CB 8T
| MONTV10K | MONTVLLE 115 KV CB 10K
| MONTV10T | MONTVLLE 115 KV CB 10T
| MONTV11T | MONTVLLE 115 KV CB 11T
| MONTV12T | MONTVLLE 115 KV CB 12T
| MONTV13T | MONTVLLE 115 KV CB 13T
| MONTV14T | MONTVLLE 115 KV CB 14T
| MONTV15T | MONTVLLE 115 KV CB 15T
| MONTV16T | MONTVLLE 115 KV CB 16T
| MONTV17T | MONTVLLE 115 KV CB 17T
| MONTV18T | MONTVLLE 115 KV CB 18T
| MONTV19T | MONTVLLE 115 KV CB 19T
| MONTV20T | MONTVLLE 115 KV CB 20T
| MONTV21T | MONTVLLE 115 KV CB 21T
| MONTV22T | MONTVLLE 115 KV CB 22T
| MONTV23T | MONTVLLE 115 KV CB 23T
| MONTV24T | MONTVLLE 115 KV CB 24T
| MONTVL1T | MONTVLLE 345KV CB 1T
| MONTVL4T | MONTVLLE 115 KV CB 4T
| MONTVL5T | MONTVLLE 115 KV CB 5T
| MONTVL7T | MONTVLLE 115 KV CB 7T
| MONTVL8T | MONTVLLE 115 KV CB 8T
| MONTVL9T | MONTVLLE 115 KV CB 9T
| MONY | MIDDLEST UNIT MONY/
| MOR1 | MOORE 1 UNIT/
| MOR2 | MOORE 2 UNIT/
| MOR3 | MOORE 3 UNIT/
| MOR4 | MOORE 4 UNIT/
| MOR5 | MOORE 5 UNIT/
| MOSHKT2H | MOSHERS 115 KV CB KT2H
| MOSKBS23 | MOSHERS 115 KV CB KBS2/3
| MPG1 | SHAWINGN UNIT MPG1
| MPG2 | SHAWINGN UNIT MPG2/
| MPST | SHAWINGN UNIT MPST/
| MPWR | SHAWINGN MASSPWR MPG1&MPG2&MPST/
| MTSUW149 | MT_SUPP 115 KV CB W149
| MTTOM2T | MT_TOM 115 KV CB 2T
| MTTOM3T | MT_TOM 115 KV CB 3T
CTG | MTTOM5T | MT_TOM 115 KV CB 5T
| MTTOM6T | MT_TOM 115 KV CB 6T
| MY89 | MYSTIC BLOCK 8 AND 9 UNITS/
| MYS8 | MYSTIC BLOCK 8 GT1&GT2&ST5 UNITS/
| MYS8LEAD | MYS8 GENERATOR LEAD
| MYS9 | MYSTIC BLOCK 9 GT3&GT4&ST6 UNITS/
| MYST101P | MYSTIC 345 KV CB 101P
| MYST101S | MYSTIC 345KV CB 101S
| MYST106P | MYSTIC 345 KV CB 106P
| MYST106S | MYSTIC 345KV CB 106S
| MYST107P | MYSTIC 345 KV CB 107P
| MYST107S | MYSTIC 345KV CB 107S
| MYST345A | MYSTIC XFMR 345A/
| MYST345B | MYSTIC XFMR 345B/
| MYSTI102 | MYSTIC 345KV CB 102
| MYSTI103 | MYSTIC 345KV CB 103
| MYSTI104 | MYSTIC 345KV CB 104
| MYSTI105 | MYSTIC 345KV CB 105
| MYSTI108 | MYSTIC 345KV CB 108
| MYSTI109 | MYSTIC 345KV CB 109
| MYSTI110 | MYSTIC 345KV CB 110
| MYSTI111 | MYSTIC 345KV CB 111
| MYSTIC1 | MYSTIC 115KV CB 1
| MYSTIC10 | MYSTIC 115KV CB 10
| MYSTIC11 | MYSTIC 115KV CB 11
| MYSTIC12 | MYSTIC 115KV CB 12
| MYSTIC13 | MYSTIC 115KV CB 13
| MYSTIC14 | MYSTIC 115KV CB 14
| MYSTIC15 | MYSTIC 115KV CB 15
| MYSTIC17 | MYSTIC 115KV CB 17
| MYSTIC18 | MYSTIC 115KV CB 18
| MYSTIC19 | MYSTIC 115KV CB 19
| MYSTIC2 | MYSTIC 115KV CB 2
| MYSTIC20 | MYSTIC 115KV CB 20
| MYSTIC23 | MYSTIC 115KV CB 23
| MYSTIC24 | MYSTIC 115KV CB 24
| MYSTIC25 | MYSTIC 115KV CB 25
| MYSTIC26 | MYSTIC 115KV CB 26
| MYSTIC27 | MYSTIC 115KV CB 27
| MYSTIC28 | MYSTIC 115KV CB 28
| MYSTIC29 | MYSTIC 115KV CB 29
| MYSTIC3 | MYSTIC 115KV CB 3
| MYSTIC30 | MYSTIC 115KV CB 30
| MYSTIC31 | MYSTIC 115KV CB 31
| MYSTIC32 | MYSTIC 115KV CB 32
| MYSTIC4P | MYSTIC 115KV CB 4P
| MYSTIC4S | MYSTIC 115KV CB 4S
| MYSTIC5 | MYSTIC 115KV CB 5
| MYSTIC6 | MYSTIC 115KV CB 6
| MYSTIC7 | MYSTIC 115KV CB 7
| MYSTIC8 | MYSTIC 115KV CB 8
| MYSTIC9 | MYSTIC 115KV CB 9
| MYSTICC1 | MYSTIC C1 CAPACITOR/
| MYSTICR1 | MYSTIC R1 REACTOR/
| MYSTN1T | MYSTC_NU 115 KV CB 1T
| MYSTN20K | MYSTC_NU 115 KV CB 20K
| N12 | LINE N12-1-2/
| N133 | LINES N133-1-2/
| N140 | N140-1-2 & (211-504)-1-2-3-4
| N166 | LINE N166-1-2/
| N166T | LINE N166-1-2 TEMP/
| N214 | LINE N214/
| NASHU141 | NASHUA 115 KV CB 141
| NAUGK213 | N_AUGSTA 115 KV CB K213-4
| NAUGK272 | N_AUGSTA 115 KV CB K272-1
| NAUGKT1H | N_AUGSTA 115 KV CB KT1H
| NAUGKT2H | N_AUGSTA 115 KV CB KT2H
| NB2145 | LINE NB_2145 & SALBRYNB T1/
| NB3002 | LINE NB_3002/
| NB3003 | LINE NB_3003/
| NB3004 | LINE NB_3004/
| NB3006 | LINE NB_3006/
| NB3009 | LINE NB_3009/
| NB3010 | LINE NB_3010 & NB_3008 & EELRV T5/
| NB3011 | LINE NB_3011/
| NB3012 | LINE NB_3012 & NB_3114/
| NB3013 | LINE NB_3013/
| NB3017 | LINE NB_3017 & NB_3019/
| NBDC | NB DC UNITS EL9A&EL9B&MADA/
| NBFC | BLACK_RK NBFC UNIT/
| NBLL | NB LOSS OF LOAD/
| NBLO13TA | N_BLOOM 115 KV CB 13TA
| NBLOO10K | N_BLOOM 115 KV CB 10K
| NBLOO12T | N_BLOOM 115 KV CB 12T
| NBLOO13T | N_BLOOM 115 KV CB 13T
| NBLOO14T | N_BLOOM 115 KV CB 14T
| NBLOO18T | N_BLOOM 115 KV CB 18T
| NBLOO19T | N_BLOOM 115 KV CB 19T
| NBLOO20K | N_BLOOM 115 KV CB 20K
| NBLOO20T | N_BLOOM 115 KV CB 20T
| NBLOO21T | N_BLOOM 115 KV CB 21T
| NBLOO22T | N_BLOOM 115 KV CB 22T
| NBLOO23T | N_BLOOM 115 KV CB 23T
| NBLOO5X3 | N_BLOOM 115 KV CB 5X3
| NBLOO7X3 | N_BLOOM 115 KV CB 7X3
| NBLOOM1T | N_BLOOM 345 KV CB 1T
| NBLOOM2T | N_BLOOM 345 KV CB 2T
| NBLOOM3T | N_BLOOM 345 KV CB 3T
| NBLOOM4T | N_BLOOM 345 KV CB 4T
| NBLOOM5T | N_BLOOM 345 KV CB 5T
| NBLOOM5X | N_BLOOM 5X XFMR/
| NBLOOM6T | N_BLOOM 345 KV CB 6T
| NBLOOM7X | N_BLOOM 7X XFMR/
| NCAM345A | N.CAMB XFMR 345A/ VARIABLE REACTOR
| NCAM345B | N.CAMBRG XFMR 345B/
| NCAMB101 | N_CAMBRG 345 KV CB 101
| NCAMB102 | N_CAMBRG 345 KV CB 102
| NCAMB103 | N_CAMBRG 345 KV CB 103
| NCAMB105 | N_CAMBRG 345 KV CB 105
| NCAMB106 | N_CAMBRG 345 KV CB 106
| NCAMB108 | N_CAMBRG 345 KV CB 108
| NCAMB109 | N_CAMBRG 345 KV CB 109
| NCAMB110 | N_CAMBRG 345 KV CB 110
| NCAMB111 | N_CAMBRG 345 KV CB 111
| NCAMB13P | N_CAMBRG 115 KV CB 13P
| NCAMB13S | N_CAMBRG 115 KV CB 13S
| NCAMBR10 | N_CAMBRG 115KV CB 10
| NCAMBR11 | N_CAMBRG 115KV CB 11
| NCAMBR12 | N_CAMBRG 115KV CB 12
| NCAMBRG1 | N_CAMBRG 115KV CB 1
| NCAMBRG2 | N_CAMBRG 115KV CB 2
| NCAMBRG3 | N_CAMBRG 115KV CB 3
| NCAMBRG4 | N_CAMBRG 115KV CB 4
| NCAMBRG5 | N_CAMBRG 115KV CB 5
| NCAMBRG6 | N_CAMBRG 115KV CB 6
| NCAMBRG7 | N_CAMBRG 115KV CB 7
| NCAMBRG8 | N_CAMBRG 115KV CB 8
| NCANAL1T | N_CANAL 115 KV CB 1T
| NCANAL2T | N_CANAL 115 KV CB 2T
| NCANAL3T | N_CANAL 115 KV CB 3T
| NCANAL4T | N_CANAL 115 KV CB 4T
| NCANAL5T | N_CANAL 115 KV CB 5T
| NCANAL6T | N_CANAL 115 KV CB 6T
| ND12 | NORTHFLD UNITS 1+2/
| ND34 | NORTHFLD UNITS 3+4/
| NE3320T2 | NEWFANE 345KV CB 3320-T2
| NEA | BELLNGHM NEAS&NEA1&NEA2 CC UNITS/
| NEA1 | BELLNGHM UNIT NEA1/
| NEA2 | BELLNGHM UNIT NEA2/
| NEAS | BELLNGHM UNIT NEAS/
| NEEDHAM1 | NEEDHAM 115KV CB 1
| NEEDHAM2 | NEEDHAM 115KV CB 2
| NEEDHAM3 | NEEDHAM 115KV CB 3
| NEEDHAM4 | NEEDHAM 115KV CB 4
| NEEDHAM5 | NEEDHAM 115KV CB 5
| NEEDHAM6 | NEEDHAM 115KV CB 6
| NEG1 | NEW_ENER G1 UNIT/
| NEG2 | NEW_ENER G2 UNIT/
| NEK204-2 | NEWCASTL 115 KV CB K204-2
| NEK226-1 | NEWCASTL 115 KV CB K226-1
| NEPTHVDC | NEPTUNE HVDC/
| NESIMS1T | NE_SIMSB 115 KV CB 1T
| NEST | NEW_ENER ST UNIT/
| NEWE | NEWINGTON ENERGY G1+G2+STEAM/
| NEWF3320 | NEWFANE 345KV CB 3320
| NEWF3321 | NEWFANE 345KV CB 3321
| NEWHA370 | NEW_HAVN 345KV CB 370
| NEWHA371 | NEW_HAVN 345KV CB 371
| NEWHAK43 | NEW_HAVN 115 KV CB K43
| NEWHAK64 | NEW_HAVN 115 KV CB K64
| NEWHAR37 | NEW_HAVN 345KV CB R37
| NEWHAVT1 | NEW_HAVN XFMR T1/
| NEWHAVT2 | NEW_HAVN XFMR T2/
| NEWI | NEWINGTON 1 UNIT/
| NEWI0163 | NEWINGTN 345 KV CB 0163
| NEWI0451 | NEWINGTN 345 KV CB 0451
| NEWI1352 | NEWINGTN 345 KV CB 1352
| NEWI1762 | NEWINGTN 345 KV CB 1762
| NEWK4163 | NEW_HAVN 115 KV CB K41-63
| NEWK4341 | NEW_HAVN 115 KV CB K43-41
| NEWK6342 | NEW_HAVN 115 KV CB K63-42
| NEWK6442 | NEW_HAVN 115 KV CB K64-42
| NEWNG3TA | NEWNGTON 115 KV CB 3TA
| NEWNGT1T | NEWNGTON 115 KV CB 1T
| NEWNGT2T | NEWNGTON 115 KV CB 2T
| NEWNGT3T | NEWNGTON 115 KV CB 3T
| NEWTON1 | NEWTON 115KV CB 1
| NEWTON2 | NEWTON 115KV CB 2
| NEWTON3 | NEWTON 115KV CB 3
| NEWTON4 | NEWTON 115KV CB 4
| NEWTON5 | NEWTON 115KV CB 5
| NEWTON6 | NEWTON 115KV CB 6
| NEWTON7 | NEWTON 115KV CB 7
| NEWTON8 | NEWTON 115KV CB 8
| NEWTON9 | NEWTON 115KV CB 9
| NEWTOW1T | NEWTOWN 115KV CB 1T
| NFD1 | NORTHFLD UNIT NFD1/
| NFD2 | NORTHFLD UNIT NFD2/
| NFD3 | NORTHFDL UNIT NFD3/
| NFD4 | NORTHFLD UNIT NFD4/
| NGOR | LOUDEN UNIT NGOR/
| NHAVEN1K | N_HAVEN 115 KV CB 1K
| NHAVEN1T | N_HAVEN 115 KV CB 1T
| NHAVEN2T | N_HAVEN 115 KV CB 2T
| NHHB | NEW HAVEN HARBOR UNIT/
| NHHBLEAD | NHHB GENERATOR LEAD/
| NHP2 | E_SHORE UNIT NHP2/
| NHP3 | E_SHORE UNIT NHP3/
| NHP4 | E_SHORE UNIT NHP4/
| NKEED108 | N_KEENE 115 KV CB D108
| NKEENSC6 | N_KEENE UNIT SC6/
| NKEL1630 | N_KEENE 115 KV CB L1630
| NKESC6H | N_KEENE 115 KV CB SC6H
| NLI01-15 | N_LITCHF 230 KV CB 01-15
| NLI02-14 | N_LITCHF 230 KV CB 02-14
| NLI11-01 | N_LITCHF 230 KV CB 11-01
| NLI12-02 | N_LITCHF 230 KV CB 12-02
| NLI14-12 | N_LITCHF 230KV CB 14-12
| NLI15-11 | N_LITCHF 230 KV CB 15-11
| NMER105 | N_MERMCK 115 KV CB 105
| NMER5505 | N_MERMCK 115 KV CB 5505
| NMER552 | N_MERMCK 115 KV CB 552
| NNC | NNC & 601 & 602 & 603/
| NOR1 | NORWALK UNIT NOR1/
| NOR2 | NORWALK UNIT NOR2/
| NOR3 | NORWALK UNIT NOR3/
| NORJ | TUNNEL UNIT NORJ/
| NORK1740 | NORTH_RD 115 KV CB K1740
| NORK87-1 | NORWAY 115 KV CB K87-1
| NORM1270 | NORTH_RD 115 KV CB M1270
| NORTH10T | NORTHFLD 345 KV CB 10T
| NORTH11T | NORTHFLD 345 KV CB 11T
| NORTH5X3 | NORTHFLD 115 KV CB 5X3
| NORTHF1T | NORTHFLD 345KV CB 1T
| NORTHF1X | NORTHFLD XFMR 1X/ NFD1&NFD2
| NORTHF2T | NORTHFLD 345KV CB 2T
| NORTHF3T | NORTHFLD 345KV CB 3T
| NORTHF3X | NORTHFLD XFMR 3X/ NFD3&NFD4
| NORTHF4T | NORTHFLD 345KV CB 4T
| NORTHF5T | NORTHFLD 345KV CB 5T
| NORTHF5X | NORTHFLD XFMR 5X/
| NORTHF6T | NORTHFLD 345 KV CB 6T
| NORTHF7T | NORTHFLD 345 KV CB 7T
| NORTHF8T | NORTHFLD 345 KV CB 8T
| NORTHF9T | NORTHFLD 345 KV CB 9T
| NORWA10T | NORWALK 115KV CB 10T
| NORWA11T | NORWALK 115KV CB 11T
| NORWA12T | NORWALK 115KV CB 12T
| NORWA1X1 | NORWALK 115 KV CB 1X1
| NORWA3X1 | NORWALK 115 KV CB 3X1
| NORWAH8X | NORWALKH XFMR 8X/
| NORWAL1T | NORWALK 115KV CB 1T
| NORWAL2T | NORWALK 115KV CB 2T
| NORWAL3T | NORWALK 345 KV CB 3T
| NORWAL4T | NORWALK 115KV CB 4T
| NORWAL5T | NORWALK 115 KV CB 5T
| NORWAL6T | NORWALK 115KV CB 6T
| NORWAL7T | NORWALK 115KV CB 7T
| NORWAL8T | NORWALK 115KV CB 8T
| NORWAL8X | NORWALK XF 8X/
| NORWAL9T | NORWALK 115KV CB 9T
| NORWAL9X | NORWALK XFMR 9X/
| NORWK14T | NORWALK 345KV CB 14T
| NORWK15T | NORWALK 345KV CB 15T
| NORWK17T | NORWALK 345KV CB 17T
| NORWK18T | NORWALK 345KV CB 18T
| NORWK27T | NORWALK 345KV CB 27T
| NORWK28T | NORWALK 345KV CB 28T
| NORWK29T | NORWALK 345KV CB 29T
| NORWK30T | NORWALK 345KV CB 30T
| NORWK31T | NORWALK 345KV CB 31T
| NORWK32T | NORWALK 345KV CB 32T
| NORWK614 | NORWAY 115 KV CB K61-4
| NORWLK1T | NORWALKH 115KV CB 1T
| NORWLK2T | NORWALKH 115KV CB 2T
| NORWLK3T | NORWALKH 115KV CB 3T
| NORWLK4T | NORWALKH 115KV CB 4T
| NORWLK5T | NORWALKH 115KV CB 5T
| NORWLK6T | NORWALKH 115KV CB 6T
| NORWLK7T | NORWALKH 115KV CB 7T
| NRTH5666 | NRTHBORO 115 KV CB 56-66
| NRTH5760 | NRTHBORO 115 KV CB 57-60
| NRTHBOC3 | NRTHBORO 69KV CB C3
| NRTHBOC4 | NRTHBORO 69KV CB C4
| NRTHBOC6 | NRTHBORO 115 KV CB C6
| NRTHD156 | NRTHBORO 115 KV CB D-156
| NRTHE157 | NRTHBORO 115 KV CB E-157
| NRTHF16R | NORTHFLD 16R-1W REACTOR
| NRTHH160 | NRTHBORO 115 KV CB H-160
| NRTHN166 | NRTHBORO 115 KV CB N-166
| NRUTK710 | N_RUTLND 115 KV CB K710
| NRUTLC71 | N_RUTLND 115 KV CB C71
| NRUTLK35 | N_RUTLND 115 KV CB K35
| NRUTLK37 | N_RUTLND 115 KV CB K37
| NSCOTLR2 | NEW_SCOT 345KV R2
| NSTL | NOVA SCOTIA TIE LINES/
| NSTS | SHUNOCK NSTS UNIT/
| NTROYR5 | N_TROY 115 KV CB R5
| NUMS | SCITICO NUMS UNIT/
| NWALFR1T | N_WALFRD 115 KV CB 1T
| NWHAR31T | NW_HARTF 115 KV CB 31T
| NWHAR32T | NW_HARTF 115 KV CB 32T
| NWHAR33T | NW_HARTF 115 KV CB 33T
| NWJ3403C | NORWLK_J 345KV CB 3403C
| NWJ3403D | NORWLK_J 345KV CB 3403D
| NWOBURN1 | N_WOBURN 115 KV CB 1
| NWOBURN4 | N_WOBURN 115 KV CB 4
| NY-10SE | LINE NY-10SE/
| NY-13 | LINE NY-13WC/
| NY-16 | LINE NY-16/NY-16NS&NY-16SR
| NY-3 | LINE NY-3/
| NY-306 | LINE NY-306/
| NY-307 | LINE NY-307/
| NY-308ME | LINE NY-308ME/
| NY-6 | LINE NY-6/
| NY11AP | LINE NY-11-AP/
| NY12AP | LINE NY-12-AP/
| NY14988 | LINE NY-14-988NS/ NY-14 &NY13988WR
| NY14EG | LINE NY-14A-EG/
| NY18 | LINE NY-18/
| NY1AR | LINE NY-1-AR/
| NY2NK | LINE NY-2-NK
| NY301 | LINE NY-301/
| NY305 | LINE NY-305/
| NY361PN | LINE NY-361/
| NY362PN | LINE NY-362/
| NY371PG | LINE NY-371PG
| NY38 | LINE NY-38/
| NY38T | LINE NY-38/ TEMP
| NY55PN | LINE NY-55-PN
| NY6AK | LINE NY-6-AK
| NY901 | LINE NY-901/
| NY903 | LINE NY-903/
| NY91AVA | LINE NY-91AVA
| NY92AVL | LINE NY-92AVL
| NY93 | LINE NY-93-LN/
| NY94 | LINE NY-94-LN/
| NY95 | LINE NY-95/
| NYDP1 | LINE NY-DP-1/ PLATSBRG AT1 & AT2
| NYF83 | LINE NY-F83/
| NYF84 | LINE NY-F84
| NYGL3 | LINE NY-GL3/
| NYGNS1 | LINE NY-GNS1/
| NYPD1 | LINE NY-PD-1/
| NYPW1 | LINE NY-PW-1/
| NYRYP2 | LINE NY-RYP-2/
| NYWRY2 | LINE NY-WRY-2/
| NYY17CD | LINE NY-Y17CD/
| NYY49 | LINE NY-Y49/
| NYY50 | LINE NY-Y50/
| NYY57PK | LINE NY-Y57PK
| NYY58PV | LINE NY-Y58PV
| NYY59PV | LINE NY-Y59PV
| O141 | LINE O141/
| O154 | LINE O154/
| O161 | LINE O161/
| O215 | LINE O215/
| O3963023 | ORRINGTN 345 KV CB K396/3023
| OAK39118 | OAK_HILL 115 KV CB 39118
| OAKB | FALMOUTH UNIT OAKB/
| OAKF52T1 | OAKFIELD 115 KV CB 52-T1
| OAKFLDSC | OAKFIELD SC UNIT/
| OAKW | OAKFIELD OAKW UNIT/
| OCEA1154 | OCEAN_RD 115 KV CS J1154
| OCEA1155 | OCEAN_RD 115 KV CS J1155
| OCRE1940 | OCEAN_RD 115 KV CB E1940
| OCRU181 | OCEAN_RD 115 KV CB U181
| OGD | OGDEN-MARTIN UNIT/
| OK205249 | ORRINGTN 115 KV CB K205/249
| OK246247 | ORRINGTN 115 KV CB K246/247
| OK3023BP | ORRINGTN 345 KV CB K3023-BP
| OKCAP254 | ORRINGTN 115 KV CB KCAP/254
| OR390388 | ORRINGTN 345 KV CB K390/388
| ORCHAR1T | ORCHARD 115 KV CB 1T
| ORCHAR2T | ORCHARD 115 KV CB 2T
| ORK205-2 | ORRINGTN 115 KV CB K205-2
| ORK246-1 | ORRINGTN 115 KV CB K246-1
| ORK247-1 | ORRINGTN 115 KV CB K247-1
| ORK248-1 | ORRINGTN 115 KV CB K248-1
| ORK249-1 | ORRINGTN 115 KV CB K249-1
| ORK254-1 | ORRINGTN 115 KV CB K254-1
| ORK30231 | ORRINGTN 345 KV CB K3023-1
| ORK388BP | ORRINGTN 345 KV CB K388-BP
| ORK65248 | ORRINGTN 115 KV CB K65/248
| ORKCAP-1 | ORRINGTN 115 KV CB KCAP-1
| ORL118CB | ORLEANS 115 KV CB 118CB
| ORL12522 | ORLEANS 115 KV CB 12522
| ORR390-1 | ORRINGTN 345 KV CB K390-1
| ORR396-1 | ORRINGTN 345 KV CB K396-1
| ORRIKT1L | ORRINGTN 115 KV CB KT1L
| ORRIKT2L | ORRINGTN 115 KV CB KT2L
| ORRINGT1 | ORRINGTON XFMR T1/
| ORRINGT2 | ORRINGTON XFMR T2/
| ORRINKC1 | ORRINGTN 115 KV CS KC1
| ORRINKC2 | ORRINGTN 115 KV CS KC2
| ORRINKC3 | ORRINGTN 115 KV CS KC3
| ORRINKR1 | ORRINGTN 13.8 KV CB KR1
| ORRINKR2 | ORRINGTN 13.8 KV CB KR2
| ORRK3881 | ORRINGTN 345 KV CB K388-1
| ORRK3962 | ORRINGTN 345 KV CB K396-2
| ORRK65-2 | ORRINGTN 115 KV CB K65-2
| OSG1 | OCEAN_ST UNIT OSG1/
| OSG2 | OCEAN_ST UNIT OSG2/
| OSG3 | OCEAN_ST UNIT OSG3/
| OSG4 | OCEAN_ST UNIT OSG4/
| OSP1 | OCEAN_ST OSG1&OSG2&OST1 CC UNITS/
| OSP2 | OCEAN_ST OSG3&OSG4&OST2 CC UNITS/
| OST1 | OCEAN_ST UNIT OST1/
| OST2 | OCEAN_ST UNIT OST2/
| OSWALD1T | OSWALD 115 KV CB 1T
| OXFO10K2 | OXFORD 115 KV CB 26N-10K-2
| OXFORD1T | OXFORD 115 KV CB 1T
| P106 | LINE P106/
| P11 | LINE P11-1-2/
| P142 | LINE P142/
| P142S | LINE P142S-1-2-3-4/
| P145 | LINE P145/
| PALM176T | PALMER 115 KV CB 176T
| PALM7075 | PALMER 115 KV CB 7075
| PALMR170 | PALMER 115 KV CB R-170
| PALMW175 | PALMER 115 KV CB W-175
| PALMX176 | PALMER 115 KV CB X-176
| PARI52C1 | PARIS CB 52-C1
| PARI7954 | PARIS 115 KV CB 7954
| PARI89C1 | PARIS CS 89-C1
| PARI89C2 | PARIS CS 89-C2
| PARI89C3 | PARIS CS 89-C3
| PARI89C4 | PARIS CS 89-C4
| PARIS541 | PARIS 115 KV CB 541
| PARIS791 | PARIS 115 KV CB 791
| PARIS89D | PARIS MS 89D
| PARK9411 | PARKVIEW 115 KV CB 9411
| PARK9412 | PARKVIEW 115 KV CB 9412
| PASA6401 | PASADMKG 115 KV CB 6401
| PASA6497 | PASADMKG 115 KV CB 64/97
| PASA9705 | PASADMKG 115 KV CB 9705
| PASADMD1 | PADADMKG CB D1
| PASADMT1 | PASADMKG XFMR T1/
| PASW | PASADMKG PASW UNIT/
| PAWT7118 | PAWTUCKT 115 KV CB 7118
| PAWTU702 | PAWTUCKT 115 KV CB 702
| PAWTU704 | PAWTUCKT 115 KV CB 704
| PAWTU738 | PAWTUCKT 115 KV CB 738
| PAWTU778 | PAWTUCKT 115 KV CB 778
| PEACAB1T | PEACABLE 115KV CB 1T
| PEAS2003 | PEASLEE 115 KV CB 2003
| PEAS9147 | PEASLEE 115 KV CB 9147
| PEASL103 | PEASLEE 115 KV CB 103
| PEASL471 | PEASLEE 115 KV CB 471
| PEAST202 | PEASLEE 115 KV CB T202
| PEJE | TOPSHAM UNIT PEJE/
| PELHY151 | PELHAM 115 KV CB Y151
| PEME1150 | PEMIGWAS 115 KV CB E1150
| PEQUO11T | PEQUONCK 115 KV CB 11T
| PEQUO12T | PEQUONCK 115 KV CB 12T
| PEQUO13T | PEQUONCK 115 KV CB 13T
| PEQUO21T | PEQUONCK 115 KV CB 21T
| PEQUO22T | PEQUONCK 115 KV CB 22T
| PEQUO23T | PEQUONCK 115 KV CB 23T
| PEQUO31T | PEQUONCK 115 KV CB 31T
| PEQUO32T | PEQUONCK 115 KV CB 32T
| PEQUO33T | PEQUONCK 115 KV CB 33T
| PEQUO41T | PEQUONCK 115 KV CB 41T
| PEQUO42T | PEQUONCK 115 KV CB 42T
| PEQUO43T | PEQUONCK 115 KV CB 43T
| PEQUO51T | PEQUONCK 115 KV CB 51T
| PEQUO52T | PEQUONCK 115 KV CB 52T
| PEQUO53T | PEQUONCK 115 KV CB 53T
| PERC | CHEMICAL UNIT PERC/
| PHBT6118 | PINEHILL 115 KV CB BT6118
| PHILPC3E | PHILP_LN 115 KV CB C3E
| PHILPLS9 | PHILP_LN 115 KV CB S9
| PI14212P | PINE_ST 115 KV CB 14212P
| PI14212S | PINE_ST 115 KV CB 14212S
| PI14312P | PINE_ST 115 KV CB 14312P
| PI14312S | PINE_ST 115 KV CB 14312S
| PIERCE8X | PIERCE XFMR 8X/ ALP
| PILGR102 | PILGRIM 345KV CB 102
| PILGR103 | PILGRIM 345KV CB 103
| PILGR104 | PILGRIM 345KV CB 104
| PILGR105 | PILGRIM 345KV CB 105
| PIN13002 | PINE_ST 115 KV CB 13002
| PIN14202 | PINE_ST 115 KV CB 14202
| PIN14207 | PINE_ST 115 KV CB 14207
| PIN14302 | PINE_ST 115 KV CB 14302
| PIN14307 | PINE_ST 115 KV CB 14307
| PINE | PINETREE UNIT/
| PINESH1T | PINESHED 115 KV CB 1T
| PIPER1T | PIPER 115 KV CB 1T
| PITS | HARTLAND PITS UNIT/
| PLAINS40 | PLAIN_ST 115 KV CB 40
| PLAINS41 | PLAIN_ST 115 KV CB 41
| PLAINS42 | PLAIN_ST 115 KV CB 42
| PLEAS10K | PLEASANT 115 KV CB 10K
| PLEASA1T | PLEASANT 115 KV CB 1T
| PLEASA2T | PLEASANT 115 KV CB 2T
| PLEASA3T | PLEASANT 115 KV CB 3T
| PLEP | POINT LEPREAU UNIT
| PLFD | PLNFIELD PLFD UNIT/
| PLK160-4 | PLSNT_HL 115 KV CB K160-4
| PLK234-4 | PLSNT_HL 115 KV CB K234-4
| PLNFI1X1 | PLNFIELD 115 KV CB 1X1-2
| PLSNKT1H | PLSNT_HL 115 KV CB KT1H
| PLSNKT2H | PLSNT_HL 115 KV CB KT2H
| PLSTRNS3 | PLST_VLT 345 KV CB RNS3
| PLUM29TA | PLUMTREE 115 KV CB 29TA
| PLUMT10K | PLUMTREE 115 KV CB 10K
| PLUMT1X3 | PLUMTREE 115 KV CB 1X3
| PLUMT20K | PLUMTREE 115 KV CB 20K
| PLUMT24T | PLUMTREE 115 KV CB 24T
| PLUMT25T | PLUMTREE 115 KV CB 25T
| PLUMT26T | PLUMTREE 115 KV CB 26T
| PLUMT27T | PLUMTREE 115 KV CB 27T
| PLUMT28T | PLUMTREE 115 KV CB 28T
| PLUMT29T | PLUMTREE 115 KV CB 29T
| PLUMT2X3 | PLUMTREE 115 KV CB 2X3
| PLUMT30T | PLUMTREE 115 KV CB 30T
| PLUMT31T | PLUMTREE 115 KV CB 31T
| PLUMT32T | PLUMTREE 115 KV CB 32T
| PLUMT4X1 | PLUMTREE 115 KV CB 4X1
| PLUMTR1T | PLUMTREE 345KV CB 1T
| PLUMTR1X | PLUMTREE XF 1X
| PLUMTR2T | PLUMTREE 345KV CB 2T
| PLUMTR2X | PLUMTREE XF 2X
| PLUMTR3T | PLUMTREE 345KV CB 3T
| PLUMTR4T | PLUMTREE 345KV CB 4T
| PLUMTR5T | PLUMTREE 345KV CB 5T
| PLUMTR7T | PLUMTREE 345KV CB 7T
| PLUMTR9T | PLUMTREE 345KV CB 9T
| PODIC10K | PODICK 115 KV CB 10K
| PODICK1T | PODICK 115 KV CB 1T
| PONT | PONTOOK UNIT PONT/
| POOTAC1K | POOTATCK 115 KV CB 1K
| POOTAC1T | POOTATCK 115 KV CB 1T
| POOTAC2T | POOTATCK 115 KV CB 2T
| POOTAC3T | POOTATCK 115 KV CB 3T
| POOTAC5T | POOTATCK 115 KV CB 5T
| PORT5607 | PORTSMOUTH 115 KV CB 5607
| PORTF107 | PORTSMOUTH 115 KV CB F107
| PORTLA2T | PORTLAND 115 KV CB 2T
| POT2 | POTTER 2 CC UNIT/
| POTTE161 | POTTER 115 KV CB 161
| POTTE162 | POTTER 115 KV CB 162
| POTTE163 | POTTER 115 KV CB 163
| POTTE164 | POTTER 115 KV CB 164
| POTTPOT2 | POTTER XFMR POT2/ PTGT&PTST
| POTTR3ST | POTTRSVL 115 KV CB 3ST
| POTTR713 | POTTRSVL 115 KV CB 713
| POTTR812 | POTTRSVL 115 KV CB 812
| POTTRM13 | POTTRSVL 115 KV CB M13
| POTTRN12 | POTTRSVL 115 KV CB N12
| POTTRS4X | POTTRSVL 115 KV CB 4X
| POTTRS65 | POTTRSVL 115 KV CB 65
| POTTRSS8 | POTTRSVL 115 KV CB S8
| POTTRST7 | POTTRSVL 115 KV CB T7
| POTTRSU6 | POTTRSVL 115 KV CB U6
| POTTRSV5 | POTTRSVL 115 KV CB V5
| POTTRW4S | POTTRSVL 115 KV CB W4S
| POTTRX3S | POTTRSVL 115 KV CB X3S
| POWR161 | POWER_ST 115 KV CB 161
| POWR191 | POWER_ST 115 KV CB 191
| POWR332 | POWER_ST 115 KV CB 332
| POWR3416 | POWER_ST 115 KV CB 3416
| POWR342 | POWER_ST 115 KV CB 342
| POWR442 | POWER_ST 115 KV CB 442
| POWR511 | POWER_ST 115 KV CB 511
| POWR5144 | POWER_ST 115 KV CB 5144
| POWR651 | POWER_ST 115 KV CB 651
| POWR6533 | POWER_ST 115 KV CB 6533
| POWR9219 | POWER_ST 115 KV CB 9219
| POWR922 | POWER_ST 115 KV CB 922
| PQOLD11T | PEQN_OLD 115 KV CB 11T
| PQOLD12T | PEQN_OLD 115 KV CB 12T
| PQOLD13T | PEQN_OLD 115 KV CB 13T
| PQOLD21T | PEQN_OLD 115 KV CB 21T
| PQOLD22T | PEQN_OLD 115 KV CB 22T
| PQOLD23T | PEQN_OLD 115 KV CB 23T
| PQOLD31T | PEQN_OLD 115 KV CB 31T
| PQOLD32T | PEQN_OLD 115 KV CB 32T
| PQOLD33T | PEQN_OLD 115 KV CB 33T
| PQOLD41T | PEQN_OLD 115 KV CB 41T
| PQOLD42T | PEQN_OLD 115 KV CB 42T
| PQOLD43T | PEQN_OLD 115 KV CB 43T
| PQOLD51T | PEQN_OLD 115 KV CB 51T
| PQOLD53T | PEQN_OLD 115 KV CB 53T
| PQ_OLD1T | PEQN_OLD 115 KV CB 1T
| PQ_OLD2T | PEQN_OLD 115 KV CB 2T
| PQ_OLD3T | PEQN_OLD 115 KV CB 3T
| PRA8X8AX | PRAT_J XFMR 8X & 8AX/
| PRAE205E | PRAT_J 230KV CB E205E
| PRAT1110 | PRAT_J 115 KV CB 1110
| PRAT2110 | PRAT_J 115 KV CB 2110
| PRAT3741 | PRAT_J 115 KV CB 37-41
| PRAT3842 | PRAT_J 115 KV CB 38-42
| PRATI135 | PRAT_J 115 KV CB I135
| PRATJ136 | PRAT_J 115 KV CB J136
| PRATJ4A | PRAT_J 115 KV CB 4A
| PRATJ801 | PRAT_J 115 KV CB 801
| PRATJ802 | PRAT_J 115 KV CB 802
| PRATK137 | PRAT_J 115 KV CB K137
| PRATL138 | PRAT_J 115 KV CB L138
| PRATO141 | PRAT_J 115 KV CB O141
| PRATP142 | PRAT_J 115 KV CB P142
| PROC | FLORNCE UNIT PROC/
| PSGW | CLIFTON PSGW UNIT/
| PSGWLEAD | PSGW UNIT LEAD LINE T1HBHE/PSGW
| PTLEP310 | PT_LEPRE 345 KV CB P3-10
| PTLEPP34 | PT_LPRE 345 KV CB P3-4
| PTLEPP35 | PT_LEPRE 345 KV CB P3-5
| PTLEPP36 | PT_LEPRE 345 KV CB P3-6
| PTLEPP37 | PT_LEPRE 345 KV CB P3-7
| PTLEPP39 | PT_LEPRE 345 KV CB P3-9
| PTRR | SPRNG_ST UNIT PTRR/
| PTST | POTTER PTST UNIT/
| PULP4172 | PULPITRK 115 KV CB 4172
| PULP8402 | PULPITRK 115 KV CB 8402
| PULPI172 | PULPITRK 115 KV CB 172
| PULPI184 | PULPITRK 115 KV CB 184
| PULPI412 | PULPITRK 115 KV CB 412
| PURCGCB1 | PURCHASE 115 KV CB GCB1
| PURCGCB2 | PURCHASE 115 KV CB GCB2
| PUTNAM1 | PUTNAM 115KV CB 1
| PUTNAM2 | PUTNAM 115KV CB 2
| PUTNAM3 | PUTNAM 115KV CB 3
| PUTNAM4 | PUTNAM 115KV CB 4
| PUTNAM5 | PUTNAM 115KV CB 5
| PUTNAM6 | PUTNAM 115KV CB 6
| PUTNAM8 | PUTNAM 115KV CB 8
| PV20 | LINE PV20-1-2/
| Q10 | LINE Q10/
| Q117 | LINE Q117-K4/
| Q143 | LINE Q143/
| Q143S | LINE Q143S-2-4-5 & FRNKLNSQ SS1X/
| Q166 | LINE Q166/
| Q169 | LINE Q169-1 THRU -7/
| Q171 | LINE Q171/
| Q195 | LINE Q195-1-2-3/ MOR 7X
| QNBS | CANTRBRY QNBS UNIT/
| QUEENK33 | QUEENCTY 115 KV CB K33
| QUEENK65 | QUEENCTY 115 KV CB K65
| QUEK3369 | QUEENCTY 115 KV CB K33-69
| QUEK6543 | QUEENCTY 115 KV CB K65-43
| QUINNI1T | QUINNIPC 115 KV CB 1T
| QUK140-5 | QUAKR_HL 115 KV CB K140-5
| QUK197-2 | QUAKR_HL 115 KV CB K197-2
| R144 | LINE R144-2-3-4/
| R144N | LINE R144N-1-2-5/
| R169 | LINES R169/197
| R170 | LINE R170/
| R187 | LINE R187/
| R193 | LINE R193-1-2 & V103/
| R9 | LINE R9/
| RA304030 | RAVENFRM 345 KV CB K3040/3039
| RAK208-2 | RAYMOND 115 KV CB K208-2
| RAK209-1 | RAYMOND 115 KV CB K209-1
| RAV30204 | RAVENFRM 345 KV CB K3020-4
| RAVEKT1H | RAVENFRM 345 KV CB KT1H
| RAVT1H30 | RAVENFRM 345 KV CB KT1H/3020
| RCHW | RECORD HILL WIND UNIT/
| RDSFB143 | RDSFERRY 115 KV CB B143
| RDSFH123 | RDSFERRY 115 KV CB H123
| READ8448 | READ_ST 115 KV CB 8448
| READING1 | READING 115 KV CB 1
| READING2 | READING 115 KV CB 2
| READING3 | READING 115 KV CB 3
| READING4 | READING 115 KV CB 4
| READING5 | READING 115 KV CB 5
| READING6 | READING 115 KV CB 6
| READING7 | READING 115 KV CB 7
| REB54671 | REBEL_HL 115 KV CB 54/67-1
| REB54672 | REBEL_HL 115 KV CB 54/67-2
| REBE5101 | REBEL_HL 115 KV CB 5101
| REBE5102 | REBEL_HL 115 KV CB 5102
| REBE9401 | REBEL_HL 115 KV CB 9401
| REBE9402 | REBEL_HL 115 KV CB 9402
| RESC | RESCOS UNIT/
| RESN | RESCO NO. ANDOVER UNIT/
| REVE6879 | REVERE 115 KV CB 68-79
| REVEREC1 | REVERE 115 KV CB C1
| REYNOBK2 | REYNOLDS XFMR BK2/
| RFRB | KENTCNTY RFRB UNIT /
| RIDG | RIDGEWOD RIDG UNIT/
| RIDG171D | RIDGEWOD 115 KV CB 171D
| RIDG171H | RIDGEWOD 115 KV CB 171H
| RIDGEW1T | RIDGEWOD XFMR 1T/ RIDG
| RIDS171T | RIDGEWOD 115 KV CB S171T
| RIK227-1 | RILEY 115 KV CB K227-1
| RIK230-1 | RILEY 115 KV CB K230-1
| RILEYKC1 | RILEY 115 KV CB KC1
| RILK2801 | RILEY 115 KV CB K280-1
| RILK89-2 | RILEY 115 KV CB K89-2
| RIMM1176 | RIMMON 115 KV CS J1176
| RIMM1177 | RIMMON 115 KV CS J1177
| RIMMJ114 | RIMMON 115 KV CB J114
| RIMMO217 | RIMMON 115 KV CB 217
| RIMMP106 | RIMMON 115 KV CB P106
| RISE | RISE G1+G2+STEAM/
| RISE101 | RISE XFMR 101/ RSG1
| RISE201 | RISE XFMR 201/ RSG2&RSST
| RISECB1 | RISE 115 KV CB CB-1
| RISECB2 | RISE 115 KV CB CB-2
| RISECB3 | RISE 115 KV CB CB-3
| RISECB4 | RISE 115 KV CB CB-4
| RJOL | JAY RJOL UNIT/
| RK221BS4 | RUMFD_IP 115 KV CB K221/BS4
| RK221BS5 | RUMFD_IP 115 KV CB K221/BS5
| RK228BS4 | RUMFD_IP 115 KV CB K228/BS4
| RK228BS5 | RUMFD_IP 115 KV CB K228/BS5
| RK229BS4 | RUMFD_IP 115 KV CB K229/BS4
| RK243BS4 | RUMFD_IP 115 KV CB K243/BS4
| RK243BS5 | RUMFD_IP 115 KV CB K243/BS5
| RKGBS229 | RUMFD_IP 115 KV CB KGBS/229
| RKT1HGBS | RUMFD_ID 115 KV CB KT1H/GBS
| ROBIN311 | ROBINSON 115 KV CB 311
| ROBIN322 | ROBINSON 115 KV CB 322
| ROBIN333 | ROBINSON 115 KV CB 333
| ROBIN344 | ROBINSON 115 KV CB 344
| ROBIN366 | ROBINSON 115 KV CB 366
| ROCK | ROCKY RIVER UNIT/
| ROCK1813 | ROCKY_RV 115 KV CB 1813
| ROCKY10K | ROCKY_RV 115 KV CB 10K
| ROCKYH1T | ROCKY_HL 115 KV CB 1T
| ROCKYH2T | ROCKY_HL 115 KV CB 2T
| ROCKYR1T | ROCKY_RV 115 KV CB 1T
| ROCKYR2T | ROCKY_RV 115 KV CB 2T
| ROLFA142 | ROLF_AVE 115 KV CB 142
| ROLL | ROLLINS UNIT/
| ROODAV1T | ROOD_AVE 115 KV CB 1T
| ROODAV2T | ROOD_AVE 115 KV CB 2T
| ROODAV3T | ROOD_AVE 115 KV CB 3T
| ROODAV4T | ROOD_AVE 115 KV CB 4T
| ROODAV5T | ROOD_AVE 115 KV CB 5T
| ROTTER38 | ROTTERDM 230 KV CB R38
| ROXW | ROXBURY ROXWIND UNIT/
| RSG1 | RISE GT1 GENERATOR/
| RSG2 | RISE GT2 GENERATOR/
| RSGS | RISE GT 2 AND STEAM/
| RSST | RISE ST GENERATOR/
| RUK211-1 | RUMFORD 115 KV CB K211-1
| RUK228-1 | RUMFORD 115 KV CB K228-1
| RUK243-4 | RUMFORD 115 KV CB K243-4
| RUK270-1 | RUMFORD 115 KV CB K270-1
| RUMFDKC1 | RUMFD_IP 115 KV CB KC1
| RUMFLEAD | RUMF GENERATOR LEAD
| RUMG | RUMFORD POWER GAS & STEAM/
| RUMH | RUMFORD HYDRO GENERATION/
| RUMS | RUMFORD POWER STEAM/
| RUT5 | N_RUTLND UNIT RUT5/
| RVERS842 | RVERSIDE 115 KV CB 842
| RVERS848 | RVERSIDE 115 KV CB 848
| RVERS878 | RVERSIDE 115 KV CB 878
| RVERS892 | RVERSIDE 115 KV CB 892
| RVERS898 | RVERSIDE 115 KV CB 898
| RYGT | BARRE_VT UNIT RYGT/
| S136 | LINE S136/
| S145 | LINE S145-1THRU -5/
| S153 | LINE S153 & H141/
| S171 | LINE S171-1-2-3-4-5/
| S171S | LINE S171S-1-2/
| S188 | LINE S188/
| S197 | LINE S197/
| S48C4X12 | STONY_HL 115 KV CB 48C-4X1-2
| S8 | LINE S8-1-2-3-4/
| S8T | LINE S8-1-2-3-4 TEMP/
| S9 | LINE S9-1-2-3 & S9E-1-2 & H1/
| SAC38 | SACO_VLY 115 KV CB 38
| SACK1214 | SACO_VLY 115 KV CB K1214
| SACKET1T | SACKETT 115 KV CB 1T
| SACOC106 | SACO_VLY 115 KV CB C106
| SACOPS01 | SACO_VLY PS01/
| SACOSC1 | SACO_VLY UNIT SC1
| SACOSC2 | SACO_VLY UNIT SC2
| SACOVL13 | SACO_VLY 115 KV CB 13
| SACY138 | SACO_VLY 115 KV CB Y138
| SADW | LUDDN_LN SADW UNIT/
| SAGAWA1T | S_AGAWAM 115 KV CB 1T
| SAGAWA2T | S_AGAWAM 115 KV CB 2T
| SAGAWA3T | S_AGAWAM 115 KV CB 3T
| SAGAWA4T | S_AGAWAM 115 KV CB 4T
| SAGAWA5T | S_AGAWAM 115 KV CB 5T
| SAGAWA6T | S_AGAWAM 115 KV CB 6T
| SAGAWA7T | S_AGAWAM 115 KV CB 7T
| SAGAWA8T | S_AGAWAM 115 KV CB 8T
| SAGAWA9T | S_AGAWAM 115 KV CB 9T
| SAK225-1 | SANFORD 115 KV CB K225-1
| SAL5 | SALEM 5C & 5S CC UNIT
| SAL5LEAD | SAL5C&5S GENERATOR LEAD/
| SAL6 | SALEM 6C & 6S CC UNIT/
| SAL6LEAD | SAL6C&6S GENERATOR LEAD/
| SALE1145 | SALEM 115 KV CB 11-45
| SALE2246 | SALEM 115 KV CB 22-46
| SALE3354 | SALEM 115 KV CB 33-54
| SALE555T | SALEM 115 KV CB 55-5T
| SALEB154 | SALEM 115 KV CB B154
| SALEC155 | SALEM 115 KV CB C155
| SALEM11T | SALEM 115 KV CB 11T
| SALEM22T | SALEM 115 KV CB 22T
| SALEM33T | SALEM 115 KV CB 33T
| SALEM5C | SALEM5C UNIT/
| SALEM5S | SALEM 5S UNIT/
| SALEM5T | SALEM 115 KV CB 5T
| SALEM6C | SALEM 6C UNIT/
| SALEM6S | SALEM 6S UNIT/
| SALEM6T | SALEM 115 KV CB 6T
| SALEMC1 | SALEM 115 KV CB C1
| SALEMC2 | SALEM 115 KV CB C2
| SALEMT1 | SALEM XFMR T1/ SAL1
| SALEMT2 | SALEM XFMR T2/ SAL2
| SALEMT3 | SALEM XFMR T3/ SAL3
| SALES145 | SALEM 115 KV CB S145
| SALET146 | SALEM 115 KV CB T146
| SALM5&6 | SALEM 5 & 6 UNITS/
| SALM6T2B | SALEM 115 KV CB 6T-2B
| SAN12222 | SANDWICH 115 KV CB 12222
| SAND137T | SANDY_PD 115 KV CB 137T
| SAND138T | SANDY_PD 115 KV CB 138T
| SAND1412 | SANDY_PD 345KV CB 1412
| SAND1612 | SANDY_PD 115 KV CB 1612
| SAND2137 | SANDY_PD 345KV CB 2137
| SAND2643 | SANDY_PD 345KV CB 2643
| SAND3512 | SANDY_PD 345KV CB 3512
| SAND3521 | SANDY_PD 345KV CB 3521
| SAND3T61 | SANDY_PD 115 KV CB 3T61
| SANDBC82 | SANDBAR 115 KV CB C82
| SANDBK19 | SANDBAR 115 KV CB K19
| SANDBK20 | SANDBAR 115 KV CB K20
| SANDBK22 | SANDBAR 115 KV CB K22
| SANDI161 | SANDY_PD 115 KV CB I161
| SANDK20R | SANDBAR 115 KV CB K20R
| SANDK20T | SANDBAR 115 KV CB K20T
| SANDPS01 | SANDBAR PS01/
| SANDY314 | SANDY_PD 345KV CB 314
| SANDY326 | SANDY_PD 345KV CB 326
| SANDY337 | SANDY_PD 345KV CB 337
| SANDY343 | SANDY_PD 345 KV CB 343
| SANDYP1X | SANDY POND XFMR1/
| SANDYP2X | SANDY POND XFMR2/
| SANDYP3T | SANDY_PD 115 KV CB 3T
| SANFOKC1 | SANFORD 115 KV CB KC1
| SANK137E | SANDY_PD 115 KV CB K137E
| SANK137W | SANDY_PD 115 KV CB K137W
| SANL138E | SANDY_PD 115 KV CB L138E
| SANL138W | SANDY_PD 115 KV CB L138W
| SANS | CYRO_DR SANS UNIT/
| SASCOC1T | SASCOCRK 115 KV CB 1T
| SBRK | SEABROOK UNIT/
| SC1 | GRANITE UNIT SC1/
| SC2 | GRANITE UNIT SC2/
| SC3 | GRANITE UNIT SC3/
| SC4 | GRANITE UNIT SC4/
| SC5 | HUCKN_HL SC5 UNIT/
| SCH4 | SCHILLER 4 UNIT/
| SCH5 | SCHILLER 5 UNIT/
| SCH6 | SCHILLER 6 UNIT/
| SCHBT10S | SCHILLER 115 KV CB BT10S
| SCHC | RESITNCE UNIT SCHC/
| SCHI2170 | SCHILLER 115 KV CB 2170
| SCHIL113 | SCHILLER 115KV CB 113
| SCHLE194 | SCHILLER 115 KV CB E194
| SCHLN133 | SCHILLER 115 KV CB N133
| SCHLZ156 | SCHILLER 115 KV CB Z156
| SCHU1810 | SCHILLER 115 KV CB U1810
| SCIT52T1 | SCITICO 115 KV CB 52-T1
| SCITIC1T | SCITICO 115 KV CB 1T
| SCITIC2T | SCITICO 115 KV CB 2T
| SCITIC3T | SCITICO 115 KV CB 3T
| SCITIC4T | SCITICO 115 KV CB 4T
| SCO6620S | SCOBIE 345 KV CB 6620S
| SCOB0191 | SCOBIE 115 KV CB 0191
| SCOB1242 | SCOBIE 345 KV CB 1242
| SCOB144 | SCOBIE 115 KV CB 144
| SCOB162 | SCOBIE 115 KV CB 162
| SCOB202 | SCOBIE 115 KV CB 202
| SCOB241 | SCOBIE 115 KV CB 241
| SCOB2416 | SCOBIE 115 KV CB 2416
| SCOB284 | SCOBIE 115 KV CB 284
| SCOB3231 | SCOBIE 115 KV CB 3231
| SCOB4420 | SCOBIE 115 KV CB 4420
| SCOB4724 | SCOBIE 345 KV CB 4724
| SCOB582 | SCOBIE 115 KV CB 582
| SCOB6366 | SCOBIE 345 KV CB 6366
| SCOB6620 | SCOBIE 345 KV CB 6620
| SCOB721 | SCOBIE 115 KV CB 721
| SCOB7287 | SCOBIE 115 KV CB 7287
| SCOB802S | SCOBIE 345 KV CB 802S
| SCOB8073 | SCOBIE 345 KV CB 8073
| SCOB8419 | SCOBIE 115 KV CB 8419
| SCOB872 | SCOBIE 115 KV CB 872
| SCOB9058 | SCOBIE 115 KV CB 9058
| SCOB9126 | SCOBIE 345 KV CB 9126
| SCOB931 | SCOBIE 115 KV CB 931
| SCOB9330 | SCOBIE 115 KV CB 9330
| SCOBI262 | SCOBIE 345 KV CB 262
| SCOBI631 | SCOBIE 345 KV CB 631
| SCOBI731 | SCOBIE 345 KV CB 731
| SCOBI802 | SCOBIE 345 KV CB 802
| SCOBI911 | SCOBIE 345 KV CB 911
| SCOBR131 | SCOBIE 115 KV CS R1131
| SCOBR132 | SCOBIE 115 KV CS R1132
| SCOBT302 | SCOBIE 115 KV CB T302
| SCOBT901 | SCOBIE 115 KV CB 901
| SCOBTB30 | SCOBIE XFMR TB30 & LINE T30/
| SCOBTB90 | SCOBIE XF TB90 & LINE T90/
| SCOTB120 | SCOBIE XF TB120/ LINE T120
| SCOTIA1 | SCOTIA 115 KV CB 1
| SCOTIA2 | SCOTIA 115 KV CB 2
| SCOTIA3 | SCOTIA 115 KV CB 3
| SCOTIA4 | SCOTIA 115 KV CB 4
| SCOTIA5 | SCOTIA 115 KV CB 5
| SCOTIA6 | SCOTIA 115 KV CB 6
| SCOVLR1T | SCOVLRK 345KV CB 1T
| SCOVLR2T | SCOVLRK 345KV CB 2T
| SCOVLR4T | SCOVLRK 345KV CB 4T
| SCOVLR5T | SCOVLRK 345KV CB 5T
| SCOVLR6T | SCOVLRK 345KV CB 6T
| SCOVLR7T | SCOVLRK 345KV CB 7T
| SCOVLR8T | SCOVLRK 345KV CB 8T
| SCOVLR9T | SCOVLRK 345KV CB 9T
| SDANB154 | S_DANVRS 115 KV CB B-154
| SDANC155 | S_DANVRS 115 KV CB C-155
| SEABR163 | SEABROOK 345 KV CB 163
| SEABR169 | SEABROOK 345 KV CB 169
| SEABR294 | SEABROOK 345 KV CB 294
| SEABR632 | SEABROOK 345 KV CB 632
| SEABR695 | SEABROOK 345 KV CB 695
| SEABR941 | SEABROOK 345 KV CB 941
| SEABRO11 | SEABROOK 345 KV CB 11
| SEABRO12 | SEABROOK 345 KV CB 12
| SEABRO52 | SEABROOK 345 KV CB 52
| SEAFOO10 | SEAFOOD 115 KV CB 10
| SEAFOO11 | SEAFOOD 115 KV CB 11
| SEAFOO12 | SEAFOOD 115 KV CB 12
| SEAFOOD1 | SEAFOOD 115 KV CB 1
| SEAFOOD2 | SEAFOOD 115 KV CB 2
| SEAFOOD3 | SEAFOOD 115 KV CB 3
| SEAFOOD4 | SEAFOOD 115 KV CB 4
| SEAFOOD5 | SEAFOOD 115 KV CB 5
| SEAFOOD6 | SEAFOOD 115 KV CB 6
| SEAFOOD7 | SEAFOOD 115 KV CB 7
| SEAFOOD8 | SEAFOOD 115 KV CB 8
| SEAFOOD9 | SEAFOOD 115 KV CB 9
| SEAR | SEARS UNIT SEAR/
| SECR | SECREC UNIT SECR/
| SEK161-2 | SEWAL_ST 115 KV CB K161-2
| SEK227-1 | SEWAL_ST 115 KV CB K277-1
| SEM1 | SEMASS 1 UNIT/
| SEM12782 | SEMASS 115 KV CB 12782
| SEM12882 | SEMASS 115 KV CB 12882
| SEM2 | SEMASS 2 UNIT/
| SG3040-1 | S_GORHAM 345 KV CB K3040-1
| SG3040-2 | S_GORHAM 345 KV CB K3040-2
| SGK162-3 | S_GORHAM 115 KV CB K162-3
| SGK169-3 | S_GORHAM 115 KV CB K169-3
| SGK219-1 | S_GORHAM 115 KV CB K219-1
| SGK220-1 | S_GORHAM 115 KV CB K220-1
| SGK223-1 | S_GORHAM 115 KV CB K223-1
| SGK231-1 | S_GORHAM 115 KV CB K231-1
| SGK30215 | S_GORHAM 345 KV CB K3021-5
| SGK386-1 | S_GORHAM 345 KV CB K386-1
| SGK386-2 | S_GORHAM 345 KV CB K386-2
| SGKB2CAP | S_GORHAM 115 KV CB KB2/CAP
| SGKT1H-1 | S_GORHAM 345 KV CB KT1H-1
| SGKT1H-2 | S_GORHAM 345 KV CB KT1H-2
| SGKT2H-1 | S_GORHAM 345 KV CB KT2H-1
| SGORHAT1 | S_GORHAM T1 XF/
| SGORHAT2 | S_GORHAM T2 XF/
| SGORKT1L | S_GORHAM 115 KV CB KT1L
| SGORKT2L | S_GORHAM 115 KV CB KT2L
| SHARON2 | SHARON 115 KV CB 2
| SHARON5 | SHARON 115 KV CB 5
| SHARON8 | SHARON 115 KV CB 8
| SHAW | WINSLOW SHAW UNIT/
| SHAWIN1T | SHAWINGN 115 KV CB 1T
| SHAWIN1X | SHAWINGN XFMR 1X/ MPG1
| SHAWIN2T | SHAWINGN 115 KV CB 2T
| SHAWIN2X | SHAWINGN XFMR 2X/ MPG2
| SHAWIN3T | SHAWINGN 115 KV CB 3T
| SHAWIN4T | SHAWINGN 115 KV CB4T
| SHAWIN6T | SHAWINGN 115 KV CB 6T
| SHAWSH1T | SHAWS_HL 115 KV CB 1T
| SHE4736A | SHERMN_R 345 KV CB 4736A
| SHEF | SHEFIELD UNIT/
| SHEFIET1 | SHEFIELD XFMR T1/ SHEF
| SHEFIK39 | SHEFIELD 115 KV CB K39
| SHEFIK47 | SHEFIELD 115 KV CB K47
| SHEFIKT1 | SHEFIELD 115 KV CB KT1
| SHEL | HIGHGATE SHEL UNIT/
| SHEP | SHEPAUG UNIT/
| SHEP1887 | SHEPAUG 115 KV CB 1887
| SHER | SHERMAN SHER UNIT/
| SHER2833 | SHERMN_R 345 KV CB 2833
| SHER3361 | SHERMN_R 345 KV CB 3361
| SHER4736 | SHERMN_R 345 KV CB 4736
| SHERBOR1 | SHERBORN 115KV CB 1
| SHERBOR2 | SHERBORN 115KV CB 2
| SHERM328 | SHERMN_R 345 KV CB 328
| SHERM333 | SHERMN_R 345 KV CB 333
| SHERM347 | SHERMN_R 345 KV CB 347
| SHERWO1T | SHERWOOD 115 KV CB 1T
| SHNCK5T | SHUNOCK 115 KV CB 32P-5T-2 /
| SHNCK6T | SHUNOCK 115 KV CB 32P-6T-2 /
| SHNK4X1 | SHUNOCK 115 KV CB 32P-4X1-2 / SC1
| SHNKSC1 | SHUNOCK UNIT SC1 /
| SHRW | ROLF_AVE SHRW UNIT/
| SHUNOC2T | SHUNOCK 115 KV CB 2T
| SINGE41T | SINGER 345 KV CB 41T
| SINGR1W1 | SINGER 345KV CB 1W1/34C-1W VR
| SINGR21T | SINGER 345KV CB 21T
| SINGR22T | SINGER 345KV CB 22T
| SINGR23T | SINGER 345KV CB 23T
| SINGR2W1 | SINGER 345KV CB 2W1/34C-2W VR
| SINGR31T | SINGER 345KV CB 31T
| SINGR33T | SINGER 345KV CB 33T
| SINGR3W1 | SINGER 345KV CB 3W1/34C-3W VR
| SINGR42T | SINGER 345KV CB 42T
| SINGR43T | SINGER 345KV CB 43T
| SINGR4W1 | SINGER 345KV CB 4W1/34C-4W VR
| SINGR51T | SINGER 345KV CB 51T
| SINGR52T | SINGER 345KV CB 52T
| SINGR53T | SINGER 345KV CB 53T
| SK162219 | S_GORHAM 115 KV CB K162/219
| SK169220 | S_GORHAM 115 KV CB K169/220
| SK223231 | S_GORHAM 115 KV CB K223/231
| SKEL | LOUDEN SKEL UNIT/
| SLAYW149 | SLAYTNHL 115 KV CB W149
| SLVW | CLIFTON SILVER MAPLE UNIT/
| SLVWLEAD | SLVW UNIT LEAD LINE T2HBHE/SLVW
| SMEAD10T | S_MEADOW 115 KV CB 10T
| SMEADO1X | S_MEADOW XFMR 1X/ SOM6
| SMEADO2T | S_MEADOW 115 KV CB 2T
| SMEADO2X | S_MEADOW XFMR 2X/ SOM5
| SMEADO3T | S_MEADOW 115 KV CB 3T
| SMEADO4T | S_MEADOW 115 KV CB 4T
| SMEADO5T | S_MEADOW 115 KV CB 5T
| SMEADO7T | S_MEADOW 115 KV CB 7T
| SMEADO8T | S_MEADOW 115 KV CB 8T
| SMTH | SMITH_HY SMTH UNIT/
| SNAUGT1T | S_NAUGTK 115 KV CB 1T
| SOLS | TREASURE SOLS UNIT/
| SOM5 | SOUTH MEADOW 5 UNIT/
| SOM6 | SOUTH MEADOW 6 UNIT/
| SOMERVL1 | SOMERVIL 115 KV CB 1
| SOMERVL2 | SOMERVIL 115 KV CB 2
| SONO1T | SONO 115 KV CB 1T
| SOTH18TA | SOTHNGTN 115 KV CB 18TA
| SOTH21TA | SOTHNGTN 115 KV CB 21TA
| SOTHN10K | SOTHNGTN 115 KV CB 10K
| SOTHN11T | SOTHNGTN 115 KV CB 11T
| SOTHN12T | SOTHNGTN 115 KV CB 12T
| SOTHN13T | SOTHNGTN 115 KV CB 13T
| SOTHN14T | SOTHNGTN 115 KV CB 14T
| SOTHN15T | SOTHNGTN 115 KV CB 15T
| SOTHN16T | SOTHNGTN 115 KV CB 16T
| SOTHN17T | SOTHNGTN 115 KV CB 17T
| SOTHN18T | SOTHNGTN 115 KV CB 18T
| SOTHN20K | SOTHNGTN 115 KV CB 20K
| SOTHN20T | SOTHNGTN 115 KV CB 20T
| SOTHN21T | SOTHNGTN 115 KV CB 21T
| SOTHN22T | SOTHNGTN 115 KV CB 22T
| SOTHN23T | SOTHNGTN 115 KV CB 23T
| SOTHN24T | SOTHNGTN 115 KV CB 24T
| SOTHN25T | SOTHNGTN 115 KV CB 25T
| SOTHN26T | SOTHNGTN 115 KV CB 26T
| SOTHN28T | SOTHNGTN 115 KV CB 28T
| SOTHN29T | SOTHNGTN 115 KV CB 29T
| SOTHN30T | SOTHNGTN 115 KV CB 30T
| SOTHN31T | SOTHNGTN 115 KV CB 31T
| SOTHN33T | SOTHNGTN 115 KV CB 33T
| SOTHN3X3 | SOTHNGTN 115 KV CB 3X3
| SOTHN5TA | SOTHNGTN 345KV CB 5TA
| SOTHNG1T | SOTHNGTN 345KV CB 1T
| SOTHNG1X | SOUTHINGTON XFMR 1X/
| SOTHNG2X | SOUTHINGTON XFMR 2X/
| SOTHNG3T | SOTHNGTN 345KV CB 3T
| SOTHNG3X | SOUTHINGTON XFMR 3X/
| SOTHNG4T | SOTHNGTN 345KV CB 4T
| SOTHNG5T | SOTHNGTN 345KV CB 5T
| SOTHNG6T | SOTHNGTN 345KV CB 6T
| SOTHNG7T | SOTHNGTN 345KV CB 7T
| SOTHNG9T | SOTHNGTN 115 KV CB 9T
| SOUTH6TA | SOUTHEND 115 KV CB 6TA
| SOUTHE5T | SOUTHEND 115KV CB 5T
| SOUTHE6T | SOUTHEND 115KV CB 6T
| SOUTHE7T | SOUTHEND 115KV CB 7T
| SOUTHE8T | SOUTHEND 115 KV CB 8T
| SOUTHW1T | SOUTHWCK 115 KV CB 1T
| SP1X | SANDY_PD 1X & PHASE 2/ FOR 2X OOS
| SP2X | SANDY_PD 2X & PHASE 2/ FOR 1X OOS
| SPEENST1 | SPEEN_ST 115KV CB 1
| SPEENST2 | SPEEN_ST 115 KV CB 2
| SPH1 | SAPHINCK SPH1 UNIT/
| SPH2 | SAPHINCK SPH2 UNIT/
| SPK164-2 | SPRNG_ST 115 KV CB K164-2
| SPK166-2 | SPRNG_ST 115 KV CB K166-2
| SPK233-1 | SPRNG_ST 115 KV CB K233-1
| SPMT | WOODSTCK SPMT UNIT/
| SPRNKT1H | SPRNG_ST 115 KV CB KT1H
| SPRNKT3H | SPRNG_ST 115 KV CB KT3H
| SPRNKT4H | SPRNG_ST 115 KV CB KT4H
| SPRNKT5H | SPRNG_ST 115 KV CB KT5H
| SRNS | SHUNOCK SRNS UNIT/
| ST1A | STONY BROOK 1A UNIT/STEAMER
| ST1B | STONY BROOK 1B UNIT/STEAMER
| ST1C | STONY BROOK 1C UNIT/STEAMER
| ST2 | STONYBRK 2A & 2B & STBS UNITS/
| ST2A | STONYBRK ST2A UNIT/
| ST2B | STONYBRK ST2B UNIT/
| STAK2781 | STARKS 115 KV CB K278-1
| STAK2791 | STARKS 115 KV CB K279-1
| STALB610 | STALBANS 115 KV CB K610
| STANDRT2 | ST_ANDRE XFMR T2/
| STAPL120 | STAPLES 115 KV CB 120
| STARKKC1 | STARKS 115KV CS KC1
| STARKKC2 | STARKS 115KV CS KC2
| STBE | BPT_ENER STBE UNIT/
| STBS | STONYBRK STBS UNIT/
| STCC | STONY BROOK 1A&1B&1C&ST CC UNIT/
| STCKHO1T | STCKHOSE 115 KV CB 1T
| STE2 | STETSON STE2 UNIT/
| STEPST1T | STEPSTON 115 KV CB 1T
| STET | STETSON STET UNIT/
| STETSOT1 | STETSON XFMR T1/ STET&STE2
| STEV | STEVENSN STEV UNIT/
| STEV1232 | STEVENSN 115 KV CB 1232
| STEV1560 | STEVENSN 115 KV CB 1560
| STEV1619 | STEVENSN 115 KV CB 1619
| STFA127E | STFRD_ST 115 KV CB A127E
| STFB128E | STFRD_ST 115 KV CB B128E
| STFD2827 | STFRD_ST 115 KV CB 2827
| STFD87E | STFRD_ST 115 KV CB 87E
| STFDA127 | STFRD_ST 115 KV CB A127
| STFDB128 | STFRD_ST 115 KV CB B128
| STFZ126B | STFRD_ST 115 KV CB Z126B
| STFZ126W | STFRD_ST 115 KV CB Z126W
| STJHNK28 | STJHNSBY 115 KV CB K28
| STJHNK60 | STJHNSBY 115 KV CB K60
| STK63278 | STARKS 115 KV CB K63/278
| STO-101 | STO_316 345 KV CB 101
| STO-102 | STO_316 345 KV CB 102
| STO-103 | STO_316 345 KV CB 103
| STO-104P | STO_316 345 KV CB 104P
| STO-104S | STO_316 345 KV CB 104S
| STO-105 | STO_316 345 KV CB 105
| STO-106P | STO_316 345 KV CB 106P
| STO-106S | STO_316 345 KV CB 106S
| STO-107 | STO_316 345 KV CB 107
| STO-108 | STO_316 345 KV CB 108
| STO-109 | STO_316 345 KV CB 109
| STO-110 | STO_316 345 KV CB 110
| STONY11K | STONY_HL 115 KV CB 11K
| STONY12K | STONY_HL 115 KV CB 12K
| STONY20K | STONY_HL 115 KV CB 20K
| STONYB1X | STONYBRK XF 1AX&1BX&1CX/ST1A-C
| STONYB2X | STONYBRK XF 2AX&2BX&/ST2A-B&STBS
| STONYH1T | STONY_HL 115 KV CB 1T
| STONYSC1 | STONY_HL SC1 UNIT/
| STRA | STRATTON UNIT/
| SU3020T1 | SUROWIEC 345 KV CB K3020/T1H
| SU303837 | SUROWIEC 345 KV CB K3038/375
| SUDB230A | SUDBURY XFMR 230A/
| SUDBU201 | SUDBURY 230 KV CB 201
| SUDBU202 | SUDBURY 230 KV CB 202
| SUDBU203 | SUDBURY 230 KV CB 203
| SUDBU204 | SUDBURY 230 KV CB 204
| SUDBU205 | SUDBURY 230 KV CB 205
| SUDBUR10 | SUDBURY 115 KV CB 10
| SUDBUR11 | SUDBURY 115 KV CB 11
| SUDBUR12 | SUDBURY 115 KV CB 12
| SUDBUR13 | SUDBURY 115 KV CB 13
| SUDBUR14 | SUDBURY 115 KV CB 14
| SUDBUR15 | SUDBURY 115 KV CB 15
| SUDBUR16 | SUDBURY 115 KV CB 16
| SUDBUR17 | SUDBURY 115 KV CB 17
| SUDBURY1 | SUDBURY 115KV CB 1
| SUDBURY2 | SUDBURY 115KV CB 2
| SUDBURY3 | SUDBURY 115KV CB 3
| SUDBURY4 | SUDBURY 115KV CB 4
| SUDBURY5 | SUDBURY 115KV CB 5
| SUDBURY6 | SUDBURY 115KV CB 6
| SUDBURY7 | SUDBURY 115 KV CB 7
| SUDBURY8 | SUDBURY 115 KV CB 8
| SUDBURY9 | SUDBURY 115KV CB 9
| SUK166-1 | SUROWIEC 115 KV CB K166-1
| SUK16669 | SUROWIEC 115 KV CB K166/69
| SUK167-1 | SUROWIEC 115 KV CB K167-1
| SUK208-1 | SUROWIEC 115 KV CB K208-1
| SUK208-3 | SUROWIEC 115 KV CB K208-3
| SUK64167 | SUROWIEC 115 KV CB K64/167
| SUKB2CAP | SUROWIEC 115 KV CB KB2/CAP
| SUR30201 | SUROWIEC 345 KV CB K3020-1
| SUR30261 | SUROWIEC 345 KV CB K3026-1
| SUR30262 | SUROWIEC 345 KV CB K3026-2
| SUR30381 | SUROWIEC 345 KV CB K3038-1
| SUR37437 | SUROWIEC 345 KV CB K374/377
| SURK62-2 | SUROWIEC 115 KV CB K62-2
| SURK6281 | SUROWIEC 115 KV CB K62/81
| SURK64-2 | SUROWIEC 115 KV CB K64-2
| SURK69-4 | SUROWIEC 115 KV CB K69-4
| SURK81-3 | SUROWIEC 115 KV CB K81-3
| SURO3745 | SUROWIEC 345 KV CB K374-5
| SURO3751 | SUROWIEC 345 KV CB K375-1
| SURO3771 | SUROWIEC 345 KV CB K377-1
| SUROKT1H | SUROWIEC 345 KV CB KT1H
| SUROKT1L | SUROWIEC 115 KV CB KT1L
| SUROW345 | SUROWIEC XFMR/
| SUROWKC1 | SUROWIEC 115 KV CB KC1
| SUROWKC2 | SUROWIEC 115 KV CB KC2
| SUROWKC3 | SUROWIEC 115 KV CB KC3
| SUROWKR1 | SUROWIEC CB KR1
| SUROWKR2 | SUROWIEC CB KR2
| SWANS110 | SWANSEA 115 KV CB 110
| SWBK | SAPPI WEST BROOK UNIT/
| SWC1 | HIGHGATE SWC1 UNIT/
| SWC2 | HIGHGATE SWC2 UNIT/
| SWHART1T | SW_HARTF 115 KV CB 1T
| SWHART3T | SW_HARTF 115 KV CB 3T
| SWHART4T | SW_HARTF 115 KV CB 4T
| SWINDS1T | S_WINDSR 115 KV CB 1T
| SWRE8129 | S_WRENTM 115 KV CB 8129
| SWRE8229 | S_WRENTM 115 KV CB 8229
| T1-CB | LINE T1-CB / BROKENGD T1 XF
| T10 | LINE T10/KNGST T1 & PEASLEE BUS 1
| T146 | LINE T146-1 THRU -5/
| T155 | LINE T155/
| T172N | LINE T172N-1-2-3-4-5-6/
| T198 | LINE T198/
| T2-CB | LINE T2-CB / BROKENGD T2 XF
| T20 | LINE T10/KNGSTNUT T2
| T7 | LINE T7/
| TAFK2320 | TAFTS_CR 115 KV CB K23-20
| TAFK2720 | TAFTS_CR 115 KV CB K27-20
| TAFK2766 | TAFTS_CR 115 KV CB K27-66
| TAFK4066 | TAFTS_CR 115 KV CB K40-66
| TAMW | TAMWORTH TAMW UNIT/
| TAUNETS8 | TAUNTON 115 KV CB ET-S8
| TAUNG9CC | TAUNTON 115 KV CB G9CC
| TAUNTG10 | TAUNTON 115 KV CB G10
| TAUNTG9 | TAUNTON 115 KV CB G9
| TAUNTG9A | TAUNTON 115 KV CB G9A
| TAUNTGT | TAUNTON 115 KV CB GT
| TAUNTOB1 | TAUNTON 115 KV CB B1
| TAUNTOB2 | TAUNTON 115 KV CB B2
| TAUNTOB3 | TAUNTON 115 KV CB B3
| TAUNTOB4 | TAUNTON 115 KV CB B4
| TAUNTOB5 | TAUNTON 115 KV CB B5
| TAUNTOB6 | TAUNTON 115 KV CB B6
| TAUNTOET | TAUNTON 115 KV CB ET
| TAUNTONW | TAUNTON 115 KV CB W
| TAUNTOS8 | TAUNTON 115 KV CB S8
| TAUNTOV5 | TAUNTON 115 KV CB V5
| TAUNTT9A | TAUNTON XFMR T9A/CLEA8&CL9A
| TAUNTWV5 | TAUNTON 115 KV CB W-V5
| TCRS | ALBIONRD TCRS UNIT/
| TEW14-2T | TEWKSBRY 230 KV CB 14-2T
| TEW37-39 | TEWKSBRY 345KV CB 37-39
| TEW38-97 | TEWKSBRY 345KV CB 38-97
| TEWK2B24 | TEWKSBRY 345 KV CB 2B-24
| TEWK3124 | TEWKSBRY 345 KV CB 3124
| TEWK3946 | TEWKSBRY 115 KV CB 39-46
| TEWK4045 | TEWKSBRY 115 KV CB 40-45
| TEWK5351 | TEWKSBRY 115 KV CB 53-51
| TEWKA153 | TEWKSBRY 115 KV CB A-153
| TEWKJ162 | TEWKSBRY 115 KV CB J-162
| TEWKK137 | TEWKSBRY 115 KV CB K-137
| TEWKL138 | TEWKSBRY 115 KV CB L-138
| TEWKL164 | TEWKSBRY 115 KV CB L-164
| TEWKM139 | TEWKSBRY 115 KV CB M-139
| TEWKN140 | TEWKSBRY 115 KV CB N-140
| TEWKS145 | TEWSKBRY 115 KV CB S-145
| TEWKS22T | TEWKSBRY 230 KV CB 22T
| TEWKS32T | TEWKSBRY 230 KV CB 32T
| TEWKS337 | TEWKSBRY 345KV CB 337
| TEWKS338 | TEWKSBRY 345KV CB 338
| TEWKS339 | TEWKSBRY 345KV CB 339
| TEWKS372 | TEWKSBRY 115 KV CB 37-2
| TEWKS383 | TEWKSBRY 115 KV CB 38-3
| TEWKS397 | TEWKSBRY 345KV CB 397
| TEWKS4-3 | TEWKSBRY 230 KV CB 4-3
| TEWKS41T | TEWKSBRY 230 KV CB 41T
| TEWKS621 | TEWKSBURY 115 KV CB 62-1
| TEWKS644 | TEWKSBRY 115 KV CB 64-4
| TEWKSB1T | TEWKSBRY 115 KV CB 1T
| TEWKSB2T | TEWKSBRY 115 KV CB 2T
| TEWKSB2X | TEWKSBURY XFMR2/
| TEWKSB3T | TEWKSBRY 115 KV CB 3T
| TEWKSB3X | TEWKSBURY XFMR3/
| TEWKSB4T | TEWKSBRY 115 KV CB 4T
| TEWKSB4X | TEWKSBURY XFMR4/
| TEWKSBC1 | TEWKSBRY 115 KV CB C1
| TEWKSBC2 | TEWKSBRY 115 KV CB C2
| TEWKSSC1 | TEWKSBRY 345 KV CB SC1
| TEWKSSC2 | TEWKSBRY 345 KV CB SC2
| TEWKSVSC | TEWKSBRY 345KV STATCOM VSC/
| TEWKT146 | TEWKSBRY 115 KV CB T-146
| TEWKY151 | TEWKSBRY 115 KV CB Y-151
| THOMAS2T | THOMASTN 115 KV CB 2T
| TIMB3135 | TIMBER 345 KV CB 3135
| TIMB3569 | TIMBER 345 KV CB 3569
| TIMB6925 | TIMBER 345 KV CB 6925
| TIMBE369 | TIMBER 345 KV CB 369
| TIVER521 | TIVERTON 115 KV CB 52-1
| TIVER522 | TIVERTON 115 KV CB 52-2
| TIVER523 | TIVERTON 115 KV CB 52-3
| TIVER524 | TIVERTON 115 KV CB 52-4
| TIVER525 | TIVERTON 115 KV CB 52-5
| TIVT | TIVERTON GAS+STEAM/
| TMP-PEQN | LINE TEMP-PEQN /
| TODD1T | TODD 115 KV CB 1T
| TOG1 | TOWANTIC TOG1 UNIT/
| TOG2 | TOWANTIC TOG2 UNIT/
| TORRNG1T | TORRNGTN 115 KV CB 1T
| TOST | TOWANTIC TOST UNIT/
| TOWA | TOWANTIC G1+G2+STEAM/
| TOWAN10T | TOWANTIC 115 KV CB 10T
| TOWAN11T | TOWANTIC 115 KV CB 11T
| TOWAN12T | TOWANTIC 115 KV CB 12T
| TOWAN13T | TOWANTIC 115 KV CB 13T
| TOWAN14T | TOWANTIC 115 KV CB 14T
| TOWAN15T | TOWANTIC 115 KV CB 15T
| TOWANT1T | TOWANTIC 115 KV CB 1T
| TOWANT1X | TOWANTIC XFMR 1X/ TOG1
| TOWANT2T | TOWANTIC 115 KV CB 2T
| TOWANT2X | TOWANTIC XFMR 2X/ TOG2
| TOWANT3X | TOWANTIC XFMR 3X/ TOST
| TOWANT4T | TOWANTIC 115 KV CB 4T
| TOWANT5T | TOWANTIC 115 KV CB 5T
| TOWANT6T | TOWANTIC 115 KV CB 6T
| TOWANT7T | TOWANTIC 115 KV CB 7T
| TOWANT8T | TOWANTIC 115 KV CB 8T
| TOWANT9T | TOWANTIC 115 KV CB 9T
| TRACY1T | TRACY 115 KV CB 1T
| TRACY2T | TRACY 115 KV CB 2T
| TRACY3T | TRACY 115 KV CB 3T
| TRAPELO1 | TRAPELO 115 KV CB 1
| TRAPFA1T | TRAPFALS 115 KV CB 1T
| TRE10832 | TREMONT 115 KV CB 10832
| TRE11232 | TREMONT 115 KV CB 11232
| TRE11332 | TREMONT 115 KV CB 11332
| TRE11432 | TREMONT 115 KV CB 11432
| TRE12832 | TREMONT 115 KV CB 12832
| TRE13432 | TREMONT 115 KV CB 13432
| TRENS32N | TREMONT 115 KV CB NS32N
| TRENS32S | TREMONT 115 KV CB NS32S
| TRIANG2T | TRIANGLE 115 KV CB 2T
| TRIANG3T | TRIANGLE 115 KV CB 3T
| TRIANG4T | TRIANGLE 115 KV CB 4T
| TRIANG5T | TRIANGLE 115 KV CB 5T
| TRUMBU1T | TRUMBULL 115 KV CB 1T
| TRUMBU2T | TRUMBULL 115 KV CB 2T
| TRUMBU3T | TRUMBULL 115 KV CB 3T
| TT10 | TORRNGTN TT10 UNIT/
| TUNK5810 | TUNK 115 KV CB 5810
| TUNK5859 | TUNK 115 KV CB 58/59
| TUNK5901 | TUNK 115 KV CB 5901
| TUNN | TUNNEL TUNN UNIT/
| TUNNEL1T | TUNNEL 115 KV CB 1T
| TUNNEL2T | TUNNEL 115 KV CB 2T
| TUNNEL3T | TUNNEL 115 KV CB 3T
| TUNNEL4T | TUNNEL 115 KV CB 4T
| TUNNEL5T | TUNNEL 115 KV CB 5T
| TUNNEL7T | TUNNEL 115 KV CB 7T
| TURN | MONTAGUE TURN UNIT/
| TUTL0163 | TUTTLEHL 115 KV CB L0163
| TUTTL634 | TUTTLEHL 115 KV CB 634
| TUTX1040 | TUTTLEHL 115 KV CB X1040
| TVGT | EMI TIVERTON GT
| TVST | EMI TIVERTON STEAM UNIT
| U173 | LINE U173/
| U181 | LINE U181-1-2/ S153
| U2 | LINE U2-1-2-3/
| U6 | LINE U6-1-2-3-4/
| UNAH | WINSLOW UNAH UNIT/
| UNIO1819 | UNION_ST 115 KV CB 1819
| UNIONA1T | UNION_AV 115 KV CB 1T
| UXBR4317 | UXBRIDGE 115 KV CB 4317
| V174 | LINE V174-1-2/
| V182 | LINE V182/
| V191 | LINE V191/
| V5 | LINE V5-1-2-3-4/
| V5T | LINE V5-1-2-3-4 TEMP/
| VALK2394 | VALLY_LN 115 KV CB K239-4
| VALL2118 | VALLEY 115 KV CB 2118
| VALLE205 | VALLEY 115 KV CB 205
| VALLE298 | VALLEY 115 KV CB 298
| VCG1 | UNIT VCG1 VERSO CO GEN 1 AT JAY
| VCG2 | UNIT VCG2 VERSO CO GEN 2 AT JAY
| VCG3 | UNIT VCG3 VERSO CO GEN 3 AT JAY
| VERD | VERGENNE VERD UNIT/
| VERGEK64 | VERGENNE 115 KV CB K64
| VERGEK65 | VERGENNE 115 KV CB K65
| VERK6471 | VERGENNE 115 KV CB K64-71
| VERK6572 | VERGENNE 115 KV CB K65-72
| VERN | VERNON VERN UNIT/
| VERN6580 | VERNONHL 115 KV CB 6580
| VERNOB54 | VERNONRD 115 KV CB B54
| VERNOB85 | VERNONRD 115 KV CB B85
| VERNOB90 | VERNONRD 115 KV CB B90
| VIN1 | VINEYARD WIND UNIT1/
| VIN2 | VINEYARD WIND UNIT2/
| VINW | VINEYARD WIND UNIT 1 & 2/
| VN115SC1 | VNYRDWND 115 KV CB 115SC1-QA01
| VN115SC2 | VNYRDWND 115 KV CB 115SC2-QA01
| VNY115BT | VNYRDWND 115 KV CB 115BT-QA01
| VNY115F1 | VNYRDWND 115 KV CB 115F1-QA01
| VNY115F2 | VNYRDWND 115 KV CB 115F2-QA01
| VNY115M1 | VNYRDWND 115 KV CB 115M1-QA01
| VNY115M2 | VNYRDWND 115 KV CB 115M2-QA01
| VNY115R1 | VNYRDWND 115 KV CB 115R1-QA01
| VNY115R2 | VNYRDWND 115 KV CB 115R2-QA01
| VNYRDSC1 | VNYRDWND SC1 UNIT/
| VNYRDSC2 | VNYRDWND SC2 UNIT/
| VRKTB1B1 | VRNON_VT 115 KV CB KTB1-B1
| VRKTB2B1 | VRNON_VT 115 KV CB KTB2-B1
| VRNO3320 | VRNON_VT 345KV CB 3320
| VRNO3340 | VRNON_VT 345KV CB 3340
| VRNO3381 | VRNON_VT 345KV CB 3381
| VRNO3R10 | VRNON_VT 345 KV CB 3R10
| VRNO3TB1 | VRNON_VT 345KV CB 3TB1-B1
| VRNO3TB2 | VRNON_VT 345KV CB 3TB2-B1
| VRNO3TB3 | VRNON_VT 345KV CB 3TB3-B1
| VRNO3TB4 | VRNON_VT 345KV CB 3TB4-B1
| VRNOK186 | VRNON_VT 115 KV CB K186
| VRNON340 | VRNON_VT 345KV CB 340
| VRNON379 | VRNON_VT 345KV CB 379
| VRNON381 | VRNON_VT 345KV CB 381
| VRNON3T1 | VRNON_VT 345KV CB 3T1
| VRNONK40 | VRNON_VT 115 KV CB K40
| VRNONKT1 | VRNON_VT 115 KV CB KT1
| VRNONR10 | VRNON_VT 345 KV CB R10
| VRNONVT1 | VRNON_VT T1 XFMR/
| VTYK1T | VT_YK 345KV CB 1T
| VTYK381 | VT_YK 345KV CB 381
| VTYK4X | VT_YK T4 XF/
| VTYK7940 | VT_YK 345KV CB 79-40
| VTYK811T | VT_YK 345KV CB 81-1T
| VTYKC50 | VT_YK 115 KV CB C50
| VTYKC51 | VT_YK 115 KV CB C51
| VTYKC52 | VT_YK 115 KV CB C52
| VTYKK40 | VT_YK 115 KV CB K40
| W03A1 | LINE W03A1/
| W03A2 | LINE W03A2/
| W123 | LINE W123-1-2/
| W144 | LINE W144/
| W149 | LINE W149/
| W149N | LINE W149N/
| W175 | LINE W175-1-2-3/
| W179 | LINE W179-1-2/
| W4N | LINE W4N/
| W4S | LINE W4S-1-2/
| WA1S | WAREHAM WA1S UNIT/
| WA2S | WAREHAM WA2S UNIT/
| WA3S | WAREHAM WA3S UNIT/
| WA4S | WAREHAM WA4S UNIT/
| WAC14-7T | WACHUS 345KV CB 14-7T
| WAC43-6T | WACHUS 345KV CB 43-6T
| WACH138T | WACHUS 115 KV CB 13-8T
| WACH2441 | WACHUS 115 KV CB 24-41
| WACH427T | WACHUS 115 KV CB 42-7T
| WACH7T2B | WACHUS 115 KV CB 7T-2B
| WACHU13T | WACHUS 115 KV CB 13T
| WACHU24T | WACHUS 115 KV CB 24T
| WACHU308 | WACHUS 345KV CB 308
| WACHU313 | WACHUS 345KV CB 313
| WACHU314 | WACHUS 345KV CB 314
| WACHU343 | WACHUS 345KV CB 343
| WACHUS5T | WACHUS 345KV CB 5T
| WACHUS6T | WACHUS 345KV CB 6T
| WACHUS7T | WACHUS 345KV CB 7T
| WACHUS8T | WACHUS 345KV CB 8T
| WACHUST5 | WACHUSETT XFMR T5/
| WACHUST6 | WACHUSETT XFMR T6/
| WACHUST7 | WACHUSETT XFMR T7/
| WACO141N | WACHUS 115 KV CB O-141N
| WACO141W | WACHUS 115 KV CB O-141W
| WACP142N | WACHUS 115 KV CB P-142N
| WACP142W | WACHUS 115 KV CB P-142W
| WAK39-3T | WAKFLD_J 345KV CB 39-3T
| WAK49-1T | WAKFLD_J 345KV CB 49-1T
| WAKF3T46 | WAKFLD_J 115 KV CB 3T-46
| WAKF453T | WAKFLD_J 115 KV CB 45-3T
| WAKF464T | WAKFLD_J 115 KV CB 46-4T
| WAKF4T69 | WAKFLD_J 115 KV CB 4T-69
| WAKF5845 | WAKFLD_J 115 KV CB 58-45
| WAKFCBVR | WAKFLD_J 345KV CB VR
| WAKFF158 | WAKFLD_J 115 KV CB F158
| WAKFL339 | WAKFLD_J 345KV CB 339
| WAKFL349 | WAKFLD_J 345KV CB 349
| WAKFLD1T | WAKFLD_J 345KV CB 1T
| WAKFLD2T | WAKFLD_J 345KV CB 2T
| WAKFLD3T | WAKFLD_J 345KV CB 3T
| WAKFLD4T | WAKFLD_J 345KV CB 4T
| WAKFLDT1 | WAKEFIELD JCT XFMR T1/
| WAKFLDT2 | WAKEFIELD JCT XFMR T2/
| WAKFLDT3 | WAKEFIELD JCT XFMR T3/
| WAKFLDT4 | WAKEFIELD JCT XFMR T4/
| WAKFLDVR | WAKFLD_J VARIABLE REACTOR
| WAKFQ169 | WAKFLD_J 115 KV CB Q169
| WAKFS145 | WAKFLD_J 115 KV CB S145
| WAKFT146 | WAKFLD_J 115 KV CB T146
| WAKS145E | WAKFLD_J 115 KV CB S145E
| WAKT146E | WAKFLD_J 115 KV CB T146E
| WAL1 | WALNGFRD WAL1 UNIT/
| WAL2 | WALNGFRD WAL2 UNIT/
| WAL3 | WALNGFRD WAL3 UNIT/
| WAL4 | WALNGFRD WAL4 UNIT/
| WAL5 | WALNGFRD WAL5 UNIT/
| WAL6 | WALNGFRD WAL6 UNIT/
| WAL7 | WALNGFRD WAL7 UNIT/
| WALNGF1T | WALNGFRD 115 KV CB 1T
| WALNGF2T | WALNGFRD 115 KV CB 2T
| WALNGF3T | WALNGFRD 115 KV CB 3T
| WALNGF4T | WALNGFRD 115 KV CB 4T
| WALNGF5T | WALNGFRD 115 KV CB 5T
| WALNGF6T | WALNGFRD 115 KV CB 6T
| WALNGF7T | WALNGFRD 115 KV CB 7T
| WALT110D | WALTHAM 110D PHASE SHIFTER/
| WALT110F | WALTHAM 110F PHASE SHIFTER/
| WALTHA10 | WALTHAM 115KV CB 10
| WALTHA11 | WALTHAM 115KV CB 11
| WALTHA12 | WALTHAM 115KV CB 12
| WALTHA17 | WALTHAM 115KV CB 17
| WALTHA18 | WALTHAM 115 KV CB 18
| WALTHA19 | WALTHAM 115 KV CB 19
| WALTHAM1 | WALTHAM 115KV CB 1
| WALTHAM2 | WALTHAM 115KV CB 2
| WALTHAM4 | WALTHAM 115KV CB 4
| WALTHAM5 | WALTHAM 115KV CB 5
| WALTHAM6 | WALTHAM 115KV CB 6
| WALTHAM7 | WALTHAM 115KV CB 7
| WALTHAM8 | WALTHAM 115KV CB 8
| WALTHAM9 | WALTHAM 115KV CB 9
| WAME4T3T | W_AMESBY 115 KV CB 4T-3T
| WAME6T2B | W_AMESBY 115 KV CB 6T-2B
| WAMEK163 | W_AMESBY 115 KV CB K163
| WAMESB3T | W_AMESBY 115 KV CB 3T
| WAMESB4T | W_AMESBY 115 KV CB 4T
| WAMESB6T | W_AMESBY 115 KV CB 6T
| WAMESBT2 | W_AMESBY T2 XMFR/
| WAMPN183 | WAMPNOAG 115 KV CB 183
| WAR4T-94 | WARD_HIL 345KV CB 4T-94
| WAR5T-97 | WARD_HIL 345KV CB 5T-97
| WAR6T-2B | WARD_HIL 345KV CB 6T-2B
| WARD1T5T | WARD_HIL 115 KV CB 1T-5T
| WARD2T55 | WARD_HIL 115 KV CB 2T-55
| WARD332T | WARD_HIL 115 KV CB 33-2T
| WARD3T6T | WARD_HIL 345 KV CB 3T-6T
| WARD4T1B | WARD_HIL 345 KV CB 4T-1B
| WARD545T | WARD_HIL 115 KV CB 54-5T
| WARD7T6T | WARD_HIL 115 KV CB 7T-6T
| WARD8T6T | WARD_HIL 115 KV CB 8T-6T
| WARDB154 | WARD_HIL 115 KV CB B154
| WARDC155 | WARD_HIL 115 KV CB C155
| WARDG133 | WARD_HIL 115 KV CB G133
| WARDH394 | WARD_HIL 345 KV CB 394
| WARDH397 | WARD_HIL 345 KV CB 397
| WARDHI1T | WARD_HIL 115 KV CB 1T
| WARDHI3T | WARD_HIL 345 KV CB 3T
| WARDHI4T | WARD_HIL 345 KV CB 4T
| WARDHI5T | WARD_HIL 345 KV CB 5T
| WARDHI6T | WARD_HIL 345 KV CB 6T
| WARDHI7T | WARD_HIL 115 KV CB 7T
| WARDHI8T | WARD_HIL 115 KV CB 8T
| WARDHIT3 | WARD HILL XFMR T3/
| WARDHIT4 | WARD HILL XFMR T4/
| WARDHIT5 | WARD HILL XFMR T5/
| WARDHIT6 | WARD HILL XFMR T6/
| WAT1 | POTTER WAT1
| WAT2 | POTTER WAT2
| WAT52G3H | WATER_RV 115 KV CB 52G3H
| WATER10K | WATERSDE 115 CB 22M-10K-2
| WATERF1T | WATERFRD 115 KV CB 1T
| WATERS1T | WATERSDE 115KV CB 1T
| WATERS2T | WATERSDE 115KV CB 2T
| WATERS4T | WATERSDE 115KV CB 4T
| WATR | MIDDLESX WATR UNIT/
| WATRST1T | WATRSTUI 115 KV CB 1T
| WATRST2T | WATRSTUI 115 KV CB 2T
| WATTS188 | WATTS_BK 115 KV CB 188
| WATTS725 | WATTS_BK 115 KV CB 725
| WATTS882 | WATTS_BK 115 KV CB 882
| WBAR222S | W_BARNST 115 KV CB 222S
| WBAR345A | W_BARNST XFMR 345A/
| WBAR522S | W_BARNST 115 KV CB 522S
| WBARN122 | W_BARNSTBL 115 KV CB 122
| WBARN172 | W_BARNST 345 KV CB 172
| WBARN222 | W_BARNST 115 KV CB 222P
| WBARN322 | W_BARNST 115 KV CB 322
| WBARN422 | W_BARNST 115 KV CB 422
| WBARN522 | W_BARNST 115 KV CB 522P
| WBARN622 | W_BARNST 115 KV CB 622
| WBARN722 | W_BARNST 115 KV CB 722
| WBARN822 | W_BARNST 115 KV CB 822
| WBG1 | WESTBROOK ENERGY GTG1/
| WBG2 | WESTBROOK ENERGY GTG2/
| WBO115T1 | W_BOYLST 115 KV CB 115-T1
| WBO115T2 | W_BOYLST 115 KV CB 115-T2
| WBOYL142 | W_BOYLST 115 KV CB 142
| WBRK | WESTBRK G1+G2+STEAM/
| WBROK10K | W_BROKFD 115 KV CB 10K
| WBROK11K | W_BROKFD 115 KV CS 11K
| WBROK12K | W_BROKFD 115 KV CS 12K
| WBROKF1T | W_BROKFD 115 KV CB 1T
| WBRY | WATERBURY UNIT
| WBS1 | WESTBROOK ENERGY GTG1 & STG/
| WBS2 | WESTBROOK ENERGY GTG2 & STG/
| WBST | WESTBROOK ENERGY STG/
| WBST1T12 | WBSTR_ST 115 KV CB 1T12
| WBST1T2T | WBSTR_ST 115 KV CB 1T2T
| WBST2T34 | WBSTR_ST 115 KV CB 2T34
| WEARE218 | WEARE 115 KV CB 218
| WEBJ1250 | WEBSTER 115 KV CB J1250
| WEBSA111 | WEBSTER 115 KV CB A111
| WEBSBT40 | WEBSTER 115 KV CB BT40
| WEBSF139 | WEBSTER 115 KV CB F-139
| WEBSL176 | WEBSTER 115 KV CB L176
| WEBSM127 | WEBSTER 115 KV CB M127
| WEBST181 | WEBSTER 115 KV CB 181
| WEBST518 | WEBSTER 115 KV CB 518
| WEBSV182 | WEBSTER 115 KV CB V182
| WENF | CHSTERME WENF UNIT/
| WERA1642 | WEARE 115 KV CB A164
| WERF1622 | WEARE 115 KV CB F162
| WES23123 | WESTBRK 115 KV CB K231/234
| WES234GT | WESTBRK 115 KV CB K234/GT3
| WEST | LAKEWOOD WEST UNIT/
| WESTBRT1 | WESTBRK XFMR T1/ WBG1 LEAD
| WESTBRT2 | WESTBRK XFMR T2/ WBG2 LEAD
| WESTBRT3 | WESTBRK XFMR T3/WBST LEAD
| WESTON1T | WESTON 115KV CB 1T
| WESTS10K | WESTSIDE 115 KV CB 10K
| WESTSI1T | WESTSIDE 115 KV CB 1T
| WEVW | BULL_HL WEVW UNIT/
| WF31362T | WAKFLD_J 345KV CB 3136-2T
| WF3136VR | WAKFLD_J 345KV CB 3136-VR
| WFA1713A | W_FARNUM 115 KV CB 1713A
| WFAR1710 | W_FARNUM 115 KV CB 1710
| WFAR1711 | W_FARNUM 115 KV CB 1711
| WFAR1712 | W_FARNUM 115 KV CB 1712
| WFAR1713 | W_FARNUM 115 KV CB 1713
| WFAR1714 | W_FARNUM 115 KV CB 1714
| WFAR1715 | W_FARNUM 115 KV CB 1715
| WFAR174T | WEST FARNUM XFMR 174/
| WFAR175T | WEST FARNUM XFMR 175/
| WFAR2874 | W_FARNUM 345 KV CB 2874
| WFAR3215 | W_FARNUM 345 KV CB 3215
| WFAR4159 | W_FARNUM 345 KV CB 4159
| WFAR7566 | W_FARNUM 345 KV CB 7566
| WFARN315 | W_FARNUM 345 KV CB 315
| WFARN328 | W_FARNUM 345 KV CB 328
| WFARN332 | W_FARNUM 345 KV CB 332
| WFARN341 | W_FARNUM 345 KV CB 341
| WFARN359 | W_FARNUM 345 KV CB 359
| WFARN366 | W_FARNUM 345 KV CB 366
| WFART174 | W_FARNUM 345 KV CB T174
| WFART175 | W_FARNUM 345 KV CB T175
| WFDD1420 | WHITEFLD 115 KV CB D1420
| WFDQ1950 | WHITEFLD 115 KV CB Q1950
| WFDS | WATERFRD WFDS UNIT/
| WFDS1360 | WHITEFLD 115 KV CB S1360
| WFDX1780 | WHITEFLD 115 KV CB X1780
| WFPL | WHITEFLD WFPL UNIT/
| WFRMHAM1 | W_FRMHAM 115KV CB 1
| WFRMHAM2 | W_FRMHAM 115KV CB 2
| WFRMHAM3 | W_FRMHAM 115KV CB 3
| WFRMHAM5 | W_FRMHAM 115KV CB 5
| WHAM1205 | W_HAMDEN 115 KV CB 1205
| WHAM1976 | W_HAMDEN 115 KV CB 1976
| WHAM3T05 | W_HAMDEN 115 KV CB 3T-05
| WHAM7076 | W_HAMDEN 115 KV CB 70-76
| WHAMR170 | W_HAMDEN 115 KV CB R170
| WHIT1166 | WHITE_LK 115 KV CS J1166
| WHIT1167 | WHITE_LK 115 KV CS J1167
| WHLA | WHITE_LK WHLA UNIT/
| WI112CB1 | WINGLANE 115 KV CB 112CB1
| WI114CB1 | WINGLANE 115 KV CB 114CB1
| WIK242-1 | WINSLOW 115 KV CB K242-1
| WILD | WILDER UNIT/
| WILDK26 | WILDER 115 KV CB K26
| WILDW149 | WILDER 115 KV CB W149
| WILL | WILLIAM WILL UNIT/
| WILLIA1T | WILLIAMS 115 KV CB 1T
| WILLIA3T | WILLIAMS 115 KV CB 3T
| WILLIC83 | WILLISTN 115 KV CB C83
| WILLIK27 | WILLISTN 115 KV CB K27
| WILLIK33 | WILLISTN 115 KV CB K33
| WILLIK43 | WILLISTN 115 KV CB K43
| WILLMS2T | WILLIAMS 115 KV CB 2T
| WILTON1T | WILTON 115KV CB 1T
| WIN11202 | WINGLANE 115 KV CB 11202
| WIN11402 | WINGLANE 115 KV CB 11402
| WINK84-1 | WINSLOW 115 KV CB K84-1
| WINO | EAST_AVE WINO UNIT/
| WJ1 | WATER_RV W_J1 UNIT/
| WJ2 | WATERS RIVER JET 2 UNIT/
| WK169GT1 | WESTBRK 115 KV CB K169/GT1
| WK169GT2 | WESTBRK 115 KV CB K169/GT2
| WK210211 | WOODSTCK 115 KV CB K210/211
| WK217221 | WOODSTCK 115 KV CB K217/221
| WK231GT1 | WESTBRK 115 KV CB K231/GT1
| WK233GT2 | WESTBRK 115 KV CB K233/GT2
| WK233GT3 | WESTBRK 115 KV CB K233/GT3
| WKFD10KC | WICKFORD 115KV CB 10T-KC
| WKFD10WK | WICKFORD 115KV CB 10T-WK
| WKFD20KC | WICKFORD 115KV CB 20T-KC
| WKFD20WK | WICKFORD 115KV CB 20T-WK
| WKNG7085 | W_KNGSTN 115 KV CB 7085
| WKNG7090 | W_KNGSTN 115 KV CB 7090
| WLKB1120 | WHITE_LK 115 KV CB B1120
| WLKY1380 | WHITE_LK 115 KV CB Y1380
| WME345AT | W_MEDWAY 345A XFMR TEMP/
| WMED102P | W_MEDWAY 345 KV CB 102P
| WMED102S | W_MEDWAY 345 KV CB 102S
| WMED106P | W_MEDWAY 345 KV CB 106P
| WMED345A | W_MEDWAY 345A XFMR/ 342-602 & 230A
| WMEDW101 | W_MEDWAY 345 KV CB 101
| WMEDW103 | W_MEDWAY 345 KV CB 103
| WMEDW104 | W_MEDWAY 345 KV CB 104
| WMEDW105 | W_MEDWAY 345 KV CB 105
| WMEDW106 | W_MEDWAY 345 KV CB 106S
| WMEDW107 | W_MEDWAY 345 KV CB 107
| WMEDW108 | W_MEDWAY 345 KV CB 108
| WMEDW109 | W_MEDWAY 345 KV CB 109
| WMEDW110 | W_MEDWAY 345 KV CB 110
| WMEDW111 | W_MEDWAY 345 KV CB 111
| WMEDW112 | W_MEDWAY 345 KV CB 112
| WMET5133 | W_METHUE 115 KV CB 51-33
| WMIM | WMI MILLBURY 1 UNIT/
| WMJ1 | W_MEDWAY WMJ1 UNIT/
| WMJ2 | W_MEDWAY WMJ2 UNIT/
| WMJ3 | MEDWAYJ3 WMJ3 UNIT/
| WMJ4 | MEDWAY WMJ4 UNIT/
| WMJ5 | MEDWAY WMJ5 UNIT/
| WNDSRL1T | WNDSRLKS 115 KV CB 1T
| WOBU104P | WOBURN 345KV CB 104P
| WOBU104S | WOBURN 345KV CB 104S
| WOBU345A | WOBURN 345A XFMR/
| WOBUR101 | WOBURN 345KV CB 101
| WOBUR102 | WOBURN 345KV CB 102
| WOBUR103 | WOBURN 345KV CB 103
| WOBUR105 | WOBURN 345KV CB 105
| WOBUR106 | WOBURN 345KV CB 106
| WOBUR107 | WOBURN 345KV CB 107
| WOBUR108 | WOBURN 345KV CB 108
| WOBUR109 | WOBURN 345KV CB 109
| WOBUR110 | WOBURN 345KV CB 110
| WOBUR111 | WOBURN 345KV CB 111
| WOBUR112 | WOBURN 345KV CB 112
| WOBURN1 | WOBURN 115 KV CB 1
| WOBURN10 | WOBURN 115 KV CB 10
| WOBURN11 | WOBURN 115 KV CB 11
| WOBURN12 | WOBURN 115 KV CB 12
| WOBURN14 | WOBURN 115 KV CB 14
| WOBURN15 | WOBURN 115 KV CB 15
| WOBURN16 | WOBURN 115 KV CB 16
| WOBURN17 | WOBURN 115 KV CB 17
| WOBURN18 | WOBURN 115 KV CB 18
| WOBURN2 | WOBURN 115 KV CB 2
| WOBURN22 | WOBURN 115 KV CB 22
| WOBURN23 | WOBURN 115 KV CB 23
| WOBURN24 | WOBURN 115 KV CB 24
| WOBURN3 | WOBURN 115 KV CB 3
| WOBURN4 | WOBURN 115 KV CB 4
| WOBURN5 | WOBURN 115 KV CB 5
| WOBURN6 | WOBURN 115 KV CB 6
| WOBURN7 | WOBURN 115 KV CB 7
| WOBURN8 | WOBURN 115 KV CB 8
| WOBURNVR | WOBURN 345 KV 113 CB/VRB REACTOR
| WODS | TRACY WODS UNIT/
| WOK210-3 | WOODSTCK 115 KV CB K210-3
| WOK211-3 | WOODSTCK 115 KV CB K211-3
| WOK217-3 | WOODSTCK 115 KV CB K217-3
| WOK221-1 | WOODSTCK 115 KV CB K221-1
| WOOD | WOODLAND WOOD UNIT/
| WOOD1870 | WOOD_RV 115 KV CB 1870
| WOODL20K | WOODLAND 115 KV CB 20K
| WOODLA1T | WOODLAND 115 KV CB 1T
| WOODMO1T | WOODMONT 115 KV CB 1T
| WOODMO2T | WOODMONT 115 KV CB 2T
| WOON143T | WOONSCKT 115 KV CB 143T
| WOON144T | WOONSCKT 115 KV CB 144T
| WOON431B | WOONSCKT 115 KV CB 431B
| WOON431T | WOONSCKT 115 KV CB 431T
| WOON432B | WOONSCKT 115 KV CB 432B
| WOON4348 | WOONSCKT 115 KV CB 4348
| WOON441B | WOONSCKT 115 KV CB 441B
| WOON442B | WOONSCKT 115 KV CB 442B
| WOON4471 | WOONSCKT 115 KV CB 4471
| WOON4472 | WOONSCKT 115 KV CB 4472
| WOON7148 | WOONSCKT 115 KV CB 7148
| WOON721T | WOONSCKT 115 KV CB 721T
| WRGT | WATER_RV WRGT UNIT/
| WRIVE1TA | W_RIVER 115 KV CB 1TA
| WRIVE2TA | W_RIVER 115 CB KV 2TA
| WRIVER1T | W_RIVER 115 KV CB 1T
| WRIVER2T | W_RIVER 115 KV CB 2T
| WRNS | LITTLRST WRNS UNIT/
| WRUK3039 | W_RUTLND 115 KV CB K30-39
| WRUK3440 | W_RUTLND 115 KV CB K34-40
| WRUK3740 | W_RUTLND 115 KV CB K37-40
| WRUK3937 | W_RUTLND 115 KV CB K39-37
| WRUTL350 | W_RUTLND 345KV CB 350
| WRUTL360 | W_RUTLND 345KV CB 360
| WRUTL371 | W_RUTLND 345KV CB 371
| WRUTL372 | W_RUTLND 345KV CB 372
| WRUTLC45 | W_RUTLND 115 KV CB C45
| WRUTLC46 | W_RUTLND 115 KV CB C46
| WRUTLK30 | W_RUTLND 115 KV CB K30
| WRUTLK34 | W_RUTLND 115 KV CB K34
| WRUTLNT1 | W_RUTLND XFMR1/
| WRUTLNT2 | W_RUTLND XFMR2/
| WS10 | W_SPRFLD WS10 UNIT/
| WSG1 | WEST SPRINGFIELD GT 1 UNIT/
| WSG2 | WEST SPRINGFIELD GT 2 UNIT/
| WSHN2601 | WSHNGTN 115 KV CB 2601
| WSPRF10T | W_SPRFLD 115 KV CB 10T
| WSPRF11T | W_SPRFLD 115 KV CB 11T
| WSPRF12T | W_SPRFLD 115 KV CB 12T
| WSPRF13T | W_SPRFLD 115 KV CB 13T
| WSPRF14T | W_SPRFLD 115 KV CB 14T
| WSPRF15T | W_SPRFLD 115 KV CB 15T
| WSPRFL1T | W_SPRFLD 115 KV CB 1T
| WSPRFL2T | W_SPRFLD 115 KV CB 2T
| WSPRFL3T | W_SPRFLD 115 KV CB 3T
| WSPRFL4T | W_SPRFLD 115 KV CB 4T
| WSPRFL4X | W_SPRFLD XFMR 4X/ WSG2
| WSPRFL5T | W_SPRFLD 115 KV CB 5T
| WSPRFL7T | W_SPRFLD 115 KV CB 7T
| WSPRFL8T | W_SPRFLD 115 KV CB 8T
| WSPRFL9T | W_SPRFLD 115 KV CB 9T
| WTIS | FALMOUTH WTIS UNIT/
| WTSD | WATERSIDE WTSD UNIT/
| WWAL345A | W_WALPOL XFMR 345A/
| WWALP104 | W_WALPOLE 345 KV CB 104
| WWALP105 | W_WALPOL 345 KV CB 105
| WWALP107 | W_WALPOL 345 KV CB 107
| WWALP108 | W_WALPOL 345 KV CB 108
| WWALP109 | W_WALPOL 345 KV CB 109
| WWALP113 | W_WALPOL 345 KV CB 113
| WWALPOL1 | W_WALPOL 115 KV CB 1
| WWALPOL2 | W_WALPOL 115 KV CB 2
| WWALPOL3 | W_WALPOL 115 KV CB 3
| WWALPOL4 | W_WALPOL 115 KV CB 4
| WWALPOL5 | W_WALPOL 115 KV CB 5
| WWALPOL6 | W_WALPOL 115 KV CB 6
| WWALPOL7 | W_WALPOL 115 KV CB 7
| WWALPOL8 | W_WALPOL 115 KV CB 8
| WWALPOL9 | W_WALPOL 115 KV CB 9
| WWTP | TUNNEL WWTP UNIT/
| WYM1 | WYMAN_HY WYM1 UNIT/
| WYM2 | WYMAN_HY WYM2 UNIT/
| WYM3 | WYMAN_HY WYM3 UNIT/
| WYMANKC1 | WYMAN_HY 115 KV CB KC1
| WYMANKC2 | WYMAN_HY 115 KV CB KC2
| WYMK2151 | WYMAN_HY 115 KV CB K215-1
| WYMK2221 | WYMAN_HY 115 KV CB K222-1
| WYMK2641 | WYMAN_HY 115 KV CB K264-1
| WYMK63-1 | WYMANH_HY 115 KV CB K63-1
| WYMK66-1 | WYMAN_HY 115 KV CB K66-1
| WYMK83-5 | WYMAN_HY 115 KV CB K83-5
| X104 | LINE X104/
| X116 | LINE X116/
| X176 | LINE X176-1-2/
| X178 | LINES X178-1-2-3 & U199/
| X3N | LINE X3N-1-2-3/
| X3S | LINE X3S-1-2/
| Y138 | LINE Y-138/
| Y151 | LINE Y151-1 THRU -7/
| Y151N | LINE Y151N/
| Y170 | LINE Y170/
| Y177 | LINE Y177-1-2-3-4/
| Y185 | LINE Y185/ GRPW
| YAK164-1 | YARMOUTH 115 KV CB K164-1
| YAK165-1 | YARMOUTH 115 KV CB K165-1
| YAR3 | YARMOUTH 3 UNIT/
| YAR4 | YARMOUTH YAR4 UNIT/
| YARMOK30 | YARMOUTH 115 KV CB K30
| YARMOK31 | YARMOUTH 115 KV CB K31
| Z119 | LINE Z119/
| Z126 | LINE Z126-1-2/
| Z126W | LINE Z126W/
| Z156 | LINE Z156
| Z180 | LINE Z180/
| ZB05 | 348+STK 14T & MIL3
| ZB09 | 329 + STK 4T & 3041 /
| ZB100 | BRIDGWTR STK 1660/356 &BRIDGW 162X
| ZB101 | BRIDGWTR STK 1670/356 &BRIDW 161X
| ZB102 | BRIDGWTR STK 1680/344 &BRIDGW 161X
| ZB103 | BRIDGWTR STK 1690/344 &BRIDGW 162X
| ZB106 | CARVER STK 162/331 & CARVER 345A
| ZB107 | CARVER STK 262/356 & CARVER 345B
| ZB109 | W_MEDWAY STK 105/ 344 & 357
| ZB11 | 337+STK 37-39 & 339/
| ZB110 | W_WALPOL STK 104/331&W_WALPOL 345A
| ZB111 | W_WALPOL STK 105/331&389&W_WA SRFX
| ZB112 | W_WALPOL STK 107/325&W_WALPOL 345A
| ZB113 | W_WALPOL STK 108/325 & 3161
| ZB114 | W_WALPOL STK 109/3161&389&W_W SRFX
| ZB16 | 3424+MANCHST 19T STK/MANCHST 5X&6X
| ZB17 | 3424+MANCHST 18T STK/MANCHST 4X&5X
| ZB22 | BESECK 8T STK/362/3827/
| ZB24 | SANDY_PD STK 314/ 314 /1X XFMR
| ZB25 | 343+SANDY_PD 343 STK/SANDY_PD 2X
| ZB26 | SCOVLRK STK 8T/3041&376
| ZB27 | LUDLOW STK 8T/301&302&3419
| ZB33 | MILSTONE STK 1T/ 383 & A BUS
| ZB34 | MILSTONE STK 2T/ 383 & B BUS
| ZB35 | MILSTONE STK 4T/ 371&A BUS&MNTV19X
| ZB36 | MILSTONE STK 5T/371&B BUS&MNTVL19X
| ZB37 | MILSTONE STK 7T/ 310 & A BUS
| ZB38 | MILSTONE STK 15T/348 & MIL B BUS
| ZB41 | ORRNGTN STK K390-1/390/3016&ORR T1
| ZB44 | MASON KT9L-1 STK/MASON 9X/378
| ZB45 | MASON KT9L-2 STK/MASON 9X/378
| ZB47 | TEWKSBURY STK 38-97/397 & 338
| ZB50 | BUXTON K374-1 STK 374&BUXTON BUS 1
| ZB51 | ALBIONRD KT1H-1 STK 3023&3024&T1
| ZB52 | ALBIONRD 3024/T1H STK 3023&3024&T1
| ZB53 | ALBIONRD K3024-4 STK 3023&3024&T1
| ZB54 | ORRINGTN K396/3023 STK 396 & 3023
| ZB55 | ORRINGTN K390/388 STK 390/3016&388
| ZB56 | ORRINGTN K3023-1 STK 3023 & ORR T2
| ZB57 | COOPERML K392-5 STK 392&COOP BUS 4
| ZB58 | COOPER K3025-1 STK 3025&COOP BUS 4
| ZB59 | CARD 11F-3T-2 STK 383 & CARD 5X
| ZB61 | SEABROOK STK 294/ 394 & BUS 2
| ZB62 | NORTHFLD STK 2T/ 312&393 & NFD1&2
| ZB63 | NORTHFLD STK 5T/ 354 & NFD3&4
| ZB64 | NORTHFLD STK 4T/ A BUS & NFD3&4
| ZB65 | NORTHFLD STK 1T/ A BUS & NFD1&2
| ZB67 | MANCHSTR STK 20T/3642/4X XF
| ZB68 | MANCHSTR STK 21T/3642 &310
| ZB69 | MANCHSTR STK 22T/310/6X XF
| ZB70 | MANCHSTR STK 23T/3557/4X XF
| ZB71 | MANCHSTR STK 25T/368/6X XF
| ZB72 | LAKE_RD STK 10T/ 330 & BUS A
| ZB73 | LAKE_RD STK 7T/ 3271 & BUS A
| ZB74 | LAKE_RD STK 4T/ 341 & BUS A
| ZB75 | LAKERD STK1T/3348 BUSA & KLNGY 2X
| ZB76 | LAKE_RD STK 12T/ 330 & BUS B
| ZB77 | PLST_VLY STK RN1/ NY-F84 & N BUS
| ZB78 | PLST_VLY STK RN2/ NY-F83 & N BUS
| ZB79 | LAKE_RD STK 1T / 3348 & BUS A
| ZB80 | CRKT_VLY STK 2/ 398 & CGT2 & CST2
| ZB81 | CRKT_VLY STK 1/ 398 & CGT3 & CST3
| ZB82 | NORTHFLD STK 9T/ B BUS & 5X & 1604
| ZB83 | TEWKSBURY 339 STK/ 339 LN & BUS1
| ZB84 | TEWKSBURY 397 STK/ 397 LN & BUS1
| ZB85 | TEWKSBURY 337 STK/ 337 LN & BUS2
| ZB86 | TEWKSBURY 338 STK/ 338 LN & BUS2
| ZB87 | NORTHFLD STK 6T / 354
| ZB88 | NORTHFLD STK 11T / 381
| ZB90 | PLST_VLY RS2 STK/NY-F36 LN & S BUS
| ZC01 | BERKSHRE A BUS FAULT
| ZC02 | PEQUONCK BUS A FAULT
| ZC03 | PEQUONCK BUS B FAULT
| ZC04 | E_SHORE GEN BUS FAULT
| ZC05 | E_SHORE LINE BUS FAULT
| ZC06 | FRSTBRDG 345 KV A2 BUS FAULT
| ZC07 | FRSTBRDG BUS#B FAULT
| ZC08 | GLENBROK BUS#A FAULT/1867-3&1792
| ZC09 | GLENBROK BUS#B FAULT/1753
| ZC10 | HADDAM 115 KV BUS A FAULT/5X XFMR
| ZC11 | HADDAM 115 KV BUS B FAULT/6X XFMR
| ZC12 | LUDLOW 115KV BUS A FAULT/2X
| ZC13 | MANCHSTR 115 KV BUS A FAULT/4X
| ZC14 | MANCHSTR 115 KV BUS B FAULT/6X
| ZC15 | N_BLOOM 115 BUS A FAULT/ 5X XFMR
| ZC16 | N_BLOOM 115 BUS B FAULT/ 7X XFMR
| ZC17 | NORWALK BUS#A FAULT
| ZC19 | S_AGAWAM BUS#A FAULT
| ZC20 | S_AGAWAM BUS#B FAULT
| ZC21 | LAKE_RD BUS#A FAULT
| ZC22 | LAKE_RD BUS#B FAULT
| ZC23 | LONGMTN BUS#A FAULT
| ZC24 | LONGMTN BUS#B FAULT
| ZC25 | MIDDLETN BUS#A FAULT
| ZC26 | MIDDLETN BUS#B FAULT
| ZC27 | MILSTONE BUS#A FAULT
| ZC28 | MILSTONE BUS#B FAULT
| ZC29 | MONTVLLE 115 KV BUS A FAULT/18X XF
| ZC30 | MONTVLLE BUS#B FAULT/19X XFMR
| ZC31 | PLUMTREE 115 KV BUS FAULT/1X
| ZC32 | PLUMTREE 115KV BUS#2 FAULT/2X
| ZC33 | PLUMTREE 345KV BUS#A FAULT
| ZC34 | PLUMTREE 345KB BUS#B FAULT
| ZC35 | STVNSN 115KV BUS FLT/1232&1560-1
| ZC38 | AGAWAM 115 KV BUS B FAULT
| ZC39 | AGAWAM 115 KV BUS A FAULT
| ZC40 | BERLIN BUS A FAULT
| ZC41 | BERLIN B1 BUS & B2 BUS FAULT
| ZC42 | LUDLOW 115KV BUS B FAULT/3X XFMR
| ZC43 | LUDLOW 345KV BUS B FAULT/REACTOR
| ZC44 | NORTHFLD 345KV A BUS FAULT
| ZC45 | NORTHFLD 345KV B BUS FAULT
| ZC46 | NORWALK 345KV BUS A FAULT
| ZC47 | NORWALK 345KV BUS B FAULT
| ZC48 | PEQN_OLD GEN BUS FAULT
| ZC49 | PEQN_OLD LINE BUS FAULT
| ZM01 | BUCKSPORT BUS#1 FAULT
| ZM02 | BUCKSPORT BUS#2 FAULT
| ZM03 | BUXTON BUS#1 FAULT
| ZM04 | BUXTON BUS#2 FAULT
| ZM05 | GRAHAM BUS#1 FAULT
| ZM06 | GRAHAM BUS#2 FAULT
| ZM07 | LOUDEN BUS#1 FAULT/220&238-2
| ZM08 | LOUDEN BUS#2 FAULT/219&163-1& 239
| ZM09 | MASON BUS#1 FAULT/68&207-1
| ZM10 | MASON BUS#2&11 FAULT/81-1&204
| ZM14 | MSHRS BUS#1-2 FLT/162&161&167-2
| ZM15 | MOSHERS BUS#3 FAULT
| ZM16 | ORRINGTN BUS#1 FAULT/T1
| ZM17 | ORRINGTN BUS#2 FAULT/T2
| ZM18 | S_GORHAM BUS#1 FAULT/1X
| ZM19 | S_GORHAM BUS#2 FAULT
| ZM20 | SPRNG_ST BUS FAULT
| ZM21 | SUROWIEC BUS#1 FAULT/XFMR SURO
| ZM22 | SUROWIEC BUS#2 FAULT
| ZM23 | MASON BUS#1 & #2FAULT
| ZN01 | BRAYTNPT BUS#2 FAULT
| ZN02 | BRAYTNPT BUS#1 FAULT
| ZN03 | MILLBURY BUS#1 FAULT
| ZN04 | MILLBURY BUS#2 FAULT
| ZN05 | PRAT_J BUS#1 FAULT/I135
| ZN06 | PRAT_J BUS#2 FAULT/J136
| ZN07 | SALEM BUS#1 FAULT
| ZN08 | SALEM BUS#2 FAULT
| ZN09 | TEWKSBRY 345KV BUS#1 FAULT
| ZN10 | TEWKSBRY 345KV BUS#2 FAULT
| ZN11 | WARD_HIL 345KV BUS#1 FAULT
| ZN12 | WARD_HIL 345KV BUS#2 FAULT
| ZN13 | CARPTRHL 115KV BUS#2 FAULT
| ZN14 | CARPTRHL 115KV BUS#1 FAULT
| ZN16 | BRIDGWTR NORTH BUS FAULT/161X
| ZN17 | BRIDGWTR SOUTH BUS FAULT/1620&162X
| ZN18 | TEWKSBRY 115KB BUS#1 FAULT
| ZN19 | TEWKSBRY 115KV BUS#2 FAULT
| ZN20 | COMERFRD 230 BUS #1 FAULT
| ZN21 | COMERFRD 230 BUS #2 FAULT
| ZP01 | 3RIVERS BUS1 FAULT/250&N133
| ZP02 | BEDFORD BUS FAULT/V191&M164
| ZP03 | GREGGS BUS A FAULT/Q171&K105&F162
| ZP04 | GREGGS BUS B FAULT/O161&C196&B143
| ZP05 | HUSE_RD BUS #2 FAULT/ M164&W144
| ZP06 | EMRLD_ST 115KV BUS FLT/A1520&L163
| ZP07 | MERRIMACK BUS#1 FAULT/D121&H137
| ZP08 | MRMCK BUS#2 FLT/C196&XFMR A253
| ZP09 | MERRIMACK BUS#3 FAULT/P145&Q171
| ZP10 | MNDNCK BS#1&2FLT/T198&I135N-4&Q166
| ZP11 | SCOBIE 115 KV BUS 1 FAULT
| ZP12 | SCOBIE BUS#2 FAULT
| ZP13 | SEABROOK BUS#1 FAULT
| ZP14 | SEABROOK BUS#2 FAULT
| ZS01 | BAKER_ST SOUTH BUS FAULT
| ZS02 | K_STREET W BUS#3 FAULT/345A
| ZS03 | K_STREET E BUS#2 FAULT
| ZS04 | MYSTIC WEST BUS#1 FAULT
| ZS07 | MYSTIC GIS BUS FAULT/GEN M9S6
| ZS08 | MYSTIC WEST BUS#1 FAULT
| ZS09 | N_CAMBRG 115KV BUS FAULT/345A
| ZS10 | W_WALPOL EAST BUS FAULT
| ZS11 | WOBURN W BUS FAULT
| ZS12 | WOBURN E BUS FAULT
| ZS13 | W_MEDWAY SOUTH BUS FAULT
| ZS14 | BARNSTBL WEST BUS FAULT
| ZS15 | BARNSTBL EAST BUS FAULT
| ZS16 | MYSTIC WEST BUS#2 FAULT/ CB 31/29
| ZS17 | MYSTIC EAST BUS#1 FAULT/
| ZS18 | MYSTIC EAST BUS#2 FAULT/
| ZS19 | MYSTIC EAST BUS#3 FAULT/
| ZS20 | K_STREET W BUS #2 FAULT
| ZV01 | COOLIDGE BUS#4 FAULT
| ZV02 | COOLIDGE BUS#5 FAULT