## Summary
EXISTING CAPACITY RESOURCES
| Generating Capacity (Summer MW) |  |  | Imports (Summer MW) |  |  | Demand (Summer MW)
| Maine | Rest of Pool | Total | Maine | Rest of Pool | Total | Maine | Rest of Pool | Total
Without De-List Bids | 3216.926 | 26300.264 | 29517.19 | 0 | 933.583 | 933.583 | 122.087 | 768.395 | 890.482
With ISO De-List Bids | 52.209 | 357.938 | 410.147 | 0 | 0 | 0 | 18.359 | 32.356 | 50.715
With Submitted De-List Bids | 2 | 914.379 | 916.379 | 0 | 335 | 335 | 0 | 0 | 0
Qualified Capacity | 3271.135 | 27572.581 | 30843.716 | 0 | 1268.583 | 1268.583 | 140.446 | 800.751 | 941.197
Total Qualified Capacity | 33053.496
NEW CAPACITY RESOURCES
| Generating Capacity (Summer MW) |  |  | Imports (Summer MW) |  |  | Demand (Summer MW)
| Maine | Rest of Pool | Total | Maine | Rest of Pool | Total | Maine | Rest of Pool | Total
Real-Time Emergency Generation | 0 | 0 | 0 | 0 | 0 | 0 | 37.034 | 676.947 | 713.981
Non RT Emergency Gen Existing Treatment | 0 | 607.536 | 607.536 | 0 | 0 | 0 | 0 | 320.494 | 320.494
Existing Treatment | 0 | 607.536 | 607.536 | 0 | 0 | 0 | 37.034 | 997.441 | 1034.475
New Treatment | 20.4 | 2332.865 | 2353.265 | 26 | 631.846 | 657.846 | 197.349 | 1251.197 | 1448.546
Sub-Total | 20.4 | 2940.401 | 2960.801 | 26 | 631.846 | 657.846 | 234.383 | 2248.638 | 2483.021
Total | 6101.668
SELF-SUPPLY
| Generating Capacity (Summer MW) |  |  | Imports (Summer MW) |  |  | Demand (Summer MW)
| Maine | Rest of Pool | Total | Maine | Rest of Pool | Total | Maine | Rest of Pool | Total
Sub-Total | 8.926 | 1327.352 | 1336.278 | 0 | 294.367 | 294.367 | 0 | 0 | 0
Total | 1630.645
Note on C6: ISO NE: Note that this includes those de-lists submitted that were rejected by the MMU (Groveton Cogen and St. Albans Diesels). Also, New Boston has not been included as it is inactive per SMS as of 10-18-07

## All Units
ASSET ID | New/Existing | RESOURCE TYPE | Generating Fuel Type | Demand Resource Type | DR Measurement Type | ASSET NAME | CAPACITY ZONE | LOAD ZONE | State | SUMMER QUALIFIED MW | WINTER QUALIFIED MW | Existing Treatment if New | SELF SUPPLY AMOUNT
1821 | Existing | Demand |  | Real-Time Demand Response Resource | Demand Response | 1 Ashburton Place | REST OF POOL | .Z.NEMASSBOST | MA | 1.852 | 1.852 | n/a | 0
1836 | Existing | Demand |  | Real-Time Demand Response Resource | Demand Response | 19 Staniford Street | REST OF POOL | .Z.NEMASSBOST | MA | 0.617 | 0.617 | n/a | 0
1818 | Existing | Demand |  | Real-Time Demand Response Resource | Demand Response | 26 Beacon Street #1 | REST OF POOL | .Z.NEMASSBOST | MA | 0.432 | 0.432 | n/a | 0
1822 | Existing | Demand |  | Real-Time Demand Response Resource | Demand Response | 26 Beacon Street #2 | REST OF POOL | .Z.NEMASSBOST | MA | 0.185 | 0.185 | n/a | 0
10913 | Existing | Demand |  | Real-Time Demand Response Resource | Demand Response | 800 CT Ave/SP III River Park | REST OF POOL | .Z.CONNECTICUT | CT | 0.247 | 0.247 | n/a | 0
12306 | Existing | Demand |  | Real-Time Demand Response Resource | Demand Response | ABA PGT | REST OF POOL | .Z.CONNECTICUT | CT | 0.123 | 0.123 | n/a | 0
12083 | Existing | Demand |  | Real-Time Emergency Generation Resource | Emergency Generation | ABB Inc. | REST OF POOL | .Z.CONNECTICUT | CT | 0.679 | 0.679 | n/a | 0
12025 | Existing | Demand |  | Real-Time Demand Response Resource | Demand Response | Abbott Ball Co. | REST OF POOL | .Z.CONNECTICUT | CT | 0.559 | 0.559 | n/a | 0
12392 | Existing | Demand |  | Real-Time Emergency Generation Resource | Emergency Generation | Abbott Terrace | REST OF POOL | .Z.CONNECTICUT | CT | 0.247 | 0.247 | n/a | 0
11499 | Existing | Demand |  | Real-Time Emergency Generation Resource | Emergency Generation | Acme Monaco Corporation | REST OF POOL | .Z.CONNECTICUT | CT | 0.309 | 0.309 | n/a | 0
10362 | Existing | Intermittent | Water at a Conventional Hydroelectric Turbine |  |  | ACTON HYDRO INC. | REST OF POOL | .Z.NEMASSBOST | MA | 0 | 0 | n/a | 0
11929 | Existing | Demand |  | Real-Time Demand Response Resource | Demand Response | AcuCut | REST OF POOL | .Z.CONNECTICUT | CT | 0.199 | 0.199 | n/a | 0
12694 | New | Demand |  | On-Peak Demand Resource | Distributed Generation | Acushnet Company - Ball Plant II - Combined Heat and Power Project | REST OF POOL | .Z.SEMASS | MA | 2.469 | 2.469 | NO | 0
10060 | Existing | Demand |  | Real-Time Demand Response Resource | Demand Response | Advanced Graphics | REST OF POOL | .Z.CONNECTICUT | CT | 0.123 | 0.121 | n/a | 0
11852 | Existing | Demand |  | Real-Time Emergency Generation Resource | Emergency Generation | ADVO Inc. | REST OF POOL | .Z.CONNECTICUT | CT | 0.709 | 0.709 | n/a | 0
463 | Existing | Generator | Wood/Wood Waste Solids |  |  | AEI LIVERMORE | MAINE | .Z.MAINE | ME | 34.695 | 34.62 | n/a | 0
11911 | Existing | Demand |  | Real-Time Demand Response Resource | Demand Response | Aero Gear, Inc. | REST OF POOL | .Z.CONNECTICUT | CT | 0.123 | 0.123 | n/a | 0
12044 | Existing | Demand |  | Real-Time Emergency Generation Resource | Emergency Generation | Aerodyne Alloys | REST OF POOL | .Z.CONNECTICUT | CT | 0.123 | 0.123 | n/a | 0
12017 | Existing | Demand |  | Real-Time Emergency Generation Resource | Emergency Generation | Aerospace Techniques | REST OF POOL | .Z.CONNECTICUT | CT | 0.309 | 0.309 | n/a | 0
1625 | Existing | Generator | Natural Gas |  |  | AES GRANITE RIDGE | REST OF POOL | .Z.NEWHAMPSHIRE | NH | 646.079 | 777.079 | n/a | 0
594 | Existing | Intermittent | Anthracite Coal and Bituminous Coal |  |  | AES THAMES | REST OF POOL | .Z.CONNECTICUT | CT | 184.723 | 183.259 | n/a | 0
11233 | Existing | Demand |  | Real-Time Emergency Generation Resource | Emergency Generation | Aetna - Middletown | REST OF POOL | .Z.CONNECTICUT | CT | 2.332 | 2.332 | n/a | 0
11897 | Existing | Demand |  | Real-Time Demand Response Resource | Demand Response | Ahlstrom Windsor Locks | REST OF POOL | .Z.CONNECTICUT | CT | 0.755 | 0.755 | n/a | 0
12027 | Existing | Demand |  | Real-Time Emergency Generation Resource | Emergency Generation | AIG Financial Products | REST OF POOL | .Z.CONNECTICUT | CT | 1.42 | 1.42 | n/a | 0
12111 | Existing | Demand |  | Real-Time Demand Response Resource | Demand Response | Algonquin Industries, Inc. | REST OF POOL | .Z.CONNECTICUT | CT | 0.741 | 0.741 | n/a | 0
11403 | Existing | Demand |  | Real-Time Demand Response Resource | Demand Response | Alinabal Inc. | REST OF POOL | .Z.CONNECTICUT | CT | 0.441 | 0.432 | n/a | 0
11528 | Existing | Demand |  | Real-Time Emergency Generation Resource | Emergency Generation | Allied Printing | REST OF POOL | .Z.CONNECTICUT | CT | 1.444 | 1.444 | n/a | 0
11620 | Existing | Demand |  | Real-Time Demand Response Resource | Demand Response | Alloy Engineering Company, Inc | REST OF POOL | .Z.CONNECTICUT | CT | 0.154 | 0.152 | n/a | 0
326 | Existing | Generator | Natural Gas |  |  | ALTRESCO | REST OF POOL | .Z.WCMASS | MA | 141.04 | 173 | n/a | 0
12590 | New | Demand |  | On-Peak Demand Resource | Energy Efficiency | Ameresco CT DSM | REST OF POOL | .Z.CONNECTICUT | CT | 2.469 | 2.469 | NO | 0
12588 | New | Demand |  | Real-Time Emergency Generation Resource | Emergency Generation | Ameresco CT Emergency Generator DR | REST OF POOL | .Z.CONNECTICUT | CT | 1.728 | 1.728 | YES | 0
12589 | New | Demand |  | Real-Time Demand Response Resource | Demand Response | Ameresco CT Real Time DR | REST OF POOL | .Z.CONNECTICUT | CT | 1.728 | 1.728 | NO | 0
12663 | New | Demand |  | Real-Time Emergency Generation Resource | Emergency Generation | Ameresco Maine Emergency Gen DR | MAINE | .Z.MAINE | ME | 4.938 | 4.938 | YES | 0
12665 | New | Demand |  | Real-Time Demand Response Resource | Demand Response | Ameresco ME Real Time DR | MAINE | .Z.MAINE | ME | 4.938 | 4.938 | NO | 0
12666 | New | Demand |  | Real-Time Emergency Generation Resource | Emergency Generation | Ameresco NEMA Emergency Generator DR | REST OF POOL | .Z.NEMASSBOST | MA | 17.159 | 17.159 | YES | 0
12668 | New | Demand |  | Real-Time Demand Response Resource | Demand Response | Ameresco NEMA Real Time DR | REST OF POOL | .Z.NEMASSBOST | MA | 8.641 | 8.641 | NO | 0
12675 | New | Demand |  | Real-Time Emergency Generation Resource | Emergency Generation | Ameresco NH Emergency Generator DR | REST OF POOL | .Z.NEWHAMPSHIRE | NH | 4.321 | 4.321 | YES | 0
12677 | New | Demand |  | Real-Time Demand Response Resource | Demand Response | Ameresco NH Real Time DR | REST OF POOL | .Z.NEWHAMPSHIRE | NH | 1.728 | 1.728 | NO | 0
12686 | New | Demand |  | Real-Time Emergency Generation Resource | Emergency Generation | Ameresco RI Emergency Generator DR | REST OF POOL | .Z.RHODEISLAND | RI | 8.641 | 8.641 | YES | 0
12688 | New | Demand |  | Real-Time Demand Response Resource | Demand Response | Ameresco RI Real Time DR | REST OF POOL | .Z.RHODEISLAND | RI | 4.321 | 4.321 | NO | 0
12689 | New | Demand |  | Real-Time Emergency Generation Resource | Emergency Generation | Ameresco SEMA Emergency Generator DR | REST OF POOL | .Z.SEMASS | MA | 17.282 | 17.282 | YES | 0
12691 | New | Demand |  | Real-Time Demand Response Resource | Demand Response | Ameresco SEMA Real Time DR | REST OF POOL | .Z.SEMASS | MA | 8.641 | 8.641 | NO | 0
12703 | New | Demand |  | Real-Time Demand Response Resource | Demand Response | Ameresco West MA Real Time DR | REST OF POOL | .Z.WCMASS | MA | 4.321 | 4.321 | NO | 0
12701 | New | Demand |  | Real-Time Emergency Generation Resource | Emergency Generation | Ameresco Western MA Emergency Generator DR | REST OF POOL | .Z.WCMASS | MA | 8.641 | 8.641 | YES | 0
327 | Existing | Generator | Water at a Conventional Hydroelectric Turbine |  |  | AMOSKEAG | REST OF POOL | .Z.NEWHAMPSHIRE | NH | 15.818 | 17.5 | n/a | 0
1083 | Existing | Generator | Natural Gas |  |  | ANDROSCOGGIN ENERGY CENTER | MAINE | .Z.MAINE | ME | 127.99 | 155.605 | n/a | 0
1412 | Existing | Generator | Natural Gas |  |  | ANP-BELLINGHAM 1 | REST OF POOL | .Z.SEMASS | MA | 236.425 | 259.221 | n/a | 0
1415 | Existing | Generator | Natural Gas |  |  | ANP-BELLINGHAM 2 | REST OF POOL | .Z.SEMASS | MA | 238.587 | 253.338 | n/a | 0
1287 | Existing | Generator | Natural Gas |  |  | ANP-BLACKSTONE ENERGY 2 | REST OF POOL | .Z.SEMASS | MA | 221.079 | 251.179 | n/a | 0
1286 | Existing | Generator | Natural Gas |  |  | ANP-BLACKSTONE ENERGY CO. #1 | REST OF POOL | .Z.SEMASS | MA | 219.538 | 249.738 | n/a | 0
10495 | Existing | Demand |  | Real-Time Demand Response Resource | Demand Response | Ansonia Copper and Brass, Inc. | REST OF POOL | .Z.CONNECTICUT | CT | 1.481 | 1.481 | n/a | 0
12555 | New | Generator | Natural Gas |  |  | Ansonia Generating Facility | REST OF POOL | .Z.CONNECTICUT | CT | 60 | 67 | YES | 0
11633 | Existing | Demand |  | Real-Time Emergency Generation Resource | Emergency Generation | Anthony's Ocean View | REST OF POOL | .Z.CONNECTICUT | CT | 0.185 | 0.181 | n/a | 0
11508 | Existing | Demand |  | Real-Time Demand Response Resource | Demand Response | Apco Products | REST OF POOL | .Z.CONNECTICUT | CT | 0.37 | 0.37 | n/a | 0
790 | Existing | Intermittent | Landfill Gas |  |  | APLP-BFI | REST OF POOL | .Z.WCMASS | MA | 0.638 | 0.635 | n/a | 0
10935 | Existing | Demand |  | Real-Time Emergency Generation Resource | Emergency Generation | Apple Health Coccomo Memorial | REST OF POOL | .Z.CONNECTICUT | CT | 0.086 | 0.086 | n/a | 0
10936 | Existing | Demand |  | Real-Time Emergency Generation Resource | Emergency Generation | Apple Health Harbor View Manor | REST OF POOL | .Z.CONNECTICUT | CT | 0.078 | 0.078 | n/a | 0
10937 | Existing | Demand |  | Real-Time Emergency Generation Resource | Emergency Generation | Apple Health Hewitt Rehab | REST OF POOL | .Z.CONNECTICUT | CT | 0.084 | 0.084 | n/a | 0
10938 | Existing | Demand |  | Real-Time Emergency Generation Resource | Emergency Generation | Apple Health Shelton Lakes | REST OF POOL | .Z.CONNECTICUT | CT | 0.146 | 0.146 | n/a | 0
10939 | Existing | Demand |  | Real-Time Emergency Generation Resource | Emergency Generation | Apple Health Westfield | REST OF POOL | .Z.CONNECTICUT | CT | 0.046 | 0.046 | n/a | 0
11560 | Existing | Demand |  | Real-Time Emergency Generation Resource | Emergency Generation | Aqua Turf Club (Shed) | REST OF POOL | .Z.CONNECTICUT | CT | 0.185 | 0.185 | n/a | 0
11561 | Existing | Demand |  | Real-Time Emergency Generation Resource | Emergency Generation | Aqua Turf Club Main | REST OF POOL | .Z.CONNECTICUT | CT | 0.185 | 0.185 | n/a | 0
10963 | Existing | Demand |  | Real-Time Emergency Generation Resource | Emergency Generation | Aquarion Water Jefferson St | REST OF POOL | .Z.CONNECTICUT | CT | 0.268 | 0.263 | n/a | 0
10090 | Existing | Demand |  | Real-Time Emergency Generation Resource | Emergency Generation | Aquarion Water of CT | REST OF POOL | .Z.CONNECTICUT | CT | 4.09 | 4.008 | n/a | 0
12049 | Existing | Demand |  | Real-Time Demand Response Resource | Demand Response | Arkwright Inc. | REST OF POOL | .Z.CONNECTICUT | CT | 0.37 | 0.37 | n/a | 0
819 | Existing | Intermittent | Water at a Conventional Hydroelectric Turbine |  |  | ARNOLD FALLS | REST OF POOL | .Z.VERMONT | VT | 0.077 | 0.211 | n/a | 0
329 | Existing | Generator | Distillate Fuel Oil. Including Diesel, No. 2 |  |  | ASCUTNEY GT | REST OF POOL | .Z.VERMONT | VT | 9.553 | 14.199 | n/a | 9.553
905 | Existing | Intermittent | Water at a Conventional Hydroelectric Turbine |  |  | ASHUELOT HYDRO | REST OF POOL | .Z.NEWHAMPSHIRE | NH | 0.299 | 0.422 | n/a | 0
11085 | Existing | Demand |  | Real-Time Emergency Generation Resource | Emergency Generation | AT&T Cheshire | REST OF POOL | .Z.CONNECTICUT | CT | 1.049 | 1.049 | n/a | 0
12077 | Existing | Demand |  | Real-Time Demand Response Resource | Demand Response | Atlantic Wire Co | REST OF POOL | .Z.CONNECTICUT | CT | 0.444 | 0.444 | n/a | 0
12311 | Existing | Demand |  | Real-Time Emergency Generation Resource | Emergency Generation | ATP Health & Beauty Care | REST OF POOL | .Z.CONNECTICUT | CT | 0.988 | 0.968 | n/a | 0
953 | Existing | Intermittent | Other Biomass Gas. Includes digester gas, methane, and other biomass gasses |  |  | ATTLEBORO LANDFILL - QF | REST OF POOL | .Z.SEMASS | MA | 0.459 | 0.411 | n/a | 0
11578 | Existing | Demand |  | Real-Time Demand Response Resource | Demand Response | Auto-Swage Products | REST OF POOL | .Z.CONNECTICUT | CT | 0.139 | 0.137 | n/a | 0
931 | Existing | Intermittent | Water at a Conventional Hydroelectric Turbine |  |  | AVERY DAM | REST OF POOL | .Z.NEWHAMPSHIRE | NH | 0.153 | 0.207 | n/a | 0
11882 | Existing | Demand |  | Real-Time Emergency Generation Resource | Emergency Generation | Avery Heights CC Noble | REST OF POOL | .Z.CONNECTICUT | CT | 0.123 | 0.123 | n/a | 0
11883 | Existing | Demand |  | Real-Time Emergency Generation Resource | Emergency Generation | Avery Heights CC Station 1 | REST OF POOL | .Z.CONNECTICUT | CT | 0.247 | 0.247 | n/a | 0
11879 | Existing | Demand |  | Real-Time Emergency Generation Resource | Emergency Generation | Avery Heights CC Station 3 | REST OF POOL | .Z.CONNECTICUT | CT | 0.185 | 0.185 | n/a | 0
11881 | Existing | Demand |  | Real-Time Emergency Generation Resource | Emergency Generation | Avery Heights CC The Heights | REST OF POOL | .Z.CONNECTICUT | CT | 0.123 | 0.123 | n/a | 0
330 | Existing | Generator | Water at a Conventional Hydroelectric Turbine |  |  | AYERS ISLAND | REST OF POOL | .Z.NEWHAMPSHIRE | NH | 7.899 | 9.08 | n/a | 0
331 | Existing | Generator | Water at a Conventional Hydroelectric Turbine |  |  | AZISCOHOS HYDRO | MAINE | .Z.MAINE | ME | 6.81 | 6.81 | n/a | 0
11587 | Existing | Demand |  | Real-Time Demand Response Resource | Demand Response | B & D Molded Products | REST OF POOL | .Z.CONNECTICUT | CT | 0.37 | 0.363 | n/a | 0
12107 | Existing | Demand |  | Real-Time Emergency Generation Resource | Emergency Generation | Babson College TICAP | REST OF POOL | .Z.NEMASSBOST | MA | 0.331 | 0.331 | n/a | 0
12325 | Existing | Demand |  | Real-Time Demand Response Resource | Demand Response | Bake'n Joy | REST OF POOL | .Z.NEMASSBOST | MA | 0.212 | 0.212 | n/a | 0
951 | Existing | Intermittent | Water at a Conventional Hydroelectric Turbine |  |  | BALTIC MILLS - QF | REST OF POOL | .Z.NEWHAMPSHIRE | NH | 0.026 | 0.063 | n/a | 0
12109 | Existing | Demand |  | Real-Time Demand Response Resource | Demand Response | Banta Direct Marketing Group | REST OF POOL | .Z.CONNECTICUT | CT | 0.679 | 0.679 | n/a | 0
811 | Existing | Intermittent | Water at a Conventional Hydroelectric Turbine |  |  | BANTAM | REST OF POOL | .Z.CONNECTICUT | CT | 0.019 | 0.179 | n/a | 0
332 | Existing | Generator | Distillate Fuel Oil. Including Diesel, No. 2 |  |  | BAR HARBOR DIESELS 1-4 | MAINE | .Z.MAINE | ME | 7.9 | 8.6 | n/a | 0
754 | Existing | Intermittent | Water at a Conventional Hydroelectric Turbine |  |  | BAR MILLS | MAINE | .Z.MAINE | ME | 1.89 | 2.822 | n/a | 0
11898 | Existing | Demand |  | Real-Time Demand Response Resource | Demand Response | Baran Institute of Technology | REST OF POOL | .Z.CONNECTICUT | CT | 1.133 | 1.133 | n/a | 0
2100 | Existing | Demand |  | Real-Time Emergency Generation Resource | Emergency Generation | Barden Bearing Corp | REST OF POOL | .Z.CONNECTICUT | CT | 2.963 | 2.963 | n/a | 0
2278 | Existing | Intermittent | Water at a Conventional Hydroelectric Turbine |  |  | BARKER LOWER HYDRO | MAINE | .Z.MAINE | ME | 0 | 0.947 | n/a | 0
2279 | Existing | Intermittent | Water at a Conventional Hydroelectric Turbine |  |  | BARKER UPPER HYDRO | MAINE | .Z.MAINE | ME | 0.247 | 0.947 | n/a | 0
11559 | Existing | Demand |  | Real-Time Demand Response Resource | Demand Response | Barnes Aerospace-Windsor Man. | REST OF POOL | .Z.CONNECTICUT | CT | 0.191 | 0.191 | n/a | 0
833 | Existing | Intermittent | Water at a Conventional Hydroelectric Turbine |  |  | BARNET | REST OF POOL | .Z.VERMONT | VT | 0.073 | 0.199 | n/a | 0
1059 | Existing | Intermittent | Landfill Gas |  |  | BARRE LANDFILL | REST OF POOL | .Z.WCMASS | MA | 0.537 | 0.555 | n/a | 0
959 | Existing | Generator | Distillate Fuel Oil. Including Diesel, No. 2 |  |  | BARTON 1-4 DIESELS | REST OF POOL | .Z.VERMONT | VT | 0.811 | 0.877 | n/a | 0.517
828 | Existing | Intermittent | Water at a Conventional Hydroelectric Turbine |  |  | BARTON HYDRO | REST OF POOL | .Z.VERMONT | VT | 0.282 | 0.628 | n/a | 0.282
824 | Existing | Intermittent | Water at a Conventional Hydroelectric Turbine |  |  | BATH ELECTRIC HYDRO | REST OF POOL | .Z.NEWHAMPSHIRE | NH | 0.234 | 0.278 | n/a | 0
10646 | Existing | Demand |  | Real-Time Emergency Generation Resource | Emergency Generation | Bayer Corp. | REST OF POOL | .Z.CONNECTICUT | CT | 1.742 | 1.707 | n/a | 0
11249 | Existing | Demand |  | Real-Time Demand Response Resource | Demand Response | Becton Dickinson | REST OF POOL | .Z.CONNECTICUT | CT | 0.667 | 0.667 | n/a | 0
812 | Existing | Generator | Water at a Conventional Hydroelectric Turbine |  |  | BEEBE HOLBROOK | REST OF POOL | .Z.WCMASS | MA | 0.586 | 0.586 | n/a | 0.586
2430 | Existing | Intermittent | Water at a Conventional Hydroelectric Turbine |  |  | BELDENS-NEW | REST OF POOL | .Z.VERMONT | VT | 1.138 | 2.463 | n/a | 1.138
907 | Existing | Intermittent | Water at a Conventional Hydroelectric Turbine |  |  | BELL MILL/ELM ST. HYDRO | REST OF POOL | .Z.NEWHAMPSHIRE | NH | 0 | 0.021 | n/a | 0
335 | Existing | Generator | Water at a Conventional Hydroelectric Turbine |  |  | BELLOWS FALLS | REST OF POOL | .Z.NEWHAMPSHIRE | NH | 48.54 | 48.54 | n/a | 0
2280 | Existing | Intermittent | Water at a Conventional Hydroelectric Turbine |  |  | BENTON FALLS HYDRO | MAINE | .Z.MAINE | ME | 0.771 | 2.525 | n/a | 0
12180 | Existing | Intermittent | Other Biomass Gas. Includes digester gas, methane, and other biomass gasses |  |  | BERKSHIRE COW POWER | REST OF POOL | .Z.VERMONT | VT | 0.3 | 0.3 | n/a | 0.3
1086 | Existing | Generator | Natural Gas |  |  | BERKSHIRE POWER | REST OF POOL | .Z.WCMASS | MA | 229.538 | 249.933 | n/a | 0
336 | Existing | Generator | Kerosene |  |  | BERLIN 1 GT | REST OF POOL | .Z.VERMONT | VT | 37.728 | 47.651 | n/a | 37.728
11530 | Existing | Intermittent | Wind |  |  | BERLIN WIND | REST OF POOL | .Z.NEWHAMPSHIRE | NH | 0 | 0 | n/a | 0
337 | Existing | Intermittent | Wood/Wood Waste Solids |  |  | BETHLEHEM | REST OF POOL | .Z.NEWHAMPSHIRE | NH | 15.7 | 15.547 | n/a | 0
1005 | Existing | Generator | Natural Gas |  |  | BG DIGHTON POWER LLC | REST OF POOL | .Z.SEMASS | MA | 141.124 | 177.388 | n/a | 0
1258 | Existing | Intermittent | Water at a Conventional Hydroelectric Turbine |  |  | BHE SMALL HYDRO COMPOSITE | MAINE | .Z.MAINE | ME | 0.832 | 1.856 | n/a | 0
12285 | Existing | Demand |  | Real-Time Emergency Generation Resource | Emergency Generation | Bidwell Care Center | REST OF POOL | .Z.CONNECTICUT | CT | 0.142 | 0.142 | n/a | 0
11871 | Existing | Demand |  | Real-Time Emergency Generation Resource | Emergency Generation | Big Y - E. Hartford, Danielson | REST OF POOL | .Z.CONNECTICUT | CT | 0.133 | 0.133 | n/a | 0
11875 | Existing | Demand |  | Real-Time Emergency Generation Resource | Emergency Generation | Big Y - East Windsor, Avon | REST OF POOL | .Z.CONNECTICUT | CT | 0.133 | 0.133 | n/a | 0
11874 | Existing | Demand |  | Real-Time Emergency Generation Resource | Emergency Generation | Big Y - Manchester, Enfield | REST OF POOL | .Z.CONNECTICUT | CT | 0.133 | 0.133 | n/a | 0
11873 | Existing | Demand |  | Real-Time Emergency Generation Resource | Emergency Generation | Big Y - Plainfield, Mansfield | REST OF POOL | .Z.CONNECTICUT | CT | 0.133 | 0.133 | n/a | 0
11975 | Existing | Demand |  | Real-Time Emergency Generation Resource | Emergency Generation | Big Y - Plainville + Ellington | REST OF POOL | .Z.CONNECTICUT | CT | 0.133 | 0.133 | n/a | 0
11870 | Existing | Demand |  | Real-Time Emergency Generation Resource | Emergency Generation | Big Y - Rocky Hill, Torrington | REST OF POOL | .Z.CONNECTICUT | CT | 0.133 | 0.133 | n/a | 0
11872 | Existing | Demand |  | Real-Time Emergency Generation Resource | Emergency Generation | Big Y - Tolland, Stafford | REST OF POOL | .Z.CONNECTICUT | CT | 0.133 | 0.133 | n/a | 0
11949 | Existing | Demand |  | Real-Time Emergency Generation Resource | Emergency Generation | Big Y - Waterford and Guilford | REST OF POOL | .Z.CONNECTICUT | CT | 0.133 | 0.133 | n/a | 0
10940 | Existing | Demand |  | Real-Time Emergency Generation Resource | Emergency Generation | Big Y-Aggregated | REST OF POOL | .Z.CONNECTICUT | CT | 1.749 | 1.749 | n/a | 0
11582 | Existing | Demand |  | Real-Time Demand Response Resource | Demand Response | Bilco Door Company | REST OF POOL | .Z.CONNECTICUT | CT | 0.37 | 0.363 | n/a | 0
12519 | New | Generator | Natural Gas |  |  | Billerica Power | REST OF POOL | .Z.WCMASS | MA | 242 | 283 | NO | 0
342 | Existing | Intermittent | Wood/Wood Waste Solids |  |  | BIO ENERGY | REST OF POOL | .Z.NEWHAMPSHIRE | NH | 0 | 0 | n/a | 0
13513 | Existing | Demand |  | Real-Time Demand Response Resource | Demand Response | Birk Manufacturing - East Lyme | REST OF POOL | .Z.CONNECTICUT | CT | 0.086 | 0.086 | n/a | 0
11851 | Existing | Demand |  | Real-Time Demand Response Resource | Demand Response | Birken Manufacturing | REST OF POOL | .Z.CONNECTICUT | CT | 0.222 | 0.222 | n/a | 0
1054 | Existing | Intermittent | Water at a Conventional Hydroelectric Turbine |  |  | BLACKSTONE HYDRO ASSOC | REST OF POOL | .Z.RHODEISLAND | RI | 0 | 0.127 | n/a | 0
1057 | Existing | Intermittent | Water at a Conventional Hydroelectric Turbine |  |  | BLACKSTONE HYDRO LOAD REDUCER | REST OF POOL | .Z.RHODEISLAND | RI | 0.294 | 0.853 | n/a | 0
12356 | Existing | Demand |  | Real-Time Demand Response Resource | Demand Response | Bliss Brothers Dairy | REST OF POOL | .Z.SEMASS | MA | 0.284 | 0.284 | n/a | 0
12371 | Existing | Demand |  | Real-Time Emergency Generation Resource | Emergency Generation | Bloomfield Market | REST OF POOL | .Z.CONNECTICUT | CT | 0.185 | 0.185 | n/a | 0
10615 | Existing | Intermittent | Other Biomass Gas. Includes digester gas, methane, and other biomass gasses |  |  | BLUE SPRUCE FARM U5 | REST OF POOL | .Z.VERMONT | VT | 0.157 | 0.153 | n/a | 0.153
859 | Existing | Intermittent | Water at a Conventional Hydroelectric Turbine |  |  | BOATLOCK | REST OF POOL | .Z.WCMASS | MA | 0.949 | 1.703 | n/a | 0.949
10361 | Existing | Demand |  | Critical Peak Demand Resource | Load Management | BOC Kittery Load | MAINE | .Z.MAINE | ME | 15.431 | 10.74 | n/a | 0
11655 | Existing | Demand |  | Real-Time Emergency Generation Resource | Emergency Generation | Boehringer Ingelheim AOB IT#1 | REST OF POOL | .Z.CONNECTICUT | CT | 0.247 | 0.247 | n/a | 0
11656 | Existing | Demand |  | Real-Time Emergency Generation Resource | Emergency Generation | Boehringer Ingelheim AOB IT#2 | REST OF POOL | .Z.CONNECTICUT | CT | 0.457 | 0.457 | n/a | 0
11664 | Existing | Demand |  | Real-Time Emergency Generation Resource | Emergency Generation | Boehringer Ingelheim IBX | REST OF POOL | .Z.CONNECTICUT | CT | 0.101 | 0.101 | n/a | 0
11657 | Existing | Demand |  | Real-Time Emergency Generation Resource | Emergency Generation | Boehringer Ingelheim LTD | REST OF POOL | .Z.CONNECTICUT | CT | 0.235 | 0.235 | n/a | 0
11659 | Existing | Demand |  | Real-Time Emergency Generation Resource | Emergency Generation | Boehringer Ingelheim Plant 2 | REST OF POOL | .Z.CONNECTICUT | CT | 0.204 | 0.204 | n/a | 0
11661 | Existing | Demand |  | Real-Time Emergency Generation Resource | Emergency Generation | Boehringer Ingelheim R&D 1 | REST OF POOL | .Z.CONNECTICUT | CT | 0.195 | 0.195 | n/a | 0
11662 | Existing | Demand |  | Real-Time Emergency Generation Resource | Emergency Generation | Boehringer Ingelheim R&D 7 | REST OF POOL | .Z.CONNECTICUT | CT | 0.239 | 0.239 | n/a | 0
11663 | Existing | Demand |  | Real-Time Emergency Generation Resource | Emergency Generation | Boehringer Ingelheim R&D 9 | REST OF POOL | .Z.CONNECTICUT | CT | 0.222 | 0.222 | n/a | 0
346 | Existing | Generator | Water at a Conventional Hydroelectric Turbine |  |  | BOLTON FALLS | REST OF POOL | .Z.VERMONT | VT | 1.725 | 3.889 | n/a | 0
12275 | Existing | Demand |  | Real-Time Emergency Generation Resource | Emergency Generation | Bombardier Aerospace | REST OF POOL | .Z.CONNECTICUT | CT | 0.095 | 0.095 | n/a | 0
755 | Existing | Generator | Water at a Conventional Hydroelectric Turbine |  |  | BONNY EAGLE/W. BUXTON | MAINE | .Z.MAINE | ME | 15.599 | 17.5 | n/a | 0
348 | Existing | Generator | Water at a Conventional Hydroelectric Turbine |  |  | BOOT MILLS | REST OF POOL | .Z.WCMASS | MA | 20 | 20 | n/a | 0
590 | Existing | Generator | Wood/Wood Waste Solids |  |  | BORALEX STRATTON ENERGY | MAINE | .Z.MAINE | ME | 45.024 | 44.363 | n/a | 0
11391 | Existing | Demand |  | Real-Time Emergency Generation Resource | Emergency Generation | Boston Pre-Release Ctr | REST OF POOL | .Z.SEMASS | MA | 0.247 | 0.247 | n/a | 0
1807 | Existing | Demand |  | Real-Time Demand Response Resource | Demand Response | Bouffard Metal Goods | REST OF POOL | .Z.CONNECTICUT | CT | 0.247 | 0.247 | n/a | 0
11473 | Existing | Demand |  | Real-Time Emergency Generation Resource | Emergency Generation | Bourdon Forge Co. | REST OF POOL | .Z.CONNECTICUT | CT | 0.123 | 0.123 | n/a | 0
10941 | Existing | Demand |  | Real-Time Emergency Generation Resource | Emergency Generation | Bozzuto's | REST OF POOL | .Z.CONNECTICUT | CT | 1.254 | 1.254 | n/a | 0
12387 | Existing | Demand |  | Real-Time Demand Response Resource | Demand Response | Bradford Industries | REST OF POOL | .Z.WCMASS | MA | 0.473 | 0.473 | n/a | 0
10764 | Existing | Demand |  | Real-Time Emergency Generation Resource | Emergency Generation | Bradley Memorial Hospital I | REST OF POOL | .Z.CONNECTICUT | CT | 0.267 | 0.267 | n/a | 0
10765 | Existing | Demand |  | Real-Time Emergency Generation Resource | Emergency Generation | Bradley Memorial Hospital II | REST OF POOL | .Z.CONNECTICUT | CT | 0.314 | 0.314 | n/a | 0
355 | Existing | Generator | Jet Fuel |  |  | BRANFORD 10 | REST OF POOL | .Z.CONNECTICUT | CT | 16.007 | 21.117 | n/a | 0
12048 | Existing | Demand |  | Real-Time Emergency Generation Resource | Emergency Generation | Branford Hills Convalescent | REST OF POOL | .Z.CONNECTICUT | CT | 0.189 | 0.189 | n/a | 0
10337 | Existing | Demand |  | Real-Time Demand Response Resource | Demand Response | Branson Ultrasonic, Inc - Copy | REST OF POOL | .Z.CONNECTICUT | CT | 0.123 | 0.123 | n/a | 0
1113 | Existing | Intermittent | Water at a Conventional Hydroelectric Turbine |  |  | BRASSUA HYDRO | MAINE | .Z.MAINE | ME | 1.391 | 2.769 | n/a | 0
11154 | Existing | Intermittent | Landfill Gas |  |  | BRATTLEBORO LANDFILL | REST OF POOL | .Z.VERMONT | VT | 0.25 | 0.242 | n/a | 0.242
354 | Existing | Generator | Distillate Fuel Oil. Including Diesel, No. 1 |  |  | BRAYTON DIESELS 1-4 | REST OF POOL | .Z.SEMASS | MA | 7.525 | 7.406 | n/a | 0
350 | Existing | Generator | Anthracite Coal and Bituminous Coal |  |  | BRAYTON PT 1 | REST OF POOL | .Z.SEMASS | MA | 243.455 | 252.789 | n/a | 0
351 | Existing | Generator | Anthracite Coal and Bituminous Coal |  |  | BRAYTON PT 2 | REST OF POOL | .Z.SEMASS | MA | 244 | 249.331 | n/a | 0
352 | Existing | Generator | Anthracite Coal and Bituminous Coal |  |  | BRAYTON PT 3 | REST OF POOL | .Z.SEMASS | MA | 612 | 633 | n/a | 0
353 | Existing | Generator | Residual Fuel Oil No. 6 020 |  |  | BRAYTON PT 4 | REST OF POOL | .Z.SEMASS | MA | 435 | 445.52 | n/a | 0
860 | Existing | Intermittent | Water at a Conventional Hydroelectric Turbine |  |  | BRIAR HYDRO | REST OF POOL | .Z.NEWHAMPSHIRE | NH | 1.221 | 3.816 | n/a | 0
11679 | Existing | Demand |  | Real-Time Demand Response Resource | Demand Response | Bridgeport Annex | REST OF POOL | .Z.CONNECTICUT | CT | 0.247 | 0.242 | n/a | 0
11677 | Existing | Demand |  | Real-Time Demand Response Resource | Demand Response | Bridgeport City Hall | REST OF POOL | .Z.CONNECTICUT | CT | 0.247 | 0.242 | n/a | 0
1032 | Existing | Generator | Natural Gas |  |  | BRIDGEPORT ENERGY 1 | REST OF POOL | .Z.CONNECTICUT | CT | 447.876 | 528.792 | n/a | 0
12503 | New | Generator | Natural Gas |  |  | Bridgeport Energy II | REST OF POOL | .Z.CONNECTICUT | CT | 300.9 | 351.9 | NO | 0
11678 | Existing | Demand |  | Real-Time Emergency Generation Resource | Emergency Generation | Bridgeport Fire Dept. | REST OF POOL | .Z.CONNECTICUT | CT | 0.164 | 0.16 | n/a | 0
11605 | Existing | Demand |  | Real-Time Demand Response Resource | Demand Response | Bridgeport Fittings | REST OF POOL | .Z.CONNECTICUT | CT | 0.302 | 0.296 | n/a | 0
12550 | New | Generator | Natural Gas |  |  | Bridgeport Fuel Cell Park | REST OF POOL | .Z.CONNECTICUT | CT | 14.3 | 14.3 | YES | 0
339 | Existing | Generator | Residual Fuel Oil No. 6 020 |  |  | BRIDGEPORT HARBOR 2 | REST OF POOL | .Z.CONNECTICUT | CT | 130.495 | 147.74 | n/a | 0
340 | Existing | Generator | Anthracite Coal and Bituminous Coal |  |  | BRIDGEPORT HARBOR 3 | REST OF POOL | .Z.CONNECTICUT | CT | 372.205 | 370.368 | n/a | 0
341 | Existing | Generator | Jet Fuel |  |  | BRIDGEPORT HARBOR 4 | REST OF POOL | .Z.CONNECTICUT | CT | 9.918 | 14.718 | n/a | 0
12075 | Existing | Demand |  | Real-Time Demand Response Resource | Demand Response | Bridgeport Innovation Center | REST OF POOL | .Z.CONNECTICUT | CT | 0.119 | 0.119 | n/a | 0
349 | Existing | Intermittent | Wood/Wood Waste Solids |  |  | BRIDGEPORT RESCO | REST OF POOL | .Z.CONNECTICUT | CT | 58.899 | 59.463 | n/a | 0
10617 | Existing | Demand |  | Real-Time Emergency Generation Resource | Emergency Generation | Bridgeport WPCA | REST OF POOL | .Z.CONNECTICUT | CT | 2.357 | 2.31 | n/a | 0
357 | Existing | Intermittent | Wood/Wood Waste Solids |  |  | BRIDGEWATER | REST OF POOL | .Z.NEWHAMPSHIRE | NH | 15.398 | 15.533 | n/a | 0
11380 | Existing | Demand |  | Real-Time Emergency Generation Resource | Emergency Generation | Bridgewater Admin | REST OF POOL | .Z.SEMASS | MA | 1.358 | 1.358 | n/a | 0
12749 | New | Demand |  | On-Peak Demand Resource | Distributed Generation | Bridgewater Correctional Complex Cogeneration | REST OF POOL | .Z.SEMASS | MA | 1.613 | 1.613 | YES | 0
1643 | Existing | Demand |  | Real-Time Emergency Generation Resource | Emergency Generation | Bristol Hospital | REST OF POOL | .Z.CONNECTICUT | CT | 1.676 | 1.676 | n/a | 0
1837 | Existing | Demand |  | Real-Time Demand Response Resource | Demand Response | Bristol Inc. | REST OF POOL | .Z.CONNECTICUT | CT | 0.555 | 0.555 | n/a | 0
356 | Existing | Intermittent | Municipal Solid Waste |  |  | BRISTOL REFUSE | REST OF POOL | .Z.CONNECTICUT | CT | 13.517 | 13.572 | n/a | 0
10496 | Existing | Demand |  | Real-Time Demand Response Resource | Demand Response | Bristol-Myers Squibb Company | REST OF POOL | .Z.CONNECTICUT | CT | 3.871 | 0.741 | n/a | 0
12023 | Existing | Demand |  | Real-Time Emergency Generation Resource | Emergency Generation | Bristol-Myers Squibb Generator | REST OF POOL | .Z.CONNECTICUT | CT | 4.79 | 4.79 | n/a | 0
11925 | Existing | Intermittent | Solar |  |  | BROCKTON BRIGHTFIELDS | REST OF POOL | .Z.SEMASS | MA | 0 | 0 | n/a | 0
12130 | Existing | Demand |  | Real-Time Emergency Generation Resource | Emergency Generation | Brockton Waste Water TICAP | REST OF POOL | .Z.NEMASSBOST | MA | 0.667 | 0.667 | n/a | 0
12129 | Existing | Demand |  | Real-Time Emergency Generation Resource | Emergency Generation | Brockton WTP TICAP | REST OF POOL | .Z.NEMASSBOST | MA | 0.667 | 0.667 | n/a | 0
2439 | Existing | Intermittent | Water at a Conventional Hydroelectric Turbine |  |  | BROCKWAY MILLS U5 | REST OF POOL | .Z.VERMONT | VT | 0.089 | 0.233 | n/a | 0
11991 | Existing | Demand |  | Real-Time Emergency Generation Resource | Emergency Generation | Brook Hollow Health Care | REST OF POOL | .Z.CONNECTICUT | CT | 0.284 | 0.284 | n/a | 0
2281 | Existing | Intermittent | Water at a Conventional Hydroelectric Turbine |  |  | BROWNS MILL HYDRO | MAINE | .Z.MAINE | ME | 0.193 | 0.559 | n/a | 0
358 | Existing | Intermittent | Water at a Conventional Hydroelectric Turbine |  |  | BRUNSWICK | MAINE | .Z.MAINE | ME | 7.336 | 14.696 | n/a | 0
11322 | Existing | Demand |  | Real-Time Emergency Generation Resource | Emergency Generation | Brunswick Sewer District | MAINE | .Z.MAINE | ME | 0.151 | 0.185 | n/a | 0
10473 | Existing | Demand |  | Real-Time Demand Response Resource | Demand Response | Buckeye Pipeline | REST OF POOL | .Z.CONNECTICUT | CT | 0.411 | 0.402 | n/a | 0
11623 | Existing | Demand |  | Real-Time Demand Response Resource | Demand Response | Bucks La Favorita | REST OF POOL | .Z.CONNECTICUT | CT | 0.128 | 0.126 | n/a | 0
1288 | Existing | Generator | Natural Gas |  |  | BUCKSPORT ENERGY 4 | MAINE | .Z.MAINE | ME | 157.053 | 183.6 | n/a | 0
12141 | Existing | Demand |  | Real-Time Emergency Generation Resource | Emergency Generation | Building & Land Technology | REST OF POOL | .Z.CONNECTICUT | CT | 0.247 | 0.247 | n/a | 0
362 | Existing | Intermittent | Water at a Conventional Hydroelectric Turbine |  |  | BULLS BRIDGE | REST OF POOL | .Z.CONNECTICUT | CT | 3.164 | 6.256 | n/a | 0
1024 | Existing | Generator | Distillate Fuel Oil. Including Diesel, No. 2 |  |  | BUNKER RD #1 DIESEL | REST OF POOL | .Z.SEMASS | MA | 0 | 0 | n/a | 0
1028 | Existing | Generator | Distillate Fuel Oil. Including Diesel, No. 2 |  |  | BUNKER RD #12 GAS TURB | REST OF POOL | .Z.SEMASS | MA | 3 | 3.7 | n/a | 0
1029 | Existing | Generator | Distillate Fuel Oil. Including Diesel, No. 2 |  |  | BUNKER RD #13 GAS TURB | REST OF POOL | .Z.SEMASS | MA | 3 | 3.7 | n/a | 0
1025 | Existing | Generator | Distillate Fuel Oil. Including Diesel, No. 2 |  |  | BUNKER RD #2 DIESEL | REST OF POOL | .Z.SEMASS | MA | 0 | 0 | n/a | 0
1026 | Existing | Generator | Distillate Fuel Oil. Including Diesel, No. 2 |  |  | BUNKER RD #3 DIESEL | REST OF POOL | .Z.SEMASS | MA | 0 | 0 | n/a | 0
1027 | Existing | Generator | Distillate Fuel Oil. Including Diesel, No. 2 |  |  | BUNKER RD #4 DIESEL | REST OF POOL | .Z.SEMASS | MA | 0 | 0 | n/a | 0
12822 | New | Demand |  | On-Peak Demand Resource | Energy Efficiency | Burlington Electric Department - On-Peak Efficiency | REST OF POOL | .Z.VERMONT | VT | 3.105 | 3.866 | NO | 0
363 | Existing | Generator | Distillate Fuel Oil. Including Diesel, No. 2 |  |  | BURLINGTON GT | REST OF POOL | .Z.VERMONT | VT | 19.71 | 22.96 | n/a | 19.71
12224 | Existing | Demand |  | Real-Time Emergency Generation Resource | Emergency Generation | BW Bishop & Sons | REST OF POOL | .Z.CONNECTICUT | CT | 0.21 | 0.21 | n/a | 0
12183 | Existing | Demand |  | Real-Time Emergency Generation Resource | Emergency Generation | C&S Distributors | REST OF POOL | .Z.CONNECTICUT | CT | 0.123 | 0.123 | n/a | 0
11117 | Existing | Demand |  | Real-Time Emergency Generation Resource | Emergency Generation | Cablevision - Bridgeport | REST OF POOL | .Z.CONNECTICUT | CT | 0.105 | 0.105 | n/a | 0
11103 | Existing | Demand |  | Real-Time Emergency Generation Resource | Emergency Generation | Cablevision - Milford | REST OF POOL | .Z.CONNECTICUT | CT | 0.091 | 0.091 | n/a | 0
11115 | Existing | Demand |  | Real-Time Emergency Generation Resource | Emergency Generation | Cablevision - Norwalk House | REST OF POOL | .Z.CONNECTICUT | CT | 0.218 | 0.218 | n/a | 0
11116 | Existing | Demand |  | Real-Time Emergency Generation Resource | Emergency Generation | Cablevision - Norwalk System | REST OF POOL | .Z.CONNECTICUT | CT | 0.411 | 0.411 | n/a | 0
11118 | Existing | Demand |  | Real-Time Emergency Generation Resource | Emergency Generation | Cablevision - Stamford | REST OF POOL | .Z.CONNECTICUT | CT | 0.075 | 0.075 | n/a | 0
12175 | Existing | Demand |  | Real-Time Emergency Generation Resource | Emergency Generation | Cablevision - Stratford | REST OF POOL | .Z.CONNECTICUT | CT | 0.189 | 0.189 | n/a | 0
11628 | Existing | Demand |  | Real-Time Emergency Generation Resource | Emergency Generation | Cabot Addison 1 | REST OF POOL | .Z.CONNECTICUT | CT | 1.234 | 1.234 | n/a | 0
12143 | Existing | Demand |  | Real-Time Emergency Generation Resource | Emergency Generation | Cabot Addison 2 | REST OF POOL | .Z.CONNECTICUT | CT | 1.852 | 1.852 | n/a | 0
13544 | Existing | Demand |  | Real-Time Demand Response Resource | Demand Response | Cabot Creamery Cooperative | REST OF POOL | .Z.VERMONT | VT | 0.648 | 0.648 | n/a | 0
766 | Existing | Generator | Water at a Conventional Hydroelectric Turbine |  |  | CABOT/TURNERS FALLS | REST OF POOL | .Z.WCMASS | MA | 68.2 | 68.2 | n/a | 0
10551 | Existing | Demand |  | Real-Time Emergency Generation Resource | Emergency Generation | Cadbury Schweppes | REST OF POOL | .Z.CONNECTICUT | CT | 0.648 | 0.636 | n/a | 0
1165 | Existing | Intermittent | Water at a Conventional Hydroelectric Turbine |  |  | CADYS FALLS | REST OF POOL | .Z.VERMONT | VT | 0.26 | 0.402 | n/a | 0.26
12597 | New | Demand |  | Critical Peak Demand Resource | Load Management | Cambridge Energy Alliance | REST OF POOL | .Z.NEMASSBOST | MA | 10.369 | 10.369 | NO | 0
12598 | New | Demand |  | On-Peak Demand Resource | Energy Efficiency | Cambridge Energy Alliance | REST OF POOL | .Z.NEMASSBOST | MA | 10.369 | 10.369 | NO | 0
11741 | Existing | Demand |  | Real-Time Emergency Generation Resource | Emergency Generation | Cambridge Manor | REST OF POOL | .Z.CONNECTICUT | CT | 0.238 | 0.233 | n/a | 0
910 | Existing | Intermittent | Water at a Conventional Hydroelectric Turbine |  |  | CAMPTON DAM | REST OF POOL | .Z.NEWHAMPSHIRE | NH | 0.098 | 0.233 | n/a | 0
861 | Existing | Intermittent | Water at a Conventional Hydroelectric Turbine |  |  | CANAAN | REST OF POOL | .Z.NEWHAMPSHIRE | NH | 0.804 | 0.969 | n/a | 0
365 | Existing | Generator | Residual Fuel Oil No. 6 020 |  |  | CANAL 1 | REST OF POOL | .Z.SEMASS | MA | 558.67 | 564.41 | n/a | 0
366 | Existing | Generator | Residual Fuel Oil No. 6 020 |  |  | CANAL 2 | REST OF POOL | .Z.SEMASS | MA | 553 | 562 | n/a | 0
11726 | Existing | Demand |  | Real-Time Emergency Generation Resource | Emergency Generation | Candid Corporation | REST OF POOL | .Z.CONNECTICUT | CT | 0.148 | 0.146 | n/a | 0
11725 | Existing | Demand |  | Real-Time Emergency Generation Resource | Emergency Generation | Candid Group | REST OF POOL | .Z.CONNECTICUT | CT | 0.257 | 0.252 | n/a | 0
367 | Existing | Generator | Distillate Fuel Oil. Including Diesel, No. 2 |  |  | CAPE GT 4 | MAINE | .Z.MAINE | ME | 12.98 | 17.06 | n/a | 0
368 | Existing | Generator | Distillate Fuel Oil. Including Diesel, No. 2 |  |  | CAPE GT 5 | MAINE | .Z.MAINE | ME | 16.027 | 20.562 | n/a | 0
12705 | New | Demand |  | On-Peak Demand Resource | Energy Efficiency | Cape Light Compact Energy Efficiency Portfolio | REST OF POOL | .Z.SEMASS | MA | 11.8 | 13.063 | NO | 0
12350 | Existing | Demand |  | Real-Time Demand Response Resource | Demand Response | Cape Pond Ice Co. | REST OF POOL | .Z.NEMASSBOST | MA | 0.473 | 0.473 | n/a | 0
12284 | Existing | Demand |  | Real-Time Demand Response Resource | Demand Response | Capewell S.Windsor n Cromwell | REST OF POOL | .Z.CONNECTICUT | CT | 0.142 | 0.142 | n/a | 0
12252 | Existing | Demand |  | Critical Peak Demand Resource | Load Management | Capstan Atlantic | REST OF POOL | .Z.SEMASS | MA | 0.802 | 0.802 | n/a | 0
11905 | Existing | Demand |  | Real-Time Emergency Generation Resource | Emergency Generation | Carling Technologies | REST OF POOL | .Z.CONNECTICUT | CT | 0.259 | 0.259 | n/a | 0
815 | Existing | Intermittent | Water at a Conventional Hydroelectric Turbine |  |  | CARVER FALLS | REST OF POOL | .Z.VERMONT | VT | 0.421 | 1.302 | n/a | 0
1122 | Existing | Intermittent | Water at a Conventional Hydroelectric Turbine |  |  | CASCADE-DIAMOND-QF | REST OF POOL | .Z.WCMASS | MA | 0.097 | 0.333 | n/a | 0
12140 | Existing | Demand |  | Real-Time Demand Response Resource | Demand Response | Cascades Auburn | MAINE | .Z.MAINE | ME | 4.222 | 4.222 | n/a | 0
11854 | Existing | Demand |  | Real-Time Demand Response Resource | Demand Response | Cascades CT | REST OF POOL | .Z.CONNECTICUT | CT | 3.333 | 3.333 | n/a | 0
369 | Existing | Generator | Water at a Conventional Hydroelectric Turbine |  |  | CATARACT EAST | MAINE | .Z.MAINE | ME | 7.454 | 8 | n/a | 0
816 | Existing | Intermittent | Water at a Conventional Hydroelectric Turbine |  |  | CAVENDISH | REST OF POOL | .Z.VERMONT | VT | 0.293 | 0.929 | n/a | 0
324 | Existing | Generator | Natural Gas |  |  | CDECCA | REST OF POOL | .Z.CONNECTICUT | CT | 55.254 | 61.334 | n/a | 0
789 | Existing | Intermittent | Water at a Conventional Hydroelectric Turbine |  |  | CEC 002 PAWTUCKET U5 | REST OF POOL | .Z.RHODEISLAND | RI | 0.311 | 0.632 | n/a | 0
797 | Existing | Intermittent | Water at a Conventional Hydroelectric Turbine |  |  | CEC 003 WYRE WYND U5 | REST OF POOL | .Z.CONNECTICUT | CT | 0.685 | 1.812 | n/a | 0
807 | Existing | Intermittent | Water at a Conventional Hydroelectric Turbine |  |  | CEC 004 DAYVILLE POND U5 | REST OF POOL | .Z.CONNECTICUT | CT | 0 | 0.071 | n/a | 0
12174 | Existing | Demand |  | Real-Time Emergency Generation Resource | Emergency Generation | Cedar Lane Rehab and Health Ce | REST OF POOL | .Z.CONNECTICUT | CT | 0.189 | 0.189 | n/a | 0
11301 | Existing | Demand |  | Real-Time Emergency Generation Resource | Emergency Generation | CELD Main Office | REST OF POOL | .Z.WCMASS | MA | 0.074 | 0.37 | n/a | 0
10401 | Existing | Intermittent | Water at a Conventional Hydroelectric Turbine |  |  | CELLEY MILL U5 | REST OF POOL | .Z.NEWHAMPSHIRE | NH | 0.012 | 0.086 | n/a | 0
11770 | Existing | Demand |  | Real-Time Demand Response Resource | Demand Response | Cellutissue Corporation 1 | REST OF POOL | .Z.CONNECTICUT | CT | 2.592 | 2.592 | n/a | 0
792 | Existing | Intermittent | Water at a Conventional Hydroelectric Turbine |  |  | CENTENNIAL HYDRO | REST OF POOL | .Z.WCMASS | MA | 0.222 | 0.564 | n/a | 0.222
832 | Existing | Intermittent | Water at a Conventional Hydroelectric Turbine |  |  | CENTER RUTLAND | REST OF POOL | .Z.VERMONT | VT | 0 | 0.05 | n/a | 0
12212 | Existing | Demand |  | Real-Time Emergency Generation Resource | Emergency Generation | Central CT Co-Op | REST OF POOL | .Z.CONNECTICUT | CT | 0.741 | 0.741 | n/a | 0
12132 | Existing | Demand |  | Real-Time Emergency Generation Resource | Emergency Generation | Cersosimo Lumber Company TICAP | REST OF POOL | .Z.VERMONT | VT | 0.389 | 0.389 | n/a | 0
914 | Existing | Intermittent | Water at a Conventional Hydroelectric Turbine |  |  | CHAMBERLAIN FALLS | REST OF POOL | .Z.NEWHAMPSHIRE | NH | 0 | 0.033 | n/a | 0
1108 | Existing | Intermittent | Wood/Wood Waste Solids |  |  | CHAMPION | MAINE | .Z.MAINE | ME | 32.7 | 32.7 | n/a | 0
1642 | Existing | Demand |  | #N/A | #N/A | Chef Fresh Foods | REST OF POOL | .Z.CONNECTICUT | #N/A | 0.238 | 0.238 | n/a | 0
12254 | Existing | Demand |  | Real-Time Emergency Generation Resource | Emergency Generation | Chelsea Place Care Center | REST OF POOL | .Z.CONNECTICUT | CT | 0.189 | 0.189 | n/a | 0
862 | Existing | Generator | Water at a Conventional Hydroelectric Turbine |  |  | CHEMICAL | REST OF POOL | .Z.WCMASS | MA | 1.6 | 1.6 | n/a | 1.6
10926 | Existing | Demand |  | Real-Time Emergency Generation Resource | Emergency Generation | Chemtura Corporation | REST OF POOL | .Z.CONNECTICUT | CT | 0.772 | 0.772 | n/a | 0
2468 | Existing | Generator | Distillate Fuel Oil. Including Diesel, No. 2 |  |  | CHERRY 10 | REST OF POOL | .Z.WCMASS | MA | 2.1 | 2.1 | n/a | 2.1
2469 | Existing | Generator | Distillate Fuel Oil. Including Diesel, No. 2 |  |  | CHERRY 11 | REST OF POOL | .Z.WCMASS | MA | 2.1 | 2.1 | n/a | 2.1
2470 | Existing | Generator | Distillate Fuel Oil. Including Diesel, No. 2 |  |  | CHERRY 12 | REST OF POOL | .Z.WCMASS | MA | 5 | 5 | n/a | 5
2466 | Existing | Generator | Distillate Fuel Oil. Including Diesel, No. 2 |  |  | CHERRY 7 | REST OF POOL | .Z.WCMASS | MA | 3.2 | 3.2 | n/a | 3.2
2467 | Existing | Generator | Distillate Fuel Oil. Including Diesel, No. 2 |  |  | CHERRY 8 | REST OF POOL | .Z.WCMASS | MA | 3.4 | 3.4 | n/a | 3.4
10920 | Existing | Demand |  | Real-Time Emergency Generation Resource | Emergency Generation | Cheshire Water Pollution Contr | REST OF POOL | .Z.CONNECTICUT | CT | 0.37 | 0.37 | n/a | 0
1050 | Existing | Intermittent | Water at a Conventional Hydroelectric Turbine |  |  | CHICOPEE HYDRO | REST OF POOL | .Z.WCMASS | MA | 0.616 | 1.193 | n/a | 0
887 | Existing | Intermittent | Water at a Conventional Hydroelectric Turbine |  |  | CHINA MILLS DAM | REST OF POOL | .Z.NEWHAMPSHIRE | NH | 0.006 | 0.515 | n/a | 0
2424 | Existing | Generator | Purchased Steam |  |  | CITIZENS BLOCK LOAD | REST OF POOL | .Z.VERMONT | VT | 60 | 60 | n/a | 25.692
10106 | Existing | Demand |  | Real-Time Demand Response Resource | Demand Response | Citizens Group A | REST OF POOL | .Z.VERMONT | VT | 5.786 | 7.265 | n/a | 0
10690 | Existing | Demand |  | Real-Time Emergency Generation Resource | Emergency Generation | City Line Distributing | REST OF POOL | .Z.CONNECTICUT | CT | 0.606 | 0.594 | n/a | 0
11256 | Existing | Demand |  | Real-Time Emergency Generation Resource | Emergency Generation | City of Attleboro | REST OF POOL | .Z.SEMASS | MA | 0.555 | 0.555 | n/a | 0
12021 | Existing | Demand |  | Real-Time Emergency Generation Resource | Emergency Generation | City of Bristol | REST OF POOL | .Z.CONNECTICUT | CT | 0.772 | 0.772 | n/a | 0
10724 | Existing | Demand |  | Real-Time Emergency Generation Resource | Emergency Generation | City of Danbury DPU - Beaver B | REST OF POOL | .Z.CONNECTICUT | CT | 0.032 | 0.032 | n/a | 0
10723 | Existing | Demand |  | Real-Time Emergency Generation Resource | Emergency Generation | City Of Danbury DPU - Margerie | REST OF POOL | .Z.CONNECTICUT | CT | 0.069 | 0.069 | n/a | 0
10722 | Existing | Demand |  | Real-Time Emergency Generation Resource | Emergency Generation | City of Danbury DPU - West Lak | REST OF POOL | .Z.CONNECTICUT | CT | 0.164 | 0.164 | n/a | 0
10725 | Existing | Demand |  | Real-Time Emergency Generation Resource | Emergency Generation | City of Danbury DPU - WPCP | REST OF POOL | .Z.CONNECTICUT | CT | 0.616 | 0.616 | n/a | 0
11909 | Existing | Demand |  | Real-Time Demand Response Resource | Demand Response | City of New Haven BOE | REST OF POOL | .Z.CONNECTICUT | CT | 2.361 | 2.361 | n/a | 0
10721 | Existing | Demand |  | Real-Time Emergency Generation Resource | Emergency Generation | City of Norwalk FTD - Norwalk | REST OF POOL | .Z.CONNECTICUT | CT | 0.294 | 0.294 | n/a | 0
10720 | Existing | Demand |  | Real-Time Emergency Generation Resource | Emergency Generation | City of Norwalk FTD New Canaan | REST OF POOL | .Z.CONNECTICUT | CT | 0.186 | 0.186 | n/a | 0
10502 | Existing | Demand |  | Real-Time Demand Response Resource | Demand Response | City of Norwalk Waste Water Tr | REST OF POOL | .Z.CONNECTICUT | CT | 0.452 | 0.923 | n/a | 0
10500 | Existing | Demand |  | Real-Time Demand Response Resource | Demand Response | CIty of Norwalk, City Hall | REST OF POOL | .Z.CONNECTICUT | CT | 0.185 | 0.246 | n/a | 0
10501 | Existing | Demand |  | Real-Time Emergency Generation Resource | Emergency Generation | City of Norwalk, Public Works | REST OF POOL | .Z.CONNECTICUT | CT | 0.11 | 0.123 | n/a | 0
12267 | Existing | Demand |  | Real-Time Emergency Generation Resource | Emergency Generation | City of Stamford - Smith House | REST OF POOL | .Z.CONNECTICUT | CT | 0.236 | 0.236 | n/a | 0
10484 | Existing | Demand |  | Real-Time Emergency Generation Resource | Emergency Generation | City of Stamford_Hwy Dept | REST OF POOL | .Z.CONNECTICUT | CT | 0.068 | 0.068 | n/a | 0
13476 | Existing | Demand |  | Real-Time Emergency Generation Resource | Emergency Generation | City of Torrington | REST OF POOL | .Z.CONNECTICUT | CT | 0.154 | 0.154 | n/a | 0
11714 | Existing | Demand |  | Real-Time Emergency Generation Resource | Emergency Generation | City of West Haven - Police | REST OF POOL | .Z.CONNECTICUT | CT | 0.286 | 0.28 | n/a | 0
12580 | New | Demand |  | Real-Time Demand Response Resource | Demand Response | CL&P - Conservation & Load Management (CL&M) - Demand Response Project | REST OF POOL | .Z.CONNECTICUT | CT | 17.282 | 17.282 | YES | 0
12581 | New | Demand |  | Seasonal Peak Demand Resource | Energy Efficiency | CL&P - Conservation & Load Management (CL&M) - Energy Efficiency Project | REST OF POOL | .Z.CONNECTICUT | CT | 99.866 | 102.582 | YES | 0
12582 | New | Demand |  | Real-Time Emergency Generation Resource | Emergency Generation | CL&P - Conservation & Load Management (CL&M) - Real-Time Emer Gen Project | REST OF POOL | .Z.CONNECTICUT | CT | 22.22 | 22.22 | YES | 0
9100 | Existing | Demand |  | On-Peak Demand Resource | Energy Efficiency | CL&P Connecticut Portfolio | REST OF POOL | .Z.CONNECTICUT | CT | 33.462 | 43.902 | n/a | 0
9127 | Existing | Demand |  | On-Peak Demand Resource | Energy Efficiency | CL&P CT Portfolio - 2007 | REST OF POOL | .Z.CONNECTICUT | CT | 5.843 | 12.869 | n/a | 0
9115 | Existing | Demand |  | On-Peak Demand Resource | Distributed Generation | CL&P Dist Gen 2007 | REST OF POOL | .Z.CONNECTICUT | CT | 0.335 | 0.335 | n/a | 0
12583 | New | Demand |  | On-Peak Demand Resource | Distributed Generation | CL&P Distributed Generation FCM 2010 | REST OF POOL | .Z.CONNECTICUT | CT | 17.091 | 17.091 | YES | 0
376 | Existing | Generator | Residual Fuel Oil No. 6 020 |  |  | CLEARY 8 | REST OF POOL | .Z.SEMASS | MA | 26 | 26 | n/a | 26
375 | Existing | Generator | Residual Fuel Oil No. 6 020 |  |  | CLEARY 9/9A CC | REST OF POOL | .Z.SEMASS | MA | 104.931 | 109.966 | n/a | 89.852
12210 | Existing | Demand |  | Real-Time Demand Response Resource | Demand Response | Cleary Millwork Corp | REST OF POOL | .Z.CONNECTICUT | CT | 0.095 | 0.095 | n/a | 0
863 | Existing | Intermittent | Water at a Conventional Hydroelectric Turbine |  |  | CLEMENT DAM | REST OF POOL | .Z.NEWHAMPSHIRE | NH | 1.115 | 1.802 | n/a | 0
9103 | Existing | Demand |  | Seasonal Peak Demand Resource | Energy Efficiency | CLM C&I Energy Efficiency | REST OF POOL | .Z.CONNECTICUT | CT | 3.938 | 3.938 | n/a | 0
9102 | Existing | Demand |  | Seasonal Peak Demand Resource | Energy Efficiency | CLM Residential Energy Effic | REST OF POOL | .Z.CONNECTICUT | CT | 4.414 | 4.414 | n/a | 0
11051 | Existing | Demand |  | Real-Time Demand Response Resource | Demand Response | Cly Del Manufacturing | REST OF POOL | .Z.CONNECTICUT | CT | 0.247 | 0.247 | n/a | 0
12528 | New | Generator | Distillate Fuel Oil. Including Diesel, No. 2 |  |  | CMEEC CAT Diesel | REST OF POOL | .Z.CONNECTICUT | CT | 1.9 | 2 | YES | 0
12526 | New | Generator | Natural Gas |  |  | CMEEC Gas Turbine | REST OF POOL | .Z.CONNECTICUT | CT | 75 | 87 | YES | 0
379 | Existing | Generator | Water at a Conventional Hydroelectric Turbine |  |  | COBBLE MOUNTAIN | REST OF POOL | .Z.WCMASS | MA | 30.862 | 30.603 | n/a | 22.374
886 | Existing | Intermittent | Water at a Conventional Hydroelectric Turbine |  |  | COCHECO FALLS | REST OF POOL | .Z.NEWHAMPSHIRE | NH | 0.171 | 0.549 | n/a | 0
11987 | Existing | Demand |  | Real-Time Demand Response Resource | Demand Response | Coldform | REST OF POOL | .Z.CONNECTICUT | CT | 0.189 | 0.189 | n/a | 0
798 | Existing | Intermittent | Water at a Conventional Hydroelectric Turbine |  |  | COLEBROOK | REST OF POOL | .Z.CONNECTICUT | CT | 0.891 | 1.012 | n/a | 0
1049 | Existing | Intermittent | Water at a Conventional Hydroelectric Turbine |  |  | COLLINS HYDRO | REST OF POOL | .Z.WCMASS | MA | 0.286 | 0.846 | n/a | 0
12084 | Existing | Demand |  | Real-Time Emergency Generation Resource | Emergency Generation | Combustion Engineering | REST OF POOL | .Z.CONNECTICUT | CT | 0.309 | 0.309 | n/a | 0
380 | Existing | Generator | Water at a Conventional Hydroelectric Turbine |  |  | COMERFORD | REST OF POOL | .Z.NEWHAMPSHIRE | NH | 161.432 | 162.344 | n/a | 0
380 | New | Generator | Water at a Conventional Hydroelectric Turbine |  |  | COMERFORD | REST OF POOL | .Z.NEWHAMPSHIRE | NH | 7.868 | 7.956 | YES | 0
9109 | Existing | Demand |  | On-Peak Demand Resource | Energy Efficiency | Commercial Energy Efficiency | REST OF POOL | .Z.VERMONT | VT | 0.175 | 0.175 | n/a | 0
1044 | Existing | Generator | Distillate Fuel Oil. Including Diesel, No. 2 |  |  | COMMERCIAL ST 2 | REST OF POOL | .Z.NEMASSBOST | MA | 1 | 1 | n/a | 1
834 | Existing | Intermittent | Water at a Conventional Hydroelectric Turbine |  |  | COMPTU FALLS | REST OF POOL | .Z.VERMONT | VT | 0.145 | 0.398 | n/a | 0.066
10596 | Existing | Demand |  | Real-Time Demand Response Resource | Demand Response | Comverge 1 | REST OF POOL | .Z.CONNECTICUT | CT | 19.375 | 0 | n/a | 0
11163 | Existing | Demand |  | Real-Time Demand Response Resource | Demand Response | Comverge 1- Ag Center | REST OF POOL | .Z.CONNECTICUT | CT | 0.123 | 0 | n/a | 0
11748 | Existing | Demand |  | Real-Time Demand Response Resource | Demand Response | Comverge 1- Stamford CH | REST OF POOL | .Z.CONNECTICUT | CT | 1.692 | 0 | n/a | 0
10597 | Existing | Demand |  | Real-Time Demand Response Resource | Demand Response | Comverge 2 | REST OF POOL | .Z.CONNECTICUT | CT | 8.058 | 0 | n/a | 0
12695 | New | Demand |  | Critical Peak Demand Resource | Load Management | Comverge CoolSentry | REST OF POOL | .Z.CONNECTICUT | CT | 77.77 | 77.77 | NO | 0
973 | Existing | Generator | Wood/Wood Waste Solids |  |  | CONCORD STEAM | REST OF POOL | .Z.NEWHAMPSHIRE | NH | 1.074 | 1.074 | n/a | 0
12222 | Existing | Demand |  | Real-Time Demand Response Resource | Demand Response | Conn International Baccalureat | REST OF POOL | .Z.CONNECTICUT | CT | 0.136 | 0.136 | n/a | 0
11912 | Existing | Demand |  | Real-Time Emergency Generation Resource | Emergency Generation | Connecticare | REST OF POOL | .Z.CONNECTICUT | CT | 0.52 | 0.52 | n/a | 0
12150 | Existing | Demand |  | Real-Time Emergency Generation Resource | Emergency Generation | Connecticut Children's Medical | REST OF POOL | .Z.CONNECTICUT | CT | 0.851 | 0.851 | n/a | 0
1610 | Existing | Demand |  | Real-Time Demand Response Resource | Demand Response | Connecticut College | REST OF POOL | .Z.CONNECTICUT | CT | 0.71 | 0.71 | n/a | 0
10042 | Existing | Demand |  | Real-Time Demand Response Resource | Demand Response | Connecticut Freezers Inc. - 2 | REST OF POOL | .Z.CONNECTICUT | CT | 0.648 | 0.636 | n/a | 0
12584 | New | Demand |  | On-Peak Demand Resource | Energy Efficiency | Conservation and Load Management Program | REST OF POOL | .Z.CONNECTICUT | CT | 6.923 | 6.923 | YES | 0
12019 | Existing | Demand |  | Real-Time Demand Response Resource | Demand Response | Consolidated Industries | REST OF POOL | .Z.CONNECTICUT | CT | 0.247 | 0.247 | n/a | 0
11621 | Existing | Demand |  | Real-Time Demand Response Resource | Demand Response | Continental AFA- Bridgeport | REST OF POOL | .Z.CONNECTICUT | CT | 0.512 | 0.502 | n/a | 0
12159 | Existing | Demand |  | Real-Time Emergency Generation Resource | Emergency Generation | Cooley Dickinson Hospital | REST OF POOL | .Z.WCMASS | MA | 1.606 | 1.606 | n/a | 0
370 | Existing | Generator | Jet Fuel |  |  | COS COB 10 | REST OF POOL | .Z.CONNECTICUT | CT | 17.879 | 22.779 | n/a | 0
371 | Existing | Generator | Jet Fuel |  |  | COS COB 11 | REST OF POOL | .Z.CONNECTICUT | CT | 18.239 | 23.229 | n/a | 0
372 | Existing | Generator | Jet Fuel |  |  | COS COB 12 | REST OF POOL | .Z.CONNECTICUT | CT | 18.444 | 23.344 | n/a | 0
12524 | New | Generator | Natural Gas |  |  | Cos Cob 13&14 | REST OF POOL | .Z.CONNECTICUT | CT | 34 | 44 | YES | 0
11845 | Existing | Demand |  | Real-Time Demand Response Resource | Demand Response | Country Pure Foods | REST OF POOL | .Z.CONNECTICUT | CT | 0.494 | 0.494 | n/a | 0
12553 | New | Generator | Landfill Gas |  |  | Covanta Haverhill Landfill Gas Engine | REST OF POOL | .Z.NEMASSBOST | MA | 1.6 | 1.6 | YES | 0
11988 | Existing | Demand |  | Real-Time Emergency Generation Resource | Emergency Generation | Covenant Village | REST OF POOL | .Z.CONNECTICUT | CT | 0.284 | 0.284 | n/a | 0
10801 | Existing | Intermittent | Landfill Gas |  |  | COVENTRY CLEAN ENERGY | REST OF POOL | .Z.VERMONT | VT | 3.7 | 4.269 | n/a | 0
12323 | Existing | Intermittent | Landfill Gas |  |  | COVENTRY CLEAN ENERGY #4 | REST OF POOL | .Z.VERMONT | VT | 1.233 | 1.423 | n/a | 0
12779 | New | Demand |  | On-Peak Demand Resource | Energy Efficiency | CPLN CT On-Peak | REST OF POOL | .Z.CONNECTICUT | CT | 17.899 | 12.53 | NO | 0
12780 | New | Demand |  | Real-Time Demand Response Resource | Demand Response | CPLN CT RT-DR | REST OF POOL | .Z.CONNECTICUT | CT | 45.181 | 31.626 | NO | 0
12781 | New | Demand |  | Real-Time Emergency Generation Resource | Emergency Generation | CPLN CT RT-EG | REST OF POOL | .Z.CONNECTICUT | CT | 55.179 | 38.626 | YES | 0
12832 | New | Demand |  | On-Peak Demand Resource | Energy Efficiency | CPLN MA NEMA OP | REST OF POOL | .Z.NEMASSBOST | MA | 9.513 | 6.913 | NO | 0
12833 | New | Demand |  | Real-Time Demand Response Resource | Demand Response | CPLN MA NEMA RT-DR | REST OF POOL | .Z.NEMASSBOST | MA | 13.436 | 9.764 | NO | 0
12834 | New | Demand |  | Real-Time Emergency Generation Resource | Emergency Generation | CPLN MA NEMA RT-EG | REST OF POOL | .Z.NEMASSBOST | MA | 28.296 | 20.566 | YES | 0
12835 | New | Demand |  | On-Peak Demand Resource | Energy Efficiency | CPLN MA SEMA OP | REST OF POOL | .Z.SEMASS | MA | 7.407 | 5.185 | NO | 0
12836 | New | Demand |  | Real-Time Demand Response Resource | Demand Response | CPLN MA SEMA RT-DR | REST OF POOL | .Z.SEMASS | MA | 13.949 | 9.764 | NO | 0
12837 | New | Demand |  | Real-Time Emergency Generation Resource | Emergency Generation | CPLN MA SEMA RT-EG | REST OF POOL | .Z.SEMASS | MA | 17.035 | 11.925 | YES | 0
12838 | New | Demand |  | On-Peak Demand Resource | Energy Efficiency | CPLN MA WC OP | REST OF POOL | .Z.WCMASS | MA | 7.407 | 5.185 | NO | 0
12839 | New | Demand |  | Real-Time Demand Response Resource | Demand Response | CPLN MA WC RT-DR | REST OF POOL | .Z.WCMASS | MA | 15.801 | 11.061 | NO | 0
12840 | New | Demand |  | Real-Time Emergency Generation Resource | Emergency Generation | CPLN MA WC RT-EG | REST OF POOL | .Z.WCMASS | MA | 19.381 | 13.566 | YES | 0
12841 | New | Demand |  | On-Peak Demand Resource | Energy Efficiency | CPLN ME OP | MAINE | .Z.MAINE | ME | 2.345 | 1.642 | NO | 0
12807 | New | Demand |  | Real-Time Demand Response Resource | Demand Response | CPLN ME RT-DR | MAINE | .Z.MAINE | ME | 5.555 | 3.888 | NO | 0
12808 | New | Demand |  | Real-Time Emergency Generation Resource | Emergency Generation | CPLN ME RT-EG | MAINE | .Z.MAINE | ME | 5.555 | 3.888 | YES | 0
12842 | New | Demand |  | On-Peak Demand Resource | Energy Efficiency | CPLN NH OP | REST OF POOL | .Z.NEWHAMPSHIRE | NH | 2.345 | 1.642 | NO | 0
12809 | New | Demand |  | Real-Time Demand Response Resource | Demand Response | CPLN NH RT-DR | REST OF POOL | .Z.NEWHAMPSHIRE | NH | 7.407 | 5.185 | NO | 0
12810 | New | Demand |  | Real-Time Emergency Generation Resource | Emergency Generation | CPLN NH RT-EG | REST OF POOL | .Z.NEWHAMPSHIRE | NH | 7.407 | 5.185 | YES | 0
12843 | New | Demand |  | On-Peak Demand Resource | Energy Efficiency | CPLN RI OP | REST OF POOL | .Z.RHODEISLAND | RI | 2.345 | 1.642 | NO | 0
12811 | New | Demand |  | Real-Time Demand Response Resource | Demand Response | CPLN RI RT-DR | REST OF POOL | .Z.RHODEISLAND | RI | 11.11 | 7.777 | NO | 0
12812 | New | Demand |  | Real-Time Emergency Generation Resource | Emergency Generation | CPLN RI RT-EG | REST OF POOL | .Z.RHODEISLAND | RI | 11.11 | 7.777 | YES | 0
12844 | New | Demand |  | On-Peak Demand Resource | Energy Efficiency | CPLN VT OP | REST OF POOL | .Z.VERMONT | VT | 2.345 | 1.642 | NO | 0
12813 | New | Demand |  | Real-Time Demand Response Resource | Demand Response | CPLN VT RT-DR | REST OF POOL | .Z.VERMONT | VT | 3.703 | 2.592 | NO | 0
12814 | New | Demand |  | Real-Time Emergency Generation Resource | Emergency Generation | CPLN VT RT-EG | REST OF POOL | .Z.VERMONT | VT | 3.703 | 2.592 | YES | 0
11257 | Existing | Demand |  | Real-Time Demand Response Resource | Demand Response | Crane | REST OF POOL | .Z.WCMASS | MA | 4.629 | 4.629 | n/a | 0
12207 | Existing | Demand |  | Real-Time Demand Response Resource | Demand Response | CREC-Metropolitan Learning | REST OF POOL | .Z.CONNECTICUT | CT | 0.284 | 0.284 | n/a | 0
12199 | Existing | Demand |  | Real-Time Emergency Generation Resource | Emergency Generation | CREC-Two Rivers Magnet Middle | REST OF POOL | .Z.CONNECTICUT | CT | 0.212 | 0.212 | n/a | 0
849 | Existing | Intermittent | Water at a Conventional Hydroelectric Turbine |  |  | CRESCENT DAM | REST OF POOL | .Z.WCMASS | MA | 0.35 | 0.761 | n/a | 0.35
12197 | Existing | Demand |  | Real-Time Demand Response Resource | Demand Response | Cromwell HS | REST OF POOL | .Z.CONNECTICUT | CT | 0.236 | 0.236 | n/a | 0
12196 | Existing | Demand |  | Real-Time Emergency Generation Resource | Emergency Generation | Cromwell Intermediate School | REST OF POOL | .Z.CONNECTICUT | CT | 0.236 | 0.236 | n/a | 0
12013 | Existing | Demand |  | Real-Time Emergency Generation Resource | Emergency Generation | Cross Street Medical Building | REST OF POOL | .Z.CONNECTICUT | CT | 0.142 | 0.142 | n/a | 0
11862 | Existing | Demand |  | Real-Time Demand Response Resource | Demand Response | Crown Risdon | REST OF POOL | .Z.CONNECTICUT | CT | 0.236 | 0.236 | n/a | 0
12010 | Existing | Demand |  | Real-Time Emergency Generation Resource | Emergency Generation | Crowne Plaza Hotel Southbury | REST OF POOL | .Z.CONNECTICUT | CT | 0.142 | 0.142 | n/a | 0
1209 | Existing | Intermittent | Landfill Gas |  |  | CRRA HARTFORD LANDFILL | REST OF POOL | .Z.CONNECTICUT | CT | 1.711 | 1.769 | n/a | 0
12786 | New | Demand |  | On-Peak Demand Resource | Energy Efficiency | CSG Aggregation of DG and 24 hr lighting EE - NEMA1 | REST OF POOL | .Z.NEMASSBOST | MA | 3.21 | 3.21 | NO | 0
12787 | New | Demand |  | On-Peak Demand Resource | Energy Efficiency | CSG Aggregation of DG and 24 hr lighting EE - NEMA2 | REST OF POOL | .Z.NEMASSBOST | MA | 3.21 | 3.21 | NO | 0
12788 | New | Demand |  | On-Peak Demand Resource | Energy Efficiency | CSG Aggregation of DG and 24 hr lighting EE - NH1 | REST OF POOL | .Z.NEWHAMPSHIRE | NH | 2.469 | 2.469 | NO | 0
12791 | New | Demand |  | On-Peak Demand Resource | Energy Efficiency | CSG Aggregation of DG and 24 hr lighting EE - SEMA1 | REST OF POOL | .Z.SEMASS | MA | 2.469 | 2.469 | NO | 0
12792 | New | Demand |  | On-Peak Demand Resource | Energy Efficiency | CSG Aggregation of DG and 24 hr lighting EE - SEMA2 | REST OF POOL | .Z.SEMASS | MA | 2.469 | 2.469 | NO | 0
12798 | New | Demand |  | On-Peak Demand Resource | Energy Efficiency | CSG Aggregation of DG and 24 hr lighting EE - VT | REST OF POOL | .Z.VERMONT | VT | 1.728 | 1.728 | NO | 0
12799 | New | Demand |  | On-Peak Demand Resource | Energy Efficiency | CSG Aggregation of DG and 24 hr lighting EE - WCMA1 | REST OF POOL | .Z.WCMASS | MA | 2.469 | 2.469 | NO | 0
12800 | New | Demand |  | On-Peak Demand Resource | Energy Efficiency | CSG Aggregation of DG and 24 hr lighting EE - WCMA2 | REST OF POOL | .Z.WCMASS | MA | 2.469 | 2.469 | NO | 0
12782 | New | Demand |  | On-Peak Demand Resource | Energy Efficiency | CSG Aggregation of DG and 24 hr lighting EE -CT1 | REST OF POOL | .Z.CONNECTICUT | CT | 2.469 | 2.469 | NO | 0
12783 | New | Demand |  | On-Peak Demand Resource | Energy Efficiency | CSG Aggregation of DG and 24 hr lighting EE -CT2 | REST OF POOL | .Z.CONNECTICUT | CT | 1.728 | 1.728 | NO | 0
12790 | New | Demand |  | On-Peak Demand Resource | Energy Efficiency | CSG Aggregation of DG and 24 hr lighting EE -RI | REST OF POOL | .Z.RHODEISLAND | RI | 3.21 | 3.21 | NO | 0
9107 | Existing | Demand |  | On-Peak Demand Resource | Distributed Generation | CSG Centrally Monitored DG | REST OF POOL | .Z.NEMASSBOST | MA | 0.169 | 0.169 | n/a | 0
11868 | Existing | Demand |  | Real-Time Demand Response Resource | Demand Response | CT Galvanizing | REST OF POOL | .Z.CONNECTICUT | CT | 0.111 | 0.111 | n/a | 0
11966 | Existing | Demand |  | Real-Time Emergency Generation Resource | Emergency Generation | CT Public Broadcasting | REST OF POOL | .Z.CONNECTICUT | CT | 0.401 | 0.401 | n/a | 0
11880 | Existing | Demand |  | Real-Time Demand Response Resource | Demand Response | CT Stamping & Bending Site 1 | REST OF POOL | .Z.CONNECTICUT | CT | 0.278 | 0.278 | n/a | 0
11995 | Existing | Demand |  | Real-Time Demand Response Resource | Demand Response | CT Stamping & Bending Site 2 | REST OF POOL | .Z.CONNECTICUT | CT | 0.167 | 0.167 | n/a | 0
11855 | Existing | Demand |  | Real-Time Emergency Generation Resource | Emergency Generation | CT Student Loan Foundation | REST OF POOL | .Z.CONNECTICUT | CT | 0.095 | 0.095 | n/a | 0
11219 | Existing | Demand |  | Real-Time Emergency Generation Resource | Emergency Generation | CT-DOC Brooklyn | REST OF POOL | .Z.CONNECTICUT | CT | 0.251 | 0.251 | n/a | 0
11220 | Existing | Demand |  | Real-Time Emergency Generation Resource | Emergency Generation | CT-DOC Corrigan | REST OF POOL | .Z.CONNECTICUT | CT | 0.273 | 0.273 | n/a | 0
11223 | Existing | Demand |  | Real-Time Emergency Generation Resource | Emergency Generation | CT-DOC Cybulski | REST OF POOL | .Z.CONNECTICUT | CT | 0.202 | 0.202 | n/a | 0
11309 | Existing | Demand |  | Real-Time Emergency Generation Resource | Emergency Generation | CT-DOC Enfield | REST OF POOL | .Z.CONNECTICUT | CT | 0.352 | 0.352 | n/a | 0
11282 | Existing | Demand |  | Real-Time Emergency Generation Resource | Emergency Generation | CT-DOC Gates | REST OF POOL | .Z.CONNECTICUT | CT | 0.184 | 0.184 | n/a | 0
11280 | Existing | Demand |  | Real-Time Emergency Generation Resource | Emergency Generation | CT-DOC Hartford | REST OF POOL | .Z.CONNECTICUT | CT | 0.19 | 0.19 | n/a | 0
11308 | Existing | Demand |  | Real-Time Emergency Generation Resource | Emergency Generation | CT-DOC MacDougall | REST OF POOL | .Z.CONNECTICUT | CT | 1.184 | 1.184 | n/a | 0
11299 | Existing | Demand |  | Real-Time Emergency Generation Resource | Emergency Generation | CT-DOC Northern | REST OF POOL | .Z.CONNECTICUT | CT | 0.252 | 0.252 | n/a | 0
11372 | Existing | Demand |  | Real-Time Emergency Generation Resource | Emergency Generation | CT-DOC Osborn | REST OF POOL | .Z.CONNECTICUT | CT | 0.178 | 0.178 | n/a | 0
11221 | Existing | Demand |  | Real-Time Emergency Generation Resource | Emergency Generation | CT-DOC Radgowski | REST OF POOL | .Z.CONNECTICUT | CT | 0.083 | 0.083 | n/a | 0
11297 | Existing | Demand |  | Real-Time Emergency Generation Resource | Emergency Generation | CT-DOC Robinson Gym | REST OF POOL | .Z.CONNECTICUT | CT | 0.737 | 0.737 | n/a | 0
11298 | Existing | Demand |  | Real-Time Emergency Generation Resource | Emergency Generation | CT-DOC Robinson Traning Center | REST OF POOL | .Z.CONNECTICUT | CT | 0.125 | 0.125 | n/a | 0
11300 | Existing | Demand |  | Real-Time Emergency Generation Resource | Emergency Generation | CT-DOC Walker | REST OF POOL | .Z.CONNECTICUT | CT | 0.268 | 0.268 | n/a | 0
11224 | Existing | Demand |  | Real-Time Emergency Generation Resource | Emergency Generation | CT-DOC Willard | REST OF POOL | .Z.CONNECTICUT | CT | 0.17 | 0.17 | n/a | 0
11281 | Existing | Demand |  | Real-Time Emergency Generation Resource | Emergency Generation | CT-DOC York | REST OF POOL | .Z.CONNECTICUT | CT | 0.433 | 0.433 | n/a | 0
12292 | Existing | Demand |  | Real-Time Emergency Generation Resource | Emergency Generation | CT-OPM - 69 Mountain Rd. Group | REST OF POOL | .Z.CONNECTICUT | CT | 0.264 | 0.264 | n/a | 0
11974 | Existing | Demand |  | Real-Time Emergency Generation Resource | Emergency Generation | CT-OPM - Administration Bldg | REST OF POOL | .Z.CONNECTICUT | CT | 0.095 | 0.095 | n/a | 0
11825 | Existing | Demand |  | Real-Time Demand Response Resource | Demand Response | CT-OPM - Asnuntuck CC | REST OF POOL | .Z.CONNECTICUT | CT | 0.138 | 0.138 | n/a | 0
12076 | Existing | Demand |  | Real-Time Demand Response Resource | Demand Response | CT-OPM - Capital CC | REST OF POOL | .Z.CONNECTICUT | CT | 0.222 | 0.222 | n/a | 0
11753 | Existing | Demand |  | Real-Time Emergency Generation Resource | Emergency Generation | CT-OPM - Central CSU | REST OF POOL | .Z.CONNECTICUT | CT | 2.513 | 2.513 | n/a | 0
12189 | Existing | Demand |  | Real-Time Emergency Generation Resource | Emergency Generation | CT-OPM - Central CT Center B | REST OF POOL | .Z.CONNECTICUT | CT | 0.095 | 0.095 | n/a | 0
11792 | Existing | Demand |  | Real-Time Demand Response Resource | Demand Response | CT-OPM - Gateway CC New Haven | REST OF POOL | .Z.CONNECTICUT | CT | 0.052 | 0.052 | n/a | 0
12190 | Existing | Demand |  | Real-Time Demand Response Resource | Demand Response | CT-OPM - Gateway CC NorthHaven | REST OF POOL | .Z.CONNECTICUT | CT | 0.095 | 0.095 | n/a | 0
11984 | Existing | Demand |  | Real-Time Emergency Generation Resource | Emergency Generation | CT-OPM - Housatonic CC | REST OF POOL | .Z.CONNECTICUT | CT | 0.236 | 0.236 | n/a | 0
11747 | Existing | Demand |  | Real-Time Emergency Generation Resource | Emergency Generation | CT-OPM - John Dempsey Ctr. | REST OF POOL | .Z.CONNECTICUT | CT | 0.089 | 0.089 | n/a | 0
11934 | Existing | Demand |  | Real-Time Emergency Generation Resource | Emergency Generation | CT-OPM - Law School | REST OF POOL | .Z.CONNECTICUT | CT | 0.165 | 0.165 | n/a | 0
11983 | Existing | Demand |  | Real-Time Emergency Generation Resource | Emergency Generation | CT-OPM - Manchester CC | REST OF POOL | .Z.CONNECTICUT | CT | 0.142 | 0.142 | n/a | 0
12297 | Existing | Demand |  | Real-Time Emergency Generation Resource | Emergency Generation | CT-OPM - Naugatuck Valley CC | REST OF POOL | .Z.CONNECTICUT | CT | 0.331 | 0.331 | n/a | 0
12064 | Existing | Demand |  | Real-Time Emergency Generation Resource | Emergency Generation | CT-OPM - Northwest Admin | REST OF POOL | .Z.CONNECTICUT | CT | 0.095 | 0.095 | n/a | 0
11927 | Existing | Demand |  | Real-Time Emergency Generation Resource | Emergency Generation | CT-OPM - Norwalk CC | REST OF POOL | .Z.CONNECTICUT | CT | 0.095 | 0.095 | n/a | 0
11956 | Existing | Demand |  | Real-Time Emergency Generation Resource | Emergency Generation | CT-OPM - Quinebaug CC | REST OF POOL | .Z.CONNECTICUT | CT | 0.095 | 0.095 | n/a | 0
11955 | Existing | Demand |  | Real-Time Emergency Generation Resource | Emergency Generation | CT-OPM - Rentschler Field | REST OF POOL | .Z.CONNECTICUT | CT | 0.212 | 0.212 | n/a | 0
11822 | Existing | Demand |  | Real-Time Emergency Generation Resource | Emergency Generation | CT-OPM - UConn Health Ctr. | REST OF POOL | .Z.CONNECTICUT | CT | 1.722 | 1.722 | n/a | 0
11730 | Existing | Demand |  | Real-Time Emergency Generation Resource | Emergency Generation | CT-OPM Conn. Valley Hospital | REST OF POOL | .Z.CONNECTICUT | CT | 0.922 | 0.922 | n/a | 0
11728 | Existing | Demand |  | Real-Time Emergency Generation Resource | Emergency Generation | CT-OPM Dept. of Veterans' Aff. | REST OF POOL | .Z.CONNECTICUT | CT | 0.323 | 0.323 | n/a | 0
12269 | Existing | Demand |  | Real-Time Emergency Generation Resource | Emergency Generation | Curagen 15 Commercial Street | REST OF POOL | .Z.CONNECTICUT | CT | 0.378 | 0.378 | n/a | 0
12270 | Existing | Demand |  | Real-Time Emergency Generation Resource | Emergency Generation | Curagen 322 E. Main St | REST OF POOL | .Z.CONNECTICUT | CT | 0.236 | 0.236 | n/a | 0
10514 | Existing | Demand |  | Real-Time Emergency Generation Resource | Emergency Generation | CYTEC # 3 | REST OF POOL | .Z.CONNECTICUT | CT | 1.996 | 2.48 | n/a | 0
10515 | Existing | Demand |  | Real-Time Emergency Generation Resource | Emergency Generation | Cytec 1 | REST OF POOL | .Z.CONNECTICUT | CT | 2.005 | 2.494 | n/a | 0
10516 | Existing | Demand |  | Real-Time Emergency Generation Resource | Emergency Generation | Cytec 2 | REST OF POOL | .Z.CONNECTICUT | CT | 2.007 | 2.469 | n/a | 0
12376 | Existing | Demand |  | Real-Time Demand Response Resource | Demand Response | D. W. Clark, Inc. - East Bridg | REST OF POOL | .Z.SEMASS | MA | 0.567 | 0.567 | n/a | 0
12377 | Existing | Demand |  | Real-Time Demand Response Resource | Demand Response | D. W. Clark, Inc. - Taunton | REST OF POOL | .Z.SEMASS | MA | 0.142 | 0.142 | n/a | 0
2282 | Existing | Intermittent | Water at a Conventional Hydroelectric Turbine |  |  | DAMARISCOTTA HYDRO | MAINE | .Z.MAINE | ME | 0 | 0.183 | n/a | 0
11041 | Existing | Demand |  | Real-Time Emergency Generation Resource | Emergency Generation | Danbury Hospital | REST OF POOL | .Z.CONNECTICUT | CT | 1.322 | 1.322 | n/a | 0
10577 | Existing | Demand |  | Real-Time Emergency Generation Resource | Emergency Generation | Darien Auto | REST OF POOL | .Z.CONNECTICUT | CT | 0.098 | 0.098 | n/a | 0
12516 | New | Generator | Natural Gas |  |  | Dartmouth Expansion | REST OF POOL | .Z.SEMASS | MA | 21.3 | 24.1 | NO | 0
388 | Existing | Generator | Natural Gas |  |  | DARTMOUTH POWER | REST OF POOL | .Z.SEMASS | MA | 61.433 | 67.566 | n/a | 0
11886 | Existing | Demand |  | Real-Time Emergency Generation Resource | Emergency Generation | Data Support Associates | REST OF POOL | .Z.CONNECTICUT | CT | 0.284 | 0.284 | n/a | 0
11669 | Existing | Demand |  | Real-Time Demand Response Resource | Demand Response | Davenport Ridge School | REST OF POOL | .Z.CONNECTICUT | CT | 0.094 | 0.094 | n/a | 0
11349 | Existing | Demand |  | Real-Time Emergency Generation Resource | Emergency Generation | Davis Companies | REST OF POOL | .Z.CONNECTICUT | CT | 0.268 | 0.268 | n/a | 0
12260 | Existing | Demand |  | Real-Time Emergency Generation Resource | Emergency Generation | Dedham Hilton Place | REST OF POOL | .Z.NEMASSBOST | MA | 0.378 | 0.378 | n/a | 0
465 | Existing | Generator | Water at a Conventional Hydroelectric Turbine |  |  | DEERFIELD 2/LWR DRFIELD | REST OF POOL | .Z.WCMASS | MA | 19.483 | 19.5 | n/a | 0
393 | Existing | Generator | Water at a Conventional Hydroelectric Turbine |  |  | DEERFIELD 5 | REST OF POOL | .Z.WCMASS | MA | 13.682 | 13.99 | n/a | 0
10056 | Existing | Demand |  | Real-Time Demand Response Resource | Demand Response | Deitsch Plastics Co. Inc | REST OF POOL | .Z.CONNECTICUT | CT | 0.454 | 0.446 | n/a | 0
10508 | Existing | Demand |  | Real-Time Demand Response Resource | Demand Response | Derby Cellular - Banbury | REST OF POOL | .Z.CONNECTICUT | CT | 0.3 | 0.294 | n/a | 0
389 | Existing | Generator | Water at a Conventional Hydroelectric Turbine |  |  | DERBY DAM | REST OF POOL | .Z.CONNECTICUT | CT | 7.05 | 7.05 | n/a | 0
11924 | Existing | Demand |  | Real-Time Demand Response Resource | Demand Response | Deringer-Ney | REST OF POOL | .Z.CONNECTICUT | CT | 0.189 | 0.189 | n/a | 0
11981 | Existing | Demand |  | Real-Time Demand Response Resource | Demand Response | Design Label Manufacturing | REST OF POOL | .Z.CONNECTICUT | CT | 0.095 | 0.095 | n/a | 0
396 | Existing | Generator | Jet Fuel |  |  | DEVON 10 | REST OF POOL | .Z.CONNECTICUT | CT | 13.838 | 15.838 | n/a | 0
397 | Existing | Generator | Jet Fuel |  |  | DEVON 11 | REST OF POOL | .Z.CONNECTICUT | CT | 29.581 | 39.101 | n/a | 0
398 | Existing | Generator | Jet Fuel |  |  | DEVON 12 | REST OF POOL | .Z.CONNECTICUT | CT | 29.24 | 38.45 | n/a | 0
399 | Existing | Generator | Jet Fuel |  |  | DEVON 13 | REST OF POOL | .Z.CONNECTICUT | CT | 32.043 | 41.043 | n/a | 0
400 | Existing | Generator | Jet Fuel |  |  | DEVON 14 | REST OF POOL | .Z.CONNECTICUT | CT | 29.753 | 40.325 | n/a | 0
12504 | New | Generator | Natural Gas |  |  | Devon 15-18 | REST OF POOL | .Z.CONNECTICUT | CT | 188 | 196 | NO | 0
835 | Existing | Intermittent | Water at a Conventional Hydroelectric Turbine |  |  | DEWEY MILLS | REST OF POOL | .Z.VERMONT | VT | 0.164 | 0.913 | n/a | 0.075
392 | Existing | Intermittent | Natural Gas |  |  | DEXTER | REST OF POOL | .Z.CONNECTICUT | CT | 37.099 | 39.525 | n/a | 0
12549 | New | Generator | Natural Gas |  |  | DFC-ERG Milford | REST OF POOL | .Z.CONNECTICUT | CT | 7.8 | 8.8 | YES | 0
11579 | Existing | Demand |  | Real-Time Emergency Generation Resource | Emergency Generation | Dichello Distributors | REST OF POOL | .Z.CONNECTICUT | CT | 0.247 | 0.242 | n/a | 0
12231 | Existing | Demand |  | Real-Time Demand Response Resource | Demand Response | Dimension Polyant Sailcloth | REST OF POOL | .Z.CONNECTICUT | CT | 0.236 | 0.236 | n/a | 0
10994 | Existing | Demand |  | Real-Time Emergency Generation Resource | Emergency Generation | DMR Southbury Training School | REST OF POOL | .Z.CONNECTICUT | CT | 1.518 | 1.518 | n/a | 0
10760 | Existing | Demand |  | Real-Time Emergency Generation Resource | Emergency Generation | DOC - Bridgeport Fairmont | REST OF POOL | .Z.CONNECTICUT | CT | 0.776 | 0.776 | n/a | 0
10737 | Existing | Demand |  | Real-Time Emergency Generation Resource | Emergency Generation | DOC - Bridgeport New Center | REST OF POOL | .Z.CONNECTICUT | CT | 0.314 | 0.314 | n/a | 0
10738 | Existing | Demand |  | Real-Time Emergency Generation Resource | Emergency Generation | DOC - Cheshire CI | REST OF POOL | .Z.CONNECTICUT | CT | 1.467 | 1.467 | n/a | 0
10739 | Existing | Demand |  | Real-Time Emergency Generation Resource | Emergency Generation | DOC - Garner CI | REST OF POOL | .Z.CONNECTICUT | CT | 0.312 | 0.312 | n/a | 0
10762 | Existing | Demand |  | Real-Time Emergency Generation Resource | Emergency Generation | DOC - New Haven Dormitory | REST OF POOL | .Z.CONNECTICUT | CT | 0.119 | 0.119 | n/a | 0
10761 | Existing | Demand |  | Real-Time Emergency Generation Resource | Emergency Generation | DOC - New Haven Main | REST OF POOL | .Z.CONNECTICUT | CT | 0.209 | 0.209 | n/a | 0
2431 | Existing | Intermittent | Water at a Conventional Hydroelectric Turbine |  |  | DODGE FALLS-NEW | REST OF POOL | .Z.VERMONT | VT | 3.128 | 4.134 | n/a | 2.498
10719 | Existing | Demand |  | Real-Time Emergency Generation Resource | Emergency Generation | DOMH - CT Mental Health Center | REST OF POOL | .Z.CONNECTICUT | CT | 0.367 | 0.367 | n/a | 0
11926 | Existing | Demand |  | Real-Time Emergency Generation Resource | Emergency Generation | Domino's Pizza Distribution | REST OF POOL | .Z.CONNECTICUT | CT | 0.496 | 0.496 | n/a | 0
12016 | Existing | Demand |  | Real-Time Demand Response Resource | Demand Response | Donham Craft Inc. | REST OF POOL | .Z.CONNECTICUT | CT | 0.125 | 0.125 | n/a | 0
395 | Existing | Generator | Jet Fuel |  |  | DOREEN | REST OF POOL | .Z.WCMASS | MA | 16.232 | 20.955 | n/a | 0
12209 | Existing | Demand |  | Real-Time Demand Response Resource | Demand Response | Dorrie International | REST OF POOL | .Z.CONNECTICUT | CT | 0.095 | 0.095 | n/a | 0
970 | Existing | Intermittent | Water at a Conventional Hydroelectric Turbine |  |  | DUDLEY HYDRO | REST OF POOL | .Z.WCMASS | MA | 0.035 | 0.142 | n/a | 0.035
942 | Existing | Intermittent | Landfill Gas |  |  | DUNBARTON ROAD LANDFILL | REST OF POOL | .Z.NEWHAMPSHIRE | NH | 0.671 | 0.645 | n/a | 0
11507 | Existing | Demand |  | Real-Time Emergency Generation Resource | Emergency Generation | Duncaster | REST OF POOL | .Z.CONNECTICUT | CT | 0.525 | 0.525 | n/a | 0
11000 | Existing | Demand |  | Real-Time Emergency Generation Resource | Emergency Generation | Duracell | REST OF POOL | .Z.CONNECTICUT | CT | 1.111 | 1.111 | n/a | 0
864 | Existing | Intermittent | Water at a Conventional Hydroelectric Turbine |  |  | DWIGHT | REST OF POOL | .Z.WCMASS | MA | 0.405 | 0.5 | n/a | 0
11980 | Existing | Demand |  | Real-Time Emergency Generation Resource | Emergency Generation | Dyno Nobel | REST OF POOL | .Z.CONNECTICUT | CT | 0.567 | 0.567 | n/a | 0
823 | Existing | Intermittent | Water at a Conventional Hydroelectric Turbine |  |  | EAST BARNET | REST OF POOL | .Z.VERMONT | VT | 0.425 | 1.313 | n/a | 0
12006 | Existing | Demand |  | Real-Time Emergency Generation Resource | Emergency Generation | East Hampton-Colchester WPCF | REST OF POOL | .Z.CONNECTICUT | CT | 0.185 | 0.185 | n/a | 0
12214 | Existing | Demand |  | Real-Time Demand Response Resource | Demand Response | East Hartford High School | REST OF POOL | .Z.CONNECTICUT | CT | 1.111 | 1.111 | n/a | 0
12215 | Existing | Demand |  | Real-Time Demand Response Resource | Demand Response | East Hartford Middle School | REST OF POOL | .Z.CONNECTICUT | CT | 0.278 | 0.278 | n/a | 0
11908 | Existing | Demand |  | Real-Time Demand Response Resource | Demand Response | East Lyme Elementary Schools | REST OF POOL | .Z.CONNECTICUT | CT | 0.142 | 0.142 | n/a | 0
11906 | Existing | Demand |  | Real-Time Demand Response Resource | Demand Response | East Lyme Middle School | REST OF POOL | .Z.CONNECTICUT | CT | 0.236 | 0.236 | n/a | 0
11444 | Existing | Demand |  | Real-Time Emergency Generation Resource | Emergency Generation | East Windsor WPCA | REST OF POOL | .Z.CONNECTICUT | CT | 0.235 | 0.235 | n/a | 0
11884 | Existing | Demand |  | Real-Time Emergency Generation Resource | Emergency Generation | Eastern Bag and Paper | REST OF POOL | .Z.CONNECTICUT | CT | 0.189 | 0.189 | n/a | 0
11960 | Existing | Demand |  | Real-Time Demand Response Resource | Demand Response | Eastern Company | REST OF POOL | .Z.CONNECTICUT | CT | 0.095 | 0.095 | n/a | 0
10403 | Existing | Intermittent | Water at a Conventional Hydroelectric Turbine |  |  | EASTMAN BROOK U5 | REST OF POOL | .Z.NEWHAMPSHIRE | NH | 0.005 | 0.042 | n/a | 0
401 | Existing | Generator | Water at a Conventional Hydroelectric Turbine |  |  | EASTMAN FALLS | REST OF POOL | .Z.NEWHAMPSHIRE | NH | 5.132 | 6.47 | n/a | 0
407 | Existing | Generator | Distillate Fuel Oil. Including Diesel, No. 2 |  |  | EASTPORT DIESELS 1-3 | MAINE | .Z.MAINE | ME | 2.6 | 3.05 | n/a | 0
1052 | Existing | Intermittent | Landfill Gas |  |  | EB1-BFI | REST OF POOL | .Z.SEMASS | MA | 2.174 | 2.044 | n/a | 2.044
542 | Existing | Intermittent | Municipal Solid Waste |  |  | ECO MAINE | MAINE | .Z.MAINE | ME | 10.745 | 10.688 | n/a | 0
10930 | Existing | Demand |  | Real-Time Demand Response Resource | Demand Response | Economy Spring & Stamping | REST OF POOL | .Z.CONNECTICUT | CT | 0.232 | 0.232 | n/a | 0
12764 | New | Demand |  | Critical Peak Demand Resource | Load Management | ECS-Critical Peak#10-Connecticut(E) | REST OF POOL | .Z.CONNECTICUT | CT | 2.469 | 2.469 | NO | 0
12763 | New | Demand |  | Critical Peak Demand Resource | Load Management | ECS-Critical Peak#1-NEMASS(A) | REST OF POOL | .Z.NEMASSBOST | MA | 2.469 | 2.469 | NO | 0
12768 | New | Demand |  | Critical Peak Demand Resource | Load Management | ECS-Critical Peak#2-NEMASS(B) | REST OF POOL | .Z.NEMASSBOST | MA | 2.469 | 2.469 | NO | 0
12769 | New | Demand |  | Critical Peak Demand Resource | Load Management | ECS-Critical Peak#3-NEMASS-C | REST OF POOL | .Z.NEMASSBOST | MA | 2.469 | 2.469 | NO | 0
12770 | New | Demand |  | Critical Peak Demand Resource | Load Management | ECS-Critical Peak#4-NEMASS(D) | REST OF POOL | .Z.NEMASSBOST | MA | 2.469 | 2.469 | NO | 0
12771 | New | Demand |  | Critical Peak Demand Resource | Load Management | ECS-Critical Peak#5-NEMASS(E) | REST OF POOL | .Z.NEMASSBOST | MA | 2.469 | 2.469 | NO | 0
12772 | New | Demand |  | Critical Peak Demand Resource | Load Management | ECS-Critical Peak#6-Connecticut(A) | REST OF POOL | .Z.CONNECTICUT | CT | 2.469 | 2.469 | NO | 0
12773 | New | Demand |  | Critical Peak Demand Resource | Load Management | ECS-Critical Peak#7-Connecticut(B) | REST OF POOL | .Z.CONNECTICUT | CT | 2.469 | 2.469 | NO | 0
12774 | New | Demand |  | Critical Peak Demand Resource | Load Management | ECS-Critical Peak#8-Connecticut( C ) | REST OF POOL | .Z.CONNECTICUT | CT | 2.469 | 2.469 | NO | 0
12775 | New | Demand |  | Critical Peak Demand Resource | Load Management | ECS-Critical Peak#9-Connecticut(D) | REST OF POOL | .Z.CONNECTICUT | CT | 2.469 | 2.469 | NO | 0
11446 | Existing | Demand |  | Real-Time Emergency Generation Resource | Emergency Generation | ECSU | REST OF POOL | .Z.CONNECTICUT | CT | 3.438 | 3.438 | n/a | 0
12586 | New | Demand |  | On-Peak Demand Resource | Energy Efficiency | Efficiency Maine Residential Efficient Products | MAINE | .Z.MAINE | ME | 23.726 | 45.02 | NO | 0
9104 | Existing | Demand |  | Seasonal Peak Demand Resource | Energy Efficiency | EI C&I Energy Efficiency | REST OF POOL | .Z.CONNECTICUT | CT | 1.181 | 1.181 | n/a | 0
1763 | Existing | Demand |  | Real-Time Demand Response Resource | Demand Response | Electric Cable Compound | REST OF POOL | .Z.CONNECTICUT | CT | 0.617 | 0.617 | n/a | 0
12728 | New | Demand |  | Critical Peak Demand Resource | Load Management | Electricity Supply Load Response CNE | MAINE | .Z.MAINE | ME | 20.8 | 20.8 | NO | 0
12729 | New | Demand |  | On-Peak Demand Resource | Energy Efficiency | Electricity Supply Load Response CNE | MAINE | .Z.MAINE | ME | 1.728 | 1.728 | NO | 0
12712 | New | Demand |  | Critical Peak Demand Resource | Load Management | Electricity Supply Load Response CNE | REST OF POOL | .Z.CONNECTICUT | CT | 8.497 | 7.882 | NO | 0
12713 | New | Demand |  | On-Peak Demand Resource | Energy Efficiency | Electricity Supply Load Response CNE | REST OF POOL | .Z.CONNECTICUT | CT | 5.185 | 5.185 | NO | 0
12715 | New | Demand |  | Seasonal Peak Demand Resource | Load Management | Electricity Supply Load Response CNE | REST OF POOL | .Z.CONNECTICUT | CT | 4.949 | 3.943 | NO | 0
12716 | New | Demand |  | Critical Peak Demand Resource | Load Management | Electricity Supply Load Response CNE | REST OF POOL | .Z.NEMASSBOST | MA | 24.646 | 22.884 | NO | 0
12717 | New | Demand |  | On-Peak Demand Resource | Energy Efficiency | Electricity Supply Load Response CNE | REST OF POOL | .Z.NEMASSBOST | MA | 5.185 | 5.185 | NO | 0
12719 | New | Demand |  | Seasonal Peak Demand Resource | Load Management | Electricity Supply Load Response CNE | REST OF POOL | .Z.NEMASSBOST | MA | 7.196 | 4.714 | NO | 0
12732 | New | Demand |  | Critical Peak Demand Resource | Load Management | Electricity Supply Load Response CNE | REST OF POOL | .Z.NEWHAMPSHIRE | NH | 11.161 | 10.851 | NO | 0
12733 | New | Demand |  | On-Peak Demand Resource | Energy Efficiency | Electricity Supply Load Response CNE | REST OF POOL | .Z.NEWHAMPSHIRE | NH | 1.728 | 1.728 | NO | 0
12735 | New | Demand |  | Seasonal Peak Demand Resource | Load Management | Electricity Supply Load Response CNE | REST OF POOL | .Z.NEWHAMPSHIRE | NH | 3.361 | 2.952 | NO | 0
12736 | New | Demand |  | Critical Peak Demand Resource | Load Management | Electricity Supply Load Response CNE | REST OF POOL | .Z.RHODEISLAND | RI | 7.692 | 7.331 | NO | 0
12737 | New | Demand |  | On-Peak Demand Resource | Energy Efficiency | Electricity Supply Load Response CNE | REST OF POOL | .Z.RHODEISLAND | RI | 0.864 | 0.864 | NO | 0
12739 | New | Demand |  | Seasonal Peak Demand Resource | Load Management | Electricity Supply Load Response CNE | REST OF POOL | .Z.RHODEISLAND | RI | 1.629 | 1.204 | NO | 0
12720 | New | Demand |  | Critical Peak Demand Resource | Load Management | Electricity Supply Load Response CNE | REST OF POOL | .Z.SEMASS | MA | 9.408 | 8.988 | NO | 0
12721 | New | Demand |  | On-Peak Demand Resource | Energy Efficiency | Electricity Supply Load Response CNE | REST OF POOL | .Z.SEMASS | MA | 0.864 | 0.864 | NO | 0
12723 | New | Demand |  | Seasonal Peak Demand Resource | Load Management | Electricity Supply Load Response CNE | REST OF POOL | .Z.SEMASS | MA | 2.447 | 1.821 | NO | 0
12740 | New | Demand |  | Critical Peak Demand Resource | Load Management | Electricity Supply Load Response CNE | REST OF POOL | .Z.VERMONT | VT | 5.151 | 5.008 | NO | 0
12714 | New | Demand |  | Real-Time Emergency Generation Resource | Emergency Generation | Electricity Supply Load Response CNE | REST OF POOL | .Z.CONNECTICUT | CT | 2.592 | 2.592 | YES | 0
12718 | New | Demand |  | Real-Time Emergency Generation Resource | Emergency Generation | Electricity Supply Load Response CNE | REST OF POOL | .Z.NEMASSBOST | MA | 7.777 | 7.777 | YES | 0
12722 | New | Demand |  | Real-Time Emergency Generation Resource | Emergency Generation | Electricity Supply Load Response CNE | REST OF POOL | .Z.SEMASS | MA | 6.913 | 6.913 | YES | 0
12726 | New | Demand |  | Real-Time Emergency Generation Resource | Emergency Generation | Electricity Supply Load Response CNE | REST OF POOL | .Z.WCMASS | MA | 6.913 | 6.913 | YES | 0
12730 | New | Demand |  | Real-Time Emergency Generation Resource | Emergency Generation | Electricity Supply Load Response CNE | MAINE | .Z.MAINE | ME | 4.321 | 4.321 | YES | 0
12734 | New | Demand |  | Real-Time Emergency Generation Resource | Emergency Generation | Electricity Supply Load Response CNE | REST OF POOL | .Z.NEWHAMPSHIRE | NH | 4.321 | 4.321 | YES | 0
12742 | New | Demand |  | Seasonal Peak Demand Resource | Load Management | Electricity Supply Load Response CNE | REST OF POOL | .Z.VERMONT | VT | 0.864 | 0.738 | NO | 0
12724 | New | Demand |  | Critical Peak Demand Resource | Load Management | Electricity Supply Load Response CNE | REST OF POOL | .Z.WCMASS | MA | 19.262 | 19.262 | NO | 0
12725 | New | Demand |  | On-Peak Demand Resource | Energy Efficiency | Electricity Supply Load Response CNE | REST OF POOL | .Z.WCMASS | MA | 1.728 | 1.728 | NO | 0
12738 | New | Demand |  | Real-Time Emergency Generation Resource | Emergency Generation | Electricity Supply Load Response CNE | REST OF POOL | .Z.RHODEISLAND | RI | 6.172 | 6.172 | YES | 0
12741 | New | Demand |  | Real-Time Emergency Generation Resource | Emergency Generation | Electricity Supply Load Response CNE | REST OF POOL | .Z.VERMONT | VT | 3.456 | 3.456 | YES | 0
12727 | New | Demand |  | Seasonal Peak Demand Resource | Load Management | Electricity Supply Load Response CNE | REST OF POOL | .Z.WCMASS | MA | 3.298 | 2.622 | NO | 0
12339 | Existing | Demand |  | Critical Peak Demand Resource | Load Management | Elektrisola | REST OF POOL | .Z.NEWHAMPSHIRE | NH | 0.617 | 0.617 | n/a | 0
11516 | Existing | Demand |  | Real-Time Emergency Generation Resource | Emergency Generation | Elim Park | REST OF POOL | .Z.CONNECTICUT | CT | 0.37 | 0.37 | n/a | 0
405 | Existing | Generator | Water at a Conventional Hydroelectric Turbine |  |  | ELLSWORTH HYDRO | MAINE | .Z.MAINE | ME | 9.115 | 8.821 | n/a | 0
11774 | Existing | Demand |  | Real-Time Emergency Generation Resource | Emergency Generation | ELM HILL NURSING CENTER INC | REST OF POOL | .Z.CONNECTICUT | CT | 0.136 | 0.136 | n/a | 0
11364 | Existing | Demand |  | Real-Time Emergency Generation Resource | Emergency Generation | EMC Corp Global Facility | REST OF POOL | .Z.SEMASS | MA | 0.37 | 0.37 | n/a | 0
11345 | Existing | Demand |  | Real-Time Demand Response Resource | Demand Response | EMC Corp. | REST OF POOL | .Z.SEMASS | MA | 0.216 | 1.234 | n/a | 0
836 | Existing | Intermittent | Water at a Conventional Hydroelectric Turbine |  |  | EMERSON FALLS | REST OF POOL | .Z.VERMONT | VT | 0 | 0.071 | n/a | 0
11715 | Existing | Demand |  | Real-Time Emergency Generation Resource | Emergency Generation | Enfield Jr. High School | REST OF POOL | .Z.CONNECTICUT | CT | 0.216 | 0.216 | n/a | 0
11464 | Existing | Demand |  | Real-Time Emergency Generation Resource | Emergency Generation | Enfield Waste Water | REST OF POOL | .Z.CONNECTICUT | CT | 0.451 | 0.451 | n/a | 0
829 | Existing | Generator | Distillate Fuel Oil. Including Diesel, No. 2 |  |  | ENOSBURG 2 DIESEL | REST OF POOL | .Z.VERMONT | VT | 0.7 | 0.661 | n/a | 0
830 | Existing | Intermittent | Water at a Conventional Hydroelectric Turbine |  |  | ENOSBURG HYDRO | REST OF POOL | .Z.VERMONT | VT | 0.438 | 0.529 | n/a | 0.438
12455 | Existing | Import |  |  |  | Erie Boulevard Hydropower - Import | REST OF POOL | New York AC Ties | N/A | 641 | 641 | n/a | 0
865 | Existing | Intermittent | Water at a Conventional Hydroelectric Turbine |  |  | ERROL | REST OF POOL | .Z.NEWHAMPSHIRE | NH | 1.797 | 2.119 | n/a | 0
11225 | Existing | Demand |  | Critical Peak Demand Resource | Load Management | Erving Paper | REST OF POOL | .Z.WCMASS | MA | 7.407 | 7.407 | n/a | 0
11312 | Existing | Demand |  | Real-Time Emergency Generation Resource | Emergency Generation | ESPN World HQ | REST OF POOL | .Z.CONNECTICUT | CT | 7.291 | 7.291 | n/a | 0
410 | Existing | Intermittent | Water at a Conventional Hydroelectric Turbine |  |  | ESSEX 19 HYDRO | REST OF POOL | .Z.VERMONT | VT | 3.05 | 6.038 | n/a | 0
1221 | Existing | Generator | Distillate Fuel Oil. Including Diesel, No. 2 |  |  | ESSEX DIESELS | REST OF POOL | .Z.VERMONT | VT | 2.1 | 2.175 | n/a | 0
2283 | Existing | Intermittent | Water at a Conventional Hydroelectric Turbine |  |  | EUSTIS HYDRO | MAINE | .Z.MAINE | ME | 0.047 | 0.125 | n/a | 0
10687 | Existing | Demand |  | Real-Time Emergency Generation Resource | Emergency Generation | Evergreen Woods | REST OF POOL | .Z.CONNECTICUT | CT | 0.235 | 0.23 | n/a | 0
411 | Existing | Intermittent | Tire-derived Fuels |  |  | EXETER | REST OF POOL | .Z.CONNECTICUT | CT | 22.294 | 21.948 | n/a | 0
917 | Existing | Intermittent | Water at a Conventional Hydroelectric Turbine |  |  | EXETER RIVER HYDRO | REST OF POOL | .Z.NEWHAMPSHIRE | NH | 0 | 0 | n/a | 0
11027 | Existing | Demand |  | Real-Time Demand Response Resource | Demand Response | Eyelematic | REST OF POOL | .Z.CONNECTICUT | CT | 0.321 | 0.321 | n/a | 0
11696 | Existing | Demand |  | Real-Time Demand Response Resource | Demand Response | Eyelet Design | REST OF POOL | .Z.CONNECTICUT | CT | 0.293 | 0.293 | n/a | 0
11719 | Existing | Demand |  | Real-Time Emergency Generation Resource | Emergency Generation | F&F Concrete | REST OF POOL | .Z.CONNECTICUT | CT | 0.185 | 0.185 | n/a | 0
10942 | Existing | Demand |  | Real-Time Emergency Generation Resource | Emergency Generation | Factset Norwalk | REST OF POOL | .Z.CONNECTICUT | CT | 0.054 | 0.054 | n/a | 0
1047 | Existing | Intermittent | Water at a Conventional Hydroelectric Turbine |  |  | FAIRFAX | REST OF POOL | .Z.VERMONT | VT | 1.635 | 3.298 | n/a | 1.635
10536 | Existing | Demand |  | Real-Time Emergency Generation Resource | Emergency Generation | Fairfield University-Central | REST OF POOL | .Z.CONNECTICUT | CT | 1.391 | 1.391 | n/a | 0
10772 | Existing | Demand |  | Real-Time Emergency Generation Resource | Emergency Generation | Fairfield University-Dolan | REST OF POOL | .Z.CONNECTICUT | CT | 0.172 | 0.172 | n/a | 0
12134 | Existing | Demand |  | Real-Time Emergency Generation Resource | Emergency Generation | Fall River High School TICAP | REST OF POOL | .Z.SEMASS | MA | 0.567 | 0.567 | n/a | 0
11276 | Existing | Demand |  | Real-Time Emergency Generation Resource | Emergency Generation | Fall River Water Treatment | REST OF POOL | .Z.SEMASS | MA | 0.994 | 0.994 | n/a | 0
412 | Existing | Intermittent | Water at a Conventional Hydroelectric Turbine |  |  | FALLS VILLAGE | REST OF POOL | .Z.CONNECTICUT | CT | 2.401 | 7.008 | n/a | 0
12282 | Existing | Demand |  | Real-Time Emergency Generation Resource | Emergency Generation | Farmington Health Care Center | REST OF POOL | .Z.CONNECTICUT | CT | 0.104 | 0.104 | n/a | 0
11447 | Existing | Demand |  | Real-Time Emergency Generation Resource | Emergency Generation | Farmington WPCA | REST OF POOL | .Z.CONNECTICUT | CT | 0.617 | 0.617 | n/a | 0
11720 | Existing | Demand |  | Real-Time Demand Response Resource | Demand Response | Federated Logistics (Filenes) | REST OF POOL | .Z.CONNECTICUT | CT | 0.123 | 0.123 | n/a | 0
11632 | Existing | Demand |  | Real-Time Demand Response Resource | Demand Response | Ferraro's Market | REST OF POOL | .Z.CONNECTICUT | CT | 0.123 | 0.121 | n/a | 0
10605 | Existing | Demand |  | Real-Time Emergency Generation Resource | Emergency Generation | FFLD-0002-Control | REST OF POOL | .Z.CONNECTICUT | CT | 0.18 | 0.18 | n/a | 0
10606 | Existing | Demand |  | Real-Time Emergency Generation Resource | Emergency Generation | FFLD-0003-RAS | REST OF POOL | .Z.CONNECTICUT | CT | 0.199 | 0.199 | n/a | 0
10112 | Existing | Demand |  | Real-Time Emergency Generation Resource | Emergency Generation | FFLD-0004 | REST OF POOL | .Z.CONNECTICUT | CT | 0.102 | 0.102 | n/a | 0
12108 | Existing | Generator | Distillate Fuel Oil. Including Diesel, No. 2 |  |  | FIEC DIESEL | MAINE | .Z.MAINE | ME | 2 | 2 | n/a | 0
413 | Existing | Generator | Water at a Conventional Hydroelectric Turbine |  |  | FIFE BROOK | REST OF POOL | .Z.WCMASS | MA | 9.142 | 9.9 | n/a | 0
11619 | Existing | Demand |  | Real-Time Emergency Generation Resource | Emergency Generation | Finlay Fine Jewelry | REST OF POOL | .Z.CONNECTICUT | CT | 0.607 | 0.595 | n/a | 0
10499 | Existing | Demand |  | Real-Time Emergency Generation Resource | Emergency Generation | Firelite Alarms | REST OF POOL | .Z.CONNECTICUT | CT | 0.557 | 0.859 | n/a | 0
11823 | Existing | Demand |  | Real-Time Emergency Generation Resource | Emergency Generation | Fiserv | REST OF POOL | .Z.CONNECTICUT | CT | 0.309 | 0.309 | n/a | 0
415 | Existing | Generator | Distillate Fuel Oil. Including Diesel, No. 2 |  |  | FLORENCE 1 CG | REST OF POOL | .Z.VERMONT | VT | 3.024 | 4.044 | n/a | 3.024
416 | Existing | Generator | Distillate Fuel Oil. Including Diesel, No. 2 |  |  | FLORENCE 2 CG | REST OF POOL | .Z.VERMONT | VT | 2.974 | 3.994 | n/a | 2.974
1691 | Existing | Generator | Natural Gas |  |  | FORE RIVER-1 | REST OF POOL | .Z.SEMASS | MA | 675.527 | 816.695 | n/a | 0
11573 | Existing | Demand |  | Real-Time Demand Response Resource | Demand Response | Fortune Plastics | REST OF POOL | .Z.CONNECTICUT | CT | 0.418 | 0.418 | n/a | 0
943 | Existing | Intermittent | Landfill Gas |  |  | FOUR HILLS LANDFILL | REST OF POOL | .Z.NEWHAMPSHIRE | NH | 0.662 | 0.306 | n/a | 0
194 | Existing | Intermittent | Landfill Gas |  |  | FOUR HILLS LOAD REDUCER | REST OF POOL | .Z.NEWHAMPSHIRE | NH | 0.298 | 0.625 | n/a | 0
417 | Existing | Generator | Distillate Fuel Oil. Including Diesel, No. 2 |  |  | FRAMINGHAM JET 1 | REST OF POOL | .Z.NEMASSBOST | MA | 9.786 | 13.836 | n/a | 0
418 | Existing | Generator | Distillate Fuel Oil. Including Diesel, No. 2 |  |  | FRAMINGHAM JET 2 | REST OF POOL | .Z.NEMASSBOST | MA | 9.982 | 13.982 | n/a | 0
419 | Existing | Generator | Distillate Fuel Oil. Including Diesel, No. 2 |  |  | FRAMINGHAM JET 3 | REST OF POOL | .Z.NEMASSBOST | MA | 9.366 | 12.866 | n/a | 0
420 | Existing | Generator | Jet Fuel |  |  | FRANKLIN DRIVE 10 | REST OF POOL | .Z.CONNECTICUT | CT | 15.417 | 20.527 | n/a | 0
882 | Existing | Intermittent | Water at a Conventional Hydroelectric Turbine |  |  | FRANKLIN FALLS | REST OF POOL | .Z.NEWHAMPSHIRE | NH | 0.491 | 0.596 | n/a | 0
12407 | Existing | Demand |  | Real-Time Emergency Generation Resource | Emergency Generation | Franklin Olin 1 | REST OF POOL | .Z.NEMASSBOST | MA | 0.494 | 0.494 | n/a | 0
924 | Existing | Intermittent | Water at a Conventional Hydroelectric Turbine |  |  | FRESHWATER HYDRO | REST OF POOL | .Z.NEWHAMPSHIRE | NH | 0 | 0 | n/a | 0
421 | Existing | Generator | Distillate Fuel Oil. Including Diesel, No. 2 |  |  | FRONT STREET DIESELS 1-3 | REST OF POOL | .Z.WCMASS | MA | 8.25 | 8.25 | n/a | 8.25
758 | Existing | Intermittent | Water at a Conventional Hydroelectric Turbine |  |  | FT HALIFAX | MAINE | .Z.MAINE | ME | 0.151 | 0.799 | n/a | 0
821 | Existing | Intermittent | Water at a Conventional Hydroelectric Turbine |  |  | GAGE | REST OF POOL | .Z.VERMONT | VT | 0.177 | 0.429 | n/a | 0
11429 | Existing | Demand |  | Real-Time Demand Response Resource | Demand Response | Galasso Materials, LLC | REST OF POOL | .Z.CONNECTICUT | CT | 3.703 | 3.703 | n/a | 0
2284 | Existing | Intermittent | Water at a Conventional Hydroelectric Turbine |  |  | GARDINER HYDRO | MAINE | .Z.MAINE | ME | 0.239 | 0.99 | n/a | 0
851 | Existing | Intermittent | Water at a Conventional Hydroelectric Turbine |  |  | GARDNER FALLS | REST OF POOL | .Z.WCMASS | MA | 0.684 | 2.05 | n/a | 0
768 | Existing | Generator | Water at a Conventional Hydroelectric Turbine |  |  | GARVINS/HOOKSETT | REST OF POOL | .Z.NEWHAMPSHIRE | NH | 11.595 | 14 | n/a | 0
12047 | Existing | Demand |  | Real-Time Emergency Generation Resource | Emergency Generation | Gaylord Hospital | REST OF POOL | .Z.CONNECTICUT | CT | 0.354 | 0.354 | n/a | 0
12340 | Existing | Demand |  | Critical Peak Demand Resource | Load Management | GE Aircraft Engines | REST OF POOL | .Z.NEMASSBOST | MA | 27.158 | 27.158 | n/a | 0
10880 | Existing | Generator | Distillate Fuel Oil. Including Diesel, No. 2 |  |  | GE LYNN EXCESS REPLACEMENT | REST OF POOL | .Z.NEMASSBOST | MA | 2.262 | 2.262 | n/a | 0
10968 | Existing | Demand |  | Real-Time Emergency Generation Resource | Emergency Generation | GE Norwalk | REST OF POOL | .Z.CONNECTICUT | CT | 1.15 | 1.15 | n/a | 0
10993 | Existing | Demand |  | Real-Time Emergency Generation Resource | Emergency Generation | GE Stamford | REST OF POOL | .Z.CONNECTICUT | CT | 0.558 | 0.558 | n/a | 0
11558 | Existing | Demand |  | Real-Time Emergency Generation Resource | Emergency Generation | Geer Nursing & Rehab | REST OF POOL | .Z.CONNECTICUT | CT | 0.494 | 0.494 | n/a | 0
11555 | Existing | Demand |  | Real-Time Emergency Generation Resource | Emergency Generation | Geer Village | REST OF POOL | .Z.CONNECTICUT | CT | 0.432 | 0.432 | n/a | 0
12268 | Existing | Demand |  | Real-Time Demand Response Resource | Demand Response | Gems Sensors | REST OF POOL | .Z.CONNECTICUT | CT | 0.189 | 0.189 | n/a | 0
11317 | Existing | Demand |  | Critical Peak Demand Resource | Load Management | General Electric Aviation | REST OF POOL | .Z.NEMASSBOST | MA | 16.311 | 6.171 | n/a | 0
10731 | Existing | Demand |  | Real-Time Emergency Generation Resource | Emergency Generation | GH - Main Helmsley Building I | REST OF POOL | .Z.CONNECTICUT | CT | 0.974 | 0.974 | n/a | 0
10759 | Existing | Demand |  | Real-Time Emergency Generation Resource | Emergency Generation | GH - Main Helmsley Building II | REST OF POOL | .Z.CONNECTICUT | CT | 0.884 | 0.884 | n/a | 0
10733 | Existing | Demand |  | Real-Time Emergency Generation Resource | Emergency Generation | GH - New Unit | REST OF POOL | .Z.CONNECTICUT | CT | 0.755 | 0.755 | n/a | 0
11551 | Existing | Demand |  | Real-Time Demand Response Resource | Demand Response | Girardin Moulding Inc | REST OF POOL | .Z.CONNECTICUT | CT | 0.422 | 0.422 | n/a | 0
13481 | Existing | Demand |  | Real-Time Emergency Generation Resource | Emergency Generation | Gladeview & Torringford | REST OF POOL | .Z.CONNECTICUT | CT | 0.167 | 0.167 | n/a | 0
11629 | Existing | Demand |  | Real-Time Demand Response Resource | Demand Response | GLC Associates | REST OF POOL | .Z.CONNECTICUT | CT | 0.123 | 0.123 | n/a | 0
805 | Existing | Generator | Water at a Conventional Hydroelectric Turbine |  |  | GLEN FALLS | REST OF POOL | .Z.CONNECTICUT | CT | 0.091 | 0.231 | n/a | 0
850 | Existing | Intermittent | Water at a Conventional Hydroelectric Turbine |  |  | GLENDALE HYDRO | REST OF POOL | .Z.WCMASS | MA | 0.273 | 0.773 | n/a | 0.273
12286 | Existing | Demand |  | Real-Time Demand Response Resource | Demand Response | Global Wire | REST OF POOL | .Z.CONNECTICUT | CT | 1.234 | 1.234 | n/a | 0
10236 | Existing | Demand |  | Real-Time Demand Response Resource | Demand Response | Gold Medal Bagel Bakery | REST OF POOL | .Z.CONNECTICUT | CT | 0.332 | 0.326 | n/a | 0
913 | Existing | Intermittent | Water at a Conventional Hydroelectric Turbine |  |  | GOODRICH FALLS | REST OF POOL | .Z.NEWHAMPSHIRE | NH | 0.076 | 0.288 | n/a | 0
1618 | Existing | Demand |  | Real-Time Demand Response Resource | Demand Response | Goodrich Optical | REST OF POOL | .Z.CONNECTICUT | CT | 0.185 | 0.185 | n/a | 0
796 | Existing | Generator | Water at a Conventional Hydroelectric Turbine |  |  | GOODWIN DAM | REST OF POOL | .Z.CONNECTICUT | CT | 3 | 3 | n/a | 0
12216 | Existing | Demand |  | Real-Time Demand Response Resource | Demand Response | Goodwin School | REST OF POOL | .Z.CONNECTICUT | CT | 0.123 | 0.123 | n/a | 0
11405 | Existing | Demand |  | Real-Time Demand Response Resource | Demand Response | Gordon Rubber & Packing | REST OF POOL | .Z.CONNECTICUT | CT | 0.123 | 0.121 | n/a | 0
426 | Existing | Generator | Distillate Fuel Oil. Including Diesel, No. 2 |  |  | GORGE 1 DIESEL | REST OF POOL | .Z.VERMONT | VT | 8.032 | 13.492 | n/a | 8.032
2434 | Existing | Generator | Water at a Conventional Hydroelectric Turbine |  |  | GORGE 18 HYDRO-NEW | REST OF POOL | .Z.VERMONT | VT | 1.427 | 2.752 | n/a | 0
427 | Existing | Generator | Water at a Conventional Hydroelectric Turbine |  |  | GORHAM | REST OF POOL | .Z.NEWHAMPSHIRE | NH | 1.951 | 2.05 | n/a | 0
12423 | Existing | Demand |  | Real-Time Emergency Generation Resource | Emergency Generation | Grade A Market | REST OF POOL | .Z.CONNECTICUT | CT | 0.701 | 0.701 | n/a | 0
12266 | Existing | Demand |  | Real-Time Emergency Generation Resource | Emergency Generation | Graham Capital Management | REST OF POOL | .Z.CONNECTICUT | CT | 0.259 | 0.259 | n/a | 0
1572 | Existing | Intermittent | Municipal Solid Waste |  |  | GRANBY SANITARY LANDFILL QF U5 | REST OF POOL | .Z.WCMASS | MA | 2.268 | 2.409 | n/a | 0
900 | Existing | Intermittent | Water at a Conventional Hydroelectric Turbine |  |  | GREAT FALLS LOWER | REST OF POOL | .Z.NEWHAMPSHIRE | NH | 0.124 | 0.673 | n/a | 0
899 | Existing | Intermittent | Water at a Conventional Hydroelectric Turbine |  |  | GREAT FALLS UPPER | REST OF POOL | .Z.NEWHAMPSHIRE | NH | 0 | 0 | n/a | 0
10424 | Existing | Generator | Water |  |  | GREAT LAKES - BERLIN | REST OF POOL | .Z.NEWHAMPSHIRE | NH | 6 | 15 | n/a | 0
424 | Existing | Generator | Water at a Conventional Hydroelectric Turbine |  |  | GREAT LAKES - MILLINOCKET | MAINE | .Z.MAINE | ME | 63.5 | 70 | n/a | 0
1117 | Existing | Intermittent | Water at a Conventional Hydroelectric Turbine |  |  | GREAT WORKS COMPOSITE | MAINE | .Z.MAINE | ME | 0.017 | 0.143 | n/a | 0
12274 | Existing | Intermittent | Other Biomass Gas. Includes digester gas, methane, and other biomass gasses |  |  | GREEN MOUNTAIN DAIRY | REST OF POOL | .Z.VERMONT | VT | 0.172 | 0.179 | n/a | 0.172
429 | Existing | Intermittent | Wood/Wood Waste Solids |  |  | GREENVILLE | MAINE | .Z.MAINE | ME | 13.654 | 12.311 | n/a | 0
788 | Existing | Intermittent | Water at a Conventional Hydroelectric Turbine |  |  | GREENVILLE DAM | REST OF POOL | .Z.CONNECTICUT | CT | 0.199 | 0.407 | n/a | 0
2285 | Existing | Intermittent | Water at a Conventional Hydroelectric Turbine |  |  | GREENVILLE HYDRO | MAINE | .Z.MAINE | ME | 0.237 | 0.449 | n/a | 0
10943 | Existing | Demand |  | Real-Time Emergency Generation Resource | Emergency Generation | Greenwich Academy | REST OF POOL | .Z.CONNECTICUT | CT | 0.102 | 0.102 | n/a | 0
12370 | Existing | Demand |  | Real-Time Emergency Generation Resource | Emergency Generation | Greenwich Country Club | REST OF POOL | .Z.CONNECTICUT | CT | 0.395 | 0.395 | n/a | 0
1779 | Existing | Demand |  | Real-Time Emergency Generation Resource | Emergency Generation | Greenwich High School | REST OF POOL | .Z.CONNECTICUT | CT | 0.286 | 0.286 | n/a | 0
866 | Existing | Intermittent | Water at a Conventional Hydroelectric Turbine |  |  | GREGGS | REST OF POOL | .Z.NEWHAMPSHIRE | NH | 0.338 | 1.478 | n/a | 0
10647 | Existing | Demand |  | Real-Time Emergency Generation Resource | Emergency Generation | Griffin Hospital | REST OF POOL | .Z.CONNECTICUT | CT | 0.857 | 0.839 | n/a | 0
11565 | Existing | Demand |  | Real-Time Demand Response Resource | Demand Response | Griswold Rubber Company | REST OF POOL | .Z.CONNECTICUT | CT | 0.59 | 0.59 | n/a | 0
11258 | Existing | Demand |  | Real-Time Demand Response Resource | Demand Response | Groton School | REST OF POOL | .Z.WCMASS | MA | 0 | 0.309 | n/a | 0
11229 | Existing | Demand |  | Real-Time Demand Response Resource | Demand Response | Groton Utilities Municipal Bld | REST OF POOL | .Z.CONNECTICUT | CT | 0.284 | 0.432 | n/a | 0
1640 | Existing | Generator | Natural Gas |  |  | GROVETON COGEN U5 | REST OF POOL | .Z.NEWHAMPSHIRE | NH | 0.839 | 0.839 | n/a | 0
1432 | Existing | Generator | Landfill Gas |  |  | GRS-FALL RIVER | REST OF POOL | .Z.SEMASS | MA | 3.113 | 5.263 | n/a | 1.23
11052 | Existing | Intermittent | Landfill Gas |  |  | GRTR NEW BEDFORD LFG UTIL PROJ | REST OF POOL | .Z.SEMASS | MA | 1.462 | 2.839 | n/a | 0
12229 | Existing | Demand |  | Real-Time Demand Response Resource | Demand Response | Guida-Seibert Dairy | REST OF POOL | .Z.CONNECTICUT | CT | 0.333 | 0.333 | n/a | 0
328 | Existing | Generator | Water at a Conventional Hydroelectric Turbine |  |  | GULF ISLAND COMPOSITE | MAINE | .Z.MAINE | ME | 33.59 | 33.59 | n/a | 0
11232 | Existing | Demand |  | Real-Time Emergency Generation Resource | Emergency Generation | GU-Water Treatment Plant | REST OF POOL | .Z.CONNECTICUT | CT | 1.28 | 1.481 | n/a | 0
12105 | Existing | Demand |  | Real-Time Demand Response Resource | Demand Response | GyrusACMI | REST OF POOL | .Z.CONNECTICUT | CT | 0.691 | 0.691 | n/a | 0
1168 | Existing | Generator | Water at a Conventional Hydroelectric Turbine |  |  | H.K. SANDERS | REST OF POOL | .Z.VERMONT | VT | 0.96 | 1.415 | n/a | 0.96
2286 | Existing | Intermittent | Water at a Conventional Hydroelectric Turbine |  |  | HACKETT MILLS HYDRO | MAINE | .Z.MAINE | ME | 0.048 | 0.394 | n/a | 0
921 | Existing | Intermittent | Water at a Conventional Hydroelectric Turbine |  |  | HADLEY FALLS | REST OF POOL | .Z.NEWHAMPSHIRE | NH | 0 | 0.064 | n/a | 0
769 | Existing | Intermittent | Water at a Conventional Hydroelectric Turbine |  |  | HADLEY FALLS 1&2 | REST OF POOL | .Z.WCMASS | MA | 17.904 | 28.93 | n/a | 17.904
1051 | Existing | Intermittent | Landfill Gas |  |  | HAL-BFI | REST OF POOL | .Z.SEMASS | MA | 0.813 | 0.76 | n/a | 0
10766 | Existing | Demand |  | Real-Time Emergency Generation Resource | Emergency Generation | Hall-Brooke | REST OF POOL | .Z.CONNECTICUT | CT | 0.073 | 0.073 | n/a | 0
11910 | Existing | Demand |  | Real-Time Demand Response Resource | Demand Response | Hallmark Cards | REST OF POOL | .Z.CONNECTICUT | CT | 0.331 | 0.331 | n/a | 0
11585 | Existing | Demand |  | Real-Time Demand Response Resource | Demand Response | Hampford Research | REST OF POOL | .Z.CONNECTICUT | CT | 0.442 | 0.433 | n/a | 0
12030 | Existing | Demand |  | Real-Time Emergency Generation Resource | Emergency Generation | Hamphire Co. Hartford | REST OF POOL | .Z.CONNECTICUT | CT | 0.142 | 0.142 | n/a | 0
12034 | Existing | Demand |  | #N/A | #N/A | Hampshire Co. Cheshire | REST OF POOL | .Z.CONNECTICUT | #N/A | 0.148 | 0.148 | n/a | 0
10946 | Existing | Demand |  | Real-Time Emergency Generation Resource | Emergency Generation | Hampton Inn Stamford | REST OF POOL | .Z.CONNECTICUT | CT | 0.142 | 0.142 | n/a | 0
11921 | Existing | Demand |  | Real-Time Demand Response Resource | Demand Response | Hanson Pipe and Precast | REST OF POOL | .Z.CONNECTICUT | CT | 0.278 | 0.278 | n/a | 0
11347 | Existing | Demand |  | Critical Peak Demand Resource | Load Management | Hardwood Products Company | MAINE | .Z.MAINE | ME | 0.391 | 0.432 | n/a | 0
12037 | Existing | Demand |  | Real-Time Demand Response Resource | Demand Response | Harkness Industries | REST OF POOL | .Z.CONNECTICUT | CT | 0.432 | 0.432 | n/a | 0
435 | Existing | Generator | Water at a Conventional Hydroelectric Turbine |  |  | HARRIMAN | REST OF POOL | .Z.WCMASS | MA | 40.4 | 38.615 | n/a | 1.785
432 | Existing | Generator | Water at a Conventional Hydroelectric Turbine |  |  | HARRIS 1 | MAINE | .Z.MAINE | ME | 16.79 | 16.776 | n/a | 0
433 | Existing | Generator | Water at a Conventional Hydroelectric Turbine |  |  | HARRIS 2 | MAINE | .Z.MAINE | ME | 34.948 | 34.681 | n/a | 0
434 | Existing | Generator | Water at a Conventional Hydroelectric Turbine |  |  | HARRIS 3 | MAINE | .Z.MAINE | ME | 34.21 | 34.033 | n/a | 0
757 | Existing | Generator | Water at a Conventional Hydroelectric Turbine |  |  | HARRIS 4 | MAINE | .Z.MAINE | ME | 1.436 | 1.353 | n/a | 0
12168 | Existing | Intermittent | Water at a Conventional Hydroelectric Turbine |  |  | HARRIS ENERGY | REST OF POOL | .Z.WCMASS | MA | 0 | 1.841 | n/a | 0
12102 | Existing | Demand |  | Real-Time Demand Response Resource | Demand Response | Hartford Compressors, Inc. | REST OF POOL | .Z.CONNECTICUT | CT | 0.37 | 0.37 | n/a | 0
13442 | Existing | Demand |  | Real-Time Emergency Generation Resource | Emergency Generation | Hartford Courant Broad | REST OF POOL | .Z.CONNECTICUT | CT | 0.741 | 0.741 | n/a | 0
13443 | Existing | Demand |  | Real-Time Emergency Generation Resource | Emergency Generation | Hartford Courant Wawarme | REST OF POOL | .Z.CONNECTICUT | CT | 0.494 | 0.494 | n/a | 0
12181 | Existing | Demand |  | Real-Time Emergency Generation Resource | Emergency Generation | Hartford CPL (Dunkin Donuts) | REST OF POOL | .Z.CONNECTICUT | CT | 0.309 | 0.309 | n/a | 0
11844 | Existing | Demand |  | Real-Time Emergency Generation Resource | Emergency Generation | Hartford Fire Ins. Hartford | REST OF POOL | .Z.CONNECTICUT | CT | 2.777 | 2.777 | n/a | 0
11962 | Existing | Demand |  | Real-Time Emergency Generation Resource | Emergency Generation | Hartford Hospital | REST OF POOL | .Z.CONNECTICUT | CT | 2.361 | 2.361 | n/a | 0
11716 | Existing | Demand |  | Real-Time Emergency Generation Resource | Emergency Generation | Hartford Steam Company | REST OF POOL | .Z.CONNECTICUT | CT | 2.986 | 2.986 | n/a | 0
12253 | Existing | Demand |  | Real-Time Demand Response Resource | Demand Response | Hartford Steam Company 2 | REST OF POOL | .Z.CONNECTICUT | CT | 4.79 | 4.79 | n/a | 0
11895 | Existing | Demand |  | Real-Time Demand Response Resource | Demand Response | Hartford Technologies | REST OF POOL | .Z.CONNECTICUT | CT | 0.142 | 0.142 | n/a | 0
12156 | Existing | Demand |  | Real-Time Emergency Generation Resource | Emergency Generation | Hartford, Buckeley | REST OF POOL | .Z.CONNECTICUT | CT | 0.177 | 0.177 | n/a | 0
12153 | Existing | Demand |  | Real-Time Emergency Generation Resource | Emergency Generation | Hartford, Firehouses #4, #14 | REST OF POOL | .Z.CONNECTICUT | CT | 0.177 | 0.177 | n/a | 0
12154 | Existing | Demand |  | Real-Time Emergency Generation Resource | Emergency Generation | Hartford, Hartford High | REST OF POOL | .Z.CONNECTICUT | CT | 0.264 | 0.264 | n/a | 0
12152 | Existing | Demand |  | Real-Time Emergency Generation Resource | Emergency Generation | Hartford, McCock Building | REST OF POOL | .Z.CONNECTICUT | CT | 0.177 | 0.177 | n/a | 0
12151 | Existing | Demand |  | Real-Time Emergency Generation Resource | Emergency Generation | Hartford, N.Meadows & City Yd | REST OF POOL | .Z.CONNECTICUT | CT | 0.247 | 0.247 | n/a | 0
12157 | Existing | Demand |  | Real-Time Emergency Generation Resource | Emergency Generation | Hartford, Police Headquarters | REST OF POOL | .Z.CONNECTICUT | CT | 0.528 | 0.528 | n/a | 0
12155 | Existing | Demand |  | Real-Time Emergency Generation Resource | Emergency Generation | Hartford, Weaver, Bamerd Brown | REST OF POOL | .Z.CONNECTICUT | CT | 0.283 | 0.283 | n/a | 0
11581 | Existing | Demand |  | Real-Time Demand Response Resource | Demand Response | Harty Press | REST OF POOL | .Z.CONNECTICUT | CT | 0.438 | 0.43 | n/a | 0
12395 | Existing | Demand |  | Real-Time Demand Response Resource | Demand Response | Haynes Deep River | REST OF POOL | .Z.CONNECTICUT | CT | 0.555 | 0.555 | n/a | 0
12383 | Existing | Demand |  | Real-Time Demand Response Resource | Demand Response | Haynes Naugatuck | REST OF POOL | .Z.CONNECTICUT | CT | 1.234 | 1.234 | n/a | 0
12396 | Existing | Demand |  | Real-Time Demand Response Resource | Demand Response | Haynes Oxford | REST OF POOL | .Z.CONNECTICUT | CT | 0.555 | 0.555 | n/a | 0
12397 | Existing | Demand |  | Real-Time Demand Response Resource | Demand Response | Haynes Seymour | REST OF POOL | .Z.CONNECTICUT | CT | 0.21 | 0.21 | n/a | 0
11853 | Existing | Demand |  | Real-Time Emergency Generation Resource | Emergency Generation | Hebrew Home & Hospital | REST OF POOL | .Z.CONNECTICUT | CT | 0.142 | 0.142 | n/a | 0
436 | Existing | Intermittent | Wood/Wood Waste Solids |  |  | HEMPHILL 1 | REST OF POOL | .Z.NEWHAMPSHIRE | NH | 14.137 | 14.285 | n/a | 0
957 | Existing | Generator | Water at a Conventional Hydroelectric Turbine |  |  | HG&E HYDRO/CABOT 1-4 | REST OF POOL | .Z.WCMASS | MA | 3.147 | 3.147 | n/a | 3.147
11986 | Existing | Demand |  | Real-Time Demand Response Resource | Demand Response | HI Tech Profiles | REST OF POOL | .Z.CONNECTICUT | CT | 0.354 | 0.354 | n/a | 0
11596 | Existing | Demand |  | Real-Time Demand Response Resource | Demand Response | High Precision Inc. | REST OF POOL | .Z.CONNECTICUT | CT | 0.226 | 0.221 | n/a | 0
10992 | Existing | Demand |  | Real-Time Demand Response Resource | Demand Response | High Ridge Park Bldg 2 | REST OF POOL | .Z.CONNECTICUT | CT | 0.123 | 0.123 | n/a | 0
11672 | Existing | Demand |  | Real-Time Emergency Generation Resource | Emergency Generation | High Ridge Park Bldg 5 | REST OF POOL | .Z.CONNECTICUT | CT | 0.247 | 0.247 | n/a | 0
10991 | Existing | Demand |  | Real-Time Emergency Generation Resource | Emergency Generation | High Ridge Park Bldg 6 | REST OF POOL | .Z.CONNECTICUT | CT | 0.247 | 0.247 | n/a | 0
11795 | Existing | Demand |  | Real-Time Emergency Generation Resource | Emergency Generation | High View Health Care Center | REST OF POOL | .Z.CONNECTICUT | CT | 0.123 | 0.123 | n/a | 0
783 | Existing | Intermittent | Water at a Conventional Hydroelectric Turbine |  |  | HIGHGATE FALLS | REST OF POOL | .Z.VERMONT | VT | 3.969 | 8.29 | n/a | 3.969
11869 | Existing | Demand |  | Real-Time Demand Response Resource | Demand Response | Highway Safety Design | REST OF POOL | .Z.CONNECTICUT | CT | 0.111 | 0.111 | n/a | 0
11542 | Existing | Demand |  | Real-Time Emergency Generation Resource | Emergency Generation | Hill House Senior Residence | REST OF POOL | .Z.CONNECTICUT | CT | 0.077 | 0.077 | n/a | 0
891 | Existing | Intermittent | Water at a Conventional Hydroelectric Turbine |  |  | HILLSBORO MILLS | REST OF POOL | .Z.NEWHAMPSHIRE | NH | 0 | 0.288 | n/a | 0
11865 | Existing | Demand |  | Real-Time Emergency Generation Resource | Emergency Generation | Hilton Hartford | REST OF POOL | .Z.CONNECTICUT | CT | 0.247 | 0.247 | n/a | 0
12002 | Existing | Demand |  | Real-Time Emergency Generation Resource | Emergency Generation | Hines- 222 Berk and 500 Boylst | REST OF POOL | .Z.NEMASSBOST | MA | 0.617 | 0.617 | n/a | 0
440 | Existing | Generator | Water at a Conventional Hydroelectric Turbine |  |  | HIRAM | MAINE | .Z.MAINE | ME | 10.732 | 11.6 | n/a | 0
12114 | Existing | Demand |  | Real-Time Emergency Generation Resource | Emergency Generation | HO Penn Machinery Company | REST OF POOL | .Z.CONNECTICUT | CT | 0.346 | 0.346 | n/a | 0
13546 | Existing | Demand |  | Real-Time Demand Response Resource | Demand Response | Holiday Inn Rutland | REST OF POOL | .Z.VERMONT | VT | 0.086 | 0.086 | n/a | 0
437 | Existing | Generator | Natural Gas |  |  | HOLYOKE 6/CABOT 6 | REST OF POOL | .Z.WCMASS | MA | 9.611 | 9.611 | n/a | 9.611
438 | Existing | Generator | Natural Gas |  |  | HOLYOKE 8/CABOT 8 | REST OF POOL | .Z.WCMASS | MA | 9.695 | 9.695 | n/a | 9.695
11737 | Existing | Demand |  | Real-Time Demand Response Resource | Demand Response | Home Depot Zone 3 ROC CLP | REST OF POOL | .Z.CONNECTICUT | CT | 1.605 | 1.573 | n/a | 0
11738 | Existing | Demand |  | Real-Time Demand Response Resource | Demand Response | Home Depot Zone 4 SWCT MUNI | REST OF POOL | .Z.CONNECTICUT | CT | 0.123 | 0.121 | n/a | 0
11735 | Existing | Demand |  | Real-Time Demand Response Resource | Demand Response | Home Depot Zone 1 SWCT UI | REST OF POOL | .Z.CONNECTICUT | CT | 0.864 | 0.847 | n/a | 0
11736 | Existing | Demand |  | Real-Time Demand Response Resource | Demand Response | Home Depot Zone 2 SWCT CLP | REST OF POOL | .Z.CONNECTICUT | CT | 0.617 | 0.605 | n/a | 0
11954 | Existing | Demand |  | Real-Time Demand Response Resource | Demand Response | Homer D. Bronson Co. | REST OF POOL | .Z.CONNECTICUT | CT | 0.095 | 0.095 | n/a | 0
12529 | New | Intermittent | Wind |  |  | Hoosac Wind | REST OF POOL | .Z.WCMASS | MA | 7.7 | 12.5 | YES | 0
919 | Existing | Intermittent | Water at a Conventional Hydroelectric Turbine |  |  | HOPKINTON HYDRO | REST OF POOL | .Z.NEWHAMPSHIRE | NH | 0.056 | 0.094 | n/a | 0
12388 | Existing | Demand |  | Real-Time Demand Response Resource | Demand Response | Horizon Music | REST OF POOL | .Z.WCMASS | MA | 0.236 | 0.236 | n/a | 0
902 | Existing | Intermittent | Water at a Conventional Hydroelectric Turbine |  |  | HOSIERY MILL DAM | REST OF POOL | .Z.NEWHAMPSHIRE | NH | 0 | 0.29 | n/a | 0
11867 | Existing | Demand |  | Real-Time Emergency Generation Resource | Emergency Generation | Hospital for Special Care | REST OF POOL | .Z.CONNECTICUT | CT | 0.709 | 0.709 | n/a | 0
11165 | Existing | Demand |  | Real-Time Emergency Generation Resource | Emergency Generation | Hospital of Central CT | REST OF POOL | .Z.CONNECTICUT | CT | 1.426 | 1.426 | n/a | 0
10626 | Existing | Demand |  | Real-Time Emergency Generation Resource | Emergency Generation | Hospital of St. Raphael | REST OF POOL | .Z.CONNECTICUT | CT | 1.213 | 1.189 | n/a | 0
12599 | New | Demand |  | Real-Time Emergency Generation Resource | Emergency Generation | Hospitals & Utility Back up Generation | REST OF POOL | .Z.NEWHAMPSHIRE | NH | 0.444 | 0.444 | YES | 0
12053 | Existing | Demand |  | Real-Time Emergency Generation Resource | Emergency Generation | Hoya Lens of America | REST OF POOL | .Z.CONNECTICUT | CT | 0.095 | 0.095 | n/a | 0
11274 | Existing | Demand |  | Critical Peak Demand Resource | Load Management | Huhtamaki | MAINE | .Z.MAINE | ME | 1.099 | 12.344 | n/a | 0
11754 | Existing | Demand |  | Real-Time Emergency Generation Resource | Emergency Generation | Hull Forest | REST OF POOL | .Z.CONNECTICUT | CT | 0.833 | 0.833 | n/a | 0
11408 | Existing | Intermittent | Wind |  |  | HULL WIND TURBINE II | REST OF POOL | .Z.SEMASS | MA | 0.092 | 0.162 | n/a | 0.092
1656 | Existing | Intermittent | Wind |  |  | HULL WIND TURBINE U5 | REST OF POOL | .Z.SEMASS | MA | 0.042 | 0.153 | n/a | 0.042
2432 | Existing | Intermittent | Water at a Conventional Hydroelectric Turbine |  |  | HUNTINGTON FALLS-NEW | REST OF POOL | .Z.VERMONT | VT | 1.95 | 3.397 | n/a | 1.557
856 | Existing | Intermittent | Water at a Conventional Hydroelectric Turbine |  |  | HUNT'S POND | REST OF POOL | .Z.WCMASS | MA | 0.002 | 0.057 | n/a | 0.002
12565 | New | Import |  |  |  | Hydro Quebec Control Area - Hydro Quebec | REST OF POOL | Phase I/II HQ Excess | N/A | 631.846 | 0 | NO | 0
12567 | New | Import |  |  |  | Hydro Quebec Control Area - New Brunswick | REST OF POOL | New Brunswick | N/A | 26 | 0 | NO | 0
11985 | Existing | Demand |  | Real-Time Demand Response Resource | Demand Response | Hygrade Precision Technologies | REST OF POOL | .Z.CONNECTICUT | CT | 0.142 | 0.142 | n/a | 0
11889 | Existing | Intermittent | Solar |  |  | IBEW LOCAL 99 SOLAR QF | REST OF POOL | .Z.RHODEISLAND | RI | 0 | 0 | n/a | 0
12192 | Existing | Demand |  | Real-Time Demand Response Resource | Demand Response | IMI Norgren | REST OF POOL | .Z.CONNECTICUT | CT | 0.095 | 0.095 | n/a | 0
11894 | Existing | Demand |  | Real-Time Demand Response Resource | Demand Response | Impact Plastics | REST OF POOL | .Z.CONNECTICUT | CT | 0.944 | 0.944 | n/a | 0
11598 | Existing | Demand |  | Real-Time Demand Response Resource | Demand Response | Imperial Metal Finishing | REST OF POOL | .Z.CONNECTICUT | CT | 0.123 | 0.121 | n/a | 0
446 | Existing | Generator | Wood/Wood Waste Solids |  |  | INDECK JONESBORO | MAINE | .Z.MAINE | ME | 20.658 | 19.672 | n/a | 2
445 | Existing | Generator | Wood/Wood Waste Solids |  |  | INDECK WEST ENFIELD | MAINE | .Z.MAINE | ME | 22.223 | 22.011 | n/a | 2
867 | Existing | Intermittent | Water at a Conventional Hydroelectric Turbine |  |  | INDIAN ORCHARD | REST OF POOL | .Z.WCMASS | MA | 0.235 | 1.179 | n/a | 0
11709 | Existing | Demand |  | Real-Time Emergency Generation Resource | Emergency Generation | ING Insurance | REST OF POOL | .Z.CONNECTICUT | CT | 0.216 | 0.216 | n/a | 0
11604 | Existing | Demand |  | Real-Time Demand Response Resource | Demand Response | Inline Plastics Corp | REST OF POOL | .Z.CONNECTICUT | CT | 0.499 | 0.489 | n/a | 0
11616 | Existing | Demand |  | Real-Time Demand Response Resource | Demand Response | Insulpane of Connecticut | REST OF POOL | .Z.CONNECTICUT | CT | 0.741 | 0.726 | n/a | 0
11810 | Existing | Demand |  | Real-Time Emergency Generation Resource | Emergency Generation | International Paper ICAP | MAINE | .Z.MAINE | ME | 62.805 | 62.805 | n/a | 0
12847 | New | Generator | Natural Gas |  |  | Invenergy Gas Turbine | REST OF POOL | .Z.WCMASS | MA | 162.5 | 187.5 | NO | 0
10931 | Existing | Demand |  | Real-Time Emergency Generation Resource | Emergency Generation | Invitrogen | REST OF POOL | .Z.CONNECTICUT | CT | 0.123 | 0.123 | n/a | 0
12543 | New | Generator | Natural Gas |  |  | IPA Mill Expansion II | REST OF POOL | .Z.WCMASS | MA | 158.5 | 184.7 | NO | 0
448 | Existing | Generator | Distillate Fuel Oil. Including Diesel, No. 2 |  |  | IPSWICH DIESELS | REST OF POOL | .Z.NEMASSBOST | MA | 10.24 | 9.985 | n/a | 9.985
11344 | Existing | Demand |  | Real-Time Demand Response Resource | Demand Response | Isaacson Lumber | MAINE | .Z.MAINE | ME | 0.014 | 2.099 | n/a | 0
12298 | Existing | Demand |  | Real-Time Demand Response Resource | Demand Response | ITW Anchor Fasteners | REST OF POOL | .Z.CONNECTICUT | CT | 0.444 | 0.444 | n/a | 0
474 | Existing | Generator | Wood/Wood Waste Solids |  |  | J C MCNEIL | REST OF POOL | .Z.VERMONT | VT | 52 | 54 | n/a | 50.076
359 | Existing | Generator | Water at a Conventional Hydroelectric Turbine |  |  | J. COCKWELL 1 | REST OF POOL | .Z.WCMASS | MA | 285.494 | 292.275 | n/a | 0
360 | Existing | Generator | Water |  |  | J. COCKWELL 2 | REST OF POOL | .Z.WCMASS | MA | 285.913 | 293.052 | n/a | 0
449 | Existing | Generator | Water at a Conventional Hydroelectric Turbine |  |  | JACKMAN | REST OF POOL | .Z.NEWHAMPSHIRE | NH | 3.548 | 3.46 | n/a | 0
11272 | Existing | Demand |  | Real-Time Emergency Generation Resource | Emergency Generation | Jackson Laboratory | MAINE | .Z.MAINE | ME | 2.928 | 1.185 | n/a | 0
11453 | Existing | Demand |  | Real-Time Emergency Generation Resource | Emergency Generation | Jarvis Airfoil, Inc. | REST OF POOL | .Z.CONNECTICUT | CT | 0.71 | 0.71 | n/a | 0
11603 | Existing | Demand |  | Real-Time Demand Response Resource | Demand Response | Jelliff Corp | REST OF POOL | .Z.CONNECTICUT | CT | 0.123 | 0.121 | n/a | 0
11597 | Existing | Demand |  | Real-Time Demand Response Resource | Demand Response | Jensen Industries | REST OF POOL | .Z.CONNECTICUT | CT | 0.175 | 0.172 | n/a | 0
10609 | Existing | Demand |  | Real-Time Emergency Generation Resource | Emergency Generation | JHE | REST OF POOL | .Z.CONNECTICUT | CT | 0.37 | 0.37 | n/a | 0
10513 | Existing | Demand |  | Real-Time Emergency Generation Resource | Emergency Generation | John Street 1 | REST OF POOL | .Z.CONNECTICUT | CT | 2.021 | 2.497 | n/a | 0
451 | Existing | Generator | Landfill Gas |  |  | JOHNSTON LANDFILL | REST OF POOL | .Z.RHODEISLAND | RI | 12 | 12 | n/a | 0
12178 | Existing | Demand |  | Real-Time Emergency Generation Resource | Emergency Generation | Joseph Merritt & Company | REST OF POOL | .Z.CONNECTICUT | CT | 0.132 | 0.132 | n/a | 0
12316 | Existing | Demand |  | Real-Time Emergency Generation Resource | Emergency Generation | Kaman Aerospace | REST OF POOL | .Z.CONNECTICUT | CT | 0.37 | 0.37 | n/a | 0
911 | Existing | Intermittent | Water at a Conventional Hydroelectric Turbine |  |  | KELLEYS FALLS | REST OF POOL | .Z.NEWHAMPSHIRE | NH | 0.005 | 0.291 | n/a | 0
1672 | Existing | Generator | Natural Gas |  |  | KENDALL CT | REST OF POOL | .Z.NEMASSBOST | MA | 153.5 | 167.5 | n/a | 0
452 | Existing | Generator | Jet Fuel |  |  | KENDALL JET 1 | REST OF POOL | .Z.NEMASSBOST | MA | 16.563 | 21.563 | n/a | 0
10347 | Existing | Generator | Natural Gas |  |  | KENDALL STEAM 1 | REST OF POOL | .Z.NEMASSBOST | MA | 14.16 | 16.436 | n/a | 0
10348 | Existing | Generator | Natural Gas |  |  | KENDALL STEAM 2 | REST OF POOL | .Z.NEMASSBOST | MA | 21 | 20.474 | n/a | 0
10349 | Existing | Generator | Natural Gas |  |  | KENDALL STEAM 3 | REST OF POOL | .Z.NEMASSBOST | MA | 19.116 | 20.413 | n/a | 0
1119 | Existing | Intermittent | Water at a Conventional Hydroelectric Turbine |  |  | KENNEBAGO HYDRO | MAINE | .Z.MAINE | ME | 0.205 | 0.439 | n/a | 0
1273 | Existing | Intermittent | Water at a Conventional Hydroelectric Turbine |  |  | KENNEBEC WATER U5 | MAINE | .Z.MAINE | ME | 0.005 | 0.267 | n/a | 0
1764 | Existing | Demand |  | Real-Time Demand Response Resource | Demand Response | Kerite Company | REST OF POOL | .Z.CONNECTICUT | CT | 0.834 | 0.834 | n/a | 0
12264 | Existing | Demand |  | Real-Time Emergency Generation Resource | Emergency Generation | Kettle Brook Care Center | REST OF POOL | .Z.CONNECTICUT | CT | 0.207 | 0.207 | n/a | 0
786 | Existing | Intermittent | Water at a Conventional Hydroelectric Turbine |  |  | KEZAR LEDGEMERE COMPOSITE | MAINE | .Z.MAINE | ME | 0.372 | 1.017 | n/a | 0
12551 | New | Generator | Wind |  |  | Kibby Wind Farm | MAINE | .Z.MAINE | ME | 20.4 | 47.3 | NO | 0
2258 | Existing | Demand |  | Real-Time Emergency Generation Resource | Emergency Generation | Kidde-Fenwal | REST OF POOL | .Z.NEMASSBOST | MA | 0.216 | 0.216 | n/a | 0
11979 | Existing | Demand |  | Real-Time Emergency Generation Resource | Emergency Generation | Killingly WPCP | REST OF POOL | .Z.CONNECTICUT | CT | 0.778 | 0.778 | n/a | 0
837 | Existing | Intermittent | Water at a Conventional Hydroelectric Turbine |  |  | KILLINGTON | REST OF POOL | .Z.VERMONT | VT | 0.012 | 0.033 | n/a | 0.006
11919 | Existing | Demand |  | Real-Time Emergency Generation Resource | Emergency Generation | King Industries | REST OF POOL | .Z.CONNECTICUT | CT | 1.111 | 1.111 | n/a | 0
838 | Existing | Intermittent | Water at a Conventional Hydroelectric Turbine |  |  | KINGSBURY | REST OF POOL | .Z.VERMONT | VT | 0.085 | 0.132 | n/a | 0.039
799 | Existing | Intermittent | Water at a Conventional Hydroelectric Turbine |  |  | KINNEYTOWN A | REST OF POOL | .Z.CONNECTICUT | CT | 0 | 0 | n/a | 0
800 | Existing | Intermittent | Water at a Conventional Hydroelectric Turbine |  |  | KINNEYTOWN B | REST OF POOL | .Z.CONNECTICUT | CT | 0.358 | 0.582 | n/a | 0
11685 | Existing | Demand |  | Real-Time Demand Response Resource | Demand Response | Kohl's Zone 1 | REST OF POOL | .Z.CONNECTICUT | CT | 0.173 | 0.169 | n/a | 0
11242 | Existing | Demand |  | Real-Time Emergency Generation Resource | Emergency Generation | Konica - Windsor | REST OF POOL | .Z.CONNECTICUT | CT | 0.443 | 0.443 | n/a | 0
12288 | Existing | Demand |  | Real-Time Demand Response Resource | Demand Response | KTI, Inc | REST OF POOL | .Z.CONNECTICUT | CT | 0.095 | 0.095 | n/a | 0
11922 | Existing | Demand |  | Real-Time Demand Response Resource | Demand Response | L C Doane Company | REST OF POOL | .Z.CONNECTICUT | CT | 0.189 | 0.189 | n/a | 0
466 | Existing | Generator | Distillate Fuel Oil. Including Diesel, No. 2 |  |  | L STREET JET | REST OF POOL | .Z.NEMASSBOST | MA | 11.85 | 17.5 | n/a | 0
839 | Existing | Intermittent | Water at a Conventional Hydroelectric Turbine |  |  | LADD'S MILL | REST OF POOL | .Z.VERMONT | VT | 0.016 | 0.041 | n/a | 0.007
1342 | Existing | Generator | Natural Gas |  |  | LAKE ROAD 1 | REST OF POOL | .Z.RHODEISLAND | RI | 241.538 | 268.068 | n/a | 0
1342 | New | Generator | Natural Gas |  |  | LAKE ROAD 1 | REST OF POOL | .Z.RHODEISLAND | RI | 6.262 | 9.758 | YES | 0
1343 | Existing | Generator | Natural Gas |  |  | LAKE ROAD 2 | REST OF POOL | .Z.CONNECTICUT | RI | 232.804 | 260.805 | n/a | 0
1343 | New | Generator | Natural Gas |  |  | LAKE ROAD 2 | REST OF POOL | .Z.CONNECTICUT | RI | 14.996 | 17.021 | YES | 0
1344 | Existing | Generator | Natural Gas |  |  | LAKE ROAD 3 | REST OF POOL | .Z.RHODEISLAND | RI | 248.724 | 284.348 | n/a | 0
892 | Existing | Intermittent | Water at a Conventional Hydroelectric Turbine |  |  | LAKEPORT DAM | REST OF POOL | .Z.NEWHAMPSHIRE | NH | 0.244 | 0.36 | n/a | 0
12219 | Existing | Demand |  | Real-Time Demand Response Resource | Demand Response | Langford School | REST OF POOL | .Z.CONNECTICUT | CT | 0.123 | 0.123 | n/a | 0
10616 | Existing | Demand |  | Real-Time Emergency Generation Resource | Emergency Generation | Latex Foam International | REST OF POOL | .Z.CONNECTICUT | CT | 0.207 | 0.204 | n/a | 0
12393 | Existing | Demand |  | Real-Time Emergency Generation Resource | Emergency Generation | Laurel Ridge | REST OF POOL | .Z.CONNECTICUT | CT | 0.222 | 0.222 | n/a | 0
1598 | Existing | Demand |  | Real-Time Emergency Generation Resource | Emergency Generation | Lawrence and Memorial Hosp - 1 | REST OF POOL | .Z.CONNECTICUT | CT | 0.447 | 0.447 | n/a | 0
457 | Existing | Generator | Water at a Conventional Hydroelectric Turbine |  |  | LAWRENCE HYDRO | REST OF POOL | .Z.WCMASS | MA | 6.54 | 13.029 | n/a | 0
11390 | Existing | Demand |  | Real-Time Emergency Generation Resource | Emergency Generation | Leahy Ctr-Dept of Youth Serv | REST OF POOL | .Z.NEMASSBOST | MA | 0 | 0.346 | n/a | 0
10052 | Existing | Demand |  | Real-Time Demand Response Resource | Demand Response | Leed Himmel Industries - 1 | REST OF POOL | .Z.CONNECTICUT | CT | 0.449 | 0.441 | n/a | 0
11386 | Existing | Demand |  | Real-Time Emergency Generation Resource | Emergency Generation | Lemuel Shattuck Hospital | REST OF POOL | .Z.SEMASS | MA | 0.53 | 0.53 | n/a | 0
12093 | Existing | Demand |  | Critical Peak Demand Resource | Load Management | LENOX American Saw | REST OF POOL | .Z.WCMASS | MA | 1.605 | 1.605 | n/a | 0
13502 | Existing | Demand |  | Real-Time Emergency Generation Resource | Emergency Generation | Level 3 Comm - 300 Windsor | REST OF POOL | .Z.CONNECTICUT | CT | 1.037 | 1.037 | n/a | 0
10947 | Existing | Demand |  | Real-Time Emergency Generation Resource | Emergency Generation | Level 3 Communications | REST OF POOL | .Z.CONNECTICUT | CT | 0.253 | 0.253 | n/a | 0
12147 | Existing | Demand |  | Real-Time Emergency Generation Resource | Emergency Generation | Level 3 Communications TICAP | REST OF POOL | .Z.NEMASSBOST | MA | 0.851 | 0.851 | n/a | 0
11285 | Existing | Demand |  | Real-Time Emergency Generation Resource | Emergency Generation | Lewiston Auburn Water | MAINE | .Z.MAINE | ME | 0.443 | 0.617 | n/a | 0
787 | Existing | Generator | Water at a Conventional Hydroelectric Turbine |  |  | LEWISTON CANAL COMPOSITE | MAINE | .Z.MAINE | ME | 1.855 | 6.49 | n/a | 0
1283 | Existing | Intermittent | Water at a Conventional Hydroelectric Turbine |  |  | LEWISTON U5 | MAINE | .Z.MAINE | ME | 0.382 | 0.285 | n/a | 0
12454 | Existing | Import |  |  |  | Lievre River Project - Import | REST OF POOL | Phase I/II HQ Excess | N/A | 200 | 200 | n/a | 0
2478 | Existing | Demand |  | Real-Time Demand Response Resource | Demand Response | Linde Gas | REST OF POOL | .Z.CONNECTICUT | CT | 19.705 | 23.454 | n/a | 0
11968 | Existing | Demand |  | Real-Time Demand Response Resource | Demand Response | Linemaster Switch Corp | REST OF POOL | .Z.CONNECTICUT | CT | 0.167 | 0.167 | n/a | 0
894 | Existing | Intermittent | Water at a Conventional Hydroelectric Turbine |  |  | LISBON HYDRO | REST OF POOL | .Z.NEWHAMPSHIRE | NH | 0.201 | 0.352 | n/a | 0
462 | Existing | Intermittent | Municipal Solid Waste |  |  | LISBON RESOURCE RECOVERY | REST OF POOL | .Z.CONNECTICUT | CT | 13.664 | 13.921 | n/a | 0
11552 | Existing | Demand |  | Real-Time Emergency Generation Resource | Emergency Generation | Litchfield | REST OF POOL | .Z.CONNECTICUT | CT | 0.16 | 0.16 | n/a | 0
11553 | Existing | Demand |  | Real-Time Emergency Generation Resource | Emergency Generation | Litchfield WPCA | REST OF POOL | .Z.CONNECTICUT | CT | 0.136 | 0.136 | n/a | 0
11159 | Existing | Demand |  | Real-Time Emergency Generation Resource | Emergency Generation | Littleton Light and Water Dept | REST OF POOL | .Z.WCMASS | MA | 0.246 | 0.741 | n/a | 0
904 | Existing | Intermittent | Water at a Conventional Hydroelectric Turbine |  |  | LOCHMERE DAM | REST OF POOL | .Z.NEWHAMPSHIRE | NH | 0.41 | 0.56 | n/a | 0
460 | Existing | Intermittent | Water at a Conventional Hydroelectric Turbine |  |  | LOCKWOOD | MAINE | .Z.MAINE | ME | 4.208 | 4.493 | n/a | 0
12066 | Existing | Demand |  | Real-Time Emergency Generation Resource | Emergency Generation | Loomis Chafee School | REST OF POOL | .Z.CONNECTICUT | CT | 0.755 | 0.755 | n/a | 0
1806 | Existing | Demand |  | Real-Time Demand Response Resource | Demand Response | Loos & Co., Inc. | REST OF POOL | .Z.CONNECTICUT | CT | 0.342 | 0.342 | n/a | 0
11638 | Existing | Demand |  | Real-Time Emergency Generation Resource | Emergency Generation | Lord Chamberlain | REST OF POOL | .Z.CONNECTICUT | CT | 0.185 | 0.181 | n/a | 0
464 | Existing | Generator | Distillate Fuel Oil. Including Diesel, No. 2 |  |  | LOST NATION | REST OF POOL | .Z.NEWHAMPSHIRE | NH | 14.071 | 18.084 | n/a | 0
1188 | Existing | Generator | Natural Gas |  |  | LOWELL COGENERATION PLANT | REST OF POOL | .Z.WCMASS | MA | 25 | 27.25 | n/a | 0
12521 | New | Generator | Natural Gas |  |  | Lowell Power Reactivation | REST OF POOL | .Z.WCMASS | MA | 72 | 74 | YES | 0
11234 | Existing | Demand |  | Real-Time Emergency Generation Resource | Emergency Generation | Lowell Wastewater | REST OF POOL | .Z.NEMASSBOST | MA | 0.675 | 0.675 | n/a | 0
774 | Existing | Generator | Water at a Conventional Hydroelectric Turbine |  |  | LOWER LAMOILLE COMPOSITE | REST OF POOL | .Z.VERMONT | VT | 15.8 | 16 | n/a | 15.8
895 | Existing | Intermittent | Water at a Conventional Hydroelectric Turbine |  |  | LOWER ROBERTSON DAM | REST OF POOL | .Z.NEWHAMPSHIRE | NH | 0.265 | 0.488 | n/a | 0
10406 | Existing | Intermittent | Water at a Conventional Hydroelectric Turbine |  |  | LOWER VALLEY HYDRO U5 | REST OF POOL | .Z.NEWHAMPSHIRE | NH | 0.212 | 0.371 | n/a | 0.212
10408 | Existing | Intermittent | Water at a Conventional Hydroelectric Turbine |  |  | LOWER VILLAGE HYDRO U5 | REST OF POOL | .Z.NEWHAMPSHIRE | NH | 0 | 0.169 | n/a | 0
950 | Existing | Intermittent | Water at a Conventional Hydroelectric Turbine |  |  | LP ATHOL - QF | REST OF POOL | .Z.WCMASS | MA | 0.076 | 0.121 | n/a | 0
12185 | Existing | Demand |  | Real-Time Demand Response Resource | Demand Response | Luzenac America | REST OF POOL | .Z.VERMONT | VT | 1.111 | 1.111 | n/a | 0
12131 | Existing | Demand |  | Real-Time Emergency Generation Resource | Emergency Generation | Lynn WWTP TICAP | REST OF POOL | .Z.NEMASSBOST | MA | 2 | 2 | n/a | 0
472 | Existing | Generator | Jet Fuel |  |  | M STREET JET | REST OF POOL | .Z.NEMASSBOST | MA | 50 | 68.1 | n/a | 0
12753 | New | Demand |  | On-Peak Demand Resource | Distributed Generation | MA SEMA state colleges | REST OF POOL | .Z.SEMASS | MA | 0.168 | 0.168 | YES | 0
11334 | Existing | Demand |  | Real-Time Demand Response Resource | Demand Response | Macy's Boston | REST OF POOL | .Z.NEMASSBOST | MA | 0.125 | 0.125 | n/a | 0
12038 | Existing | Demand |  | Real-Time Demand Response Resource | Demand Response | Macy's Connecticut | REST OF POOL | .Z.CONNECTICUT | CT | 0.41 | 0.41 | n/a | 0
11332 | Existing | Demand |  | Real-Time Demand Response Resource | Demand Response | Macy's Stamford | REST OF POOL | .Z.CONNECTICUT | CT | 0.125 | 0.125 | n/a | 0
1114 | Existing | Intermittent | Water at a Conventional Hydroelectric Turbine |  |  | MADISON COMPOSITE | MAINE | .Z.MAINE | ME | 0 | 0 | n/a | 0
10428 | Existing | Demand |  | Real-Time Emergency Generation Resource | Emergency Generation | Madison Electric Works | MAINE | .Z.MAINE | ME | 1.21 | 1.234 | n/a | 0
11660 | Existing | Demand |  | Real-Time Emergency Generation Resource | Emergency Generation | Madison High School (Daniel Ha | REST OF POOL | .Z.CONNECTICUT | CT | 0.37 | 0.37 | n/a | 0
11658 | Existing | Demand |  | Real-Time Emergency Generation Resource | Emergency Generation | Madison Town Hall | REST OF POOL | .Z.CONNECTICUT | CT | 0.309 | 0.309 | n/a | 0
1216 | Existing | Generator | Natural Gas |  |  | MAINE INDEPENDENCE STATION | MAINE | .Z.MAINE | ME | 490.432 | 540.432 | n/a | 0
321 | Existing | Generator | Natural Gas |  |  | MANCHESTER 10/10A CC | REST OF POOL | .Z.RHODEISLAND | RI | 149 | 170 | n/a | 0
322 | Existing | Generator | Natural Gas |  |  | MANCHESTER 11/11A CC | REST OF POOL | .Z.RHODEISLAND | RI | 149 | 170 | n/a | 0
323 | Existing | Generator | Natural Gas |  |  | MANCHESTER 9/9A CC | REST OF POOL | .Z.RHODEISLAND | RI | 149 | 170 | n/a | 0
11701 | Existing | Demand |  | Real-Time Emergency Generation Resource | Emergency Generation | Manchester Memorial Hospital | REST OF POOL | .Z.CONNECTICUT | CT | 0.737 | 0.737 | n/a | 0
12033 | Existing | Demand |  | Real-Time Emergency Generation Resource | Emergency Generation | Manchester Police | REST OF POOL | .Z.CONNECTICUT | CT | 0.125 | 0.125 | n/a | 0
12032 | Existing | Demand |  | Real-Time Emergency Generation Resource | Emergency Generation | Manchester Sewer Plant | REST OF POOL | .Z.CONNECTICUT | CT | 0.309 | 0.309 | n/a | 0
12039 | Existing | Demand |  | Real-Time Emergency Generation Resource | Emergency Generation | Manchester Water Dept | REST OF POOL | .Z.CONNECTICUT | CT | 0.125 | 0.125 | n/a | 0
12071 | Existing | Demand |  | Real-Time Emergency Generation Resource | Emergency Generation | Maneeley Inc | REST OF POOL | .Z.CONNECTICUT | CT | 0.21 | 0.21 | n/a | 0
12368 | Existing | Demand |  | Real-Time Demand Response Resource | Demand Response | Marandino Foods | REST OF POOL | .Z.CONNECTICUT | CT | 0.216 | 0.216 | n/a | 0
11978 | Existing | Demand |  | Real-Time Emergency Generation Resource | Emergency Generation | Marathon Healthcare | REST OF POOL | .Z.CONNECTICUT | CT | 0.095 | 0.095 | n/a | 0
12248 | Existing | Demand |  | Real-Time Emergency Generation Resource | Emergency Generation | Marathon Healthcare - Norwalk | REST OF POOL | .Z.CONNECTICUT | CT | 0.259 | 0.259 | n/a | 0
12188 | Existing | Demand |  | Real-Time Emergency Generation Resource | Emergency Generation | Marathon Healthcare - Prospect | REST OF POOL | .Z.CONNECTICUT | CT | 0.142 | 0.142 | n/a | 0
12246 | Existing | Demand |  | Real-Time Emergency Generation Resource | Emergency Generation | Marathon Healthcare-New Haven | REST OF POOL | .Z.CONNECTICUT | CT | 0.236 | 0.236 | n/a | 0
12247 | Existing | Demand |  | Real-Time Emergency Generation Resource | Emergency Generation | Marathon Healthcare-Waterbury | REST OF POOL | .Z.CONNECTICUT | CT | 0.212 | 0.212 | n/a | 0
467 | Existing | Generator | Distillate Fuel Oil. Including Diesel, No. 2 |  |  | MARBLEHEAD DIESELS | REST OF POOL | .Z.NEMASSBOST | MA | 5 | 5 | n/a | 5
11959 | Existing | Demand |  | Real-Time Demand Response Resource | Demand Response | Marcus Dairy Inc. | REST OF POOL | .Z.CONNECTICUT | CT | 0.111 | 0.111 | n/a | 0
11599 | Existing | Demand |  | Real-Time Demand Response Resource | Demand Response | Marlin Firearms | REST OF POOL | .Z.CONNECTICUT | CT | 1.39 | 1.362 | n/a | 0
11864 | Existing | Demand |  | Real-Time Emergency Generation Resource | Emergency Generation | Marriott Hartford | REST OF POOL | .Z.CONNECTICUT | CT | 0.247 | 0.247 | n/a | 0
1266 | Existing | Intermittent | Water at a Conventional Hydroelectric Turbine |  |  | MARSH POWER | MAINE | .Z.MAINE | ME | 0 | 0.04 | n/a | 0
468 | Existing | Generator | Water at a Conventional Hydroelectric Turbine |  |  | MARSHFIELD 6 HYDRO | REST OF POOL | .Z.VERMONT | VT | 5 | 4.75 | n/a | 0
840 | Existing | Intermittent | Water at a Conventional Hydroelectric Turbine |  |  | MARTINSVILLE | REST OF POOL | .Z.VERMONT | VT | 0.038 | 0.123 | n/a | 0.017
11378 | Existing | Demand |  | Real-Time Emergency Generation Resource | Emergency Generation | MASAC | REST OF POOL | .Z.SEMASS | MA | 0.178 | 0.178 | n/a | 0
1061 | Existing | Intermittent | Water at a Conventional Hydroelectric Turbine |  |  | MASCOMA HYDRO | REST OF POOL | .Z.NEWHAMPSHIRE | NH | 0.054 | 0.64 | n/a | 0
11576 | Existing | Demand |  | Real-Time Emergency Generation Resource | Emergency Generation | Mashantucket Pequot Utility | REST OF POOL | .Z.CONNECTICUT | CT | 0.37 | 0.37 | n/a | 0
11577 | Existing | Demand |  | Real-Time Emergency Generation Resource | Emergency Generation | Mashantucket Water Pollution | REST OF POOL | .Z.CONNECTICUT | CT | 1.481 | 1.481 | n/a | 0
497 | Existing | Generator | Natural Gas |  |  | MASS POWER | REST OF POOL | .Z.WCMASS | MA | 238.259 | 276.759 | n/a | 0
12815 | New | Demand |  | Critical Peak Demand Resource | Load Management | Massachusetts CoolSentry | REST OF POOL | .Z.NEMASSBOST | MA | 77.77 | 77.77 | NO | 0
12816 | New | Demand |  | Critical Peak Demand Resource | Load Management | Massachusetts CoolSentry | REST OF POOL | .Z.SEMASS | MA | 77.77 | 77.77 | NO | 0
12817 | New | Demand |  | Critical Peak Demand Resource | Load Management | Massachusetts CoolSentry | REST OF POOL | .Z.WCMASS | MA | 17.282 | 17.282 | NO | 0
10998 | Existing | Generator | Solar |  |  | MASSINNOVATION FITCHBURG | REST OF POOL | .Z.WCMASS | MA | 0.003 | 0.003 | n/a | 0
13673 | Existing | Generator | Distillate Fuel Oil. Including Diesel, No. 2 |  |  | MATEP | REST OF POOL | .Z.NEMASSBOST | MA | 46 | 33.309 | n/a | 0
13675 | Existing | Generator | Natural Gas |  |  | MATEP CC | REST OF POOL | .Z.NEMASSBOST | MA | 34 | 20 | n/a | 0
880 | Existing | Intermittent | Water at a Conventional Hydroelectric Turbine |  |  | MCCALLUM ENTERPRISES | REST OF POOL | .Z.CONNECTICUT | CT | 0 | 0 | n/a | 0
11383 | Existing | Demand |  | Real-Time Emergency Generation Resource | Emergency Generation | MCI Norfolk | REST OF POOL | .Z.SEMASS | MA | 2 | 2 | n/a | 0
11376 | Existing | Demand |  | Real-Time Emergency Generation Resource | Emergency Generation | MCI Shirley | REST OF POOL | .Z.WCMASS | MA | 1.259 | 1.259 | n/a | 0
473 | Existing | Generator | Water at a Conventional Hydroelectric Turbine |  |  | MCINDOES | REST OF POOL | .Z.NEWHAMPSHIRE | NH | 9.744 | 10.518 | n/a | 0
11465 | Existing | Demand |  | Real-Time Emergency Generation Resource | Emergency Generation | McLean Health Center | REST OF POOL | .Z.CONNECTICUT | CT | 0.339 | 0.339 | n/a | 0
1805 | Existing | Demand |  | Real-Time Emergency Generation Resource | Emergency Generation | MDC East Hartford | REST OF POOL | .Z.CONNECTICUT | CT | 0.494 | 0.494 | n/a | 0
1790 | Existing | Demand |  | Real-Time Emergency Generation Resource | Emergency Generation | MDC Hartford | REST OF POOL | .Z.CONNECTICUT | CT | 1.481 | 1.481 | n/a | 0
345 | Existing | Intermittent | Anthracite Coal and Bituminous Coal |  |  | MEAD | MAINE | .Z.MAINE | ME | 56.25 | 46.826 | n/a | 0
10620 | Existing | Demand |  | Real-Time Emergency Generation Resource | Emergency Generation | Meadow Ridge | REST OF POOL | .Z.CONNECTICUT | CT | 0.375 | 0.368 | n/a | 0
2287 | Existing | Intermittent | Water at a Conventional Hydroelectric Turbine |  |  | MECHANIC FALLS HYDRO | MAINE | .Z.MAINE | ME | 0.091 | 0.426 | n/a | 0
806 | Existing | Intermittent | Water at a Conventional Hydroelectric Turbine |  |  | MECHANICSVILLE | REST OF POOL | .Z.CONNECTICUT | CT | 0.02 | 0.148 | n/a | 0
475 | Existing | Generator | Distillate Fuel Oil. Including Diesel, No. 2 |  |  | MEDWAY DIESELS 1-4 | MAINE | .Z.MAINE | ME | 7.075 | 8.525 | n/a | 0
12382 | Existing | Demand |  | Real-Time Emergency Generation Resource | Emergency Generation | Mendinstill | REST OF POOL | .Z.CONNECTICUT | CT | 0.269 | 0.269 | n/a | 0
476 | Existing | Intermittent | Municipal Solid Waste |  |  | MERC | MAINE | .Z.MAINE | ME | 20.873 | 20.782 | n/a | 0
10848 | Existing | Demand |  | Real-Time Emergency Generation Resource | Emergency Generation | Meriden-Cedarwood Valley PS | REST OF POOL | .Z.CONNECTICUT | CT | 0.035 | 0.035 | n/a | 0
10763 | Existing | Demand |  | Real-Time Emergency Generation Resource | Emergency Generation | Meriden-Water Department | REST OF POOL | .Z.CONNECTICUT | CT | 0.078 | 0.078 | n/a | 0
10657 | Existing | Demand |  | Real-Time Emergency Generation Resource | Emergency Generation | Meriden-WPCF-Blower#1 | REST OF POOL | .Z.CONNECTICUT | CT | 0.326 | 0.326 | n/a | 0
10661 | Existing | Demand |  | Real-Time Emergency Generation Resource | Emergency Generation | Meriden-WPCF-Chlorine | REST OF POOL | .Z.CONNECTICUT | CT | 0.007 | 0.007 | n/a | 0
10656 | Existing | Demand |  | Real-Time Emergency Generation Resource | Emergency Generation | Meriden-WPCF-Harborbrook | REST OF POOL | .Z.CONNECTICUT | CT | 0.167 | 0.167 | n/a | 0
10660 | Existing | Demand |  | Real-Time Emergency Generation Resource | Emergency Generation | Meriden-WPCF-Inlet | REST OF POOL | .Z.CONNECTICUT | CT | 0.04 | 0.04 | n/a | 0
10659 | Existing | Demand |  | Real-Time Emergency Generation Resource | Emergency Generation | Meriden-WPCF-Sludge | REST OF POOL | .Z.CONNECTICUT | CT | 0.167 | 0.167 | n/a | 0
946 | Existing | Intermittent | Water at a Conventional Hydroelectric Turbine |  |  | MERRIMAC PAPER - QF | REST OF POOL | .Z.WCMASS | MA | 0 | 0 | n/a | 0
489 | Existing | Generator | Anthracite Coal and Bituminous Coal |  |  | MERRIMACK 1 | REST OF POOL | .Z.NEWHAMPSHIRE | NH | 112.5 | 114 | n/a | 0
490 | Existing | Generator | Anthracite Coal and Bituminous Coal |  |  | MERRIMACK 2 | REST OF POOL | .Z.NEWHAMPSHIRE | NH | 320 | 320 | n/a | 0
382 | Existing | Generator | Jet Fuel |  |  | MERRIMACK CT1 | REST OF POOL | .Z.NEWHAMPSHIRE | NH | 16.826 | 21.676 | n/a | 0
383 | Existing | Generator | Jet Fuel |  |  | MERRIMACK CT2 | REST OF POOL | .Z.NEWHAMPSHIRE | NH | 16.804 | 21.304 | n/a | 0
12113 | Existing | Demand |  | Real-Time Emergency Generation Resource | Emergency Generation | Merritt on the River | REST OF POOL | .Z.CONNECTICUT | CT | 0.284 | 0.284 | n/a | 0
759 | Existing | Generator | Water at a Conventional Hydroelectric Turbine |  |  | MESSALONSKEE COMPOSITE | MAINE | .Z.MAINE | ME | 2.989 | 4.4 | n/a | 0
10049 | Existing | Demand |  | Real-Time Demand Response Resource | Demand Response | Metal Management Inc. - 1 | REST OF POOL | .Z.CONNECTICUT | CT | 3.822 | 3.745 | n/a | 0
793 | Existing | Intermittent | Water at a Conventional Hydroelectric Turbine |  |  | METHUEN HYDRO | REST OF POOL | .Z.NEMASSBOST | MA | 0 | 0.195 | n/a | 0
1810 | Existing | Demand |  | Real-Time Emergency Generation Resource | Emergency Generation | MIB Inc | REST OF POOL | .Z.SEMASS | MA | 0.322 | 0.346 | n/a | 0
1614 | Existing | Demand |  | Real-Time Emergency Generation Resource | Emergency Generation | Mid State Medical 86510590 | REST OF POOL | .Z.CONNECTICUT | CT | 0.494 | 0.494 | n/a | 0
775 | Existing | Generator | Water at a Conventional Hydroelectric Turbine |  |  | MIDDLEBURY COMPOSITE | REST OF POOL | .Z.VERMONT | VT | 6.6 | 6 | n/a | 6
1720 | Existing | Intermittent | Water at a Conventional Hydroelectric Turbine |  |  | MIDDLEBURY LOWER U5 | REST OF POOL | .Z.VERMONT | VT | 0.623 | 1.205 | n/a | 0.623
13464 | Existing | Demand |  | Real-Time Emergency Generation Resource | Emergency Generation | Middlesex & Wadsworth | REST OF POOL | .Z.CONNECTICUT | CT | 0.16 | 0.16 | n/a | 0
779 | Existing | Generator | Water at a Conventional Hydroelectric Turbine |  |  | MIDDLESEX 2 | REST OF POOL | .Z.VERMONT | VT | 1.01 | 2.118 | n/a | 0
479 | Existing | Generator | Residual Fuel Oil No. 6 020 |  |  | MIDDLETOWN 1 | REST OF POOL | .Z.CONNECTICUT | CT | 0 | 0 | n/a | 0
478 | Existing | Generator | Jet Fuel |  |  | MIDDLETOWN 10 | REST OF POOL | .Z.CONNECTICUT | CT | 17.123 | 22.023 | n/a | 0
12505 | New | Generator | Natural Gas |  |  | Middletown 12&13 | REST OF POOL | .Z.CONNECTICUT | CT | 186 | 192 | NO | 0
480 | Existing | Generator | Residual Fuel Oil No. 6 020 |  |  | MIDDLETOWN 2 | REST OF POOL | .Z.CONNECTICUT | CT | 117 | 120 | n/a | 0
481 | Existing | Generator | Residual Fuel Oil No. 6 020 |  |  | MIDDLETOWN 3 | REST OF POOL | .Z.CONNECTICUT | CT | 236 | 245 | n/a | 0
482 | Existing | Generator | Residual Fuel Oil No. 6 020 |  |  | MIDDLETOWN 4 | REST OF POOL | .Z.CONNECTICUT | CT | 400 | 402 | n/a | 0
11673 | Existing | Demand |  | Real-Time Emergency Generation Resource | Emergency Generation | Midfield Corp. | REST OF POOL | .Z.CONNECTICUT | CT | 0.607 | 0.607 | n/a | 0
11617 | Existing | Demand |  | Real-Time Demand Response Resource | Demand Response | Milford Board of Education | REST OF POOL | .Z.CONNECTICUT | CT | 0.573 | 0.562 | n/a | 0
10648 | Existing | Demand |  | Real-Time Emergency Generation Resource | Emergency Generation | Milford Hospital | REST OF POOL | .Z.CONNECTICUT | CT | 0.983 | 0.963 | n/a | 0
11676 | Existing | Demand |  | Real-Time Emergency Generation Resource | Emergency Generation | Milford Police Station | REST OF POOL | .Z.CONNECTICUT | CT | 0.123 | 0.121 | n/a | 0
486 | Existing | Generator | Natural Gas |  |  | MILFORD POWER | REST OF POOL | .Z.SEMASS | MA | 149 | 170.73 | n/a | 0
1385 | Existing | Generator | Natural Gas |  |  | MILFORD POWER 1 | REST OF POOL | .Z.CONNECTICUT | CT | 239 | 267.237 | n/a | 0
1386 | Existing | Generator | Natural Gas |  |  | MILFORD POWER 2 | REST OF POOL | .Z.CONNECTICUT | CT | 253.093 | 287.632 | n/a | 0
11590 | Existing | Demand |  | Real-Time Emergency Generation Resource | Emergency Generation | Milford PW- Beaverbrook Plant | REST OF POOL | .Z.CONNECTICUT | CT | 0.148 | 0.146 | n/a | 0
11592 | Existing | Demand |  | Real-Time Emergency Generation Resource | Emergency Generation | Milford PW Gulf Pond | REST OF POOL | .Z.CONNECTICUT | CT | 0.123 | 0.121 | n/a | 0
11593 | Existing | Demand |  | Real-Time Emergency Generation Resource | Emergency Generation | Milford PW Housatonic Plant | REST OF POOL | .Z.CONNECTICUT | CT | 0.309 | 0.302 | n/a | 0
11591 | Existing | Demand |  | Real-Time Emergency Generation Resource | Emergency Generation | Milford PW West Ave | REST OF POOL | .Z.CONNECTICUT | CT | 0.225 | 0.22 | n/a | 0
12133 | Existing | Demand |  | Real-Time Emergency Generation Resource | Emergency Generation | Mill River Lumber TICAP | REST OF POOL | .Z.VERMONT | VT | 1.111 | 1.111 | n/a | 0
1210 | Existing | Generator | Natural Gas |  |  | MILLENNIUM | REST OF POOL | .Z.WCMASS | MA | 333.097 | 384.622 | n/a | 0
487 | Existing | Intermittent | Water at a Conventional Hydroelectric Turbine |  |  | MILLER HYDRO | MAINE | .Z.MAINE | ME | 6.624 | 13.65 | n/a | 0
484 | Existing | Generator | Nuclear Uranium, Plutonium, Thorium |  |  | MILLSTONE POINT 2 | REST OF POOL | .Z.CONNECTICUT | CT | 880.989 | 881.96 | n/a | 0
485 | Existing | Generator | Nuclear Uranium, Plutonium, Thorium |  |  | MILLSTONE POINT 3 | REST OF POOL | .Z.CONNECTICUT | CT | 1155.001 | 1155.481 | n/a | 78.482
485 | New | Generator | Nuclear Uranium, Plutonium, Thorium |  |  | MILLSTONE POINT 3 | REST OF POOL | .Z.CONNECTICUT | CT | 80 | 80 | YES | 0
868 | Existing | Intermittent | Water at a Conventional Hydroelectric Turbine |  |  | MILTON MILLS HYDRO | REST OF POOL | .Z.NEWHAMPSHIRE | NH | 0.384 | 1.098 | n/a | 0
869 | Existing | Intermittent | Water at a Conventional Hydroelectric Turbine |  |  | MINE FALLS | REST OF POOL | .Z.NEWHAMPSHIRE | NH | 0.827 | 1.622 | n/a | 0
794 | Existing | Intermittent | Water at a Conventional Hydroelectric Turbine |  |  | MINIWAWA | REST OF POOL | .Z.NEWHAMPSHIRE | NH | 0.104 | 0.575 | n/a | 0.104
12035 | Existing | Demand |  | Real-Time Demand Response Resource | Demand Response | Mirror Publishing&Plating Co | REST OF POOL | .Z.CONNECTICUT | CT | 1.049 | 1.049 | n/a | 0
12142 | Existing | Demand |  | Real-Time Emergency Generation Resource | Emergency Generation | Miss Porter's School | REST OF POOL | .Z.CONNECTICUT | CT | 0.309 | 0.309 | n/a | 0
12404 | Existing | Demand |  | Real-Time Demand Response Resource | Demand Response | MIT - TICAP | REST OF POOL | .Z.NEMASSBOST | MA | 1.889 | 1.889 | n/a | 0
954 | Existing | Intermittent | Landfill Gas |  |  | MM LOWELL LANDFILL - QF | REST OF POOL | .Z.WCMASS | MA | 0.326 | 0.274 | n/a | 0
1109 | Existing | Intermittent | Municipal Solid Waste |  |  | MMWAC | MAINE | .Z.MAINE | ME | 1.885 | 2.109 | n/a | 0
11244 | Existing | Demand |  | Real-Time Emergency Generation Resource | Emergency Generation | MMWEC Adminstration Building | REST OF POOL | .Z.WCMASS | MA | 0.152 | 0.123 | n/a | 0
915 | Existing | Intermittent | Water at a Conventional Hydroelectric Turbine |  |  | MONADNOCK PAPER MILLS | REST OF POOL | .Z.NEWHAMPSHIRE | NH | 0 | 0 | n/a | 0
11515 | Existing | Demand |  | Real-Time Emergency Generation Resource | Emergency Generation | Monsanto Company | REST OF POOL | .Z.CONNECTICUT | CT | 0.33 | 0.33 | n/a | 0
492 | Existing | Generator | Distillate Fuel Oil. Including Diesel, No. 2 |  |  | MONTVILLE 10 and 11 | REST OF POOL | .Z.CONNECTICUT | CT | 5.296 | 5.354 | n/a | 0
493 | Existing | Generator | Residual Fuel Oil No. 6 020 |  |  | MONTVILLE 5 | REST OF POOL | .Z.CONNECTICUT | CT | 81 | 81.59 | n/a | 0
494 | Existing | Generator | Residual Fuel Oil No. 6 020 |  |  | MONTVILLE 6 | REST OF POOL | .Z.CONNECTICUT | CT | 407.401 | 409.913 | n/a | 0
494 | New | Generator | Residual Fuel Oil No. 6 020 |  |  | MONTVILLE 6 | REST OF POOL | .Z.CONNECTICUT | CT | 630 | 677 | NO | 0
12040 | Existing | Demand |  | Real-Time Emergency Generation Resource | Emergency Generation | Montville WPCF Gen | REST OF POOL | .Z.CONNECTICUT | CT | 0.802 | 0.802 | n/a | 0
495 | Existing | Generator | Water at a Conventional Hydroelectric Turbine |  |  | MONTY | MAINE | .Z.MAINE | ME | 28 | 28 | n/a | 0
496 | Existing | Generator | Water at a Conventional Hydroelectric Turbine |  |  | MOORE | REST OF POOL | .Z.NEWHAMPSHIRE | NH | 191.15 | 186.713 | n/a | 4.437
841 | Existing | Intermittent | Water at a Conventional Hydroelectric Turbine |  |  | MORETOWN 8 | REST OF POOL | .Z.VERMONT | VT | 0.098 | 0.247 | n/a | 0.045
1166 | Existing | Intermittent | Water at a Conventional Hydroelectric Turbine |  |  | MORRISVILLE PLANT #2 | REST OF POOL | .Z.VERMONT | VT | 0.351 | 0.677 | n/a | 0.351
11588 | Existing | Demand |  | Real-Time Demand Response Resource | Demand Response | Mossberg & Sons O F | REST OF POOL | .Z.CONNECTICUT | CT | 0.294 | 0.288 | n/a | 0
498 | Existing | Generator | Anthracite Coal and Bituminous Coal |  |  | MT TOM | REST OF POOL | .Z.WCMASS | MA | 144.365 | 146.053 | n/a | 0
498 | New | Generator | Anthracite Coal and Bituminous Coal |  |  | MT TOM | REST OF POOL | .Z.WCMASS | MA | 144.365 | 146.053 | NO | 0
12776 | New | Demand |  | Critical Peak Demand Resource | Load Management | Multiple projects | REST OF POOL | .Z.CONNECTICUT | CT | 2.468 | 2.468 | NO | 0
12337 | Existing | Demand |  | Critical Peak Demand Resource | Load Management | Munksjo Paper | REST OF POOL | .Z.WCMASS | MA | 4.321 | 4.321 | n/a | 0
12024 | Existing | Demand |  | Real-Time Demand Response Resource | Demand Response | Murphy Road Recycling | REST OF POOL | .Z.CONNECTICUT | CT | 0.37 | 0.37 | n/a | 0
1062 | Existing | Intermittent | Water at a Conventional Hydroelectric Turbine |  |  | MWRA COSGROVE | REST OF POOL | .Z.WCMASS | MA | 0.412 | 0 | n/a | 0
10091 | Existing | Demand |  | Real-Time Emergency Generation Resource | Emergency Generation | MWRA Deer Island | REST OF POOL | .Z.NEMASSBOST | MA | 17.899 | 17.899 | n/a | 0
502 | Existing | Generator | Natural Gas |  |  | MYSTIC 7 | REST OF POOL | .Z.NEMASSBOST | MA | 554.85 | 559.775 | n/a | 0
1478 | Existing | Generator | Natural Gas |  |  | MYSTIC 8 | REST OF POOL | .Z.NEMASSBOST | MA | 685.315 | 834.075 | n/a | 0
1616 | Existing | Generator | Natural Gas |  |  | MYSTIC 9 | REST OF POOL | .Z.NEMASSBOST | MA | 693.818 | 826.719 | n/a | 0
503 | Existing | Generator | Distillate Fuel Oil. Including Diesel, No. 2 |  |  | MYSTIC JET | REST OF POOL | .Z.NEMASSBOST | MA | 7.704 | 11.938 | n/a | 0
11572 | Existing | Demand |  | Real-Time Emergency Generation Resource | Emergency Generation | Mystic Sea Research Foundation | REST OF POOL | .Z.CONNECTICUT | CT | 1.054 | 1.054 | n/a | 0
776 | Existing | Generator | Water at a Conventional Hydroelectric Turbine |  |  | N. RUTLAND COMPOSITE | REST OF POOL | .Z.VERMONT | VT | 5.2 | 5.3 | n/a | 5.2
842 | Existing | Intermittent | Water at a Conventional Hydroelectric Turbine |  |  | NANTANA MILL | REST OF POOL | .Z.VERMONT | VT | 0.026 | 0.092 | n/a | 0.012
10644 | Existing | Demand |  | Real-Time Emergency Generation Resource | Emergency Generation | Nasdaq Inc. | REST OF POOL | .Z.CONNECTICUT | CT | 1.954 | 1.915 | n/a | 0
890 | Existing | Intermittent | Water at a Conventional Hydroelectric Turbine |  |  | NASHUA HYDRO | REST OF POOL | .Z.NEWHAMPSHIRE | NH | 0.307 | 0.521 | n/a | 0
11961 | Existing | Demand |  | Real-Time Demand Response Resource | Demand Response | National Chromium Company | REST OF POOL | .Z.CONNECTICUT | CT | 0.278 | 0.278 | n/a | 0
1903 | Existing | Demand |  | Real-Time Emergency Generation Resource | Emergency Generation | National Grid USA Service Comp | REST OF POOL | .Z.WCMASS | MA | 0.617 | 0.617 | n/a | 0
11920 | Existing | Demand |  | Real-Time Demand Response Resource | Demand Response | Naugatuck Glass Co | REST OF POOL | .Z.CONNECTICUT | CT | 0.222 | 0.222 | n/a | 0
507 | Existing | Generator | Natural Gas |  |  | NEA BELLINGHAM | REST OF POOL | .Z.SEMASS | MA | 264.938 | 327.558 | n/a | 0
10308 | Existing | Generator | Distillate Fuel Oil. Including Diesel, No. 2 |  |  | NECCO COGENERATION FACILITY | REST OF POOL | .Z.NEMASSBOST | MA | 5 | 5 | n/a | 0
12400 | Existing | Demand |  | Real-Time Demand Response Resource | Demand Response | NEMB | REST OF POOL | .Z.CONNECTICUT | CT | 0.148 | 0.148 | n/a | 0
10096 | Existing | Demand |  | Real-Time Demand Response Resource | Demand Response | New Alliance Bank | REST OF POOL | .Z.CONNECTICUT | CT | 0.185 | 0.181 | n/a | 0
11164 | Existing | Demand |  | Real-Time Emergency Generation Resource | Emergency Generation | New Britain Water Dept | REST OF POOL | .Z.CONNECTICUT | CT | 0.617 | 0.617 | n/a | 0
12272 | Existing | Demand |  | Real-Time Emergency Generation Resource | Emergency Generation | New Hartford - Antolini School | REST OF POOL | .Z.CONNECTICUT | CT | 0.099 | 0.099 | n/a | 0
513 | Existing | Generator | Residual Fuel Oil No. 6 020 |  |  | NEW HAVEN HARBOR | REST OF POOL | .Z.CONNECTICUT | CT | 447.894 | 454.644 | n/a | 0
11595 | Existing | Demand |  | Real-Time Demand Response Resource | Demand Response | New Haven Register | REST OF POOL | .Z.CONNECTICUT | CT | 0.201 | 0.198 | n/a | 0
11636 | Existing | Demand |  | Real-Time Demand Response Resource | Demand Response | New Haven Towers - Crown Tower | REST OF POOL | .Z.CONNECTICUT | CT | 0.137 | 0.135 | n/a | 0
11637 | Existing | Demand |  | Real-Time Demand Response Resource | Demand Response | New Haven Towers - Madison | REST OF POOL | .Z.CONNECTICUT | CT | 0.123 | 0.121 | n/a | 0
11102 | Existing | Demand |  | Real-Time Emergency Generation Resource | Emergency Generation | New London Waste Water | REST OF POOL | .Z.CONNECTICUT | CT | 0.741 | 0.741 | n/a | 0
11218 | Existing | Demand |  | Real-Time Demand Response Resource | Demand Response | New London Water - Oakdale | REST OF POOL | .Z.CONNECTICUT | CT | 0.123 | 0.123 | n/a | 0
11217 | Existing | Demand |  | Real-Time Emergency Generation Resource | Emergency Generation | New London Water - Waterford | REST OF POOL | .Z.CONNECTICUT | CT | 0.37 | 0.37 | n/a | 0
978 | Existing | Intermittent | Other Biomass Gas. Includes digester gas, methane, and other biomass gasses |  |  | NEW MILFORD | REST OF POOL | .Z.CONNECTICUT | CT | 1.599 | 1.467 | n/a | 0
843 | Existing | Intermittent | Water at a Conventional Hydroelectric Turbine |  |  | NEWBURY | REST OF POOL | .Z.VERMONT | VT | 0.04 | 0.149 | n/a | 0.018
11952 | Existing | Demand |  | Real-Time Demand Response Resource | Demand Response | Newcomb Springs of Connecticut | REST OF POOL | .Z.CONNECTICUT | CT | 0.189 | 0.189 | n/a | 0
888 | Existing | Intermittent | Water at a Conventional Hydroelectric Turbine |  |  | NEWFOUND HYDRO | REST OF POOL | .Z.NEWHAMPSHIRE | NH | 0.116 | 1.021 | n/a | 0
508 | Existing | Generator | Residual Fuel Oil No. 6 020 |  |  | NEWINGTON 1 | REST OF POOL | .Z.NEWHAMPSHIRE | NH | 400.2 | 400.2 | n/a | 0
1649 | Existing | Generator | Natural Gas |  |  | NEWINGTON ENERGY | REST OF POOL | .Z.NEWHAMPSHIRE | NH | 508.027 | 528.564 | n/a | 0
522 | Existing | Generator | #N/A |  |  | NEWPORT DIESELS 4-7 | REST OF POOL | .Z.VERMONT | #N/A | 1.8 | 1.8 | n/a | 0
523 | Existing | Generator | #N/A |  |  | NEWPORT DIESELS 8-10 | REST OF POOL | .Z.VERMONT | #N/A | 2 | 2 | n/a | 0
772 | Existing | Intermittent | Water at a Conventional Hydroelectric Turbine |  |  | NEWPORT HYDRO | REST OF POOL | .Z.VERMONT | VT | 1.263 | 2.473 | n/a | 0
12525 | New | Generator | Distillate Fuel Oil. Including Diesel, No. 2 |  |  | Newport Renewable | REST OF POOL | .Z.VERMONT | VT | 9.8 | 12.3 | NO | 0
9122 | Existing | Demand |  | On-Peak Demand Resource | Energy Efficiency | ngrid nema odr eeproject_1 | REST OF POOL | .Z.NEMASSBOST | MA | 5.597 | 5.597 | n/a | 0
9114 | Existing | Demand |  | On-Peak Demand Resource | Energy Efficiency | ngrid nh odr eeproject_1 | REST OF POOL | .Z.NEWHAMPSHIRE | NH | 0.867 | 0.867 | n/a | 0
9116 | Existing | Demand |  | On-Peak Demand Resource | Energy Efficiency | ngrid ri odr eeproject_1 | REST OF POOL | .Z.RHODEISLAND | RI | 9.458 | 9.458 | n/a | 0
9120 | Existing | Demand |  | On-Peak Demand Resource | Energy Efficiency | ngrid sema odr eeproject_1 | REST OF POOL | .Z.SEMASS | MA | 7.571 | 7.571 | n/a | 0
9121 | Existing | Demand |  | On-Peak Demand Resource | Energy Efficiency | ngrid wcma odr eeproject_1 | REST OF POOL | .Z.WCMASS | MA | 9.176 | 9.176 | n/a | 0
12670 | New | Demand |  | On-Peak Demand Resource | Energy Efficiency | ngrid_nema_fca1_eeodr | REST OF POOL | .Z.NEMASSBOST | MA | 22.343 | 24.442 | YES | 0
12671 | New | Demand |  | On-Peak Demand Resource | Energy Efficiency | ngrid_nh_fca1_eeodr | REST OF POOL | .Z.NEWHAMPSHIRE | NH | 2.839 | 2.963 | YES | 0
12672 | New | Demand |  | On-Peak Demand Resource | Energy Efficiency | ngrid_ri_fca1_eeodr | REST OF POOL | .Z.RHODEISLAND | RI | 31.849 | 31.849 | YES | 0
12673 | New | Demand |  | On-Peak Demand Resource | Energy Efficiency | ngrid_sema_fca1_eeodr | REST OF POOL | .Z.SEMASS | MA | 30.244 | 32.96 | YES | 0
12674 | New | Demand |  | On-Peak Demand Resource | Energy Efficiency | ngrid_wcma_fca1_eeodr | REST OF POOL | .Z.WCMASS | MA | 39.872 | 43.452 | YES | 0
9128 | Existing | Demand |  | On-Peak Demand Resource | Energy Efficiency | NHEC CORE EE Pgm Portfolio 1 | REST OF POOL | .Z.NEWHAMPSHIRE | NH | 0.26 | 0.944 | n/a | 0
12757 | New | Demand |  | On-Peak Demand Resource | Energy Efficiency | NHEC Energy Efficiency Programs | REST OF POOL | .Z.NEWHAMPSHIRE | NH | 0.43 | 1.332 | YES | 0
11820 | Existing | Demand |  | Real-Time Emergency Generation Resource | Emergency Generation | Noble Horizons | REST OF POOL | .Z.CONNECTICUT | CT | 0.123 | 0.123 | n/a | 0
922 | Existing | Intermittent | Water at a Conventional Hydroelectric Turbine |  |  | NOONE FALLS | REST OF POOL | .Z.NEWHAMPSHIRE | NH | 0.018 | 0.048 | n/a | 0
10589 | Existing | Demand |  | Real-Time Emergency Generation Resource | Emergency Generation | Norden 1 | REST OF POOL | .Z.CONNECTICUT | CT | 1.906 | 2.506 | n/a | 0
10590 | Existing | Demand |  | Real-Time Emergency Generation Resource | Emergency Generation | Norden 2 | REST OF POOL | .Z.CONNECTICUT | CT | 1.881 | 2.489 | n/a | 0
10591 | Existing | Demand |  | Real-Time Emergency Generation Resource | Emergency Generation | Norden 3 | REST OF POOL | .Z.CONNECTICUT | CT | 1.653 | 2.469 | n/a | 0
12752 | New | Demand |  | On-Peak Demand Resource | Distributed Generation | Norfolk/Walpole Correctional Complex Cogeneration | REST OF POOL | .Z.SEMASS | MA | 1.527 | 1.508 | YES | 0
760 | Existing | Generator | Water at a Conventional Hydroelectric Turbine |  |  | NORTH GORHAM | MAINE | .Z.MAINE | ME | 1.592 | 2 | n/a | 0
11126 | Existing | Intermittent | Water at a Conventional Hydroelectric Turbine |  |  | NORTH HARTLAND HYDRO | REST OF POOL | .Z.VERMONT | VT | 3.452 | 3.971 | n/a | 3.452
11432 | Existing | Demand |  | Real-Time Emergency Generation Resource | Emergency Generation | Northeast Utilities | REST OF POOL | .Z.CONNECTICUT | CT | 1.234 | 1.234 | n/a | 0
12079 | Existing | Demand |  | Real-Time Emergency Generation Resource | Emergency Generation | Northeast Utilities (Windsor) | REST OF POOL | .Z.CONNECTICUT | CT | 0.926 | 0.926 | n/a | 0
11393 | Existing | Demand |  | Real-Time Emergency Generation Resource | Emergency Generation | Northeastern Correctional Ctr | REST OF POOL | .Z.NEMASSBOST | MA | 0.022 | 0.133 | n/a | 0
742 | Existing | Generator | #N/A |  |  | NORTHFIELD MOUNTAIN 1-4 | REST OF POOL | .Z.WCMASS | #N/A | 1080 | 1080 | n/a | 0
12307 | Existing | Demand |  | Real-Time Demand Response Resource | Demand Response | Northfield MT Hermon | REST OF POOL | .Z.WCMASS | MA | 0.37 | 0.37 | n/a | 0
519 | Existing | Generator | Residual Fuel Oil No. 6 020 |  |  | NORWALK HARBOR 1 | REST OF POOL | .Z.CONNECTICUT | CT | 162 | 164 | n/a | 0
521 | Existing | Generator | Jet Fuel |  |  | NORWALK HARBOR 10 (3) | REST OF POOL | .Z.CONNECTICUT | CT | 11.925 | 17.125 | n/a | 0
520 | Existing | Generator | Residual Fuel Oil No. 6 020 |  |  | NORWALK HARBOR 2 | REST OF POOL | .Z.CONNECTICUT | CT | 168 | 172 | n/a | 0
2288 | Existing | Intermittent | Water at a Conventional Hydroelectric Turbine |  |  | NORWAY HYDRO | MAINE | .Z.MAINE | ME | 0 | 0.043 | n/a | 0
515 | Existing | Generator | Distillate Fuel Oil. Including Diesel, No. 2 |  |  | NORWICH JET | REST OF POOL | .Z.CONNECTICUT | CT | 15.255 | 18.8 | n/a | 0
11270 | Existing | Demand |  | Real-Time Emergency Generation Resource | Emergency Generation | Norwich WWTP | REST OF POOL | .Z.CONNECTICUT | CT | 2.007 | 2.469 | n/a | 0
12679 | New | Demand |  | Real-Time Demand Response Resource | Demand Response | NSTAR C&I DR SEMA | REST OF POOL | .Z.SEMASS | MA | 6.419 | 0.123 | NO | 0
12684 | New | Demand |  | On-Peak Demand Resource | Energy Efficiency | NSTAR EE NEMA | REST OF POOL | .Z.NEMASSBOST | MA | 69.129 | 69.129 | NO | 0
12685 | New | Demand |  | On-Peak Demand Resource | Energy Efficiency | NSTAR EE SEMA | REST OF POOL | .Z.SEMASS | MA | 17.282 | 17.282 | NO | 0
9126 | Existing | Demand |  | On-Peak Demand Resource | Energy Efficiency | NSTAR NEMA 07 | REST OF POOL | .Z.NEMASSBOST | MA | 18.028 | 18.028 | n/a | 0
9123 | Existing | Demand |  | On-Peak Demand Resource | Energy Efficiency | NSTAR SEMA | REST OF POOL | .Z.SEMASS | MA | 5.56 | 5.56 | n/a | 0
11885 | Existing | Demand |  | Real-Time Demand Response Resource | Demand Response | Nu Way Tobacco Company | REST OF POOL | .Z.CONNECTICUT | CT | 0.567 | 0.567 | n/a | 0
2471 | Existing | Demand |  | Real-Time Demand Response Resource | Demand Response | NUCOR Steel Connecticut | REST OF POOL | .Z.CONNECTICUT | CT | 6.052 | 6.789 | n/a | 0
11239 | Existing | Demand |  | Real-Time Emergency Generation Resource | Emergency Generation | Nufern Inc | REST OF POOL | .Z.CONNECTICUT | CT | 0.926 | 0.926 | n/a | 0
11454 | Existing | Demand |  | Real-Time Demand Response Resource | Demand Response | Nutmeg Recycling | REST OF POOL | .Z.CONNECTICUT | CT | 0.123 | 0.123 | n/a | 0
12450 | Existing | Import |  |  |  | NYPA - CMR | REST OF POOL | New York AC Ties | N/A | 78.6384 | 78.6384 | n/a | 46.77
12451 | Existing | Import |  |  |  | NYPA - VT | REST OF POOL | New York AC Ties | N/A | 13.9446 | 13.9446 | n/a | 10.133
2359 | Existing | Demand |  | Real-Time Demand Response Resource | Demand Response | O&G Industries, Inc. 1 | REST OF POOL | .Z.CONNECTICUT | CT | 0.057 | 0.057 | n/a | 0
2360 | Existing | Demand |  | Real-Time Demand Response Resource | Demand Response | O&G Industries, Inc. 2 | REST OF POOL | .Z.CONNECTICUT | CT | 0.505 | 0.505 | n/a | 0
2361 | Existing | Demand |  | Real-Time Demand Response Resource | Demand Response | O&G Industries, Inc. 3 | REST OF POOL | .Z.CONNECTICUT | CT | 0.007 | 0.007 | n/a | 0
2362 | Existing | Demand |  | Real-Time Demand Response Resource | Demand Response | O&G Industries, Inc. 4 | REST OF POOL | .Z.CONNECTICUT | CT | 0.323 | 0.323 | n/a | 0
1030 | Existing | Generator | Distillate Fuel Oil. Including Diesel, No. 2 |  |  | OAK BLUFFS | REST OF POOL | .Z.SEMASS | MA | 8 | 8.25 | n/a | 0
857 | Existing | Intermittent | Water at a Conventional Hydroelectric Turbine |  |  | OAKDALE HYDRO | REST OF POOL | .Z.WCMASS | MA | 3.101 | 0 | n/a | 0
12263 | Existing | Demand |  | Real-Time Demand Response Resource | Demand Response | O'Brien School | REST OF POOL | .Z.CONNECTICUT | CT | 0.123 | 0.123 | n/a | 0
11931 | Existing | Demand |  | Real-Time Emergency Generation Resource | Emergency Generation | OC Eyelet | REST OF POOL | .Z.CONNECTICUT | CT | 0.212 | 0.212 | n/a | 0
528 | Existing | Generator | Natural Gas |  |  | OCEAN ST PWR GT1/GT2/ST1 | REST OF POOL | .Z.RHODEISLAND | RI | 270.925 | 316.925 | n/a | 0
529 | Existing | Generator | Natural Gas |  |  | OCEAN ST PWR GT3/GT4/ST2 | REST OF POOL | .Z.RHODEISLAND | RI | 270.18 | 318.18 | n/a | 0
12217 | Existing | Demand |  | Real-Time Demand Response Resource | Demand Response | O'Connell School | REST OF POOL | .Z.CONNECTICUT | CT | 0.123 | 0.123 | n/a | 0
11724 | Existing | Demand |  | Real-Time Emergency Generation Resource | Emergency Generation | Offsite Now - Manchester | REST OF POOL | .Z.CONNECTICUT | CT | 0.007 | 0.007 | n/a | 0
527 | Existing | Intermittent | Municipal Solid Waste |  |  | OGDEN-MARTIN 1 | REST OF POOL | .Z.NEMASSBOST | MA | 38.096 | 40.901 | n/a | 0
897 | Existing | Intermittent | Water at a Conventional Hydroelectric Turbine |  |  | OLD NASH DAM | REST OF POOL | .Z.NEWHAMPSHIRE | NH | 0.02 | 0.068 | n/a | 0
11235 | Existing | Demand |  | Real-Time Emergency Generation Resource | Emergency Generation | OMI/New Haven - Aggregated | REST OF POOL | .Z.CONNECTICUT | CT | 0.023 | 0.023 | n/a | 0
11236 | Existing | Demand |  | Real-Time Emergency Generation Resource | Emergency Generation | OMI/New Haven - Boulevard PS | REST OF POOL | .Z.CONNECTICUT | CT | 0.121 | 0.121 | n/a | 0
11237 | Existing | Demand |  | Real-Time Emergency Generation Resource | Emergency Generation | OMI/New Haven - East Street PS | REST OF POOL | .Z.CONNECTICUT | CT | 0.447 | 0.447 | n/a | 0
854 | Existing | Intermittent | Water at a Conventional Hydroelectric Turbine |  |  | ORANGE HYDRO 1 | REST OF POOL | .Z.WCMASS | MA | 0 | 0.065 | n/a | 0
855 | Existing | Intermittent | Water at a Conventional Hydroelectric Turbine |  |  | ORANGE HYDRO 2 | REST OF POOL | .Z.WCMASS | MA | 0.058 | 0.168 | n/a | 0.058
11624 | Existing | Demand |  | Real-Time Demand Response Resource | Demand Response | OSDA | REST OF POOL | .Z.CONNECTICUT | CT | 0.123 | 0.121 | n/a | 0
908 | Existing | Intermittent | Water at a Conventional Hydroelectric Turbine |  |  | OTIS MILL HYDRO | REST OF POOL | .Z.NEWHAMPSHIRE | NH | 0 | 0.044 | n/a | 0
844 | Existing | Intermittent | Water at a Conventional Hydroelectric Turbine |  |  | OTTAUQUECHEE | REST OF POOL | .Z.VERMONT | VT | 0.496 | 1.011 | n/a | 0.227
925 | Existing | Intermittent | Water at a Conventional Hydroelectric Turbine |  |  | OTTER LANE HYDRO | REST OF POOL | .Z.NEWHAMPSHIRE | NH | 0.01 | 0.062 | n/a | 0
11554 | Existing | Demand |  | Real-Time Emergency Generation Resource | Emergency Generation | Outlet Broadcasting | REST OF POOL | .Z.CONNECTICUT | CT | 0.617 | 0.617 | n/a | 0
10598 | Existing | Demand |  | Real-Time Demand Response Resource | Demand Response | P.J. Keating - Lunenburg | REST OF POOL | .Z.WCMASS | MA | 1.425 | 0.123 | n/a | 0
11252 | Existing | Demand |  | Real-Time Emergency Generation Resource | Emergency Generation | Partners - Charlestown 114 | REST OF POOL | .Z.NEMASSBOST | MA | 0.314 | 0.314 | n/a | 0
11254 | Existing | Demand |  | Real-Time Emergency Generation Resource | Emergency Generation | Partners - Charlestown 149 #1 | REST OF POOL | .Z.NEMASSBOST | MA | 0.885 | 0.885 | n/a | 0
11253 | Existing | Demand |  | Real-Time Emergency Generation Resource | Emergency Generation | Partners - Charlestown 149 #2 | REST OF POOL | .Z.NEMASSBOST | MA | 0.365 | 0.365 | n/a | 0
11255 | Existing | Demand |  | Real-Time Emergency Generation Resource | Emergency Generation | Partners - Charlestown 149 #3 | REST OF POOL | .Z.NEMASSBOST | MA | 0.807 | 0.807 | n/a | 0
12385 | Existing | Demand |  | Real-Time Demand Response Resource | Demand Response | Partners - MGH Meter | REST OF POOL | .Z.NEMASSBOST | MA | 2.455 | 2.455 | n/a | 0
12390 | Existing | Demand |  | Real-Time Demand Response Resource | Demand Response | Partners - MGH Meter 2 | REST OF POOL | .Z.NEMASSBOST | MA | 1.86 | 1.86 | n/a | 0
11371 | Existing | Demand |  | Real-Time Emergency Generation Resource | Emergency Generation | Partners - MGH-CRP | REST OF POOL | .Z.NEMASSBOST | MA | 0.763 | 0.763 | n/a | 0
11373 | Existing | Demand |  | Real-Time Emergency Generation Resource | Emergency Generation | Partners - Newton Hospital | REST OF POOL | .Z.NEMASSBOST | MA | 0.553 | 0.553 | n/a | 0
11267 | Existing | Demand |  | Real-Time Emergency Generation Resource | Emergency Generation | Partners - Yawkey | REST OF POOL | .Z.NEMASSBOST | MA | 0.29 | 0.29 | n/a | 0
11665 | Existing | Demand |  | Real-Time Emergency Generation Resource | Emergency Generation | Partners Reinsurance | REST OF POOL | .Z.CONNECTICUT | CT | 0.196 | 0.196 | n/a | 0
820 | Existing | Intermittent | Water at a Conventional Hydroelectric Turbine |  |  | PASSUMPSIC | REST OF POOL | .Z.VERMONT | VT | 0.236 | 0.325 | n/a | 0
12179 | Existing | Demand |  | Real-Time Demand Response Resource | Demand Response | Pastanch LLC | REST OF POOL | .Z.CONNECTICUT | CT | 0.37 | 0.37 | n/a | 0
814 | Existing | Intermittent | Water at a Conventional Hydroelectric Turbine |  |  | PATCH | REST OF POOL | .Z.VERMONT | VT | 0.007 | 0.112 | n/a | 0
531 | Existing | Generator | Natural Gas |  |  | PAWTUCKET POWER | REST OF POOL | .Z.RHODEISLAND | RI | 63.134 | 64.582 | n/a | 0
12069 | Existing | Demand |  | Real-Time Demand Response Resource | Demand Response | Pegasus Triumph | REST OF POOL | .Z.CONNECTICUT | CT | 0.095 | 0.095 | n/a | 0
532 | Existing | Intermittent | Water at a Conventional Hydroelectric Turbine |  |  | PEJEPSCOT | MAINE | .Z.MAINE | ME | 4.949 | 10.381 | n/a | 0
870 | Existing | Intermittent | Water at a Conventional Hydroelectric Turbine |  |  | PEMBROKE | REST OF POOL | .Z.NEWHAMPSHIRE | NH | 0.448 | 1.641 | n/a | 0
871 | Existing | Intermittent | Water at a Conventional Hydroelectric Turbine |  |  | PENNACOOK FALLS LOWER | REST OF POOL | .Z.NEWHAMPSHIRE | NH | 1.262 | 3.581 | n/a | 0
872 | Existing | Intermittent | Water at a Conventional Hydroelectric Turbine |  |  | PENNACOOK FALLS UPPER | REST OF POOL | .Z.NEWHAMPSHIRE | NH | 0.982 | 2.535 | n/a | 0
534 | Existing | Intermittent | Water at a Conventional Hydroelectric Turbine |  |  | PENOBSCOT RIVER HYDRO | MAINE | .Z.MAINE | ME | 19.42 | 19.041 | n/a | 0
948 | Existing | Intermittent | Water at a Conventional Hydroelectric Turbine |  |  | PEPPERELL PAPER - QF | REST OF POOL | .Z.WCMASS | MA | 0.358 | 0.475 | n/a | 0
10887 | Existing | Demand |  | Real-Time Emergency Generation Resource | Emergency Generation | Pepperidge Farm | REST OF POOL | .Z.CONNECTICUT | CT | 0.093 | 0.093 | n/a | 0
536 | Existing | Intermittent | Municipal Solid Waste |  |  | PERC-ORRINGTON 1 | MAINE | .Z.MAINE | ME | 20.96 | 20.381 | n/a | 0
12112 | Existing | Demand |  | Real-Time Demand Response Resource | Demand Response | Perdue Pharma | REST OF POOL | .Z.CONNECTICUT | CT | 0.247 | 0.247 | n/a | 0
11580 | Existing | Demand |  | Real-Time Emergency Generation Resource | Emergency Generation | Perkin Elmer | REST OF POOL | .Z.CONNECTICUT | CT | 0.328 | 0.322 | n/a | 0
926 | Existing | Intermittent | Water at a Conventional Hydroelectric Turbine |  |  | PETERBOROUGH LOWER HYDRO | REST OF POOL | .Z.NEWHAMPSHIRE | NH | 0 | 0.125 | n/a | 0
941 | Existing | Intermittent | Water at a Conventional Hydroelectric Turbine |  |  | PETERBOROUGH UPPER HYDRO | REST OF POOL | .Z.NEWHAMPSHIRE | NH | 0 | 0.076 | n/a | 0
10402 | Existing | Intermittent | Water at a Conventional Hydroelectric Turbine |  |  | PETTYBORO HYDRO U5 | REST OF POOL | .Z.NEWHAMPSHIRE | NH | 0.001 | 0.002 | n/a | 0
11310 | Existing | Demand |  | Real-Time Emergency Generation Resource | Emergency Generation | Pfizer - New Haven | REST OF POOL | .Z.CONNECTICUT | CT | 0.185 | 0.185 | n/a | 0
11319 | Existing | Demand |  | Real-Time Emergency Generation Resource | Emergency Generation | Pfizer - New London | REST OF POOL | .Z.CONNECTICUT | CT | 0.386 | 0.386 | n/a | 0
12169 | Existing | Demand |  | Real-Time Emergency Generation Resource | Emergency Generation | Pfizer PGRD, Kings Heights | REST OF POOL | .Z.CONNECTICUT | CT | 1.234 | 1.234 | n/a | 0
1577 | Existing | Demand |  | Real-Time Emergency Generation Resource | Emergency Generation | Phillips Academy | REST OF POOL | .Z.WCMASS | MA | 1.168 | 1.42 | n/a | 0
1798 | Existing | Demand |  | Real-Time Demand Response Resource | Demand Response | Phoenix Soil | REST OF POOL | .Z.CONNECTICUT | CT | 0.358 | 0.358 | n/a | 0
10927 | Existing | Demand |  | #N/A | #N/A | Pickwick Fee LLC | REST OF POOL | .Z.CONNECTICUT | #N/A | 0.123 | 0.123 | n/a | 0
818 | Existing | Intermittent | Water at a Conventional Hydroelectric Turbine |  |  | PIERCE MILLS | REST OF POOL | .Z.VERMONT | VT | 0.123 | 0.208 | n/a | 0
537 | Existing | Generator | Nuclear Uranium, Plutonium, Thorium |  |  | PILGRIM NUCLEAR POWER STATION | REST OF POOL | .Z.SEMASS | MA | 684.746 | 684.746 | n/a | 0
809 | Existing | Intermittent | Wood/Wood Waste Solids |  |  | PINCHBECK | REST OF POOL | .Z.CONNECTICUT | CT | 0 | 0.002 | n/a | 0
538 | Existing | Generator | Wood/Wood Waste Solids |  |  | PINETREE POWER | REST OF POOL | .Z.WCMASS | MA | 16.62 | 17.134 | n/a | 0
10492 | Existing | Demand |  | Real-Time Emergency Generation Resource | Emergency Generation | Pistapaug Pond Water Treatment | REST OF POOL | .Z.CONNECTICUT | CT | 0.252 | 0.372 | n/a | 0
10718 | Existing | Demand |  | Real-Time Emergency Generation Resource | Emergency Generation | Pitney Bowes - Danbury DMT | REST OF POOL | .Z.CONNECTICUT | CT | 0.552 | 0.552 | n/a | 0
10717 | Existing | Demand |  | Real-Time Emergency Generation Resource | Emergency Generation | Pitney Bowes - Newtown 2 | REST OF POOL | .Z.CONNECTICUT | CT | 0.506 | 0.506 | n/a | 0
10716 | Existing | Demand |  | Real-Time Emergency Generation Resource | Emergency Generation | Pitney Bowes Barry Place | REST OF POOL | .Z.CONNECTICUT | CT | 0.121 | 0.121 | n/a | 0
12012 | Existing | Demand |  | Real-Time Emergency Generation Resource | Emergency Generation | Pitney Bowes HQ | REST OF POOL | .Z.CONNECTICUT | CT | 0.391 | 0.391 | n/a | 0
1876 | Existing | Demand |  | Real-Time Emergency Generation Resource | Emergency Generation | Pitney Bowes Inc. | REST OF POOL | .Z.CONNECTICUT | CT | 2.605 | 2.553 | n/a | 0
11614 | Existing | Demand |  | Real-Time Emergency Generation Resource | Emergency Generation | Pitney Bowes-35 Waterview | REST OF POOL | .Z.CONNECTICUT | CT | 0.27 | 0.265 | n/a | 0
2290 | Existing | Intermittent | Water at a Conventional Hydroelectric Turbine |  |  | PITTSFIELD HYDRO | MAINE | .Z.MAINE | ME | 0.311 | 0.818 | n/a | 0
12425 | Existing | Demand |  | Real-Time Emergency Generation Resource | Emergency Generation | Plainfield WPCA | REST OF POOL | .Z.CONNECTICUT | CT | 0.123 | 0.123 | n/a | 0
2415 | Existing | Demand |  | Real-Time Emergency Generation Resource | Emergency Generation | Plainville - Schools | REST OF POOL | .Z.CONNECTICUT | CT | 0.309 | 0.309 | n/a | 0
2462 | Existing | Intermittent | Other Biomass Gas. Includes digester gas, methane, and other biomass gasses |  |  | PLAINVILLE GEN QF U5 | REST OF POOL | .Z.SEMASS | MA | 4.737 | 4.716 | n/a | 0
12007 | Existing | Demand |  | Real-Time Emergency Generation Resource | Emergency Generation | Plainville WPCF | REST OF POOL | .Z.CONNECTICUT | CT | 0.247 | 0.247 | n/a | 0
11970 | Existing | Demand |  | Real-Time Demand Response Resource | Demand Response | Plasma Technology | REST OF POOL | .Z.CONNECTICUT | CT | 0.284 | 0.284 | n/a | 0
11622 | Existing | Demand |  | Real-Time Demand Response Resource | Demand Response | Plastic Tool Systems | REST OF POOL | .Z.CONNECTICUT | CT | 0.309 | 0.302 | n/a | 0
2289 | Existing | Intermittent | Water at a Conventional Hydroelectric Turbine |  |  | POINEER DAM HYDRO | MAINE | .Z.MAINE | ME | 0 | 0.055 | n/a | 0
12355 | Existing | Demand |  | Real-Time Demand Response Resource | Demand Response | Polyfoam Corporation | REST OF POOL | .Z.SEMASS | MA | 0.236 | 0.236 | n/a | 0
11384 | Existing | Demand |  | Real-Time Emergency Generation Resource | Emergency Generation | Pondville Corr. Center | REST OF POOL | .Z.SEMASS | MA | 0.216 | 0.216 | n/a | 0
952 | Existing | Intermittent | Other Biomass Gas. Includes digester gas, methane, and other biomass gasses |  |  | PONTIAC ENERGY - QF | REST OF POOL | .Z.RHODEISLAND | RI | 0.176 | 0.164 | n/a | 0
539 | Existing | Intermittent | Water at a Conventional Hydroelectric Turbine |  |  | PONTOOK HYDRO | REST OF POOL | .Z.NEWHAMPSHIRE | NH | 5.004 | 8.921 | n/a | 0
10546 | Existing | Demand |  | Real-Time Emergency Generation Resource | Emergency Generation | Ponus Avenue Pump Station | REST OF POOL | .Z.CONNECTICUT | CT | 0.1 | 0.174 | n/a | 0
11304 | Existing | Demand |  | Real-Time Emergency Generation Resource | Emergency Generation | Portland Water District | MAINE | .Z.MAINE | ME | 0.37 | 0.617 | n/a | 0
11827 | Existing | Intermittent | Wind |  |  | PORTSMOUTH ABBEY WIND QF | REST OF POOL | .Z.RHODEISLAND | RI | 0 | 0 | n/a | 0
540 | Existing | Generator | Natural Gas |  |  | POTTER 2 CC | REST OF POOL | .Z.SEMASS | MA | 74.903 | 92.903 | n/a | 71.002
361 | Existing | Generator | Distillate Fuel Oil. Including Diesel, No. 2 |  |  | POTTER DIESEL 1 | REST OF POOL | .Z.SEMASS | MA | 2.25 | 2.25 | n/a | 0
969 | Existing | Intermittent | Water at a Conventional Hydroelectric Turbine |  |  | POWDER MILL HYDRO | REST OF POOL | .Z.WCMASS | MA | 0 | 0.078 | n/a | 0
12163 | Existing | Generator | Municipal Solid Waste |  |  | PPL GREAT WORKS - RED SHIELD | MAINE | .Z.MAINE | ME | 21 | 15.618 | n/a | 0
1376 | Existing | Generator | Natural Gas |  |  | PPL WALLINGFORD UNIT 1 | REST OF POOL | .Z.CONNECTICUT | CT | 43.5 | 48.945 | n/a | 0
1377 | Existing | Generator | Natural Gas |  |  | PPL WALLINGFORD UNIT 2 | REST OF POOL | .Z.CONNECTICUT | CT | 41.367 | 50.926 | n/a | 0
1378 | Existing | Generator | Natural Gas |  |  | PPL WALLINGFORD UNIT 3 | REST OF POOL | .Z.CONNECTICUT | CT | 43.531 | 48.813 | n/a | 0
1379 | Existing | Generator | Natural Gas |  |  | PPL WALLINGFORD UNIT 4 | REST OF POOL | .Z.CONNECTICUT | CT | 43.931 | 48.05 | n/a | 0
1380 | Existing | Generator | Natural Gas |  |  | PPL WALLINGFORD UNIT 5 | REST OF POOL | .Z.CONNECTICUT | CT | 42.571 | 52.243 | n/a | 0
1887 | Existing | Demand |  | Real-Time Demand Response Resource | Demand Response | Pratt & Whitney | REST OF POOL | .Z.CONNECTICUT | CT | 0.247 | 0.247 | n/a | 0
11215 | Existing | Demand |  | Real-Time Demand Response Resource | Demand Response | Pratt & Whitney Co-Gen | REST OF POOL | .Z.CONNECTICUT | CT | 32.713 | 32.713 | n/a | 0
11900 | Existing | Demand |  | Real-Time Emergency Generation Resource | Emergency Generation | Price Chopper - Bristol | REST OF POOL | .Z.CONNECTICUT | CT | 0.111 | 0.111 | n/a | 0
11899 | Existing | Demand |  | Real-Time Emergency Generation Resource | Emergency Generation | Price Chopper - Newington | REST OF POOL | .Z.CONNECTICUT | CT | 0.111 | 0.111 | n/a | 0
12187 | Existing | Demand |  | Real-Time Emergency Generation Resource | Emergency Generation | Price Chopper - Putnam | REST OF POOL | .Z.CONNECTICUT | CT | 0.195 | 0.195 | n/a | 0
11958 | Existing | Demand |  | Real-Time Emergency Generation Resource | Emergency Generation | Price Chopper - Torrington | REST OF POOL | .Z.CONNECTICUT | CT | 0.111 | 0.111 | n/a | 0
11965 | Existing | Demand |  | Real-Time Emergency Generation Resource | Emergency Generation | Price Chopper - Vernon | REST OF POOL | .Z.CONNECTICUT | CT | 0.111 | 0.111 | n/a | 0
10950 | Existing | Demand |  | Real-Time Emergency Generation Resource | Emergency Generation | Price Chopper Southington | REST OF POOL | .Z.CONNECTICUT | CT | 0.136 | 0.136 | n/a | 0
10952 | Existing | Demand |  | Real-Time Emergency Generation Resource | Emergency Generation | Price Chopper Waterbury | REST OF POOL | .Z.CONNECTICUT | CT | 0.067 | 0.067 | n/a | 0
541 | Existing | Intermittent | Water at a Conventional Hydroelectric Turbine |  |  | PROCTOR | REST OF POOL | .Z.VERMONT | VT | 1.938 | 4.413 | n/a | 1.938
11259 | Existing | Demand |  | Real-Time Demand Response Resource | Demand Response | ProPel | REST OF POOL | .Z.WCMASS | MA | 0.379 | 0.379 | n/a | 0
12321 | Existing | Demand |  | Real-Time Emergency Generation Resource | Emergency Generation | Protein Sciences | REST OF POOL | .Z.CONNECTICUT | CT | 0.37 | 0.37 | n/a | 0
11950 | Existing | Demand |  | Real-Time Demand Response Resource | Demand Response | Proton Energy System | REST OF POOL | .Z.CONNECTICUT | CT | 0.095 | 0.095 | n/a | 0
11361 | Existing | Demand |  | Real-Time Emergency Generation Resource | Emergency Generation | Prudential Financial | REST OF POOL | .Z.CONNECTICUT | CT | 0.783 | 0.767 | n/a | 0
9105 | Existing | Demand |  | On-Peak Demand Resource | Energy Efficiency | PSNH CORE EE Pgm Portfolio I | REST OF POOL | .Z.NEWHAMPSHIRE | NH | 6.503 | 6.413 | n/a | 0
12693 | New | Demand |  | On-Peak Demand Resource | Energy Efficiency | PSNH CORE Energy Efficiency Programs | REST OF POOL | .Z.NEWHAMPSHIRE | NH | 20.226 | 21.713 | NO | 0
12097 | Existing | Demand |  | Real-Time Demand Response Resource | Demand Response | PTR-Precision Technologies | REST OF POOL | .Z.CONNECTICUT | CT | 0.095 | 0.095 | n/a | 0
804 | Existing | Intermittent | Water at a Conventional Hydroelectric Turbine |  |  | PUTNAM | REST OF POOL | .Z.CONNECTICUT | CT | 0.136 | 0.457 | n/a | 0
11289 | Existing | Demand |  | Real-Time Emergency Generation Resource | Emergency Generation | Putnam Investments-Andover | REST OF POOL | .Z.WCMASS | MA | 2.716 | 2.222 | n/a | 0
11290 | Existing | Demand |  | Real-Time Emergency Generation Resource | Emergency Generation | Putnam Investments-Franklin | REST OF POOL | .Z.SEMASS | MA | 2.716 | 2.407 | n/a | 0
11928 | Existing | Demand |  | Real-Time Demand Response Resource | Demand Response | Putnam Precision Molding | REST OF POOL | .Z.CONNECTICUT | CT | 0.222 | 0.222 | n/a | 0
873 | Existing | Intermittent | Water at a Conventional Hydroelectric Turbine |  |  | PUTTS BRIDGE | REST OF POOL | .Z.WCMASS | MA | 0.945 | 2.036 | n/a | 0
11630 | Existing | Demand |  | Real-Time Demand Response Resource | Demand Response | Quality Rolling & Deburring | REST OF POOL | .Z.CONNECTICUT | CT | 0.154 | 0.154 | n/a | 0
810 | Existing | Intermittent | Water at a Conventional Hydroelectric Turbine |  |  | QUINEBAUG | REST OF POOL | .Z.CONNECTICUT | CT | 0.276 | 1.238 | n/a | 0
12070 | Existing | Demand |  | Real-Time Emergency Generation Resource | Emergency Generation | Radisson Hotel New London | REST OF POOL | .Z.CONNECTICUT | CT | 0.095 | 0.095 | n/a | 0
12011 | Existing | Demand |  | Critical Peak Demand Resource | Load Management | Ragozzino Foods | REST OF POOL | .Z.CONNECTICUT | CT | 0.988 | 0.988 | n/a | 0
544 | Existing | Generator | Water at a Conventional Hydroelectric Turbine |  |  | RAINBOW | REST OF POOL | .Z.CONNECTICUT | CT | 8.2 | 8.2 | n/a | 0
11830 | Existing | Demand |  | Real-Time Demand Response Resource | Demand Response | Rand Whitney | REST OF POOL | .Z.CONNECTICUT | CT | 14.196 | 14.196 | n/a | 0
12287 | Existing | Demand |  | Real-Time Demand Response Resource | Demand Response | Rand Whitney Newtown | REST OF POOL | .Z.CONNECTICUT | CT | 0.679 | 0.679 | n/a | 0
1224 | Existing | Intermittent | Landfill Gas |  |  | RANDOLPH/BFG ELECTRIC FACILITY | REST OF POOL | .Z.SEMASS | MA | 1.004 | 0.976 | n/a | 0.976
12659 | New | Demand |  | Real-Time Demand Response Resource | Demand Response | Real Time DR Resources-CT | REST OF POOL | .Z.CONNECTICUT | CT | 18.27 | 18.27 | NO | 0
12660 | New | Demand |  | Real-Time Demand Response Resource | Demand Response | Real Time DR Resources-RI | REST OF POOL | .Z.RHODEISLAND | RI | 2.469 | 2.469 | NO | 0
12661 | New | Demand |  | Real-Time Emergency Generation Resource | Emergency Generation | Real Time EG Resources-CT | REST OF POOL | .Z.CONNECTICUT | CT | 25.306 | 25.306 | YES | 0
12662 | New | Demand |  | Real-Time Emergency Generation Resource | Emergency Generation | Real Time EG Resources-RI | REST OF POOL | .Z.RHODEISLAND | RI | 16.665 | 16.665 | YES | 0
12601 | New | Demand |  | Real-Time Demand Response Resource | Demand Response | Real-Time Demand Response - CT | REST OF POOL | .Z.CONNECTICUT | CT | 24.442 | 24.442 | NO | 0
12602 | New | Demand |  | Real-Time Demand Response Resource | Demand Response | Real-Time Demand Response - CT | REST OF POOL | .Z.CONNECTICUT | CT | 6.172 | 6.172 | NO | 0
12603 | New | Demand |  | Real-Time Demand Response Resource | Demand Response | Real-Time Demand Response - CT | REST OF POOL | .Z.CONNECTICUT | CT | 14.073 | 14.073 | NO | 0
12604 | New | Demand |  | Real-Time Demand Response Resource | Demand Response | Real-Time Demand Response - ME | MAINE | .Z.MAINE | ME | 8.147 | 8.147 | NO | 0
12605 | New | Demand |  | Real-Time Demand Response Resource | Demand Response | Real-Time Demand Response - ME | MAINE | .Z.MAINE | ME | 1.975 | 1.975 | NO | 0
12606 | New | Demand |  | Real-Time Demand Response Resource | Demand Response | Real-Time Demand Response - ME | MAINE | .Z.MAINE | ME | 4.691 | 4.691 | NO | 0
12607 | New | Demand |  | Real-Time Demand Response Resource | Demand Response | Real-Time Demand Response - ME | MAINE | .Z.MAINE | ME | 37.033 | 37.033 | NO | 0
12608 | New | Demand |  | Real-Time Demand Response Resource | Demand Response | Real-Time Demand Response - ME | MAINE | .Z.MAINE | ME | 24.689 | 24.689 | NO | 0
12609 | New | Demand |  | Real-Time Demand Response Resource | Demand Response | Real-Time Demand Response - ME | MAINE | .Z.MAINE | ME | 24.689 | 24.689 | NO | 0
12610 | New | Demand |  | Real-Time Demand Response Resource | Demand Response | Real-Time Demand Response - ME | MAINE | .Z.MAINE | ME | 24.689 | 24.689 | NO | 0
12611 | New | Demand |  | Real-Time Demand Response Resource | Demand Response | Real-Time Demand Response - ME | MAINE | .Z.MAINE | ME | 12.344 | 12.344 | NO | 0
12612 | New | Demand |  | Real-Time Demand Response Resource | Demand Response | Real-Time Demand Response - NEMASS Boston | REST OF POOL | .Z.NEMASSBOST | MA | 57.648 | 45.748 | NO | 0
12613 | New | Demand |  | Real-Time Demand Response Resource | Demand Response | Real-Time Demand Response - NEMASS Boston | REST OF POOL | .Z.NEMASSBOST | MA | 17.159 | 13.358 | NO | 0
12614 | New | Demand |  | Real-Time Demand Response Resource | Demand Response | Real-Time Demand Response - NEMASS Boston | REST OF POOL | .Z.NEMASSBOST | MA | 40.119 | 34.12 | NO | 0
12615 | New | Demand |  | Real-Time Demand Response Resource | Demand Response | Real-Time Demand Response - NH | REST OF POOL | .Z.NEWHAMPSHIRE | NH | 13.949 | 13.949 | NO | 0
12616 | New | Demand |  | Real-Time Demand Response Resource | Demand Response | Real-Time Demand Response - NH | REST OF POOL | .Z.NEWHAMPSHIRE | NH | 3.456 | 3.456 | NO | 0
12617 | New | Demand |  | Real-Time Demand Response Resource | Demand Response | Real-Time Demand Response - NH | REST OF POOL | .Z.NEWHAMPSHIRE | NH | 8.147 | 8.147 | NO | 0
12618 | New | Demand |  | Real-Time Demand Response Resource | Demand Response | Real-Time Demand Response - RI | REST OF POOL | .Z.RHODEISLAND | RI | 20.985 | 16.785 | NO | 0
12619 | New | Demand |  | Real-Time Demand Response Resource | Demand Response | Real-Time Demand Response - RI | REST OF POOL | .Z.RHODEISLAND | RI | 5.185 | 4.185 | NO | 0
12620 | New | Demand |  | Real-Time Demand Response Resource | Demand Response | Real-Time Demand Response - RI | REST OF POOL | .Z.RHODEISLAND | RI | 12.098 | 9.698 | NO | 0
12621 | New | Demand |  | Real-Time Demand Response Resource | Demand Response | Real-Time Demand Response - SEMASS | REST OF POOL | .Z.SEMASS | MA | 29.132 | 23.332 | NO | 0
12622 | New | Demand |  | Real-Time Demand Response Resource | Demand Response | Real-Time Demand Response - SEMASS | REST OF POOL | .Z.SEMASS | MA | 9.011 | 7.212 | NO | 0
12623 | New | Demand |  | Real-Time Demand Response Resource | Demand Response | Real-Time Demand Response - SEMASS | REST OF POOL | .Z.SEMASS | MA | 21.232 | 16.933 | NO | 0
12624 | New | Demand |  | Real-Time Demand Response Resource | Demand Response | Real-Time Demand Response - VT | REST OF POOL | .Z.VERMONT | VT | 5.678 | 5.678 | NO | 0
12625 | New | Demand |  | Real-Time Demand Response Resource | Demand Response | Real-Time Demand Response - VT | REST OF POOL | .Z.VERMONT | VT | 2.716 | 2.716 | NO | 0
12626 | New | Demand |  | Real-Time Demand Response Resource | Demand Response | Real-Time Demand Response - VT | REST OF POOL | .Z.VERMONT | VT | 4.691 | 4.691 | NO | 0
12627 | New | Demand |  | Real-Time Demand Response Resource | Demand Response | Real-Time Demand Response - WCMA | REST OF POOL | .Z.WCMASS | MA | 52.587 | 42.087 | NO | 0
12628 | New | Demand |  | Real-Time Demand Response Resource | Demand Response | Real-Time Demand Response - WCMA | REST OF POOL | .Z.WCMASS | MA | 12.962 | 10.362 | NO | 0
12629 | New | Demand |  | Real-Time Demand Response Resource | Demand Response | Real-Time Demand Response - WCMA | REST OF POOL | .Z.WCMASS | MA | 30.614 | 24.514 | NO | 0
12630 | New | Demand |  | Real-Time Emergency Generation Resource | Emergency Generation | Real-Time Emergency Generation - CT | REST OF POOL | .Z.CONNECTICUT | CT | 10.369 | 10.369 | YES | 0
12631 | New | Demand |  | Real-Time Emergency Generation Resource | Emergency Generation | Real-Time Emergency Generation - CT | REST OF POOL | .Z.CONNECTICUT | CT | 2.716 | 2.716 | YES | 0
12632 | New | Demand |  | Real-Time Emergency Generation Resource | Emergency Generation | Real-Time Emergency Generation - CT | REST OF POOL | .Z.CONNECTICUT | CT | 6.049 | 6.049 | YES | 0
12633 | New | Demand |  | Real-Time Emergency Generation Resource | Emergency Generation | Real-Time Emergency Generation - CT | REST OF POOL | .Z.CONNECTICUT | CT | 3.333 | 3.333 | YES | 0
12634 | New | Demand |  | Real-Time Emergency Generation Resource | Emergency Generation | Real-Time Emergency Generation - CT | REST OF POOL | .Z.CONNECTICUT | CT | 5.925 | 5.925 | YES | 0
12635 | New | Demand |  | Real-Time Emergency Generation Resource | Emergency Generation | Real-Time Emergency Generation - CT | REST OF POOL | .Z.CONNECTICUT | CT | 16.048 | 16.048 | YES | 0
12636 | New | Demand |  | Real-Time Emergency Generation Resource | Emergency Generation | Real-Time Emergency Generation - ME | MAINE | .Z.MAINE | ME | 12.098 | 12.098 | YES | 0
12637 | New | Demand |  | Real-Time Emergency Generation Resource | Emergency Generation | Real-Time Emergency Generation - ME | MAINE | .Z.MAINE | ME | 3.086 | 3.086 | YES | 0
12638 | New | Demand |  | Real-Time Emergency Generation Resource | Emergency Generation | Real-Time Emergency Generation - ME | MAINE | .Z.MAINE | ME | 7.036 | 7.036 | YES | 0
12639 | New | Demand |  | Real-Time Emergency Generation Resource | Emergency Generation | Real-Time Emergency Generation - NEMASS Boston | REST OF POOL | .Z.NEMASSBOST | MA | 45.798 | 38.397 | YES | 0
12640 | New | Demand |  | Real-Time Emergency Generation Resource | Emergency Generation | Real-Time Emergency Generation - NEMASS Boston | REST OF POOL | .Z.NEMASSBOST | MA | 14.813 | 12.214 | YES | 0
12641 | New | Demand |  | Real-Time Emergency Generation Resource | Emergency Generation | Real-Time Emergency Generation - NEMASS Boston | REST OF POOL | .Z.NEMASSBOST | MA | 34.564 | 28.965 | YES | 0
12642 | New | Demand |  | Real-Time Emergency Generation Resource | Emergency Generation | Real-Time Emergency Generation - NH | REST OF POOL | .Z.NEWHAMPSHIRE | NH | 14.937 | 14.937 | YES | 0
12643 | New | Demand |  | Real-Time Emergency Generation Resource | Emergency Generation | Real-Time Emergency Generation - NH | REST OF POOL | .Z.NEWHAMPSHIRE | NH | 5.185 | 5.185 | YES | 0
12644 | New | Demand |  | Real-Time Emergency Generation Resource | Emergency Generation | Real-Time Emergency Generation - NH | REST OF POOL | .Z.NEWHAMPSHIRE | NH | 12.098 | 12.098 | YES | 0
12645 | New | Demand |  | Real-Time Emergency Generation Resource | Emergency Generation | Real-Time Emergency Generation - RI | REST OF POOL | .Z.RHODEISLAND | RI | 24.936 | 21.236 | YES | 0
12646 | New | Demand |  | Real-Time Emergency Generation Resource | Emergency Generation | Real-Time Emergency Generation - RI | REST OF POOL | .Z.RHODEISLAND | RI | 7.777 | 6.577 | YES | 0
12647 | New | Demand |  | Real-Time Emergency Generation Resource | Emergency Generation | Real-Time Emergency Generation - RI | REST OF POOL | .Z.RHODEISLAND | RI | 18.393 | 15.593 | YES | 0
12648 | New | Demand |  | Real-Time Emergency Generation Resource | Emergency Generation | Real-Time Emergency Generation - SEMASS | REST OF POOL | .Z.SEMASS | MA | 31.355 | 26.555 | YES | 0
12649 | New | Demand |  | Real-Time Emergency Generation Resource | Emergency Generation | Real-Time Emergency Generation - SEMASS | REST OF POOL | .Z.SEMASS | MA | 6.172 | 5.272 | YES | 0
12650 | New | Demand |  | Real-Time Emergency Generation Resource | Emergency Generation | Real-Time Emergency Generation - SEMASS | REST OF POOL | .Z.SEMASS | MA | 14.073 | 11.973 | YES | 0
12651 | New | Demand |  | Real-Time Emergency Generation Resource | Emergency Generation | Real-Time Emergency Generation - VT | REST OF POOL | .Z.VERMONT | VT | 5.925 | 5.925 | YES | 0
12652 | New | Demand |  | Real-Time Emergency Generation Resource | Emergency Generation | Real-Time Emergency Generation - VT | REST OF POOL | .Z.VERMONT | VT | 1.605 | 1.605 | YES | 0
12653 | New | Demand |  | Real-Time Emergency Generation Resource | Emergency Generation | Real-Time Emergency Generation - VT | REST OF POOL | .Z.VERMONT | VT | 4.074 | 4.074 | YES | 0
12654 | New | Demand |  | Real-Time Emergency Generation Resource | Emergency Generation | Real-Time Emergency Generation - WCMA | REST OF POOL | .Z.WCMASS | MA | 34.935 | 29.635 | YES | 0
12655 | New | Demand |  | Real-Time Emergency Generation Resource | Emergency Generation | Real-Time Emergency Generation - WCMA | REST OF POOL | .Z.WCMASS | MA | 8.765 | 7.465 | YES | 0
12656 | New | Demand |  | Real-Time Emergency Generation Resource | Emergency Generation | Real-Time Emergency Generation - WCMA | REST OF POOL | .Z.WCMASS | MA | 20.368 | 17.269 | YES | 0
10973 | Existing | Demand |  | Real-Time Emergency Generation Resource | Emergency Generation | Reckson #2 | REST OF POOL | .Z.CONNECTICUT | CT | 0.821 | 0.821 | n/a | 0
10974 | Existing | Demand |  | Real-Time Emergency Generation Resource | Emergency Generation | Reckson #1 | REST OF POOL | .Z.CONNECTICUT | CT | 0.247 | 0.247 | n/a | 0
10975 | Existing | Demand |  | Real-Time Emergency Generation Resource | Emergency Generation | Reckson #3 | REST OF POOL | .Z.CONNECTICUT | CT | 0.21 | 0.21 | n/a | 0
874 | Existing | Intermittent | Water at a Conventional Hydroelectric Turbine |  |  | RED BRIDGE | REST OF POOL | .Z.WCMASS | MA | 0.547 | 2.3 | n/a | 0
11698 | Existing | Demand |  | Real-Time Demand Response Resource | Demand Response | Region 13 Coginchaug HS | REST OF POOL | .Z.CONNECTICUT | CT | 0.278 | 0.278 | n/a | 0
10618 | Existing | Demand |  | Real-Time Emergency Generation Resource | Emergency Generation | Regional Water Authority | REST OF POOL | .Z.CONNECTICUT | CT | 2.938 | 2.879 | n/a | 0
11606 | Existing | Demand |  | Real-Time Emergency Generation Resource | Emergency Generation | Regional Water Authority LW CP | REST OF POOL | .Z.CONNECTICUT | CT | 0.991 | 0.972 | n/a | 0
11722 | Existing | Demand |  | Real-Time Demand Response Resource | Demand Response | Reliable Plating & Polishing | REST OF POOL | .Z.CONNECTICUT | CT | 0.133 | 0.131 | n/a | 0
546 | Existing | Generator | Municipal Solid Waste |  |  | RESCO SAUGUS | REST OF POOL | .Z.NEMASSBOST | MA | 30.577 | 31 | n/a | 0
9108 | Existing | Demand |  | On-Peak Demand Resource | Energy Efficiency | Residential Energy Efficienc | REST OF POOL | .Z.VERMONT | VT | 0.123 | 0.123 | n/a | 0
11711 | Existing | Demand |  | Real-Time Demand Response Resource | Demand Response | Rex Forge/Southington Galv | REST OF POOL | .Z.CONNECTICUT | CT | 5.869 | 5.869 | n/a | 0
11458 | Existing | Demand |  | Real-Time Demand Response Resource | Demand Response | Rexam | REST OF POOL | .Z.CONNECTICUT | CT | 0.37 | 0.37 | n/a | 0
11796 | Existing | Demand |  | Real-Time Emergency Generation Resource | Emergency Generation | Ridgeview Nursing Center | REST OF POOL | .Z.CONNECTICUT | CT | 0.123 | 0.123 | n/a | 0
1630 | Existing | Generator | Natural Gas |  |  | RISEP | REST OF POOL | .Z.RHODEISLAND | RI | 515.45 | 575.03 | n/a | 0
875 | Existing | Intermittent | Water at a Conventional Hydroelectric Turbine |  |  | RIVER BEND | REST OF POOL | .Z.NEWHAMPSHIRE | NH | 0.324 | 0.276 | n/a | 0
795 | Existing | Intermittent | Dual Fuel |  |  | RIVER MILL HYDRO | REST OF POOL | .Z.NEWHAMPSHIRE | NH | 0 | 0.068 | n/a | 0
947 | Existing | Intermittent | Water at a Conventional Hydroelectric Turbine |  |  | RIVERDALE MILLS - QF | REST OF POOL | .Z.SEMASS | MA | 0 | 0 | n/a | 0
1034 | Existing | Intermittent | Water at a Conventional Hydroelectric Turbine |  |  | RIVERSIDE 4-7 | REST OF POOL | .Z.WCMASS | MA | 0.081 | 1.683 | n/a | 0
1035 | Existing | Intermittent | Water at a Conventional Hydroelectric Turbine |  |  | RIVERSIDE 8 | REST OF POOL | .Z.WCMASS | MA | 1.966 | 2.243 | n/a | 1.966
10468 | Existing | Demand |  | Real-Time Emergency Generation Resource | Emergency Generation | Robbins Lumber Inc | MAINE | .Z.MAINE | ME | 1.167 | 1.234 | n/a | 0
876 | Existing | Intermittent | Water at a Conventional Hydroelectric Turbine |  |  | ROBERTSVILLE | REST OF POOL | .Z.CONNECTICUT | CT | 0 | 0.093 | n/a | 0
715 | Existing | Generator | Other Biomass Gas. Includes digester gas, methane, and other biomass gasses |  |  | ROCHESTER LANDFILL | REST OF POOL | .Z.NEWHAMPSHIRE | NH | 4.9 | 4.98 | n/a | 0
12226 | Existing | Demand |  | Real-Time Emergency Generation Resource | Emergency Generation | Rockrimmon Country Club | REST OF POOL | .Z.CONNECTICUT | CT | 0.346 | 0.346 | n/a | 0
11697 | Existing | Demand |  | Real-Time Emergency Generation Resource | Emergency Generation | Rockville General Hospital | REST OF POOL | .Z.CONNECTICUT | CT | 0.751 | 0.751 | n/a | 0
1368 | Existing | Intermittent | Water at a Conventional Hydroelectric Turbine |  |  | ROCKY GORGE U5 | MAINE | .Z.MAINE | ME | 0.089 | 0.318 | n/a | 0
12320 | Existing | Demand |  | Real-Time Demand Response Resource | Demand Response | Rocky Hill High School | REST OF POOL | .Z.CONNECTICUT | CT | 0.988 | 0.988 | n/a | 0
12319 | Existing | Demand |  | Real-Time Emergency Generation Resource | Emergency Generation | Rocky Hill Police Dept. | REST OF POOL | .Z.CONNECTICUT | CT | 0.173 | 0.173 | n/a | 0
12317 | Existing | Demand |  | Real-Time Emergency Generation Resource | Emergency Generation | Rocky Hill Town Hall | REST OF POOL | .Z.CONNECTICUT | CT | 0.309 | 0.309 | n/a | 0
739 | Existing | Generator | Water at a Conventional Hydroelectric Turbine |  |  | ROCKY RIVER | REST OF POOL | .Z.CONNECTICUT | CT | 29.35 | 29.006 | n/a | 0
13496 | Existing | Demand |  | Real-Time Demand Response Resource | Demand Response | Rogers Manufacturing Co. | REST OF POOL | .Z.CONNECTICUT | CT | 0.864 | 0.864 | n/a | 0
11668 | Existing | Demand |  | Real-Time Demand Response Resource | Demand Response | Rogers School | REST OF POOL | .Z.CONNECTICUT | CT | 0.019 | 0.019 | n/a | 0
11990 | Existing | Demand |  | Real-Time Demand Response Resource | Demand Response | Rogo Distributors | REST OF POOL | .Z.CONNECTICUT | CT | 0.139 | 0.139 | n/a | 0
906 | Existing | Intermittent | Water at a Conventional Hydroelectric Turbine |  |  | ROLLINSFORD HYDRO | REST OF POOL | .Z.NEWHAMPSHIRE | NH | 0.105 | 0.899 | n/a | 0
12015 | Existing | Demand |  | Real-Time Demand Response Resource | Demand Response | Rol-Vac LP | REST OF POOL | .Z.CONNECTICUT | CT | 0.988 | 0.988 | n/a | 0
11406 | Existing | Demand |  | Real-Time Demand Response Resource | Demand Response | Ross & Roberts Company | REST OF POOL | .Z.CONNECTICUT | CT | 0.838 | 0.821 | n/a | 0
11967 | Existing | Demand |  | Real-Time Demand Response Resource | Demand Response | Rossi American Hardwood | REST OF POOL | .Z.CONNECTICUT | CT | 0.5 | 0.5 | n/a | 0
12195 | Existing | Demand |  | Real-Time Demand Response Resource | Demand Response | Roto-Frank Of America Inc | REST OF POOL | .Z.CONNECTICUT | CT | 0.278 | 0.278 | n/a | 0
12314 | Existing | Demand |  | Real-Time Emergency Generation Resource | Emergency Generation | Round Hill Club | REST OF POOL | .Z.CONNECTICUT | CT | 0.262 | 0.262 | n/a | 0
12315 | Existing | Demand |  | Real-Time Emergency Generation Resource | Emergency Generation | Round Hill Club #2 | REST OF POOL | .Z.CONNECTICUT | CT | 0.185 | 0.185 | n/a | 0
10366 | Existing | Intermittent | Landfill Gas |  |  | RRIG EXPANSION PHASE 1 | REST OF POOL | .Z.RHODEISLAND | RI | 1.95 | 1.543 | n/a | 0
10959 | Existing | Intermittent | Landfill Gas |  |  | RRIG EXPANSION PHASE 2 | REST OF POOL | .Z.RHODEISLAND | RI | 1.398 | 5.219 | n/a | 0
10953 | Existing | Demand |  | Real-Time Demand Response Resource | Demand Response | Rubino Brothers | REST OF POOL | .Z.CONNECTICUT | CT | 0.386 | 0.386 | n/a | 0
11424 | Existing | Intermittent | Water at a Conventional Hydroelectric Turbine |  |  | RUMFORD FALLS | MAINE | .Z.MAINE | ME | 32.47 | 36.155 | n/a | 0
1255 | Existing | Generator | Natural Gas |  |  | RUMFORD POWER | MAINE | .Z.MAINE | ME | 244.94 | 269.75 | n/a | 0
549 | Existing | Generator | Distillate Fuel Oil. Including Diesel, No. 2 |  |  | RUTLAND 5 GT | REST OF POOL | .Z.VERMONT | VT | 10.07 | 14.48 | n/a | 10.07
10619 | Existing | Demand |  | Real-Time Emergency Generation Resource | Emergency Generation | RWA Lake Gallard | REST OF POOL | .Z.CONNECTICUT | CT | 1.215 | 1.19 | n/a | 0
2433 | Existing | Intermittent | Wood/Wood Waste Solids |  |  | RYEGATE 1-NEW | REST OF POOL | .Z.VERMONT | VT | 20.611 | 20.653 | n/a | 16.454
11392 | Existing | Demand |  | Real-Time Emergency Generation Resource | Emergency Generation | S Middlesex Correctional Ctr | REST OF POOL | .Z.NEMASSBOST | MA | 0.089 | 0.123 | n/a | 0
591 | Existing | Generator | Wood/Wood Waste Solids |  |  | S.D. WARREN-WESTBROOK | MAINE | .Z.MAINE | ME | 40.94 | 49.103 | n/a | 0
10933 | Existing | Demand |  | Real-Time Emergency Generation Resource | Emergency Generation | SAC Capital Advisers, LLC | REST OF POOL | .Z.CONNECTICUT | CT | 0.836 | 0.836 | n/a | 0
10688 | Existing | Demand |  | Real-Time Emergency Generation Resource | Emergency Generation | Saint Joseph's Manor | REST OF POOL | .Z.CONNECTICUT | CT | 0.123 | 0.121 | n/a | 0
11758 | Existing | Demand |  | Real-Time Emergency Generation Resource | Emergency Generation | Saint Mary Home | REST OF POOL | .Z.CONNECTICUT | CT | 0.604 | 0.604 | n/a | 0
551 | Existing | Generator | Anthracite Coal and Bituminous Coal |  |  | SALEM HARBOR 1 | REST OF POOL | .Z.NEMASSBOST | MA | 81.988 | 83.994 | n/a | 0
552 | Existing | Generator | Anthracite Coal and Bituminous Coal |  |  | SALEM HARBOR 2 | REST OF POOL | .Z.NEMASSBOST | MA | 80 | 79.542 | n/a | 0
553 | Existing | Generator | Anthracite Coal and Bituminous Coal |  |  | SALEM HARBOR 3 | REST OF POOL | .Z.NEMASSBOST | MA | 149.805 | 149.907 | n/a | 0
554 | Existing | Generator | Residual Fuel Oil No. 6 020 |  |  | SALEM HARBOR 4 | REST OF POOL | .Z.NEMASSBOST | MA | 431 | 436.471 | n/a | 0
928 | Existing | Intermittent | Water at a Conventional Hydroelectric Turbine |  |  | SALMON BROOK STATION 3 | REST OF POOL | .Z.NEWHAMPSHIRE | NH | 0.027 | 0.143 | n/a | 0
883 | Existing | Intermittent | Water at a Conventional Hydroelectric Turbine |  |  | SALMON FALLS HYDRO | REST OF POOL | .Z.NEWHAMPSHIRE | NH | 0 | 0.586 | n/a | 0
12389 | Existing | Demand |  | Real-Time Demand Response Resource | Demand Response | Saltus Press | REST OF POOL | .Z.WCMASS | MA | 0.473 | 0.473 | n/a | 0
808 | Existing | Generator | Water at a Conventional Hydroelectric Turbine |  |  | SANDY HOOK HYDRO | REST OF POOL | .Z.CONNECTICUT | CT | 0.039 | 0.092 | n/a | 0
11567 | Existing | Demand |  | Real-Time Emergency Generation Resource | Emergency Generation | Sardilli Produce | REST OF POOL | .Z.CONNECTICUT | CT | 0.185 | 0.185 | n/a | 0
12271 | Existing | Demand |  | Real-Time Emergency Generation Resource | Emergency Generation | Saybrook Convalescent Hospital | REST OF POOL | .Z.CONNECTICUT | CT | 0.189 | 0.189 | n/a | 0
11014 | Existing | Demand |  | Real-Time Emergency Generation Resource | Emergency Generation | SBC-SNET Aggregated | REST OF POOL | .Z.CONNECTICUT | CT | 0.21 | 0.21 | n/a | 0
11187 | Existing | Demand |  | Real-Time Emergency Generation Resource | Emergency Generation | SBC-SNET Aggregated 1 | REST OF POOL | .Z.CONNECTICUT | CT | 0.132 | 0.132 | n/a | 0
11196 | Existing | Demand |  | Real-Time Emergency Generation Resource | Emergency Generation | SBC-SNET Aggregated 10 | REST OF POOL | .Z.CONNECTICUT | CT | 0.133 | 0.133 | n/a | 0
11197 | Existing | Demand |  | Real-Time Emergency Generation Resource | Emergency Generation | SBC-SNET Aggregated 11 | REST OF POOL | .Z.CONNECTICUT | CT | 0.148 | 0.148 | n/a | 0
11198 | Existing | Demand |  | Real-Time Emergency Generation Resource | Emergency Generation | SBC-SNET Aggregated 12 | REST OF POOL | .Z.CONNECTICUT | CT | 0.136 | 0.136 | n/a | 0
11199 | Existing | Demand |  | Real-Time Emergency Generation Resource | Emergency Generation | SBC-SNET Aggregated 13 | REST OF POOL | .Z.CONNECTICUT | CT | 0.139 | 0.139 | n/a | 0
11200 | Existing | Demand |  | Real-Time Emergency Generation Resource | Emergency Generation | SBC-SNET Aggregated 14 | REST OF POOL | .Z.CONNECTICUT | CT | 0.164 | 0.164 | n/a | 0
11201 | Existing | Demand |  | Real-Time Emergency Generation Resource | Emergency Generation | SBC-SNET Aggregated 15 | REST OF POOL | .Z.CONNECTICUT | CT | 0.152 | 0.152 | n/a | 0
11202 | Existing | Demand |  | Real-Time Emergency Generation Resource | Emergency Generation | SBC-SNET Aggregated 16 | REST OF POOL | .Z.CONNECTICUT | CT | 0.148 | 0.148 | n/a | 0
11203 | Existing | Demand |  | Real-Time Emergency Generation Resource | Emergency Generation | SBC-SNET Aggregated 17 | REST OF POOL | .Z.CONNECTICUT | CT | 0.152 | 0.152 | n/a | 0
11204 | Existing | Demand |  | Real-Time Emergency Generation Resource | Emergency Generation | SBC-SNET Aggregated 18 | REST OF POOL | .Z.CONNECTICUT | CT | 0.132 | 0.132 | n/a | 0
11205 | Existing | Demand |  | Real-Time Emergency Generation Resource | Emergency Generation | SBC-SNET Aggregated 19 | REST OF POOL | .Z.CONNECTICUT | CT | 0.12 | 0.12 | n/a | 0
11188 | Existing | Demand |  | Real-Time Emergency Generation Resource | Emergency Generation | SBC-SNET Aggregated 2 | REST OF POOL | .Z.CONNECTICUT | CT | 0.138 | 0.138 | n/a | 0
11206 | Existing | Demand |  | Real-Time Emergency Generation Resource | Emergency Generation | SBC-SNET Aggregated 20 | REST OF POOL | .Z.CONNECTICUT | CT | 0.143 | 0.143 | n/a | 0
11207 | Existing | Demand |  | Real-Time Emergency Generation Resource | Emergency Generation | SBC-SNET Aggregated 21 | REST OF POOL | .Z.CONNECTICUT | CT | 0.154 | 0.154 | n/a | 0
11208 | Existing | Demand |  | Real-Time Emergency Generation Resource | Emergency Generation | SBC-SNET Aggregated 22 | REST OF POOL | .Z.CONNECTICUT | CT | 0.137 | 0.137 | n/a | 0
11209 | Existing | Demand |  | Real-Time Emergency Generation Resource | Emergency Generation | SBC-SNET Aggregated 23 | REST OF POOL | .Z.CONNECTICUT | CT | 0.16 | 0.16 | n/a | 0
11210 | Existing | Demand |  | Real-Time Emergency Generation Resource | Emergency Generation | SBC-SNET Aggregated 24 | REST OF POOL | .Z.CONNECTICUT | CT | 0.139 | 0.139 | n/a | 0
11211 | Existing | Demand |  | Real-Time Emergency Generation Resource | Emergency Generation | SBC-SNET Aggregated 25 | REST OF POOL | .Z.CONNECTICUT | CT | 0.147 | 0.147 | n/a | 0
11212 | Existing | Demand |  | Real-Time Emergency Generation Resource | Emergency Generation | SBC-SNET Aggregated 26 | REST OF POOL | .Z.CONNECTICUT | CT | 0.142 | 0.142 | n/a | 0
11189 | Existing | Demand |  | Real-Time Emergency Generation Resource | Emergency Generation | SBC-SNET Aggregated 3 | REST OF POOL | .Z.CONNECTICUT | CT | 0.141 | 0.141 | n/a | 0
11190 | Existing | Demand |  | Real-Time Emergency Generation Resource | Emergency Generation | SBC-SNET Aggregated 4 | REST OF POOL | .Z.CONNECTICUT | CT | 0.147 | 0.147 | n/a | 0
11191 | Existing | Demand |  | Real-Time Emergency Generation Resource | Emergency Generation | SBC-SNET Aggregated 5 | REST OF POOL | .Z.CONNECTICUT | CT | 0.136 | 0.136 | n/a | 0
11192 | Existing | Demand |  | Real-Time Emergency Generation Resource | Emergency Generation | SBC-SNET Aggregated 6 | REST OF POOL | .Z.CONNECTICUT | CT | 0.135 | 0.135 | n/a | 0
11193 | Existing | Demand |  | Real-Time Emergency Generation Resource | Emergency Generation | SBC-SNET Aggregated 7 | REST OF POOL | .Z.CONNECTICUT | CT | 0.149 | 0.149 | n/a | 0
11194 | Existing | Demand |  | Real-Time Emergency Generation Resource | Emergency Generation | SBC-SNET Aggregated 8 | REST OF POOL | .Z.CONNECTICUT | CT | 0.149 | 0.149 | n/a | 0
11195 | Existing | Demand |  | Real-Time Emergency Generation Resource | Emergency Generation | SBC-SNET Aggregated 9 | REST OF POOL | .Z.CONNECTICUT | CT | 0.126 | 0.126 | n/a | 0
11035 | Existing | Demand |  | Real-Time Emergency Generation Resource | Emergency Generation | SBC-SNET Branford | REST OF POOL | .Z.CONNECTICUT | CT | 0.101 | 0.101 | n/a | 0
10701 | Existing | Demand |  | Real-Time Emergency Generation Resource | Emergency Generation | SBC-SNET Bridgeport #1 | REST OF POOL | .Z.CONNECTICUT | CT | 0.448 | 0.448 | n/a | 0
10703 | Existing | Demand |  | Real-Time Emergency Generation Resource | Emergency Generation | SBC-SNET Bridgeport #2 | REST OF POOL | .Z.CONNECTICUT | CT | 0.222 | 0.222 | n/a | 0
10704 | Existing | Demand |  | Real-Time Emergency Generation Resource | Emergency Generation | SBC-SNET Bridgeport N | REST OF POOL | .Z.CONNECTICUT | CT | 0.153 | 0.153 | n/a | 0
11176 | Existing | Demand |  | Real-Time Emergency Generation Resource | Emergency Generation | SBC-SNET Bristol | REST OF POOL | .Z.CONNECTICUT | CT | 0.116 | 0.116 | n/a | 0
10477 | Existing | Demand |  | Real-Time Emergency Generation Resource | Emergency Generation | SBC-SNET Brookfield | REST OF POOL | .Z.CONNECTICUT | CT | 0.091 | 0.091 | n/a | 0
10479 | Existing | Demand |  | Real-Time Emergency Generation Resource | Emergency Generation | SBC-SNET Cheshire | REST OF POOL | .Z.CONNECTICUT | CT | 0.133 | 0.133 | n/a | 0
10699 | Existing | Demand |  | Real-Time Emergency Generation Resource | Emergency Generation | SBC-SNET Danbury | REST OF POOL | .Z.CONNECTICUT | CT | 0.438 | 0.438 | n/a | 0
10043 | Existing | Demand |  | Real-Time Emergency Generation Resource | Emergency Generation | SBC-SNET Darien | REST OF POOL | .Z.CONNECTICUT | CT | 0.067 | 0.067 | n/a | 0
10177 | Existing | Demand |  | Real-Time Emergency Generation Resource | Emergency Generation | SBC-SNET Derby | REST OF POOL | .Z.CONNECTICUT | CT | 0.202 | 0.202 | n/a | 0
11173 | Existing | Demand |  | Real-Time Emergency Generation Resource | Emergency Generation | SBC-SNET East Hartford 1 | REST OF POOL | .Z.CONNECTICUT | CT | 0.095 | 0.095 | n/a | 0
10214 | Existing | Demand |  | Real-Time Emergency Generation Resource | Emergency Generation | SBC-SNET East Shore | REST OF POOL | .Z.CONNECTICUT | CT | 0.105 | 0.105 | n/a | 0
10053 | Existing | Demand |  | Real-Time Emergency Generation Resource | Emergency Generation | SBC-SNET Fairfield | REST OF POOL | .Z.CONNECTICUT | CT | 0.139 | 0.139 | n/a | 0
11177 | Existing | Demand |  | Real-Time Emergency Generation Resource | Emergency Generation | SBC-SNET Farmington | REST OF POOL | .Z.CONNECTICUT | CT | 0.112 | 0.112 | n/a | 0
11183 | Existing | Demand |  | Real-Time Emergency Generation Resource | Emergency Generation | SBC-SNET Glastonbury | REST OF POOL | .Z.CONNECTICUT | CT | 0.135 | 0.135 | n/a | 0
12138 | Existing | Demand |  | Real-Time Emergency Generation Resource | Emergency Generation | SBC-SNET Groton TICAP | REST OF POOL | .Z.CONNECTICUT | CT | 0.114 | 0.114 | n/a | 0
10211 | Existing | Demand |  | Real-Time Emergency Generation Resource | Emergency Generation | SBC-SNET Hamden | REST OF POOL | .Z.CONNECTICUT | CT | 0.195 | 0.195 | n/a | 0
11170 | Existing | Demand |  | Real-Time Emergency Generation Resource | Emergency Generation | SBC-SNET Hamden OSPS | REST OF POOL | .Z.CONNECTICUT | CT | 0.154 | 0.154 | n/a | 0
11214 | Existing | Demand |  | Real-Time Emergency Generation Resource | Emergency Generation | SBC-SNET Hartford 3 | REST OF POOL | .Z.CONNECTICUT | CT | 1.15 | 1.15 | n/a | 0
11017 | Existing | Demand |  | Real-Time Emergency Generation Resource | Emergency Generation | SBC-SNET Huntington | REST OF POOL | .Z.CONNECTICUT | CT | 0.174 | 0.174 | n/a | 0
11172 | Existing | Demand |  | Real-Time Emergency Generation Resource | Emergency Generation | SBC-SNET Manchester | REST OF POOL | .Z.CONNECTICUT | CT | 0.133 | 0.133 | n/a | 0
10711 | Existing | Demand |  | Real-Time Emergency Generation Resource | Emergency Generation | SBC-SNET Meriden DOC | REST OF POOL | .Z.CONNECTICUT | CT | 0.776 | 0.776 | n/a | 0
10710 | Existing | Demand |  | Real-Time Emergency Generation Resource | Emergency Generation | SBC-SNET Meriden Main | REST OF POOL | .Z.CONNECTICUT | CT | 0.69 | 0.69 | n/a | 0
10481 | Existing | Demand |  | Real-Time Emergency Generation Resource | Emergency Generation | SBC-SNET Meriden OSPS | REST OF POOL | .Z.CONNECTICUT | CT | 0.073 | 0.073 | n/a | 0
11171 | Existing | Demand |  | Real-Time Emergency Generation Resource | Emergency Generation | SBC-SNET Middletown | REST OF POOL | .Z.CONNECTICUT | CT | 0.291 | 0.291 | n/a | 0
10213 | Existing | Demand |  | Real-Time Emergency Generation Resource | Emergency Generation | SBC-SNET Milford | REST OF POOL | .Z.CONNECTICUT | CT | 0.167 | 0.167 | n/a | 0
10705 | Existing | Demand |  | Real-Time Emergency Generation Resource | Emergency Generation | SBC-SNET N. Stamford | REST OF POOL | .Z.CONNECTICUT | CT | 0.233 | 0.233 | n/a | 0
10478 | Existing | Demand |  | Real-Time Emergency Generation Resource | Emergency Generation | SBC-SNET Naugatuck | REST OF POOL | .Z.CONNECTICUT | CT | 0.106 | 0.106 | n/a | 0
11175 | Existing | Demand |  | Real-Time Emergency Generation Resource | Emergency Generation | SBC-SNET New Britain | REST OF POOL | .Z.CONNECTICUT | CT | 0.13 | 0.13 | n/a | 0
10044 | Existing | Demand |  | Real-Time Emergency Generation Resource | Emergency Generation | SBC-SNET New Canaan | REST OF POOL | .Z.CONNECTICUT | CT | 0.194 | 0.194 | n/a | 0
10212 | Existing | Demand |  | Real-Time Emergency Generation Resource | Emergency Generation | SBC-SNET New Haven | REST OF POOL | .Z.CONNECTICUT | CT | 0.135 | 0.135 | n/a | 0
10712 | Existing | Demand |  | Real-Time Emergency Generation Resource | Emergency Generation | SBC-SNET New Haven #2 | REST OF POOL | .Z.CONNECTICUT | CT | 2.15 | 2.15 | n/a | 0
10713 | Existing | Demand |  | Real-Time Emergency Generation Resource | Emergency Generation | SBC-SNET New Haven #3 | REST OF POOL | .Z.CONNECTICUT | CT | 0.767 | 0.767 | n/a | 0
11168 | Existing | Demand |  | Real-Time Emergency Generation Resource | Emergency Generation | SBC-SNET New London | REST OF POOL | .Z.CONNECTICUT | CT | 0.353 | 0.353 | n/a | 0
10700 | Existing | Demand |  | Real-Time Emergency Generation Resource | Emergency Generation | SBC-SNET New Milford | REST OF POOL | .Z.CONNECTICUT | CT | 0.141 | 0.141 | n/a | 0
11185 | Existing | Demand |  | Real-Time Emergency Generation Resource | Emergency Generation | SBC-SNET Newington | REST OF POOL | .Z.CONNECTICUT | CT | 0.143 | 0.143 | n/a | 0
11012 | Existing | Demand |  | Real-Time Emergency Generation Resource | Emergency Generation | SBC-SNET Newtown | REST OF POOL | .Z.CONNECTICUT | CT | 0.154 | 0.154 | n/a | 0
11036 | Existing | Demand |  | Real-Time Emergency Generation Resource | Emergency Generation | SBC-SNET North Haven | REST OF POOL | .Z.CONNECTICUT | CT | 0.094 | 0.094 | n/a | 0
10046 | Existing | Demand |  | Real-Time Emergency Generation Resource | Emergency Generation | SBC-SNET Norwalk | REST OF POOL | .Z.CONNECTICUT | CT | 0.183 | 0.183 | n/a | 0
10706 | Existing | Demand |  | Real-Time Emergency Generation Resource | Emergency Generation | SBC-SNET Norwalk #1 | REST OF POOL | .Z.CONNECTICUT | CT | 0.532 | 0.532 | n/a | 0
12139 | Existing | Demand |  | Real-Time Emergency Generation Resource | Emergency Generation | SBC-SNET Norwich TICAP | REST OF POOL | .Z.CONNECTICUT | CT | 0.207 | 0.207 | n/a | 0
10047 | Existing | Demand |  | Real-Time Emergency Generation Resource | Emergency Generation | SBC-SNET Old Greenwich | REST OF POOL | .Z.CONNECTICUT | CT | 0.12 | 0.12 | n/a | 0
11038 | Existing | Demand |  | Real-Time Emergency Generation Resource | Emergency Generation | SBC-SNET Orange | REST OF POOL | .Z.CONNECTICUT | CT | 0.06 | 0.06 | n/a | 0
10045 | Existing | Demand |  | Real-Time Emergency Generation Resource | Emergency Generation | SBC-SNET Ridgefield | REST OF POOL | .Z.CONNECTICUT | CT | 0.147 | 0.147 | n/a | 0
11184 | Existing | Demand |  | Real-Time Emergency Generation Resource | Emergency Generation | SBC-SNET Rockville | REST OF POOL | .Z.CONNECTICUT | CT | 0.146 | 0.146 | n/a | 0
11015 | Existing | Demand |  | Real-Time Emergency Generation Resource | Emergency Generation | SBC-SNET Seymour | REST OF POOL | .Z.CONNECTICUT | CT | 0.077 | 0.077 | n/a | 0
11033 | Existing | Demand |  | Real-Time Emergency Generation Resource | Emergency Generation | SBC-SNET Southbury | REST OF POOL | .Z.CONNECTICUT | CT | 0.142 | 0.142 | n/a | 0
10715 | Existing | Demand |  | Real-Time Emergency Generation Resource | Emergency Generation | SBC-SNET Southington | REST OF POOL | .Z.CONNECTICUT | CT | 0.126 | 0.126 | n/a | 0
10707 | Existing | Demand |  | Real-Time Emergency Generation Resource | Emergency Generation | SBC-SNET Stamford TK1 | REST OF POOL | .Z.CONNECTICUT | CT | 0.957 | 0.957 | n/a | 0
10708 | Existing | Demand |  | Real-Time Emergency Generation Resource | Emergency Generation | SBC-SNET Stratford | REST OF POOL | .Z.CONNECTICUT | CT | 0.184 | 0.184 | n/a | 0
11179 | Existing | Demand |  | Real-Time Emergency Generation Resource | Emergency Generation | SBC-SNET Torrington | REST OF POOL | .Z.CONNECTICUT | CT | 0.095 | 0.095 | n/a | 0
10050 | Existing | Demand |  | Real-Time Emergency Generation Resource | Emergency Generation | SBC-SNET Trumbull | REST OF POOL | .Z.CONNECTICUT | CT | 0.137 | 0.137 | n/a | 0
10482 | Existing | Demand |  | Real-Time Emergency Generation Resource | Emergency Generation | SBC-SNET Wallingford | REST OF POOL | .Z.CONNECTICUT | CT | 0.388 | 0.388 | n/a | 0
10714 | Existing | Demand |  | Real-Time Emergency Generation Resource | Emergency Generation | SBC-SNET Waterbury | REST OF POOL | .Z.CONNECTICUT | CT | 0.77 | 0.77 | n/a | 0
10483 | Existing | Demand |  | Real-Time Emergency Generation Resource | Emergency Generation | SBC-SNET Watertown | REST OF POOL | .Z.CONNECTICUT | CT | 0.089 | 0.089 | n/a | 0
11178 | Existing | Demand |  | Real-Time Emergency Generation Resource | Emergency Generation | SBC-SNET West Hartford 1 | REST OF POOL | .Z.CONNECTICUT | CT | 0.107 | 0.107 | n/a | 0
11181 | Existing | Demand |  | Real-Time Emergency Generation Resource | Emergency Generation | SBC-SNET West Hartford 2 | REST OF POOL | .Z.CONNECTICUT | CT | 0.095 | 0.095 | n/a | 0
10215 | Existing | Demand |  | Real-Time Emergency Generation Resource | Emergency Generation | SBC-SNET West Haven | REST OF POOL | .Z.CONNECTICUT | CT | 0.151 | 0.151 | n/a | 0
10709 | Existing | Demand |  | Real-Time Emergency Generation Resource | Emergency Generation | SBC-SNET Westport TK1 | REST OF POOL | .Z.CONNECTICUT | CT | 0.2 | 0.2 | n/a | 0
11174 | Existing | Demand |  | Real-Time Emergency Generation Resource | Emergency Generation | SBC-SNET Wethersfield | REST OF POOL | .Z.CONNECTICUT | CT | 0.128 | 0.128 | n/a | 0
11186 | Existing | Demand |  | Real-Time Emergency Generation Resource | Emergency Generation | SBC-SNET Willimantic | REST OF POOL | .Z.CONNECTICUT | CT | 0.11 | 0.11 | n/a | 0
10048 | Existing | Demand |  | Real-Time Emergency Generation Resource | Emergency Generation | SBC-SNET Wilton | REST OF POOL | .Z.CONNECTICUT | CT | 0.207 | 0.207 | n/a | 0
11182 | Existing | Demand |  | Real-Time Emergency Generation Resource | Emergency Generation | SBC-SNET Windsor Locks | REST OF POOL | .Z.CONNECTICUT | CT | 0.09 | 0.09 | n/a | 0
11034 | Existing | Demand |  | Real-Time Emergency Generation Resource | Emergency Generation | SBC-SNET Woodbury | REST OF POOL | .Z.CONNECTICUT | CT | 0.137 | 0.137 | n/a | 0
2440 | Existing | Demand |  | Real-Time Demand Response Resource | Demand Response | SCA Packaging/Tuscarora | REST OF POOL | .Z.CONNECTICUT | CT | 0.494 | 0.494 | n/a | 0
10579 | Existing | Demand |  | Real-Time Emergency Generation Resource | Emergency Generation | Scan Tool | REST OF POOL | .Z.CONNECTICUT | CT | 0.538 | 0.527 | n/a | 0
11284 | Existing | Demand |  | Critical Peak Demand Resource | Load Management | Scarborough Sanitary District | MAINE | .Z.MAINE | ME | 0.22 | 0.216 | n/a | 0
10518 | Existing | Demand |  | Real-Time Emergency Generation Resource | Emergency Generation | Schick | REST OF POOL | .Z.CONNECTICUT | CT | 0.432 | 0.423 | n/a | 0
556 | Existing | Generator | Anthracite Coal and Bituminous Coal |  |  | SCHILLER 4 | REST OF POOL | .Z.NEWHAMPSHIRE | NH | 47.5 | 48 | n/a | 0
557 | Existing | Generator | Wood/Wood Waste Solids |  |  | SCHILLER 5 | REST OF POOL | .Z.NEWHAMPSHIRE | NH | 36.967 | 49.6 | n/a | 0
558 | Existing | Generator | Anthracite Coal and Bituminous Coal |  |  | SCHILLER 6 | REST OF POOL | .Z.NEWHAMPSHIRE | NH | 47.938 | 48.58 | n/a | 0
559 | Existing | Generator | Jet Fuel |  |  | SCHILLER CT 1 | REST OF POOL | .Z.NEWHAMPSHIRE | NH | 17 | 18 | n/a | 0
10410 | Existing | Demand |  | Critical Peak Demand Resource | Load Management | Schweitzer-Mauduit | REST OF POOL | .Z.WCMASS | MA | 4.671 | 3.703 | n/a | 0
877 | Existing | Intermittent | Water at a Conventional Hydroelectric Turbine |  |  | SCOTLAND | REST OF POOL | .Z.CONNECTICUT | CT | 0 | 1.392 | n/a | 0
12160 | Existing | Demand |  | Real-Time Emergency Generation Resource | Emergency Generation | SCSU East Campus | REST OF POOL | .Z.CONNECTICUT | CT | 1.936 | 1.936 | n/a | 0
12161 | Existing | Demand |  | Real-Time Emergency Generation Resource | Emergency Generation | SCSU West Campus | REST OF POOL | .Z.CONNECTICUT | CT | 0.83 | 0.83 | n/a | 0
10729 | Existing | Demand |  | Real-Time Emergency Generation Resource | Emergency Generation | Seaboard - One Dock Street | REST OF POOL | .Z.CONNECTICUT | CT | 0.101 | 0.101 | n/a | 0
10057 | Existing | Demand |  | Real-Time Demand Response Resource | Demand Response | Seaboard Metal Finishing - 1 | REST OF POOL | .Z.CONNECTICUT | CT | 0.553 | 0.542 | n/a | 0
10485 | Existing | Demand |  | Real-Time Emergency Generation Resource | Emergency Generation | Seaboard Properties_1 | REST OF POOL | .Z.CONNECTICUT | CT | 0.3 | 0.3 | n/a | 0
10486 | Existing | Demand |  | Real-Time Emergency Generation Resource | Emergency Generation | Seaboard Properties_2 | REST OF POOL | .Z.CONNECTICUT | CT | 0.221 | 0.221 | n/a | 0
10487 | Existing | Demand |  | Real-Time Emergency Generation Resource | Emergency Generation | Seaboard Properties_3 | REST OF POOL | .Z.CONNECTICUT | CT | 0.31 | 0.31 | n/a | 0
555 | Existing | Generator | Nuclear Uranium, Plutonium, Thorium |  |  | SEABROOK | REST OF POOL | .Z.NEWHAMPSHIRE | NH | 1244.275 | 1244.275 | n/a | 134.124
12211 | Existing | Demand |  | Real-Time Demand Response Resource | Demand Response | Seagroatt Wholesale | REST OF POOL | .Z.CONNECTICUT | CT | 0.095 | 0.095 | n/a | 0
561 | Existing | Generator | Water at a Conventional Hydroelectric Turbine |  |  | SEARSBURG | REST OF POOL | .Z.WCMASS | MA | 4.851 | 4.96 | n/a | 0
827 | Existing | Intermittent | Wind |  |  | SEARSBURG WIND | REST OF POOL | .Z.WCMASS | MA | 0.205 | 1.059 | n/a | 0
562 | Existing | Intermittent | Municipal Solid Waste |  |  | SECREC-PRESTON | REST OF POOL | .Z.CONNECTICUT | CT | 16.449 | 16.568 | n/a | 0
11238 | Existing | Demand |  | Real-Time Demand Response Resource | Demand Response | Seidel Inc | REST OF POOL | .Z.CONNECTICUT | CT | 0.432 | 0.432 | n/a | 0
12014 | Existing | Demand |  | Real-Time Demand Response Resource | Demand Response | Seitz Corportation | REST OF POOL | .Z.CONNECTICUT | CT | 0.123 | 0.123 | n/a | 0
563 | Existing | Intermittent | Municipal Solid Waste |  |  | SEMASS 1 | REST OF POOL | .Z.SEMASS | MA | 46.875 | 50.25 | n/a | 0
564 | Existing | Intermittent | Municipal Solid Waste |  |  | SEMASS 2 | REST OF POOL | .Z.SEMASS | MA | 22.65 | 24.675 | n/a | 0
767 | Existing | Intermittent | Municipal Solid Waste |  |  | SES CONCORD | REST OF POOL | .Z.NEWHAMPSHIRE | NH | 12.381 | 12.728 | n/a | 0
10960 | Existing | Demand |  | Real-Time Emergency Generation Resource | Emergency Generation | Seton Identification | REST OF POOL | .Z.CONNECTICUT | CT | 0.185 | 0.185 | n/a | 0
11075 | Existing | Demand |  | Real-Time Emergency Generation Resource | Emergency Generation | Seymour Water Pollution Con | REST OF POOL | .Z.CONNECTICUT | CT | 0.309 | 0.309 | n/a | 0
761 | Existing | Generator | Water at a Conventional Hydroelectric Turbine |  |  | SHAWMUT | MAINE | .Z.MAINE | ME | 9.5 | 9.5 | n/a | 0
12208 | Existing | Demand |  | Real-Time Emergency Generation Resource | Emergency Generation | Shaw's - Bristol | REST OF POOL | .Z.CONNECTICUT | CT | 0.111 | 0.111 | n/a | 0
12251 | Existing | Demand |  | Real-Time Emergency Generation Resource | Emergency Generation | Shaw's - Canton | REST OF POOL | .Z.CONNECTICUT | CT | 0.111 | 0.111 | n/a | 0
12250 | Existing | Demand |  | Real-Time Emergency Generation Resource | Emergency Generation | Shaw's - Clinton | REST OF POOL | .Z.CONNECTICUT | CT | 0.111 | 0.111 | n/a | 0
12258 | Existing | Demand |  | Real-Time Emergency Generation Resource | Emergency Generation | Shaw's - East Hartford | REST OF POOL | .Z.CONNECTICUT | CT | 0.111 | 0.111 | n/a | 0
12261 | Existing | Demand |  | Real-Time Emergency Generation Resource | Emergency Generation | Shaw's - Enfield | REST OF POOL | .Z.CONNECTICUT | CT | 0.111 | 0.111 | n/a | 0
12257 | Existing | Demand |  | Real-Time Emergency Generation Resource | Emergency Generation | Shaw's - Manchester | REST OF POOL | .Z.CONNECTICUT | CT | 0.111 | 0.111 | n/a | 0
12203 | Existing | Demand |  | Real-Time Emergency Generation Resource | Emergency Generation | Shaw's - Newington | REST OF POOL | .Z.CONNECTICUT | CT | 0.111 | 0.111 | n/a | 0
12200 | Existing | Demand |  | Real-Time Emergency Generation Resource | Emergency Generation | Shaw's - Vernon | REST OF POOL | .Z.CONNECTICUT | CT | 0.111 | 0.111 | n/a | 0
12249 | Existing | Demand |  | Real-Time Emergency Generation Resource | Emergency Generation | Shaw's - West Hartford | REST OF POOL | .Z.CONNECTICUT | CT | 0.111 | 0.111 | n/a | 0
11500 | Existing | Demand |  | Real-Time Emergency Generation Resource | Emergency Generation | Shaws Darien | REST OF POOL | .Z.CONNECTICUT | CT | 0.014 | 0.014 | n/a | 0
10667 | Existing | Demand |  | Real-Time Emergency Generation Resource | Emergency Generation | Shaw's- New Fairfield | REST OF POOL | .Z.CONNECTICUT | CT | 0.04 | 0.04 | n/a | 0
10666 | Existing | Demand |  | Real-Time Emergency Generation Resource | Emergency Generation | Shaw's-Fairfield | REST OF POOL | .Z.CONNECTICUT | CT | 0.035 | 0.035 | n/a | 0
10665 | Existing | Demand |  | Real-Time Emergency Generation Resource | Emergency Generation | Shaw's-Hamden | REST OF POOL | .Z.CONNECTICUT | CT | 0.088 | 0.088 | n/a | 0
10668 | Existing | Demand |  | Real-Time Emergency Generation Resource | Emergency Generation | Shaw's-New Haven | REST OF POOL | .Z.CONNECTICUT | CT | 0.042 | 0.042 | n/a | 0
10669 | Existing | Demand |  | Real-Time Emergency Generation Resource | Emergency Generation | Shaw's-Shelton | REST OF POOL | .Z.CONNECTICUT | CT | 0.068 | 0.068 | n/a | 0
10662 | Existing | Demand |  | Real-Time Emergency Generation Resource | Emergency Generation | Shaw's-Southbury | REST OF POOL | .Z.CONNECTICUT | CT | 0.014 | 0.014 | n/a | 0
10671 | Existing | Demand |  | Real-Time Emergency Generation Resource | Emergency Generation | Shaw's-Stratford | REST OF POOL | .Z.CONNECTICUT | CT | 0.081 | 0.081 | n/a | 0
10672 | Existing | Demand |  | Real-Time Emergency Generation Resource | Emergency Generation | Shaw's-Wallingford | REST OF POOL | .Z.CONNECTICUT | CT | 0.064 | 0.064 | n/a | 0
10663 | Existing | Demand |  | #N/A | #N/A | Shaw's-Waterbury | REST OF POOL | .Z.CONNECTICUT | #N/A | 0.051 | 0.051 | n/a | 0
12172 | Existing | Demand |  | Real-Time Emergency Generation Resource | Emergency Generation | Shaw's-Willimantic | REST OF POOL | .Z.CONNECTICUT | CT | 0.111 | 0.111 | n/a | 0
12530 | New | Intermittent | Wind |  |  | Sheffield Wind Farm | REST OF POOL | .Z.VERMONT | VT | 10 | 17 | YES | 0
565 | Existing | Intermittent | Water at a Conventional Hydroelectric Turbine |  |  | SHELDON SPRINGS | REST OF POOL | .Z.VERMONT | VT | 3.249 | 11.303 | n/a | 2.594
12045 | Existing | Demand |  | Real-Time Demand Response Resource | Demand Response | Shelter Logic | REST OF POOL | .Z.CONNECTICUT | CT | 0.247 | 0.247 | n/a | 0
881 | Existing | Intermittent | Landfill Gas |  |  | SHELTON LANDFILL | REST OF POOL | .Z.CONNECTICUT | CT | 0 | 0 | n/a | 0
12068 | Existing | Demand |  | Real-Time Emergency Generation Resource | Emergency Generation | Shelton Sewer Treatment Plant | REST OF POOL | .Z.CONNECTICUT | CT | 0.432 | 0.423 | n/a | 0
566 | Existing | Generator | Water at a Conventional Hydroelectric Turbine |  |  | SHEPAUG | REST OF POOL | .Z.CONNECTICUT | CT | 41.511 | 42.559 | n/a | 0
11953 | Existing | Demand |  | Real-Time Emergency Generation Resource | Emergency Generation | Sheraton Hartford | REST OF POOL | .Z.CONNECTICUT | CT | 0.165 | 0.165 | n/a | 0
567 | Existing | Generator | Water at a Conventional Hydroelectric Turbine |  |  | SHERMAN | REST OF POOL | .Z.WCMASS | MA | 6.081 | 6.237 | n/a | 0
10691 | Existing | Demand |  | Real-Time Emergency Generation Resource | Emergency Generation | Shop Rite | REST OF POOL | .Z.CONNECTICUT | CT | 0.857 | 0.839 | n/a | 0
11793 | Existing | Demand |  | Real-Time Demand Response Resource | Demand Response | Shop Rite of Milford | REST OF POOL | .Z.CONNECTICUT | CT | 0.123 | 0.121 | n/a | 0
10951 | Existing | Demand |  | Real-Time Emergency Generation Resource | Emergency Generation | ShopRite Brookfield | REST OF POOL | .Z.CONNECTICUT | CT | 0.111 | 0.111 | n/a | 0
11318 | Existing | Demand |  | Real-Time Emergency Generation Resource | Emergency Generation | ShopRite Stamford | REST OF POOL | .Z.CONNECTICUT | CT | 0.811 | 0.811 | n/a | 0
1079 | Existing | Generator | Distillate Fuel Oil. Including Diesel, No. 2 |  |  | SHREWSBURY DIESEL # 4 | REST OF POOL | .Z.WCMASS | MA | 2.75 | 2.75 | n/a | 2.75
1076 | Existing | Generator | Distillate Fuel Oil. Including Diesel, No. 2 |  |  | SHREWSBURY DIESEL #1 | REST OF POOL | .Z.WCMASS | MA | 2.75 | 2.75 | n/a | 2.75
1077 | Existing | Generator | Distillate Fuel Oil. Including Diesel, No. 2 |  |  | SHREWSBURY DIESEL #2 | REST OF POOL | .Z.WCMASS | MA | 2.75 | 2.75 | n/a | 2.75
1078 | Existing | Generator | Distillate Fuel Oil. Including Diesel, No. 2 |  |  | SHREWSBURY DIESEL #3 | REST OF POOL | .Z.WCMASS | MA | 2.75 | 2.75 | n/a | 2.75
1080 | Existing | Generator | Distillate Fuel Oil. Including Diesel, No. 2 |  |  | SHREWSBURY DIESEL #5 | REST OF POOL | .Z.WCMASS | MA | 2.75 | 2.75 | n/a | 2.75
10086 | Existing | Demand |  | Real-Time Demand Response Resource | Demand Response | Sikorsky Aircraft - 1 | REST OF POOL | .Z.CONNECTICUT | CT | 3.432 | 3.363 | n/a | 0
12309 | Existing | Demand |  | Real-Time Emergency Generation Resource | Emergency Generation | Silver Spring Country Club | REST OF POOL | .Z.CONNECTICUT | CT | 0.204 | 0.204 | n/a | 0
12276 | Existing | Demand |  | Real-Time Emergency Generation Resource | Emergency Generation | Silver Springs Nursing Center | REST OF POOL | .Z.CONNECTICUT | CT | 0.165 | 0.165 | n/a | 0
737 | Existing | Generator | Water at a Conventional Hydroelectric Turbine |  |  | SIMPSON G LOAD REDUCER | REST OF POOL | .Z.VERMONT | VT | 1.188 | 1.188 | n/a | 1.188
11430 | Existing | Demand |  | Real-Time Emergency Generation Resource | Emergency Generation | Simsbury WPCA | REST OF POOL | .Z.CONNECTICUT | CT | 0.679 | 0.679 | n/a | 0
569 | Existing | Generator | Water at a Conventional Hydroelectric Turbine |  |  | SKELTON | MAINE | .Z.MAINE | ME | 19.415 | 19.704 | n/a | 0
878 | Existing | Intermittent | Water at a Conventional Hydroelectric Turbine |  |  | SKINNER | REST OF POOL | .Z.WCMASS | MA | 0 | 0.24 | n/a | 0
845 | Existing | Intermittent | Water at a Conventional Hydroelectric Turbine |  |  | SLACK DAM | REST OF POOL | .Z.VERMONT | VT | 0.121 | 0.346 | n/a | 0.056
570 | Existing | Generator | Water at a Conventional Hydroelectric Turbine |  |  | SMITH | REST OF POOL | .Z.NEWHAMPSHIRE | NH | 10.364 | 12.787 | n/a | 0
822 | Existing | Intermittent | Water at a Conventional Hydroelectric Turbine |  |  | SMITH (CVPS) | REST OF POOL | .Z.VERMONT | VT | 0.397 | 0.628 | n/a | 0
13455 | Existing | Demand |  | Real-Time Demand Response Resource | Demand Response | Smurfit Stone | REST OF POOL | .Z.CONNECTICUT | CT | 7.407 | 7.407 | n/a | 0
10922 | Existing | Demand |  | Real-Time Emergency Generation Resource | Emergency Generation | SNEW EE | REST OF POOL | .Z.CONNECTICUT | CT | 1.041 | 1.365 | n/a | 0
572 | Existing | Generator | Jet Fuel |  |  | SO. MEADOW 11 | REST OF POOL | .Z.CONNECTICUT | CT | 35.781 | 46.921 | n/a | 0
573 | Existing | Generator | Jet Fuel |  |  | SO. MEADOW 12 | REST OF POOL | .Z.CONNECTICUT | CT | 37.701 | 47.867 | n/a | 0
574 | Existing | Generator | Jet Fuel |  |  | SO. MEADOW 13 | REST OF POOL | .Z.CONNECTICUT | CT | 38.317 | 47.917 | n/a | 0
575 | Existing | Generator | Jet Fuel |  |  | SO. MEADOW 14 | REST OF POOL | .Z.CONNECTICUT | CT | 37.353 | 47.353 | n/a | 0
580 | Existing | Intermittent | Municipal Solid Waste |  |  | SO. MEADOW 5 | REST OF POOL | .Z.CONNECTICUT | CT | 25.025 | 24.883 | n/a | 0
581 | Existing | Intermittent | Municipal Solid Waste |  |  | SO. MEADOW 6 | REST OF POOL | .Z.CONNECTICUT | CT | 27.036 | 26.595 | n/a | 0
1107 | Existing | Intermittent | Black Liquor |  |  | SOMERSET | MAINE | .Z.MAINE | ME | 1.834 | 1.08 | n/a | 0
577 | Existing | Generator | Natural Gas |  |  | SOMERSET 6 | REST OF POOL | .Z.SEMASS | MA | 109.058 | 108.5 | n/a | 0
577 | New | Generator | Natural Gas |  |  | SOMERSET 6 | REST OF POOL | .Z.SEMASS | MA | 120 | 123 | NO | 0
579 | Existing | Generator | Jet Fuel |  |  | SOMERSET JET 2 | REST OF POOL | .Z.SEMASS | MA | 18.3 | 23 | n/a | 0
11694 | Existing | Demand |  | Real-Time Demand Response Resource | Demand Response | Something Sweet Inc. | REST OF POOL | .Z.CONNECTICUT | CT | 0.384 | 0.377 | n/a | 0
10912 | Existing | Demand |  | Real-Time Emergency Generation Resource | Emergency Generation | Sono Equities & 1122 Associate | REST OF POOL | .Z.CONNECTICUT | CT | 1.924 | 2.469 | n/a | 0
852 | Existing | Intermittent | Water at a Conventional Hydroelectric Turbine |  |  | SOUTH BARRE HYDRO | REST OF POOL | .Z.WCMASS | MA | 0.028 | 0.122 | n/a | 0.028
11265 | Existing | Demand |  | Real-Time Demand Response Resource | Demand Response | South Essex Sewerage District | REST OF POOL | .Z.NEMASSBOST | MA | 0.936 | 0.936 | n/a | 0
12527 | New | Generator | Natural Gas |  |  | South Norwalk Repowering | REST OF POOL | .Z.CONNECTICUT | CT | 49.6 | 49.6 | NO | 0
1495 | Existing | Generator | Natural Gas |  |  | SOUTHBRIDGE P&T QF U5 | REST OF POOL | .Z.WCMASS | MA | 0.096 | 0.096 | n/a | 0
10923 | Existing | Demand |  | Real-Time Demand Response Resource | Demand Response | Southington High School | REST OF POOL | .Z.CONNECTICUT | CT | 0.37 | 0.37 | n/a | 0
11379 | Existing | Demand |  | Real-Time Emergency Generation Resource | Emergency Generation | Souza Baranowski Corr. Fac. | REST OF POOL | .Z.WCMASS | MA | 1.111 | 1.111 | n/a | 0
1267 | Existing | Intermittent | Water at a Conventional Hydroelectric Turbine |  |  | SPARHAWK | MAINE | .Z.MAINE | ME | 0.014 | 0.065 | n/a | 0
10730 | Existing | Demand |  | Real-Time Emergency Generation Resource | Emergency Generation | Spartech Polycast | REST OF POOL | .Z.CONNECTICUT | CT | 0.391 | 0.391 | n/a | 0
11466 | Existing | Demand |  | Real-Time Emergency Generation Resource | Emergency Generation | Specialty Coating Solutions | REST OF POOL | .Z.CONNECTICUT | CT | 0.123 | 0.123 | n/a | 0
11568 | Existing | Demand |  | Real-Time Demand Response Resource | Demand Response | Specialty Steel Treating | REST OF POOL | .Z.CONNECTICUT | CT | 1.234 | 1.234 | n/a | 0
11877 | Existing | Demand |  | Real-Time Demand Response Resource | Demand Response | Spencer Turbine | REST OF POOL | .Z.CONNECTICUT | CT | 0.123 | 0.123 | n/a | 0
11695 | Existing | Demand |  | Real-Time Emergency Generation Resource | Emergency Generation | Sports Center of Connecticut | REST OF POOL | .Z.CONNECTICUT | CT | 0.223 | 0.223 | n/a | 0
11618 | Existing | Demand |  | Real-Time Emergency Generation Resource | Emergency Generation | Spring Meadows Trumbull | REST OF POOL | .Z.CONNECTICUT | CT | 0.123 | 0.121 | n/a | 0
2425 | Existing | Intermittent | Municipal Solid Waste |  |  | SPRINGFIELD REFUSE-NEW | REST OF POOL | .Z.WCMASS | MA | 5.628 | 5.393 | n/a | 0
11081 | Existing | Demand |  | Real-Time Demand Response Resource | Demand Response | SS New Haven and Borroughs | REST OF POOL | .Z.CONNECTICUT | CT | 0.07 | 0.07 | n/a | 0
11314 | Existing | Demand |  | Real-Time Emergency Generation Resource | Emergency Generation | SSB Realty Inc - Quincy | REST OF POOL | .Z.SEMASS | MA | 0 | 0 | n/a | 0
11315 | Existing | Demand |  | Real-Time Emergency Generation Resource | Emergency Generation | SSB Realty LLC - Westborough | REST OF POOL | .Z.WCMASS | MA | 0 | 0 | n/a | 0
585 | Existing | Generator | Distillate Fuel Oil. Including Diesel, No. 2 |  |  | ST ALBANS 1 and 2 | REST OF POOL | .Z.VERMONT | VT | 2.22 | 2.35 | n/a | 2.22
10988 | Existing | Demand |  | Real-Time Emergency Generation Resource | Emergency Generation | St Mary's Hospital Waterbury | REST OF POOL | .Z.CONNECTICUT | CT | 0.37 | 0.37 | n/a | 0
10962 | Existing | Demand |  | Real-Time Emergency Generation Resource | Emergency Generation | St Vincent's Medical Center | REST OF POOL | .Z.CONNECTICUT | CT | 1.541 | 1.51 | n/a | 0
10948 | Existing | Demand |  | Real-Time Emergency Generation Resource | Emergency Generation | St. Camillus Health Center | REST OF POOL | .Z.CONNECTICUT | CT | 0.032 | 0.032 | n/a | 0
11791 | Existing | Demand |  | Real-Time Emergency Generation Resource | Emergency Generation | St. Joseph College | REST OF POOL | .Z.CONNECTICUT | CT | 0.269 | 0.269 | n/a | 0
11707 | Existing | Demand |  | Real-Time Emergency Generation Resource | Emergency Generation | St. Joseph Residence | REST OF POOL | .Z.CONNECTICUT | CT | 0.154 | 0.154 | n/a | 0
11717 | Existing | Demand |  | Real-Time Demand Response Resource | Demand Response | St. Paul Travelers | REST OF POOL | .Z.CONNECTICUT | CT | 1.476 | 1.476 | n/a | 0
11586 | Existing | Demand |  | Real-Time Emergency Generation Resource | Emergency Generation | St. Regis Health Center | REST OF POOL | .Z.CONNECTICUT | CT | 0.247 | 0.242 | n/a | 0
10736 | Existing | Demand |  | Real-Time Emergency Generation Resource | Emergency Generation | Stamford Hospital - Main Campu | REST OF POOL | .Z.CONNECTICUT | CT | 1.267 | 1.267 | n/a | 0
10735 | Existing | Demand |  | Real-Time Emergency Generation Resource | Emergency Generation | Stamford Hospital - Tully | REST OF POOL | .Z.CONNECTICUT | CT | 0.17 | 0.17 | n/a | 0
11069 | Existing | Demand |  | Real-Time Emergency Generation Resource | Emergency Generation | Stamford Marriott | REST OF POOL | .Z.CONNECTICUT | CT | 0.035 | 0.035 | n/a | 0
10734 | Existing | Demand |  | Real-Time Emergency Generation Resource | Emergency Generation | Stamford WPCA | REST OF POOL | .Z.CONNECTICUT | CT | 0.372 | 0.372 | n/a | 0
11828 | Existing | Demand |  | Real-Time Demand Response Resource | Demand Response | Stanadyne Corp | REST OF POOL | .Z.CONNECTICUT | CT | 0.309 | 0.309 | n/a | 0
12406 | Existing | Demand |  | Real-Time Demand Response Resource | Demand Response | Stanley Bostitch Clinton | REST OF POOL | .Z.CONNECTICUT | CT | 4.321 | 4.321 | n/a | 0
12031 | Existing | Demand |  | Real-Time Demand Response Resource | Demand Response | Stanley Works | REST OF POOL | .Z.CONNECTICUT | CT | 0.58 | 0.58 | n/a | 0
12028 | Existing | Demand |  | Real-Time Emergency Generation Resource | Emergency Generation | Starwood - Sheraton Stamford | REST OF POOL | .Z.CONNECTICUT | CT | 0.309 | 0.309 | n/a | 0
909 | Existing | Intermittent | Water at a Conventional Hydroelectric Turbine |  |  | STEELS POND HYDRO | REST OF POOL | .Z.NEWHAMPSHIRE | NH | 0.107 | 0.292 | n/a | 0
11583 | Existing | Demand |  | Real-Time Demand Response Resource | Demand Response | Stelray Products Inc. | REST OF POOL | .Z.CONNECTICUT | CT | 0.247 | 0.242 | n/a | 0
12000 | Existing | Demand |  | Real-Time Demand Response Resource | Demand Response | Sterling | REST OF POOL | .Z.WCMASS | MA | 0.494 | 0.494 | n/a | 0
858 | Existing | Generator | Distillate Fuel Oil. Including Diesel, No. 2 |  |  | STERLING DIESELS | REST OF POOL | .Z.WCMASS | MA | 0.33 | 0.33 | n/a | 0.33
12213 | Existing | Demand |  | Real-Time Demand Response Resource | Demand Response | Stevens Co Inc | REST OF POOL | .Z.CONNECTICUT | CT | 0.095 | 0.095 | n/a | 0
885 | Existing | Intermittent | Water at a Conventional Hydroelectric Turbine |  |  | STEVENS MILL | REST OF POOL | .Z.NEWHAMPSHIRE | NH | 0.143 | 0.144 | n/a | 0
587 | Existing | Generator | Water at a Conventional Hydroelectric Turbine |  |  | STEVENSON | REST OF POOL | .Z.CONNECTICUT | CT | 28.311 | 28.9 | n/a | 0
12375 | Existing | Demand |  | Real-Time Demand Response Resource | Demand Response | Stevenson Millwork | REST OF POOL | .Z.CONNECTICUT | CT | 0.278 | 0.278 | n/a | 0
11667 | Existing | Demand |  | Real-Time Demand Response Resource | Demand Response | Stillmeadow School | REST OF POOL | .Z.CONNECTICUT | CT | 0.089 | 0.089 | n/a | 0
12009 | Existing | Demand |  | Real-Time Emergency Generation Resource | Emergency Generation | Stoning Public Schools | REST OF POOL | .Z.CONNECTICUT | CT | 0.123 | 0.123 | n/a | 0
12020 | Existing | Demand |  | Real-Time Emergency Generation Resource | Emergency Generation | Stonington | REST OF POOL | .Z.CONNECTICUT | CT | 0.432 | 0.432 | n/a | 0
11703 | Existing | Demand |  | Real-Time Emergency Generation Resource | Emergency Generation | Stonington High School | REST OF POOL | .Z.CONNECTICUT | CT | 0.553 | 0.553 | n/a | 0
583 | Existing | Generator | Distillate Fuel Oil. Including Diesel, No. 2 |  |  | STONY BROOK 2A | REST OF POOL | .Z.WCMASS | MA | 67.4 | 87.4 | n/a | 61.112
584 | Existing | Generator | Distillate Fuel Oil. Including Diesel, No. 2 |  |  | STONY BROOK 2B | REST OF POOL | .Z.WCMASS | MA | 65.3 | 85.3 | n/a | 59.232
12401 | Existing | Demand |  | Real-Time Emergency Generation Resource | Emergency Generation | Stony Brook Emergency Generato | REST OF POOL | .Z.WCMASS | MA | 4.049 | 4.049 | n/a | 0
1185 | Existing | Generator | Natural Gas |  |  | STONY BROOK GT1A | REST OF POOL | .Z.WCMASS | MA | 104 | 119 | n/a | 95.118
1186 | Existing | Generator | Natural Gas |  |  | STONY BROOK GT1B | REST OF POOL | .Z.WCMASS | MA | 100 | 116 | n/a | 92.26
1187 | Existing | Generator | Natural Gas |  |  | STONY BROOK GT1C | REST OF POOL | .Z.WCMASS | MA | 104 | 119 | n/a | 95.118
11079 | Existing | Demand |  | Real-Time Emergency Generation Resource | Emergency Generation | Stop & Shop Cheshire | REST OF POOL | .Z.CONNECTICUT | CT | 0.109 | 0.109 | n/a | 0
11080 | Existing | Demand |  | Real-Time Demand Response Resource | Demand Response | Stop & Shop Hamden 1 | REST OF POOL | .Z.CONNECTICUT | CT | 0.023 | 0.023 | n/a | 0
11129 | Existing | Demand |  | Real-Time Demand Response Resource | Demand Response | Stop & Shop Hamden 2 | REST OF POOL | .Z.CONNECTICUT | CT | 0.106 | 0.106 | n/a | 0
11130 | Existing | Demand |  | Real-Time Demand Response Resource | Demand Response | Stop & Shop Meriden 2 | REST OF POOL | .Z.CONNECTICUT | CT | 0.081 | 0.081 | n/a | 0
11131 | Existing | Demand |  | Real-Time Demand Response Resource | Demand Response | Stop & Shop Milford 1 | REST OF POOL | .Z.CONNECTICUT | CT | 0.1 | 0.1 | n/a | 0
11082 | Existing | Demand |  | Real-Time Demand Response Resource | Demand Response | Stop & Shop Naugatuck | REST OF POOL | .Z.CONNECTICUT | CT | 0.074 | 0.074 | n/a | 0
11132 | Existing | Demand |  | Real-Time Demand Response Resource | Demand Response | Stop & Shop Southington | REST OF POOL | .Z.CONNECTICUT | CT | 0.065 | 0.065 | n/a | 0
11076 | Existing | Demand |  | Real-Time Emergency Generation Resource | Emergency Generation | Stop & Shop Stamford 1 | REST OF POOL | .Z.CONNECTICUT | CT | 0.13 | 0.13 | n/a | 0
11133 | Existing | Demand |  | Real-Time Demand Response Resource | Demand Response | Stop & Shop Waterbury 2 | REST OF POOL | .Z.CONNECTICUT | CT | 0.106 | 0.106 | n/a | 0
11134 | Existing | Demand |  | Real-Time Demand Response Resource | Demand Response | Stop & Shop Waterbury 3 | REST OF POOL | .Z.CONNECTICUT | CT | 0.072 | 0.072 | n/a | 0
11135 | Existing | Demand |  | Real-Time Emergency Generation Resource | Emergency Generation | Stop & Shop Watertown | REST OF POOL | .Z.CONNECTICUT | CT | 0.07 | 0.07 | n/a | 0
11937 | Existing | Demand |  | Real-Time Emergency Generation Resource | Emergency Generation | Stop and Shop - Bloomfield | REST OF POOL | .Z.CONNECTICUT | CT | 0.111 | 0.111 | n/a | 0
11942 | Existing | Demand |  | Real-Time Emergency Generation Resource | Emergency Generation | Stop and Shop - Clinton | REST OF POOL | .Z.CONNECTICUT | CT | 0.111 | 0.111 | n/a | 0
11935 | Existing | Demand |  | Real-Time Emergency Generation Resource | Emergency Generation | Stop and Shop - Colchester | REST OF POOL | .Z.CONNECTICUT | CT | 0.111 | 0.111 | n/a | 0
11940 | Existing | Demand |  | Real-Time Emergency Generation Resource | Emergency Generation | Stop and Shop - Dayville | REST OF POOL | .Z.CONNECTICUT | CT | 0.111 | 0.111 | n/a | 0
11944 | Existing | Demand |  | Real-Time Emergency Generation Resource | Emergency Generation | Stop and Shop - East Hartford | REST OF POOL | .Z.CONNECTICUT | CT | 0.111 | 0.111 | n/a | 0
11789 | Existing | Demand |  | Real-Time Emergency Generation Resource | Emergency Generation | Stop and Shop - Glastonbury | REST OF POOL | .Z.CONNECTICUT | CT | 0.07 | 0.07 | n/a | 0
11948 | Existing | Demand |  | Real-Time Emergency Generation Resource | Emergency Generation | Stop and Shop - Glastonbury 2 | REST OF POOL | .Z.CONNECTICUT | CT | 0.111 | 0.111 | n/a | 0
11790 | Existing | Demand |  | Real-Time Emergency Generation Resource | Emergency Generation | Stop and Shop - Granby | REST OF POOL | .Z.CONNECTICUT | CT | 0.068 | 0.068 | n/a | 0
11947 | Existing | Demand |  | Real-Time Emergency Generation Resource | Emergency Generation | Stop and Shop - Litchfield | REST OF POOL | .Z.CONNECTICUT | CT | 0.111 | 0.111 | n/a | 0
11945 | Existing | Demand |  | Real-Time Emergency Generation Resource | Emergency Generation | Stop and Shop - Madison | REST OF POOL | .Z.CONNECTICUT | CT | 0.111 | 0.111 | n/a | 0
11938 | Existing | Demand |  | Real-Time Emergency Generation Resource | Emergency Generation | Stop and Shop - Old Saybrook | REST OF POOL | .Z.CONNECTICUT | CT | 0.111 | 0.111 | n/a | 0
11943 | Existing | Demand |  | Real-Time Emergency Generation Resource | Emergency Generation | Stop and Shop - Putnam | REST OF POOL | .Z.CONNECTICUT | CT | 0.111 | 0.111 | n/a | 0
11946 | Existing | Demand |  | Real-Time Emergency Generation Resource | Emergency Generation | Stop and Shop - South Windsor | REST OF POOL | .Z.CONNECTICUT | CT | 0.111 | 0.111 | n/a | 0
11939 | Existing | Demand |  | Real-Time Emergency Generation Resource | Emergency Generation | Stop and Shop - Vernon | REST OF POOL | .Z.CONNECTICUT | CT | 0.111 | 0.111 | n/a | 0
11941 | Existing | Demand |  | Real-Time Emergency Generation Resource | Emergency Generation | Stop and Shop - Wethersfield | REST OF POOL | .Z.CONNECTICUT | CT | 0.111 | 0.111 | n/a | 0
11788 | Existing | Demand |  | Real-Time Demand Response Resource | Demand Response | Stop and Shop - Willimantic | REST OF POOL | .Z.CONNECTICUT | CT | 0.088 | 0.088 | n/a | 0
11936 | Existing | Demand |  | Real-Time Emergency Generation Resource | Emergency Generation | Stop and Shop - Windsor | REST OF POOL | .Z.CONNECTICUT | CT | 0.111 | 0.111 | n/a | 0
11532 | Existing | Demand |  | Real-Time Emergency Generation Resource | Emergency Generation | Stop and Shop-Ansonia | REST OF POOL | .Z.CONNECTICUT | CT | 0.074 | 0.074 | n/a | 0
11757 | Existing | Demand |  | Real-Time Emergency Generation Resource | Emergency Generation | Stop and Shop-Berlin | REST OF POOL | .Z.CONNECTICUT | CT | 0.079 | 0.079 | n/a | 0
11073 | Existing | Demand |  | Real-Time Demand Response Resource | Demand Response | Stop and Shop-Branford | REST OF POOL | .Z.CONNECTICUT | CT | 0.044 | 0.044 | n/a | 0
10958 | Existing | Demand |  | Real-Time Demand Response Resource | Demand Response | Stop and Shop-Bridgeport 1 | REST OF POOL | .Z.CONNECTICUT | CT | 0.088 | 0.088 | n/a | 0
11531 | Existing | Demand |  | Real-Time Emergency Generation Resource | Emergency Generation | Stop and Shop-Bridgeport 2 | REST OF POOL | .Z.CONNECTICUT | CT | 0.01 | 0.01 | n/a | 0
11739 | Existing | Demand |  | Real-Time Demand Response Resource | Demand Response | Stop and Shop-Bristol | REST OF POOL | .Z.CONNECTICUT | CT | 0.069 | 0.069 | n/a | 0
11740 | Existing | Demand |  | Real-Time Emergency Generation Resource | Emergency Generation | Stop and Shop-Bristol Farm. Av | REST OF POOL | .Z.CONNECTICUT | CT | 0.043 | 0.043 | n/a | 0
12289 | Existing | Demand |  | Real-Time Emergency Generation Resource | Emergency Generation | Stop and Shop-Cannan | REST OF POOL | .Z.CONNECTICUT | CT | 0.111 | 0.111 | n/a | 0
11749 | Existing | Demand |  | Real-Time Demand Response Resource | Demand Response | Stop and Shop-Cromwell | REST OF POOL | .Z.CONNECTICUT | CT | 0.137 | 0.137 | n/a | 0
11074 | Existing | Demand |  | Real-Time Demand Response Resource | Demand Response | Stop and Shop-Danbury Newtown | REST OF POOL | .Z.CONNECTICUT | CT | 0.02 | 0.02 | n/a | 0
11039 | Existing | Demand |  | Real-Time Demand Response Resource | Demand Response | Stop and Shop-Danbury-Lake Ave | REST OF POOL | .Z.CONNECTICUT | CT | 0.07 | 0.07 | n/a | 0
10996 | Existing | Demand |  | Real-Time Emergency Generation Resource | Emergency Generation | Stop and Shop-Darien | REST OF POOL | .Z.CONNECTICUT | CT | 0.052 | 0.052 | n/a | 0
11068 | Existing | Demand |  | Real-Time Demand Response Resource | Demand Response | Stop and Shop-East Haven | REST OF POOL | .Z.CONNECTICUT | CT | 0.031 | 0.031 | n/a | 0
11756 | Existing | Demand |  | Real-Time Emergency Generation Resource | Emergency Generation | Stop and Shop-East Lyme | REST OF POOL | .Z.CONNECTICUT | CT | 0.106 | 0.106 | n/a | 0
10957 | Existing | Demand |  | Real-Time Emergency Generation Resource | Emergency Generation | Stop and Shop-Fairfield | REST OF POOL | .Z.CONNECTICUT | CT | 0.094 | 0.094 | n/a | 0
11671 | Existing | Demand |  | Real-Time Emergency Generation Resource | Emergency Generation | Stop and Shop-Fairfield 2 | REST OF POOL | .Z.CONNECTICUT | CT | 0.006 | 0.006 | n/a | 0
11760 | Existing | Demand |  | Real-Time Demand Response Resource | Demand Response | Stop and Shop-Hartford | REST OF POOL | .Z.CONNECTICUT | CT | 0.016 | 0.016 | n/a | 0
11746 | Existing | Demand |  | Real-Time Demand Response Resource | Demand Response | Stop and Shop-Manchester | REST OF POOL | .Z.CONNECTICUT | CT | 0.037 | 0.037 | n/a | 0
11533 | Existing | Demand |  | Real-Time Emergency Generation Resource | Emergency Generation | Stop and Shop-Meriden Cent. Pl | REST OF POOL | .Z.CONNECTICUT | CT | 0.095 | 0.095 | n/a | 0
11775 | Existing | Demand |  | Real-Time Demand Response Resource | Demand Response | Stop and Shop-Middletown | REST OF POOL | .Z.CONNECTICUT | CT | 0.098 | 0.098 | n/a | 0
11534 | Existing | Demand |  | Real-Time Demand Response Resource | Demand Response | Stop and Shop-Milford 2 | REST OF POOL | .Z.CONNECTICUT | CT | 0.096 | 0.096 | n/a | 0
11755 | Existing | Demand |  | Real-Time Demand Response Resource | Demand Response | Stop and Shop-New Britain | REST OF POOL | .Z.CONNECTICUT | CT | 0.085 | 0.085 | n/a | 0
11535 | Existing | Demand |  | Real-Time Emergency Generation Resource | Emergency Generation | Stop and Shop-New Milford | REST OF POOL | .Z.CONNECTICUT | CT | 0.089 | 0.089 | n/a | 0
11776 | Existing | Demand |  | Real-Time Demand Response Resource | Demand Response | Stop and Shop-Newington | REST OF POOL | .Z.CONNECTICUT | CT | 0.099 | 0.099 | n/a | 0
11018 | Existing | Demand |  | Real-Time Emergency Generation Resource | Emergency Generation | Stop and Shop-Newtown | REST OF POOL | .Z.CONNECTICUT | CT | 0.068 | 0.068 | n/a | 0
11536 | Existing | Demand |  | Real-Time Demand Response Resource | Demand Response | Stop and Shop-North Haven | REST OF POOL | .Z.CONNECTICUT | CT | 0.07 | 0.07 | n/a | 0
10964 | Existing | Demand |  | Real-Time Demand Response Resource | Demand Response | Stop and Shop-Norwalk 1 | REST OF POOL | .Z.CONNECTICUT | CT | 0.098 | 0.098 | n/a | 0
10969 | Existing | Demand |  | Real-Time Demand Response Resource | Demand Response | Stop and Shop-Norwalk 2 | REST OF POOL | .Z.CONNECTICUT | CT | 0.405 | 0.405 | n/a | 0
11537 | Existing | Demand |  | Real-Time Demand Response Resource | Demand Response | Stop and Shop-Orange | REST OF POOL | .Z.CONNECTICUT | CT | 0.012 | 0.012 | n/a | 0
10961 | Existing | Demand |  | Real-Time Emergency Generation Resource | Emergency Generation | Stop and Shop-Ridgefield | REST OF POOL | .Z.CONNECTICUT | CT | 0.12 | 0.12 | n/a | 0
11777 | Existing | Demand |  | Real-Time Emergency Generation Resource | Emergency Generation | Stop and Shop-Rocky Hill | REST OF POOL | .Z.CONNECTICUT | CT | 0.01 | 0.01 | n/a | 0
11538 | Existing | Demand |  | Real-Time Emergency Generation Resource | Emergency Generation | Stop and Shop-Seymour | REST OF POOL | .Z.CONNECTICUT | CT | 0.101 | 0.101 | n/a | 0
10987 | Existing | Demand |  | Real-Time Demand Response Resource | Demand Response | Stop and Shop-Shelton | REST OF POOL | .Z.CONNECTICUT | CT | 0.08 | 0.08 | n/a | 0
11744 | Existing | Demand |  | Real-Time Demand Response Resource | Demand Response | Stop and Shop-Simsbury | REST OF POOL | .Z.CONNECTICUT | CT | 0.08 | 0.08 | n/a | 0
11670 | Existing | Demand |  | Real-Time Emergency Generation Resource | Emergency Generation | Stop and Shop-Southbury | REST OF POOL | .Z.CONNECTICUT | CT | 0.035 | 0.035 | n/a | 0
10956 | Existing | Demand |  | Real-Time Demand Response Resource | Demand Response | Stop and Shop-Stratford | REST OF POOL | .Z.CONNECTICUT | CT | 0.385 | 0.385 | n/a | 0
11745 | Existing | Demand |  | Real-Time Demand Response Resource | Demand Response | Stop and Shop-Torrington | REST OF POOL | .Z.CONNECTICUT | CT | 0.028 | 0.028 | n/a | 0
10955 | Existing | Demand |  | Real-Time Demand Response Resource | Demand Response | Stop and Shop-Trumbull | REST OF POOL | .Z.CONNECTICUT | CT | 0.315 | 0.315 | n/a | 0
12283 | Existing | Demand |  | Real-Time Emergency Generation Resource | Emergency Generation | Stop and Shop-W. Hartford | REST OF POOL | .Z.CONNECTICUT | CT | 0.111 | 0.111 | n/a | 0
11539 | Existing | Demand |  | Real-Time Demand Response Resource | Demand Response | Stop and Shop-Wallingford | REST OF POOL | .Z.CONNECTICUT | CT | 0.095 | 0.095 | n/a | 0
11540 | Existing | Demand |  | Real-Time Demand Response Resource | Demand Response | Stop and Shop-Waterbury Chase | REST OF POOL | .Z.CONNECTICUT | CT | 0.052 | 0.052 | n/a | 0
12293 | Existing | Demand |  | Real-Time Emergency Generation Resource | Emergency Generation | Stop and Shop-Waterford | REST OF POOL | .Z.CONNECTICUT | CT | 0.111 | 0.111 | n/a | 0
10954 | Existing | Demand |  | Real-Time Emergency Generation Resource | Emergency Generation | Stop and Shop-Westport | REST OF POOL | .Z.CONNECTICUT | CT | 0.157 | 0.157 | n/a | 0
10965 | Existing | Demand |  | Real-Time Demand Response Resource | Demand Response | Stop and Shop-Wilton | REST OF POOL | .Z.CONNECTICUT | CT | 0.014 | 0.014 | n/a | 0
11759 | Existing | Demand |  | Real-Time Emergency Generation Resource | Emergency Generation | Stop and Shop-Winsted | REST OF POOL | .Z.CONNECTICUT | CT | 0.048 | 0.048 | n/a | 0
12095 | Existing | Demand |  | Real-Time Emergency Generation Resource | Emergency Generation | Stoweflake Resort TICAP | REST OF POOL | .Z.VERMONT | VT | 0.091 | 0.091 | n/a | 0
12051 | Existing | Demand |  | Real-Time Emergency Generation Resource | Emergency Generation | Subacute Center of Bristol | REST OF POOL | .Z.CONNECTICUT | CT | 0.185 | 0.185 | n/a | 0
12173 | Existing | Demand |  | Real-Time Emergency Generation Resource | Emergency Generation | Suffield Academy | REST OF POOL | .Z.CONNECTICUT | CT | 0.139 | 0.139 | n/a | 0
11431 | Existing | Demand |  | Real-Time Emergency Generation Resource | Emergency Generation | Suffield WPCA | REST OF POOL | .Z.CONNECTICUT | CT | 0.555 | 0.555 | n/a | 0
898 | Existing | Intermittent | Water at a Conventional Hydroelectric Turbine |  |  | SUGAR RIVER HYDRO | REST OF POOL | .Z.NEWHAMPSHIRE | NH | 0.02 | 0.124 | n/a | 0
2484 | Existing | Demand |  | Real-Time Demand Response Resource | Demand Response | Sumitomo Bakelite (Vyncolit) | REST OF POOL | .Z.CONNECTICUT | CT | 0.185 | 0.185 | n/a | 0
12145 | Existing | Demand |  | Real-Time Emergency Generation Resource | Emergency Generation | Summit at Plantsville | REST OF POOL | .Z.CONNECTICUT | CT | 0.247 | 0.247 | n/a | 0
12005 | Existing | Demand |  | Real-Time Demand Response Resource | Demand Response | Summit Corp. | REST OF POOL | .Z.CONNECTICUT | CT | 0.37 | 0.37 | n/a | 0
889 | Existing | Intermittent | Water at a Conventional Hydroelectric Turbine |  |  | SUNAPEE HYDRO | REST OF POOL | .Z.NEWHAMPSHIRE | NH | 0.134 | 0.324 | n/a | 0
912 | Existing | Intermittent | Water at a Conventional Hydroelectric Turbine |  |  | SUNNYBROOK HYDRO 1 | REST OF POOL | .Z.NEWHAMPSHIRE | NH | 0.006 | 0.009 | n/a | 0
935 | Existing | Intermittent | Water at a Conventional Hydroelectric Turbine |  |  | SUNNYBROOK HYDRO 2 | REST OF POOL | .Z.NEWHAMPSHIRE | NH | 0.017 | 0.022 | n/a | 0
11594 | Existing | Demand |  | Real-Time Demand Response Resource | Demand Response | Superior Printing Inks | REST OF POOL | .Z.CONNECTICUT | CT | 0.309 | 0.302 | n/a | 0
884 | Existing | Intermittent | Water at a Conventional Hydroelectric Turbine |  |  | SWANS FALLS | REST OF POOL | .Z.NEWHAMPSHIRE | NH | 0.217 | 0.175 | n/a | 0
12510 | New | Generator | Natural Gas |  |  | Swanton Gas Turbine 1 | REST OF POOL | .Z.VERMONT | VT | 20 | 25.7 | NO | 0
12511 | New | Generator | Natural Gas |  |  | Swanton Gas Turbine 2 | REST OF POOL | .Z.VERMONT | VT | 20 | 25.7 | NO | 0
10409 | Existing | Intermittent | Water at a Conventional Hydroelectric Turbine |  |  | SWEETWATER HYDRO U5 | REST OF POOL | .Z.NEWHAMPSHIRE | NH | 0.232 | 0.331 | n/a | 0.232
11613 | Existing | Demand |  | Real-Time Demand Response Resource | Demand Response | Syntex Rubber Corp | REST OF POOL | .Z.CONNECTICUT | CT | 0.494 | 0.484 | n/a | 0
11302 | Existing | Demand |  | Real-Time Emergency Generation Resource | Emergency Generation | Sysco Connecticut | REST OF POOL | .Z.CONNECTICUT | CT | 0.617 | 0.617 | n/a | 0
1678 | Existing | Intermittent | Water at a Conventional Hydroelectric Turbine |  |  | SYSKO GARDNER BROOK U5 | MAINE | .Z.MAINE | ME | 0.016 | 0.024 | n/a | 0
1270 | Existing | Intermittent | Water at a Conventional Hydroelectric Turbine |  |  | SYSKO STONY BROOK | MAINE | .Z.MAINE | ME | 0.012 | 0.016 | n/a | 0
1271 | Existing | Intermittent | Water at a Conventional Hydroelectric Turbine |  |  | SYSKO WIGHT BROOK | MAINE | .Z.MAINE | ME | 0.004 | 0.015 | n/a | 0
11634 | Existing | Demand |  | Real-Time Emergency Generation Resource | Emergency Generation | T/C Distribution | REST OF POOL | .Z.CONNECTICUT | CT | 0.123 | 0.121 | n/a | 0
11675 | Existing | Demand |  | Real-Time Demand Response Resource | Demand Response | Taconic Wire | REST OF POOL | .Z.CONNECTICUT | CT | 0.309 | 0.302 | n/a | 0
817 | Existing | Intermittent | Water at a Conventional Hydroelectric Turbine |  |  | TAFTSVILLE VT | REST OF POOL | .Z.VERMONT | VT | 0.05 | 0.117 | n/a | 0
879 | Existing | Intermittent | Water at a Conventional Hydroelectric Turbine |  |  | TAFTVILLE CT | REST OF POOL | .Z.CONNECTICUT | CT | 0.193 | 0.876 | n/a | 0
592 | Existing | Intermittent | Wood/Wood Waste Solids |  |  | TAMWORTH | REST OF POOL | .Z.NEWHAMPSHIRE | NH | 21.145 | 21.143 | n/a | 0
1225 | Existing | Intermittent | Water at a Conventional Hydroelectric Turbine |  |  | TANNERY DAM | REST OF POOL | .Z.WCMASS | MA | 0 | 0.027 | n/a | 0
12357 | Existing | Demand |  | Real-Time Demand Response Resource | Demand Response | Taylor & Fenn South Windsor | REST OF POOL | .Z.CONNECTICUT | CT | 3.58 | 3.58 | n/a | 0
1302 | Existing | Intermittent | Other Biomass Gas. Includes digester gas, methane, and other biomass gasses |  |  | TCPMCMPAGF GEN1 U5 | MAINE | .Z.MAINE | ME | 0 | 0 | n/a | 0
11773 | Existing | Demand |  | Real-Time Demand Response Resource | Demand Response | TECHNICAL INDUSTRIES | REST OF POOL | .Z.CONNECTICUT | CT | 0.123 | 0.123 | n/a | 0
10058 | Existing | Demand |  | Real-Time Demand Response Resource | Demand Response | Tek-Motive | REST OF POOL | .Z.CONNECTICUT | CT | 0.233 | 0.228 | n/a | 0
10608 | Existing | Demand |  | Real-Time Emergency Generation Resource | Emergency Generation | Telenor | REST OF POOL | .Z.CONNECTICUT | CT | 0.359 | 0.359 | n/a | 0
1064 | Existing | Intermittent | Water at a Conventional Hydroelectric Turbine |  |  | TENTH STREET | REST OF POOL | .Z.CONNECTICUT | CT | 0.09 | 0.555 | n/a | 0
11501 | Existing | Demand |  | Real-Time Emergency Generation Resource | Emergency Generation | Terry Connors Ice Rink | REST OF POOL | .Z.CONNECTICUT | CT | 0.098 | 0.098 | n/a | 0
11385 | Existing | Demand |  | Real-Time Emergency Generation Resource | Emergency Generation | Tewksbury State Hospital | REST OF POOL | .Z.SEMASS | MA | 0.489 | 0.489 | n/a | 0
12754 | New | Demand |  | On-Peak Demand Resource | Distributed Generation | Tewksbury State Hospital Cogenerator | REST OF POOL | .Z.WCMASS | MA | 0.904 | 0.904 | YES | 0
12304 | Existing | Demand |  | Real-Time Emergency Generation Resource | Emergency Generation | Thames Shipyard Farnsworth | REST OF POOL | .Z.CONNECTICUT | CT | 0.432 | 0.432 | n/a | 0
12305 | Existing | Demand |  | Real-Time Emergency Generation Resource | Emergency Generation | Thames Shipyard Ferry | REST OF POOL | .Z.CONNECTICUT | CT | 0.247 | 0.247 | n/a | 0
11932 | Existing | Demand |  | Real-Time Demand Response Resource | Demand Response | The Durham Manufacturing Co | REST OF POOL | .Z.CONNECTICUT | CT | 0.944 | 0.944 | n/a | 0
10799 | Existing | Demand |  | Real-Time Emergency Generation Resource | Emergency Generation | The Hartford - 100 Executive | REST OF POOL | .Z.CONNECTICUT | CT | 0.167 | 0.167 | n/a | 0
10800 | Existing | Demand |  | Real-Time Emergency Generation Resource | Emergency Generation | The Hartford - 400 Executive | REST OF POOL | .Z.CONNECTICUT | CT | 0.546 | 0.546 | n/a | 0
11544 | Existing | Demand |  | Real-Time Emergency Generation Resource | Emergency Generation | The Hotchkiss School | REST OF POOL | .Z.CONNECTICUT | CT | 0.494 | 0.494 | n/a | 0
11743 | Existing | Demand |  | Real-Time Emergency Generation Resource | Emergency Generation | The Jerome Home | REST OF POOL | .Z.CONNECTICUT | CT | 0.246 | 0.246 | n/a | 0
12296 | Existing | Demand |  | Real-Time Demand Response Resource | Demand Response | The Keeney Manufacturing Co. | REST OF POOL | .Z.CONNECTICUT | CT | 0.722 | 0.722 | n/a | 0
11751 | Existing | Demand |  | Real-Time Emergency Generation Resource | Emergency Generation | The Kent | REST OF POOL | .Z.CONNECTICUT | CT | 0.216 | 0.216 | n/a | 0
10503 | Existing | Demand |  | Real-Time Demand Response Resource | Demand Response | The Maritime Aquarium | REST OF POOL | .Z.CONNECTICUT | CT | 0.277 | 0.472 | n/a | 0
11818 | Existing | Demand |  | Real-Time Emergency Generation Resource | Emergency Generation | The MDC Bloomfield | REST OF POOL | .Z.CONNECTICUT | CT | 0.16 | 0.16 | n/a | 0
11819 | Existing | Demand |  | Real-Time Emergency Generation Resource | Emergency Generation | The MDC West Hartford | REST OF POOL | .Z.CONNECTICUT | CT | 0.198 | 0.198 | n/a | 0
11574 | Existing | Demand |  | Real-Time Emergency Generation Resource | Emergency Generation | The Nielsen Company | REST OF POOL | .Z.CONNECTICUT | CT | 0.617 | 0.617 | n/a | 0
10904 | Existing | Demand |  | Real-Time Demand Response Resource | Demand Response | The Siemon Company | REST OF POOL | .Z.CONNECTICUT | CT | 0.309 | 0.309 | n/a | 0
10905 | Existing | Demand |  | Real-Time Demand Response Resource | Demand Response | The Siemon Company 2 | REST OF POOL | .Z.CONNECTICUT | CT | 0.344 | 0.344 | n/a | 0
12067 | Existing | Demand |  | Real-Time Emergency Generation Resource | Emergency Generation | The Wiremold Company | REST OF POOL | .Z.CONNECTICUT | CT | 0.333 | 0.333 | n/a | 0
12500 | New | Generator | Natural Gas |  |  | Thomas A. Watson | REST OF POOL | .Z.SEMASS | MA | 105.2 | 114.8 | YES | 105.2
13466 | Existing | Demand |  | Real-Time Demand Response Resource | Demand Response | Thomaston High School | REST OF POOL | .Z.CONNECTICUT | CT | 0.309 | 0.309 | n/a | 0
11627 | Existing | Demand |  | Real-Time Demand Response Resource | Demand Response | Tilcon - Wallingford Quarry | REST OF POOL | .Z.CONNECTICUT | CT | 2.099 | 2.057 | n/a | 0
10363 | Existing | Demand |  | #N/A | #N/A | Tilcon Connecticut Farmington | REST OF POOL | .Z.CONNECTICUT | #N/A | 0.309 | 0.309 | n/a | 0
10360 | Existing | Demand |  | Real-Time Demand Response Resource | Demand Response | Tilcon Connecticut -Newington | REST OF POOL | .Z.CONNECTICUT | CT | 1.234 | 1.234 | n/a | 0
1873 | Existing | Demand |  | Real-Time Demand Response Resource | Demand Response | Tilcon Connecticut Plainville | REST OF POOL | .Z.CONNECTICUT | CT | 0.926 | 0.926 | n/a | 0
1874 | Existing | Demand |  | Real-Time Demand Response Resource | Demand Response | Tilcon Connecticut Wauregan | REST OF POOL | .Z.CONNECTICUT | CT | 0.617 | 0.617 | n/a | 0
11626 | Existing | Demand |  | Real-Time Demand Response Resource | Demand Response | Tilcon North Branford - Sand | REST OF POOL | .Z.CONNECTICUT | CT | 0.37 | 0.363 | n/a | 0
10095 | Existing | Demand |  | Real-Time Demand Response Resource | Demand Response | Tilcon-North Branford - 1 | REST OF POOL | .Z.CONNECTICUT | CT | 2.99 | 2.931 | n/a | 0
1226 | Existing | Generator | Natural Gas |  |  | TIVERTON POWER | REST OF POOL | .Z.RHODEISLAND | RI | 244.781 | 279.451 | n/a | 0
12290 | Existing | Demand |  | Real-Time Emergency Generation Resource | Emergency Generation | Toray Plastics TICAP | REST OF POOL | .Z.RHODEISLAND | RI | 1.417 | 1.417 | n/a | 0
12003 | Existing | Demand |  | Real-Time Emergency Generation Resource | Emergency Generation | Torrington DPW & Torr. Police | REST OF POOL | .Z.CONNECTICUT | CT | 0.125 | 0.125 | n/a | 0
13465 | Existing | Demand |  | Real-Time Emergency Generation Resource | Emergency Generation | Torrington Middle School | REST OF POOL | .Z.CONNECTICUT | CT | 0.216 | 0.216 | n/a | 0
595 | Existing | Generator | Jet Fuel |  |  | TORRINGTON TERMINAL 10 | REST OF POOL | .Z.CONNECTICUT | CT | 15.848 | 20.979 | n/a | 0
12004 | Existing | Demand |  | Real-Time Emergency Generation Resource | Emergency Generation | Torrington Tpke Office | REST OF POOL | .Z.CONNECTICUT | CT | 0.37 | 0.37 | n/a | 0
11996 | Existing | Demand |  | Real-Time Emergency Generation Resource | Emergency Generation | Torrington WPCF | REST OF POOL | .Z.CONNECTICUT | CT | 0.37 | 0.37 | n/a | 0
803 | Existing | Generator | Water at a Conventional Hydroelectric Turbine |  |  | TOUTANT | REST OF POOL | .Z.CONNECTICUT | CT | 0.4 | 0.4 | n/a | 0
11635 | Existing | Demand |  | Real-Time Emergency Generation Resource | Emergency Generation | Tower One & Tower East | REST OF POOL | .Z.CONNECTICUT | CT | 0.309 | 0.302 | n/a | 0
1988 | Existing | Demand |  | Real-Time Emergency Generation Resource | Emergency Generation | Town of Branford Water Polluti | REST OF POOL | .Z.CONNECTICUT | CT | 0.617 | 0.617 | n/a | 0
12194 | Existing | Demand |  | Real-Time Demand Response Resource | Demand Response | Town of Cromwell | REST OF POOL | .Z.CONNECTICUT | CT | 0.111 | 0.111 | n/a | 0
11686 | Existing | Demand |  | Real-Time Emergency Generation Resource | Emergency Generation | Town of Darien - 5 Mile PS | REST OF POOL | .Z.CONNECTICUT | CT | 0.133 | 0.133 | n/a | 0
11689 | Existing | Demand |  | Real-Time Emergency Generation Resource | Emergency Generation | Town of Darien - Nearwater PS | REST OF POOL | .Z.CONNECTICUT | CT | 0.032 | 0.032 | n/a | 0
11687 | Existing | Demand |  | Real-Time Emergency Generation Resource | Emergency Generation | Town of Darien - Stony Brook | REST OF POOL | .Z.CONNECTICUT | CT | 0.027 | 0.027 | n/a | 0
10945 | Existing | Demand |  | Real-Time Emergency Generation Resource | Emergency Generation | Town of Derby-WWTP | REST OF POOL | .Z.CONNECTICUT | CT | 0.046 | 0.046 | n/a | 0
12391 | Existing | Demand |  | Real-Time Demand Response Resource | Demand Response | Town of Fairfield-Police 2 | REST OF POOL | .Z.CONNECTICUT | CT | 0.142 | 0.142 | n/a | 0
11977 | Existing | Demand |  | Real-Time Emergency Generation Resource | Emergency Generation | Town of Mansfield | REST OF POOL | .Z.CONNECTICUT | CT | 0.095 | 0.095 | n/a | 0
12262 | Existing | Demand |  | Real-Time Emergency Generation Resource | Emergency Generation | Town of Monroe - Town Hall | REST OF POOL | .Z.CONNECTICUT | CT | 0.189 | 0.189 | n/a | 0
11506 | Existing | Demand |  | Real-Time Emergency Generation Resource | Emergency Generation | Town of Newtown WPCF | REST OF POOL | .Z.CONNECTICUT | CT | 0.178 | 0.178 | n/a | 0
11545 | Existing | Demand |  | Real-Time Emergency Generation Resource | Emergency Generation | Town of Old Saybrook | REST OF POOL | .Z.CONNECTICUT | CT | 0.123 | 0.123 | n/a | 0
11589 | Existing | Demand |  | Real-Time Emergency Generation Resource | Emergency Generation | Town of Orange, High Plains CC | REST OF POOL | .Z.CONNECTICUT | CT | 0.185 | 0.181 | n/a | 0
10767 | Existing | Demand |  | Real-Time Emergency Generation Resource | Emergency Generation | Town of Southington WPCF | REST OF POOL | .Z.CONNECTICUT | CT | 0.094 | 0.094 | n/a | 0
11320 | Existing | Demand |  | Real-Time Emergency Generation Resource | Emergency Generation | Town of Trumbull High School | REST OF POOL | .Z.CONNECTICUT | CT | 0.064 | 0.064 | n/a | 0
11771 | Existing | Demand |  | Real-Time Emergency Generation Resource | Emergency Generation | Town of Vernon WWTP | REST OF POOL | .Z.CONNECTICUT | CT | 1.35 | 1.35 | n/a | 0
12022 | Existing | Demand |  | Real-Time Emergency Generation Resource | Emergency Generation | Town of Windham | REST OF POOL | .Z.CONNECTICUT | CT | 0.185 | 0.185 | n/a | 0
12310 | Existing | Demand |  | Real-Time Emergency Generation Resource | Emergency Generation | Town of Windsor | REST OF POOL | .Z.CONNECTICUT | CT | 0.173 | 0.173 | n/a | 0
11060 | Existing | Demand |  | Real-Time Emergency Generation Resource | Emergency Generation | Trident 1112 | REST OF POOL | .Z.CONNECTICUT | CT | 0.216 | 0.216 | n/a | 0
11067 | Existing | Demand |  | Real-Time Emergency Generation Resource | Emergency Generation | Trident 1114 | REST OF POOL | .Z.CONNECTICUT | CT | 0.154 | 0.154 | n/a | 0
12182 | Existing | Demand |  | Critical Peak Demand Resource | Load Management | Trident Alloys | REST OF POOL | .Z.WCMASS | MA | 0.741 | 0.741 | n/a | 0
11848 | Existing | Demand |  | Real-Time Demand Response Resource | Demand Response | Trinity College | REST OF POOL | .Z.CONNECTICUT | CT | 0.662 | 0.662 | n/a | 0
12255 | Existing | Demand |  | Real-Time Emergency Generation Resource | Emergency Generation | Trinity Hill Care Center | REST OF POOL | .Z.CONNECTICUT | CT | 0.132 | 0.132 | n/a | 0
12036 | Existing | Demand |  | Real-Time Demand Response Resource | Demand Response | Tri-Town Precision Plastics | REST OF POOL | .Z.CONNECTICUT | CT | 0.741 | 0.741 | n/a | 0
826 | Existing | Intermittent | Water at a Conventional Hydroelectric Turbine |  |  | TROY | REST OF POOL | .Z.VERMONT | VT | 0 | 0 | n/a | 0
10475 | Existing | Demand |  | Real-Time Demand Response Resource | Demand Response | Truelove & Maclean, Inc. | REST OF POOL | .Z.CONNECTICUT | CT | 0.339 | 0.339 | n/a | 0
10607 | Existing | Demand |  | Real-Time Emergency Generation Resource | Emergency Generation | Trumbull-White Plains | REST OF POOL | .Z.CONNECTICUT | CT | 0.019 | 0.019 | n/a | 0
12295 | Existing | Demand |  | Real-Time Emergency Generation Resource | Emergency Generation | Tudor Investments Cooling Towe | REST OF POOL | .Z.CONNECTICUT | CT | 0.284 | 0.284 | n/a | 0
12294 | Existing | Demand |  | Real-Time Emergency Generation Resource | Emergency Generation | Tudor Investments Elec Room | REST OF POOL | .Z.CONNECTICUT | CT | 0.284 | 0.284 | n/a | 0
12135 | Existing | Demand |  | Real-Time Emergency Generation Resource | Emergency Generation | Tufts Medical Center TICAP | REST OF POOL | .Z.NEMASSBOST | MA | 1.417 | 1.417 | n/a | 0
813 | Existing | Intermittent | Water at a Conventional Hydroelectric Turbine |  |  | TUNNEL | REST OF POOL | .Z.CONNECTICUT | CT | 0.205 | 1.549 | n/a | 0
596 | Existing | Generator | Jet Fuel |  |  | TUNNEL 10 | REST OF POOL | .Z.CONNECTICUT | CT | 15.893 | 20.763 | n/a | 0
253 | Existing | Intermittent | Landfill Gas |  |  | TURNKEY LANDFILL | REST OF POOL | .Z.NEWHAMPSHIRE | NH | 2.534 | 2.761 | n/a | 0
11601 | Existing | Demand |  | Real-Time Demand Response Resource | Demand Response | U S Army TACOM | REST OF POOL | .Z.CONNECTICUT | CT | 0.211 | 0.207 | n/a | 0
2178 | Existing | Demand |  | Real-Time Demand Response Resource | Demand Response | UCONN Stamford Campus | REST OF POOL | .Z.CONNECTICUT | CT | 0.362 | 0.362 | n/a | 0
10972 | Existing | Demand |  | Real-Time Demand Response Resource | Demand Response | UCONN Waterbury Campus | REST OF POOL | .Z.CONNECTICUT | CT | 0.123 | 0.123 | n/a | 0
12801 | New | Demand |  | On-Peak Demand Resource | Energy Efficiency | UES CORE Energy Efficiency Programs | REST OF POOL | .Z.NEWHAMPSHIRE | NH | 2.159 | 2.786 | NO | 0
9125 | Existing | Demand |  | On-Peak Demand Resource | Energy Efficiency | UES EE Project 2007 | REST OF POOL | .Z.NEWHAMPSHIRE | NH | 0.791 | 0.791 | n/a | 0
12600 | New | Demand |  | Seasonal Peak Demand Resource | Energy Efficiency | UI Conservation and Load Management Programs | REST OF POOL | .Z.CONNECTICUT | CT | 24.737 | 24.575 | YES | 0
12592 | New | Demand |  | Real-Time Demand Response Resource | Demand Response | UI Demand Response with Curtailment Programs | REST OF POOL | .Z.CONNECTICUT | CT | 9.876 | 9.876 | YES | 0
12594 | New | Demand |  | Real-Time Emergency Generation Resource | Emergency Generation | UI Demand Response with Emergency Generation Programs | REST OF POOL | .Z.CONNECTICUT | CT | 24.072 | 24.072 | YES | 0
10490 | Existing | Demand |  | Real-Time Demand Response Resource | Demand Response | Ulbrich Stainless Steel | REST OF POOL | .Z.CONNECTICUT | CT | 0.916 | 1.234 | n/a | 0
9129 | Existing | Demand |  | On-Peak Demand Resource | Distributed Generation | UMass Amherst - 4 MW Steam Turbine | REST OF POOL | .Z.WCMASS | MA | 1.852 | 3.703 | n/a | 0
12137 | Existing | Demand |  | Real-Time Emergency Generation Resource | Emergency Generation | UMass Medical - Hahneman TICAP | REST OF POOL | .Z.WCMASS | MA | 0.473 | 0.473 | n/a | 0
12136 | Existing | Demand |  | Real-Time Emergency Generation Resource | Emergency Generation | UMass Medical - Memorial TICAP | REST OF POOL | .Z.WCMASS | MA | 1.889 | 1.889 | n/a | 0
11600 | Existing | Demand |  | Real-Time Emergency Generation Resource | Emergency Generation | UMH-Wicke Health Center | REST OF POOL | .Z.CONNECTICUT | CT | 0.2 | 0.196 | n/a | 0
11529 | Existing | Generator | #N/A |  |  | UNH COGEN | REST OF POOL | .Z.NEWHAMPSHIRE | #N/A | 0.061 | 0.061 | n/a | 0
12509 | New | Generator | Landfill Gas |  |  | UNH Power Plant | REST OF POOL | .Z.NEWHAMPSHIRE | NH | 2 | 2 | YES | 0
11625 | Existing | Demand |  | Real-Time Emergency Generation Resource | Emergency Generation | Unilever | REST OF POOL | .Z.CONNECTICUT | CT | 2.186 | 2.143 | n/a | 0
11957 | Existing | Demand |  | Real-Time Emergency Generation Resource | Emergency Generation | Unisource Worldwide Inc | REST OF POOL | .Z.CONNECTICUT | CT | 0.259 | 0.259 | n/a | 0
11016 | Existing | Demand |  | Real-Time Demand Response Resource | Demand Response | United Aluminum | REST OF POOL | .Z.CONNECTICUT | CT | 2.185 | 2.142 | n/a | 0
2426 | Existing | Intermittent | Water at a Conventional Hydroelectric Turbine |  |  | UNITED AMERICAN HYDRO-NEW | MAINE | .Z.MAINE | ME | 8.024 | 12.648 | n/a | 0
12657 | New | Demand |  | On-Peak Demand Resource | Energy Efficiency | Unitil CORE Energy Efficiency Programs | REST OF POOL | .Z.WCMASS | MA | 1.474 | 1.474 | NO | 0
9118 | Existing | Demand |  | On-Peak Demand Resource | Energy Efficiency | Unitil EE Project -2007 | REST OF POOL | .Z.WCMASS | MA | 0.265 | 0.265 | n/a | 0
11288 | Existing | Demand |  | Real-Time Emergency Generation Resource | Emergency Generation | Univ of Mass Medical | REST OF POOL | .Z.WCMASS | MA | 4.321 | 4.321 | n/a | 0
11602 | Existing | Demand |  | Real-Time Emergency Generation Resource | Emergency Generation | University of Bridgeport | REST OF POOL | .Z.CONNECTICUT | CT | 1.1 | 1.078 | n/a | 0
12198 | Existing | Demand |  | Real-Time Demand Response Resource | Demand Response | University of Hartford UHMS | REST OF POOL | .Z.CONNECTICUT | CT | 0.095 | 0.095 | n/a | 0
12802 | New | Demand |  | On-Peak Demand Resource | Distributed Generation | University of Massachusetts Central Heating Plant | REST OF POOL | .Z.WCMASS | MA | 11.727 | 14.813 | NO | 0
11350 | Existing | Demand |  | Real-Time Emergency Generation Resource | Emergency Generation | University of Massachussetts | REST OF POOL | .Z.WCMASS | MA | 1.852 | 1.852 | n/a | 0
12805 | New | Demand |  | On-Peak Demand Resource | Energy Efficiency | University of Rhode Island - Energy Saving Performance Contract | REST OF POOL | .Z.RHODEISLAND | RI | 1.234 | 1.234 | YES | 0
831 | Existing | Intermittent | Water at a Conventional Hydroelectric Turbine |  |  | VAIL & GREAT FALLS | REST OF POOL | .Z.VERMONT | VT | 0.528 | 0.657 | n/a | 0.528
11001 | Existing | Demand |  | Real-Time Emergency Generation Resource | Emergency Generation | Valley Container | REST OF POOL | .Z.CONNECTICUT | CT | 0.227 | 0.227 | n/a | 0
949 | Existing | Intermittent | Water at a Conventional Hydroelectric Turbine |  |  | VALLEY HYDRO - QF | REST OF POOL | .Z.RHODEISLAND | RI | 0.033 | 0.074 | n/a | 0
10176 | Existing | Demand |  | Real-Time Emergency Generation Resource | Emergency Generation | Valley Sand & Gravel | REST OF POOL | .Z.CONNECTICUT | CT | 0.207 | 0.204 | n/a | 0
11896 | Existing | Demand |  | Real-Time Demand Response Resource | Demand Response | Veeder-Root Company | REST OF POOL | .Z.CONNECTICUT | CT | 0.142 | 0.142 | n/a | 0
598 | Existing | Generator | Distillate Fuel Oil. Including Diesel, No. 2 |  |  | VERGENNES 5 and 6 DIESELS | REST OF POOL | .Z.VERMONT | VT | 3.95 | 4.05 | n/a | 3.95
2435 | Existing | Generator | Water at a Conventional Hydroelectric Turbine |  |  | VERGENNES HYDRO-NEW | REST OF POOL | .Z.VERMONT | VT | 1.265 | 1.962 | n/a | 0
12146 | Existing | Demand |  | Real-Time Demand Response Resource | Demand Response | Vermont Castings TICAP | REST OF POOL | .Z.VERMONT | VT | 0.425 | 0.425 | n/a | 0
9106 | Existing | Demand |  | On-Peak Demand Resource | Energy Efficiency | Vermont Efficiency Portfolio | REST OF POOL | .Z.VERMONT | VT | 1.668 | 1.668 | n/a | 0
12845 | New | Demand |  | On-Peak Demand Resource | Energy Efficiency | Vermont Efficiency Portfolio | REST OF POOL | .Z.VERMONT | VT | 49.412 | 49.412 | NO | 0
599 | Existing | Generator | Water at a Conventional Hydroelectric Turbine |  |  | VERNON | REST OF POOL | .Z.WCMASS | MA | 20.79 | 20.79 | n/a | 0
599 | New | Generator | Water at a Conventional Hydroelectric Turbine |  |  | VERNON | REST OF POOL | .Z.WCMASS | MA | 11.21 | 11.21 | YES | 0
12106 | Existing | Demand |  | Real-Time Demand Response Resource | Demand Response | Verso Paper Androscoggin | MAINE | .Z.MAINE | ME | 38.885 | 38.885 | n/a | 0
12452 | Existing | Import |  |  |  | VJO - Highgate | REST OF POOL | Hydro-Quebec Highgate | N/A | 225 | 225 | n/a | 209.464
12453 | Existing | Import |  |  |  | VJO - Phase I/II | REST OF POOL | Phase I/II HQ Excess | N/A | 110 | 110 | n/a | 28
13467 | Existing | Demand |  | Real-Time Emergency Generation Resource | Emergency Generation | Vogel-Wetmore Elementary | REST OF POOL | .Z.CONNECTICUT | CT | 0.123 | 0.123 | n/a | 0
11813 | Existing | Demand |  | Real-Time Demand Response Resource | Demand Response | Voltarc Technologies | REST OF POOL | .Z.CONNECTICUT | CT | 0.486 | 0.486 | n/a | 0
611 | Existing | Generator | Nuclear Uranium, Plutonium, Thorium |  |  | VT YANKEE NUCLEAR PWR STATION | REST OF POOL | .Z.VERMONT | VT | 620.25 | 620.25 | n/a | 0
623 | Existing | Intermittent | Municipal Solid Waste |  |  | WALLINGFORD REFUSE | REST OF POOL | .Z.CONNECTICUT | CT | 8.005 | 7.885 | n/a | 0
10493 | Existing | Demand |  | Real-Time Emergency Generation Resource | Emergency Generation | Wallingford Water Pollution | REST OF POOL | .Z.CONNECTICUT | CT | 0.585 | 0.785 | n/a | 0
11680 | Existing | Demand |  | Real-Time Demand Response Resource | Demand Response | WAL-MART ZONE 1 SWCT UI | REST OF POOL | .Z.CONNECTICUT | CT | 0.637 | 0.625 | n/a | 0
11681 | Existing | Demand |  | Real-Time Demand Response Resource | Demand Response | WAL-MART ZONE 2 SWCT CLP | REST OF POOL | .Z.CONNECTICUT | CT | 0.849 | 0.832 | n/a | 0
11682 | Existing | Demand |  | Real-Time Demand Response Resource | Demand Response | WAL-MART ZONE 3 ROC CLP | REST OF POOL | .Z.CONNECTICUT | CT | 1.911 | 1.873 | n/a | 0
11683 | Existing | Demand |  | Real-Time Demand Response Resource | Demand Response | WAL-MART ZONE 4 SWCT MUNI | REST OF POOL | .Z.CONNECTICUT | CT | 0.123 | 0.121 | n/a | 0
11684 | Existing | Demand |  | Real-Time Demand Response Resource | Demand Response | WAL-MART ZONE 5 ROC MUNI | REST OF POOL | .Z.CONNECTICUT | CT | 0.212 | 0.209 | n/a | 0
11517 | Existing | Demand |  | Real-Time Emergency Generation Resource | Emergency Generation | Ward Leonard Electric | REST OF POOL | .Z.CONNECTICUT | CT | 0.185 | 0.185 | n/a | 0
956 | Existing | Generator | Municipal Solid Waste |  |  | WARE COGEN - QF | REST OF POOL | .Z.WCMASS | MA | 0 | 0 | n/a | 0
1048 | Existing | Intermittent | Water at a Conventional Hydroelectric Turbine |  |  | WARE HYDRO | REST OF POOL | .Z.WCMASS | MA | 0.146 | 0.85 | n/a | 0
11933 | Existing | Demand |  | Real-Time Demand Response Resource | Demand Response | Wasley Products | REST OF POOL | .Z.CONNECTICUT | CT | 0.236 | 0.236 | n/a | 0
10087 | Existing | Demand |  | Real-Time Demand Response Resource | Demand Response | Waste Conversion Tech Inc. | REST OF POOL | .Z.CONNECTICUT | CT | 0.195 | 0.191 | n/a | 0
614 | Existing | Generator | Water at a Conventional Hydroelectric Turbine |  |  | WATERBURY 22 | REST OF POOL | .Z.VERMONT | VT | 2.4 | 2.6 | n/a | 0
12008 | Existing | Demand |  | Real-Time Emergency Generation Resource | Emergency Generation | Waterbury Bureau of Water | REST OF POOL | .Z.CONNECTICUT | CT | 0.185 | 0.185 | n/a | 0
12193 | Existing | Demand |  | Real-Time Demand Response Resource | Demand Response | Waterbury Companies | REST OF POOL | .Z.CONNECTICUT | CT | 0.095 | 0.095 | n/a | 0
12564 | New | Generator | Natural Gas |  |  | Waterbury Generation Facility | REST OF POOL | .Z.CONNECTICUT | CT | 95.7 | 98.1 | YES | 0
10970 | Existing | Demand |  | Real-Time Demand Response Resource | Demand Response | Waterbury Hospital | REST OF POOL | .Z.CONNECTICUT | CT | 0.112 | 0.112 | n/a | 0
11893 | Existing | Demand |  | Real-Time Demand Response Resource | Demand Response | Waterbury Plating and Painting | REST OF POOL | .Z.CONNECTICUT | CT | 0.111 | 0.111 | n/a | 0
901 | Existing | Intermittent | Water at a Conventional Hydroelectric Turbine |  |  | WATERLOOM FALLS | REST OF POOL | .Z.NEWHAMPSHIRE | NH | 0 | 0.047 | n/a | 0
612 | Existing | Generator | Natural Gas |  |  | WATERS RIVER JET 1 | REST OF POOL | .Z.NEMASSBOST | MA | 14 | 20 | n/a | 14
613 | Existing | Generator | Natural Gas |  |  | WATERS RIVER JET 2 | REST OF POOL | .Z.NEMASSBOST | MA | 28.022 | 43.322 | n/a | 28.022
11842 | Existing | Generator | Distillate Fuel Oil. Including Diesel, No. 2 |  |  | WATERSIDE POWER | REST OF POOL | .Z.CONNECTICUT | CT | 70 | 72 | n/a | 0
10523 | Existing | Demand |  | Real-Time Emergency Generation Resource | Emergency Generation | Waterside Station Service | REST OF POOL | .Z.CONNECTICUT | CT | 0.394 | 0.394 | n/a | 0
12532 | New | Generator | Other Biomass Solids |  |  | Watertown Biomass | REST OF POOL | .Z.CONNECTICUT | CT | 29 | 30 | NO | 0
932 | Existing | Intermittent | Water at a Conventional Hydroelectric Turbine |  |  | WATSON DAM | REST OF POOL | .Z.NEWHAMPSHIRE | NH | 0.055 | 0.195 | n/a | 0
11615 | Existing | Demand |  | Real-Time Demand Response Resource | Demand Response | Watson Foods | REST OF POOL | .Z.CONNECTICUT | CT | 0.351 | 0.343 | n/a | 0
1641 | Existing | Generator | Natural Gas |  |  | WAUSAU COGEN U5 | REST OF POOL | .Z.NEWHAMPSHIRE | NH | 0.712 | 0.714 | n/a | 0
12127 | Existing | Demand |  | Critical Peak Demand Resource | Load Management | Wausau Papers Otis Mill | MAINE | .Z.MAINE | ME | 11.11 | 11.11 | n/a | 0
11502 | Existing | Demand |  | Real-Time Emergency Generation Resource | Emergency Generation | Waveny Health Care Center | REST OF POOL | .Z.CONNECTICUT | CT | 0.068 | 0.068 | n/a | 0
2291 | Existing | Intermittent | Water at a Conventional Hydroelectric Turbine |  |  | WAVERLY AVENUE HYDRO | MAINE | .Z.MAINE | ME | 0 | 0.159 | n/a | 0
12186 | Existing | Demand |  | Real-Time Demand Response Resource | Demand Response | Waybest Foods | REST OF POOL | .Z.CONNECTICUT | CT | 0.095 | 0.095 | n/a | 0
10673 | Existing | Demand |  | Real-Time Emergency Generation Resource | Emergency Generation | WCSU-Ancell | REST OF POOL | .Z.CONNECTICUT | CT | 0.302 | 0.302 | n/a | 0
10788 | Existing | Demand |  | Real-Time Demand Response Resource | Demand Response | WCSU-Berkshire | REST OF POOL | .Z.CONNECTICUT | CT | 0.042 | 0.042 | n/a | 0
10789 | Existing | Demand |  | Real-Time Demand Response Resource | Demand Response | WCSU-Ella Grasso | REST OF POOL | .Z.CONNECTICUT | CT | 0.026 | 0.026 | n/a | 0
10677 | Existing | Demand |  | Real-Time Demand Response Resource | Demand Response | WCSU-Haas | REST OF POOL | .Z.CONNECTICUT | CT | 0.257 | 0.257 | n/a | 0
10675 | Existing | Demand |  | Real-Time Demand Response Resource | Demand Response | WCSU-Higgins | REST OF POOL | .Z.CONNECTICUT | CT | 0.04 | 0.04 | n/a | 0
10798 | Existing | Demand |  | Real-Time Emergency Generation Resource | Emergency Generation | WCSU-New Residence | REST OF POOL | .Z.CONNECTICUT | CT | 0.089 | 0.089 | n/a | 0
10794 | Existing | Demand |  | Real-Time Emergency Generation Resource | Emergency Generation | WCSU-O'Neill | REST OF POOL | .Z.CONNECTICUT | CT | 0.053 | 0.053 | n/a | 0
10787 | Existing | Demand |  | Real-Time Demand Response Resource | Demand Response | WCSU-Parking Garage | REST OF POOL | .Z.CONNECTICUT | CT | 0.02 | 0.02 | n/a | 0
10797 | Existing | Demand |  | Real-Time Emergency Generation Resource | Emergency Generation | WCSU-Pinney | REST OF POOL | .Z.CONNECTICUT | CT | 0.27 | 0.27 | n/a | 0
10676 | Existing | Demand |  | Real-Time Demand Response Resource | Demand Response | WCSU-Student Center | REST OF POOL | .Z.CONNECTICUT | CT | 0.106 | 0.106 | n/a | 0
10678 | Existing | Demand |  | Real-Time Demand Response Resource | Demand Response | WCSU-University Hall | REST OF POOL | .Z.CONNECTICUT | CT | 0.074 | 0.074 | n/a | 0
10786 | Existing | Demand |  | Real-Time Demand Response Resource | Demand Response | WCSU-Warner | REST OF POOL | .Z.CONNECTICUT | CT | 0.164 | 0.164 | n/a | 0
10674 | Existing | Demand |  | Real-Time Demand Response Resource | Demand Response | WCSU-White Hall | REST OF POOL | .Z.CONNECTICUT | CT | 0.194 | 0.194 | n/a | 0
12324 | Existing | Demand |  | Real-Time Demand Response Resource | Demand Response | We Care Environmental | REST OF POOL | .Z.NEMASSBOST | MA | 0.667 | 0.667 | n/a | 0
853 | Existing | Intermittent | Water at a Conventional Hydroelectric Turbine |  |  | WEBSTER HYDRO | REST OF POOL | .Z.WCMASS | MA | 0 | 0.076 | n/a | 0
12386 | Existing | Demand |  | Real-Time Demand Response Resource | Demand Response | Webster Printing | REST OF POOL | .Z.SEMASS | MA | 0.236 | 0.236 | n/a | 0
1686 | Existing | Demand |  | Real-Time Demand Response Resource | Demand Response | Wesleyan University | REST OF POOL | .Z.CONNECTICUT | CT | 1.796 | 1.796 | n/a | 0
825 | Existing | Intermittent | Water at a Conventional Hydroelectric Turbine |  |  | WEST CHARLESTON | REST OF POOL | .Z.VERMONT | VT | 0 | 0 | n/a | 0
781 | Existing | Intermittent | Water at a Conventional Hydroelectric Turbine |  |  | WEST DANVILLE 1 | REST OF POOL | .Z.VERMONT | VT | 0 | 0.351 | n/a | 0
616 | Existing | Generator | Water at a Conventional Hydroelectric Turbine |  |  | WEST ENFIELD | MAINE | .Z.MAINE | ME | 6.218 | 10.222 | n/a | 0
11866 | Existing | Demand |  | Real-Time Emergency Generation Resource | Emergency Generation | West Hartford Public Works | REST OF POOL | .Z.CONNECTICUT | CT | 0.123 | 0.123 | n/a | 0
893 | Existing | Intermittent | Water at a Conventional Hydroelectric Turbine |  |  | WEST HOPKINTON HYDRO | REST OF POOL | .Z.NEWHAMPSHIRE | NH | 0.197 | 0.603 | n/a | 0
625 | Existing | Generator | Distillate Fuel Oil. Including Diesel, No. 2 |  |  | WEST MEDWAY JET 1 | REST OF POOL | .Z.NEMASSBOST | MA | 37.268 | 62.106 | n/a | 0
626 | Existing | Generator | Distillate Fuel Oil. Including Diesel, No. 2 |  |  | WEST MEDWAY JET 2 | REST OF POOL | .Z.NEMASSBOST | MA | 34.732 | 52.932 | n/a | 0
627 | Existing | Generator | Distillate Fuel Oil. Including Diesel, No. 2 |  |  | WEST MEDWAY JET 3 | REST OF POOL | .Z.SEMASS | MA | 35.441 | 55.841 | n/a | 0
12531 | New | Generator | Natural Gas |  |  | West Springfield | REST OF POOL | .Z.WCMASS | MA | 50.9 | 57.1 | NO | 0
630 | Existing | Generator | Jet Fuel |  |  | WEST SPRINGFIELD 10 | REST OF POOL | .Z.WCMASS | MA | 17.215 | 22 | n/a | 0
633 | Existing | Generator | Residual Fuel Oil No. 6 020 |  |  | WEST SPRINGFIELD 3 | REST OF POOL | .Z.WCMASS | MA | 97.731 | 100.087 | n/a | 0
1693 | Existing | Generator | Natural Gas |  |  | WEST SPRINGFIELD GT-1 | REST OF POOL | .Z.WCMASS | MA | 37.362 | 47.362 | n/a | 0
1694 | Existing | Generator | Natural Gas |  |  | WEST SPRINGFIELD GT-2 | REST OF POOL | .Z.WCMASS | MA | 37.571 | 47.571 | n/a | 0
10770 | Existing | Intermittent | Water at a Conventional Hydroelectric Turbine |  |  | WEST SPRINGFIELD HYDRO U5 | REST OF POOL | .Z.WCMASS | MA | 0.145 | 0.94 | n/a | 0
1031 | Existing | Generator | Distillate Fuel Oil. Including Diesel, No. 2 |  |  | WEST TISBURY | REST OF POOL | .Z.SEMASS | MA | 5.5 | 5.5 | n/a | 0
1345 | Existing | Generator | Natural Gas |  |  | WESTBROOK | MAINE | .Z.MAINE | ME | 514.944 | 547.785 | n/a | 0
10451 | Existing | Intermittent | Other Biomass Gas. Includes digester gas, methane, and other biomass gasses |  |  | WESTFIELD #1 U5 | REST OF POOL | .Z.WCMASS | MA | 0.074 | 0.094 | n/a | 0.074
11666 | Existing | Demand |  | Real-Time Demand Response Resource | Demand Response | Westhill High School | REST OF POOL | .Z.CONNECTICUT | CT | 0.23 | 0.23 | n/a | 0
617 | Existing | Generator | Water at a Conventional Hydroelectric Turbine |  |  | WESTON | MAINE | .Z.MAINE | ME | 13.2 | 13.2 | n/a | 0
933 | Existing | Intermittent | Water at a Conventional Hydroelectric Turbine |  |  | WESTON DAM | REST OF POOL | .Z.NEWHAMPSHIRE | NH | 0.204 | 0.331 | n/a | 0
12256 | Existing | Demand |  | Real-Time Emergency Generation Resource | Emergency Generation | Westside Care Center | REST OF POOL | .Z.CONNECTICUT | CT | 0.142 | 0.142 | n/a | 0
11878 | Existing | Demand |  | Real-Time Emergency Generation Resource | Emergency Generation | WFSB | REST OF POOL | .Z.CONNECTICUT | CT | 0.216 | 0.216 | n/a | 0
11333 | Existing | Demand |  | Real-Time Emergency Generation Resource | Emergency Generation | WHEC | REST OF POOL | .Z.RHODEISLAND | RI | 0.81 | 1.099 | n/a | 0
10404 | Existing | Intermittent | Municipal Solid Waste |  |  | WHEELABRATOR CLAREMONT U5 | REST OF POOL | .Z.NEWHAMPSHIRE | NH | 3.933 | 3.979 | n/a | 0
547 | Existing | Intermittent | Municipal Solid Waste |  |  | WHEELABRATOR NORTH ANDOVER | REST OF POOL | .Z.NEMASSBOST | MA | 29.299 | 29.65 | n/a | 0
11435 | Existing | Demand |  | Real-Time Emergency Generation Resource | Emergency Generation | Whelen Eng. Co. | REST OF POOL | .Z.CONNECTICUT | CT | 1.358 | 1.358 | n/a | 0
619 | Existing | Generator | Jet Fuel |  |  | WHITE LAKE JET | REST OF POOL | .Z.NEWHAMPSHIRE | NH | 16.831 | 21.781 | n/a | 0
618 | Existing | Intermittent | Wood/Wood Waste Solids |  |  | WHITEFIELD PWR and LGT | REST OF POOL | .Z.NEWHAMPSHIRE | NH | 13.639 | 13.036 | n/a | 0
10643 | Existing | Demand |  | Real-Time Emergency Generation Resource | Emergency Generation | Whitney Center | REST OF POOL | .Z.CONNECTICUT | CT | 0.188 | 0.184 | n/a | 0
11742 | Existing | Demand |  | Real-Time Emergency Generation Resource | Emergency Generation | Whitney Manor | REST OF POOL | .Z.CONNECTICUT | CT | 0.309 | 0.302 | n/a | 0
12191 | Existing | Demand |  | Real-Time Emergency Generation Resource | Emergency Generation | Whole Foods - Cheshire | REST OF POOL | .Z.CONNECTICUT | CT | 0.167 | 0.167 | n/a | 0
11269 | Existing | Demand |  | Real-Time Emergency Generation Resource | Emergency Generation | Whyco Finishing Technologies | REST OF POOL | .Z.CONNECTICUT | CT | 1.065 | 1.065 | n/a | 0
620 | Existing | Generator | Water at a Conventional Hydroelectric Turbine |  |  | WILDER | REST OF POOL | .Z.NEWHAMPSHIRE | NH | 41.16 | 41.337 | n/a | 0
621 | Existing | Generator | Water at a Conventional Hydroelectric Turbine |  |  | WILLIAMS | MAINE | .Z.MAINE | ME | 14.9 | 14.9 | n/a | 0
801 | Existing | Intermittent | Water at a Conventional Hydroelectric Turbine |  |  | WILLIMANTIC 1 | REST OF POOL | .Z.CONNECTICUT | CT | 0.073 | 0.377 | n/a | 0
802 | Existing | Intermittent | Water at a Conventional Hydroelectric Turbine |  |  | WILLIMANTIC 2 | REST OF POOL | .Z.CONNECTICUT | CT | 0.066 | 0.216 | n/a | 0
10547 | Existing | Demand |  | Real-Time Emergency Generation Resource | Emergency Generation | Wilton Pump House | REST OF POOL | .Z.CONNECTICUT | CT | 0.181 | 0.289 | n/a | 0
12427 | Existing | Demand |  | Real-Time Demand Response Resource | Demand Response | Winchester Wastewater Plant | REST OF POOL | .Z.CONNECTICUT | CT | 0.37 | 0.37 | n/a | 0
11445 | Existing | Demand |  | Real-Time Emergency Generation Resource | Emergency Generation | Windham Hospital | REST OF POOL | .Z.CONNECTICUT | CT | 0.538 | 0.538 | n/a | 0
12072 | Existing | Demand |  | Real-Time Emergency Generation Resource | Emergency Generation | Windham Water Works | REST OF POOL | .Z.CONNECTICUT | CT | 0.362 | 0.362 | n/a | 0
11702 | Existing | Demand |  | Real-Time Emergency Generation Resource | Emergency Generation | Windsor Air/Barnes Aerospace | REST OF POOL | .Z.CONNECTICUT | CT | 0.341 | 0.341 | n/a | 0
11829 | Existing | Demand |  | Real-Time Emergency Generation Resource | Emergency Generation | Windsor Board of Ed | REST OF POOL | .Z.CONNECTICUT | CT | 0.123 | 0.123 | n/a | 0
11750 | Existing | Demand |  | Real-Time Emergency Generation Resource | Emergency Generation | Windsor Locks High School | REST OF POOL | .Z.CONNECTICUT | CT | 0.309 | 0.309 | n/a | 0
11543 | Existing | Demand |  | Real-Time Demand Response Resource | Demand Response | Windsor Stevens Inc | REST OF POOL | .Z.CONNECTICUT | CT | 0.494 | 0.494 | n/a | 0
622 | Existing | Intermittent | Water at a Conventional Hydroelectric Turbine |  |  | WINOOSKI 1 | REST OF POOL | .Z.VERMONT | VT | 1.874 | 4.378 | n/a | 1.496
846 | Existing | Intermittent | Water at a Conventional Hydroelectric Turbine |  |  | WINOOSKI 8 | REST OF POOL | .Z.VERMONT | VT | 0.26 | 0.456 | n/a | 0.119
11982 | Existing | Demand |  | Real-Time Demand Response Resource | Demand Response | Winslow Automatics | REST OF POOL | .Z.CONNECTICUT | CT | 0.111 | 0.111 | n/a | 0
11999 | Existing | Demand |  | Real-Time Emergency Generation Resource | Emergency Generation | Winstanley (George Street) | REST OF POOL | .Z.CONNECTICUT | CT | 0.52 | 0.52 | n/a | 0
11971 | Existing | Demand |  | Real-Time Emergency Generation Resource | Emergency Generation | Winstanley (Sigourney St) | REST OF POOL | .Z.CONNECTICUT | CT | 0.284 | 0.284 | n/a | 0
12265 | Existing | Demand |  | Real-Time Emergency Generation Resource | Emergency Generation | Wintonbury Care Center | REST OF POOL | .Z.CONNECTICUT | CT | 0.122 | 0.122 | n/a | 0
12043 | Existing | Demand |  | Real-Time Emergency Generation Resource | Emergency Generation | WJ Stearns/MT DAIRY | REST OF POOL | .Z.CONNECTICUT | CT | 0.21 | 0.21 | n/a | 0
12806 | New | Demand |  | Seasonal Peak Demand Resource | Energy Efficiency | WMECO - Conservation & Load Management (CL&M) - Energy Efficiency Project | REST OF POOL | .Z.WCMASS | MA | 11.696 | 11.696 | YES | 0
9131 | Existing | Demand |  | On-Peak Demand Resource | Energy Efficiency | WMECO MA Portfolio 2006 | REST OF POOL | .Z.WCMASS | MA | 1.975 | 2.222 | n/a | 0
624 | Existing | Generator | Municipal Solid Waste |  |  | WMI MILLBURY 1 | REST OF POOL | .Z.WCMASS | MA | 39.73 | 39.982 | n/a | 0
1167 | Existing | Intermittent | Water at a Conventional Hydroelectric Turbine |  |  | WOLCOTT HYDRO #1 | REST OF POOL | .Z.VERMONT | VT | 0.199 | 0.492 | n/a | 0.199
628 | Existing | Generator | Jet Fuel |  |  | WOODLAND ROAD | REST OF POOL | .Z.WCMASS | MA | 16.121 | 20.838 | n/a | 0
847 | Existing | Intermittent | Water at a Conventional Hydroelectric Turbine |  |  | WOODSIDE | REST OF POOL | .Z.VERMONT | VT | 0.059 | 0.106 | n/a | 0.027
10407 | Existing | Intermittent | Water at a Conventional Hydroelectric Turbine |  |  | WOODSVILLE HYDRO U5 | REST OF POOL | .Z.NEWHAMPSHIRE | NH | 0.134 | 0.186 | n/a | 0
629 | Existing | Intermittent | Wood/Wood Waste Solids |  |  | WORCESTER ENERGY | MAINE | .Z.MAINE | ME | 18.034 | 18.034 | n/a | 0
11273 | Existing | Demand |  | Real-Time Emergency Generation Resource | Emergency Generation | Worcester Water Filtration | REST OF POOL | .Z.WCMASS | MA | 0.494 | 0.33 | n/a | 0
12421 | Existing | Demand |  | Real-Time Emergency Generation Resource | Emergency Generation | Workers Coop Union | REST OF POOL | .Z.CONNECTICUT | CT | 0.216 | 0.216 | n/a | 0
848 | Existing | Intermittent | Water at a Conventional Hydroelectric Turbine |  |  | WRIGHTSVILLE | REST OF POOL | .Z.VERMONT | VT | 0.109 | 0.612 | n/a | 0
10172 | Existing | Demand |  | Real-Time Emergency Generation Resource | Emergency Generation | WTNH - TV | REST OF POOL | .Z.CONNECTICUT | CT | 0.742 | 0.727 | n/a | 0
12367 | Existing | Demand |  | Real-Time Emergency Generation Resource | Emergency Generation | WTXX Tribune TV | REST OF POOL | .Z.CONNECTICUT | CT | 0.164 | 0.164 | n/a | 0
10506 | Existing | Demand |  | Real-Time Demand Response Resource | Demand Response | WWD - Mackenzie Pump Station | REST OF POOL | .Z.CONNECTICUT | CT | 0.549 | 0.679 | n/a | 0
10507 | Existing | Demand |  | Real-Time Demand Response Resource | Demand Response | WWD - Ulbrich Pump Station | REST OF POOL | .Z.CONNECTICUT | CT | 0.309 | 0.391 | n/a | 0
903 | Existing | Intermittent | Water at a Conventional Hydroelectric Turbine |  |  | WYANDOTTE HYDRO | REST OF POOL | .Z.NEWHAMPSHIRE | NH | 0 | 0.087 | n/a | 0
636 | Existing | Generator | Water at a Conventional Hydroelectric Turbine |  |  | WYMAN HYDRO 1 | MAINE | .Z.MAINE | ME | 27.362 | 27.362 | n/a | 0
637 | Existing | Generator | Water at a Conventional Hydroelectric Turbine |  |  | WYMAN HYDRO 2 | MAINE | .Z.MAINE | ME | 29.866 | 29.866 | n/a | 0
638 | Existing | Generator | Water at a Conventional Hydroelectric Turbine |  |  | WYMAN HYDRO 3 | MAINE | .Z.MAINE | ME | 25.728 | 25.728 | n/a | 0
10989 | Existing | Demand |  | #N/A | #N/A | Xerox Corporation | REST OF POOL | .Z.CONNECTICUT | CT | 0.784 | 0.784 | n/a | 0
10517 | Existing | Demand |  | Real-Time Emergency Generation Resource | Emergency Generation | Yale Central Power Plant | REST OF POOL | .Z.CONNECTICUT | CT | 4.728 | 4.633 | n/a | 0
11292 | Existing | Demand |  | Real-Time Emergency Generation Resource | Emergency Generation | Yale Med School B Wing | REST OF POOL | .Z.CONNECTICUT | CT | 0.494 | 0.484 | n/a | 0
11291 | Existing | Demand |  | Real-Time Emergency Generation Resource | Emergency Generation | Yale Med School TAC | REST OF POOL | .Z.CONNECTICUT | CT | 0.739 | 0.725 | n/a | 0
10645 | Existing | Demand |  | Real-Time Emergency Generation Resource | Emergency Generation | Yale University Sterling Plant | REST OF POOL | .Z.CONNECTICUT | CT | 1.526 | 1.495 | n/a | 0
12052 | Existing | Demand |  | Real-Time Emergency Generation Resource | Emergency Generation | Yarde Metals | REST OF POOL | .Z.CONNECTICUT | CT | 1.358 | 1.358 | n/a | 0
639 | Existing | Generator | Residual Fuel Oil No. 6 020 |  |  | YARMOUTH 1 | MAINE | .Z.MAINE | ME | 52.252 | 53.5 | n/a | 0
640 | Existing | Generator | Residual Fuel Oil No. 6 020 |  |  | YARMOUTH 2 | MAINE | .Z.MAINE | ME | 52.003 | 53.068 | n/a | 0
641 | Existing | Generator | Residual Fuel Oil No. 6 020 |  |  | YARMOUTH 3 | MAINE | .Z.MAINE | ME | 115.508 | 117.805 | n/a | 0
642 | Existing | Generator | Residual Fuel Oil No. 6 020 |  |  | YARMOUTH 4 | MAINE | .Z.MAINE | ME | 600.401 | 610 | n/a | 4.926
2078 | Existing | Demand |  | Real-Time Demand Response Resource | Demand Response | York Hill Trap Rock/L. Suzio | REST OF POOL | .Z.CONNECTICUT | CT | 0.617 | 0.617 | n/a | 0
2292 | Existing | Intermittent | Water at a Conventional Hydroelectric Turbine |  |  | YORK HYDRO | MAINE | .Z.MAINE | ME | 0.151 | 0.802 | n/a | 0
11321 | Existing | Demand |  | Real-Time Demand Response Resource | Demand Response | Z Tech | REST OF POOL | .Z.NEWHAMPSHIRE | NH | 1.22 | 1.234 | n/a | 0

## Table 1
Existing Generating, Import, and Intermittent Resource without a De-List Bid
RESOURCE TYPE | ASSET NAME | ASSET ID | CAPACITY ZONE | Load Zone | State | Generating Fuel Type | SUMMER QUALIFIED MW | WINTER QUALIFIED MW
GENERATOR | AEI LIVERMORE | 463 | MAINE | .Z.MAINE | ME | Wood/Wood Waste Solids | 34.695 | 34.62
GENERATOR | ANDROSCOGGIN ENERGY CENTER | 1083 | MAINE | .Z.MAINE | ME | Natural Gas | 127.99 | 155.605
GENERATOR | AZISCOHOS HYDRO | 331 | MAINE | .Z.MAINE | ME | Water at a Conventional Hydroelectric Turbine | 6.81 | 6.81
GENERATOR | BAR HARBOR DIESELS 1-4 | 332 | MAINE | .Z.MAINE | ME | Distillate Fuel Oil. Including Diesel, No. 2 | 7.9 | 8.6
GENERATOR | BONNY EAGLE/W. BUXTON | 755 | MAINE | .Z.MAINE | ME | Water at a Conventional Hydroelectric Turbine | 15.599 | 17.5
GENERATOR | BORALEX STRATTON ENERGY | 590 | MAINE | .Z.MAINE | ME | Wood/Wood Waste Solids | 45.024 | 44.363
GENERATOR | BUCKSPORT ENERGY 4 | 1288 | MAINE | .Z.MAINE | ME | Natural Gas | 157.053 | 183.6
GENERATOR | CAPE GT 4 | 367 | MAINE | .Z.MAINE | ME | Distillate Fuel Oil. Including Diesel, No. 2 | 12.98 | 17.06
GENERATOR | CAPE GT 5 | 368 | MAINE | .Z.MAINE | ME | Distillate Fuel Oil. Including Diesel, No. 2 | 16.027 | 20.562
GENERATOR | CATARACT EAST | 369 | MAINE | .Z.MAINE | ME | Water at a Conventional Hydroelectric Turbine | 7.454 | 8
GENERATOR | EASTPORT DIESELS 1-3 | 407 | MAINE | .Z.MAINE | ME | Distillate Fuel Oil. Including Diesel, No. 2 | 2.6 | 3.05
GENERATOR | GREAT LAKES - MILLINOCKET | 424 | MAINE | .Z.MAINE | ME | Water at a Conventional Hydroelectric Turbine | 63.5 | 70
GENERATOR | GULF ISLAND COMPOSITE | 328 | MAINE | .Z.MAINE | ME | Water at a Conventional Hydroelectric Turbine | 33.59 | 33.59
GENERATOR | HARRIS 1 | 432 | MAINE | .Z.MAINE | ME | Water at a Conventional Hydroelectric Turbine | 16.79 | 16.776
GENERATOR | HARRIS 2 | 433 | MAINE | .Z.MAINE | ME | Water at a Conventional Hydroelectric Turbine | 34.948 | 34.681
GENERATOR | HARRIS 3 | 434 | MAINE | .Z.MAINE | ME | Water at a Conventional Hydroelectric Turbine | 34.21 | 34.033
GENERATOR | HIRAM | 440 | MAINE | .Z.MAINE | ME | Water at a Conventional Hydroelectric Turbine | 10.732 | 11.6
GENERATOR | INDECK WEST ENFIELD | 445 | MAINE | .Z.MAINE | ME | Wood/Wood Waste Solids | 22.223 | 22.011
GENERATOR | LEWISTON CANAL COMPOSITE | 787 | MAINE | .Z.MAINE | ME | Water at a Conventional Hydroelectric Turbine | 1.855 | 6.49
GENERATOR | MAINE INDEPENDENCE STATION | 1216 | MAINE | .Z.MAINE | ME | Natural Gas | 490.432 | 540.432
GENERATOR | MEDWAY DIESELS 1-4 | 475 | MAINE | .Z.MAINE | ME | Distillate Fuel Oil. Including Diesel, No. 2 | 7.075 | 8.525
GENERATOR | MESSALONSKEE COMPOSITE | 759 | MAINE | .Z.MAINE | ME | Water at a Conventional Hydroelectric Turbine | 2.989 | 4.4
GENERATOR | MONTY | 495 | MAINE | .Z.MAINE | ME | Water at a Conventional Hydroelectric Turbine | 28 | 28
GENERATOR | NORTH GORHAM | 760 | MAINE | .Z.MAINE | ME | Water at a Conventional Hydroelectric Turbine | 1.592 | 2
GENERATOR | RUMFORD POWER | 1255 | MAINE | .Z.MAINE | ME | Natural Gas | 244.94 | 269.75
GENERATOR | S.D. WARREN-WESTBROOK | 591 | MAINE | .Z.MAINE | ME | Wood/Wood Waste Solids | 40.94 | 49.103
GENERATOR | SHAWMUT | 761 | MAINE | .Z.MAINE | ME | Water at a Conventional Hydroelectric Turbine | 9.5 | 9.5
GENERATOR | SKELTON | 569 | MAINE | .Z.MAINE | ME | Water at a Conventional Hydroelectric Turbine | 19.415 | 19.704
GENERATOR | WEST ENFIELD | 616 | MAINE | .Z.MAINE | ME | Water at a Conventional Hydroelectric Turbine | 6.218 | 10.222
GENERATOR | WESTBROOK | 1345 | MAINE | .Z.MAINE | ME | Natural Gas | 514.944 | 547.785
GENERATOR | WESTON | 617 | MAINE | .Z.MAINE | ME | Water at a Conventional Hydroelectric Turbine | 13.2 | 13.2
GENERATOR | WILLIAMS | 621 | MAINE | .Z.MAINE | ME | Water at a Conventional Hydroelectric Turbine | 14.9 | 14.9
GENERATOR | WYMAN HYDRO 1 | 636 | MAINE | .Z.MAINE | ME | Water at a Conventional Hydroelectric Turbine | 27.362 | 27.362
GENERATOR | WYMAN HYDRO 2 | 637 | MAINE | .Z.MAINE | ME | Water at a Conventional Hydroelectric Turbine | 29.866 | 29.866
GENERATOR | WYMAN HYDRO 3 | 638 | MAINE | .Z.MAINE | ME | Water at a Conventional Hydroelectric Turbine | 25.728 | 25.728
GENERATOR | YARMOUTH 1 | 639 | MAINE | .Z.MAINE | ME | Residual Fuel Oil No. 6 020 | 52.252 | 53.5
GENERATOR | YARMOUTH 2 | 640 | MAINE | .Z.MAINE | ME | Residual Fuel Oil No. 6 020 | 52.003 | 53.068
GENERATOR | YARMOUTH 3 | 641 | MAINE | .Z.MAINE | ME | Residual Fuel Oil No. 6 020 | 115.508 | 117.805
GENERATOR | YARMOUTH 4 | 642 | MAINE | .Z.MAINE | ME | Residual Fuel Oil No. 6 020 | 600.401 | 610
GENERATOR | AES GRANITE RIDGE | 1625 | REST OF POOL | .Z.NEWHAMPSHIRE | NH | Natural Gas | 646.079 | 777.079
GENERATOR | ALTRESCO | 326 | REST OF POOL | .Z.WCMASS | MA | Natural Gas | 141.04 | 173
GENERATOR | AMOSKEAG | 327 | REST OF POOL | .Z.NEWHAMPSHIRE | NH | Water at a Conventional Hydroelectric Turbine | 15.818 | 17.5
GENERATOR | ANP-BELLINGHAM 1 | 1412 | REST OF POOL | .Z.SEMASS | MA | Natural Gas | 236.425 | 259.221
GENERATOR | ANP-BELLINGHAM 2 | 1415 | REST OF POOL | .Z.SEMASS | MA | Natural Gas | 238.587 | 253.338
GENERATOR | ANP-BLACKSTONE ENERGY 2 | 1287 | REST OF POOL | .Z.SEMASS | MA | Natural Gas | 221.079 | 251.179
GENERATOR | ANP-BLACKSTONE ENERGY CO. #1 | 1286 | REST OF POOL | .Z.SEMASS | MA | Natural Gas | 219.538 | 249.738
GENERATOR | ASCUTNEY GT | 329 | REST OF POOL | .Z.VERMONT | VT | Distillate Fuel Oil. Including Diesel, No. 2 | 9.553 | 14.199
GENERATOR | AYERS ISLAND | 330 | REST OF POOL | .Z.NEWHAMPSHIRE | NH | Water at a Conventional Hydroelectric Turbine | 7.899 | 9.08
GENERATOR | BEEBE HOLBROOK | 812 | REST OF POOL | .Z.WCMASS | MA | Water at a Conventional Hydroelectric Turbine | 0.586 | 0.586
GENERATOR | BELLOWS FALLS | 335 | REST OF POOL | .Z.NEWHAMPSHIRE | NH | Water at a Conventional Hydroelectric Turbine | 48.54 | 48.54
GENERATOR | BERKSHIRE POWER | 1086 | REST OF POOL | .Z.WCMASS | MA | Natural Gas | 229.538 | 249.933
GENERATOR | BERLIN 1 GT | 336 | REST OF POOL | .Z.VERMONT | VT | Kerosene | 37.728 | 47.651
GENERATOR | BG DIGHTON POWER LLC | 1005 | REST OF POOL | .Z.SEMASS | MA | Natural Gas | 141.124 | 177.388
GENERATOR | BOLTON FALLS | 346 | REST OF POOL | .Z.VERMONT | VT | Water at a Conventional Hydroelectric Turbine | 1.725 | 3.889
GENERATOR | BOOT MILLS | 348 | REST OF POOL | .Z.WCMASS | MA | Water at a Conventional Hydroelectric Turbine | 20 | 20
GENERATOR | BRANFORD 10 | 355 | REST OF POOL | .Z.CONNECTICUT | CT | Jet Fuel | 16.007 | 21.117
GENERATOR | BRAYTON DIESELS 1-4 | 354 | REST OF POOL | .Z.SEMASS | MA | Distillate Fuel Oil. Including Diesel, No. 1 | 7.525 | 7.406
GENERATOR | BRAYTON PT 1 | 350 | REST OF POOL | .Z.SEMASS | MA | Anthracite Coal and Bituminous Coal | 243.455 | 252.789
GENERATOR | BRAYTON PT 2 | 351 | REST OF POOL | .Z.SEMASS | MA | Anthracite Coal and Bituminous Coal | 244 | 249.331
GENERATOR | BRAYTON PT 3 | 352 | REST OF POOL | .Z.SEMASS | MA | Anthracite Coal and Bituminous Coal | 612 | 633
GENERATOR | BRAYTON PT 4 | 353 | REST OF POOL | .Z.SEMASS | MA | Residual Fuel Oil No. 6 020 | 435 | 445.52
GENERATOR | BRIDGEPORT ENERGY 1 | 1032 | REST OF POOL | .Z.CONNECTICUT | CT | Natural Gas | 447.876 | 528.792
GENERATOR | BRIDGEPORT HARBOR 2 | 339 | REST OF POOL | .Z.CONNECTICUT | CT | Residual Fuel Oil No. 6 020 | 130.495 | 147.74
GENERATOR | BRIDGEPORT HARBOR 3 | 340 | REST OF POOL | .Z.CONNECTICUT | CT | Anthracite Coal and Bituminous Coal | 372.205 | 370.368
GENERATOR | BRIDGEPORT HARBOR 4 | 341 | REST OF POOL | .Z.CONNECTICUT | CT | Jet Fuel | 9.918 | 14.718
GENERATOR | BUNKER RD #1 DIESEL | 1024 | REST OF POOL | .Z.SEMASS | MA | Distillate Fuel Oil. Including Diesel, No. 2 | 0 | 0
GENERATOR | BUNKER RD #12 GAS TURB | 1028 | REST OF POOL | .Z.SEMASS | MA | Distillate Fuel Oil. Including Diesel, No. 2 | 3 | 3.7
GENERATOR | BUNKER RD #13 GAS TURB | 1029 | REST OF POOL | .Z.SEMASS | MA | Distillate Fuel Oil. Including Diesel, No. 2 | 3 | 3.7
GENERATOR | BUNKER RD #2 DIESEL | 1025 | REST OF POOL | .Z.SEMASS | MA | Distillate Fuel Oil. Including Diesel, No. 2 | 0 | 0
GENERATOR | BUNKER RD #3 DIESEL | 1026 | REST OF POOL | .Z.SEMASS | MA | Distillate Fuel Oil. Including Diesel, No. 2 | 0 | 0
GENERATOR | BUNKER RD #4 DIESEL | 1027 | REST OF POOL | .Z.SEMASS | MA | Distillate Fuel Oil. Including Diesel, No. 2 | 0 | 0
GENERATOR | BURLINGTON GT | 363 | REST OF POOL | .Z.VERMONT | VT | Distillate Fuel Oil. Including Diesel, No. 2 | 19.71 | 22.96
GENERATOR | CABOT/TURNERS FALLS | 766 | REST OF POOL | .Z.WCMASS | MA | Water at a Conventional Hydroelectric Turbine | 68.2 | 68.2
GENERATOR | CANAL 1 | 365 | REST OF POOL | .Z.SEMASS | MA | Residual Fuel Oil No. 6 020 | 558.67 | 564.41
GENERATOR | CANAL 2 | 366 | REST OF POOL | .Z.SEMASS | MA | Residual Fuel Oil No. 6 020 | 553 | 562
GENERATOR | CDECCA | 324 | REST OF POOL | .Z.CONNECTICUT | CT | Natural Gas | 55.254 | 61.334
GENERATOR | CHEMICAL | 862 | REST OF POOL | .Z.WCMASS | MA | Water at a Conventional Hydroelectric Turbine | 1.6 | 1.6
GENERATOR | CHERRY 10 | 2468 | REST OF POOL | .Z.WCMASS | MA | Distillate Fuel Oil. Including Diesel, No. 2 | 2.1 | 2.1
GENERATOR | CHERRY 11 | 2469 | REST OF POOL | .Z.WCMASS | MA | Distillate Fuel Oil. Including Diesel, No. 2 | 2.1 | 2.1
GENERATOR | CHERRY 12 | 2470 | REST OF POOL | .Z.WCMASS | MA | Distillate Fuel Oil. Including Diesel, No. 2 | 5 | 5
GENERATOR | CHERRY 7 | 2466 | REST OF POOL | .Z.WCMASS | MA | Distillate Fuel Oil. Including Diesel, No. 2 | 3.2 | 3.2
GENERATOR | CHERRY 8 | 2467 | REST OF POOL | .Z.WCMASS | MA | Distillate Fuel Oil. Including Diesel, No. 2 | 3.4 | 3.4
GENERATOR | CLEARY 8 | 376 | REST OF POOL | .Z.SEMASS | MA | Residual Fuel Oil No. 6 020 | 26 | 26
GENERATOR | CLEARY 9/9A CC | 375 | REST OF POOL | .Z.SEMASS | MA | Residual Fuel Oil No. 6 020 | 104.931 | 109.966
GENERATOR | COBBLE MOUNTAIN | 379 | REST OF POOL | .Z.WCMASS | MA | Water at a Conventional Hydroelectric Turbine | 30.862 | 30.603
GENERATOR | COMERFORD | 380 | REST OF POOL | .Z.NEWHAMPSHIRE | NH | Water at a Conventional Hydroelectric Turbine | 161.432 | 162.344
GENERATOR | COMMERCIAL ST 2 | 1044 | REST OF POOL | .Z.NEMASSBOST | MA | Distillate Fuel Oil. Including Diesel, No. 2 | 1 | 1
GENERATOR | CONCORD STEAM | 973 | REST OF POOL | .Z.NEWHAMPSHIRE | NH | Wood/Wood Waste Solids | 1.074 | 1.074
GENERATOR | COS COB 10 | 370 | REST OF POOL | .Z.CONNECTICUT | CT | Jet Fuel | 17.879 | 22.779
GENERATOR | COS COB 11 | 371 | REST OF POOL | .Z.CONNECTICUT | CT | Jet Fuel | 18.239 | 23.229
GENERATOR | COS COB 12 | 372 | REST OF POOL | .Z.CONNECTICUT | CT | Jet Fuel | 18.444 | 23.344
GENERATOR | DARTMOUTH POWER | 388 | REST OF POOL | .Z.SEMASS | MA | Natural Gas | 61.433 | 67.566
GENERATOR | DEERFIELD 2/LWR DRFIELD | 465 | REST OF POOL | .Z.WCMASS | MA | Water at a Conventional Hydroelectric Turbine | 19.483 | 19.5
GENERATOR | DEERFIELD 5 | 393 | REST OF POOL | .Z.WCMASS | MA | Water at a Conventional Hydroelectric Turbine | 13.682 | 13.99
GENERATOR | DERBY DAM | 389 | REST OF POOL | .Z.CONNECTICUT | CT | Water at a Conventional Hydroelectric Turbine | 7.05 | 7.05
GENERATOR | DEVON 10 | 396 | REST OF POOL | .Z.CONNECTICUT | CT | Jet Fuel | 13.838 | 15.838
GENERATOR | DEVON 11 | 397 | REST OF POOL | .Z.CONNECTICUT | CT | Jet Fuel | 29.581 | 39.101
GENERATOR | DEVON 12 | 398 | REST OF POOL | .Z.CONNECTICUT | CT | Jet Fuel | 29.24 | 38.45
GENERATOR | DEVON 13 | 399 | REST OF POOL | .Z.CONNECTICUT | CT | Jet Fuel | 32.043 | 41.043
GENERATOR | DEVON 14 | 400 | REST OF POOL | .Z.CONNECTICUT | CT | Jet Fuel | 29.753 | 40.325
GENERATOR | DOREEN | 395 | REST OF POOL | .Z.WCMASS | MA | Jet Fuel | 16.232 | 20.955
GENERATOR | EASTMAN FALLS | 401 | REST OF POOL | .Z.NEWHAMPSHIRE | NH | Water at a Conventional Hydroelectric Turbine | 5.132 | 6.47
GENERATOR | ESSEX DIESELS | 1221 | REST OF POOL | .Z.VERMONT | VT | Distillate Fuel Oil. Including Diesel, No. 2 | 2.1 | 2.175
GENERATOR | FIFE BROOK | 413 | REST OF POOL | .Z.WCMASS | MA | Water at a Conventional Hydroelectric Turbine | 9.142 | 9.9
GENERATOR | FLORENCE 1 CG | 415 | REST OF POOL | .Z.VERMONT | VT | Distillate Fuel Oil. Including Diesel, No. 2 | 3.024 | 4.044
GENERATOR | FLORENCE 2 CG | 416 | REST OF POOL | .Z.VERMONT | VT | Distillate Fuel Oil. Including Diesel, No. 2 | 2.974 | 3.994
GENERATOR | FORE RIVER-1 | 1691 | REST OF POOL | .Z.SEMASS | MA | Natural Gas | 675.527 | 816.695
GENERATOR | FRAMINGHAM JET 1 | 417 | REST OF POOL | .Z.NEMASSBOST | MA | Distillate Fuel Oil. Including Diesel, No. 2 | 9.786 | 13.836
GENERATOR | FRAMINGHAM JET 2 | 418 | REST OF POOL | .Z.NEMASSBOST | MA | Distillate Fuel Oil. Including Diesel, No. 2 | 9.982 | 13.982
GENERATOR | FRAMINGHAM JET 3 | 419 | REST OF POOL | .Z.NEMASSBOST | MA | Distillate Fuel Oil. Including Diesel, No. 2 | 9.366 | 12.866
GENERATOR | FRANKLIN DRIVE 10 | 420 | REST OF POOL | .Z.CONNECTICUT | CT | Jet Fuel | 15.417 | 20.527
GENERATOR | FRONT STREET DIESELS 1-3 | 421 | REST OF POOL | .Z.WCMASS | MA | Distillate Fuel Oil. Including Diesel, No. 2 | 8.25 | 8.25
GENERATOR | GARVINS/HOOKSETT | 768 | REST OF POOL | .Z.NEWHAMPSHIRE | NH | Water at a Conventional Hydroelectric Turbine | 11.595 | 14
GENERATOR | GE LYNN EXCESS REPLACEMENT | 10880 | REST OF POOL | .Z.NEMASSBOST | MA | Distillate Fuel Oil. Including Diesel, No. 2 | 2.262 | 2.262
GENERATOR | GLEN FALLS | 805 | REST OF POOL | .Z.CONNECTICUT | CT | Water at a Conventional Hydroelectric Turbine | 0.091 | 0.231
GENERATOR | GOODWIN DAM | 796 | REST OF POOL | .Z.CONNECTICUT | CT | Water at a Conventional Hydroelectric Turbine | 3 | 3
GENERATOR | GORGE 1 DIESEL | 426 | REST OF POOL | .Z.VERMONT | VT | Distillate Fuel Oil. Including Diesel, No. 2 | 8.032 | 13.492
GENERATOR | GORGE 18 HYDRO-NEW | 2434 | REST OF POOL | .Z.VERMONT | VT | Water at a Conventional Hydroelectric Turbine | 1.427 | 2.752
GENERATOR | GORHAM | 427 | REST OF POOL | .Z.NEWHAMPSHIRE | NH | Water at a Conventional Hydroelectric Turbine | 1.951 | 2.05
GENERATOR | GREAT LAKES - BERLIN | 10424 | REST OF POOL | .Z.NEWHAMPSHIRE | NH | Water | 6 | 15
GENERATOR | GRS-FALL RIVER | 1432 | REST OF POOL | .Z.SEMASS | MA | Landfill Gas | 3.113 | 5.263
GENERATOR | H.K. SANDERS | 1168 | REST OF POOL | .Z.VERMONT | VT | Water at a Conventional Hydroelectric Turbine | 0.96 | 1.415
GENERATOR | HG&E HYDRO/CABOT 1-4 | 957 | REST OF POOL | .Z.WCMASS | MA | Water at a Conventional Hydroelectric Turbine | 3.147 | 3.147
GENERATOR | HOLYOKE 6/CABOT 6 | 437 | REST OF POOL | .Z.WCMASS | MA | Natural Gas | 9.611 | 9.611
GENERATOR | HOLYOKE 8/CABOT 8 | 438 | REST OF POOL | .Z.WCMASS | MA | Natural Gas | 9.695 | 9.695
GENERATOR | J C MCNEIL | 474 | REST OF POOL | .Z.VERMONT | VT | Wood/Wood Waste Solids | 52 | 54
GENERATOR | J. COCKWELL 1 | 359 | REST OF POOL | .Z.WCMASS | MA | Water at a Conventional Hydroelectric Turbine | 285.494 | 292.275
GENERATOR | JOHNSTON LANDFILL | 451 | REST OF POOL | .Z.RHODEISLAND | RI | Landfill Gas | 12 | 12
GENERATOR | KENDALL CT | 1672 | REST OF POOL | .Z.NEMASSBOST | MA | Natural Gas | 153.5 | 167.5
GENERATOR | KENDALL JET 1 | 452 | REST OF POOL | .Z.NEMASSBOST | MA | Jet Fuel | 16.563 | 21.563
GENERATOR | KENDALL STEAM 1 | 10347 | REST OF POOL | .Z.NEMASSBOST | MA | Natural Gas | 14.16 | 16.436
GENERATOR | KENDALL STEAM 3 | 10349 | REST OF POOL | .Z.NEMASSBOST | MA | Natural Gas | 19.116 | 20.413
GENERATOR | L STREET JET | 466 | REST OF POOL | .Z.NEMASSBOST | MA | Distillate Fuel Oil. Including Diesel, No. 2 | 11.85 | 17.5
GENERATOR | LAKE ROAD 1 | 1342 | REST OF POOL | .Z.RHODEISLAND | RI | Natural Gas | 241.538 | 268.068
GENERATOR | LAKE ROAD 2 | 1343 | REST OF POOL | .Z.RHODEISLAND | RI | Natural Gas | 232.804 | 260.805
GENERATOR | LAKE ROAD 3 | 1344 | REST OF POOL | .Z.RHODEISLAND | RI | Natural Gas | 248.724 | 284.348
GENERATOR | LAWRENCE HYDRO | 457 | REST OF POOL | .Z.WCMASS | MA | Water at a Conventional Hydroelectric Turbine | 6.54 | 13.029
GENERATOR | LOST NATION | 464 | REST OF POOL | .Z.NEWHAMPSHIRE | NH | Distillate Fuel Oil. Including Diesel, No. 2 | 14.071 | 18.084
GENERATOR | LOWELL COGENERATION PLANT | 1188 | REST OF POOL | .Z.WCMASS | MA | Natural Gas | 25 | 27.25
GENERATOR | LOWER LAMOILLE COMPOSITE | 774 | REST OF POOL | .Z.VERMONT | VT | Water at a Conventional Hydroelectric Turbine | 15.8 | 16
GENERATOR | M STREET JET | 472 | REST OF POOL | .Z.NEMASSBOST | MA | Jet Fuel | 50 | 68.1
GENERATOR | MANCHESTER 10/10A CC | 321 | REST OF POOL | .Z.RHODEISLAND | RI | Natural Gas | 149 | 170
GENERATOR | MANCHESTER 11/11A CC | 322 | REST OF POOL | .Z.RHODEISLAND | RI | Natural Gas | 149 | 170
GENERATOR | MANCHESTER 9/9A CC | 323 | REST OF POOL | .Z.RHODEISLAND | RI | Natural Gas | 149 | 170
GENERATOR | MARBLEHEAD DIESELS | 467 | REST OF POOL | .Z.NEMASSBOST | MA | Distillate Fuel Oil. Including Diesel, No. 2 | 5 | 5
GENERATOR | MASS POWER | 497 | REST OF POOL | .Z.WCMASS | MA | Natural Gas | 238.259 | 276.759
GENERATOR | MASSINNOVATION FITCHBURG | 10998 | REST OF POOL | .Z.WCMASS | MA | Solar | 0.003 | 0.003
GENERATOR | MCINDOES | 473 | REST OF POOL | .Z.NEWHAMPSHIRE | NH | Water at a Conventional Hydroelectric Turbine | 9.744 | 10.518
GENERATOR | MERRIMACK 1 | 489 | REST OF POOL | .Z.NEWHAMPSHIRE | NH | Anthracite Coal and Bituminous Coal | 112.5 | 114
GENERATOR | MERRIMACK 2 | 490 | REST OF POOL | .Z.NEWHAMPSHIRE | NH | Anthracite Coal and Bituminous Coal | 320 | 320
GENERATOR | MERRIMACK CT1 | 382 | REST OF POOL | .Z.NEWHAMPSHIRE | NH | Jet Fuel | 16.826 | 21.676
GENERATOR | MERRIMACK CT2 | 383 | REST OF POOL | .Z.NEWHAMPSHIRE | NH | Jet Fuel | 16.804 | 21.304
GENERATOR | MIDDLESEX 2 | 779 | REST OF POOL | .Z.VERMONT | VT | Water at a Conventional Hydroelectric Turbine | 1.01 | 2.118
GENERATOR | MIDDLETOWN 1 | 479 | REST OF POOL | .Z.CONNECTICUT | CT | Residual Fuel Oil No. 6 020 | 0 | 0
GENERATOR | MIDDLETOWN 10 | 478 | REST OF POOL | .Z.CONNECTICUT | CT | Jet Fuel | 17.123 | 22.023
GENERATOR | MIDDLETOWN 2 | 480 | REST OF POOL | .Z.CONNECTICUT | CT | Residual Fuel Oil No. 6 020 | 117 | 120
GENERATOR | MIDDLETOWN 3 | 481 | REST OF POOL | .Z.CONNECTICUT | CT | Residual Fuel Oil No. 6 020 | 236 | 245
GENERATOR | MIDDLETOWN 4 | 482 | REST OF POOL | .Z.CONNECTICUT | CT | Residual Fuel Oil No. 6 020 | 400 | 402
GENERATOR | MILFORD POWER | 486 | REST OF POOL | .Z.SEMASS | MA | Natural Gas | 149 | 170.73
GENERATOR | MILFORD POWER 1 | 1385 | REST OF POOL | .Z.CONNECTICUT | CT | Natural Gas | 239 | 267.237
GENERATOR | MILFORD POWER 2 | 1386 | REST OF POOL | .Z.CONNECTICUT | CT | Natural Gas | 253.093 | 287.632
GENERATOR | MILLENNIUM | 1210 | REST OF POOL | .Z.WCMASS | MA | Natural Gas | 333.097 | 384.622
GENERATOR | MILLSTONE POINT 2 | 484 | REST OF POOL | .Z.CONNECTICUT | CT | Nuclear Uranium, Plutonium, Thorium | 880.989 | 881.96
GENERATOR | MILLSTONE POINT 3 | 485 | REST OF POOL | .Z.CONNECTICUT | CT | Nuclear Uranium, Plutonium, Thorium | 1155.001 | 1155.481
GENERATOR | MONTVILLE 10 AND 11 | 492 | REST OF POOL | .Z.CONNECTICUT | CT | Distillate Fuel Oil. Including Diesel, No. 2 | 5.296 | 5.354
GENERATOR | MONTVILLE 5 | 493 | REST OF POOL | .Z.CONNECTICUT | CT | Residual Fuel Oil No. 6 020 | 81 | 81.59
GENERATOR | MONTVILLE 6 | 494 | REST OF POOL | .Z.CONNECTICUT | CT | Residual Fuel Oil No. 6 020 | 407.401 | 409.913
GENERATOR | MT TOM | 498 | REST OF POOL | .Z.WCMASS | MA | Anthracite Coal and Bituminous Coal | 144.365 | 146.053
GENERATOR | MYSTIC 7 | 502 | REST OF POOL | .Z.NEMASSBOST | MA | Natural Gas | 554.85 | 559.775
GENERATOR | MYSTIC 8 | 1478 | REST OF POOL | .Z.NEMASSBOST | MA | Natural Gas | 685.315 | 834.075
GENERATOR | MYSTIC 9 | 1616 | REST OF POOL | .Z.NEMASSBOST | MA | Natural Gas | 693.818 | 826.719
GENERATOR | MYSTIC JET | 503 | REST OF POOL | .Z.NEMASSBOST | MA | Distillate Fuel Oil. Including Diesel, No. 2 | 7.704 | 11.938
GENERATOR | N. RUTLAND COMPOSITE | 776 | REST OF POOL | .Z.VERMONT | VT | Water at a Conventional Hydroelectric Turbine | 5.2 | 5.3
GENERATOR | NEA BELLINGHAM | 507 | REST OF POOL | .Z.SEMASS | MA | Natural Gas | 264.938 | 327.558
GENERATOR | NECCO COGENERATION FACILITY | 10308 | REST OF POOL | .Z.NEMASSBOST | MA | Distillate Fuel Oil. Including Diesel, No. 2 | 5 | 5
GENERATOR | NEW HAVEN HARBOR | 513 | REST OF POOL | .Z.CONNECTICUT | CT | Residual Fuel Oil No. 6 020 | 447.894 | 454.644
GENERATOR | NEWINGTON 1 | 508 | REST OF POOL | .Z.NEWHAMPSHIRE | NH | Residual Fuel Oil No. 6 020 | 400.2 | 400.2
GENERATOR | NEWINGTON ENERGY | 1649 | REST OF POOL | .Z.NEWHAMPSHIRE | NH | Natural Gas | 508.027 | 528.564
GENERATOR | NEWPORT DIESELS 4-7 | 522 | REST OF POOL | .Z.VERMONT | #N/A | #N/A | 1.8 | 1.8
GENERATOR | NEWPORT DIESELS 8-10 | 523 | REST OF POOL | .Z.VERMONT | #N/A | #N/A | 2 | 2
GENERATOR | NORTHFIELD MOUNTAIN 1-4 | 742 | REST OF POOL | .Z.WCMASS | #N/A | #N/A | 1080 | 1080
GENERATOR | NORWALK HARBOR 1 | 519 | REST OF POOL | .Z.CONNECTICUT | CT | Residual Fuel Oil No. 6 020 | 162 | 164
GENERATOR | NORWALK HARBOR 10 (3) | 521 | REST OF POOL | .Z.CONNECTICUT | CT | Jet Fuel | 11.925 | 17.125
GENERATOR | NORWALK HARBOR 2 | 520 | REST OF POOL | .Z.CONNECTICUT | CT | Residual Fuel Oil No. 6 020 | 168 | 172
GENERATOR | NORWICH JET | 515 | REST OF POOL | .Z.CONNECTICUT | CT | Distillate Fuel Oil. Including Diesel, No. 2 | 15.255 | 18.8
GENERATOR | OCEAN ST PWR GT1/GT2/ST1 | 528 | REST OF POOL | .Z.RHODEISLAND | RI | Natural Gas | 270.925 | 316.925
GENERATOR | OCEAN ST PWR GT3/GT4/ST2 | 529 | REST OF POOL | .Z.RHODEISLAND | RI | Natural Gas | 270.18 | 318.18
GENERATOR | PAWTUCKET POWER | 531 | REST OF POOL | .Z.RHODEISLAND | RI | Natural Gas | 63.134 | 64.582
GENERATOR | PILGRIM NUCLEAR POWER STATION | 537 | REST OF POOL | .Z.SEMASS | MA | Nuclear Uranium, Plutonium, Thorium | 684.746 | 684.746
GENERATOR | PINETREE POWER | 538 | REST OF POOL | .Z.WCMASS | MA | Wood/Wood Waste Solids | 16.62 | 17.134
GENERATOR | POTTER 2 CC | 540 | REST OF POOL | .Z.SEMASS | MA | Natural Gas | 74.903 | 92.903
GENERATOR | POTTER DIESEL 1 | 361 | REST OF POOL | .Z.SEMASS | MA | Distillate Fuel Oil. Including Diesel, No. 2 | 2.25 | 2.25
GENERATOR | PPL WALLINGFORD UNIT 1 | 1376 | REST OF POOL | .Z.CONNECTICUT | CT | Natural Gas | 43.5 | 48.945
GENERATOR | PPL WALLINGFORD UNIT 2 | 1377 | REST OF POOL | .Z.CONNECTICUT | CT | Natural Gas | 41.367 | 50.926
GENERATOR | PPL WALLINGFORD UNIT 3 | 1378 | REST OF POOL | .Z.CONNECTICUT | CT | Natural Gas | 43.531 | 48.813
GENERATOR | PPL WALLINGFORD UNIT 4 | 1379 | REST OF POOL | .Z.CONNECTICUT | CT | Natural Gas | 43.931 | 48.05
GENERATOR | PPL WALLINGFORD UNIT 5 | 1380 | REST OF POOL | .Z.CONNECTICUT | CT | Natural Gas | 42.571 | 52.243
GENERATOR | RAINBOW | 544 | REST OF POOL | .Z.CONNECTICUT | CT | Water at a Conventional Hydroelectric Turbine | 8.2 | 8.2
GENERATOR | RESCO SAUGUS | 546 | REST OF POOL | .Z.NEMASSBOST | MA | Municipal Solid Waste | 30.577 | 31
GENERATOR | RISEP | 1630 | REST OF POOL | .Z.RHODEISLAND | RI | Natural Gas | 515.45 | 575.03
GENERATOR | ROCHESTER LANDFILL | 715 | REST OF POOL | .Z.NEWHAMPSHIRE | NH | Other Biomass Gas. Includes digester gas, methane, and other biomass gasses | 4.9 | 4.98
GENERATOR | ROCKY RIVER | 739 | REST OF POOL | .Z.CONNECTICUT | CT | Water at a Conventional Hydroelectric Turbine | 29.35 | 29.006
GENERATOR | RUTLAND 5 GT | 549 | REST OF POOL | .Z.VERMONT | VT | Distillate Fuel Oil. Including Diesel, No. 2 | 10.07 | 14.48
GENERATOR | SALEM HARBOR 1 | 551 | REST OF POOL | .Z.NEMASSBOST | MA | Anthracite Coal and Bituminous Coal | 81.988 | 83.994
GENERATOR | SALEM HARBOR 2 | 552 | REST OF POOL | .Z.NEMASSBOST | MA | Anthracite Coal and Bituminous Coal | 80 | 79.542
GENERATOR | SALEM HARBOR 3 | 553 | REST OF POOL | .Z.NEMASSBOST | MA | Anthracite Coal and Bituminous Coal | 149.805 | 149.907
GENERATOR | SALEM HARBOR 4 | 554 | REST OF POOL | .Z.NEMASSBOST | MA | Residual Fuel Oil No. 6 020 | 431 | 436.471
GENERATOR | SANDY HOOK HYDRO | 808 | REST OF POOL | .Z.CONNECTICUT | CT | Water at a Conventional Hydroelectric Turbine | 0.039 | 0.092
GENERATOR | SCHILLER 4 | 556 | REST OF POOL | .Z.NEWHAMPSHIRE | NH | Anthracite Coal and Bituminous Coal | 47.5 | 48
GENERATOR | SCHILLER 5 | 557 | REST OF POOL | .Z.NEWHAMPSHIRE | NH | Wood/Wood Waste Solids | 36.967 | 49.6
GENERATOR | SCHILLER 6 | 558 | REST OF POOL | .Z.NEWHAMPSHIRE | NH | Anthracite Coal and Bituminous Coal | 47.938 | 48.58
GENERATOR | SCHILLER CT 1 | 559 | REST OF POOL | .Z.NEWHAMPSHIRE | NH | Jet Fuel | 17 | 18
GENERATOR | SEABROOK | 555 | REST OF POOL | .Z.NEWHAMPSHIRE | NH | Nuclear Uranium, Plutonium, Thorium | 1244.275 | 1244.275
GENERATOR | SEARSBURG | 561 | REST OF POOL | .Z.WCMASS | MA | Water at a Conventional Hydroelectric Turbine | 4.851 | 4.96
GENERATOR | SHEPAUG | 566 | REST OF POOL | .Z.CONNECTICUT | CT | Water at a Conventional Hydroelectric Turbine | 41.511 | 42.559
GENERATOR | SHERMAN | 567 | REST OF POOL | .Z.WCMASS | MA | Water at a Conventional Hydroelectric Turbine | 6.081 | 6.237
GENERATOR | SHREWSBURY DIESEL # 4 | 1079 | REST OF POOL | .Z.WCMASS | MA | Distillate Fuel Oil. Including Diesel, No. 2 | 2.75 | 2.75
GENERATOR | SHREWSBURY DIESEL #1 | 1076 | REST OF POOL | .Z.WCMASS | MA | Distillate Fuel Oil. Including Diesel, No. 2 | 2.75 | 2.75
GENERATOR | SHREWSBURY DIESEL #2 | 1077 | REST OF POOL | .Z.WCMASS | MA | Distillate Fuel Oil. Including Diesel, No. 2 | 2.75 | 2.75
GENERATOR | SHREWSBURY DIESEL #3 | 1078 | REST OF POOL | .Z.WCMASS | MA | Distillate Fuel Oil. Including Diesel, No. 2 | 2.75 | 2.75
GENERATOR | SHREWSBURY DIESEL #5 | 1080 | REST OF POOL | .Z.WCMASS | MA | Distillate Fuel Oil. Including Diesel, No. 2 | 2.75 | 2.75
GENERATOR | SIMPSON G LOAD REDUCER | 737 | REST OF POOL | .Z.VERMONT | VT | Water at a Conventional Hydroelectric Turbine | 1.188 | 1.188
GENERATOR | SMITH | 570 | REST OF POOL | .Z.NEWHAMPSHIRE | NH | Water at a Conventional Hydroelectric Turbine | 10.364 | 12.787
GENERATOR | SO. MEADOW 11 | 572 | REST OF POOL | .Z.CONNECTICUT | CT | Jet Fuel | 35.781 | 46.921
GENERATOR | SO. MEADOW 12 | 573 | REST OF POOL | .Z.CONNECTICUT | CT | Jet Fuel | 37.701 | 47.867
GENERATOR | SO. MEADOW 13 | 574 | REST OF POOL | .Z.CONNECTICUT | CT | Jet Fuel | 38.317 | 47.917
GENERATOR | SO. MEADOW 14 | 575 | REST OF POOL | .Z.CONNECTICUT | CT | Jet Fuel | 37.353 | 47.353
GENERATOR | SOMERSET JET 2 | 579 | REST OF POOL | .Z.SEMASS | MA | Jet Fuel | 18.3 | 23
GENERATOR | SOUTHBRIDGE P&T QF U5 | 1495 | REST OF POOL | .Z.WCMASS | MA | Natural Gas | 0.096 | 0.096
GENERATOR | STERLING DIESELS | 858 | REST OF POOL | .Z.WCMASS | MA | Distillate Fuel Oil. Including Diesel, No. 2 | 0.33 | 0.33
GENERATOR | STEVENSON | 587 | REST OF POOL | .Z.CONNECTICUT | CT | Water at a Conventional Hydroelectric Turbine | 28.311 | 28.9
GENERATOR | TIVERTON POWER | 1226 | REST OF POOL | .Z.RHODEISLAND | RI | Natural Gas | 244.781 | 279.451
GENERATOR | TORRINGTON TERMINAL 10 | 595 | REST OF POOL | .Z.CONNECTICUT | CT | Jet Fuel | 15.848 | 20.979
GENERATOR | TOUTANT | 803 | REST OF POOL | .Z.CONNECTICUT | CT | Water at a Conventional Hydroelectric Turbine | 0.4 | 0.4
GENERATOR | TUNNEL 10 | 596 | REST OF POOL | .Z.CONNECTICUT | CT | Jet Fuel | 15.893 | 20.763
GENERATOR | UNH COGEN | 11529 | REST OF POOL | .Z.NEWHAMPSHIRE | #N/A | #N/A | 0.061 | 0.061
GENERATOR | VERGENNES 5 AND 6 DIESELS | 598 | REST OF POOL | .Z.VERMONT | VT | Distillate Fuel Oil. Including Diesel, No. 2 | 3.95 | 4.05
GENERATOR | VERGENNES HYDRO-NEW | 2435 | REST OF POOL | .Z.VERMONT | VT | Water at a Conventional Hydroelectric Turbine | 1.265 | 1.962
GENERATOR | VERNON | 599 | REST OF POOL | .Z.WCMASS | MA | Water at a Conventional Hydroelectric Turbine | 20.79 | 20.79
GENERATOR | VT YANKEE NUCLEAR PWR STATION | 611 | REST OF POOL | .Z.VERMONT | VT | Nuclear Uranium, Plutonium, Thorium | 620.25 | 620.25
GENERATOR | WARE COGEN - QF | 956 | REST OF POOL | .Z.WCMASS | MA | Municipal Solid Waste | 0 | 0
GENERATOR | WATERBURY 22 | 614 | REST OF POOL | .Z.VERMONT | VT | Water at a Conventional Hydroelectric Turbine | 2.4 | 2.6
GENERATOR | WATERS RIVER JET 1 | 612 | REST OF POOL | .Z.NEMASSBOST | MA | Natural Gas | 14 | 20
GENERATOR | WATERS RIVER JET 2 | 613 | REST OF POOL | .Z.NEMASSBOST | MA | Natural Gas | 28.022 | 43.322
GENERATOR | WATERSIDE POWER | 11842 | REST OF POOL | .Z.CONNECTICUT | CT | Distillate Fuel Oil. Including Diesel, No. 2 | 70 | 72
GENERATOR | WAUSAU COGEN U5 | 1641 | REST OF POOL | .Z.NEWHAMPSHIRE | NH | Natural Gas | 0.712 | 0.714
GENERATOR | WEST MEDWAY JET 1 | 625 | REST OF POOL | .Z.NEMASSBOST | MA | Distillate Fuel Oil. Including Diesel, No. 2 | 37.268 | 62.106
GENERATOR | WEST MEDWAY JET 2 | 626 | REST OF POOL | .Z.NEMASSBOST | MA | Distillate Fuel Oil. Including Diesel, No. 2 | 34.732 | 52.932
GENERATOR | WEST MEDWAY JET 3 | 627 | REST OF POOL | .Z.SEMASS | MA | Distillate Fuel Oil. Including Diesel, No. 2 | 35.441 | 55.841
GENERATOR | WEST SPRINGFIELD 10 | 630 | REST OF POOL | .Z.WCMASS | MA | Jet Fuel | 17.215 | 22
GENERATOR | WEST SPRINGFIELD 3 | 633 | REST OF POOL | .Z.WCMASS | MA | Residual Fuel Oil No. 6 020 | 97.731 | 100.087
GENERATOR | WEST SPRINGFIELD GT-1 | 1693 | REST OF POOL | .Z.WCMASS | MA | Natural Gas | 37.362 | 47.362
GENERATOR | WEST SPRINGFIELD GT-2 | 1694 | REST OF POOL | .Z.WCMASS | MA | Natural Gas | 37.571 | 47.571
GENERATOR | WHITE LAKE JET | 619 | REST OF POOL | .Z.NEWHAMPSHIRE | NH | Jet Fuel | 16.831 | 21.781
GENERATOR | WILDER | 620 | REST OF POOL | .Z.NEWHAMPSHIRE | NH | Water at a Conventional Hydroelectric Turbine | 41.16 | 41.337
GENERATOR | WMI MILLBURY 1 | 624 | REST OF POOL | .Z.WCMASS | MA | Municipal Solid Waste | 39.73 | 39.982
GENERATOR | WOODLAND ROAD | 628 | REST OF POOL | .Z.WCMASS | MA | Jet Fuel | 16.121 | 20.838
IMPORT | ERIE BOULEVARD HYDROPOWER - IMPORT | 12455 | REST OF POOL | 0 | N/A | 0 | 641 | 641
IMPORT | LIEVRE RIVER PROJECT - IMPORT | 12454 | REST OF POOL | 0 | N/A | 0 | 200 | 200
IMPORT | NYPA - CMR | 12450 | REST OF POOL | 0 | N/A | 0 | 78.638 | 78.638
IMPORT | NYPA - VT | 12451 | REST OF POOL | 0 | N/A | 0 | 13.945 | 13.945
INTERMITTENT | BAR MILLS | 754 | MAINE | .Z.MAINE | ME | Water at a Conventional Hydroelectric Turbine | 1.89 | 2.822
INTERMITTENT | BARKER LOWER HYDRO | 2278 | MAINE | .Z.MAINE | ME | Water at a Conventional Hydroelectric Turbine | 0 | 0.947
INTERMITTENT | BARKER UPPER HYDRO | 2279 | MAINE | .Z.MAINE | ME | Water at a Conventional Hydroelectric Turbine | 0.247 | 0.947
INTERMITTENT | BENTON FALLS HYDRO | 2280 | MAINE | .Z.MAINE | ME | Water at a Conventional Hydroelectric Turbine | 0.771 | 2.525
INTERMITTENT | BHE SMALL HYDRO COMPOSITE | 1258 | MAINE | .Z.MAINE | ME | Water at a Conventional Hydroelectric Turbine | 0.832 | 1.856
INTERMITTENT | BRASSUA HYDRO | 1113 | MAINE | .Z.MAINE | ME | Water at a Conventional Hydroelectric Turbine | 1.391 | 2.769
INTERMITTENT | BROWNS MILL HYDRO | 2281 | MAINE | .Z.MAINE | ME | Water at a Conventional Hydroelectric Turbine | 0.193 | 0.559
INTERMITTENT | BRUNSWICK | 358 | MAINE | .Z.MAINE | ME | Water at a Conventional Hydroelectric Turbine | 7.336 | 14.696
INTERMITTENT | CHAMPION | 1108 | MAINE | .Z.MAINE | ME | Wood/Wood Waste Solids | 32.7 | 32.7
INTERMITTENT | DAMARISCOTTA HYDRO | 2282 | MAINE | .Z.MAINE | ME | Water at a Conventional Hydroelectric Turbine | 0 | 0.183
INTERMITTENT | ECO MAINE | 542 | MAINE | .Z.MAINE | ME | Municipal Solid Waste | 10.745 | 10.688
INTERMITTENT | EUSTIS HYDRO | 2283 | MAINE | .Z.MAINE | ME | Water at a Conventional Hydroelectric Turbine | 0.047 | 0.125
INTERMITTENT | FT HALIFAX | 758 | MAINE | .Z.MAINE | ME | Water at a Conventional Hydroelectric Turbine | 0.151 | 0.799
INTERMITTENT | GARDINER HYDRO | 2284 | MAINE | .Z.MAINE | ME | Water at a Conventional Hydroelectric Turbine | 0.239 | 0.99
INTERMITTENT | GREAT WORKS COMPOSITE | 1117 | MAINE | .Z.MAINE | ME | Water at a Conventional Hydroelectric Turbine | 0.017 | 0.143
INTERMITTENT | GREENVILLE | 429 | MAINE | .Z.MAINE | ME | Wood/Wood Waste Solids | 13.654 | 12.311
INTERMITTENT | GREENVILLE HYDRO | 2285 | MAINE | .Z.MAINE | ME | Water at a Conventional Hydroelectric Turbine | 0.237 | 0.449
INTERMITTENT | HACKETT MILLS HYDRO | 2286 | MAINE | .Z.MAINE | ME | Water at a Conventional Hydroelectric Turbine | 0.048 | 0.394
INTERMITTENT | KENNEBAGO HYDRO | 1119 | MAINE | .Z.MAINE | ME | Water at a Conventional Hydroelectric Turbine | 0.205 | 0.439
INTERMITTENT | KENNEBEC WATER U5 | 1273 | MAINE | .Z.MAINE | ME | Water at a Conventional Hydroelectric Turbine | 0.005 | 0.267
INTERMITTENT | KEZAR LEDGEMERE COMPOSITE | 786 | MAINE | .Z.MAINE | ME | Water at a Conventional Hydroelectric Turbine | 0.372 | 1.017
INTERMITTENT | LEWISTON U5 | 1283 | MAINE | .Z.MAINE | ME | Water at a Conventional Hydroelectric Turbine | 0.382 | 0.285
INTERMITTENT | LOCKWOOD | 460 | MAINE | .Z.MAINE | ME | Water at a Conventional Hydroelectric Turbine | 4.208 | 4.493
INTERMITTENT | MADISON COMPOSITE | 1114 | MAINE | .Z.MAINE | ME | Water at a Conventional Hydroelectric Turbine | 0 | 0
INTERMITTENT | MARSH POWER | 1266 | MAINE | .Z.MAINE | ME | Water at a Conventional Hydroelectric Turbine | 0 | 0.04
INTERMITTENT | MEAD | 345 | MAINE | .Z.MAINE | ME | Anthracite Coal and Bituminous Coal | 56.25 | 46.826
INTERMITTENT | MECHANIC FALLS HYDRO | 2287 | MAINE | .Z.MAINE | ME | Water at a Conventional Hydroelectric Turbine | 0.091 | 0.426
INTERMITTENT | MERC | 476 | MAINE | .Z.MAINE | ME | Municipal Solid Waste | 20.873 | 20.782
INTERMITTENT | MILLER HYDRO | 487 | MAINE | .Z.MAINE | ME | Water at a Conventional Hydroelectric Turbine | 6.624 | 13.65
INTERMITTENT | MMWAC | 1109 | MAINE | .Z.MAINE | ME | Municipal Solid Waste | 1.885 | 2.109
INTERMITTENT | NORWAY HYDRO | 2288 | MAINE | .Z.MAINE | ME | Water at a Conventional Hydroelectric Turbine | 0 | 0.043
INTERMITTENT | PEJEPSCOT | 532 | MAINE | .Z.MAINE | ME | Water at a Conventional Hydroelectric Turbine | 4.949 | 10.381
INTERMITTENT | PENOBSCOT RIVER HYDRO | 534 | MAINE | .Z.MAINE | ME | Water at a Conventional Hydroelectric Turbine | 19.42 | 19.041
INTERMITTENT | PERC-ORRINGTON 1 | 536 | MAINE | .Z.MAINE | ME | Municipal Solid Waste | 20.96 | 20.381
INTERMITTENT | PITTSFIELD HYDRO | 2290 | MAINE | .Z.MAINE | ME | Water at a Conventional Hydroelectric Turbine | 0.311 | 0.818
INTERMITTENT | POINEER DAM HYDRO | 2289 | MAINE | .Z.MAINE | ME | Water at a Conventional Hydroelectric Turbine | 0 | 0.055
INTERMITTENT | ROCKY GORGE U5 | 1368 | MAINE | .Z.MAINE | ME | Water at a Conventional Hydroelectric Turbine | 0.089 | 0.318
INTERMITTENT | RUMFORD FALLS | 11424 | MAINE | .Z.MAINE | ME | Water at a Conventional Hydroelectric Turbine | 32.47 | 36.155
INTERMITTENT | SOMERSET | 1107 | MAINE | .Z.MAINE | ME | Black Liquor | 1.834 | 1.08
INTERMITTENT | SPARHAWK | 1267 | MAINE | .Z.MAINE | ME | Water at a Conventional Hydroelectric Turbine | 0.014 | 0.065
INTERMITTENT | SYSKO GARDNER BROOK U5 | 1678 | MAINE | .Z.MAINE | ME | Water at a Conventional Hydroelectric Turbine | 0.016 | 0.024
INTERMITTENT | SYSKO STONY BROOK | 1270 | MAINE | .Z.MAINE | ME | Water at a Conventional Hydroelectric Turbine | 0.012 | 0.016
INTERMITTENT | SYSKO WIGHT BROOK | 1271 | MAINE | .Z.MAINE | ME | Water at a Conventional Hydroelectric Turbine | 0.004 | 0.015
INTERMITTENT | TCPMCMPAGF GEN1 U5 | 1302 | MAINE | .Z.MAINE | ME | Other Biomass Gas. Includes digester gas, methane, and other biomass gasses | 0 | 0
INTERMITTENT | UNITED AMERICAN HYDRO-NEW | 2426 | MAINE | .Z.MAINE | ME | Water at a Conventional Hydroelectric Turbine | 8.024 | 12.648
INTERMITTENT | WAVERLY AVENUE HYDRO | 2291 | MAINE | .Z.MAINE | ME | Water at a Conventional Hydroelectric Turbine | 0 | 0.159
INTERMITTENT | WORCESTER ENERGY | 629 | MAINE | .Z.MAINE | ME | Wood/Wood Waste Solids | 18.034 | 18.034
INTERMITTENT | YORK HYDRO | 2292 | MAINE | .Z.MAINE | ME | Water at a Conventional Hydroelectric Turbine | 0.151 | 0.802
INTERMITTENT | ACTON HYDRO INC. | 10362 | REST OF POOL | .Z.NEMASSBOST | MA | Water at a Conventional Hydroelectric Turbine | 0 | 0
INTERMITTENT | AES THAMES | 594 | REST OF POOL | .Z.CONNECTICUT | CT | Anthracite Coal and Bituminous Coal | 184.723 | 183.259
INTERMITTENT | ARNOLD FALLS | 819 | REST OF POOL | .Z.VERMONT | VT | Water at a Conventional Hydroelectric Turbine | 0.077 | 0.211
INTERMITTENT | ASHUELOT HYDRO | 905 | REST OF POOL | .Z.NEWHAMPSHIRE | NH | Water at a Conventional Hydroelectric Turbine | 0.299 | 0.422
INTERMITTENT | ATTLEBORO LANDFILL - QF | 953 | REST OF POOL | .Z.SEMASS | MA | Other Biomass Gas. Includes digester gas, methane, and other biomass gasses | 0.459 | 0.411
INTERMITTENT | AVERY DAM | 931 | REST OF POOL | .Z.NEWHAMPSHIRE | NH | Water at a Conventional Hydroelectric Turbine | 0.153 | 0.207
INTERMITTENT | BALTIC MILLS - QF | 951 | REST OF POOL | .Z.NEWHAMPSHIRE | NH | Water at a Conventional Hydroelectric Turbine | 0.026 | 0.063
INTERMITTENT | BANTAM | 811 | REST OF POOL | .Z.CONNECTICUT | CT | Water at a Conventional Hydroelectric Turbine | 0.019 | 0.179
INTERMITTENT | BARNET | 833 | REST OF POOL | .Z.VERMONT | VT | Water at a Conventional Hydroelectric Turbine | 0.073 | 0.199
INTERMITTENT | BARRE LANDFILL | 1059 | REST OF POOL | .Z.WCMASS | MA | Landfill Gas | 0.537 | 0.555
INTERMITTENT | BARTON HYDRO | 828 | REST OF POOL | .Z.VERMONT | VT | Water at a Conventional Hydroelectric Turbine | 0.282 | 0.628
INTERMITTENT | BATH ELECTRIC HYDRO | 824 | REST OF POOL | .Z.NEWHAMPSHIRE | NH | Water at a Conventional Hydroelectric Turbine | 0.234 | 0.278
INTERMITTENT | BELDENS-NEW | 2430 | REST OF POOL | .Z.VERMONT | VT | Water at a Conventional Hydroelectric Turbine | 1.138 | 2.463
INTERMITTENT | BELL MILL/ELM ST. HYDRO | 907 | REST OF POOL | .Z.NEWHAMPSHIRE | NH | Water at a Conventional Hydroelectric Turbine | 0 | 0.021
INTERMITTENT | BERKSHIRE COW POWER | 12180 | REST OF POOL | .Z.VERMONT | VT | Other Biomass Gas. Includes digester gas, methane, and other biomass gasses | 0.3 | 0.3
INTERMITTENT | BERLIN WIND | 11530 | REST OF POOL | .Z.NEWHAMPSHIRE | NH | Wind | 0 | 0
INTERMITTENT | BETHLEHEM | 337 | REST OF POOL | .Z.NEWHAMPSHIRE | NH | Wood/Wood Waste Solids | 15.7 | 15.547
INTERMITTENT | BIO ENERGY | 342 | REST OF POOL | .Z.NEWHAMPSHIRE | NH | Wood/Wood Waste Solids | 0 | 0
INTERMITTENT | BLACKSTONE HYDRO ASSOC | 1054 | REST OF POOL | .Z.RHODEISLAND | RI | Water at a Conventional Hydroelectric Turbine | 0 | 0.127
INTERMITTENT | BLACKSTONE HYDRO LOAD REDUCER | 1057 | REST OF POOL | .Z.RHODEISLAND | RI | Water at a Conventional Hydroelectric Turbine | 0.294 | 0.853
INTERMITTENT | BLUE SPRUCE FARM U5 | 10615 | REST OF POOL | .Z.VERMONT | VT | Other Biomass Gas. Includes digester gas, methane, and other biomass gasses | 0.157 | 0.153
INTERMITTENT | BOATLOCK | 859 | REST OF POOL | .Z.WCMASS | MA | Water at a Conventional Hydroelectric Turbine | 0.949 | 1.703
INTERMITTENT | BRATTLEBORO LANDFILL | 11154 | REST OF POOL | .Z.VERMONT | VT | Landfill Gas | 0.25 | 0.242
INTERMITTENT | BRIAR HYDRO | 860 | REST OF POOL | .Z.NEWHAMPSHIRE | NH | Water at a Conventional Hydroelectric Turbine | 1.221 | 3.816
INTERMITTENT | BRIDGEPORT RESCO | 349 | REST OF POOL | .Z.CONNECTICUT | CT | Wood/Wood Waste Solids | 58.899 | 59.463
INTERMITTENT | BRIDGEWATER | 357 | REST OF POOL | .Z.NEWHAMPSHIRE | NH | Wood/Wood Waste Solids | 15.398 | 15.533
INTERMITTENT | BRISTOL REFUSE | 356 | REST OF POOL | .Z.CONNECTICUT | CT | Municipal Solid Waste | 13.517 | 13.572
INTERMITTENT | BROCKTON BRIGHTFIELDS | 11925 | REST OF POOL | .Z.SEMASS | MA | Solar | 0 | 0
INTERMITTENT | BROCKWAY MILLS U5 | 2439 | REST OF POOL | .Z.VERMONT | VT | Water at a Conventional Hydroelectric Turbine | 0.089 | 0.233
INTERMITTENT | BULLS BRIDGE | 362 | REST OF POOL | .Z.CONNECTICUT | CT | Water at a Conventional Hydroelectric Turbine | 3.164 | 6.256
INTERMITTENT | CADYS FALLS | 1165 | REST OF POOL | .Z.VERMONT | VT | Water at a Conventional Hydroelectric Turbine | 0.26 | 0.402
INTERMITTENT | CAMPTON DAM | 910 | REST OF POOL | .Z.NEWHAMPSHIRE | NH | Water at a Conventional Hydroelectric Turbine | 0.098 | 0.233
INTERMITTENT | CANAAN | 861 | REST OF POOL | .Z.NEWHAMPSHIRE | NH | Water at a Conventional Hydroelectric Turbine | 0.804 | 0.969
INTERMITTENT | CARVER FALLS | 815 | REST OF POOL | .Z.VERMONT | VT | Water at a Conventional Hydroelectric Turbine | 0.421 | 1.302
INTERMITTENT | CASCADE-DIAMOND-QF | 1122 | REST OF POOL | .Z.WCMASS | MA | Water at a Conventional Hydroelectric Turbine | 0.097 | 0.333
INTERMITTENT | CAVENDISH | 816 | REST OF POOL | .Z.VERMONT | VT | Water at a Conventional Hydroelectric Turbine | 0.293 | 0.929
INTERMITTENT | CEC 002 PAWTUCKET U5 | 789 | REST OF POOL | .Z.RHODEISLAND | RI | Water at a Conventional Hydroelectric Turbine | 0.311 | 0.632
INTERMITTENT | CEC 003 WYRE WYND U5 | 797 | REST OF POOL | .Z.CONNECTICUT | CT | Water at a Conventional Hydroelectric Turbine | 0.685 | 1.812
INTERMITTENT | CEC 004 DAYVILLE POND U5 | 807 | REST OF POOL | .Z.CONNECTICUT | CT | Water at a Conventional Hydroelectric Turbine | 0 | 0.071
INTERMITTENT | CELLEY MILL U5 | 10401 | REST OF POOL | .Z.NEWHAMPSHIRE | NH | Water at a Conventional Hydroelectric Turbine | 0.012 | 0.086
INTERMITTENT | CENTENNIAL HYDRO | 792 | REST OF POOL | .Z.WCMASS | MA | Water at a Conventional Hydroelectric Turbine | 0.222 | 0.564
INTERMITTENT | CENTER RUTLAND | 832 | REST OF POOL | .Z.VERMONT | VT | Water at a Conventional Hydroelectric Turbine | 0 | 0.05
INTERMITTENT | CHAMBERLAIN FALLS | 914 | REST OF POOL | .Z.NEWHAMPSHIRE | NH | Water at a Conventional Hydroelectric Turbine | 0 | 0.033
INTERMITTENT | CHICOPEE HYDRO | 1050 | REST OF POOL | .Z.WCMASS | MA | Water at a Conventional Hydroelectric Turbine | 0.616 | 1.193
INTERMITTENT | CHINA MILLS DAM | 887 | REST OF POOL | .Z.NEWHAMPSHIRE | NH | Water at a Conventional Hydroelectric Turbine | 0.006 | 0.515
INTERMITTENT | CLEMENT DAM | 863 | REST OF POOL | .Z.NEWHAMPSHIRE | NH | Water at a Conventional Hydroelectric Turbine | 1.115 | 1.802
INTERMITTENT | COCHECO FALLS | 886 | REST OF POOL | .Z.NEWHAMPSHIRE | NH | Water at a Conventional Hydroelectric Turbine | 0.171 | 0.549
INTERMITTENT | COLEBROOK | 798 | REST OF POOL | .Z.CONNECTICUT | CT | Water at a Conventional Hydroelectric Turbine | 0.891 | 1.012
INTERMITTENT | COLLINS HYDRO | 1049 | REST OF POOL | .Z.WCMASS | MA | Water at a Conventional Hydroelectric Turbine | 0.286 | 0.846
INTERMITTENT | COMPTU FALLS | 834 | REST OF POOL | .Z.VERMONT | VT | Water at a Conventional Hydroelectric Turbine | 0.145 | 0.398
INTERMITTENT | COVENTRY CLEAN ENERGY | 10801 | REST OF POOL | .Z.VERMONT | VT | Landfill Gas | 3.7 | 4.269
INTERMITTENT | COVENTRY CLEAN ENERGY #4 | 12323 | REST OF POOL | .Z.VERMONT | VT | Landfill Gas | 1.233 | 1.423
INTERMITTENT | CRESCENT DAM | 849 | REST OF POOL | .Z.WCMASS | MA | Water at a Conventional Hydroelectric Turbine | 0.35 | 0.761
INTERMITTENT | CRRA HARTFORD LANDFILL | 1209 | REST OF POOL | .Z.CONNECTICUT | CT | Landfill Gas | 1.711 | 1.769
INTERMITTENT | DEWEY MILLS | 835 | REST OF POOL | .Z.VERMONT | VT | Water at a Conventional Hydroelectric Turbine | 0.164 | 0.913
INTERMITTENT | DEXTER | 392 | REST OF POOL | .Z.CONNECTICUT | CT | Natural Gas | 37.099 | 39.525
INTERMITTENT | DODGE FALLS-NEW | 2431 | REST OF POOL | .Z.VERMONT | VT | Water at a Conventional Hydroelectric Turbine | 3.128 | 4.134
INTERMITTENT | DUDLEY HYDRO | 970 | REST OF POOL | .Z.WCMASS | MA | Water at a Conventional Hydroelectric Turbine | 0.035 | 0.142
INTERMITTENT | DUNBARTON ROAD LANDFILL | 942 | REST OF POOL | .Z.NEWHAMPSHIRE | NH | Landfill Gas | 0.671 | 0.645
INTERMITTENT | DWIGHT | 864 | REST OF POOL | .Z.WCMASS | MA | Water at a Conventional Hydroelectric Turbine | 0.405 | 0.5
INTERMITTENT | EAST BARNET | 823 | REST OF POOL | .Z.VERMONT | VT | Water at a Conventional Hydroelectric Turbine | 0.425 | 1.313
INTERMITTENT | EASTMAN BROOK U5 | 10403 | REST OF POOL | .Z.NEWHAMPSHIRE | NH | Water at a Conventional Hydroelectric Turbine | 0.005 | 0.042
INTERMITTENT | EB1-BFI | 1052 | REST OF POOL | .Z.SEMASS | MA | Landfill Gas | 2.174 | 2.044
INTERMITTENT | EMERSON FALLS | 836 | REST OF POOL | .Z.VERMONT | VT | Water at a Conventional Hydroelectric Turbine | 0 | 0.071
INTERMITTENT | ENOSBURG HYDRO | 830 | REST OF POOL | .Z.VERMONT | VT | Water at a Conventional Hydroelectric Turbine | 0.438 | 0.529
INTERMITTENT | ERROL | 865 | REST OF POOL | .Z.NEWHAMPSHIRE | NH | Water at a Conventional Hydroelectric Turbine | 1.797 | 2.119
INTERMITTENT | ESSEX 19 HYDRO | 410 | REST OF POOL | .Z.VERMONT | VT | Water at a Conventional Hydroelectric Turbine | 3.05 | 6.038
INTERMITTENT | EXETER | 411 | REST OF POOL | .Z.CONNECTICUT | CT | Tire-derived Fuels | 22.294 | 21.948
INTERMITTENT | EXETER RIVER HYDRO | 917 | REST OF POOL | .Z.NEWHAMPSHIRE | NH | Water at a Conventional Hydroelectric Turbine | 0 | 0
INTERMITTENT | FAIRFAX | 1047 | REST OF POOL | .Z.VERMONT | VT | Water at a Conventional Hydroelectric Turbine | 1.635 | 3.298
INTERMITTENT | FALLS VILLAGE | 412 | REST OF POOL | .Z.CONNECTICUT | CT | Water at a Conventional Hydroelectric Turbine | 2.401 | 7.008
INTERMITTENT | FOUR HILLS LANDFILL | 943 | REST OF POOL | .Z.NEWHAMPSHIRE | NH | Landfill Gas | 0.662 | 0.306
INTERMITTENT | FOUR HILLS LOAD REDUCER | 194 | REST OF POOL | .Z.NEWHAMPSHIRE | NH | Landfill Gas | 0.298 | 0.625
INTERMITTENT | FRANKLIN FALLS | 882 | REST OF POOL | .Z.NEWHAMPSHIRE | NH | Water at a Conventional Hydroelectric Turbine | 0.491 | 0.596
INTERMITTENT | FRESHWATER HYDRO | 924 | REST OF POOL | .Z.NEWHAMPSHIRE | NH | Water at a Conventional Hydroelectric Turbine | 0 | 0
INTERMITTENT | GAGE | 821 | REST OF POOL | .Z.VERMONT | VT | Water at a Conventional Hydroelectric Turbine | 0.177 | 0.429
INTERMITTENT | GARDNER FALLS | 851 | REST OF POOL | .Z.WCMASS | MA | Water at a Conventional Hydroelectric Turbine | 0.684 | 2.05
INTERMITTENT | GLENDALE HYDRO | 850 | REST OF POOL | .Z.WCMASS | MA | Water at a Conventional Hydroelectric Turbine | 0.273 | 0.773
INTERMITTENT | GOODRICH FALLS | 913 | REST OF POOL | .Z.NEWHAMPSHIRE | NH | Water at a Conventional Hydroelectric Turbine | 0.076 | 0.288
INTERMITTENT | GRANBY SANITARY LANDFILL QF U5 | 1572 | REST OF POOL | .Z.WCMASS | MA | Municipal Solid Waste | 2.268 | 2.409
INTERMITTENT | GREAT FALLS LOWER | 900 | REST OF POOL | .Z.NEWHAMPSHIRE | NH | Water at a Conventional Hydroelectric Turbine | 0.124 | 0.673
INTERMITTENT | GREAT FALLS UPPER | 899 | REST OF POOL | .Z.NEWHAMPSHIRE | NH | Water at a Conventional Hydroelectric Turbine | 0 | 0
INTERMITTENT | GREEN MOUNTAIN DAIRY | 12274 | REST OF POOL | .Z.VERMONT | VT | Other Biomass Gas. Includes digester gas, methane, and other biomass gasses | 0.172 | 0.179
INTERMITTENT | GREENVILLE DAM | 788 | REST OF POOL | .Z.CONNECTICUT | CT | Water at a Conventional Hydroelectric Turbine | 0.199 | 0.407
INTERMITTENT | GREGGS | 866 | REST OF POOL | .Z.NEWHAMPSHIRE | NH | Water at a Conventional Hydroelectric Turbine | 0.338 | 1.478
INTERMITTENT | GRTR NEW BEDFORD LFG UTIL PROJ | 11052 | REST OF POOL | .Z.SEMASS | MA | Landfill Gas | 1.462 | 2.839
INTERMITTENT | HADLEY FALLS | 921 | REST OF POOL | .Z.NEWHAMPSHIRE | NH | Water at a Conventional Hydroelectric Turbine | 0 | 0.064
INTERMITTENT | HADLEY FALLS 1&2 | 769 | REST OF POOL | .Z.WCMASS | MA | Water at a Conventional Hydroelectric Turbine | 17.904 | 28.93
INTERMITTENT | HAL-BFI | 1051 | REST OF POOL | .Z.SEMASS | MA | Landfill Gas | 0.813 | 0.76
INTERMITTENT | HARRIS ENERGY | 12168 | REST OF POOL | .Z.WCMASS | MA | Water at a Conventional Hydroelectric Turbine | 0 | 1.841
INTERMITTENT | HEMPHILL 1 | 436 | REST OF POOL | .Z.NEWHAMPSHIRE | NH | Wood/Wood Waste Solids | 14.137 | 14.285
INTERMITTENT | HIGHGATE FALLS | 783 | REST OF POOL | .Z.VERMONT | VT | Water at a Conventional Hydroelectric Turbine | 3.969 | 8.29
INTERMITTENT | HILLSBORO MILLS | 891 | REST OF POOL | .Z.NEWHAMPSHIRE | NH | Water at a Conventional Hydroelectric Turbine | 0 | 0.288
INTERMITTENT | HOPKINTON HYDRO | 919 | REST OF POOL | .Z.NEWHAMPSHIRE | NH | Water at a Conventional Hydroelectric Turbine | 0.056 | 0.094
INTERMITTENT | HOSIERY MILL DAM | 902 | REST OF POOL | .Z.NEWHAMPSHIRE | NH | Water at a Conventional Hydroelectric Turbine | 0 | 0.29
INTERMITTENT | HULL WIND TURBINE II | 11408 | REST OF POOL | .Z.SEMASS | MA | Wind | 0.092 | 0.162
INTERMITTENT | HULL WIND TURBINE U5 | 1656 | REST OF POOL | .Z.SEMASS | MA | Wind | 0.042 | 0.153
INTERMITTENT | HUNTINGTON FALLS-NEW | 2432 | REST OF POOL | .Z.VERMONT | VT | Water at a Conventional Hydroelectric Turbine | 1.95 | 3.397
INTERMITTENT | HUNT'S POND | 856 | REST OF POOL | .Z.WCMASS | MA | Water at a Conventional Hydroelectric Turbine | 0.002 | 0.057
INTERMITTENT | IBEW LOCAL 99 SOLAR QF | 11889 | REST OF POOL | .Z.RHODEISLAND | RI | Solar | 0 | 0
INTERMITTENT | INDIAN ORCHARD | 867 | REST OF POOL | .Z.WCMASS | MA | Water at a Conventional Hydroelectric Turbine | 0.235 | 1.179
INTERMITTENT | KELLEYS FALLS | 911 | REST OF POOL | .Z.NEWHAMPSHIRE | NH | Water at a Conventional Hydroelectric Turbine | 0.005 | 0.291
INTERMITTENT | KILLINGTON | 837 | REST OF POOL | .Z.VERMONT | VT | Water at a Conventional Hydroelectric Turbine | 0.012 | 0.033
INTERMITTENT | KINGSBURY | 838 | REST OF POOL | .Z.VERMONT | VT | Water at a Conventional Hydroelectric Turbine | 0.085 | 0.132
INTERMITTENT | KINNEYTOWN A | 799 | REST OF POOL | .Z.CONNECTICUT | CT | Water at a Conventional Hydroelectric Turbine | 0 | 0
INTERMITTENT | KINNEYTOWN B | 800 | REST OF POOL | .Z.CONNECTICUT | CT | Water at a Conventional Hydroelectric Turbine | 0.358 | 0.582
INTERMITTENT | LADD'S MILL | 839 | REST OF POOL | .Z.VERMONT | VT | Water at a Conventional Hydroelectric Turbine | 0.016 | 0.041
INTERMITTENT | LAKEPORT DAM | 892 | REST OF POOL | .Z.NEWHAMPSHIRE | NH | Water at a Conventional Hydroelectric Turbine | 0.244 | 0.36
INTERMITTENT | LISBON HYDRO | 894 | REST OF POOL | .Z.NEWHAMPSHIRE | NH | Water at a Conventional Hydroelectric Turbine | 0.201 | 0.352
INTERMITTENT | LISBON RESOURCE RECOVERY | 462 | REST OF POOL | .Z.CONNECTICUT | CT | Municipal Solid Waste | 13.664 | 13.921
INTERMITTENT | LOCHMERE DAM | 904 | REST OF POOL | .Z.NEWHAMPSHIRE | NH | Water at a Conventional Hydroelectric Turbine | 0.41 | 0.56
INTERMITTENT | LOWER ROBERTSON DAM | 895 | REST OF POOL | .Z.NEWHAMPSHIRE | NH | Water at a Conventional Hydroelectric Turbine | 0.265 | 0.488
INTERMITTENT | LOWER VALLEY HYDRO U5 | 10406 | REST OF POOL | .Z.NEWHAMPSHIRE | NH | Water at a Conventional Hydroelectric Turbine | 0.212 | 0.371
INTERMITTENT | LOWER VILLAGE HYDRO U5 | 10408 | REST OF POOL | .Z.NEWHAMPSHIRE | NH | Water at a Conventional Hydroelectric Turbine | 0 | 0.169
INTERMITTENT | LP ATHOL - QF | 950 | REST OF POOL | .Z.WCMASS | MA | Water at a Conventional Hydroelectric Turbine | 0.076 | 0.121
INTERMITTENT | MARTINSVILLE | 840 | REST OF POOL | .Z.VERMONT | VT | Water at a Conventional Hydroelectric Turbine | 0.038 | 0.123
INTERMITTENT | MASCOMA HYDRO | 1061 | REST OF POOL | .Z.NEWHAMPSHIRE | NH | Water at a Conventional Hydroelectric Turbine | 0.054 | 0.64
INTERMITTENT | MCCALLUM ENTERPRISES | 880 | REST OF POOL | .Z.CONNECTICUT | CT | Water at a Conventional Hydroelectric Turbine | 0 | 0
INTERMITTENT | MECHANICSVILLE | 806 | REST OF POOL | .Z.CONNECTICUT | CT | Water at a Conventional Hydroelectric Turbine | 0.02 | 0.148
INTERMITTENT | MERRIMAC PAPER - QF | 946 | REST OF POOL | .Z.WCMASS | MA | Water at a Conventional Hydroelectric Turbine | 0 | 0
INTERMITTENT | METHUEN HYDRO | 793 | REST OF POOL | .Z.NEMASSBOST | MA | Water at a Conventional Hydroelectric Turbine | 0 | 0.195
INTERMITTENT | MIDDLEBURY LOWER U5 | 1720 | REST OF POOL | .Z.VERMONT | VT | Water at a Conventional Hydroelectric Turbine | 0.623 | 1.205
INTERMITTENT | MILTON MILLS HYDRO | 868 | REST OF POOL | .Z.NEWHAMPSHIRE | NH | Water at a Conventional Hydroelectric Turbine | 0.384 | 1.098
INTERMITTENT | MINE FALLS | 869 | REST OF POOL | .Z.NEWHAMPSHIRE | NH | Water at a Conventional Hydroelectric Turbine | 0.827 | 1.622
INTERMITTENT | MINIWAWA | 794 | REST OF POOL | .Z.NEWHAMPSHIRE | NH | Water at a Conventional Hydroelectric Turbine | 0.104 | 0.575
INTERMITTENT | MM LOWELL LANDFILL - QF | 954 | REST OF POOL | .Z.WCMASS | MA | Landfill Gas | 0.326 | 0.274
INTERMITTENT | MONADNOCK PAPER MILLS | 915 | REST OF POOL | .Z.NEWHAMPSHIRE | NH | Water at a Conventional Hydroelectric Turbine | 0 | 0
INTERMITTENT | MORETOWN 8 | 841 | REST OF POOL | .Z.VERMONT | VT | Water at a Conventional Hydroelectric Turbine | 0.098 | 0.247
INTERMITTENT | MORRISVILLE PLANT #2 | 1166 | REST OF POOL | .Z.VERMONT | VT | Water at a Conventional Hydroelectric Turbine | 0.351 | 0.677
INTERMITTENT | MWRA COSGROVE | 1062 | REST OF POOL | .Z.WCMASS | MA | Water at a Conventional Hydroelectric Turbine | 0.412 | 0
INTERMITTENT | NANTANA MILL | 842 | REST OF POOL | .Z.VERMONT | VT | Water at a Conventional Hydroelectric Turbine | 0.026 | 0.092
INTERMITTENT | NASHUA HYDRO | 890 | REST OF POOL | .Z.NEWHAMPSHIRE | NH | Water at a Conventional Hydroelectric Turbine | 0.307 | 0.521
INTERMITTENT | NEW MILFORD | 978 | REST OF POOL | .Z.CONNECTICUT | CT | Other Biomass Gas. Includes digester gas, methane, and other biomass gasses | 1.599 | 1.467
INTERMITTENT | NEWBURY | 843 | REST OF POOL | .Z.VERMONT | VT | Water at a Conventional Hydroelectric Turbine | 0.04 | 0.149
INTERMITTENT | NEWFOUND HYDRO | 888 | REST OF POOL | .Z.NEWHAMPSHIRE | NH | Water at a Conventional Hydroelectric Turbine | 0.116 | 1.021
INTERMITTENT | NEWPORT HYDRO | 772 | REST OF POOL | .Z.VERMONT | VT | Water at a Conventional Hydroelectric Turbine | 1.263 | 2.473
INTERMITTENT | NOONE FALLS | 922 | REST OF POOL | .Z.NEWHAMPSHIRE | NH | Water at a Conventional Hydroelectric Turbine | 0.018 | 0.048
INTERMITTENT | NORTH HARTLAND HYDRO | 11126 | REST OF POOL | .Z.VERMONT | VT | Water at a Conventional Hydroelectric Turbine | 3.452 | 3.971
INTERMITTENT | OAKDALE HYDRO | 857 | REST OF POOL | .Z.WCMASS | MA | Water at a Conventional Hydroelectric Turbine | 3.101 | 0
INTERMITTENT | OGDEN-MARTIN 1 | 527 | REST OF POOL | .Z.NEMASSBOST | MA | Municipal Solid Waste | 38.096 | 40.901
INTERMITTENT | OLD NASH DAM | 897 | REST OF POOL | .Z.NEWHAMPSHIRE | NH | Water at a Conventional Hydroelectric Turbine | 0.02 | 0.068
INTERMITTENT | ORANGE HYDRO 1 | 854 | REST OF POOL | .Z.WCMASS | MA | Water at a Conventional Hydroelectric Turbine | 0 | 0.065
INTERMITTENT | ORANGE HYDRO 2 | 855 | REST OF POOL | .Z.WCMASS | MA | Water at a Conventional Hydroelectric Turbine | 0.058 | 0.168
INTERMITTENT | OTIS MILL HYDRO | 908 | REST OF POOL | .Z.NEWHAMPSHIRE | NH | Water at a Conventional Hydroelectric Turbine | 0 | 0.044
INTERMITTENT | OTTAUQUECHEE | 844 | REST OF POOL | .Z.VERMONT | VT | Water at a Conventional Hydroelectric Turbine | 0.496 | 1.011
INTERMITTENT | OTTER LANE HYDRO | 925 | REST OF POOL | .Z.NEWHAMPSHIRE | NH | Water at a Conventional Hydroelectric Turbine | 0.01 | 0.062
INTERMITTENT | PASSUMPSIC | 820 | REST OF POOL | .Z.VERMONT | VT | Water at a Conventional Hydroelectric Turbine | 0.236 | 0.325
INTERMITTENT | PATCH | 814 | REST OF POOL | .Z.VERMONT | VT | Water at a Conventional Hydroelectric Turbine | 0.007 | 0.112
INTERMITTENT | PEMBROKE | 870 | REST OF POOL | .Z.NEWHAMPSHIRE | NH | Water at a Conventional Hydroelectric Turbine | 0.448 | 1.641
INTERMITTENT | PENNACOOK FALLS LOWER | 871 | REST OF POOL | .Z.NEWHAMPSHIRE | NH | Water at a Conventional Hydroelectric Turbine | 1.262 | 3.581
INTERMITTENT | PENNACOOK FALLS UPPER | 872 | REST OF POOL | .Z.NEWHAMPSHIRE | NH | Water at a Conventional Hydroelectric Turbine | 0.982 | 2.535
INTERMITTENT | PEPPERELL PAPER - QF | 948 | REST OF POOL | .Z.WCMASS | MA | Water at a Conventional Hydroelectric Turbine | 0.358 | 0.475
INTERMITTENT | PETERBOROUGH LOWER HYDRO | 926 | REST OF POOL | .Z.NEWHAMPSHIRE | NH | Water at a Conventional Hydroelectric Turbine | 0 | 0.125
INTERMITTENT | PETERBOROUGH UPPER HYDRO | 941 | REST OF POOL | .Z.NEWHAMPSHIRE | NH | Water at a Conventional Hydroelectric Turbine | 0 | 0.076
INTERMITTENT | PETTYBORO HYDRO U5 | 10402 | REST OF POOL | .Z.NEWHAMPSHIRE | NH | Water at a Conventional Hydroelectric Turbine | 0.001 | 0.002
INTERMITTENT | PIERCE MILLS | 818 | REST OF POOL | .Z.VERMONT | VT | Water at a Conventional Hydroelectric Turbine | 0.123 | 0.208
INTERMITTENT | PINCHBECK | 809 | REST OF POOL | .Z.CONNECTICUT | CT | Wood/Wood Waste Solids | 0 | 0.002
INTERMITTENT | PLAINVILLE GEN QF U5 | 2462 | REST OF POOL | .Z.SEMASS | MA | Other Biomass Gas. Includes digester gas, methane, and other biomass gasses | 4.737 | 4.716
INTERMITTENT | PONTIAC ENERGY - QF | 952 | REST OF POOL | .Z.RHODEISLAND | RI | Other Biomass Gas. Includes digester gas, methane, and other biomass gasses | 0.176 | 0.164
INTERMITTENT | PONTOOK HYDRO | 539 | REST OF POOL | .Z.NEWHAMPSHIRE | NH | Water at a Conventional Hydroelectric Turbine | 5.004 | 8.921
INTERMITTENT | PORTSMOUTH ABBEY WIND QF | 11827 | REST OF POOL | .Z.RHODEISLAND | RI | Wind | 0 | 0
INTERMITTENT | POWDER MILL HYDRO | 969 | REST OF POOL | .Z.WCMASS | MA | Water at a Conventional Hydroelectric Turbine | 0 | 0.078
INTERMITTENT | PROCTOR | 541 | REST OF POOL | .Z.VERMONT | VT | Water at a Conventional Hydroelectric Turbine | 1.938 | 4.413
INTERMITTENT | PUTNAM | 804 | REST OF POOL | .Z.CONNECTICUT | CT | Water at a Conventional Hydroelectric Turbine | 0.136 | 0.457
INTERMITTENT | PUTTS BRIDGE | 873 | REST OF POOL | .Z.WCMASS | MA | Water at a Conventional Hydroelectric Turbine | 0.945 | 2.036
INTERMITTENT | QUINEBAUG | 810 | REST OF POOL | .Z.CONNECTICUT | CT | Water at a Conventional Hydroelectric Turbine | 0.276 | 1.238
INTERMITTENT | RANDOLPH/BFG ELECTRIC FACILITY | 1224 | REST OF POOL | .Z.SEMASS | MA | Landfill Gas | 1.004 | 0.976
INTERMITTENT | RED BRIDGE | 874 | REST OF POOL | .Z.WCMASS | MA | Water at a Conventional Hydroelectric Turbine | 0.547 | 2.3
INTERMITTENT | RIVER BEND | 875 | REST OF POOL | .Z.NEWHAMPSHIRE | NH | Water at a Conventional Hydroelectric Turbine | 0.324 | 0.276
INTERMITTENT | RIVER MILL HYDRO | 795 | REST OF POOL | .Z.NEWHAMPSHIRE | NH | Dual Fuel | 0 | 0.068
INTERMITTENT | RIVERDALE MILLS - QF | 947 | REST OF POOL | .Z.SEMASS | MA | Water at a Conventional Hydroelectric Turbine | 0 | 0
INTERMITTENT | RIVERSIDE 4-7 | 1034 | REST OF POOL | .Z.WCMASS | MA | Water at a Conventional Hydroelectric Turbine | 0.081 | 1.683
INTERMITTENT | RIVERSIDE 8 | 1035 | REST OF POOL | .Z.WCMASS | MA | Water at a Conventional Hydroelectric Turbine | 1.966 | 2.243
INTERMITTENT | ROBERTSVILLE | 876 | REST OF POOL | .Z.CONNECTICUT | CT | Water at a Conventional Hydroelectric Turbine | 0 | 0.093
INTERMITTENT | ROLLINSFORD HYDRO | 906 | REST OF POOL | .Z.NEWHAMPSHIRE | NH | Water at a Conventional Hydroelectric Turbine | 0.105 | 0.899
INTERMITTENT | RRIG EXPANSION PHASE 1 | 10366 | REST OF POOL | .Z.RHODEISLAND | RI | Landfill Gas | 1.95 | 1.543
INTERMITTENT | RRIG EXPANSION PHASE 2 | 10959 | REST OF POOL | .Z.RHODEISLAND | RI | Landfill Gas | 1.398 | 5.219
INTERMITTENT | RYEGATE 1-NEW | 2433 | REST OF POOL | .Z.VERMONT | VT | Wood/Wood Waste Solids | 20.611 | 20.653
INTERMITTENT | SALMON BROOK STATION 3 | 928 | REST OF POOL | .Z.NEWHAMPSHIRE | NH | Water at a Conventional Hydroelectric Turbine | 0.027 | 0.143
INTERMITTENT | SALMON FALLS HYDRO | 883 | REST OF POOL | .Z.NEWHAMPSHIRE | NH | Water at a Conventional Hydroelectric Turbine | 0 | 0.586
INTERMITTENT | SCOTLAND | 877 | REST OF POOL | .Z.CONNECTICUT | CT | Water at a Conventional Hydroelectric Turbine | 0 | 1.392
INTERMITTENT | SEARSBURG WIND | 827 | REST OF POOL | .Z.WCMASS | MA | Wind | 0.205 | 1.059
INTERMITTENT | SECREC-PRESTON | 562 | REST OF POOL | .Z.CONNECTICUT | CT | Municipal Solid Waste | 16.449 | 16.568
INTERMITTENT | SEMASS 1 | 563 | REST OF POOL | .Z.SEMASS | MA | Municipal Solid Waste | 46.875 | 50.25
INTERMITTENT | SEMASS 2 | 564 | REST OF POOL | .Z.SEMASS | MA | Municipal Solid Waste | 22.65 | 24.675
INTERMITTENT | SES CONCORD | 767 | REST OF POOL | .Z.NEWHAMPSHIRE | NH | Municipal Solid Waste | 12.381 | 12.728
INTERMITTENT | SHELDON SPRINGS | 565 | REST OF POOL | .Z.VERMONT | VT | Water at a Conventional Hydroelectric Turbine | 3.249 | 11.303
INTERMITTENT | SHELTON LANDFILL | 881 | REST OF POOL | .Z.CONNECTICUT | CT | Landfill Gas | 0 | 0
INTERMITTENT | SKINNER | 878 | REST OF POOL | .Z.WCMASS | MA | Water at a Conventional Hydroelectric Turbine | 0 | 0.24
INTERMITTENT | SLACK DAM | 845 | REST OF POOL | .Z.VERMONT | VT | Water at a Conventional Hydroelectric Turbine | 0.121 | 0.346
INTERMITTENT | SMITH (CVPS) | 822 | REST OF POOL | .Z.VERMONT | VT | Water at a Conventional Hydroelectric Turbine | 0.397 | 0.628
INTERMITTENT | SO. MEADOW 5 | 580 | REST OF POOL | .Z.CONNECTICUT | CT | Municipal Solid Waste | 25.025 | 24.883
INTERMITTENT | SO. MEADOW 6 | 581 | REST OF POOL | .Z.CONNECTICUT | CT | Municipal Solid Waste | 27.036 | 26.595
INTERMITTENT | SOUTH BARRE HYDRO | 852 | REST OF POOL | .Z.WCMASS | MA | Water at a Conventional Hydroelectric Turbine | 0.028 | 0.122
INTERMITTENT | SPRINGFIELD REFUSE-NEW | 2425 | REST OF POOL | .Z.WCMASS | MA | Municipal Solid Waste | 5.628 | 5.393
INTERMITTENT | STEELS POND HYDRO | 909 | REST OF POOL | .Z.NEWHAMPSHIRE | NH | Water at a Conventional Hydroelectric Turbine | 0.107 | 0.292
INTERMITTENT | STEVENS MILL | 885 | REST OF POOL | .Z.NEWHAMPSHIRE | NH | Water at a Conventional Hydroelectric Turbine | 0.143 | 0.144
INTERMITTENT | SUGAR RIVER HYDRO | 898 | REST OF POOL | .Z.NEWHAMPSHIRE | NH | Water at a Conventional Hydroelectric Turbine | 0.02 | 0.124
INTERMITTENT | SUNAPEE HYDRO | 889 | REST OF POOL | .Z.NEWHAMPSHIRE | NH | Water at a Conventional Hydroelectric Turbine | 0.134 | 0.324
INTERMITTENT | SUNNYBROOK HYDRO 1 | 912 | REST OF POOL | .Z.NEWHAMPSHIRE | NH | Water at a Conventional Hydroelectric Turbine | 0.006 | 0.009
INTERMITTENT | SUNNYBROOK HYDRO 2 | 935 | REST OF POOL | .Z.NEWHAMPSHIRE | NH | Water at a Conventional Hydroelectric Turbine | 0.017 | 0.022
INTERMITTENT | SWANS FALLS | 884 | REST OF POOL | .Z.NEWHAMPSHIRE | NH | Water at a Conventional Hydroelectric Turbine | 0.217 | 0.175
INTERMITTENT | SWEETWATER HYDRO U5 | 10409 | REST OF POOL | .Z.NEWHAMPSHIRE | NH | Water at a Conventional Hydroelectric Turbine | 0.232 | 0.331
INTERMITTENT | TAFTSVILLE VT | 817 | REST OF POOL | .Z.VERMONT | VT | Water at a Conventional Hydroelectric Turbine | 0.05 | 0.117
INTERMITTENT | TAFTVILLE CT | 879 | REST OF POOL | .Z.CONNECTICUT | CT | Water at a Conventional Hydroelectric Turbine | 0.193 | 0.876
INTERMITTENT | TAMWORTH | 592 | REST OF POOL | .Z.NEWHAMPSHIRE | NH | Wood/Wood Waste Solids | 21.145 | 21.143
INTERMITTENT | TANNERY DAM | 1225 | REST OF POOL | .Z.WCMASS | MA | Water at a Conventional Hydroelectric Turbine | 0 | 0.027
INTERMITTENT | TENTH STREET | 1064 | REST OF POOL | .Z.CONNECTICUT | CT | Water at a Conventional Hydroelectric Turbine | 0.09 | 0.555
INTERMITTENT | TROY | 826 | REST OF POOL | .Z.VERMONT | VT | Water at a Conventional Hydroelectric Turbine | 0 | 0
INTERMITTENT | TUNNEL | 813 | REST OF POOL | .Z.CONNECTICUT | CT | Water at a Conventional Hydroelectric Turbine | 0.205 | 1.549
INTERMITTENT | TURNKEY LANDFILL | 253 | REST OF POOL | .Z.NEWHAMPSHIRE | NH | Landfill Gas | 2.534 | 2.761
INTERMITTENT | VAIL & GREAT FALLS | 831 | REST OF POOL | .Z.VERMONT | VT | Water at a Conventional Hydroelectric Turbine | 0.528 | 0.657
INTERMITTENT | VALLEY HYDRO - QF | 949 | REST OF POOL | .Z.RHODEISLAND | RI | Water at a Conventional Hydroelectric Turbine | 0.033 | 0.074
INTERMITTENT | WALLINGFORD REFUSE | 623 | REST OF POOL | .Z.CONNECTICUT | CT | Municipal Solid Waste | 8.005 | 7.885
INTERMITTENT | WARE HYDRO | 1048 | REST OF POOL | .Z.WCMASS | MA | Water at a Conventional Hydroelectric Turbine | 0.146 | 0.85
INTERMITTENT | WATERLOOM FALLS | 901 | REST OF POOL | .Z.NEWHAMPSHIRE | NH | Water at a Conventional Hydroelectric Turbine | 0 | 0.047
INTERMITTENT | WATSON DAM | 932 | REST OF POOL | .Z.NEWHAMPSHIRE | NH | Water at a Conventional Hydroelectric Turbine | 0.055 | 0.195
INTERMITTENT | WEBSTER HYDRO | 853 | REST OF POOL | .Z.WCMASS | MA | Water at a Conventional Hydroelectric Turbine | 0 | 0.076
INTERMITTENT | WEST CHARLESTON | 825 | REST OF POOL | .Z.VERMONT | VT | Water at a Conventional Hydroelectric Turbine | 0 | 0
INTERMITTENT | WEST DANVILLE 1 | 781 | REST OF POOL | .Z.VERMONT | VT | Water at a Conventional Hydroelectric Turbine | 0 | 0.351
INTERMITTENT | WEST HOPKINTON HYDRO | 893 | REST OF POOL | .Z.NEWHAMPSHIRE | NH | Water at a Conventional Hydroelectric Turbine | 0.197 | 0.603
INTERMITTENT | WEST SPRINGFIELD HYDRO U5 | 10770 | REST OF POOL | .Z.WCMASS | MA | Water at a Conventional Hydroelectric Turbine | 0.145 | 0.94
INTERMITTENT | WESTFIELD #1 U5 | 10451 | REST OF POOL | .Z.WCMASS | MA | Other Biomass Gas. Includes digester gas, methane, and other biomass gasses | 0.074 | 0.094
INTERMITTENT | WESTON DAM | 933 | REST OF POOL | .Z.NEWHAMPSHIRE | NH | Water at a Conventional Hydroelectric Turbine | 0.204 | 0.331
INTERMITTENT | WHEELABRATOR CLAREMONT U5 | 10404 | REST OF POOL | .Z.NEWHAMPSHIRE | NH | Municipal Solid Waste | 3.933 | 3.979
INTERMITTENT | WHEELABRATOR NORTH ANDOVER | 547 | REST OF POOL | .Z.NEMASSBOST | MA | Municipal Solid Waste | 29.299 | 29.65
INTERMITTENT | WHITEFIELD PWR AND LGT | 618 | REST OF POOL | .Z.NEWHAMPSHIRE | NH | Wood/Wood Waste Solids | 13.639 | 13.036
INTERMITTENT | WILLIMANTIC 1 | 801 | REST OF POOL | .Z.CONNECTICUT | CT | Water at a Conventional Hydroelectric Turbine | 0.073 | 0.377
INTERMITTENT | WILLIMANTIC 2 | 802 | REST OF POOL | .Z.CONNECTICUT | CT | Water at a Conventional Hydroelectric Turbine | 0.066 | 0.216
INTERMITTENT | WINOOSKI 1 | 622 | REST OF POOL | .Z.VERMONT | VT | Water at a Conventional Hydroelectric Turbine | 1.874 | 4.378
INTERMITTENT | WINOOSKI 8 | 846 | REST OF POOL | .Z.VERMONT | VT | Water at a Conventional Hydroelectric Turbine | 0.26 | 0.456
INTERMITTENT | WOLCOTT HYDRO #1 | 1167 | REST OF POOL | .Z.VERMONT | VT | Water at a Conventional Hydroelectric Turbine | 0.199 | 0.492
INTERMITTENT | WOODSIDE | 847 | REST OF POOL | .Z.VERMONT | VT | Water at a Conventional Hydroelectric Turbine | 0.059 | 0.106
INTERMITTENT | WOODSVILLE HYDRO U5 | 10407 | REST OF POOL | .Z.NEWHAMPSHIRE | NH | Water at a Conventional Hydroelectric Turbine | 0.134 | 0.186
INTERMITTENT | WRIGHTSVILLE | 848 | REST OF POOL | .Z.VERMONT | VT | Water at a Conventional Hydroelectric Turbine | 0.109 | 0.612
INTERMITTENT | WYANDOTTE HYDRO | 903 | REST OF POOL | .Z.NEWHAMPSHIRE | NH | Water at a Conventional Hydroelectric Turbine | 0 | 0.087
Total | [6 empty] | 30450.773 | 32863.156

## Table 2
Qualified Existing Demand Resources without a De-List Bid
Resource Type | CUSTOMER_ID | Customer Name | Capacity Zone | Summer Qualified MW | Winter Qualified MW
Demand | 50017 | Constellation NewEnergy, Inc. | Maine | 14.994 | 26.755
Demand | 50689 | EnerNOC, Inc. | Maine | 105.912 | 105.912
Demand | 50911 | Freedom Logistics LLC | Maine | 1.181 | 3.333
Demand | 3 | NSTAR Electric Company | Rest of Pool | 28.199 | 28.223
Demand | 7 | Chicopee Municipal Lighting Pl | Rest of Pool | 0.074 | 0.37
Demand | 8 | Connecticut Municipal Electric | Rest of Pool | 56.259 | 68.434
Demand | 38 | Fitchburg Gas and Electric Lig | Rest of Pool | 0.265 | 0.265
Demand | 40 | Groton Electric Light Departme | Rest of Pool | 0 | 0.309
Demand | 75 | Littleton Electric Light & Wat | Rest of Pool | 0.246 | 0.741
Demand | 76 | Massachusetts Municipal Whol | Rest of Pool | 4.049 | 4.049
Demand | 156 | Narragansett Electric Company | Rest of Pool | 9.458 | 9.458
Demand | 157 | New Hampshire Electric Coopera | Rest of Pool | 0.26 | 0.944
Demand | 159 | Granite State Electric Company | Rest of Pool | 0.867 | 0.867
Demand | 181 | United Illuminating Company, T | Rest of Pool | 94.127 | 92.449
Demand | 50017 | Constellation NewEnergy, Inc. | Rest of Pool | 44.194 | 44.194
Demand | 50075 | Massachusetts Electric Company | Rest of Pool | 28.666 | 29.936
Demand | 50085 | Burlington Electric Department | Rest of Pool | 0.298 | 0.298
Demand | 50092 | Connecticut Light and Power Co | Rest of Pool | 221.637 | 239.103
Demand | 50093 | Western Massachusetts Electric | Rest of Pool | 7.353 | 7.6
Demand | 50094 | Public Service Company of New | Rest of Pool | 6.503 | 6.413
Demand | 50308 | Unitil Energy Systems, Inc. | Rest of Pool | 0.791 | 0.791
Demand | 50326 | Vermont Electric Cooperative | Rest of Pool | 5.786 | 7.265
Demand | 50452 | Conservation Services Group, I | Rest of Pool | 3.313 | 3.313
Demand | 50689 | EnerNOC, Inc. | Rest of Pool | 137.752 | 137.752
Demand | 50738 | Pinpoint Power DR LLC | Rest of Pool | 34.414 | 34.414
Demand | 50744 | Comverge, Inc. | Rest of Pool | 29.248 | 0
Demand | 50786 | Hess Corporation | Rest of Pool | 17.899 | 17.899
Demand | 50803 | Z-TECH LLC | Rest of Pool | 1.22 | 1.234
Demand | 50822 | Webenergy.net dba ConsumerPowe | Rest of Pool | 9.365 | 9.365
Demand | 50826 | EnergyConnect, Inc. | Rest of Pool | 0.111 | 0.602
Demand | 50834 | DemandDirect LLC | Rest of Pool | 20.723 | 20.723
Demand | 50868 | Vermont Energy Investment Corp | Rest of Pool | 1.668 | 1.668
Demand | 50878 | North America Power Partners L | Rest of Pool | 0.988 | 0.988
Demand | 50911 | Freedom Logistics LLC | Rest of Pool | 0.81 | 1.099
Demand | 50944 | University of Massachusetts at | Rest of Pool | 1.852 | 3.703

## Table 3
ISO Submitted De-List Bids – Generating, Intermittent, and Import Capacity Resources
RESOURCE TYPE | ASSET ID | ASSET NAME | CAPACITY ZONE | Load Zone | State | Generating Fuel Type | SUMMER QUALIFIED CAPACITY | WINTER QUALIFIED CAPACITY | DE-LIST QUANTITY (MW) | DE-LIST PRICE ($/KW)
|  |  |  | (MW) | (MW) |  | (MW) | (MW)
GENERATOR | 405 | ELLSWORTH HYDRO | MAINE | ME | ME | Water at a Conventional Hydroelectric Turbine | 9.115 | 8.821 | 0.294 | 15
GENERATOR | 757 | HARRIS 4 | MAINE | ME | ME | Water at a Conventional Hydroelectric Turbine | 1.436 | 1.353 | 0.083 | 15
GENERATOR | 446 | INDECK JONESBORO | MAINE | ME | ME | Wood/Wood Waste Solids | 20.658 | 19.672 | 0.986 | 15
GENERATOR | 12163 | PPL GREAT WORKS - RED SHIELD | MAINE | ME | ME | Municipal Solid Waste | 21 | 15.618 | 5.382 | 15
GENERATOR | 435 | HARRIMAN | REST OF POOL | West/Central Mass (WCMA) | MA | Water at a Conventional Hydroelectric Turbine | 40.4 | 38.615 | 1.785 | 15
GENERATOR | 448 | IPSWICH DIESELS | REST OF POOL | NEMA | MA | Distillate Fuel Oil. Including Diesel, No. 2 | 10.24 | 9.985 | 0.255 | 15
GENERATOR | 449 | JACKMAN | REST OF POOL | NH | NH | Water at a Conventional Hydroelectric Turbine | 3.548 | 3.46 | 0.088 | 15
GENERATOR | 10348 | KENDALL STEAM 2 | REST OF POOL | NEMA | MA | Natural Gas | 21 | 20.474 | 0.526 | 15
GENERATOR | 468 | MARSHFIELD 6 HYDRO | REST OF POOL | VT | VT | Water at a Conventional Hydroelectric Turbine | 5 | 4.75 | 0.25 | 15
GENERATOR | 13673 | MATEP | REST OF POOL | NEMA | MA | Distillate Fuel Oil. Including Diesel, No. 2 | 46 | 33.309 | 12.691 | 15
GENERATOR | 13675 | MATEP CC | REST OF POOL | NEMA | MA | Natural Gas | 34 | 20 | 14 | 15
GENERATOR | 775 | MIDDLEBURY COMPOSITE | REST OF POOL | VT | VT | Water at a Conventional Hydroelectric Turbine | 6.6 | 6 | 0.6 | 15
GENERATOR | 496 | MOORE | REST OF POOL | NH | NH | Water at a Conventional Hydroelectric Turbine | 191.15 | 186.713 | 4.437 | 15

## Table 4
ISO Submitted De-List Bids – Demand Resources
RESOURCE TYPE | CUSTOMER ID | CUSTOMER NAME | CAPACITY ZONE | SUMMER QUALIFIED CAPACITY | WINTER QUALIFIED CAPACITY | DE-LIST QUANTITY (MW) | DE-LIST PRICE ($/KW)
|  |  |  | (MW) | (MW)
DEMAND | 50706 | BOC ENERGY SERVICES, INC. | MAINE | 15.431 | 10.74 | 4.691 | 15
DEMAND | 50017 | CONSTELLATION NEWENERGY, INC. | MAINE | 2.928 | 1.185 | 1.743 | 15
DEMAND | 50017 | CONSTELLATION NEWENERGY, INC. | REST OF POOL | 20.982 | 9.874 | 11.108 | 15
DEMAND | 8 | CONNECTICUT MUNICIPAL ELECTRIC | REST OF POOL | 3.871 | 0.741 | 3.13 | 15
DEMAND | 76 | MASSACHUSETTS MUNICIPAL WHOL | REST OF POOL | 0.152 | 0.123 | 0.029 | 15
DEMAND | 50738 | PINPOINT POWER DR LLC | REST OF POOL | 1.425 | 0.123 | 1.302 | 15
DEMAND | 50075 | MASSACHUSETTS ELECTRIC COMPANY | REST OF POOL | 5.432 | 4.629 | 0.803 | 15
DEMAND | 43 | HOLDEN MUNICIPAL LIGHT DEPARTM | REST OF POOL | 0.494 | 0.33 | 0.164 | 15

## Table 5
Accepted Permanent De-List Bids
RESOURCE TYPE | ASSET ID | ASSET NAME | CAPACITY ZONE | Load Zone | State | Generating Fuel Type | SUMMER QUALIFIED CAPACITY (MW) | WINTER QUALIFIED CAPACITY (MW) | DE-LIST QUANTITY (MW) | DE-LIST PRICE ($/KW) | AMBIENT AIR DE-LIST
INTERMITTENT | 790 | APLP-BFI | REST OF POOL | West/Central Mass (WCMA) | MA | Landfill Gas | 0.638 | 0.635 | 0.638 | 15 | NO

## Table 6
Accepted Static De-List Bids
RESOURCE TYPE | ASSET ID | ASSET NAME | CAPACITY ZONE | Load Zone | State | Generating Fuel Type | SUMMER QUALIFIED CAPACITY (MW) | WINTER QUALIFIED CAPACITY (MW) | DE-LIST QUANTITY (MW) | DE-LIST PRICE ($/KW) | AMBIENT AIR DE-LIST
GENERATOR | 959 | BARTON 1-4 DIESELS | REST OF POOL | VT | VT | Distillate Fuel Oil. Including Diesel, No. 2 | 0.811 | 0.877 | 0.294 | 15 | NO
GENERATOR | 2424 | CITIZENS BLOCK LOAD | REST OF POOL | VT | VT | Purchased Steam | 60 | 60 | 34 | 15 | NO
GENERATOR | 829 | ENOSBURG 2 DIESEL | REST OF POOL | VT | VT | Distillate Fuel Oil. Including Diesel, No. 2 | 0.7 | 0.661 | 0.039 | 15 | NO
GENERATOR | 1030 | OAK BLUFFS | REST OF POOL | SEMA | MA | Distillate Fuel Oil. Including Diesel, No. 2 | 8 | 8.25 | 8 | 7.646 | NO
GENERATOR | 577 | SOMERSET 6 | REST OF POOL | SEMA | MA | Natural Gas | 109.058 | 108.5 | 109.058 | 15 | NO
GENERATOR | 583 | STONY BROOK 2A | REST OF POOL | West/Central Mass (WCMA) | MA | Distillate Fuel Oil. Including Diesel, No. 2 | 67.4 | 87.4 | 2.4 | 15 | YES
GENERATOR | 584 | STONY BROOK 2B | REST OF POOL | West/Central Mass (WCMA) | MA | Distillate Fuel Oil. Including Diesel, No. 2 | 65.3 | 85.3 | 2.3 | 15 | YES
GENERATOR | 1185 | STONY BROOK GT 1A | REST OF POOL | West/Central Mass (WCMA) | MA | Natural Gas | 104 | 119 | 4 | 15 | YES
GENERATOR | 1186 | STONY BROOK GT 1B | REST OF POOL | West/Central Mass (WCMA) | MA | Natural Gas | 100 | 116 | 3 | 15 | YES
GENERATOR | 1187 | STONY BROOK GT 1C | REST OF POOL | West/Central Mass (WCMA) | MA | Natural Gas | 104 | 119 | 4 | 15 | YES
GENERATOR | 1031 | WEST TISBURY | REST OF POOL | SEMA | MA | Distillate Fuel Oil. Including Diesel, No. 2 | 5.5 | 5.5 | 5.5 | 7.01 | NO
IMPORT | 12452 | VJO-HIGHGATE | REST OF POOL |  |  |  | 225 | 225 | 9 | 15 | NO
IMPORT | 12453 | VJO-PHASE I/II | REST OF POOL |  |  |  | 110 | 110 | 42 | 15 | NO

## Table 7
Accepted Export and Administrative De-List Bids
RESOURCE TYPE | ASSET ID | ASSET NAME | CAPACITY ZONE | Load Zone | State | Generating Fuel Type | SUMMER QUALIFIED CAPACITY | WINTER QUALIFIED CAPACITY | DE-LIST QUANTITY | DE-LIST PRICE ($/KW) | AMBIENT AIR DE-LIST
[7 empty] | (MW) | (MW) | (MW)
GENERATOR | 360 | J. COCKWELL 2 | REST OF POOL | West/Central Mass (WCMA) | MA | Water | 285.913 | 293.052 | 100 | 15 | NO

## Table 8
Rejected Static De-List Bid for Reductions in Ratings Due to Ambient Air Conditions
RESOURCE TYPE | ASSET ID | ASSET NAME | CAPACITY ZONE | Load Zone | State | Generating Fuel Type | SUMMER QUALIFIED CAPACITY (MW) | WINTER QUALIFIED CAPACITY (MW) | DE-LIST QUANTITY (MW) | DE-LIST PRICE ($/KW) | AMBIENT AIR DE-LIST
GENERATOR | 12108 | FIEC DIESEL | MAINE | ME | ME | Distillate Fuel Oil. Including Diesel, No. 2 | 2 | 2 | 0.1 | 15 | YES

## Table 9
Resources That Had Their Qualified Capacity Adjusted Due to a Significant Decrease in Capacity
Generating Fuel Type | Generating Fuel Type | Generating Fuel Type | Generating Fuel Type | Generating Fuel Type | Generating Fuel Type | Generating Fuel Type | Generating Fuel Type | Generating Fuel Type | Generating Fuel Type
GENERATOR | 557 | SCHILLER 5 | REST OF POOL | NH | NH | Wood/Wood Waste Solids | 47.238 | 36.967 | 36.967
GENERATOR | 1432 | GRS-FALL RIVER | REST OF POOL | SEMA | MA | Landfill Gas | 4.769 | 3.113 | 3.113

## Table 10
Qualified New Capacity Resources Electing Existing Treatment
RESOURCE TYPE | ASSET PROJECT NAME | ASSET ID | CAPACITY ZONE | Load Zone | State | Generating Fuel Type | DR Type | DR Sub-Type | SUMMER QUALIFIED CAPACITY (MW) | WINTER QUALIFIED CAPACITY (MW)
DEMAND | CL&P DISTRIBUTED GENERATION FCM 2010 | 12583 | REST OF POOL | CT | CT |  | On-Peak Demand Resource | Distributed Generation | 17.091 | 17.091
DEMAND | CONSERVATION AND LOAD MANAGEMENT PROGRAM | 12584 | REST OF POOL | CT | CT |  | On-Peak Demand Resource | Energy Efficiency | 6.923 | 6.923
DEMAND | CL&P - CONSERVATION & LOAD MANAGEMENT (CL&M) - DEMAND RESPONSE PROJECT | 12580 | REST OF POOL | CT | CT |  | Real-Time Demand Response Resource | Demand Response | 17.282 | 17.282
DEMAND | UI DEMAND RESPONSE WITH CURTAILMENT PROGRAMS | 12592 | REST OF POOL | CT | CT |  | Real-Time Demand Response Resource | Demand Response | 9.876 | 9.876
DEMAND | CL&P - CONSERVATION & LOAD MANAGEMENT (CL&M) - ENERGY EFFICIENCY PROJECT | 12581 | REST OF POOL | CT | CT |  | Seasonal Peak Demand Resource | Energy Efficiency | 99.866 | 102.582
DEMAND | UI CONSERVATION AND LOAD MANAGEMENT PROGRAMS | 12600 | REST OF POOL | CT | CT |  | Seasonal Peak Demand Resource | Energy Efficiency | 24.737 | 24.575
DEMAND | NGRID_NEMA_FCA1_EEODR | 12670 | REST OF POOL | NEMA | MA |  | On-Peak Demand Resource | Energy Efficiency | 22.343 | 24.442
DEMAND | NGRID_NH_FCA1_EEODR | 12671 | REST OF POOL | NH | NH |  | On-Peak Demand Resource | Energy Efficiency | 2.839 | 2.963
DEMAND | NHEC ENERGY EFFICIENCY PROGRAMS | 12757 | REST OF POOL | NH | NH |  | On-Peak Demand Resource | Energy Efficiency | 0.43 | 1.332
DEMAND | NGRID_RI_FCA1_EEODR | 12672 | REST OF POOL | RI | RI |  | On-Peak Demand Resource | Energy Efficiency | 31.849 | 31.849
DEMAND | UNIVERSITY OF RHODE ISLAND - ENERGY SAVING PERFORMANCE CONTRACT | 12805 | REST OF POOL | RI | RI |  | On-Peak Demand Resource | Energy Efficiency | 1.234 | 1.234
DEMAND | NGRID_SEMA_FCA1_EEODR | 12673 | REST OF POOL | SEMA | MA |  | On-Peak Demand Resource | Energy Efficiency | 30.244 | 32.96
DEMAND | BRIDGEWATER CORRECTIONAL COMPLEX COGENERATION | 12749 | REST OF POOL | SEMA | MA |  | On-Peak Demand Resource | Distributed Generation | 1.613 | 1.613
DEMAND | NORFOLK/WALPOLE CORRECTIONAL COMPLEX COGENERATION | 12752 | REST OF POOL | SEMA | MA |  | On-Peak Demand Resource | Distributed Generation | 1.527 | 1.508
DEMAND | MA SEMA STATE COLLEGES | 12753 | REST OF POOL | SEMA | MA |  | On-Peak Demand Resource | Distributed Generation | 0.168 | 0.168
DEMAND | NGRID_WCMA_FCA1_EEODR | 12674 | REST OF POOL | West/Central Mass (WCMA) | MA |  | On-Peak Demand Resource | Energy Efficiency | 39.872 | 43.452
DEMAND | TEWKSBURY STATE HOSPITAL COGENERATOR | 12754 | REST OF POOL | West/Central Mass (WCMA) | MA |  | On-Peak Demand Resource | Distributed Generation | 0.904 | 0.904
DEMAND | WMECO - CONSERVATION & LOAD MANAGEMENT (CL&M) - ENERGY EFFICIENCY PROJECT | 12806 | REST OF POOL | West/Central Mass (WCMA) | MA |  | Seasonal Peak Demand Resource | Energy Efficiency | 11.696 | 11.696
GENERATOR | LAKE ROAD 2 | 1343 | REST OF POOL | RI | RI | Natural Gas |  |  | 14.996 | 17.021
GENERATOR | MILLSTONE POINT 3 | 485 | REST OF POOL | CT | CT | Nuclear Uranium, Plutonium, Thorium |  |  | 80 | 80
GENERATOR | CMEEC CAT DIESEL | 12528 | REST OF POOL | CT | CT | Distillate Fuel Oil. Including Diesel, No. 2 |  |  | 1.9 | 2
GENERATOR | DFC-ERG MILFORD | 12549 | REST OF POOL | CT | CT | Natural Gas |  |  | 7.8 | 8.8
GENERATOR | BRIDGEPORT FUEL CELL PARK | 12550 | REST OF POOL | CT | CT | Natural Gas |  |  | 14.3 | 14.3
GENERATOR | COS COB 13&14 | 12524 | REST OF POOL | CT | CT | Natural Gas |  |  | 34 | 44
GENERATOR | CMEEC GAS TURBINE | 12526 | REST OF POOL | CT | CT | Natural Gas |  |  | 75 | 87
GENERATOR | ANSONIA GENERATING FACILITY | 12555 | REST OF POOL | CT | CT | Natural Gas |  |  | 60 | 67
GENERATOR | WATERBURY GENERATION FACILITY | 12564 | REST OF POOL | CT | CT | Natural Gas |  |  | 95.7 | 98.1
GENERATOR | COVANTA HAVERHILL LANDFILL GAS ENGINE | 12553 | REST OF POOL | NEMA | MA | Landfill Gas |  |  | 1.6 | 1.6
GENERATOR | COMERFORD | 380 | REST OF POOL | NH | NH | Water at a Conventional Hydroelectric Turbine |  |  | 7.868 | 7.956
GENERATOR | UNH POWER PLANT | 12509 | REST OF POOL | NH | NH | Landfill Gas |  |  | 2 | 2
GENERATOR | LAKE ROAD 1 | 1342 | REST OF POOL | RI | RI | Natural Gas |  |  | 6.262 | 9.758
GENERATOR | THOMAS A. WATSON | 12500 | REST OF POOL | SEMA | MA | Natural Gas |  |  | 105.2 | 114.8
GENERATOR | VERNON | 599 | REST OF POOL | West/Central Mass (WCMA) | MA | Water at a Conventional Hydroelectric Turbine |  |  | 11.21 | 11.21
GENERATOR | LOWELL POWER REACTIVATION | 12521 | REST OF POOL | West/Central Mass (WCMA) | MA | Natural Gas |  |  | 72 | 74
INTERMITTENT | SHEFFIELD WIND FARM | 12530 | REST OF POOL | VT | VT | Wind |  |  | 10 | 17
INTERMITTENT | HOOSAC WIND | 12529 | REST OF POOL | West/Central Mass (WCMA) | MA | Wind |  |  | 7.7 | 12.5

## Table 11
Qualified New Capacity Resources Electing New Treatment
RESOURCE TYPE | ASSET PROJECT NAME | ASSET ID | CAPACITY ZONE | Load Zone | State | Generating Fuel Type | DR Type | DR Measurement Type | SUMMER QUALIFIED CAPACITY (MW) | WINTER QUALIFIED CAPACITY (MW)
DEMAND | ELECTRICITY SUPPLY LOAD RESPONSE CNE | 12728 | MAINE | ME | ME |  | Critical Peak Demand Resource | Load Management | 20.8 | 20.8
DEMAND | EFFICIENCY MAINE RESIDENTIAL EFFICIENT PRODUCTS | 12586 | MAINE | ME | ME |  | On-Peak Demand Resource | Energy Efficiency | 23.726 | 45.02
DEMAND | ELECTRICITY SUPPLY LOAD RESPONSE CNE | 12729 | MAINE | ME | ME |  | On-Peak Demand Resource | Energy Efficiency | 1.728 | 1.728
DEMAND | CPLN ME OP | 12841 | MAINE | ME | ME |  | On-Peak Demand Resource | Energy Efficiency | 2.345 | 1.642
DEMAND | REAL-TIME DEMAND RESPONSE - ME | 12604 | MAINE | ME | ME |  | Real-Time Demand Response Resource | Demand Response | 8.147 | 8.147
DEMAND | REAL-TIME DEMAND RESPONSE - ME | 12605 | MAINE | ME | ME |  | Real-Time Demand Response Resource | Demand Response | 1.975 | 1.975
DEMAND | REAL-TIME DEMAND RESPONSE - ME | 12606 | MAINE | ME | ME |  | Real-Time Demand Response Resource | Demand Response | 4.691 | 4.691
DEMAND | REAL-TIME DEMAND RESPONSE - ME | 12607 | MAINE | ME | ME |  | Real-Time Demand Response Resource | Demand Response | 37.033 | 37.033
DEMAND | REAL-TIME DEMAND RESPONSE - ME | 12608 | MAINE | ME | ME |  | Real-Time Demand Response Resource | Demand Response | 24.689 | 24.689
DEMAND | REAL-TIME DEMAND RESPONSE - ME | 12609 | MAINE | ME | ME |  | Real-Time Demand Response Resource | Demand Response | 24.689 | 24.689
DEMAND | REAL-TIME DEMAND RESPONSE - ME | 12610 | MAINE | ME | ME |  | Real-Time Demand Response Resource | Demand Response | 24.689 | 24.689
DEMAND | REAL-TIME DEMAND RESPONSE - ME | 12611 | MAINE | ME | ME |  | Real-Time Demand Response Resource | Demand Response | 12.344 | 12.344
DEMAND | AMERESCO ME REAL TIME DR | 12665 | MAINE | ME | ME |  | Real-Time Demand Response Resource | Demand Response | 4.938 | 4.938
DEMAND | CPLN ME RT-DR | 12807 | MAINE | ME | ME |  | Real-Time Demand Response Resource | Demand Response | 5.555 | 3.888
DEMAND | COMVERGE COOLSENTRY | 12695 | REST OF POOL | CT | CT |  | Critical Peak Demand Resource | Load Management | 77.77 | 77.77
DEMAND | ELECTRICITY SUPPLY LOAD RESPONSE CNE | 12712 | REST OF POOL | CT | CT |  | Critical Peak Demand Resource | Load Management | 8.497 | 7.882
DEMAND | ECS-CRITICAL PEAK#10-CONNECTICUT(E) | 12764 | REST OF POOL | CT | CT |  | Critical Peak Demand Resource | Load Management | 2.469 | 2.469
DEMAND | ECS-CRITICAL PEAK#6-CONNECTICUT(A) | 12772 | REST OF POOL | CT | CT |  | Critical Peak Demand Resource | Load Management | 2.469 | 2.469
DEMAND | ECS-CRITICAL PEAK#7-CONNECTICUT(B) | 12773 | REST OF POOL | CT | CT |  | Critical Peak Demand Resource | Load Management | 2.469 | 2.469
DEMAND | ECS-CRITICAL PEAK#8-CONNECTICUT( C ) | 12774 | REST OF POOL | CT | CT |  | Critical Peak Demand Resource | Load Management | 2.469 | 2.469
DEMAND | ECS-CRITICAL PEAK#9-CONNECTICUT(D) | 12775 | REST OF POOL | CT | CT |  | Critical Peak Demand Resource | Load Management | 2.469 | 2.469
DEMAND | MULTIPLE PROJECTS | 12776 | REST OF POOL | CT | CT |  | Critical Peak Demand Resource | Load Management | 2.468 | 2.468
DEMAND | AMERESCO CT DSM | 12590 | REST OF POOL | CT | CT |  | On-Peak Demand Resource | Energy Efficiency | 2.469 | 2.469
DEMAND | ELECTRICITY SUPPLY LOAD RESPONSE CNE | 12713 | REST OF POOL | CT | CT |  | On-Peak Demand Resource | Energy Efficiency | 5.185 | 5.185
DEMAND | CPLN CT ON-PEAK | 12779 | REST OF POOL | CT | CT |  | On-Peak Demand Resource | Energy Efficiency | 17.899 | 12.53
DEMAND | CSG AGGREGATION OF DG AND 24 HR LIGHTING EE -CT1 | 12782 | REST OF POOL | CT | CT |  | On-Peak Demand Resource | Energy Efficiency | 2.469 | 2.469
DEMAND | CSG AGGREGATION OF DG AND 24 HR LIGHTING EE -CT2 | 12783 | REST OF POOL | CT | CT |  | On-Peak Demand Resource | Energy Efficiency | 1.728 | 1.728
DEMAND | AMERESCO CT REAL TIME DR | 12589 | REST OF POOL | CT | CT |  | Real-Time Demand Response Resource | Demand Response | 1.728 | 1.728
DEMAND | REAL-TIME DEMAND RESPONSE - CT | 12601 | REST OF POOL | CT | CT |  | Real-Time Demand Response Resource | Demand Response | 24.442 | 24.442
DEMAND | REAL-TIME DEMAND RESPONSE - CT | 12602 | REST OF POOL | CT | CT |  | Real-Time Demand Response Resource | Demand Response | 6.172 | 6.172
DEMAND | REAL-TIME DEMAND RESPONSE - CT | 12603 | REST OF POOL | CT | CT |  | Real-Time Demand Response Resource | Demand Response | 14.073 | 14.073
DEMAND | REAL TIME DR RESOURCES-CT | 12659 | REST OF POOL | CT | CT |  | Real-Time Demand Response Resource | Demand Response | 18.27 | 18.27
DEMAND | CPLN CT RT-DR | 12780 | REST OF POOL | CT | CT |  | Real-Time Demand Response Resource | Demand Response | 45.181 | 31.626
DEMAND | ELECTRICITY SUPPLY LOAD RESPONSE CNE | 12715 | REST OF POOL | CT | CT |  | Seasonal Peak Demand Resource | Load Management | 4.949 | 3.943
DEMAND | ELECTRICITY SUPPLY LOAD RESPONSE CNE | 12716 | REST OF POOL | NEMA | MA |  | Critical Peak Demand Resource | Load Management | 24.646 | 22.884
DEMAND | ECS-CRITICAL PEAK#1-NEMASS(A) | 12763 | REST OF POOL | NEMA | MA |  | Critical Peak Demand Resource | Load Management | 2.469 | 2.469
DEMAND | ECS-CRITICAL PEAK#2-NEMASS(B) | 12768 | REST OF POOL | NEMA | MA |  | Critical Peak Demand Resource | Load Management | 2.469 | 2.469
DEMAND | ECS-CRITICAL PEAK#3-NEMASS-C | 12769 | REST OF POOL | NEMA | MA |  | Critical Peak Demand Resource | Load Management | 2.469 | 2.469
DEMAND | ECS-CRITICAL PEAK#4-NEMASS(D) | 12770 | REST OF POOL | NEMA | MA |  | Critical Peak Demand Resource | Load Management | 2.469 | 2.469
DEMAND | ECS-CRITICAL PEAK#5-NEMASS(E) | 12771 | REST OF POOL | NEMA | MA |  | Critical Peak Demand Resource | Load Management | 2.469 | 2.469
DEMAND | MASSACHUSETTS COOLSENTRY | 12815 | REST OF POOL | NEMA | MA |  | Critical Peak Demand Resource | Load Management | 77.77 | 77.77
DEMAND | CAMBRIDGE ENERGY ALLIANCE | 12597 | REST OF POOL | NEMA | MA |  | Critical Peak Demand Resource | Load Management | 10.369 | 10.369
DEMAND | CAMBRIDGE ENERGY ALLIANCE | 12598 | REST OF POOL | NEMA | MA |  | On-Peak Demand Resource | Energy Efficiency | 10.369 | 10.369
DEMAND | NSTAR EE NEMA | 12684 | REST OF POOL | NEMA | MA |  | On-Peak Demand Resource | Energy Efficiency | 69.129 | 69.129
DEMAND | ELECTRICITY SUPPLY LOAD RESPONSE CNE | 12717 | REST OF POOL | NEMA | MA |  | On-Peak Demand Resource | Energy Efficiency | 5.185 | 5.185
DEMAND | CSG AGGREGATION OF DG AND 24 HR LIGHTING EE - NEMA1 | 12786 | REST OF POOL | NEMA | MA |  | On-Peak Demand Resource | Energy Efficiency | 3.21 | 3.21
DEMAND | CSG AGGREGATION OF DG AND 24 HR LIGHTING EE - NEMA2 | 12787 | REST OF POOL | NEMA | MA |  | On-Peak Demand Resource | Energy Efficiency | 3.21 | 3.21
DEMAND | CPLN MA NEMA OP | 12832 | REST OF POOL | NEMA | MA |  | On-Peak Demand Resource | Energy Efficiency | 9.513 | 6.913
DEMAND | REAL-TIME DEMAND RESPONSE - NEMASS BOSTON | 12612 | REST OF POOL | NEMA | MA |  | Real-Time Demand Response Resource | Demand Response | 57.648 | 45.748
DEMAND | REAL-TIME DEMAND RESPONSE - NEMASS BOSTON | 12613 | REST OF POOL | NEMA | MA |  | Real-Time Demand Response Resource | Demand Response | 17.159 | 13.358
DEMAND | REAL-TIME DEMAND RESPONSE - NEMASS BOSTON | 12614 | REST OF POOL | NEMA | MA |  | Real-Time Demand Response Resource | Demand Response | 40.119 | 34.12
DEMAND | AMERESCO NEMA REAL TIME DR | 12668 | REST OF POOL | NEMA | MA |  | Real-Time Demand Response Resource | Demand Response | 8.641 | 8.641
DEMAND | CPLN MA NEMA RT-DR | 12833 | REST OF POOL | NEMA | MA |  | Real-Time Demand Response Resource | Demand Response | 13.436 | 9.764
DEMAND | ELECTRICITY SUPPLY LOAD RESPONSE CNE | 12719 | REST OF POOL | NEMA | MA |  | Seasonal Peak Demand Resource | Load Management | 7.196 | 4.714
DEMAND | ELECTRICITY SUPPLY LOAD RESPONSE CNE | 12732 | REST OF POOL | NH | NH |  | Critical Peak Demand Resource | Load Management | 11.161 | 10.851
DEMAND | PSNH CORE ENERGY EFFICIENCY PROGRAMS | 12693 | REST OF POOL | NH | NH |  | On-Peak Demand Resource | Energy Efficiency | 20.226 | 21.713
DEMAND | ELECTRICITY SUPPLY LOAD RESPONSE CNE | 12733 | REST OF POOL | NH | NH |  | On-Peak Demand Resource | Energy Efficiency | 1.728 | 1.728
DEMAND | CSG AGGREGATION OF DG AND 24 HR LIGHTING EE - NH1 | 12788 | REST OF POOL | NH | NH |  | On-Peak Demand Resource | Energy Efficiency | 2.469 | 2.469
DEMAND | UES CORE ENERGY EFFICIENCY PROGRAMS | 12801 | REST OF POOL | NH | NH |  | On-Peak Demand Resource | Energy Efficiency | 2.159 | 2.786
DEMAND | CPLN NH OP | 12842 | REST OF POOL | NH | NH |  | On-Peak Demand Resource | Energy Efficiency | 2.345 | 1.642
DEMAND | REAL-TIME DEMAND RESPONSE - NH | 12615 | REST OF POOL | NH | NH |  | Real-Time Demand Response Resource | Demand Response | 13.949 | 13.949
DEMAND | REAL-TIME DEMAND RESPONSE - NH | 12616 | REST OF POOL | NH | NH |  | Real-Time Demand Response Resource | Demand Response | 3.456 | 3.456
DEMAND | REAL-TIME DEMAND RESPONSE - NH | 12617 | REST OF POOL | NH | NH |  | Real-Time Demand Response Resource | Demand Response | 8.147 | 8.147
DEMAND | AMERESCO NH REAL TIME DR | 12677 | REST OF POOL | NH | NH |  | Real-Time Demand Response Resource | Demand Response | 1.728 | 1.728
DEMAND | CPLN NH RT-DR | 12809 | REST OF POOL | NH | NH |  | Real-Time Demand Response Resource | Demand Response | 7.407 | 5.185
DEMAND | ELECTRICITY SUPPLY LOAD RESPONSE CNE | 12735 | REST OF POOL | NH | NH |  | Seasonal Peak Demand Resource | Load Management | 3.361 | 2.952
DEMAND | ELECTRICITY SUPPLY LOAD RESPONSE CNE | 12736 | REST OF POOL | RI | RI |  | Critical Peak Demand Resource | Load Management | 7.692 | 7.331
DEMAND | ELECTRICITY SUPPLY LOAD RESPONSE CNE | 12737 | REST OF POOL | RI | RI |  | On-Peak Demand Resource | Energy Efficiency | 0.864 | 0.864
DEMAND | CSG AGGREGATION OF DG AND 24 HR LIGHTING EE -RI | 12790 | REST OF POOL | RI | RI |  | On-Peak Demand Resource | Energy Efficiency | 3.21 | 3.21
DEMAND | CPLN RI OP | 12843 | REST OF POOL | RI | RI |  | On-Peak Demand Resource | Energy Efficiency | 2.345 | 1.642
DEMAND | REAL-TIME DEMAND RESPONSE - RI | 12618 | REST OF POOL | RI | RI |  | Real-Time Demand Response Resource | Demand Response | 20.985 | 16.785
DEMAND | REAL-TIME DEMAND RESPONSE - RI | 12619 | REST OF POOL | RI | RI |  | Real-Time Demand Response Resource | Demand Response | 5.185 | 4.185
DEMAND | REAL-TIME DEMAND RESPONSE - RI | 12620 | REST OF POOL | RI | RI |  | Real-Time Demand Response Resource | Demand Response | 12.098 | 9.698
DEMAND | REAL TIME DR RESOURCES-RI | 12660 | REST OF POOL | RI | RI |  | Real-Time Demand Response Resource | Demand Response | 2.469 | 2.469
DEMAND | AMERESCO RI REAL TIME DR | 12688 | REST OF POOL | RI | RI |  | Real-Time Demand Response Resource | Demand Response | 4.321 | 4.321
DEMAND | CPLN RI RT-DR | 12811 | REST OF POOL | RI | RI |  | Real-Time Demand Response Resource | Demand Response | 11.11 | 7.777
DEMAND | ELECTRICITY SUPPLY LOAD RESPONSE CNE | 12739 | REST OF POOL | RI | RI |  | Seasonal Peak Demand Resource | Load Management | 1.629 | 1.204
DEMAND | ELECTRICITY SUPPLY LOAD RESPONSE CNE | 12720 | REST OF POOL | SEMA | MA |  | Critical Peak Demand Resource | Load Management | 9.408 | 8.988
DEMAND | MASSACHUSETTS COOLSENTRY | 12816 | REST OF POOL | SEMA | MA |  | Critical Peak Demand Resource | Load Management | 77.77 | 77.77
DEMAND | NSTAR EE SEMA | 12685 | REST OF POOL | SEMA | MA |  | On-Peak Demand Resource | Energy Efficiency | 17.282 | 17.282
DEMAND | ACUSHNET COMPANY - BALL PLANT II - COMBINED HEAT AND POWER PROJECT | 12694 | REST OF POOL | SEMA | MA |  | On-Peak Demand Resource | Distributed Generation | 2.469 | 2.469
DEMAND | CAPE LIGHT COMPACT ENERGY EFFICIENCY PORTFOLIO | 12705 | REST OF POOL | SEMA | MA |  | On-Peak Demand Resource | Energy Efficiency | 11.8 | 13.063
DEMAND | ELECTRICITY SUPPLY LOAD RESPONSE CNE | 12721 | REST OF POOL | SEMA | MA |  | On-Peak Demand Resource | Energy Efficiency | 0.864 | 0.864
DEMAND | CSG AGGREGATION OF DG AND 24 HR LIGHTING EE - SEMA1 | 12791 | REST OF POOL | SEMA | MA |  | On-Peak Demand Resource | Energy Efficiency | 2.469 | 2.469
DEMAND | CSG AGGREGATION OF DG AND 24 HR LIGHTING EE - SEMA2 | 12792 | REST OF POOL | SEMA | MA |  | On-Peak Demand Resource | Energy Efficiency | 2.469 | 2.469
DEMAND | CPLN MA SEMA OP | 12835 | REST OF POOL | SEMA | MA |  | On-Peak Demand Resource | Energy Efficiency | 7.407 | 5.185
DEMAND | REAL-TIME DEMAND RESPONSE - SEMASS | 12621 | REST OF POOL | SEMA | MA |  | Real-Time Demand Response Resource | Demand Response | 29.132 | 23.332
DEMAND | REAL-TIME DEMAND RESPONSE - SEMASS | 12622 | REST OF POOL | SEMA | MA |  | Real-Time Demand Response Resource | Demand Response | 9.011 | 7.212
DEMAND | REAL-TIME DEMAND RESPONSE - SEMASS | 12623 | REST OF POOL | SEMA | MA |  | Real-Time Demand Response Resource | Demand Response | 21.232 | 16.933
DEMAND | NSTAR C&I DR SEMA | 12679 | REST OF POOL | SEMA | MA |  | Real-Time Demand Response Resource | Demand Response | 6.419 | 0.123
DEMAND | AMERESCO SEMA REAL TIME DR | 12691 | REST OF POOL | SEMA | MA |  | Real-Time Demand Response Resource | Demand Response | 8.641 | 8.641
DEMAND | CPLN MA SEMA RT-DR | 12836 | REST OF POOL | SEMA | MA |  | Real-Time Demand Response Resource | Demand Response | 13.949 | 9.764
DEMAND | ELECTRICITY SUPPLY LOAD RESPONSE CNE | 12723 | REST OF POOL | SEMA | MA |  | Seasonal Peak Demand Resource | Load Management | 2.447 | 1.821
DEMAND | ELECTRICITY SUPPLY LOAD RESPONSE CNE | 12740 | REST OF POOL | VT | VT |  | Critical Peak Demand Resource | Load Management | 5.151 | 5.008
DEMAND | CSG AGGREGATION OF DG AND 24 HR LIGHTING EE - VT | 12798 | REST OF POOL | VT | VT |  | On-Peak Demand Resource | Energy Efficiency | 1.728 | 1.728
DEMAND | BURLINGTON ELECTRIC DEPARTMENT - ON-PEAK EFFICIENCY | 12822 | REST OF POOL | VT | VT |  | On-Peak Demand Resource | Energy Efficiency | 3.105 | 3.866
DEMAND | CPLN VT OP | 12844 | REST OF POOL | VT | VT |  | On-Peak Demand Resource | Energy Efficiency | 2.345 | 1.642
DEMAND | VERMONT EFFICIENCY PORTFOLIO | 12845 | REST OF POOL | VT | VT |  | On-Peak Demand Resource | Energy Efficiency | 49.412 | 49.412
DEMAND | REAL-TIME DEMAND RESPONSE - VT | 12624 | REST OF POOL | VT | VT |  | Real-Time Demand Response Resource | Demand Response | 5.678 | 5.678
DEMAND | REAL-TIME DEMAND RESPONSE - VT | 12625 | REST OF POOL | VT | VT |  | Real-Time Demand Response Resource | Demand Response | 2.716 | 2.716
DEMAND | REAL-TIME DEMAND RESPONSE - VT | 12626 | REST OF POOL | VT | VT |  | Real-Time Demand Response Resource | Demand Response | 4.691 | 4.691
DEMAND | CPLN VT RT-DR | 12813 | REST OF POOL | VT | VT |  | Real-Time Demand Response Resource | Demand Response | 3.703 | 2.592
DEMAND | ELECTRICITY SUPPLY LOAD RESPONSE CNE | 12742 | REST OF POOL | VT | VT |  | Seasonal Peak Demand Resource | Load Management | 0.864 | 0.738
DEMAND | ELECTRICITY SUPPLY LOAD RESPONSE CNE | 12724 | REST OF POOL | West/Central Mass (WCMA) | MA |  | Critical Peak Demand Resource | Load Management | 19.262 | 19.262
DEMAND | MASSACHUSETTS COOLSENTRY | 12817 | REST OF POOL | West/Central Mass (WCMA) | MA |  | Critical Peak Demand Resource | Load Management | 17.282 | 17.282
DEMAND | UNITIL CORE ENERGY EFFICIENCY PROGRAMS | 12657 | REST OF POOL | West/Central Mass (WCMA) | MA |  | On-Peak Demand Resource | Energy Efficiency | 1.474 | 1.474
DEMAND | ELECTRICITY SUPPLY LOAD RESPONSE CNE | 12725 | REST OF POOL | West/Central Mass (WCMA) | MA |  | On-Peak Demand Resource | Energy Efficiency | 1.728 | 1.728
DEMAND | CSG AGGREGATION OF DG AND 24 HR LIGHTING EE - WCMA1 | 12799 | REST OF POOL | West/Central Mass (WCMA) | MA |  | On-Peak Demand Resource | Energy Efficiency | 2.469 | 2.469
DEMAND | CSG AGGREGATION OF DG AND 24 HR LIGHTING EE - WCMA2 | 12800 | REST OF POOL | West/Central Mass (WCMA) | MA |  | On-Peak Demand Resource | Energy Efficiency | 2.469 | 2.469
DEMAND | UNIVERSITY OF MASSACHUSETTS CENTRAL HEATING PLANT | 12802 | REST OF POOL | West/Central Mass (WCMA) | MA |  | On-Peak Demand Resource | Distributed Generation | 11.727 | 14.813
DEMAND | CPLN MA WC OP | 12838 | REST OF POOL | West/Central Mass (WCMA) | MA |  | On-Peak Demand Resource | Energy Efficiency | 7.407 | 5.185
DEMAND | REAL-TIME DEMAND RESPONSE - WCMA | 12627 | REST OF POOL | West/Central Mass (WCMA) | MA |  | Real-Time Demand Response Resource | Demand Response | 52.587 | 42.087
DEMAND | REAL-TIME DEMAND RESPONSE - WCMA | 12628 | REST OF POOL | West/Central Mass (WCMA) | MA |  | Real-Time Demand Response Resource | Demand Response | 12.962 | 10.362
DEMAND | REAL-TIME DEMAND RESPONSE - WCMA | 12629 | REST OF POOL | West/Central Mass (WCMA) | MA |  | Real-Time Demand Response Resource | Demand Response | 30.614 | 24.514
DEMAND | AMERESCO WEST MA REAL TIME DR | 12703 | REST OF POOL | West/Central Mass (WCMA) | MA |  | Real-Time Demand Response Resource | Demand Response | 4.321 | 4.321
DEMAND | CPLN MA WC RT-DR | 12839 | REST OF POOL | West/Central Mass (WCMA) | MA |  | Real-Time Demand Response Resource | Demand Response | 15.801 | 11.061
DEMAND | ELECTRICITY SUPPLY LOAD RESPONSE CNE | 12727 | REST OF POOL | West/Central Mass (WCMA) | MA |  | Seasonal Peak Demand Resource | Load Management | 3.298 | 2.622
GENERATOR | KIBBY WIND FARM | 12551 | MAINE | ME | ME | Wind |  |  | 20.4 | 47.3
GENERATOR | BRIDGEPORT ENERGY II | 12503 | REST OF POOL | CT | CT | Natural Gas |  |  | 300.9 | 351.9
GENERATOR | DEVON 15-18 | 12504 | REST OF POOL | CT | CT | Natural Gas |  |  | 188 | 196
GENERATOR | MIDDLETOWN 12&13 | 12505 | REST OF POOL | CT | CT | Natural Gas |  |  | 186 | 192
GENERATOR | SOUTH NORWALK REPOWERING | 12527 | REST OF POOL | CT | CT | Natural Gas |  |  | 49.6 | 49.6
GENERATOR | WATERTOWN BIOMASS | 12532 | REST OF POOL | CT | CT | Other Biomass Solids |  |  | 29 | 30
GENERATOR | MONTVILLE 6 | 494 | REST OF POOL | CT | CT | Residual Fuel Oil No. 6 020 |  |  | 630 | 677
GENERATOR | SOMERSET 6 | 577 | REST OF POOL | SEMA | MA | Natural Gas |  |  | 120 | 123
GENERATOR | DARTMOUTH EXPANSION | 12516 | REST OF POOL | SEMA | MA | Natural Gas |  |  | 21.3 | 24.1
GENERATOR | NEWPORT RENEWABLE | 12525 | REST OF POOL | VT | VT | Distillate Fuel Oil. Including Diesel, No. 2 |  |  | 9.8 | 12.3
GENERATOR | SWANTON GAS TURBINE 1 | 12510 | REST OF POOL | VT | VT | Natural Gas |  |  | 20 | 25.7
GENERATOR | SWANTON GAS TURBINE 2 | 12511 | REST OF POOL | VT | VT | Natural Gas |  |  | 20 | 25.7
GENERATOR | MT TOM | 498 | REST OF POOL | West/Central Mass (WCMA) | MA | Anthracite Coal and Bituminous Coal |  |  | 144.365 | 146.053
GENERATOR | BILLERICA POWER | 12519 | REST OF POOL | West/Central Mass (WCMA) | MA | Natural Gas |  |  | 242 | 283
GENERATOR | WEST SPRINGFIELD | 12531 | REST OF POOL | West/Central Mass (WCMA) | MA | Natural Gas |  |  | 50.9 | 57.1
GENERATOR | IPA MILL EXPANSION II | 12543 | REST OF POOL | West/Central Mass (WCMA) | MA | Natural Gas |  |  | 158.5 | 184.7
GENERATOR | INVENERGY GAS TURBINE | 12847 | REST OF POOL | West/Central Mass (WCMA) | MA | Natural Gas |  |  | 162.5 | 187.5
IMPORT | HYDRO QUEBEC CONTROL AREA - NEW BRUNSWICK | 12567 | MAINE | [5 empty] | 26 | 0
IMPORT | HYDRO QUEBEC CONTROL AREA - HYDRO QUEBEC | 12565 | REST OF POOL | [5 empty] | 631.846 | 0

## Table 12
Qualified Real-Time Emergency Generation Resources
RESOURCE TYPE | PROJECT TYPE | ASSET PROJECT NAME | ASSET ID | CAPACITY ZONE | Load Zone | State | DR Type | DR Measurement Type | SUMMER QUALIFIED CAPACITY (MW) | WINTER QUALIFIED CAPACITY (MW)
DEMAND | RT EMERGENCY GEN | REAL-TIME EMERGENCY GENERATION - ME | 12636 | MAINE | ME | ME | Real-Time Emergency Generation Resource | Emergency Generation | 12.098 | 12.098
DEMAND | RT EMERGENCY GEN | REAL-TIME EMERGENCY GENERATION - ME | 12637 | MAINE | ME | ME | Real-Time Emergency Generation Resource | Emergency Generation | 3.086 | 3.086
DEMAND | RT EMERGENCY GEN | REAL-TIME EMERGENCY GENERATION - ME | 12638 | MAINE | ME | ME | Real-Time Emergency Generation Resource | Emergency Generation | 7.036 | 7.036
DEMAND | RT EMERGENCY GEN | AMERESCO MAINE EMERGENCY GEN DR | 12663 | MAINE | ME | ME | Real-Time Emergency Generation Resource | Emergency Generation | 4.938 | 4.938
DEMAND | RT EMERGENCY GEN | ELECTRICITY SUPPLY LOAD RESPONSE CNE | 12730 | MAINE | ME | ME | Real-Time Emergency Generation Resource | Emergency Generation | 4.321 | 4.321
DEMAND | RT EMERGENCY GEN | CPLN ME RT-EG | 12808 | MAINE | ME | ME | Real-Time Emergency Generation Resource | Emergency Generation | 5.555 | 3.888
DEMAND | RT EMERGENCY GEN | AMERESCO CT EMERGENCY GENERATOR DR | 12588 | REST OF POOL | CT | CT | Real-Time Emergency Generation Resource | Emergency Generation | 1.728 | 1.728
DEMAND | RT EMERGENCY GEN | REAL-TIME EMERGENCY GENERATION - CT | 12630 | REST OF POOL | CT | CT | Real-Time Emergency Generation Resource | Emergency Generation | 10.369 | 10.369
DEMAND | RT EMERGENCY GEN | REAL-TIME EMERGENCY GENERATION - CT | 12631 | REST OF POOL | CT | CT | Real-Time Emergency Generation Resource | Emergency Generation | 2.716 | 2.716
DEMAND | RT EMERGENCY GEN | REAL-TIME EMERGENCY GENERATION - CT | 12632 | REST OF POOL | CT | CT | Real-Time Emergency Generation Resource | Emergency Generation | 6.049 | 6.049
DEMAND | RT EMERGENCY GEN | REAL-TIME EMERGENCY GENERATION - CT | 12633 | REST OF POOL | CT | CT | Real-Time Emergency Generation Resource | Emergency Generation | 3.333 | 3.333
DEMAND | RT EMERGENCY GEN | REAL-TIME EMERGENCY GENERATION - CT | 12634 | REST OF POOL | CT | CT | Real-Time Emergency Generation Resource | Emergency Generation | 5.925 | 5.925
DEMAND | RT EMERGENCY GEN | REAL-TIME EMERGENCY GENERATION - CT | 12635 | REST OF POOL | CT | CT | Real-Time Emergency Generation Resource | Emergency Generation | 16.048 | 16.048
DEMAND | RT EMERGENCY GEN | REAL TIME EG RESOURCES-CT | 12661 | REST OF POOL | CT | CT | Real-Time Emergency Generation Resource | Emergency Generation | 25.306 | 25.306
DEMAND | RT EMERGENCY GEN | ELECTRICITY SUPPLY LOAD RESPONSE CNE | 12714 | REST OF POOL | CT | CT | Real-Time Emergency Generation Resource | Emergency Generation | 2.592 | 2.592
DEMAND | RT EMERGENCY GEN | CPLN CT RT-EG | 12781 | REST OF POOL | CT | CT | Real-Time Emergency Generation Resource | Emergency Generation | 55.179 | 38.626
DEMAND | RT EMERGENCY GEN | REAL-TIME EMERGENCY GENERATION - NEMASS BOSTON | 12639 | REST OF POOL | NEMA | MA | Real-Time Emergency Generation Resource | Emergency Generation | 45.798 | 38.397
DEMAND | RT EMERGENCY GEN | REAL-TIME EMERGENCY GENERATION - NEMASS BOSTON | 12640 | REST OF POOL | NEMA | MA | Real-Time Emergency Generation Resource | Emergency Generation | 14.813 | 12.214
DEMAND | RT EMERGENCY GEN | REAL-TIME EMERGENCY GENERATION - NEMASS BOSTON | 12641 | REST OF POOL | NEMA | MA | Real-Time Emergency Generation Resource | Emergency Generation | 34.564 | 28.965
DEMAND | RT EMERGENCY GEN | AMERESCO NEMA EMERGENCY GENERATOR DR | 12666 | REST OF POOL | NEMA | MA | Real-Time Emergency Generation Resource | Emergency Generation | 17.159 | 17.159
DEMAND | RT EMERGENCY GEN | ELECTRICITY SUPPLY LOAD RESPONSE CNE | 12718 | REST OF POOL | NEMA | MA | Real-Time Emergency Generation Resource | Emergency Generation | 7.777 | 7.777
DEMAND | RT EMERGENCY GEN | CPLN MA NEMA RT-EG | 12834 | REST OF POOL | NEMA | MA | Real-Time Emergency Generation Resource | Emergency Generation | 28.296 | 20.566
DEMAND | RT EMERGENCY GEN | REAL-TIME EMERGENCY GENERATION - NH | 12642 | REST OF POOL | NH | NH | Real-Time Emergency Generation Resource | Emergency Generation | 14.937 | 14.937
DEMAND | RT EMERGENCY GEN | REAL-TIME EMERGENCY GENERATION - NH | 12643 | REST OF POOL | NH | NH | Real-Time Emergency Generation Resource | Emergency Generation | 5.185 | 5.185
DEMAND | RT EMERGENCY GEN | REAL-TIME EMERGENCY GENERATION - NH | 12644 | REST OF POOL | NH | NH | Real-Time Emergency Generation Resource | Emergency Generation | 12.098 | 12.098
DEMAND | RT EMERGENCY GEN | AMERESCO NH EMERGENCY GENERATOR DR | 12675 | REST OF POOL | NH | NH | Real-Time Emergency Generation Resource | Emergency Generation | 4.321 | 4.321
DEMAND | RT EMERGENCY GEN | ELECTRICITY SUPPLY LOAD RESPONSE CNE | 12734 | REST OF POOL | NH | NH | Real-Time Emergency Generation Resource | Emergency Generation | 4.321 | 4.321
DEMAND | RT EMERGENCY GEN | CPLN NH RT-EG | 12810 | REST OF POOL | NH | NH | Real-Time Emergency Generation Resource | Emergency Generation | 7.407 | 5.185
DEMAND | RT EMERGENCY GEN | REAL-TIME EMERGENCY GENERATION - RI | 12645 | REST OF POOL | RI | RI | Real-Time Emergency Generation Resource | Emergency Generation | 24.936 | 21.236
DEMAND | RT EMERGENCY GEN | REAL-TIME EMERGENCY GENERATION - RI | 12646 | REST OF POOL | RI | RI | Real-Time Emergency Generation Resource | Emergency Generation | 7.777 | 6.577
DEMAND | RT EMERGENCY GEN | REAL-TIME EMERGENCY GENERATION - RI | 12647 | REST OF POOL | RI | RI | Real-Time Emergency Generation Resource | Emergency Generation | 18.393 | 15.593
DEMAND | RT EMERGENCY GEN | REAL TIME EG RESOURCES-RI | 12662 | REST OF POOL | RI | RI | Real-Time Emergency Generation Resource | Emergency Generation | 16.665 | 16.665
DEMAND | RT EMERGENCY GEN | AMERESCO RI EMERGENCY GENERATOR DR | 12686 | REST OF POOL | RI | RI | Real-Time Emergency Generation Resource | Emergency Generation | 8.641 | 8.641
DEMAND | RT EMERGENCY GEN | ELECTRICITY SUPPLY LOAD RESPONSE CNE | 12738 | REST OF POOL | RI | RI | Real-Time Emergency Generation Resource | Emergency Generation | 6.172 | 6.172
DEMAND | RT EMERGENCY GEN | CPLN RI RT-EG | 12812 | REST OF POOL | RI | RI | Real-Time Emergency Generation Resource | Emergency Generation | 11.11 | 7.777
DEMAND | RT EMERGENCY GEN | REAL-TIME EMERGENCY GENERATION - SEMASS | 12648 | REST OF POOL | SEMA | MA | Real-Time Emergency Generation Resource | Emergency Generation | 31.355 | 26.555
DEMAND | RT EMERGENCY GEN | REAL-TIME EMERGENCY GENERATION - SEMASS | 12649 | REST OF POOL | SEMA | MA | Real-Time Emergency Generation Resource | Emergency Generation | 6.172 | 5.272
DEMAND | RT EMERGENCY GEN | REAL-TIME EMERGENCY GENERATION - SEMASS | 12650 | REST OF POOL | SEMA | MA | Real-Time Emergency Generation Resource | Emergency Generation | 14.073 | 11.973
DEMAND | RT EMERGENCY GEN | AMERESCO SEMA EMERGENCY GENERATOR DR | 12689 | REST OF POOL | SEMA | MA | Real-Time Emergency Generation Resource | Emergency Generation | 17.282 | 17.282
DEMAND | RT EMERGENCY GEN | ELECTRICITY SUPPLY LOAD RESPONSE CNE | 12722 | REST OF POOL | SEMA | MA | Real-Time Emergency Generation Resource | Emergency Generation | 6.913 | 6.913
DEMAND | RT EMERGENCY GEN | CPLN MA SEMA RT-EG | 12837 | REST OF POOL | SEMA | MA | Real-Time Emergency Generation Resource | Emergency Generation | 17.035 | 11.925
DEMAND | RT EMERGENCY GEN | REAL-TIME EMERGENCY GENERATION - VT | 12651 | REST OF POOL | VT | VT | Real-Time Emergency Generation Resource | Emergency Generation | 5.925 | 5.925
DEMAND | RT EMERGENCY GEN | REAL-TIME EMERGENCY GENERATION - VT | 12652 | REST OF POOL | VT | VT | Real-Time Emergency Generation Resource | Emergency Generation | 1.605 | 1.605
DEMAND | RT EMERGENCY GEN | REAL-TIME EMERGENCY GENERATION - VT | 12653 | REST OF POOL | VT | VT | Real-Time Emergency Generation Resource | Emergency Generation | 4.074 | 4.074
DEMAND | RT EMERGENCY GEN | ELECTRICITY SUPPLY LOAD RESPONSE CNE | 12741 | REST OF POOL | VT | VT | Real-Time Emergency Generation Resource | Emergency Generation | 3.456 | 3.456
DEMAND | RT EMERGENCY GEN | CPLN VT RT-EG | 12814 | REST OF POOL | VT | VT | Real-Time Emergency Generation Resource | Emergency Generation | 3.703 | 2.592
DEMAND | RT EMERGENCY GEN | REAL-TIME EMERGENCY GENERATION - WCMA | 12654 | REST OF POOL | West/Central Mass (WCMA) | MA | Real-Time Emergency Generation Resource | Emergency Generation | 34.935 | 29.635
DEMAND | RT EMERGENCY GEN | REAL-TIME EMERGENCY GENERATION - WCMA | 12655 | REST OF POOL | West/Central Mass (WCMA) | MA | Real-Time Emergency Generation Resource | Emergency Generation | 8.765 | 7.465
DEMAND | RT EMERGENCY GEN | REAL-TIME EMERGENCY GENERATION - WCMA | 12656 | REST OF POOL | West/Central Mass (WCMA) | MA | Real-Time Emergency Generation Resource | Emergency Generation | 20.368 | 17.269
DEMAND | RT EMERGENCY GEN | AMERESCO WESTERN MA EMERGENCY GENERATOR DR | 12701 | REST OF POOL | West/Central Mass (WCMA) | MA | Real-Time Emergency Generation Resource | Emergency Generation | 8.641 | 8.641
DEMAND | RT EMERGENCY GEN | ELECTRICITY SUPPLY LOAD RESPONSE CNE | 12726 | REST OF POOL | West/Central Mass (WCMA) | MA | Real-Time Emergency Generation Resource | Emergency Generation | 6.913 | 6.913
DEMAND | RT EMERGENCY GEN | CPLN MA WC RT-EG | 12840 | REST OF POOL | West/Central Mass (WCMA) | MA | Real-Time Emergency Generation Resource | Emergency Generation | 19.381 | 13.566
DEMAND | RT EMERGENCY GEN | CL&P - CONSERVATION & LOAD MANAGEMENT (CL&M) - REAL-TIME EMER GEN PROJECT | 12582 | REST OF POOL | CT | CT | Real-Time Emergency Generation Resource | Emergency Generation | 22.22 | 22.22
DEMAND | RT EMERGENCY GEN | UI DEMAND RESPONSE WITH EMERGENCY GENERATION PROGRAMS | 12594 | REST OF POOL | CT | CT | Real-Time Emergency Generation Resource | Emergency Generation | 24.072 | 24.072
DEMAND | RT EMERGENCY GEN | HOSPITALS & UTILITY BACK UP GENERATION | 12599 | REST OF POOL | NH | NH | Real-Time Emergency Generation Resource | Emergency Generation | 0.444 | 0.444
[9 empty] | 713.981 | 629.642

## Table 13
New Capacity Resources with Accepted Offers Below 0.75 times CONE
RESOURCE TYPE | ASSET PROJECT NAME | ASSET_ID | CAPACITY ZONE | Load Zone | State | Generating Fuel Type | DR Type | DR Measurement Type | Summer Qual
DEMAND | EFFICIENCY MAINE RESIDENTIAL EFFICIENT PRODUCTS | 12586 | MAINE | ME | ME |  | On-Peak Demand Resource | Energy Efficiency | 23.726
DEMAND | CPLN ME OP | 12841 | MAINE | ME | ME |  | On-Peak Demand Resource | Energy Efficiency | 2.345
DEMAND | REAL-TIME DEMAND RESPONSE - ME | 12604 | MAINE | ME | ME |  | Real-Time Demand Response Resource | Demand Response | 8.147
DEMAND | REAL-TIME DEMAND RESPONSE - ME | 12605 | MAINE | ME | ME |  | Real-Time Demand Response Resource | Demand Response | 1.975
DEMAND | REAL-TIME DEMAND RESPONSE - ME | 12606 | MAINE | ME | ME |  | Real-Time Demand Response Resource | Demand Response | 4.691
DEMAND | REAL-TIME DEMAND RESPONSE - ME | 12607 | MAINE | ME | ME |  | Real-Time Demand Response Resource | Demand Response | 37.033
DEMAND | REAL-TIME DEMAND RESPONSE - ME | 12608 | MAINE | ME | ME |  | Real-Time Demand Response Resource | Demand Response | 24.689
DEMAND | REAL-TIME DEMAND RESPONSE - ME | 12609 | MAINE | ME | ME |  | Real-Time Demand Response Resource | Demand Response | 24.689
DEMAND | REAL-TIME DEMAND RESPONSE - ME | 12610 | MAINE | ME | ME |  | Real-Time Demand Response Resource | Demand Response | 24.689
DEMAND | REAL-TIME DEMAND RESPONSE - ME | 12611 | MAINE | ME | ME |  | Real-Time Demand Response Resource | Demand Response | 12.344
DEMAND | AMERESCO ME REAL TIME DR | 12665 | MAINE | ME | ME |  | Real-Time Demand Response Resource | Demand Response | 4.938
DEMAND | CPLN ME RT-DR | 12807 | MAINE | ME | ME |  | Real-Time Demand Response Resource | Demand Response | 5.555
DEMAND | ECS-CRITICAL PEAK#10-CONNECTICUT(E) | 12764 | REST OF POOL | CT | CT |  | Critical Peak Demand Resource | Load Management | 2.469
DEMAND | ECS-CRITICAL PEAK#6-CONNECTICUT(A) | 12772 | REST OF POOL | CT | CT |  | Critical Peak Demand Resource | Load Management | 2.469
DEMAND | ECS-CRITICAL PEAK#7-CONNECTICUT(B) | 12773 | REST OF POOL | CT | CT |  | Critical Peak Demand Resource | Load Management | 2.469
DEMAND | ECS-CRITICAL PEAK#8-CONNECTICUT( C ) | 12774 | REST OF POOL | CT | CT |  | Critical Peak Demand Resource | Load Management | 2.469
DEMAND | ECS-CRITICAL PEAK#9-CONNECTICUT(D) | 12775 | REST OF POOL | CT | CT |  | Critical Peak Demand Resource | Load Management | 2.469
DEMAND | MULTIPLE PROJECTS | 12776 | REST OF POOL | CT | CT |  | Critical Peak Demand Resource | Load Management | 2.468
DEMAND | AMERESCO CT DSM | 12590 | REST OF POOL | CT | CT |  | On-Peak Demand Resource | Energy Efficiency | 2.469
DEMAND | CPLN CT ON-PEAK | 12779 | REST OF POOL | CT | CT |  | On-Peak Demand Resource | Energy Efficiency | 17.899
DEMAND | CSG AGGREGATION OF DG AND 24 HR LIGHTING EE -CT1 | 12782 | REST OF POOL | CT | CT |  | On-Peak Demand Resource | Energy Efficiency | 2.469
DEMAND | CSG AGGREGATION OF DG AND 24 HR LIGHTING EE -CT2 | 12783 | REST OF POOL | CT | CT |  | On-Peak Demand Resource | Energy Efficiency | 1.728
DEMAND | AMERESCO CT REAL TIME DR | 12589 | REST OF POOL | CT | CT |  | Real-Time Demand Response Resource | Demand Response | 1.728
DEMAND | REAL TIME DR RESOURCES-CT | 12659 | REST OF POOL | CT | CT |  | Real-Time Demand Response Resource | Demand Response | 18.27
DEMAND | CPLN CT RT-DR | 12780 | REST OF POOL | CT | CT |  | Real-Time Demand Response Resource | Demand Response | 45.181
DEMAND | ECS-CRITICAL PEAK#1-NEMASS(A) | 12763 | REST OF POOL | NEMA | MA |  | Critical Peak Demand Resource | Load Management | 2.469
DEMAND | ECS-CRITICAL PEAK#2-NEMASS(B) | 12768 | REST OF POOL | NEMA | MA |  | Critical Peak Demand Resource | Load Management | 2.469
DEMAND | ECS-CRITICAL PEAK#3-NEMASS-C | 12769 | REST OF POOL | NEMA | MA |  | Critical Peak Demand Resource | Load Management | 2.469
DEMAND | ECS-CRITICAL PEAK#4-NEMASS(D) | 12770 | REST OF POOL | NEMA | MA |  | Critical Peak Demand Resource | Load Management | 2.469
DEMAND | ECS-CRITICAL PEAK#5-NEMASS(E) | 12771 | REST OF POOL | NEMA | MA |  | Critical Peak Demand Resource | Load Management | 2.469
DEMAND | CAMBRIDGE ENERGY ALLIANCE | 12597 | REST OF POOL | NEMA | MA |  | Critical Peak Demand Resource | Load Management | 10.369
DEMAND | CAMBRIDGE ENERGY ALLIANCE | 12598 | REST OF POOL | NEMA | MA |  | On-Peak Demand Resource | Energy Efficiency | 10.369
DEMAND | NSTAR EE NEMA | 12684 | REST OF POOL | NEMA | MA |  | On-Peak Demand Resource | Energy Efficiency | 69.129
DEMAND | CSG AGGREGATION OF DG AND 24 HR LIGHTING EE - NEMA1 | 12786 | REST OF POOL | NEMA | MA |  | On-Peak Demand Resource | Energy Efficiency | 3.21
DEMAND | CSG AGGREGATION OF DG AND 24 HR LIGHTING EE - NEMA2 | 12787 | REST OF POOL | NEMA | MA |  | On-Peak Demand Resource | Energy Efficiency | 3.21
DEMAND | CPLN MA NEMA OP | 12832 | REST OF POOL | NEMA | MA |  | On-Peak Demand Resource | Energy Efficiency | 9.513
DEMAND | REAL-TIME DEMAND RESPONSE - NEMASS BOSTON | 12612 | REST OF POOL | NEMA | MA |  | Real-Time Demand Response Resource | Demand Response | 57.648
DEMAND | REAL-TIME DEMAND RESPONSE - NEMASS BOSTON | 12613 | REST OF POOL | NEMA | MA |  | Real-Time Demand Response Resource | Demand Response | 17.159
DEMAND | REAL-TIME DEMAND RESPONSE - NEMASS BOSTON | 12614 | REST OF POOL | NEMA | MA |  | Real-Time Demand Response Resource | Demand Response | 40.119
DEMAND | AMERESCO NEMA REAL TIME DR | 12668 | REST OF POOL | NEMA | MA |  | Real-Time Demand Response Resource | Demand Response | 8.641
DEMAND | CPLN MA NEMA RT-DR | 12833 | REST OF POOL | NEMA | MA |  | Real-Time Demand Response Resource | Demand Response | 13.436
DEMAND | PSNH CORE ENERGY EFFICIENCY PROGRAMS | 12693 | REST OF POOL | NH | NH |  | On-Peak Demand Resource | Energy Efficiency | 20.226
DEMAND | CSG AGGREGATION OF DG AND 24 HR LIGHTING EE - NH1 | 12788 | REST OF POOL | NH | NH |  | On-Peak Demand Resource | Energy Efficiency | 2.469
DEMAND | UES CORE ENERGY EFFICIENCY PROGRAMS | 12801 | REST OF POOL | NH | NH |  | On-Peak Demand Resource | Energy Efficiency | 2.159
DEMAND | CPLN NH OP | 12842 | REST OF POOL | NH | NH |  | On-Peak Demand Resource | Energy Efficiency | 2.345
DEMAND | REAL-TIME DEMAND RESPONSE - NH | 12615 | REST OF POOL | NH | NH |  | Real-Time Demand Response Resource | Demand Response | 13.949
DEMAND | REAL-TIME DEMAND RESPONSE - NH | 12616 | REST OF POOL | NH | NH |  | Real-Time Demand Response Resource | Demand Response | 3.456
DEMAND | REAL-TIME DEMAND RESPONSE - NH | 12617 | REST OF POOL | NH | NH |  | Real-Time Demand Response Resource | Demand Response | 8.147
DEMAND | AMERESCO NH REAL TIME DR | 12677 | REST OF POOL | NH | NH |  | Real-Time Demand Response Resource | Demand Response | 1.728
DEMAND | CPLN NH RT-DR | 12809 | REST OF POOL | NH | NH |  | Real-Time Demand Response Resource | Demand Response | 7.407
DEMAND | CSG AGGREGATION OF DG AND 24 HR LIGHTING EE -RI | 12790 | REST OF POOL | RI | RI |  | On-Peak Demand Resource | Energy Efficiency | 3.21
DEMAND | CPLN RI OP | 12843 | REST OF POOL | RI | RI |  | On-Peak Demand Resource | Energy Efficiency | 2.345
DEMAND | REAL-TIME DEMAND RESPONSE - RI | 12618 | REST OF POOL | RI | RI |  | Real-Time Demand Response Resource | Demand Response | 20.985
DEMAND | REAL-TIME DEMAND RESPONSE - RI | 12619 | REST OF POOL | RI | RI |  | Real-Time Demand Response Resource | Demand Response | 5.185
DEMAND | REAL-TIME DEMAND RESPONSE - RI | 12620 | REST OF POOL | RI | RI |  | Real-Time Demand Response Resource | Demand Response | 12.098
DEMAND | REAL TIME DR RESOURCES-RI | 12660 | REST OF POOL | RI | RI |  | Real-Time Demand Response Resource | Demand Response | 2.469
DEMAND | AMERESCO RI REAL TIME DR | 12688 | REST OF POOL | RI | RI |  | Real-Time Demand Response Resource | Demand Response | 4.321
DEMAND | CPLN RI RT-DR | 12811 | REST OF POOL | RI | RI |  | Real-Time Demand Response Resource | Demand Response | 11.11
DEMAND | NSTAR EE SEMA | 12685 | REST OF POOL | SEMA | MA |  | On-Peak Demand Resource | Energy Efficiency | 17.282
DEMAND | ACUSHNET COMPANY - BALL PLANT II - COMBINED HEAT AND POWER PROJECT | 12694 | REST OF POOL | SEMA | MA |  | On-Peak Demand Resource | Distributed Generation | 2.469
DEMAND | CAPE LIGHT COMPACT ENERGY EFFICIENCY PORTFOLIO | 12705 | REST OF POOL | SEMA | MA |  | On-Peak Demand Resource | Energy Efficiency | 11.8
DEMAND | CSG AGGREGATION OF DG AND 24 HR LIGHTING EE - SEMA1 | 12791 | REST OF POOL | SEMA | MA |  | On-Peak Demand Resource | Energy Efficiency | 2.469
DEMAND | CSG AGGREGATION OF DG AND 24 HR LIGHTING EE - SEMA2 | 12792 | REST OF POOL | SEMA | MA |  | On-Peak Demand Resource | Energy Efficiency | 2.469
DEMAND | CPLN MA SEMA OP | 12835 | REST OF POOL | SEMA | MA |  | On-Peak Demand Resource | Energy Efficiency | 7.407
DEMAND | REAL-TIME DEMAND RESPONSE - SEMASS | 12621 | REST OF POOL | SEMA | MA |  | Real-Time Demand Response Resource | Demand Response | 29.132
DEMAND | REAL-TIME DEMAND RESPONSE - SEMASS | 12622 | REST OF POOL | SEMA | MA |  | Real-Time Demand Response Resource | Demand Response | 9.011
DEMAND | REAL-TIME DEMAND RESPONSE - SEMASS | 12623 | REST OF POOL | SEMA | MA |  | Real-Time Demand Response Resource | Demand Response | 21.232
DEMAND | NSTAR C&I DR SEMA | 12679 | REST OF POOL | SEMA | MA |  | Real-Time Demand Response Resource | Demand Response | 6.419
DEMAND | AMERESCO SEMA REAL TIME DR | 12691 | REST OF POOL | SEMA | MA |  | Real-Time Demand Response Resource | Demand Response | 8.641
DEMAND | CPLN MA SEMA RT-DR | 12836 | REST OF POOL | SEMA | MA |  | Real-Time Demand Response Resource | Demand Response | 13.949
DEMAND | CSG AGGREGATION OF DG AND 24 HR LIGHTING EE - VT | 12798 | REST OF POOL | VT | VT |  | On-Peak Demand Resource | Energy Efficiency | 1.728
DEMAND | BURLINGTON ELECTRIC DEPARTMENT - ON-PEAK EFFICIENCY | 12822 | REST OF POOL | VT | VT |  | On-Peak Demand Resource | Energy Efficiency | 3.105
DEMAND | CPLN VT OP | 12844 | REST OF POOL | VT | VT |  | On-Peak Demand Resource | Energy Efficiency | 2.345
DEMAND | VERMONT EFFICIENCY PORTFOLIO | 12845 | REST OF POOL | VT | VT |  | On-Peak Demand Resource | Energy Efficiency | 49.412
DEMAND | REAL-TIME DEMAND RESPONSE - VT | 12624 | REST OF POOL | VT | VT |  | Real-Time Demand Response Resource | Demand Response | 5.678
DEMAND | REAL-TIME DEMAND RESPONSE - VT | 12625 | REST OF POOL | VT | VT |  | Real-Time Demand Response Resource | Demand Response | 2.716
DEMAND | REAL-TIME DEMAND RESPONSE - VT | 12626 | REST OF POOL | VT | VT |  | Real-Time Demand Response Resource | Demand Response | 4.691
DEMAND | CPLN VT RT-DR | 12813 | REST OF POOL | VT | VT |  | Real-Time Demand Response Resource | Demand Response | 3.703
DEMAND | UNITIL CORE ENERGY EFFICIENCY PROGRAMS | 12657 | REST OF POOL | West/Central Mass (WCMA) | MA |  | On-Peak Demand Resource | Energy Efficiency | 1.474
DEMAND | CSG AGGREGATION OF DG AND 24 HR LIGHTING EE - WCMA1 | 12799 | REST OF POOL | West/Central Mass (WCMA) | MA |  | On-Peak Demand Resource | Energy Efficiency | 2.469
DEMAND | CSG AGGREGATION OF DG AND 24 HR LIGHTING EE - WCMA2 | 12800 | REST OF POOL | West/Central Mass (WCMA) | MA |  | On-Peak Demand Resource | Energy Efficiency | 2.469
DEMAND | UNIVERSITY OF MASSACHUSETTS CENTRAL HEATING PLANT | 12802 | REST OF POOL | West/Central Mass (WCMA) | MA |  | On-Peak Demand Resource | Distributed Generation | 11.727
DEMAND | CPLN MA WC OP | 12838 | REST OF POOL | West/Central Mass (WCMA) | MA |  | On-Peak Demand Resource | Energy Efficiency | 7.407
DEMAND | REAL-TIME DEMAND RESPONSE - WCMA | 12627 | REST OF POOL | West/Central Mass (WCMA) | MA |  | Real-Time Demand Response Resource | Demand Response | 52.587
DEMAND | REAL-TIME DEMAND RESPONSE - WCMA | 12628 | REST OF POOL | West/Central Mass (WCMA) | MA |  | Real-Time Demand Response Resource | Demand Response | 12.962
DEMAND | REAL-TIME DEMAND RESPONSE - WCMA | 12629 | REST OF POOL | West/Central Mass (WCMA) | MA |  | Real-Time Demand Response Resource | Demand Response | 30.614
DEMAND | AMERESCO WEST MA REAL TIME DR | 12703 | REST OF POOL | West/Central Mass (WCMA) | MA |  | Real-Time Demand Response Resource | Demand Response | 4.321
DEMAND | CPLN MA WC RT-DR | 12839 | REST OF POOL | West/Central Mass (WCMA) | MA |  | Real-Time Demand Response Resource | Demand Response | 15.801
GENERATOR | BRIDGEPORT ENERGY II | 12503 | REST OF POOL | CT | CT | Natural Gas |  |  | 300.9
GENERATOR | WATERTOWN BIOMASS | 12532 | REST OF POOL | CT | CT | Other Biomass Solids |  |  | 29

## Table 14
New Capacity Resources with Rejected Offers Below 0.75 times CONE
RESOURCE TYPE | ASSET PROJECT NAME | ASSET ID | CAPACITY ZONE | Load Zone | State | Generating Fuel Type | Summer Qual
GENERATOR | DEVON 15-18 | 12504 | REST OF POOL | CT | CT | Natural Gas | 188
GENERATOR | MIDDLETOWN 12&13 | 12505 | REST OF POOL | CT | CT | Natural Gas | 186
GENERATOR | MONTVILLE 6 | 494 | REST OF POOL | CT | CT | Residual Fuel Oil No. 6 020 | 630
GENERATOR | SOMERSET 6 | 577 | REST OF POOL | SEMA | MA | Natural Gas | 120
GENERATOR | DARTMOUTH EXPANSION | 12516 | REST OF POOL | SEMA | MA | Natural Gas | 21.3
GENERATOR | SWANTON GAS TURBINE 1 | 12510 | REST OF POOL | VT | VT | Natural Gas | 20
GENERATOR | SWANTON GAS TURBINE 2 | 12511 | REST OF POOL | VT | VT | Natural Gas | 20