## Introduction
Introduction
2015 ISO New England (ISO-NE) Reliability Coordinator Area Forecast
The “2015-2024 Forecast Report of Capacity, Energy, Loads, and Transmission” (CELT Report) is a source of assumptions for use in electric planning and reliability studies. This report provides assumptions for the ISO New England Reliability Coordinator area. Total New England Load and Total New England Capacity, which include northern Maine, are included in the Section 1 summaries for reference purposes.
In this edition of the CELT Report, greater detail has been added to Section 3.1, "Forecast of Solar Photovoltaic (PV) Resources by State". This section consists of state-by-state solar forecasts based on nameplate rating, as well as the estimated summer Seasonal Claimed Capability (SCC) and estimated energy production. In contrast to the PV forecast that appeared in the CELT in 2014, for which all PV types were included in aggregate, this year those values have been separated into four categories, depending on how they are forecasted to participate in the ISO New England (ISO-NE) markets or whether they will be behind the meter. The forecast methodology and assumptions are available at http://www.iso-ne.com/system-planning/system-forecasting/distributed-generation-forecast.
One section of the CELT Report has been removed this year: the list of Forward Capacity Market (FCM) Multi-Year Obligation Resources has been moved to the FCM page on ISO-NE's web site at http://www.iso-ne.com/markets-operations/markets/forward-capacity-market. This was done so that adjustments to the list could be made as necessary.
In Section 1, the ISO New England Reliability Coordinator area reference load forecast may be characterized as having a fifty percent chance of being exceeded. The load forecast distributions for the years 2015 through 2024 are included in Section 1.6 of this report. Additional information on the load forecast, including the forecast bandwidths, is available on the ISO New England web site (see links below).
The capacity values in Section 1 are based on the Capacity Supply Obligations (CSO) for the Forward Capacity Market’s (FCM) 2014­2015, 2015-2016, 2016-2017, 2017-2018, and 2018-2019 Capacity Commitment Periods as of March 18, 2015. These include new and existing generating resources, demand resources, and imports.
The CSOs for each of the commitment periods are based on the following FCM auction results:
| 2014-2015 | Annual Reconfiguration Auction 3
| 2015-2016 | Annual Reconfiguration Auction 3
| 2016-2017 | Annual Reconfiguration Auction 1
| 2017-2018 | Forward Capacity Auction
| 2018-2019 | Forward Capacity Auction
The generating resource and demand resource CSO totals for the 2018­2019 Capacity Commitment Period are assumed to remain in place for the remainder of the CELT reporting period. Imports beyond the 2018-2019 Capacity Commitment Period reflect only known, long-term contracts.
The annual generating capacity totals based on Seasonal Claimed Capability (SCC)2 are included as a line item in Sections 1.1 and 1.2. Those values are based on the SCCs of existing assets plus the expected capability of future FCM and non-FCM resources. The non-FCM resources are those that do not have FCM obligations, but are part of the ISO New England Generator Interconnection Queue3 and are expected to become commercial in 2015 or 2016. The new resources included in the CELT Report are only a small portion of the new generating projects in the ISO New England Generator Interconnection Queue.
Section 2.1 of the CELT Report lists details for all generating assets as of January 1, 2015. It also includes SCC values for the winter 2014/15 peak, which occurred on January 8, 2015, and projected summer SCC values for August 1, 2015.
Section 4.1 summarizes the results of the 2014-2015, 2015-2016, 2016-2017, 2017-2018, and 2018-2019 Forward Capacity Market Capacity Supply Obligations (CSOs) by Load Zone as of March 18, 2015. In the case of 2014-15, monthly auction results are not taken into consideration; the results shown are for the third Annual Reconfiguration Auction (ARA3).
The October 31, 2008 Forward Capacity Market (FCM)/Queue Amendments filing (FERC Docket ER09237 http://www.iso-ne.com/static-assets/documents/regulatory/ferc/filings/2008/oct/er09_237_000_10_8_31_fcm_queue.pdf) established the Network Resource Capability (NRC) and Capacity Network Resource Capability (CNRC) values for each generating resource. Section 5.1, “Network Resource Capability (NRC) & Capacity Network Resource Capability (CNRC) List”, lists the NRC & CNRC values calculated consistent with Schedules 22 and 23 of the Open Access Transmission Tariff (the Large and Small Generator Interconnection Procedures).
Section 6 lists links associated with transmission related documents available on the ISO New England website at: http://www.iso-ne.com.
The appendices in the report are as follows:
- Appendix A defines the commonly used terms and abbreviations used in this report;
- Appendix B provides a list of the Federal Information Processing Standard (FIPS) Codes and the list of Regional System Plan (RSP) Subareas;
- Appendix C includes two graphs that illustrate the summer Capacity Supply Obligations and load forecast;
- Appendix D tracks the CSOs for each Commitment Period, by Load Zone, from the Forward Capacity Auction (FCA) results through the subsequent proration, bilaterals, and Annual Reconfiguration Auctions.
- Appendix E lists the Qualified and Cleared Capacity for all Resources that qualified to participate in the ninth Forward Capacity Auction (FCA 9).
- Appendix F is the most recent update of the New England geographic transmission map.
CELT Reports and related documents are available on the ISO New England website at:
http://www.iso-ne.com/system-planning/system-plans-studies/celt
http://www.iso-ne.com/isoexpress/web/reports/operations/-/tree/seasonal-claimed-capability
http://www.iso-ne.com/system-planning/system-plans-studies/rsp
http://www.iso-ne.com/participate/applications-status-changes/new-modified-interconnections
http://www.iso-ne.com/system-planning/transmission-planning/interconnection-request-queue
Please do not hesitate to contact ISO New England at custserv@iso-ne.com with any questions or comments regarding the information contained herein.
1 ISO New England is the Reliability Coordinator (RC), Balancing Authority (BA) and Transmission Operator (TOP) for New England. Throughout this document, the ISO is referred to as the RC since the RC has responsibility for overseeing the other two functions.
2 For more information on generating assets, refer to the Seasonal Claimed Capability Report at: http://www.iso-ne.com/isoexpress/web/reports/operations/-/tree/seasonal-claimed-capability.
3 The Generator Interconnection Queue is posted on the ISO New England website at http://www.iso­ne.com/system-planning/transmission-planning/interconnection-request-queue.

## Preface
Preface
This 2015 edition of the "Forecast Report of Capacity, Energy, Loads, and Transmission" (CELT) reflects a load forecast based upon demographic, economic, and market information available through winter 2014-15 for publication in May 2015. Accordingly, this CELT edition supersedes prior CELT publications.
This report presents the ISO-NE Reliability Coordinator area 2015-2024 forecast of:
· Electric energy demand and peak load;
· Existing ISO-NE Control Area electrical capacity and proposed changes;
· Scheduled and proposed transmission changes; with listings of existing and summaries of proposed generation projects.
Generating asset details are represented in Section 2.1 of this report for three different periods: a snapshot of January 1, 2015, a snapshot of the winter peak on January 8, 2015, and a projection for the summer of 2015. This report represents the efforts of Market Participants' staffs, jointly with ISO-NE, under the review of the Load Forecasting and Reliability Committees. Additional information regarding the documentation of the electric energy demand and peak load forecasts presented in this report may be found on ISO-NE’s web site at:
http://www.iso-ne.com/system-planning/system-plans-studies/celt

## Table of Contents
Table of Contents
Introduction
Preface
Section 1 Summaries | Section 6 Transmission Information
1.1 Summer Peak Capabilities and Load Forecast | 6.1 Transmission Project Links
1.2 Winter Peak Capabilities and Load Forecast
1.3 Summary Summer Capability by Fuel/Unit Type | Appendix A
1.4 Summary Winter Capability by Fuel/Unit Type | A.1 Definitions
1.5 Actual and Estimated Energy and Peak Loads | A.2 Company Abbreviations
1.6 Seasonal Peak Load Forecast Distributions | A.3 Column Abbreviations - Prime Mover (Unit Type)
A.4 Column Abbreviations Energy Source (Fuel)
Section 2 Control Area Capability
2.1 Generator List with Existing and Expected Seasonal Claimed Capability (SCC) | Appendix B
2.1 Endnotes | B.1 Federal Information Processing Standard (FIPS) Codes
2.2 Net of Imports and Exports | B.2 Regional System Plan (RSP) Subarea Descriptions
Section 3 Solar Forecast | Appendix C
3.1 Forecast of Solar Photovoltaic (PV) Resources by State | C.1 CSO and Load Graphs
3.1.1 Nameplate Rating
3.1.2 Estimated Summer SCC | Appendix D
3.1.3 Estimated Annual Energy | 2010-2011 through 2018-2019 Capacity Supply Obligations by Load Zone
Section 4 FCM Capacity Supply Obligations | Appendix E
4.1 Summary of Capacity Supply Obligations (CSO) | List of FCA 9 Qualified and Cleared Capacity for All Resources
Section 5 Forward Capacity Market Resource Capabilities | Appendix F
5.1 Network Resource Capability (NRC) and Capacity Network Resource Capability (CNRC) List | New England Geographic Transmission Map
5.2 Summary of Demand Resource Capacity (MW) Used in System Planning Studies

## 1.1 Summer Peak
1.1 Summer Peak Capabilities and Load Forecast (MW)
|  | 2014 | 2015 | 2016 | 2017 | 2018 | 2019 | 2020 | 2021 | 2022 | 2023 | 2024
NEW ENGLAND (Including Northern Maine) (1)
TOTAL CAPACITY |  | 32908.808 | 33538.502 | 33578.236 | 33661.547 | 34842.091 | 33458.091 | 33458.091 | 33452.091 | 33452.091 | 33452.091 | 33452.091
TOTAL REFERENCE LOAD |  | 28075 | 28500 | 29016 | 29481 | 29932 | 30337 | 30683 | 31008 | 31339 | 31679 | 32015
ISO-NE RELIABILITY COORDINATOR AREA
1. LOAD (2, 3, 4)
| 1.1 REFERENCE - Without reductions | 27970 | 28395 | 28910 | 29375 | 29825 | 30230 | 30575 | 30900 | 31230 | 31570 | 31905
| 1.1.1 Behind-the-Meter (BTM) PV (5) | 59.1 | 144.5 | 236.6 | 309.4 | 341.7 | 369.3 | 393 | 412.8 | 426.2 | 438.8 | 450.5
| 1.2 REFERENCE - With reduction for BTM PV | 27910.9 | 28250.5 | 28673.4 | 29065.6 | 29483.3 | 29860.7 | 30182 | 30487.2 | 30803.8 | 31131.2 | 31454.5
| 1.2.1 Passive DR (PDR) used in System Planning (6) | 1507.4 | 1685.2 | 1838.5 | 2089 | 2305.6 | 2551 | 2782 | 3000 | 3205 | 3398 | 3579
| 1.3 REFERENCE - With reduction for BTM PV and PDR | 26403.5 | 26565.3 | 26834.9 | 26976.6 | 27177.7 | 27309.7 | 27400 | 27487.2 | 27598.8 | 27733.2 | 27875.5
2. CAPACITY BASED ON FCM OBLIGATIONS
| 2.1 GENERATING RESOURCES (7) | 29256.763 | 29725.614 | 29347.331 | 29388.491 | 30409.68 | 30409.68 | 30409.68 | 30409.68 | 30409.68 | 30409.68 | 30409.68
| 2.2 DEMAND RESOURCES (8) | 2099.494 | 2325.851 | 2464.504 | 2856.022 | 2803.411 | 2803.411 | 2803.411 | 2803.411 | 2803.411 | 2803.411 | 2803.411
| 2.2.1 ACTIVE DR | 700 | 638.393 | 921.861 | 897.148 | 647.26 | 647.26 | 647.26 | 647.26 | 647.26 | 647.26 | 647.26
| 2.2.2 PASSIVE DR | 1399 | 1687.458 | 1542.643 | 1958.874 | 2156.151 | 2156.151 | 2156.151 | 2156.151 | 2156.151 | 2156.151 | 2156.151
| 2.3 IMPORTS (9) | 1402.551 | 1337.037 | 1616.401 | 1267.034 | 1479 | 95 | 95 | 89 | 89 | 89 | 89
| 2.4 TOTAL (10) | 32758.808 | 33388.502 | 33428.236 | 33511.547 | 34692.091 | 33308.091 | 33308.091 | 33302.091 | 33302.091 | 33302.091 | 33302.091
3. CAPACITY BASED ON SEASONAL CLAIMED CAPABILITY (SCC) (11) (12)
| 3.1 GENERATION CLAIMED FOR CAPABILITY | 30369 | 30748.5782 | 31543.3524 | 30097.3979 | 31121.2939 | 31140.0978 | 31157.1085 | 31169.8095 | 31177.7053 | 31185.2581 | 31192.8108
4. RESERVES - Based on Reference Load with reduction for Passive DR
4.1 INSTALLED RESERVES - Based on CSOs of Generating Resources (line 2.1), Active DR (line 2.2.1), and Imports (line 2.3)
| 4.1.1 MW | 4955.814 | 5135.744 | 5050.693 | 4576.073 | 5358.24 | 3842.24 | 3751.94 | 3658.74 | 3547.14 | 3412.74 | 3270.44
| 4.1.2 % OF LOAD | 18.7695 | 19.3325 | 18.8214 | 16.9631 | 19.7156 | 14.0691 | 13.6932 | 13.3107 | 12.8525 | 12.3056 | 11.7323
4.2 INSTALLED RESERVES - Based on Generation SCC (line 3.1), Active DR (line 2.2.1), Imports (line 2.3), and Exports (see footnote 13)
| 4.2.1 MW | 5968.051 | 6058.7082 | 7146.7144 | 5184.9799 | 5969.8539 | 4472.6578 | 4399.3685 | 4318.8695 | 4215.1653 | 4088.3181 | 3953.5708
| 4.2.2 % OF LOAD | 22.6033 | 22.8069 | 26.6322 | 19.2203 | 21.966 | 16.3775 | 16.0561 | 15.7123 | 15.273 | 14.7416 | 14.183
KEY:
| 4.1.1 = 2.1 + 2.2.1 + 2.3 – 1.3 | 2014: 4.2.2 = (4.2.1 / 1.3 ) x 100
| 4.1.2 = (4.1.1 / 1.3 ) x 100 | 2014: 2.4 = 2.1 + 2.2 + 2.3
4.2.1 = (3.1 + 2.2.1 + 2.3) – 1.3
FOOTNOTES:
See Section 1.1 Footnotes on following sheet

## 1.1 Footnotes
1.1 Footnotes
-1 | Represents total New England load and capacity, including Northern Maine (which is not electrically connected to the ISO New England (ISO-NE) Reliability Coordinator area).
-2 | Represents MW load level associated with a reference forecast having a 50% chance of being exceeded. More information on the April 2015 CELT forecast, including the high and low bandwidths, is available on the ISO-NE Website located at http://www.iso-ne.com/system-planning/system-plans-studies/celt.
-3 | Three versions of the seasonal peak load forecast are shown. The first forecast does not reflect the peak and energy savings of Passive Demand Resources (PDR) or Behind-the-Meter (BTM) PV. The second forecast shown reflects a reduction for BTM PV. The third forecast shown reflects the reductions of BTM PV and PDR. Detailed forecast documentation on the ISO-NE website includes all three versions of the forecast.
-4 | The 2014 summer peak load shown reflects weather normalization. Prior to weather normalization, the actual metered 2014 summer peak of 24,443 MW occurred on July 2, 2014 at hour ending 15:00. See Section 1.5 for actual and estimated peaks and energies. The reconstituted (for the load reducing action of FCM Passive Demand Resources) peak of 26,140 MW occurred on July 2, 2014 at hour ending 15:00.
-5 | Line 1.1.1 consists of Behind-the-Meter Non-Embedded PV (SCC values) as of July 1 of that year, including an 8% transmission and distribution loss gross up. Refer to Section 3.1 for more details on the PV forecast, which are as of the end of the year and do not include the 8% transmission and distribution loss gross-up.
-6 | The passive DR shown under line 1.2 consists of the Qualified Capacity (QC) of existing resources and primary auction (FCA) results for new resources. These values are used by ISO-NE System Planning in their long-term Needs Assessments and Solutions Studies (see Sec. 3.1 of this report for a breakdown by Load Zone and DR type), and are different from the Capacity Supply Obligations shown on line 2.2.2. Beginning in 2019-2020, passive DR includes an ISO-NE forecast of incremental EE beyond the FCM.
-7 | The 2014 through 2018 generating capacity consists of the current Forward Capacity Market CSOs as of March 18, 2015, and the 2013 CSOs are based on the 2014-2015 ARA 3 results. The 2018 FCM CSO is assumed to remain in place through the end of the CELT reporting period. It is assumed that the 94 MW of Static and Dynamic De-List Bids that were cleared to leave the 2018-2019 Forward Capacity Auction will remain de-listed through the reporting period. The Citizens Block Load CSO is treated as an import rather than a generating resource.
-8 | The demand resource values are based on DR with FCM CSOs, including an 8% transmission and distribution loss gross-up. The 2018 FCM CSO is assumed to remain in place through the end of the CELT Reporting Period. A passive DR forecast is included with the QC-based DR values on line 1.2, beginning in 2019.
-9 | The 2014 through 2018 imports are based on FCM import CSOs. An Administrative Export De-List of 100 MW is taken into account in the generation capability values from 2014 on. The purchases beyond the 2018-2019 Capacity Commitment Period reflect only known, long-term contracts.
-10 | May not equal sum due to rounding.
-11 | The generating capability based on SCC values includes all existing ISO New England generating assets as well as projected additions and retirements. Future generating assets consist of non-FCM resources that are expected to go commercial in 2015 or 2016, and all new resources with FCM CSOs. The capabilities of the FCM resources are based on their Qualified Capacity.
-12 | The 2015 SCC value is consistent with the total capacity projected for August 1st in the Section 2.1 Generator List, with the addition of 8 MW of PV in Markets forecasted to be in service by July 1. The amount of PV in service as of April 1 is 140 MW, while the 2015 summer peak PV is forecasted to total 148 MW. This was calculated from Section 3.1.2 - Forecast of Solar PV Estimated Summer Seasonal Claimed Capability (SCC) by Category and State based on the assumption that 36% of the end of year PV will be in service by July 1.
-13 | Exports consist of a 100 MW Administrative Export De-List.

## 1.2 Winter Peak
1.2 Winter Peak Capabilities and Load Forecast (MW)
|  | 14/15 | 15/16 | 16/17 | 17/18 | 18/19 | 19/20 | 20/21 | 21/22 | 22/23 | 23/24 | 24/25
NEW ENGLAND (Including Northern Maine) (1)
TOTAL CAPACITY |  | 33142.346 | 33831.581 | 33839.443 | 33979.768 | 35092.35 | 34171.35 | 34165.35 | 34165.35 | 34165.35 | 34165.35 | 34165.35
TOTAL REFERENCE LOAD |  | 22742 | 22863 | 23043 | 23229 | 23405 | 23555 | 23696 | 23841 | 23992 | 24148 | 24303
ISO-NE RELIABILITY COORDINATOR AREA
1. LOAD (2, 3, 4)
| 1.1 REFERENCE - Without reductions | 22620 | 22740 | 22920 | 23105 | 23280 | 23430 | 23570 | 23715 | 23865 | 24020 | 24175
| 1.1.1 Behind-the-Meter (BTM) PV (5) | 0 | 0 | 0 | 0 | 0 | 0 | 0 | 0 | 0 | 0 | 0
| 1.2 REFERENCE - With reduction for BTM PV | 22620 | 22740 | 22920 | 23105 | 23280 | 23430 | 23570 | 23715 | 23865 | 24020 | 24175
| 1.2.1 Passive DR (PDR) used in System Planning (6) | 1489 | 1663 | 1652 | 1832 | 2170.6 | 2402 | 2619 | 2825 | 3018 | 3199 | 3370
| 1.3 REFERENCE - With reduction for BTM PV and PDR | 21131 | 21077 | 21268 | 21273 | 21109.4 | 21028 | 20951 | 20890 | 20847 | 20821 | 20805
2. CAPACITY BASED ON FCM OBLIGATIONS
| 2.1 GENERATING RESOURCES (7) | 30005.084 | 30070.371 | 29649.468 | 29710.298 | 31121.939 | 31121.939 | 31121.939 | 31121.939 | 31121.939 | 31121.939 | 31121.939
| 2.2 DEMAND RESOURCES (8) | 2055.137 | 2285.107 | 2448.574 | 2852.436 | 2803.411 | 2803.411 | 2803.411 | 2803.411 | 2803.411 | 2803.411 | 2803.411
| 2.2.1 ACTIVE DR | 655.956 | 599.863 | 907.1 | 894.108 | 647.261 | 647.261 | 647.261 | 647.261 | 647.261 | 647.261 | 647.261
| 2.2.2 PASSIVE DR | 1399.181 | 1685.244 | 1541.474 | 1958.328 | 2156.15 | 2156.15 | 2156.15 | 2156.15 | 2156.15 | 2156.15 | 2156.15
| 2.3 IMPORTS (9) | 932.125 | 1326.103 | 1591.401 | 1267.034 | 1017 | 96 | 90 | 90 | 90 | 90 | 90
| 2.4 TOTAL (10) | 32992.346 | 33681.581 | 33689.443 | 33829.768 | 34942.35 | 34021.35 | 34015.35 | 34015.35 | 34015.35 | 34015.35 | 34015.35
3. CAPACITY BASED ON SEASONAL CLAIMED CAPABILITY (SCC) (11)
| 3.1 GENERATION CLAIMED FOR CAPABILITY | 32647 | 33214 | 33903.195 | 32377.904 | 33453.67 | 33453.67 | 33453.67 | 33453.67 | 33453.67 | 33453.67 | 33453.67
4. RESERVES - Based on Reference Load with reduction for Passive DR
4.1 INSTALLED RESERVES - Based on CSOs of Generating Resources (line 2.1), Active DR (line 2.2.1), and Imports (line 2.3)
| 4.1.1 MW | 10462.165 | 10919.337 | 10879.969 | 10598.44 | 11676.8 | 10837.2 | 10908.2 | 10969.2 | 11012.2 | 11038.2 | 11054.2
| 4.1.2 % OF LOAD | 49.511 | 51.8069 | 51.1565 | 49.8211 | 55.3156 | 51.537 | 52.0653 | 52.5093 | 52.8239 | 53.0147 | 53.1324
4.2 INSTALLED RESERVES - Based on Generation SCC (line 3.1), Active DR (line 2.2.1), Imports (line 2.3), and Exports (see footnote 12)
| 4.2.1 MW | 13004.081 | 13962.966 | 15033.696 | 13166.046 | 13908.531 | 13068.931 | 13139.931 | 13200.931 | 13243.931 | 13269.931 | 13285.931
| 4.2.2 % OF LOAD | 61.5403 | 66.2474 | 70.6869 | 61.8909 | 65.8879 | 62.1501 | 62.7174 | 63.1926 | 63.5292 | 63.7334 | 63.8593
KEY:
| 4.1.1 = 2.1 + 2.2.1 + 2.3 – 1.3 | 14/15: 4.2.2 = (4.2.1 / 1.3 ) x 100
| 4.1.2 = (4.1.1 / 1.3 ) x 100 | 14/15: 2.4 = 2.1 + 2.2 + 2.3
4.2.1 = (3.1 + 2.2.1 + 2.3) – 1.3
FOOTNOTES:
See Section 1.2 Footnotes on following sheet

## 1.2 Footnotes
1.2 Footnotes
-1 | Represents total New England load and capacity, including Northern Maine (which is not electrically connected to the ISO New England (ISO-NE) Reliability Coordinator area).
-2 | Represents MW load level associated with a reference forecast having a 50% chance of being exceeded. More information on the April 2015 CELT forecast, including the high and low bandwidths, is available on the ISO-NE Website located at http://www.iso-ne.com/system-planning/system-plans-studies/celt.
-3 | Two versions of the seasonal peak load forecast are shown. The first forecast does not reflect the peak and energy savings of the passive demand resources. The second forecast shown reflects a reduction for that passive DR. Detailed forecast documentation on the ISO-NE website includes both the original CELT forecast and the forecast minus passive demand resources.
-4 | The 2014/15 winter peak load shown reflects weather normalization. Prior to weather normalization, the actual metered 2014/15 winter peak of 20,556 MW occurred on January 8, 2015 at hour ending 18:00. See Section 1.5 for actual and estimated peaks and energies. The reconstituted (for the load reducing action of FCM Passive Demand Resources) peak of 22,804 MW occurred on January 8, 2015 at hour ending 18:00.
-5 | Behing-the-Meter PV is assumed to be zero during the winter peak.
-6 | The passive DR shown under line 1.2 consists of the Qualified Capacity (QC) of existing resources and primary auction (FCA) results for new resources. These values are used by ISO-NE System Planning in their long-term Needs Assessments and Solutions Studies (see Sec. 3.1 of this report for a breakdown by Load Zone and DR type), and are different from the Capacity Supply Obligations shown on line 2.2.2. Beginning in 2019-2020, passive DR includes an ISO-NE forecast of incremental EE beyond the FCM.
-7 | The 2015/16 through 2018/19 generating capacity consists of the Forward Capacity Market CSOs current as of March 18, 2015, and the 2014/15 CSOs are based on the ARA 3 results. The 2018/19 FCM CSO is assumed to remain in place through the end of the CELT reporting period. It is assumed that the 94 MW of Static and Dynamic De-List Bids that were cleared to leave the 2018-2019 Forward Capacity Auction will remain de-listed through the reporting period. The Citizens Block Load CSO is treated as an import rather than a generating resource.
-8 | The demand resource values are based on DR with FCM CSOs, including an 8% transmission and distribution loss gross-up. The 2018/19 FCM CSO is assumed to remain in place through the end of the CELT Reporting Period. A passive DR forecast is included with the QC-based DR values on line 1.2, beginning in 2019/20.
-9 | The 2014/15 through 2018/19 imports are based on FCM import CSOs. An Administrative Export De-List of 100 MW is taken into account in the generation capability values from 2015 on. The purchases beyond the 2018-2019 Capacity Commitment Period reflect only known, long-term contracts.
-10 | May not equal sum due to rounding.
-11 | The generating capability based on SCC values includes all existing ISO New England generating assets as well as projected additions and retirements. Future generating assets consist of non-FCM resources that are expected to go commercial in 2015 or 2016, and all new resources with FCM CSOs. The capabilities of the FCM resources are based on their Qualified Capacity.
-12 | Exports consist of a 100 MW Administrative Export De-List.

## 1.3 Summer by Fuel-Unit Type
1.3 - Summary Summer Capability by Fuel/Unit Type (MW) (1)
|  | 2014 | 2015 | 2016 | 2017 | 2018 | 2019 | 2020 | 2021 | 2022 | 2023 | 2024
| NUCLEAR STEAM | 3830.727 | 3877.395 | 3877.445 | 4023.007 | 4023.769 | 4023.769 | 4023.769 | 4023.769 | 4023.769 | 4023.769 | 4023.769
| HYDRO (DAILY CYCLE - PONDAGE) | 333.945 | 326.708 | 328.818 | 339.144 | 338.304 | 338.304 | 338.304 | 338.304 | 338.304 | 338.304 | 338.304
| HYDRO (DAILY CYCLE - RUN OF RIVER) | 280.045 | 299.595 | 307.599 | 275.034 | 273.49 | 273.49 | 273.49 | 273.49 | 273.49 | 273.49 | 273.49
| HYDRO (WEEKLY CYCLE) | 770.265 | 859.457 | 871.27 | 814.163 | 846.793 | 846.793 | 846.793 | 846.793 | 846.793 | 846.793 | 846.793
| HYDRO (PUMPED STORAGE) | 1600.843 | 1623.707 | 1615.744 | 1666.294 | 1642.842 | 1642.842 | 1642.842 | 1642.842 | 1642.842 | 1642.842 | 1642.842
| GAS COMBINED CYCLE | 9203.285 | 8857.081 | 8699.598 | 8882.746 | 8951.015 | 8951.015 | 8951.015 | 8951.015 | 8951.015 | 8951.015 | 8951.015
| GAS/OIL COMBINED CYCLE | 2697.658 | 3202.289 | 3442.837 | 3906.072 | 4654.541 | 4654.541 | 4654.541 | 4654.541 | 4654.541 | 4654.541 | 4654.541
| GAS COMBUSTION (GAS) TURBINE | 463.562 | 345.132 | 338.894 | 356.62 | 446.251 | 446.251 | 446.251 | 446.251 | 446.251 | 446.251 | 446.251
| GAS/OIL COMBUSTION (GAS) TURBINE | 496.758 | 629.385 | 622.074 | 668.466 | 861.398 | 861.398 | 861.398 | 861.398 | 861.398 | 861.398 | 861.398
| OIL COMBUSTION (GAS) TURBINE | 1599.909 | 1613.138 | 1531.654 | 1573.253 | 1605.924 | 1605.924 | 1605.924 | 1605.924 | 1605.924 | 1605.924 | 1605.924
| COAL STEAM | 1907.648 | 1980.787 | 1821.174 | 926.851 | 921.877 | 921.877 | 921.877 | 921.877 | 921.877 | 921.877 | 921.877
| GAS/OIL STEAM | 2786.938 | 2776.857 | 2691.716 | 2481.27 | 2496.967 | 2496.967 | 2496.967 | 2496.967 | 2496.967 | 2496.967 | 2496.967
| OIL STEAM | 2134.805 | 2183.509 | 1986.415 | 2200.505 | 2147.596 | 2147.596 | 2147.596 | 2147.596 | 2147.596 | 2147.596 | 2147.596
| GAS INTERNAL COMBUSTION | 0 | 2.563 | 5 | 4.871 | 4.871 | 4.871 | 4.871 | 4.871 | 4.871 | 4.871 | 4.871
| GAS/OIL INTERNAL COMBUSTION | 9.495 | 9.495 | 9.495 | 9.495 | 9.495 | 9.495 | 9.495 | 9.495 | 9.495 | 9.495 | 9.495
| OIL INTERNAL COMBUSTION | 116.315 | 111.427 | 118.429 | 118.079 | 112.084 | 112.084 | 112.084 | 112.084 | 112.084 | 112.084 | 112.084
| BIO/REFUSE | 935.44 | 908 | 909.08 | 1001.406 | 925.526 | 925.526 | 925.526 | 925.526 | 925.526 | 925.526 | 925.526
| WIND TURBINE | 74.696 | 101.731 | 149.078 | 121.044 | 110.826 | 110.826 | 110.826 | 110.826 | 110.826 | 110.826 | 110.826
| GAS FUEL CELL | 13.054 | 15.554 | 15.554 | 15.554 | 15.554 | 15.554 | 15.554 | 15.554 | 15.554 | 15.554 | 15.554
| PHOTOVOLTAIC | 1.375 | 1.804 | 5.457 | 4.617 | 20.557 | 20.557 | 20.557 | 20.557 | 20.557 | 20.557 | 20.557
SUBTOTAL ISO-NE RELIABILITY COORDINATOR AREA CAPACITY (2) (4) |  | 29256.763 | 29725.614 | 29347.331 | 29388.491 | 30409.68 | 30409.68 | 30409.68 | 30409.68 | 30409.68 | 30409.68 | 30409.68
| DEMAND RESOURCES | 2099.494 | 2325.851 | 2464.504 | 2856.022 | 2803.411 | 2803.411 | 2803.411 | 2803.411 | 2803.411 | 2803.411 | 2803.411
| IMPORTS (3) | 1402.551 | 1337.037 | 1616.401 | 1267.034 | 1479 | 95 | 95 | 89 | 89 | 89 | 89
TOTAL ISO-NE RELIABILITY COORDINATOR AREA CAPACITY (4) |  | 32758.808 | 33388.502 | 33428.236 | 33511.547 | 34692.091 | 33308.091 | 33308.091 | 33302.091 | 33302.091 | 33302.091 | 33302.091
FOOTNOTES:
-1 | Gas/oil units are not necessarily fully operable on both fuels.
-2 | The 2014 through 2018 generation values consist of the Forward Capacity Market CSOs current as of March 18, 2015. The 2018 FCM CSO is assumed to remain in place through the end of the CELT reporting period. It is assumed that the 94 MW of Static and Dynamic De-List Bids that were cleared to leave the 2018-2019 Forward Capacity Auction will remain de-listed through the reporting period.
-3 | Imports are from entities outside the ISO-NE Reliability Coordinator area boundary. The 2014 through 2018 imports are based on FCM import CSOs. An Export De-List of 100 MW is taken into account in the generation capability values. The imports beyond the 2018-2019 Capacity Commitment Period reflect only known, long-term contracts.
-4 | May not equal sum due to rounding.

## 1.4 Winter by Fuel-Unit Type
1.4 - Summary Winter Capability by Fuel/Unit Type (MW) (1)
|  | 14/15 | 15/16 | 16/17 | 17/18 | 18/19 | 19/20 | 20/21 | 21/22 | 22/23 | 23/24 | 24/25
| NUCLEAR STEAM | 3831.013 | 3877.36 | 3877.412 | 4023.007 | 4023.769 | 4023.769 | 4023.769 | 4023.769 | 4023.769 | 4023.769 | 4023.769
| HYDRO (DAILY CYCLE - PONDAGE) | 333.945 | 327.355 | 329.414 | 339.83 | 339.309 | 339.309 | 339.309 | 339.309 | 339.309 | 339.309 | 339.309
| HYDRO (DAILY CYCLE - RUN OF RIVER) | 363.578 | 404.542 | 437.188 | 440.741 | 434.484 | 434.484 | 434.484 | 434.484 | 434.484 | 434.484 | 434.484
| HYDRO (WEEKLY CYCLE) | 1600.533 | 860.13 | 863.562 | 812.899 | 844.728 | 844.728 | 844.728 | 844.728 | 844.728 | 844.728 | 844.728
| HYDRO (PUMPED STORAGE) | 769.367 | 1623.389 | 1615.425 | 1643.945 | 1642.842 | 1642.842 | 1642.842 | 1642.842 | 1642.842 | 1642.842 | 1642.842
| GAS COMBINED CYCLE | 9613.756 | 8897.67 | 8719.115 | 8907.759 | 9371.538 | 9371.538 | 9371.538 | 9371.538 | 9371.538 | 9371.538 | 9371.538
| GAS/OIL COMBINED CYCLE | 2773.716 | 3289.956 | 3451.543 | 3906.072 | 4658.041 | 4658.041 | 4658.041 | 4658.041 | 4658.041 | 4658.041 | 4658.041
| GAS COMBUSTION (GAS) TURBINE | 484.672 | 374.271 | 338.894 | 356.62 | 446.251 | 446.251 | 446.251 | 446.251 | 446.251 | 446.251 | 446.251
| GAS/OIL COMBUSTION (GAS) TURBINE | 528.277 | 629.385 | 622.074 | 668.466 | 861.398 | 861.398 | 861.398 | 861.398 | 861.398 | 861.398 | 861.398
| OIL COMBUSTION (GAS) TURBINE | 1697.549 | 1613.138 | 1555.199 | 1594.616 | 1647.352 | 1647.352 | 1647.352 | 1647.352 | 1647.352 | 1647.352 | 1647.352
| COAL STEAM | 1905.241 | 1980.787 | 1821.174 | 926.851 | 921.877 | 921.877 | 921.877 | 921.877 | 921.877 | 921.877 | 921.877
| GAS/OIL STEAM | 2773.398 | 2776.857 | 2691.716 | 2481.27 | 2481.27 | 2481.27 | 2481.27 | 2481.27 | 2481.27 | 2481.27 | 2481.27
| OIL STEAM | 2142.796 | 2184.716 | 1986.415 | 2200.505 | 2147.596 | 2147.596 | 2147.596 | 2147.596 | 2147.596 | 2147.596 | 2147.596
| GAS INTERNAL COMBUSTION | 0 | 2.563 | 5 | 4.871 | 4.871 | 4.871 | 4.871 | 4.871 | 4.871 | 4.871 | 4.871
| GAS/OIL INTERNAL COMBUSTION | 9.495 | 9.495 | 9.495 | 9.495 | 9.495 | 9.495 | 9.495 | 9.495 | 9.495 | 9.495 | 9.495
| OIL INTERNAL COMBUSTION | 116.315 | 111.427 | 118.429 | 118.079 | 112.084 | 112.084 | 112.084 | 112.084 | 112.084 | 112.084 | 112.084
| BIO/REFUSE | 942.67 | 913.32 | 917.88 | 1011.741 | 936.977 | 936.977 | 936.977 | 936.977 | 936.977 | 936.977 | 936.977
| WIND TURBINE | 105.71 | 178.456 | 273.979 | 247.977 | 222.503 | 222.503 | 222.503 | 222.503 | 222.503 | 222.503 | 222.503
| GAS FUEL CELL | 13.054 | 15.554 | 15.554 | 15.554 | 15.554 | 15.554 | 15.554 | 15.554 | 15.554 | 15.554 | 15.554
| PHOTOVOLTAIC | -0.001 | 0 | 0 | 0 | 0 | 0 | 0 | 0 | 0 | 0 | 0
SUBTOTAL ISO-NE RELIABILITY COORDINATOR AREA CAPACITY (2) (4) |  | 30005.084 | 30070.371 | 29649.468 | 29710.298 | 31121.939 | 31121.939 | 31121.939 | 31121.939 | 31121.939 | 31121.939 | 31121.939
| DEMAND RESOURCES | 2055.137 | 2285.107 | 2448.574 | 2852.436 | 2803.411 | 2803.411 | 2803.411 | 2803.411 | 2803.411 | 2803.411 | 2803.411
| IMPORTS (3) | 932.125 | 1326.103 | 1591.401 | 1267.034 | 1017 | 96 | 90 | 90 | 90 | 90 | 90
TOTAL ISO-NE RELIABILITY COORDINATOR AREA CAPACITY (4) |  | 32992.346 | 33681.581 | 33689.443 | 33829.768 | 34942.35 | 34021.35 | 34015.35 | 34015.35 | 34015.35 | 34015.35 | 34015.35
FOOTNOTES:
-1 | Gas/oil units are not necessarily fully operable on both fuels.
-2 | The 2014/15 through 2018/19 generation values consist of the Forward Capacity Market CSOs current as of March 18, 2015. The 2018/19 FCM CSO is assumed to remain in place through the end of the CELT reporting period. It is assumed that the 94 MW of Static and Dynamic De-List Bids that were cleared to leave the 2018-2019 Forward Capacity Auction will remain de-listed through the reporting period.
-3 | Imports are from entities outside the ISO-NE Reliability Coordinator Area boundary. The 2014/15 through 2018/19 imports are based on FCM import CSOs. An Export De-List of 100 MW is taken into account in the generation capability values. The purchases beyond the 2018-2019 Capacity Commitment Period reflect only known, long-term contracts.
-4 | May not equal sum due to rounding.

## 1.5 Energy & Peak Lds
1.5 - Actual and Forecasted Energy and Peak Loads (Forecast is Reference with reduction for BTM PV) (1)
2014 ACTUAL
|  | JAN |  | FEB |  | MAR | APR | MAY | JUN | JUL | AUG | SEP | OCT | NOV | DEC
MONTHLY PEAK LOAD - MW |  | 21334 |  | 19654 |  | 19696 | 16011 | 16222 | 21263 | 24443 | 22694 | 23715 | 17053 | 18348 | 19812
MONTHLY NET ENERGY - GWH |  | 12022 |  | 10468 |  | 11037 | 9452 | 9463 | 10400 | 12244 | 11229 | 10236 | 9710 | 9950 | 10926
2015 FORECAST
|  | JAN |  | FEB |  | MAR | APR | MAY | JUN | JUL | AUG | SEP | OCT | NOV | DEC
MONTHLY PEAK LOAD - MW |  | 20556 | A | 20070 | A | 19635 | 17735 | 19905 | 25230 | 28251 | 28251 | 23160 | 18670 | 20350 | 22740
MONTHLY NET ENERGY - GWH |  | 11713 | A | 11015 | A | 11524 | 10092 | 10440 | 11664 | 13357 | 13014 | 10854 | 10549 | 10794 | 12194
2016 FORECAST
|  | JAN |  | FEB |  | MAR | APR | MAY | JUN | JUL | AUG | SEP | OCT | NOV | DEC
MONTHLY PEAK LOAD - MW |  | 22740 |  | 21505 |  | 19770 | 17870 | 20008 | 25463 | 28673 | 28673 | 23338 | 18770 | 20500 | 22920
MONTHLY NET ENERGY - GWH |  | 12771 |  | 11166 |  | 11643 | 10186 | 10539 | 11777 | 13489 | 13143 | 10960 | 10661 | 10912 | 12336
CAGR (5)
|  | 2014 |  | 2015 |  | 2016 | 2017 | 2018 | 2019 | 2020 | 2021 | 2022 | 2023 | 2024 | 2015 to 2024
SUMMER PEAK - MW |  | 24443 | A | 28250.5 |  | 28673.4 | 29065.6 | 29483.3 | 29860.7 | 30182 | 30487.2 | 30803.8 | 31131.2 | 31454.5 | 1.2008
WINTER PEAK - MW (2) |  | 20556 | A | 22740 |  | 22920 | 23105 | 23280 | 23430 | 23570 | 23715 | 23865 | 24020 | 24175 | 0.68225
NET ANNUAL ENERGY - GWH (3) |  | 127317 | A | 138153 | -4 | 139583 | 141102 | 142614 | 143925 | 145182 | 146466 | 147837 | 149253 | 150666 | 0.96803
FOOTNOTES:
A | = ACTUAL
-1 | Recognizing that the seasonal peaks usually occur within a few months of the year, the forecasted monthly peaks of July and August have been replaced by the summer peak, and December and January have been replaced by the winter peak.
-2 | Winter beginning in December of the year shown.
-3 | May not equal sum due to rounding.
-4 | Forecasted value only; does not include the January 2015 actual monthly net energy shown above.
-5 | Compound Annual Growth Rate (%).

## 1.6 Frcst Distributions
1.6 - Seasonal Peak Load Forecast Distributions (Forecast is Reference with reduction for BTM PV)
|  |  | Peak Load Forecast at Milder Than Expected Weather |  |  |  | Reference Forecast at Expected Weather | Peak Load Forecast at More Extreme Than Expected Weather
| Summer (MW) | 2015 | 27145 | 27395 | 27440 | 27825 | 28251 | 28700 | 29165 | 29825 | 30600 | 31270
|  | 2016 | 27548 | 27803 | 27848 | 28238 | 28673 | 29133 | 29603 | 30278 | 31053 | 31733
|  | 2017 | 27921 | 28181 | 28226 | 28626 | 29066 | 29531 | 30011 | 30696 | 31481 | 32171
|  | 2018 | 28323 | 28583 | 28633 | 29033 | 29483 | 29958 | 30443 | 31138 | 31933 | 32628
|  | 2019 | 28686 | 28951 | 28996 | 29406 | 29861 | 30341 | 30831 | 31541 | 32341 | 33051
|  | 2020 | 28992 | 29262 | 29307 | 29722 | 30182 | 30667 | 31167 | 31877 | 32697 | 33417
|  | 2021 | 29287 | 29557 | 29607 | 30022 | 30487 | 30977 | 31482 | 32202 | 33037 | 33762
|  | 2022 | 29589 | 29864 | 29914 | 30334 | 30804 | 31299 | 31809 | 32539 | 33389 | 34124
|  | 2023 | 29901 | 30181 | 30231 | 30656 | 31131 | 31631 | 32146 | 32886 | 33746 | 34491
|  | 2024 | 30214 | 30494 | 30544 | 30974 | 31455 | 31964 | 32479 | 33224 | 34104 | 34859
|  | WTHI (1) | 78.49 | 78.73 | 79 | 79.39 | 79.88 | 80.3 | 80.72 | 81.14 | 81.96 | 82.33
|  | Dry-Bulb Temperature (2) | 88.5 | 88.9 | 89.2 | 89.9 | 90.2 | 91.2 | 92.2 | 92.9 | 94.2 | 95.4
| Probability of Forecast Being Exceeded |  | 90% | 80% | 70% | 60% | 50% | 40% | 30% | 20% | 10% | 5%
| Winter (MW) | 2015/16 | 22325 | 22440 | 22535 | 22595 | 22740 | 22890 | 23050 | 23150 | 23400 | 23755
|  | 2016/17 | 22500 | 22620 | 22715 | 22775 | 22920 | 23070 | 23230 | 23335 | 23580 | 23935
|  | 2017/18 | 22685 | 22800 | 22895 | 22960 | 23105 | 23255 | 23420 | 23520 | 23765 | 24120
|  | 2018/19 | 22855 | 22975 | 23070 | 23130 | 23280 | 23435 | 23595 | 23700 | 23935 | 24295
|  | 2019/20 | 23000 | 23120 | 23220 | 23280 | 23430 | 23585 | 23750 | 23850 | 24085 | 24445
|  | 2020/21 | 23140 | 23260 | 23360 | 23420 | 23570 | 23725 | 23890 | 23995 | 24225 | 24585
|  | 2021/22 | 23280 | 23400 | 23500 | 23565 | 23715 | 23870 | 24040 | 24145 | 24370 | 24730
|  | 2022/23 | 23430 | 23550 | 23650 | 23715 | 23865 | 24020 | 24190 | 24295 | 24520 | 24880
|  | 2023/24 | 23580 | 23705 | 23805 | 23865 | 24020 | 24180 | 24345 | 24455 | 24680 | 25035
|  | 2024/25 | 23735 | 23855 | 23955 | 24020 | 24175 | 24335 | 24505 | 24610 | 24835 | 25190
|  | Dry-Bulb Temperature (3) | 10.72 | 9.66 | 8.84 | 8.3 | 7.03 | 5.77 | 4.4 | 3.58 | 1.61 | -1.15
FOOTNOTES:
-1 | WTHI - a three-day weighted temperature-humidity index for eight New England weather stations. It is the weather variable used in producing the summer peak load forecast. For more information on the weather variables see http://www.iso-ne.com/system-planning/system-plans-studies/celt.
-2 | Dry-bulb temperature (in degrees Fahrenheit) shown in the summer season is for informational purposes only.
-3 | Dry-bulb temperature (in degrees Fahrenheit) shown in the winter season is a weighted value from eight New England weather stations.

## 2.1 Generator List
2.1 Generator List with Existing and Expected Seasonal Claimed Capability (SCC)
- Generator Information as of January 1, 2015
- Summer and Winter SCC as of January 1, 2015, and as of the 2014/15 Winter and 2015 Summer Peaks
[16 empty] | As of Jan. 1, 2015 |  | As of 2014/15 Winter and 2015 Summer Peaks
ASSET ID | ASSET NAME | RE-SOURCE ID | RESOURCE NAME | GEN TYPE ID | PRIM FUEL TYPE | ALT FUEL TYPE | FUEL GEN TYPE DESC | IN-SERVICE DATE (ACTUAL OR EXPECTED) | LEAD PARTICIPANT NAME | LEAD PARTICI-PANT ACRONYM | STATE | FIPS COUNTY | RSP AREA | LOAD ZONE NAME | EIA PLANT NUMBER | WINTER SCC (MW) | SUMMER SCC (MW) | WINTER PEAK SCC JAN 8, 2015 | EXPECTED SUMMER PEAK SCC AUG 1, 2015 | Change in Summer SCC from 8/1/14
194 | FOUR HILLS LOAD REDUCER | 194 | FOUR HILLS LOAD REDUCER | IC | LFG |  | BIO/REFUSE | 1996-04-01 05:00 | Public Service Company of New Hampshire | PSNH | NH | 11 | NH | NH | 55006 | 0 | 0 | 0 | 0 | 0
253 | TURNKEY LANDFILL | 253 | TURNKEY LANDFILL | IC | LFG |  | BIO/REFUSE | 1992-03-01 05:00 | Public Service Company of New Hampshire | PSNH | NH | 17 | NH | NH | 54663 | 0.73 | 0.732 | 0.73 | 0.732 | -0.003
321 | MANCHESTER 10/10A CC | 321 | MANCHESTER 10 10A CC | CC | NG | DFO | GAS/OIL COMBINED CYCLE | 1995-11-15 05:00 | Dominion Energy Marketing, Inc. | DEM | RI | 07 | RI | RI | 3236 | 170 | 149 | 170 | 159 | 10
322 | MANCHESTER 11/11A CC | 322 | MANCHESTER 11 11A CC | CC | NG | DFO | GAS/OIL COMBINED CYCLE | 1995-10-01 04:00 | Dominion Energy Marketing, Inc. | DEM | RI | 07 | RI | RI | 3236 | 170 | 153.594 | 170 | 159 | 5.406
323 | MANCHESTER 9/9A CC | 323 | MANCHESTER 9 9A CC | CC | NG | DFO | GAS/OIL COMBINED CYCLE | 1995-11-14 05:00 | Dominion Energy Marketing, Inc. | DEM | RI | 07 | RI | RI | 3236 | 169.785 | 148.785 | 169.785 | 159 | 10.215
324 | CDECCA | 324 | CDECCA | CC | NG | DFO | GAS/OIL COMBINED CYCLE | 1988-11-01 05:00 | Pawtucket Power Holding Company LLC | PPH | CT | 03 | CT | CT | 50498 | 61.334 | 49.522 | 61.334 | 49.522 | -5.732
326 | ALTRESCO | 326 | ALTRESCO | CC | NG | DFO | GAS/OIL COMBINED CYCLE | 1990-09-01 04:00 | Pawtucket Power Holding Company LLC | PPH | MA | 03 | WMA | WCMA | 50002 | 178.879 | 144.612 | 178.879 | 144.612 | -6.37
327 | AMOSKEAG | 327 | AMOSKEAG | HDP | WAT |  | HYDRO (DAILY CYCLE - PONDAGE) | 1922-01-01 05:00 | Public Service Company of New Hampshire | PSNH | NH | 11 | NH | NH | 2354 | 17.5 | 16.781 | 17.5 | 16.781 | 0
328 | GULF ISLAND COMPOSITE | 328 | GULF ISLAND COMPOSITE Incremental | HW | WAT |  | HYDRO (WEEKLY CYCLE) | 1926-01-01 05:00 | Brookfield White Pine Hydro LLC | FPLEMH | ME | 01 | ME | ME | 1480 | 32.97 | 32.97 | 32.97 | 32.97 | 0
329 | ASCUTNEY GT | 329 | ASCUTNEY GT | GT | DFO |  | OIL COMBUSTION (GAS) TURBINE | 1961-11-01 05:00 | Green Mountain Power Corporation | GMP | VT | 27 | VT | VT | 3708 | 12.581 | 8.503 | 12.581 | 8.503 | -0.143
330 | AYERS ISLAND | 330 | AYERS ISLAND | HDP | WAT |  | HYDRO (DAILY CYCLE - PONDAGE) | 1925-01-01 05:00 | Public Service Company of New Hampshire | PSNH | NH | 01 | NH | NH | 2355 | 9.08 | 8.474 | 9.08 | 8.474 | 0
331 | AZISCOHOS HYDRO | 331 | AZISCOHOS HYDRO | HDP | WAT |  | HYDRO (DAILY CYCLE - PONDAGE) | 1988-07-01 04:00 | Brookfield Energy Marketing, LP | BEMLP | ME | 19 | ME | ME | 50999 | 6.8 | 6.8 | 6.8 | 6.8 | -0.01
332 | BAR HARBOR DIESELS 1-4 | 332 | BAR HARBOR DIESELS 1-4 | IC | DFO |  | OIL INTERNAL COMBUSTION | 1960-01-01 05:00 | Energy New England LLC | ENE | ME | 09 | BHE | ME | 1466 | 4 | 0 | 4 | 0 | -3.8
335 | BELLOWS FALLS | 335 | BELLOWS FALLS | HDP | WAT |  | HYDRO (DAILY CYCLE - PONDAGE) | 1928-01-01 05:00 | TransCanada Power Marketing, Ltd. | TCPM | VT | 25 | VT | NH | 3745 | 48.54 | 48.54 | 48.54 | 48.54 | 0
336 | BERLIN 1 GT | 336 | BERLIN 1 GT | GT | KER |  | OIL COMBUSTION (GAS) TURBINE | 1972-01-01 05:00 | Green Mountain Power Corporation | GMP | VT | 23 | VT | VT | 3734 | 50.409 | 40.26 | 50.409 | 40.26 | 0
337 | BETHLEHEM | 337 | BETHLEHEM | ST | WDS |  | BIO/REFUSE | 1986-12-01 05:00 | GDF Suez Energy Marketing NA, Inc. | SUEZ | NH | 07 | NH | NH | 50208 | 15.321 | 15.303 | 15.321 | 15.303 | 0.129
340 | BRIDGEPORT HARBOR 3 | 340 | BRIDGEPORT HARBOR 3 | ST | SUB |  | COAL STEAM | 1968-08-01 04:00 | PSEG Energy Resources & Trade LLC | PSEG | CT | 01 | SWCT | CT | 568 | 384.984 | 383.426 | 384.984 | 383.426 | 0
341 | BRIDGEPORT HARBOR 4 | 341 | BRIDGEPORT HARBOR 4 | GT | JF |  | OIL COMBUSTION (GAS) TURBINE | 1967-10-01 04:00 | PSEG Energy Resources & Trade LLC | PSEG | CT | 01 | SWCT | CT | 568 | 21.924 | 16.907 | 21.924 | 16.907 | 0
345 | MEAD | 345 | MEAD | ST | BIT | OBS | COAL STEAM | 1990-02-01 05:00 | American PowerNet Management, LP | APNM | ME | 17 | ME | ME | 10495 | 0 | 0 | 0 | 0 | -0.485
346 | BOLTON FALLS | 346 | BOLTON FALLS | HDR | WAT |  | HYDRO (DAILY CYCLE - RUN OF RIVER) | 1980-01-01 05:00 | Green Mountain Power Corporation | GMP | VT | 23 | VT | VT | 7056 | 3.397 | 0 | 3.397 | 0 | -2.149
348 | BOOT MILLS | 348 | BOOT MILLS | HDR | WAT |  | HYDRO (DAILY CYCLE - RUN OF RIVER) | 1985-11-01 05:00 | NSTAR Electric Company | NSTAR | MA | 17 | CMA/NEMA | WCMA | 10556 | 11.4 | 6.01 | 11.4 | 6.01 | -6.355
349 | WHEELABRATOR BRIDGEPORT, L.P. | 349 | WHEELABRATOR BRIDGEPORT, L.P. | ST | MSW |  | BIO/REFUSE | 1988-04-01 05:00 | Wheelabrator Bridgeport, L.P. | WB | CT | 01 | SWCT | CT | 50883 | 59.267 | 59.069 | 59.267 | 59.069 | 0.195
350 | BRAYTON PT 1 | 350 | BRAYTON PT 1 | ST | BIT | NG | COAL STEAM | 1963-08-01 04:00 | Brayton Point Energy, LLC | BPE | MA | 05 | RI | SEMA | 1619 | 241.366 | 225.23 | 241.366 | 225.23 | 0
351 | BRAYTON PT 2 | 351 | BRAYTON PT 2 | ST | BIT | NG | COAL STEAM | 1964-07-01 04:00 | Brayton Point Energy, LLC | BPE | MA | 05 | RI | SEMA | 1619 | 242.455 | 237.842 | 242.455 | 237.842 | 0
352 | BRAYTON PT 3 | 352 | BRAYTON PT 3 | ST | BIT | NG | COAL STEAM | 1969-07-01 04:00 | Brayton Point Energy, LLC | BPE | MA | 05 | RI | SEMA | 1619 | 598.606 | 596.289 | 598.606 | 596.289 | -15.195
353 | BRAYTON PT 4 | 353 | BRAYTON PT 4 | ST | RFO | NG | GAS/OIL STEAM | 1974-12-01 05:00 | Brayton Point Energy, LLC | BPE | MA | 05 | RI | SEMA | 1619 | 445.52 | 434.025 | 445.52 | 434.025 | 0
354 | BRAYTON DIESELS 1-4 | 354 | Brayton Diesels 1-4 Incremental | IC | DFO |  | OIL INTERNAL COMBUSTION | 1967-03-01 05:00 | Brayton Point Energy, LLC | BPE | MA | 05 | RI | SEMA | 1619 | 0 | 0 | 0 | 0 | 0
355 | BRANFORD 10 | 355 | BRANFORD 10 | GT | KER |  | OIL COMBUSTION (GAS) TURBINE | 1969-01-01 05:00 | NRG Power Marketing LLC | NRGPM | CT | 09 | SWCT | CT | 540 | 20.95 | 15.84 | 20.95 | 15.84 | 0
356 | BRISTOL REFUSE | 356 | BRISTOL REFUSE | ST | MSW |  | BIO/REFUSE | 1988-05-01 04:00 | Covanta Energy Marketing, LLC | CEM | CT | 03 | CT | CT | 50648 | 12.44 | 12.941 | 12.44 | 12.941 | 0.571
357 | BRIDGEWATER | 357 | BRIDGEWATER | ST | WDS |  | BIO/REFUSE | 1987-09-01 04:00 | Bridgewater Power Company L.P. | BPCLP | NH | 09 | NH | NH | 10290 | 14.395 | 14.17 | 14.395 | 14.17 | -0.622
358 | BRUNSWICK | 358 | BRUNSWICK | HDR | WAT |  | HYDRO (DAILY CYCLE - RUN OF RIVER) | 1982-03-01 05:00 | Brookfield White Pine Hydro LLC | FPLEMH | ME | 05 | ME | ME | 1483 | 11.107 | 10.585 | 11.107 | 10.585 | -3.237
359 | J. COCKWELL 1 | 359 | J. COCKWELL 1 | PS | WAT |  | HYDRO (PUMPED STORAGE) | 1974-09-01 04:00 | Bear Swamp Power Company LLC | BSP | MA | 03 | WMA | WCMA | 8005 | 292.275 | 292.275 | 292.275 | 292.275 | 0
360 | J. COCKWELL 2 | 360 | J. COCKWELL 2 | PS | WAT |  | HYDRO (PUMPED STORAGE) | 1974-10-01 04:00 | Bear Swamp Power Company LLC | BSP | MA | 03 | WMA | WCMA | 8005 | 292.113 | 293.238 | 292.113 | 293.238 | 0
362 | BULLS BRIDGE | 362 | BULLS BRIDGE | HDR | WAT |  | HYDRO (DAILY CYCLE - RUN OF RIVER) | 1903-01-01 05:00 | GDF Suez Energy Marketing NA, Inc. | SUEZ | CT | 05 | SWCT | CT | 541 | 5.47 | 5.388 | 5.47 | 5.388 | 2.159
363 | BURLINGTON GT | 363 | BURLINGTON GT | GT | DFO |  | OIL COMBUSTION (GAS) TURBINE | 1971-07-01 04:00 | Burlington Electric Department | BED | VT | 07 | VT | VT | 3754 | 23.354 | 19.104 | 23.354 | 19.104 | 0
365 | CANAL 1 | 365 | CANAL 1 | ST | RFO |  | OIL STEAM | 1968-07-01 04:00 | Genon Energy Management, LLC | MET | MA | 01 | SEMA | SEMA | 1599 | 562.305 | 565.24 | 562.305 | 565.24 | 565.24
366 | CANAL 2 | 366 | CANAL 2 | ST | RFO | NG | GAS/OIL STEAM | 1976-02-01 05:00 | Genon Energy Management, LLC | MET | MA | 01 | SEMA | SEMA | 1599 | 303 | 558.75 | 303 | 558.75 | 0
367 | CAPE GT 4 | 367 | CAPE GT 4 | GT | DFO |  | OIL COMBUSTION (GAS) TURBINE | 1970-01-01 05:00 | NextEra Energy Power Marketing, LLC | FPLP | ME | 05 | SME | ME | 1484 | 20.011 | 15.487 | 20.011 | 15.487 | -0.209
368 | CAPE GT 5 | 368 | CAPE GT 5 | GT | DFO |  | OIL COMBUSTION (GAS) TURBINE | 1970-01-01 05:00 | NextEra Energy Power Marketing, LLC | FPLP | ME | 05 | SME | ME | 1484 | 20.272 | 15.822 | 20.272 | 15.822 | 0
369 | CATARACT EAST | 369 | CATARACT EAST | HDP | WAT |  | HYDRO (DAILY CYCLE - PONDAGE) | 1937-01-01 05:00 | Brookfield White Pine Hydro LLC | FPLEMH | ME | 31 | SME | ME | 1486 | 8 | 7.775 | 8 | 7.775 | 0
370 | COS COB 10 | 370 | COS COB 10 | GT | KER |  | OIL COMBUSTION (GAS) TURBINE | 1969-09-01 04:00 | NRG Power Marketing LLC | NRGPM | CT | 01 | NOR | CT | 542 | 23 | 18.932 | 23 | 18.932 | 0
371 | COS COB 11 | 371 | COS COB 11 | GT | KER |  | OIL COMBUSTION (GAS) TURBINE | 1969-01-01 05:00 | NRG Power Marketing LLC | NRGPM | CT | 01 | NOR | CT | 542 | 23 | 18.724 | 23 | 18.724 | 0
372 | COS COB 12 | 372 | COS COB 12 | GT | KER |  | OIL COMBUSTION (GAS) TURBINE | 1969-01-01 05:00 | NRG Power Marketing LLC | NRGPM | CT | 01 | NOR | CT | 542 | 23 | 19.082 | 23 | 19.082 | 0
375 | CLEARY 9/9A CC | 375 | CLEARY 9 9A CC | CC | NG | DFO | GAS COMBINED CYCLE | 1975-12-01 05:00 | Taunton Municipal Lighting Plant | TMLP | MA | 05 | SEMA | SEMA | 1682 | 109.931 | 104.931 | 109.931 | 104.931 | 0
376 | CLEARY 8 | 376 | CLEARY 8 | ST | RFO |  | OIL STEAM | 1966-01-01 05:00 | Taunton Municipal Lighting Plant | TMLP | MA | 05 | SEMA | SEMA | 1682 | 22.253 | 24.825 | 22.253 | 24.825 | 0
379 | COBBLE MOUNTAIN | 379 | COBBLE MOUNTAIN | HW | WAT |  | HYDRO (WEEKLY CYCLE) | 1923-01-01 05:00 | Holyoke Gas & Electric Department | HGE | MA | 13 | WMA | WCMA | 1630 | 32.48 | 31.126 | 32.48 | 31.126 | 0
380 | COMERFORD | 380 | COMERFORD | HW | WAT |  | HYDRO (WEEKLY CYCLE) | 1930-01-01 05:00 | TransCanada Power Marketing, Ltd. | TCPM | NH | 09 | NH | NH | 2349 | 168.111 | 166.135 | 168.111 | 166.135 | 0
382 | MERRIMACK CT1 | 382 | MERRIMACK CT1 | GT | JF |  | OIL COMBUSTION (GAS) TURBINE | 1969-07-01 04:00 | Public Service Company of New Hampshire | PSNH | NH | 13 | NH | NH | 2364 | 21.676 | 16.826 | 21.676 | 16.826 | 0
383 | MERRIMACK CT2 | 383 | MERRIMACK CT2 | GT | JF |  | OIL COMBUSTION (GAS) TURBINE | 1968-08-01 04:00 | Public Service Company of New Hampshire | PSNH | NH | 13 | NH | NH | 2364 | 21.304 | 16.804 | 21.304 | 16.804 | 0
388 | DARTMOUTH POWER | 388 | DARTMOUTH POWER | CC | NG | DFO | GAS/OIL COMBINED CYCLE | 1992-05-01 04:00 | Consolidated Edison Energy, Inc | CEEI | MA | 05 | SEMA | SEMA | 52026 | 67.656 | 60.457 | 67.656 | 60.457 | -1.692
389 | DERBY DAM | 389 | DERBY DAM | HDP | WAT |  | HYDRO (DAILY CYCLE - PONDAGE) | 1989-03-01 05:00 | Connecticut Light and Power Company, The | CLP | CT | 01 | SWCT | CT | 10063 | 7.05 | 7.05 | 7.05 | 7.05 | 0
393 | DEERFIELD 5 | 393 | DEERFIELD 5 | HDP | WAT |  | HYDRO (DAILY CYCLE - PONDAGE) | 1974-10-01 04:00 | TransCanada Power Marketing, Ltd. | TCPM | MA | 11 | WMA | WCMA | 1620 | 13.99 | 13.703 | 13.99 | 13.703 | 0
395 | DOREEN | 395 | DOREEN | GT | KER |  | OIL COMBUSTION (GAS) TURBINE | 1969-01-01 05:00 | Essential Power Massachusetts, LLC | NAEA-EM | MA | 03 | WMA | WCMA | 1631 | 20.67 | 15.82 | 20.67 | 15.82 | 0
396 | DEVON 10 | 396 | DEVON 10 | GT | JF | DFO | OIL COMBUSTION (GAS) TURBINE | 1988-04-01 05:00 | NRG Power Marketing LLC | NRGPM | CT | 09 | SWCT | CT | 544 | 18.852 | 14.407 | 18.852 | 14.407 | 0
397 | DEVON 11 | 397 | DEVON 11 | GT | JF | NG | GAS/OIL COMBUSTION (GAS) TURBINE | 1996-10-01 04:00 | NRG Power Marketing LLC | NRGPM | CT | 09 | SWCT | CT | 544 | 38.819 | 29.299 | 38.819 | 29.299 | 0
398 | DEVON 12 | 398 | DEVON 12 | GT | JF | NG | GAS/OIL COMBUSTION (GAS) TURBINE | 1996-10-01 04:00 | NRG Power Marketing LLC | NRGPM | CT | 09 | SWCT | CT | 544 | 38.437 | 29.227 | 38.437 | 29.227 | 0
399 | DEVON 13 | 399 | DEVON 13 | GT | KER | NG | OIL COMBUSTION (GAS) TURBINE | 1996-10-01 04:00 | NRG Power Marketing LLC | NRGPM | CT | 09 | SWCT | CT | 544 | 38.967 | 29.967 | 38.967 | 29.967 | 0
400 | DEVON 14 | 400 | DEVON 14 | GT | JF | NG | GAS/OIL COMBUSTION (GAS) TURBINE | 1996-10-01 04:00 | NRG Power Marketing LLC | NRGPM | CT | 09 | SWCT | CT | 544 | 40.274 | 29.704 | 40.274 | 29.704 | 0
401 | EASTMAN FALLS | 401 | EASTMAN FALLS | HDP | WAT |  | HYDRO (DAILY CYCLE - PONDAGE) | 1912-01-01 05:00 | Public Service Company of New Hampshire | PSNH | NH | 13 | NH | NH | 2356 | 6.47 | 5.582 | 6.47 | 5.582 | 0
405 | ELLSWORTH HYDRO | 405 | ELLSWORTH HYDRO | HW | WAT |  | HYDRO (WEEKLY CYCLE) | 1919-01-01 05:00 | Black Bear Hydro Partners, LLC | BBHP | ME | 09 | BHE | ME | 1469 | 9.05 | 9.044 | 9.05 | 9.044 | 0
407 | EASTPORT DIESELS 1-3 | 407 | EASTPORT DIESELS 1-3 | IC | DFO |  | OIL INTERNAL COMBUSTION | 1948-01-01 05:00 | Energy New England LLC | ENE | ME | 29 | BHE | ME | 1468 | 2.1 | 1.8 | 2.1 | 1.8 | -0.2
410 | ESSEX 19 HYDRO | 410 | ESSEX 19 HYDRO | HDR | WAT |  | HYDRO (DAILY CYCLE - RUN OF RIVER) | 1917-01-01 05:00 | Green Mountain Power Corporation | GMP | VT | 07 | VT | VT | 3737 | 4.258 | 2.266 | 4.258 | 2.266 | -2.916
411 | EXETER | 411 | EXETER | ST | TDF | OBS | BIO/REFUSE | 1991-12-01 05:00 | ReEnergy Sterling CT Limited Partnership | REENERGY | CT | 13 | CT | CT | 50736 | 0 | 0 | 0 | 0 | -20.981
412 | FALLS VILLAGE | 412 | FALLS VILLAGE | HDR | WAT |  | HYDRO (DAILY CYCLE - RUN OF RIVER) | 1914-01-01 05:00 | GDF Suez Energy Marketing NA, Inc. | SUEZ | CT | 05 | CT | CT | 560 | 4.349 | 3.939 | 4.349 | 3.939 | 1.561
413 | FIFE BROOK | 413 | FIFE BROOK | HDR | WAT |  | HYDRO (DAILY CYCLE - RUN OF RIVER) | 1974-10-01 04:00 | Bear Swamp Power Company LLC | BSP | MA | 03 | WMA | WCMA | 8004 | 9.9 | 6.089 | 9.9 | 6.089 | 0
417 | FRAMINGHAM JET 1 | 417 | FRAMINGHAM JET 1 | GT | DFO |  | OIL COMBUSTION (GAS) TURBINE | 1969-09-01 04:00 | Exelon Generation Company, LLC | EXGC | MA | 17 | BOSTON | NEMA | 1586 | 14.175 | 10.145 | 14.175 | 10.145 | 0
418 | FRAMINGHAM JET 2 | 418 | FRAMINGHAM JET 2 | GT | DFO |  | OIL COMBUSTION (GAS) TURBINE | 1969-09-01 04:00 | Exelon Generation Company, LLC | EXGC | MA | 17 | BOSTON | NEMA | 1586 | 15.686 | 9.743 | 15.686 | 9.743 | 0
419 | FRAMINGHAM JET 3 | 419 | FRAMINGHAM JET 3 | GT | DFO |  | OIL COMBUSTION (GAS) TURBINE | 1969-09-01 04:00 | Exelon Generation Company, LLC | EXGC | MA | 17 | BOSTON | NEMA | 1586 | 15.25 | 10.79 | 15.25 | 10.79 | 0
420 | FRANKLIN DRIVE 10 | 420 | FRANKLIN DRIVE 10 | GT | KER |  | OIL COMBUSTION (GAS) TURBINE | 1968-11-01 05:00 | NRG Power Marketing LLC | NRGPM | CT | 05 | CT | CT | 561 | 20.527 | 15.417 | 20.527 | 15.417 | 0
421 | FRONT STREET DIESELS 1-3 | 421 | FRONT STREET DIESELS 1-3 | IC | DFO |  | OIL INTERNAL COMBUSTION | 1980-12-01 05:00 | Chicopee Municipal Lighting Plant | CMLP | MA | 13 | WMA | WCMA | 7396 | 8.25 | 7.713 | 8.25 | 7.713 | 0
424 | GREAT LAKES - MILLINOCKET | 424 | GREAT LAKES - MILLINOCKET | HW | WAT |  | HYDRO (WEEKLY CYCLE) | 1987-03-01 05:00 | Brookfield Energy Marketing, LP | BEMLP | ME | 19 | BHE | ME | 55830 | 55.317 | 74.958 | 55.317 | 74.958 | 44.575
426 | GORGE 1 DIESEL | 426 | GORGE 1 DIESEL | GT | DFO |  | OIL COMBUSTION (GAS) TURBINE | 1965-01-01 05:00 | Green Mountain Power Corporation | GMP | VT | 07 | VT | VT | 3735 | 11 | 0 | 11 | 0 | -7.09
427 | GORHAM | 427 | GORHAM | HDR | WAT |  | HYDRO (DAILY CYCLE - RUN OF RIVER) | 1909-01-01 05:00 | Public Service Company of New Hampshire | PSNH | NH | 07 | NH | NH | 2358 | 1.518 | 1.434 | 1.518 | 1.434 | 0.001
432 | HARRIS 1 | 432 | HARRIS 1 | HW | WAT |  | HYDRO (WEEKLY CYCLE) | 1954-01-01 05:00 | Brookfield White Pine Hydro LLC | FPLEMH | ME | 25 | ME | ME | 1492 | 16.776 | 16.79 | 16.776 | 16.79 | 0
433 | HARRIS 2 | 433 | HARRIS 2 | HW | WAT |  | HYDRO (WEEKLY CYCLE) | 1954-01-01 05:00 | Brookfield White Pine Hydro LLC | FPLEMH | ME | 25 | ME | ME | 1492 | 34.5 | 34.865 | 34.5 | 34.865 | 0
434 | HARRIS 3 | 434 | HARRIS 3 | HW | WAT |  | HYDRO (WEEKLY CYCLE) | 1953-01-01 05:00 | Brookfield White Pine Hydro LLC | FPLEMH | ME | 25 | ME | ME | 1492 | 33.905 | 34.21 | 33.905 | 34.21 | 0
435 | HARRIMAN | 435 | HARRIMAN | HW | WAT |  | HYDRO (WEEKLY CYCLE) | 1924-01-01 05:00 | TransCanada Power Marketing, Ltd. | TCPM | VT | 25 | WMA | WCMA | 3746 | 38.663 | 40.943 | 38.663 | 40.943 | 0
436 | HEMPHILL 1 | 436 | HEMPHILL 1 | ST | WDS |  | BIO/REFUSE | 1987-12-01 05:00 | Springfield Power, LLC | SPRING | NH | 19 | NH | NH | 10838 | 16.764 | 16.968 | 16.764 | 16.968 | 0.27
440 | HIRAM | 440 | HIRAM | HDP | WAT |  | HYDRO (DAILY CYCLE - PONDAGE) | 1917-01-01 05:00 | Brookfield White Pine Hydro LLC | FPLEMH | ME | 05 | SME | ME | 1493 | 11.6 | 11.189 | 11.6 | 11.189 | 0
445 | COVANTA WEST ENFIELD | 445 | COVANTA WEST ENFIELD | ST | WDS |  | BIO/REFUSE | 1987-11-01 05:00 | Covanta Maine, LLC | CM | ME | 19 | BHE | ME | 10766 | 21.446 | 20.461 | 21.446 | 20.461 | 0
446 | COVANTA JONESBORO | 446 | COVANTA JONESBORO | ST | WDS |  | BIO/REFUSE | 1987-11-01 05:00 | Covanta Maine, LLC | CM | ME | 29 | BHE | ME | 10765 | 20.226 | 20.226 | 20.226 | 20.226 | 0
448 | IPSWICH DIESELS | 448 | IPSWICH DIESELS | IC | DFO | NG | GAS/OIL INTERNAL COMBUSTION | 1951-01-01 05:00 | Ipswich Municipal Light Department | IMLD | MA | 09 | BOSTON | NEMA | 1670 | 9.495 | 9.729 | 9.495 | 9.729 | -0.511
449 | JACKMAN | 449 | JACKMAN | HW | WAT |  | HYDRO (WEEKLY CYCLE) | 1926-02-01 05:00 | Public Service Company of New Hampshire | PSNH | NH | 11 | NH | NH | 2360 | 3.541 | 3.6 | 3.541 | 3.6 | 0
452 | KENDALL JET 1 | 452 | KENDALL JET 1 | GT | DFO |  | OIL COMBUSTION (GAS) TURBINE | 1970-09-24 04:00 | Kendall Green Energy, LLC | KENDALL | MA | 17 | BOSTON | NEMA | 1595 | 23 | 18 | 23 | 18 | 0
457 | LAWRENCE HYDRO | 457 | LAWRENCE HYDRO | HDR | WAT |  | HYDRO (DAILY CYCLE - RUN OF RIVER) | 1981-11-01 05:00 | CHI Power Marketing, Inc. | CHIPM | MA | 09 | CMA/NEMA | WCMA | 50545 | 8.576 | 6.16 | 8.576 | 6.16 | -3.318
460 | LOCKWOOD | 460 | LOCKWOOD | HDR | WAT |  | HYDRO (DAILY CYCLE - RUN OF RIVER) | 1984-12-01 05:00 | Brookfield Energy Marketing, LP | BEMLP | ME | 11 | ME | ME | 10066 | 4.113 | 4.046 | 4.113 | 4.046 | 0.162
461 | LENERGIA ENERGY CENTER | 12521 | Lowell Power Reactivation | CC | NG | DFO | GAS/OIL COMBINED CYCLE | 1993-03-11 05:00 | EDF Trading North America, LLC | EDFT | MA | 17 | CMA/NEMA | WCMA | 54586 | 78.446 | 74.638 | 78.446 | 74.638 | 0
462 | LISBON RESOURCE RECOVERY | 462 | LISBON RESOURCE RECOVERY | ST | MSW |  | BIO/REFUSE | 1996-01-01 05:00 | Connecticut Light and Power Company, The | CLP | CT | 11 | CT | CT | 54758 | 13.53 | 13.325 | 13.53 | 13.325 | -0.197
463 | REENERGY LIVERMORE FALLS | 463 | AEI LIVERMORE | ST | WDS |  | BIO/REFUSE | 1992-10-01 04:00 | ReEnergy Stratton LLC | REH | ME | 01 | ME | ME | 10354 | 34.43 | 34.695 | 34.43 | 34.695 | 0
464 | LOST NATION | 464 | LOST NATION | GT | DFO |  | OIL COMBUSTION (GAS) TURBINE | 1969-09-01 04:00 | Public Service Company of New Hampshire | PSNH | NH | 07 | NH | NH | 2362 | 17.992 | 13.926 | 17.992 | 13.926 | 0
465 | DEERFIELD 2/LWR DRFIELD | 465 | DEERFIELD 2 LWR DRFIELD | HDP | WAT |  | HYDRO (DAILY CYCLE - PONDAGE) | 1912-01-01 05:00 | TransCanada Power Marketing, Ltd. | TCPM | MA | 11 | WMA | WCMA | 6047, 6083, 6119 | 19.5 | 19.275 | 19.5 | 19.275 | 0
466 | L STREET JET | 466 | L STREET JET | GT | DFO |  | OIL COMBUSTION (GAS) TURBINE | 1966-09-01 04:00 | Exelon Generation Company, LLC | EXGC | MA | 25 | BOSTON | NEMA | 1587 | 21.77 | 16.03 | 21.77 | 16.03 | 0
467 | MARBLEHEAD DIESELS | 467 | MARBLEHEAD DIESELS | IC | DFO |  | OIL INTERNAL COMBUSTION | 1998-09-25 04:00 | Marblehead Municipal Light Department | MMLD | MA | 09 | BOSTON | NEMA | 6586 | 5 | 5 | 5 | 5 | 0
468 | MARSHFIELD 6 HYDRO | 468 | MARSHFIELD 6 HYDRO | HW | WAT |  | HYDRO (WEEKLY CYCLE) | 1927-01-01 05:00 | Green Mountain Power Corporation | GMP | VT | 23 | NH | VT | 3739 | 4.38 | 4.412 | 4.38 | 4.412 | 0
472 | M STREET JET | 472 | M STREET JET | GT | KER |  | OIL COMBUSTION (GAS) TURBINE | 1978-01-01 05:00 | Massachusetts Bay Transportation Authority | MBTA | MA | 25 | BOSTON | NEMA | 10176 | 67.2 | 47 | 67.2 | 47 | 0
473 | MCINDOES | 473 | MCINDOES | HDP | WAT |  | HYDRO (DAILY CYCLE - PONDAGE) | 1931-01-01 05:00 | TransCanada Power Marketing, Ltd. | TCPM | NH | 09 | NH | NH | 6483 | 10.571 | 10.066 | 10.571 | 10.066 | 0
474 | J C MCNEIL | 474 | J C MCNEIL | ST | WDS | NG | BIO/REFUSE | 1984-02-01 05:00 | Burlington Electric Department | BED | VT | 07 | VT | VT | 589 | 54 | 52 | 54 | 52 | 0
475 | MEDWAY DIESELS 1-4 | 475 | MEDWAY DIESELS 1-4 | IC | DFO |  | OIL INTERNAL COMBUSTION | 1960-01-01 05:00 | Energy New England LLC | ENE | ME | 19 | BHE | ME | 1474 | 6.412 | 4.029 | 6.412 | 4.029 | -3.921
478 | MIDDLETOWN 10 | 478 | MIDDLETOWN 10 | GT | JF |  | OIL COMBUSTION (GAS) TURBINE | 1966-01-01 05:00 | NRG Power Marketing LLC | NRGPM | CT | 07 | CT | CT | 562 | 20.015 | 15.515 | 20.015 | 15.515 | 0
480 | MIDDLETOWN 2 | 480 | MIDDLETOWN 2 | ST | RFO | NG | GAS/OIL STEAM | 1958-01-01 05:00 | NRG Power Marketing LLC | NRGPM | CT | 07 | CT | CT | 562 | 120 | 117 | 120 | 117 | 0
481 | MIDDLETOWN 3 | 481 | MIDDLETOWN 3 | ST | RFO | NG | GAS/OIL STEAM | 1964-01-01 05:00 | NRG Power Marketing LLC | NRGPM | CT | 07 | CT | CT | 562 | 244.398 | 233.679 | 244.398 | 233.679 | 0
482 | MIDDLETOWN 4 | 482 | MIDDLETOWN 4 | ST | RFO |  | OIL STEAM | 1973-06-01 04:00 | NRG Power Marketing LLC | NRGPM | CT | 07 | CT | CT | 562 | 402 | 399.923 | 402 | 399.923 | 0
484 | MILLSTONE POINT 2 | 484 | MILLSTONE POINT 2 | ST | NUC |  | NUCLEAR STEAM | 1975-12-01 05:00 | Dominion Energy Marketing, Inc. | DEM | CT | 11 | CT | CT | 566 | 875.912 | 870.855 | 875.912 | 870.855 | 0
485 | MILLSTONE POINT 3 | 485 | MILLSTONE POINT 3 | ST | NUC |  | NUCLEAR STEAM | 1986-04-01 05:00 | Dominion Energy Marketing, Inc. | DEM | CT | 11 | CT | CT | 566 | 1235.001 | 1225 | 1235.001 | 1225 | 0
486 | MILFORD POWER | 486 | MILFORD POWER | CC | NG |  | GAS COMBINED CYCLE | 1994-01-01 05:00 | GDF Suez Energy Marketing NA, Inc. | SUEZ | MA | 27 | RI | SEMA | 54805 | 170.73 | 149 | 170.73 | 149 | 0
487 | MILLER HYDRO | 487 | MILLER HYDRO | HDR | WAT |  | HYDRO (DAILY CYCLE - RUN OF RIVER) | 1984-04-01 05:00 | Energy New England LLC | ENE | ME | 01 | ME | ME | 50278 | 9.769 | 9.428 | 9.769 | 9.428 | 0.002
489 | MERRIMACK 1 | 489 | MERRIMACK 1 | ST | BIT |  | COAL STEAM | 1960-12-01 05:00 | Public Service Company of New Hampshire | PSNH | NH | 13 | NH | NH | 2364 | 108.05 | 108 | 108.05 | 108 | 0
490 | MERRIMACK 2 | 490 | MERRIMACK 2 | ST | BIT |  | COAL STEAM | 1968-04-30 04:00 | Public Service Company of New Hampshire | PSNH | NH | 13 | NH | NH | 2364 | 330.513 | 330 | 330.513 | 330 | 0
492 | MONTVILLE 10 and 11 | 492 | MONTVILLE 10 and 11 | IC | KER |  | OIL INTERNAL COMBUSTION | 1967-01-01 05:00 | NRG Power Marketing LLC | NRGPM | CT | 11 | CT | CT | 546 | 5.354 | 5.296 | 5.354 | 5.296 | 0
493 | MONTVILLE 5 | 493 | MONTVILLE 5 | ST | RFO | NG | GAS/OIL STEAM | 1954-01-01 05:00 | NRG Power Marketing LLC | NRGPM | CT | 11 | CT | CT | 546 | 81.59 | 81 | 81.59 | 81 | 0
494 | MONTVILLE 6 | 494 | MONTVILLE 6 | ST | RFO |  | OIL STEAM | 1971-07-01 04:00 | NRG Power Marketing LLC | NRGPM | CT | 11 | CT | CT | 546 | 406.659 | 391.72 | 406.659 | 391.72 | -13.33
495 | MONTY | 495 | MONTY | HDP | WAT |  | HYDRO (DAILY CYCLE - PONDAGE) | 1980-01-01 05:00 | Brookfield White Pine Hydro LLC | FPLEMH | ME | 25 | ME | ME | 805 | 28 | 28 | 28 | 28 | 0
496 | MOORE | 496 | MOORE | HW | WAT |  | HYDRO (WEEKLY CYCLE) | 1956-01-01 05:00 | TransCanada Power Marketing, Ltd. | TCPM | NH | 09 | NH | NH | 2351 | 190.913 | 189.032 | 190.913 | 189.032 | 0
497 | MASS POWER | 497 | MASS POWER | CC | NG |  | GAS COMBINED CYCLE | 1993-07-01 04:00 | EquiPower Resources Management, LLC | EPRM | MA | 13 | WMA | WCMA | 10726 | 279.889 | 245.259 | 279.889 | 245.259 | 0
498 | MT TOM | 498 | MT TOM | ST | BIT |  | COAL STEAM | 1960-06-01 04:00 | GDF Suez Energy Marketing NA, Inc. | SUEZ | MA | 13 | WMA | WCMA | 1606 | 0 | 0 | 0 | 0 | -124.278
502 | MYSTIC 7 | 502 | MYSTIC 7 | ST | NG | RFO | GAS/OIL STEAM | 1975-06-01 04:00 | Exelon Generation Company, LLC | EXGC | MA | 25 | BOSTON | NEMA | 1588 | 559.775 | 570.8 | 559.775 | 570.8 | -4.679
503 | MYSTIC JET | 503 | MYSTIC JET | GT | DFO |  | OIL COMBUSTION (GAS) TURBINE | 1969-06-01 04:00 | Exelon Generation Company, LLC | EXGC | MA | 25 | BOSTON | NEMA | 1588 | 13.218 | 9.068 | 13.218 | 9.068 | 0
507 | NEA BELLINGHAM | 507 | NEA BELLINGHAM | CC | NG | DFO | GAS/OIL COMBINED CYCLE | 1991-10-01 04:00 | NextEra Energy Power Marketing, LLC | FPLP | MA | 21 | RI | SEMA | 10307 | 329.957 | 272.865 | 329.957 | 272.865 | 0
508 | NEWINGTON 1 | 508 | NEWINGTON 1 | ST | RFO | NG | GAS/OIL STEAM | 1974-06-01 04:00 | Public Service Company of New Hampshire | PSNH | NH | 15 | NH | NH | 8002 | 400.2 | 400.2 | 400.2 | 400.2 | 0
513 | NEW HAVEN HARBOR | 513 | NEW HAVEN HARBOR | ST | RFO | NG | GAS/OIL STEAM | 1975-08-01 04:00 | PSEG Energy Resources & Trade LLC | PSEG | CT | 09 | CT | CT | 6156 | 453.384 | 442.584 | 453.384 | 442.584 | -5.31
515 | NORWICH JET | 515 | NORWICH JET | GT | DFO |  | OIL COMBUSTION (GAS) TURBINE | 1972-09-01 04:00 | Connecticut Municipal Electric Energy Cooperative | CMEEC | CT | 11 | CT | CT | 581 | 18.8 | 15.255 | 18.8 | 15.255 | 0
519 | NORWALK HARBOR 1 | 519 | NORWALK HARBOR 1 | ST | RFO |  | OIL STEAM | 1960-01-01 05:00 | NRG Power Marketing LLC | NRGPM | CT | 01 | NOR | CT | 548 | 0 | 0 | 0 | 0 | 0
520 | NORWALK HARBOR 2 | 520 | NORWALK HARBOR 2 | ST | RFO |  | OIL STEAM | 1963-01-01 05:00 | NRG Power Marketing LLC | NRGPM | CT | 01 | NOR | CT | 548 | 0 | 0 | 0 | 0 | 0
521 | NORWALK HARBOR 10 (3) | 521 | NORWALK HARBOR 10 (3) | GT | KER |  | OIL COMBUSTION (GAS) TURBINE | 1996-10-01 04:00 | NRG Power Marketing LLC | NRGPM | CT | 01 | NOR | CT | 548 | 0 | 0 | 0 | 0 | 0
527 | OGDEN-MARTIN 1 | 527 | OGDEN-MARTIN 1 | ST | MSW | DFO | BIO/REFUSE | 1989-06-01 04:00 | Covanta Haverhill Associates | CHA | MA | 09 | BOSTON | NEMA | 50661 | 43.277 | 40.474 | 43.277 | 40.474 | 2.059
528 | OCEAN ST PWR GT1/GT2/ST1 | 528 | OCEAN ST PWR GT1 GT2 ST1 | CC | NG |  | GAS COMBINED CYCLE | 1990-12-31 05:00 | TransCanada Power Marketing, Ltd. | TCPM | RI | 07 | RI | RI | 51030 | 316.901 | 270.901 | 316.901 | 270.901 | 0
529 | OCEAN ST PWR GT3/GT4/ST2 | 529 | OCEAN ST PWR GT3 GT4 ST2 | CC | NG |  | GAS COMBINED CYCLE | 1991-10-01 04:00 | TransCanada Power Marketing, Ltd. | TCPM | RI | 07 | RI | RI | 54324 | 318.18 | 270.18 | 318.18 | 270.18 | 0
531 | PAWTUCKET POWER | 531 | PAWTUCKET POWER | CC | NG | DFO | GAS/OIL COMBINED CYCLE | 1991-02-01 05:00 | Pawtucket Power Holding Company LLC | PPH | RI | 07 | RI | RI | 54056 | 57.117 | 51.366 | 57.117 | 51.366 | -2.439
532 | PEJEPSCOT | 532 | PEJEPSCOT | HDR | WAT |  | HYDRO (DAILY CYCLE - RUN OF RIVER) | 1987-11-01 05:00 | Black Bear Hydro Partners, LLC | BBHP | ME | 23 | ME | ME | 50758 | 8.289 | 8.15 | 8.289 | 8.15 | -1.735
536 | PERC-ORRINGTON 1 | 536 | PERC-ORRINGTON 1 | ST | MSW | DFO | BIO/REFUSE | 1988-01-01 05:00 | New Brunswick Energy Marketing Corporation | NBPGC | ME | 19 | BHE | ME | 50051 | 21.354 | 22.07 | 21.354 | 22.07 | 0.664
537 | PILGRIM NUCLEAR POWER STATION | 537 | PILGRIM NUCLEAR POWER STATION | ST | NUC |  | NUCLEAR STEAM | 1972-12-01 05:00 | Entergy Nuclear Power Marketing LLC | ENPM | MA | 23 | SEMA | SEMA | 1590 | 683.421 | 677.284 | 683.421 | 677.284 | 0
538 | PINETREE POWER | 538 | PINETREE POWER | ST | WDS |  | BIO/REFUSE | 1992-11-01 05:00 | GDF Suez Energy Marketing NA, Inc. | SUEZ | MA | 27 | NH | WCMA | 54620 | 16.787 | 15.783 | 16.787 | 15.783 | 0
539 | PONTOOK HYDRO | 539 | PONTOOK HYDRO | HDR | WAT |  | HYDRO (DAILY CYCLE - RUN OF RIVER) | 1986-12-01 05:00 | Brookfield Energy Marketing, LP | BEMLP | NH | 07 | NH | NH | 50741 | 7.323 | 4.717 | 7.323 | 4.717 | -1.116
540 | POTTER 2 CC | 540 | POTTER 2 CC | CC | NG |  | GAS COMBINED CYCLE | 1977-03-01 05:00 | Braintree Electric Light Department, Town of | BELD | MA | 21 | SEMA | SEMA | 1660 | 89.998 | 71.998 | 89.998 | 71.998 | 0
541 | PROCTOR | 541 | PROCTOR | HDR | WAT |  | HYDRO (DAILY CYCLE - RUN OF RIVER) | 1980-01-01 05:00 | Green Mountain Power Corporation | GMP | VT | 21 | VT | VT | 6450 | 0.834 | 0 | 0.834 | 0 | 0
542 | ECO MAINE | 542 | ECO MAINE | ST | MSW | NG | BIO/REFUSE | 1988-08-01 04:00 | Exelon Generation Company, LLC | EXGC | ME | 05 | SME | ME | 50225 | 10.814 | 11.348 | 10.814 | 11.348 | 0.44
546 | RESCO SAUGUS | 546 | RESCO SAUGUS | ST | MSW |  | BIO/REFUSE | 1985-11-01 05:00 | New England Power Company | NEP | MA | 09 | BOSTON | NEMA | 50880 | 30.114 | 30.845 | 30.114 | 30.845 | 0
547 | WHEELABRATOR NORTH ANDOVER | 547 | WHEELABRATOR NORTH ANDOVER | ST | MSW |  | BIO/REFUSE | 1985-08-01 04:00 | Wheelabrator North Andover Inc | WNE | MA | 09 | BOSTON | NEMA | 50877 | 30.259 | 29.722 | 30.259 | 29.722 | -0.307
549 | RUTLAND 5 GT | 549 | RUTLAND 5 GT | GT | DFO |  | OIL COMBUSTION (GAS) TURBINE | 1962-01-01 05:00 | Green Mountain Power Corporation | GMP | VT | 21 | VT | VT | 3723 | 12.203 | 7.919 | 12.203 | 7.919 | 0
555 | SEABROOK | 555 | SEABROOK | ST | NUC |  | NUCLEAR STEAM | 1990-04-01 05:00 | NextEra Energy Power Marketing, LLC | FPLP | NH | 15 | NH | NH | 6115 | 1246.65 | 1247.075 | 1246.65 | 1247.075 | 0
556 | SCHILLER 4 | 556 | SCHILLER 4 | ST | BIT | RFO | COAL STEAM | 1952-04-01 05:00 | Public Service Company of New Hampshire | PSNH | NH | 15 | NH | NH | 2367 | 48 | 47.5 | 48 | 47.5 | 0
557 | SCHILLER 5 | 557 | SCHILLER 5 | ST | WDS |  | BIO/REFUSE | 1955-05-01 04:00 | Public Service Company of New Hampshire | PSNH | NH | 15 | NH | NH | 2367 | 42.594 | 43.082 | 42.594 | 43.082 | 0
558 | SCHILLER 6 | 558 | SCHILLER 6 | ST | BIT | RFO | COAL STEAM | 1957-07-01 04:00 | Public Service Company of New Hampshire | PSNH | NH | 15 | NH | NH | 2367 | 48.58 | 47.731 | 48.58 | 47.731 | -0.089
559 | SCHILLER CT 1 | 559 | SCHILLER CT 1 | GT | JF |  | OIL COMBUSTION (GAS) TURBINE | 1970-11-01 05:00 | Public Service Company of New Hampshire | PSNH | NH | 15 | NH | NH | 2367 | 18.5 | 0 | 18.5 | 0 | -17.621
561 | SEARSBURG | 561 | SEARSBURG | HDP | WAT |  | HYDRO (DAILY CYCLE - PONDAGE) | 1922-03-01 05:00 | TransCanada Power Marketing, Ltd. | TCPM | VT | 03 | WMA | WCMA | 6529 | 4.96 | 4.755 | 4.96 | 4.755 | 0
562 | SECREC-PRESTON | 562 | SECREC-PRESTON | ST | MSW | DFO | BIO/REFUSE | 1992-01-01 05:00 | Connecticut Light and Power Company, The | CLP | CT | 11 | CT | CT | 10646 | 16.232 | 15.857 | 16.232 | 15.857 | 0.044
563 | SEMASS 1 | 563 | SEMASS 1 | ST | MSW | DFO | BIO/REFUSE | 1988-10-01 04:00 | NSTAR Electric Company | NSTAR | MA | 23 | SEMA | SEMA | 50290 | 50.314 | 49.185 | 50.314 | 49.185 | 1.171
564 | SEMASS 2 | 564 | SEMASS 2 | ST | MSW | DFO | BIO/REFUSE | 1993-05-01 04:00 | NSTAR Electric Company | NSTAR | MA | 23 | SEMA | SEMA | 50290 | 24.878 | 22.64 | 24.878 | 22.64 | 0.585
565 | SHELDON SPRINGS | 565 | SHELDON SPRINGS | HDR | WAT |  | HYDRO (DAILY CYCLE - RUN OF RIVER) | 1988-05-01 04:00 | Vermont Electric Power Company, Inc. | VELCO | VT | 11 | VT | VT | 10494 | 9.37 | 2.286 | 9.37 | 2.286 | -6.381
566 | SHEPAUG | 566 | SHEPAUG | HW | WAT |  | HYDRO (WEEKLY CYCLE) | 1955-01-01 05:00 | GDF Suez Energy Marketing NA, Inc. | SUEZ | CT | 09 | SWCT | CT | 552 | 42.523 | 41.511 | 42.523 | 41.511 | 0
567 | SHERMAN | 567 | SHERMAN | HW | WAT |  | HYDRO (WEEKLY CYCLE) | 1926-12-01 05:00 | TransCanada Power Marketing, Ltd. | TCPM | MA | 11 | WMA | WCMA | 6012 | 6.22 | 6.154 | 6.22 | 6.154 | 0
568 | SHREWSBURY DIESELS | 35657 | Shrewsbury Diesels | IC | DFO |  | OIL INTERNAL COMBUSTION | 1978-05-01 04:00 | Shrewsbury Electric & Cable Operations | SELP | MA | 27 | CMA/NEMA | WCMA | 6125 | 13.65 | 13.75 | 13.65 | 13.75 | 0
569 | SKELTON | 569 | SKELTON | HDP | WAT |  | HYDRO (DAILY CYCLE - PONDAGE) | 1948-01-01 05:00 | Brookfield White Pine Hydro LLC | FPLEMH | ME | 31 | SME | ME | 1505 | 19.704 | 19.704 | 19.704 | 21.6 | 1.896
570 | SMITH | 570 | SMITH | HDR | WAT |  | HYDRO (DAILY CYCLE - RUN OF RIVER) | 1948-01-01 05:00 | Public Service Company of New Hampshire | PSNH | NH | 07 | NH | NH | 2368 | 13.214 | 8.353 | 13.214 | 8.353 | -4.787
572 | SO. MEADOW 11 | 572 | SO. MEADOW 11 | GT | JF |  | OIL COMBUSTION (GAS) TURBINE | 1970-08-01 04:00 | NextEra Energy Power Marketing, LLC | FPLP | CT | 03 | CT | CT | 563 | 46.921 | 35.781 | 46.921 | 35.781 | 0
573 | SO. MEADOW 12 | 573 | SO. MEADOW 12 | GT | JF |  | OIL COMBUSTION (GAS) TURBINE | 1970-08-01 04:00 | NextEra Energy Power Marketing, LLC | FPLP | CT | 03 | CT | CT | 563 | 47.815 | 37.649 | 47.815 | 37.649 | 0
574 | SO. MEADOW 13 | 574 | SO. MEADOW 13 | GT | JF |  | OIL COMBUSTION (GAS) TURBINE | 1970-08-01 04:00 | NextEra Energy Power Marketing, LLC | FPLP | CT | 03 | CT | CT | 563 | 47.917 | 38.317 | 47.917 | 38.317 | 0
575 | SO. MEADOW 14 | 575 | SO. MEADOW 14 | GT | JF |  | OIL COMBUSTION (GAS) TURBINE | 1970-08-01 04:00 | NextEra Energy Power Marketing, LLC | FPLP | CT | 03 | CT | CT | 563 | 46.346 | 36.746 | 46.346 | 36.746 | 0
580 | SO. MEADOW 5 | 580 | SO. MEADOW 5 | ST | MSW | NG | BIO/REFUSE | 1987-11-01 05:00 | NextEra Energy Power Marketing, LLC | FPLP | CT | 03 | CT | CT | 563 | 24.327 | 26.136 | 24.327 | 26.136 | 4.14
581 | SO. MEADOW 6 | 581 | SO. MEADOW 6 | ST | MSW | NG | BIO/REFUSE | 1987-11-01 05:00 | NextEra Energy Power Marketing, LLC | FPLP | CT | 03 | CT | CT | 563 | 22.05 | 16.623 | 22.05 | 16.623 | -1.836
583 | STONY BROOK 2A | 583 | STONY BROOK 2A | GT | DFO |  | OIL COMBUSTION (GAS) TURBINE | 1982-11-01 05:00 | Massachusetts Municipal Wholesale Electric Company | MMWEC | MA | 13 | WMA | WCMA | 6081 | 87.4 | 67.4 | 87.4 | 67.4 | 0
584 | STONY BROOK 2B | 584 | STONY BROOK 2B | GT | DFO |  | OIL COMBUSTION (GAS) TURBINE | 1982-11-01 05:00 | Massachusetts Municipal Wholesale Electric Company | MMWEC | MA | 13 | WMA | WCMA | 6081 | 85.3 | 65.3 | 85.3 | 65.3 | 0
587 | STEVENSON | 587 | STEVENSON | HW | WAT |  | HYDRO (WEEKLY CYCLE) | 1919-01-01 05:00 | GDF Suez Energy Marketing NA, Inc. | SUEZ | CT | 01 | SWCT | CT | 553 | 28.844 | 28.311 | 28.844 | 28.311 | 0
590 | REENERGY STRATTON | 590 | BORALEX STRATTON ENERGY | ST | WDS |  | BIO/REFUSE | 1989-09-01 04:00 | ReEnergy Stratton LLC | REH | ME | 07 | ME | ME | 50650 | 44.363 | 45.024 | 44.363 | 45.024 | 0
591 | S.D. WARREN-WESTBROOK | 591 | S.D. WARREN-WESTBROOK | ST | WDS | RFO | BIO/REFUSE | 1997-11-01 05:00 | NextEra Energy Power Marketing, LLC | FPLP | ME | 05 | SME | ME | 50447 | 49.103 | 42.59 | 49.103 | 42.59 | 0
592 | TAMWORTH | 592 | TAMWORTH | ST | WDS |  | BIO/REFUSE | 1988-01-01 05:00 | GDF Suez Energy Marketing NA, Inc. | SUEZ | NH | 03 | NH | NH | 50739 | 19.973 | 20.074 | 19.973 | 20.074 | 0.72
595 | TORRINGTON TERMINAL 10 | 595 | TORRINGTON TERMINAL 10 | GT | KER |  | OIL COMBUSTION (GAS) TURBINE | 1967-08-01 04:00 | NRG Power Marketing LLC | NRGPM | CT | 05 | CT | CT | 565 | 20.748 | 15.638 | 20.748 | 15.638 | 0
596 | TUNNEL 10 | 596 | TUNNEL 10 | GT | KER |  | OIL COMBUSTION (GAS) TURBINE | 1969-01-01 05:00 | GDF Suez Energy Marketing NA, Inc. | SUEZ | CT | 11 | CT | CT | 557 | 21.691 | 16.257 | 21.691 | 16.257 | -0.334
598 | VERGENNES 5 AND 6 DIESELS | 598 | VERGENNES 5 and 6 DIESELS | IC | DFO |  | OIL INTERNAL COMBUSTION | 1964-01-01 05:00 | Green Mountain Power Corporation | GMP | VT | 01 | VT | VT | 6519 | 4.24 | 3.94 | 4.24 | 3.94 | 0
599 | VERNON | 599 | VERNON | HDP | WAT |  | HYDRO (DAILY CYCLE - PONDAGE) | 1909-01-01 05:00 | TransCanada Power Marketing, Ltd. | TCPM | VT | 25 | WMA | WCMA | 2352 | 32 | 32 | 32 | 32 | 0
612 | WATERS RIVER JET 1 | 612 | WATERS RIVER JET 1 | GT | NG | DFO | GAS/OIL COMBUSTION (GAS) TURBINE | 1971-12-01 05:00 | Massachusetts Municipal Wholesale Electric Company | MMWEC | MA | 09 | BOSTON | NEMA | 1678 | 21.974 | 15.974 | 21.974 | 15.974 | 0
613 | WATERS RIVER JET 2 | 613 | WATERS RIVER JET 2 | GT | NG | DFO | GAS/OIL COMBUSTION (GAS) TURBINE | 1991-04-01 05:00 | Massachusetts Municipal Wholesale Electric Company | MMWEC | MA | 09 | BOSTON | NEMA | 1678 | 40 | 28.5 | 40 | 28.5 | 0
614 | WATERBURY 22 | 614 | WATERBURY 22 | HW | WAT |  | HYDRO (WEEKLY CYCLE) | 1953-01-01 05:00 | Green Mountain Power Corporation | GMP | VT | 23 | VT | VT | 6520 | 5 | 5 | 5 | 5 | 0
616 | WEST ENFIELD | 616 | WEST ENFIELD | HDR | WAT |  | HYDRO (DAILY CYCLE - RUN OF RIVER) | 1988-05-01 04:00 | New Brunswick Energy Marketing Corporation | NBPGC | ME | 19 | BHE | ME | 10255 | 10.646 | 8.818 | 10.646 | 8.818 | -7.577
617 | WESTON | 617 | WESTON | HDR | WAT |  | HYDRO (DAILY CYCLE - RUN OF RIVER) | 1920-01-01 05:00 | Brookfield White Pine Hydro LLC | FPLEMH | ME | 17 | ME | ME | 1509 | 8.315 | 10.831 | 8.315 | 10.831 | 1.644
618 | DG WHITEFIELD, LLC | 618 | DG WHITEFIELD, LLC | ST | WDS |  | BIO/REFUSE | 1988-04-01 05:00 | Exelon Generation Company, LLC | EXGC | NH | 07 | NH | NH | 10839 | 15.726 | 15.603 | 15.726 | 15.603 | -0.567
619 | WHITE LAKE JET | 619 | WHITE LAKE JET | GT | JF |  | OIL COMBUSTION (GAS) TURBINE | 1968-08-01 04:00 | Public Service Company of New Hampshire | PSNH | NH | 03 | NH | NH | 2369 | 22.397 | 17.447 | 22.397 | 17.447 | 0
620 | WILDER | 620 | WILDER | HW | WAT |  | HYDRO (WEEKLY CYCLE) | 1950-01-01 05:00 | TransCanada Power Marketing, Ltd. | TCPM | VT | 27 | VT | NH | 2353 | 40.698 | 39.083 | 40.698 | 39.083 | 0
621 | WILLIAMS | 621 | WILLIAMS | HDP | WAT |  | HYDRO (DAILY CYCLE - PONDAGE) | 1939-01-01 05:00 | Brookfield White Pine Hydro LLC | FPLEMH | ME | 25 | ME | ME | 1510 | 14.9 | 14.9 | 14.9 | 14.9 | 0
622 | WINOOSKI 1 | 622 | WINOOSKI 1 | HDR | WAT |  | HYDRO (DAILY CYCLE - RUN OF RIVER) | 1993-04-01 05:00 | Burlington Electric Department | BED | VT | 07 | VT | VT | 54355 | 2.614 | 1.363 | 2.614 | 1.363 | -1.828
623 | COVANTA PROJECTS WALLINGFORD | 623 | WALLINGFORD REFUSE | ST | MSW | DFO | BIO/REFUSE | 1989-03-01 05:00 | Covanta Projects of Wallingford, L.P. | CPW | CT | 09 | SWCT | CT | 50664 | 5.275 | 5.027 | 5.275 | 5.027 | -1.542
624 | WMI MILLBURY 1 | 624 | WMI MILLBURY 1 | ST | MSW |  | BIO/REFUSE | 1987-09-01 04:00 | New England Power Company | NEP | MA | 27 | CMA/NEMA | WCMA | 50878 | 39.891 | 39.811 | 39.891 | 39.811 | 0
625 | WEST MEDWAY JET 1 | 625 | WEST MEDWAY JET 1 | GT | DFO |  | OIL COMBUSTION (GAS) TURBINE | 1970-07-01 04:00 | Exelon Generation Company, LLC | EXGC | MA | 21 | BOSTON | NEMA | 1592 | 62.915 | 42 | 62.915 | 42 | 0
626 | WEST MEDWAY JET 2 | 626 | WEST MEDWAY JET 2 | GT | DFO |  | OIL COMBUSTION (GAS) TURBINE | 1971-03-01 05:00 | Exelon Generation Company, LLC | EXGC | MA | 21 | BOSTON | NEMA | 1592 | 61.598 | 39.848 | 61.598 | 39.848 | 0
627 | WEST MEDWAY JET 3 | 627 | WEST MEDWAY JET 3 | GT | DFO |  | OIL COMBUSTION (GAS) TURBINE | 1970-07-01 04:00 | Exelon Generation Company, LLC | EXGC | MA | 21 | RI | SEMA | 1592 | 62.401 | 42.001 | 62.401 | 42.001 | 6.56
628 | WOODLAND ROAD | 628 | WOODLAND ROAD | GT | KER |  | OIL COMBUSTION (GAS) TURBINE | 1969-07-01 04:00 | Essential Power Massachusetts, LLC | NAEA-EM | MA | 03 | WMA | WCMA | 1643 | 20.658 | 15.808 | 20.658 | 15.808 | 0
630 | WEST SPRINGFIELD 10 | 630 | WEST SPRINGFIELD 10 | GT | KER |  | OIL COMBUSTION (GAS) TURBINE | 1968-01-01 05:00 | Essential Power Massachusetts, LLC | NAEA-EM | MA | 13 | WMA | WCMA | 1642 | 21.928 | 17.143 | 21.928 | 17.143 | 0
633 | WEST SPRINGFIELD 3 | 633 | WEST SPRINGFIELD 3 | ST | NG | RFO | GAS/OIL STEAM | 1957-01-01 05:00 | Essential Power Massachusetts, LLC | NAEA-EM | MA | 13 | WMA | WCMA | 1642 | 100.087 | 94.276 | 100.087 | 94.276 | 0
636 | WYMAN HYDRO 1 | 636 | WYMAN HYDRO 1 | HW | WAT |  | HYDRO (WEEKLY CYCLE) | 1930-01-01 05:00 | Brookfield White Pine Hydro LLC | FPLEMH | ME | 25 | ME | ME | 1511 | 27.4 | 27.362 | 27.4 | 27.362 | 0
637 | WYMAN HYDRO 2 | 637 | WYMAN HYDRO 2 | HW | WAT |  | HYDRO (WEEKLY CYCLE) | 1931-01-01 05:00 | Brookfield White Pine Hydro LLC | FPLEMH | ME | 25 | ME | ME | 1511 | 29.9 | 29.866 | 29.9 | 29.866 | 0
638 | WYMAN HYDRO 3 | 638 | WYMAN HYDRO 3 | HW | WAT |  | HYDRO (WEEKLY CYCLE) | 1940-01-01 05:00 | Brookfield White Pine Hydro LLC | FPLEMH | ME | 25 | ME | ME | 1511 | 25.7 | 25.548 | 25.7 | 25.548 | 0
639 | YARMOUTH 1 | 639 | YARMOUTH 1 | ST | RFO |  | OIL STEAM | 1957-01-01 05:00 | NextEra Energy Power Marketing, LLC | FPLP | ME | 05 | SME | ME | 1507 | 50.065 | 0 | 50.065 | 0 | 0
640 | YARMOUTH 2 | 640 | YARMOUTH 2 | ST | RFO |  | OIL STEAM | 1958-01-01 05:00 | NextEra Energy Power Marketing, LLC | FPLP | ME | 05 | SME | ME | 1507 | 52.823 | 50.045 | 52.823 | 50.045 | -0.76
641 | YARMOUTH 3 | 641 | YARMOUTH 3 | ST | RFO |  | OIL STEAM | 1965-07-01 04:00 | NextEra Energy Power Marketing, LLC | FPLP | ME | 05 | SME | ME | 1507 | 114.72 | 109.04 | 114.72 | 109.04 | -1.83
642 | YARMOUTH 4 | 642 | YARMOUTH 4 | ST | RFO |  | OIL STEAM | 1978-12-01 05:00 | NextEra Energy Power Marketing, LLC | FPLP | ME | 05 | SME | ME | 1507 | 605.875 | 602.05 | 605.875 | 602.05 | 0
715 | ROCHESTER LANDFILL | 715 | ROCHESTER LANDFILL | GT | LFG |  | BIO/REFUSE | 1998-05-01 04:00 | New Hampshire Electric Cooperative, Inc. | NHEC | NH | 17 | NH | NH | 2007 | 2.257 | 2.192 | 2.257 | 2.192 | 0.048
737 | SIMPSON G LOAD REDUCER | 737 | SIMPSON G LOAD REDUCER | HDR | WAT |  | HYDRO (DAILY CYCLE - RUN OF RIVER) | 1980-01-01 05:00 | Green Mountain Power Corporation | GMP | VT | 09 | NH | VT | 10608 | 2.656 | 2.388 | 2.656 | 2.388 | -0.62
739 | ROCKY RIVER | 739 | ROCKY RIVER | PS | WAT |  | HYDRO (PUMPED STORAGE) | 1928-01-01 05:00 | GDF Suez Energy Marketing NA, Inc. | SUEZ | CT | 09 | SWCT | CT | 539 | 28.127 | 28.853 | 28.127 | 28.853 | 0
754 | BAR MILLS | 754 | BAR MILLS | HDR | WAT |  | HYDRO (DAILY CYCLE - RUN OF RIVER) | 1956-01-01 05:00 | Brookfield White Pine Hydro LLC | FPLEMH | ME | 31 | SME | ME | 1481 | 1.586 | 0 | 1.586 | 0 | -2.067
755 | BONNY EAGLE/W. BUXTON | 755 | BONNY EAGLE W. BUXTON | HDR | WAT |  | HYDRO (DAILY CYCLE - RUN OF RIVER) | 1910-01-01 05:00 | Brookfield White Pine Hydro LLC | FPLEMH | ME | 31 | SME | ME | 1482, 1508 | 17.5 | 16.151 | 17.5 | 16.151 | 0
757 | HARRIS 4 | 757 | HARRIS 4 | HW | WAT |  | HYDRO (WEEKLY CYCLE) | 1954-01-01 05:00 | Brookfield White Pine Hydro LLC | FPLEMH | ME | 25 | ME | ME | 1492 | 1.249 | 1.436 | 1.249 | 1.436 | 0
759 | MESSALONSKEE COMPOSITE | 759 | MESSALONSKEE COMPOSITE | HDR | WAT |  | HYDRO (DAILY CYCLE - RUN OF RIVER) | 1917-01-01 05:00 | Messalonskee Stream Hydro, LLC | MESSA | ME | 11 | ME | ME | 1497 | 4.016 | 3.948 | 4.016 | 3.948 | -0.099
760 | NORTH GORHAM | 760 | NORTH GORHAM | HDR | WAT |  | HYDRO (DAILY CYCLE - RUN OF RIVER) | 1925-01-01 05:00 | Brookfield White Pine Hydro LLC | FPLEMH | ME | 05 | SME | ME | 1501 | 1.121 | 1.475 | 1.121 | 1.475 | -0.283
761 | SHAWMUT | 761 | SHAWMUT | HDR | WAT |  | HYDRO (DAILY CYCLE - RUN OF RIVER) | 1913-01-01 05:00 | Brookfield White Pine Hydro LLC | FPLEMH | ME | 11 | ME | ME | 1504 | 6.066 | 7.239 | 6.066 | 7.239 | 0.738
767 | SES CONCORD | 767 | SES CONCORD | ST | MSW |  | BIO/REFUSE | 1989-05-01 04:00 | Public Service Company of New Hampshire | PSNH | NH | 13 | NH | NH | 50873 | 12.397 | 12.096 | 12.397 | 12.096 | -0.02
768 | GARVINS/HOOKSETT | 768 | GARVINS HOOKSETT | HDR | WAT |  | HYDRO (DAILY CYCLE - RUN OF RIVER) | 1902-01-01 05:00 | Public Service Company of New Hampshire | PSNH | NH | 13 | NH | NH | 2357, 2359 | 5.844 | 3.853 | 5.844 | 3.853 | -3.423
769 | HADLEY FALLS 1&2 | 769 | HADLEY FALLS 1&2 | HDR | WAT |  | HYDRO (DAILY CYCLE - RUN OF RIVER) | 1983-01-01 05:00 | Holyoke Gas & Electric Department | HGE | MA | 13 | WMA | WCMA | 1605 | 23.436 | 20.229 | 23.436 | 20.229 | 2.509
772 | NEWPORT HYDRO | 772 | NEWPORT HYDRO | HW | WAT |  | HYDRO (WEEKLY CYCLE) | 1980-01-01 05:00 | Great Bay Power Marketing, Inc | GBPM | VT | 19 | NH | VT | 3731 | 1.722 | 1.215 | 1.722 | 1.215 | -0.912
774 | LOWER LAMOILLE COMPOSITE | 774 | LOWER LAMOILLE COMPOSITE | HW | WAT |  | HYDRO (WEEKLY CYCLE) | 1948-01-01 05:00 | Green Mountain Power Corporation | GMP | VT | 07 | VT | VT | 3711 | 16 | 10.106 | 16 | 10.106 | -5.694
775 | MIDDLEBURY COMPOSITE | 775 | MIDDLEBURY COMPOSITE | HW | WAT |  | HYDRO (WEEKLY CYCLE) | 1917-01-01 05:00 | Green Mountain Power Corporation | GMP | VT | 01 | VT | VT | 3716 | 5.724 | 5.678 | 5.724 | 5.678 | 2.078
776 | N. RUTLAND COMPOSITE | 776 | N. RUTLAND COMPOSITE | HW | WAT |  | HYDRO (WEEKLY CYCLE) | 1980-01-01 05:00 | Green Mountain Power Corporation | GMP | VT | 21 | VT | VT | 3714 | 4.155 | 4.503 | 4.155 | 4.503 | 0
779 | MIDDLESEX 2 | 779 | MIDDLESEX 2 | HDR | WAT |  | HYDRO (DAILY CYCLE - RUN OF RIVER) | 1928-01-01 05:00 | Green Mountain Power Corporation | GMP | VT | 23 | VT | VT | 3740 | 1.504 | 0 | 1.504 | 0 | -1.366
781 | WEST DANVILLE 1 | 781 | WEST DANVILLE 1 | HDR | WAT |  | HYDRO (DAILY CYCLE - RUN OF RIVER) | 1986-11-01 05:00 | Green Mountain Power Corporation | GMP | VT | 05 | VT | VT | 3743 | 0 | 0 | 0 | 0 | 0
783 | HIGHGATE FALLS | 783 | HIGHGATE FALLS | HDR | WAT |  | HYDRO (DAILY CYCLE - RUN OF RIVER) | 1980-01-01 05:00 | Vermont Public Power Supply Authority | VPPSA | VT | 11 | VT | VT | 6618 | 7.895 | 1.663 | 7.895 | 1.663 | -2.653
789 | CEC 002 PAWTUCKET U5 | 789 | CEC 002 PAWTUCKET U5 | HDR | WAT |  | HYDRO (DAILY CYCLE - RUN OF RIVER) | 1985-03-01 05:00 | The Narragansett Electric Company | NEC | RI | 07 | RI | RI | 3233 | 0.556 | 0 | 0.556 | 0 | -0.219
792 | CENTENNIAL HYDRO | 792 | CENTENNIAL HYDRO | HDR | WAT |  | HYDRO (DAILY CYCLE - RUN OF RIVER) | 1990-05-01 04:00 | Sterling Municipal Electric Light Department | SMED | MA | 17 | CMA/NEMA | WCMA | 7112 | 0.554 | 0.108 | 0.554 | 0.108 | -0.181
793 | METHUEN HYDRO | 793 | METHUEN HYDRO | HDR | WAT |  | HYDRO (DAILY CYCLE - RUN OF RIVER) | 1988-08-01 04:00 | Sterling Municipal Electric Light Department | SMED | MA | 09 | BOSTON | NEMA |  | 0.118 | 0 | 0.118 | 0 | 0
794 | MINIWAWA | 794 | MINIWAWA | HDR | WAT |  | HYDRO (DAILY CYCLE - RUN OF RIVER) | 1992-04-01 05:00 | Littleton Electric Light & Water Department | LELWD | NH | 05 | VT | NH |  | 0.605 | 0.19 | 0.605 | 0.19 | -0.007
795 | RIVER MILL HYDRO | 795 | RIVER MILL HYDRO | HDR | WAT |  | HYDRO (DAILY CYCLE - RUN OF RIVER) | 1989-06-01 04:00 | Middleton Municipal Light Department | MMELD | NH | 09 | VT | NH | 3049 | 0 | 0 | 0 | 0 | 0
796 | GOODWIN DAM | 796 | GOODWIN DAM | HDP | WAT |  | HYDRO (DAILY CYCLE - PONDAGE) | 1986-02-01 05:00 | Connecticut Light and Power Company, The | CLP | CT | 05 | CT | CT | 54302 | 3 | 3 | 3 | 3 | 0
797 | WYRE WYND HYDRO | 797 | CEC 003 WYRE WYND U5 | HDR | WAT |  | HYDRO (DAILY CYCLE - RUN OF RIVER) | 1997-04-01 05:00 | Summit Hydropower, Inc. | SUMMIT | CT | 11 | CT | CT |  | 0 | 0.079 | 0 | 0.079 | -0.853
798 | COLEBROOK | 798 | COLEBROOK | HDR | WAT |  | HYDRO (DAILY CYCLE - RUN OF RIVER) | 1988-03-01 05:00 | Connecticut Light and Power Company, The | CLP | CT | 05 | CT | CT | 54301 | 0.388 | 0.948 | 0.388 | 0.948 | 0.19
800 | KINNEYTOWN B | 800 | KINNEYTOWN B | HDR | WAT |  | HYDRO (DAILY CYCLE - RUN OF RIVER) | 1986-11-01 05:00 | Connecticut Light and Power Company, The | CLP | CT | 09 | SWCT | CT | 54385 | 0.523 | 0 | 0.523 | 0 | 0
801 | WILLIMANTIC 1 | 801 | WILLIMANTIC 1 | HDR | WAT |  | HYDRO (DAILY CYCLE - RUN OF RIVER) | 1990-06-01 04:00 | Connecticut Light and Power Company, The | CLP | CT | 15 | CT | CT |  | 0.343 | 0 | 0.343 | 0 | 0
802 | WILLIMANTIC 2 | 802 | WILLIMANTIC 2 | HDR | WAT |  | HYDRO (DAILY CYCLE - RUN OF RIVER) | 1990-06-01 04:00 | Connecticut Light and Power Company, The | CLP | CT | 15 | CT | CT |  | 0.191 | 0 | 0.191 | 0 | 0
803 | TOUTANT | 803 | TOUTANT | HDP | WAT |  | HYDRO (DAILY CYCLE - PONDAGE) | 1994-02-01 05:00 | Connecticut Light and Power Company, The | CLP | CT | 15 | CT | CT |  | 0.396 | 0.251 | 0.396 | 0.251 | 0
804 | PUTNAM | 804 | PUTNAM | HDR | WAT |  | HYDRO (DAILY CYCLE - RUN OF RIVER) | 1987-10-01 04:00 | Putnam Hydropower, Inc. | PUTNAM | CT | 15 | CT | CT |  | 0.384 | 0 | 0.384 | 0 | -0.185
806 | MECHANICSVILLE | 806 | MECHANICSVILLE | HDR | WAT |  | HYDRO (DAILY CYCLE - RUN OF RIVER) | 1995-09-01 04:00 | Sterling Municipal Electric Light Department | SMED | CT | 15 | CT | CT |  | 0.098 | 0 | 0.098 | 0 | -0.033
807 | CEC 004 DAYVILLE POND U5 | 807 | CEC 004 DAYVILLE POND U5 | HDR | WAT |  | HYDRO (DAILY CYCLE - RUN OF RIVER) | 1995-03-01 05:00 | Connecticut Light and Power Company, The | CLP | CT | 15 | CT | CT |  | 0.049 | 0 | 0.049 | 0 | 0
808 | SANDY HOOK HYDRO | 808 | SANDY HOOK HYDRO | HDR | WAT |  | HYDRO (DAILY CYCLE - RUN OF RIVER) | 1989-04-01 05:00 | Connecticut Light and Power Company, The | CLP | CT | 15 | SWCT | CT |  | 0.07 | 0 | 0.07 | 0 | 0
809 | PINCHBECK | 809 | PINCHBECK | ST | WDS |  | BIO/REFUSE | 1987-07-01 04:00 | Connecticut Light and Power Company, The | CLP | CT | 13 | CT | CT |  | 0 | 0 | 0 | 0 | 0
810 | QUINEBAUG | 810 | QUINEBAUG | HDR | WAT |  | HYDRO (DAILY CYCLE - RUN OF RIVER) | 1990-09-01 04:00 | Connecticut Light and Power Company, The | CLP | CT | 15 | CT | CT | 543 | 0.892 | 0.04 | 0.892 | 0.04 | -0.29
811 | BANTAM | 811 | BANTAM | HDR | WAT |  | HYDRO (DAILY CYCLE - RUN OF RIVER) | 1905-01-01 05:00 | GDF Suez Energy Marketing NA, Inc. | SUEZ | CT | 05 | CT | CT | 6457 | 0.085 | 0 | 0.085 | 0 | -0.068
812 | BEEBE HOLBROOK | 812 | BEEBE HOLBROOK | HDR | WAT |  | HYDRO (DAILY CYCLE - RUN OF RIVER) | 1948-01-01 05:00 | Holyoke Gas & Electric Department | HGE | MA | 13 | WMA | WCMA | 1602 | 0 | 0 | 0 | 0 | -0.17
813 | TUNNEL | 813 | TUNNEL | HDR | WAT |  | HYDRO (DAILY CYCLE - RUN OF RIVER) | 1919-01-01 05:00 | GDF Suez Energy Marketing NA, Inc. | SUEZ | CT | 11 | CT | CT | 557 | 1.048 | 0 | 1.048 | 0 | -0.746
814 | PATCH | 814 | PATCH | HDR | WAT |  | HYDRO (DAILY CYCLE - RUN OF RIVER) | 2000-04-01 05:00 | Green Mountain Power Corporation | GMP | VT | 21 | VT | VT | 3719 | 0.087 | 0.031 | 0.087 | 0.031 | 0.031
815 | CARVER FALLS | 815 | CARVER FALLS | HDR | WAT |  | HYDRO (DAILY CYCLE - RUN OF RIVER) | 1998-09-25 04:00 | Green Mountain Power Corporation | GMP | VT | 21 | VT | VT | 6456 | 0.77 | 0 | 0.77 | 0 | -0.083
816 | CAVENDISH | 816 | CAVENDISH | HDR | WAT |  | HYDRO (DAILY CYCLE - RUN OF RIVER) | 1998-09-25 04:00 | Green Mountain Power Corporation | GMP | VT | 27 | VT | VT | 3710 | 0.457 | 0.337 | 0.457 | 0.337 | -0.029
817 | TAFTSVILLE VT | 817 | TAFTSVILLE VT | HDR | WAT |  | HYDRO (DAILY CYCLE - RUN OF RIVER) | 2000-04-01 05:00 | Green Mountain Power Corporation | GMP | VT | 27 | VT | VT | 3727 | 0 | 0 | 0 | 0 | 0
818 | PIERCE MILLS | 818 | PIERCE MILLS | HDR | WAT |  | HYDRO (DAILY CYCLE - RUN OF RIVER) | 2000-04-01 05:00 | Green Mountain Power Corporation | GMP | VT | 05 | NH | VT | 3721 | 0.135 | 0.056 | 0.135 | 0.056 | -0.18
819 | ARNOLD FALLS | 819 | ARNOLD FALLS | HDR | WAT |  | HYDRO (DAILY CYCLE - RUN OF RIVER) | 1998-09-25 04:00 | Green Mountain Power Corporation | GMP | VT | 05 | NH | VT | 3707 | 0.123 | 0 | 0.123 | 0 | -0.32
820 | PASSUMPSIC | 820 | PASSUMPSIC | HDR | WAT |  | HYDRO (DAILY CYCLE - RUN OF RIVER) | 2000-04-01 05:00 | Green Mountain Power Corporation | GMP | VT | 05 | NH | VT | 3718 | 0.232 | 0.077 | 0.232 | 0.077 | -0.17
821 | GAGE | 821 | GAGE | HDR | WAT |  | HYDRO (DAILY CYCLE - RUN OF RIVER) | 2000-04-01 05:00 | Green Mountain Power Corporation | GMP | VT | 05 | NH | VT | 3713 | 0.252 | 0 | 0.252 | 0 | -0.401
822 | SMITH (CVPS) | 822 | SMITH (CVPS) | HDR | WAT |  | HYDRO (DAILY CYCLE - RUN OF RIVER) | 2000-04-01 05:00 | Green Mountain Power Corporation | GMP | VT | 17 | VT | VT | 3709 | 0.46 | 0.264 | 0.46 | 0.264 | -0.643
823 | EAST BARNET | 823 | EAST BARNET | HDR | WAT |  | HYDRO (DAILY CYCLE - RUN OF RIVER) | 2000-04-01 05:00 | Green Mountain Power Corporation | GMP | VT | 05 | NH | VT | 788 | 0.907 | 0.399 | 0.907 | 0.399 | -0.195
824 | BATH ELECTRIC HYDRO | 824 | BATH ELECTRIC HYDRO | HDR | WAT |  | HYDRO (DAILY CYCLE - RUN OF RIVER) | 1985-06-01 04:00 | Public Service Company of New Hampshire | PSNH | NH | 09 | NH | NH |  | 0.154 | 0.27 | 0.154 | 0.27 | -0.036
827 | SEARSBURG WIND | 827 | SEARSBURG WIND | WT | WND |  | WIND TURBINE | 1997-07-01 04:00 | Green Mountain Power Corporation | GMP | VT | 03 | WMA | WCMA | 7381 | 1.123 | 0.113 | 1.123 | 0.113 | -0.222
828 | BARTON HYDRO | 828 | BARTON HYDRO | HDR | WAT |  | HYDRO (DAILY CYCLE - RUN OF RIVER) | 1931-07-01 04:00 | Vermont Public Power Supply Authority | VPPSA | VT | 19 | NH | VT | 3753 | 0.384 | 0.073 | 0.384 | 0.073 | -0.371
830 | ENOSBURG HYDRO | 830 | ENOSBURG HYDRO | HDR | WAT |  | HYDRO (DAILY CYCLE - RUN OF RIVER) | 1980-01-01 05:00 | Vermont Public Power Supply Authority | VPPSA | VT | 11 | VT | VT | 3757 | 0.315 | 0.457 | 0.315 | 0.457 | -0.078
831 | VAIL & GREAT FALLS | 831 | VAIL & GREAT FALLS | HDR | WAT |  | HYDRO (DAILY CYCLE - RUN OF RIVER) | 1980-01-01 05:00 | Vermont Public Power Supply Authority | VPPSA | VT | 05 | NH | VT | 3726 | 0.092 | 0.196 | 0.092 | 0.196 | 0.067
832 | CENTER RUTLAND | 832 | CENTER RUTLAND | HDR | WAT |  | HYDRO (DAILY CYCLE - RUN OF RIVER) | 1901-08-01 04:00 | Green Mountain Power Corporation | GMP | VT | 21 | VT | VT | 6453 | 0 | 0.096 | 0 | 0.096 | 0.096
833 | BARNET | 833 | BARNET | HDR | WAT |  | HYDRO (DAILY CYCLE - RUN OF RIVER) | 2001-03-01 05:00 | Green Mountain Power Corporation | GMP | VT | 05 | VT | VT |  | 0.139 | 0 | 0.139 | 0 | -0.167
834 | COMTU FALLS | 834 | COMPTU FALLS | HDR | WAT |  | HYDRO (DAILY CYCLE - RUN OF RIVER) | 1982-01-01 05:00 | Green Mountain Power Corporation | GMP | VT | 27 | VT | VT |  | 0.251 | 0.214 | 0.251 | 0.214 | -0.002
835 | DEWEY MILLS | 835 | DEWEY MILLS | HDR | WAT |  | HYDRO (DAILY CYCLE - RUN OF RIVER) | 2001-03-01 05:00 | Green Mountain Power Corporation | GMP | VT | 27 | VT | VT | 10137 | 0.296 | 0.641 | 0.296 | 0.641 | 0.035
836 | EMERSON FALLS | 836 | EMERSON FALLS | HDR | WAT |  | HYDRO (DAILY CYCLE - RUN OF RIVER) | 1985-10-01 04:00 | Green Mountain Power Corporation | GMP | VT | 05 | NH | VT |  | 0.046 | 0 | 0.046 | 0 | -0.028
837 | KILLINGTON | 837 | KILLINGTON | HDR | WAT |  | HYDRO (DAILY CYCLE - RUN OF RIVER) | 1995-11-01 05:00 | Green Mountain Power Corporation | GMP | VT | 21 | VT | VT |  | 0.016 | 0.014 | 0.016 | 0.014 | 0.014
838 | KINGSBURY | 838 | KINGSBURY | HDR | WAT |  | HYDRO (DAILY CYCLE - RUN OF RIVER) | 1984-03-01 05:00 | Green Mountain Power Corporation | GMP | VT | 23 | VT | VT |  | 0 | 0 | 0 | 0 | 0
839 | LADD'S MILL | 839 | LADD'S MILL | HDR | WAT |  | HYDRO (DAILY CYCLE - RUN OF RIVER) | 1986-10-01 04:00 | Green Mountain Power Corporation | GMP | VT | 23 | VT | VT |  | 0.041 | 0 | 0.041 | 0 | -0.04
840 | MARTINSVILLE | 840 | MARTINSVILLE | HDR | WAT |  | HYDRO (DAILY CYCLE - RUN OF RIVER) | 1986-12-01 05:00 | Green Mountain Power Corporation | GMP | VT | 27 | VT | VT |  | 0.073 | 0.077 | 0.073 | 0.077 | -0.001
841 | MORETOWN 8 | 841 | MORETOWN 8 | HDR | WAT |  | HYDRO (DAILY CYCLE - RUN OF RIVER) | 1989-02-01 05:00 | Green Mountain Power Corporation | GMP | VT | 23 | VT | VT | 52033 | 0.303 | 0.046 | 0.303 | 0.046 | -0.268
842 | NANTANA MILL | 842 | NANTANA MILL | HDR | WAT |  | HYDRO (DAILY CYCLE - RUN OF RIVER) | 1986-05-01 04:00 | Green Mountain Power Corporation | GMP | VT | 23 | VT | VT |  | 0.081 | 0.014 | 0.081 | 0.014 | -0.075
843 | NEWBURY | 843 | NEWBURY | HDR | WAT |  | HYDRO (DAILY CYCLE - RUN OF RIVER) | 1988-01-01 05:00 | Green Mountain Power Corporation | GMP | VT | 17 | VT | VT |  | 0.103 | 0.045 | 0.103 | 0.045 | -0.115
844 | OTTAUQUECHEE | 844 | OTTAUQUECHEE | HDR | WAT |  | HYDRO (DAILY CYCLE - RUN OF RIVER) | 1987-09-01 04:00 | Green Mountain Power Corporation | GMP | VT | 27 | VT | VT | 50126 | 0.161 | 0.293 | 0.161 | 0.293 | 0.049
845 | SLACK DAM | 845 | SLACK DAM | HDR | WAT |  | HYDRO (DAILY CYCLE - RUN OF RIVER) | 1988-01-01 05:00 | Green Mountain Power Corporation | GMP | VT | 27 | VT | VT |  | 0.196 | 0.191 | 0.196 | 0.191 | 0.009
846 | WINOOSKI 8 | 846 | WINOOSKI 8 | HDR | WAT |  | HYDRO (DAILY CYCLE - RUN OF RIVER) | 1985-12-01 05:00 | Green Mountain Power Corporation | GMP | VT | 23 | VT | VT |  | 0.299 | 0.163 | 0.299 | 0.163 | -0.345
847 | WOODSIDE | 847 | WOODSIDE | HDR | WAT |  | HYDRO (DAILY CYCLE - RUN OF RIVER) | 1987-03-01 05:00 | Green Mountain Power Corporation | GMP | VT | 15 | VT | VT |  | 0.075 | 0.064 | 0.075 | 0.064 | -0.023
848 | WRIGHTSVILLE | 848 | WRIGHTSVILLE | HW | WAT |  | HYDRO (WEEKLY CYCLE) | 1985-01-01 05:00 | Vermont Public Power Supply Authority | VPPSA | VT | 23 | VT | VT | 7051 | 0.267 | 0.069 | 0.267 | 0.069 | -0.22
849 | CRESCENT DAM | 849 | CRESCENT DAM | HDR | WAT |  | HYDRO (DAILY CYCLE - RUN OF RIVER) | 1993-01-01 05:00 | CHI Power Marketing, Inc. | CHIPM | MA | 13 | WMA | WCMA |  | 0.355 | 0.535 | 0.355 | 0.535 | 0.13
850 | GLENDALE HYDRO | 850 | GLENDALE HYDRO | HDR | WAT |  | HYDRO (DAILY CYCLE - RUN OF RIVER) | 1989-12-01 05:00 | CHI Power Marketing, Inc. | CHIPM | MA | 03 | WMA | WCMA |  | 0 | 0.307 | 0 | 0.307 | 0.307
851 | GARDNER FALLS | 851 | GARDNER FALLS | HDR | WAT |  | HYDRO (DAILY CYCLE - RUN OF RIVER) | 1924-01-01 05:00 | Essential Power Massachusetts, LLC | NAEA-EM | MA | 11 | WMA | WCMA | 1634 | 0 | 0 | 0 | 0 | -0.497
852 | SOUTH BARRE HYDRO | 852 | SOUTH BARRE HYDRO | HDR | WAT |  | HYDRO (DAILY CYCLE - RUN OF RIVER) | 1989-10-01 04:00 | Massachusetts Municipal Wholesale Electric Company | MMWEC | MA | 27 | WMA | WCMA |  | 0.089 | 0 | 0.089 | 0 | -0.064
853 | WEBSTER HYDRO | 853 | WEBSTER HYDRO | HDR | WAT |  | HYDRO (DAILY CYCLE - RUN OF RIVER) | 1983-02-01 05:00 | Massachusetts Municipal Wholesale Electric Company | MMWEC | MA | 27 | CMA/NEMA | WCMA | 10404 | 0.015 | 0 | 0.015 | 0 | 0
854 | ORANGE HYDRO 1 | 854 | ORANGE HYDRO 1 | HDR | WAT |  | HYDRO (DAILY CYCLE - RUN OF RIVER) | 1987-08-01 04:00 | Templeton Municipal Lighting Plant | TTMLP | MA | 11 | WMA | WCMA |  | 0.112 | 0 | 0.112 | 0 | 0
855 | ORANGE HYDRO 2 | 855 | ORANGE HYDRO 2 | HDR | WAT |  | HYDRO (DAILY CYCLE - RUN OF RIVER) | 1993-11-01 05:00 | Templeton Municipal Lighting Plant | TTMLP | MA | 11 | WMA | WCMA |  | 0.139 | 0.088 | 0.139 | 0.088 | -0.032
856 | HUNT'S POND | 856 | HUNT'S POND | HDR | WAT |  | HYDRO (DAILY CYCLE - RUN OF RIVER) | 1996-08-01 04:00 | Templeton Municipal Lighting Plant | TTMLP | MA | 27 | WMA | WCMA |  | 0 | 0 | 0 | 0 | 0
857 | OAKDALE HYDRO | 857 | OAKDALE HYDRO | HDR | WAT |  | HYDRO (DAILY CYCLE - RUN OF RIVER) | 1994-07-01 04:00 | Massachusetts Electric Company | MEC | MA | 27 | CMA/NEMA | WCMA | 10824 | 1.137 | 2.895 | 1.137 | 2.895 | 0.057
859 | BOATLOCK | 859 | BOATLOCK | HDR | WAT |  | HYDRO (DAILY CYCLE - RUN OF RIVER) | 1924-01-01 05:00 | Holyoke Gas & Electric Department | HGE | MA | 13 | WMA | WCMA | 1603 | 1.72 | 0.935 | 1.72 | 0.935 | -0.743
860 | BRIAR HYDRO | 860 | BRIAR HYDRO | HDR | WAT |  | HYDRO (DAILY CYCLE - RUN OF RIVER) | 1988-01-01 05:00 | Public Service Company of New Hampshire | PSNH | NH | 13 | NH | NH | 50351 | 2.27 | 1.489 | 2.27 | 1.489 | -0.687
861 | CANAAN | 861 | CANAAN | HDR | WAT |  | HYDRO (DAILY CYCLE - RUN OF RIVER) | 1927-01-01 05:00 | Public Service Company of New Hampshire | PSNH | VT | 09 | NH | NH | 3750 | 0.948 | 0.924 | 0.948 | 0.924 | 0.186
862 | CHEMICAL | 862 | CHEMICAL | HDR | WAT |  | HYDRO (DAILY CYCLE - RUN OF RIVER) | 1935-01-01 05:00 | Holyoke Gas & Electric Department | HGE | MA | 13 | WMA | WCMA | 1604 | 0 | 0 | 0 | 0 | -0.669
863 | CLEMENT DAM | 863 | CLEMENT DAM | HDR | WAT |  | HYDRO (DAILY CYCLE - RUN OF RIVER) | 1985-05-01 04:00 | Massachusetts Municipal Wholesale Electric Company | MMWEC | NH | 01 | NH | NH | 10276 | 0 | 0.913 | 0 | 0.913 | 0.913
864 | DWIGHT | 864 | DWIGHT | HDR | WAT |  | HYDRO (DAILY CYCLE - RUN OF RIVER) | 1920-01-01 05:00 | Essential Power Massachusetts, LLC | NAEA-EM | MA | 13 | WMA | WCMA | 6378 | 0 | 0 | 0 | 0 | -0.431
865 | ERROL | 865 | ERROL | HDR | WAT |  | HYDRO (DAILY CYCLE - RUN OF RIVER) | 1986-12-01 05:00 | Public Service Company of New Hampshire | PSNH | NH | 07 | NH | NH | 10570 | 1.785 | 1.968 | 1.785 | 1.968 | -0.134
866 | GREGGS | 866 | GREGGS | HDR | WAT |  | HYDRO (DAILY CYCLE - RUN OF RIVER) | 1986-01-01 05:00 | Massachusetts Municipal Wholesale Electric Company | MMWEC | NH | 11 | NH | NH | 50384 | 1.045 | 0.486 | 1.045 | 0.486 | -0.256
867 | INDIAN ORCHARD | 867 | INDIAN ORCHARD | HDR | WAT |  | HYDRO (DAILY CYCLE - RUN OF RIVER) | 1928-01-01 05:00 | Essential Power Massachusetts, LLC | NAEA-EM | MA | 13 | WMA | WCMA | 6379 | 0 | 0 | 0 | 0 | -0.43
868 | MILTON MILLS HYDRO | 868 | MILTON MILLS HYDRO | HDR | WAT |  | HYDRO (DAILY CYCLE - RUN OF RIVER) | 1929-01-01 05:00 | Public Service Company of New Hampshire | PSNH | NH | 17 | NH | NH | 10519 | 0.994 | 0.389 | 0.994 | 0.389 | -0.253
869 | MINE FALLS | 869 | MINE FALLS | HDR | WAT |  | HYDRO (DAILY CYCLE - RUN OF RIVER) | 1985-12-01 05:00 | Power Supply Services, LLC | PSS | NH | 11 | NH | NH | 10183 | 0.593 | 0.568 | 0.593 | 0.568 | -0.254
870 | PEMBROKE | 870 | PEMBROKE | HDR | WAT |  | HYDRO (DAILY CYCLE - RUN OF RIVER) | 1986-01-01 05:00 | Massachusetts Municipal Wholesale Electric Company | MMWEC | NH | 13 | NH | NH | 50312 | 1.027 | 0.405 | 1.027 | 0.405 | -0.375
871 | PENNACOOK FALLS LOWER | 871 | PENNACOOK FALLS LOWER | HDR | WAT |  | HYDRO (DAILY CYCLE - RUN OF RIVER) | 1984-11-01 05:00 | Unitil Energy Systems, Inc. | UNITIL-ES | NH | 13 | NH | NH | 50351 | 2.436 | 1.777 | 2.436 | 1.777 | -0.661
872 | PENNACOOK FALLS UPPER | 872 | PENNACOOK FALLS UPPER | HDR | WAT |  | HYDRO (DAILY CYCLE - RUN OF RIVER) | 1986-12-01 05:00 | Public Service Company of New Hampshire | PSNH | NH | 13 | NH | NH | 50414 | 1.789 | 1.237 | 1.789 | 1.237 | -0.49
873 | PUTTS BRIDGE | 873 | PUTTS BRIDGE | HDR | WAT |  | HYDRO (DAILY CYCLE - RUN OF RIVER) | 1918-01-01 05:00 | Essential Power Massachusetts, LLC | NAEA-EM | MA | 13 | WMA | WCMA | 1637 | 1.955 | 0.216 | 1.955 | 0.216 | -1.584
874 | RED BRIDGE | 874 | RED BRIDGE | HDR | WAT |  | HYDRO (DAILY CYCLE - RUN OF RIVER) | 1926-01-01 05:00 | Essential Power Massachusetts, LLC | NAEA-EM | MA | 13 | WMA | WCMA | 1638 | 1.406 | 0 | 1.406 | 0 | -0.907
875 | RIVER BEND | 875 | RIVER BEND | HDR | WAT |  | HYDRO (DAILY CYCLE - RUN OF RIVER) | 1986-02-01 05:00 | Massachusetts Municipal Wholesale Electric Company | MMWEC | NH | 13 | NH | NH |  | 1.218 | 0.705 | 1.218 | 0.705 | -0.712
876 | ROBERTSVILLE | 876 | ROBERTSVILLE | HDR | WAT |  | HYDRO (DAILY CYCLE - RUN OF RIVER) | 1924-01-01 05:00 | GDF Suez Energy Marketing NA, Inc. | SUEZ | CT | 03 | CT | CT | 549 | 0.065 | 0 | 0.065 | 0 | 0
877 | SCOTLAND | 877 | SCOTLAND | HDR | WAT |  | HYDRO (DAILY CYCLE - RUN OF RIVER) | 1937-01-01 05:00 | GDF Suez Energy Marketing NA, Inc. | SUEZ | CT | 15 | CT | CT | 551 | 1.34 | 0 | 1.34 | 0 | 0
878 | SKINNER | 878 | SKINNER | HDR | WAT |  | HYDRO (DAILY CYCLE - RUN OF RIVER) | 1924-01-01 05:00 | Holyoke Gas & Electric Department | HGE | MA | 13 | WMA | WCMA | 1608 | 0 | 0 | 0 | 0 | -0.248
879 | TAFTVILLE CT | 879 | TAFTVILLE CT | HDR | WAT |  | HYDRO (DAILY CYCLE - RUN OF RIVER) | 1906-01-01 05:00 | GDF Suez Energy Marketing NA, Inc. | SUEZ | CT | 11 | CT | CT | 554 | 0.993 | 0 | 0.993 | 0 | 0
882 | FRANKLIN FALLS | 882 | FRANKLIN FALLS | HDR | WAT |  | HYDRO (DAILY CYCLE - RUN OF RIVER) | 1978-02-01 05:00 | Public Service Company of New Hampshire | PSNH | NH | 13 | NH | NH | 10109 | 0.436 | 0.444 | 0.436 | 0.444 | -0.198
883 | SALMON FALLS HYDRO |  | No Resource (1) | HDR | WAT |  | HYDRO (DAILY CYCLE - RUN OF RIVER) | 1983-11-01 05:00 | CHI Power Marketing, Inc. | CHIPM | NH | 17 | SME | ME | 50702 | 0.392 | 0 | 0.392 | 0 | -0.145
884 | SWANS FALLS | 884 | SWANS FALLS | HDR | WAT |  | HYDRO (DAILY CYCLE - RUN OF RIVER) | 1998-10-01 04:00 | Public Service Company of New Hampshire | PSNH | ME | 17 | NH | NH | 1518 | 0.28 | 0.259 | 0.28 | 0.259 | -0.184
886 | COCHECO FALLS | 886 | COCHECO FALLS | HDR | WAT |  | HYDRO (DAILY CYCLE - RUN OF RIVER) | 1983-12-01 05:00 | Public Service Company of New Hampshire | PSNH | NH | 17 | NH | NH |  | 0.223 | 0.175 | 0.223 | 0.175 | 0.175
887 | CHINA MILLS DAM | 887 | CHINA MILLS DAM | HDR | WAT |  | HYDRO (DAILY CYCLE - RUN OF RIVER) | 1981-10-01 04:00 | Public Service Company of New Hampshire | PSNH | NH | 13 | NH | NH | 50103 | 0.344 | 0 | 0.344 | 0 | -0.025
888 | NEWFOUND HYDRO | 888 | NEWFOUND HYDRO | HDR | WAT |  | HYDRO (DAILY CYCLE - RUN OF RIVER) | 1983-12-01 05:00 | Public Service Company of New Hampshire | PSNH | NH | 09 | NH | NH | 50324 | 0.687 | 0.237 | 0.687 | 0.237 | -0.435
889 | SUNAPEE HYDRO | 889 | SUNAPEE HYDRO | HDR | WAT |  | HYDRO (DAILY CYCLE - RUN OF RIVER) | 1985-02-01 05:00 | Public Service Company of New Hampshire | PSNH | NH | 19 | NH | NH |  | 0.328 | 0.18 | 0.328 | 0.18 | 0.005
890 | NASHUA HYDRO | 890 | NASHUA HYDRO | HDR | WAT |  | HYDRO (DAILY CYCLE - RUN OF RIVER) | 1984-12-01 05:00 | Public Service Company of New Hampshire | PSNH | NH | 11 | NH | NH |  | 0.492 | 0.287 | 0.492 | 0.287 | 0.287
891 | HILLSBORO MILLS | 891 | HILLSBORO MILLS | HDR | WAT |  | HYDRO (DAILY CYCLE - RUN OF RIVER) | 1988-03-01 05:00 | Public Service Company of New Hampshire | PSNH | NH | 11 | NH | NH | 10036 | 0.136 | 0 | 0.136 | 0 | 0
892 | LAKEPORT DAM | 892 | LAKEPORT DAM | HDR | WAT |  | HYDRO (DAILY CYCLE - RUN OF RIVER) | 1983-12-01 05:00 | Power Supply Services, LLC | PSS | NH | 01 | NH | NH |  | 0.136 | 0.212 | 0.136 | 0.212 | -0.24
893 | WEST HOPKINTON HYDRO | 893 | WEST HOPKINTON HYDRO | HDR | WAT |  | HYDRO (DAILY CYCLE - RUN OF RIVER) | 1982-11-01 05:00 | CHI Power Marketing, Inc. | CHIPM | NH | 13 | NH | NH | 54384 | 0.384 | 0.27 | 0.384 | 0.27 | -0.139
894 | LISBON HYDRO | 894 | LISBON HYDRO | HDR | WAT |  | HYDRO (DAILY CYCLE - RUN OF RIVER) | 1986-12-01 05:00 | Public Service Company of New Hampshire | PSNH | NH | 09 | NH | NH |  | 0.203 | 0.241 | 0.203 | 0.241 | -0.109
895 | LOWER ROBERTSON DAM | 895 | LOWER ROBERTSON DAM | HDR | WAT |  | HYDRO (DAILY CYCLE - RUN OF RIVER) | 1987-05-01 04:00 | Massachusetts Municipal Wholesale Electric Company | MMWEC | NH | 05 | VT | NH |  | 0.538 | 0.374 | 0.538 | 0.374 | -0.13
897 | OLD NASH DAM | 897 | OLD NASH DAM | HDR | WAT |  | HYDRO (DAILY CYCLE - RUN OF RIVER) | 1984-12-01 05:00 | Public Service Company of New Hampshire | PSNH | NH | 05 | VT | NH |  | 0.081 | 0.041 | 0.081 | 0.041 | 0.007
898 | SUGAR RIVER HYDRO | 898 | SUGAR RIVER HYDRO | HDR | WAT |  | HYDRO (DAILY CYCLE - RUN OF RIVER) | 1986-09-01 04:00 | Public Service Company of New Hampshire | PSNH | NH | 19 | NH | NH |  | 0.119 | 0.058 | 0.119 | 0.058 | 0.058
900 | GREAT FALLS LOWER | 900 | GREAT FALLS LOWER | HDR | WAT |  | HYDRO (DAILY CYCLE - RUN OF RIVER) | 1984-06-01 04:00 | Public Service Company of New Hampshire | PSNH | NH | 17 | NH | NH | 50704 | 0.478 | 0.168 | 0.478 | 0.168 | -0.1
901 | WATERLOOM FALLS | 901 | WATERLOOM FALLS | HDR | WAT |  | HYDRO (DAILY CYCLE - RUN OF RIVER) | 1981-10-01 04:00 | Public Service Company of New Hampshire | PSNH | NH | 11 | NH | NH |  | 0.031 | 0 | 0.031 | 0 | 0
902 | HOSIERY MILL DAM | 902 | HOSIERY MILL DAM | HDR | WAT |  | HYDRO (DAILY CYCLE - RUN OF RIVER) | 1984-07-01 04:00 | Swift River Trading Company LLC | SRTC | NH | 11 | NH | NH |  | 0 | 0.001 | 0 | 0.001 | 0.001
903 | WYANDOTTE HYDRO | 903 | WYANDOTTE HYDRO | HDR | WAT |  | HYDRO (DAILY CYCLE - RUN OF RIVER) | 1983-05-01 04:00 | Public Service Company of New Hampshire | PSNH | NH | 17 | NH | NH |  | 0.034 | 0 | 0.034 | 0 | 0
904 | LOCHMERE DAM | 904 | LOCHMERE DAM | HDR | WAT |  | HYDRO (DAILY CYCLE - RUN OF RIVER) | 1984-12-01 05:00 | Massachusetts Municipal Wholesale Electric Company | MMWEC | NH | 01 | NH | NH | 54572 | 0.482 | 0.231 | 0.482 | 0.231 | -0.22
905 | ASHUELOT HYDRO | 905 | ASHUELOT HYDRO | HDR | WAT |  | HYDRO (DAILY CYCLE - RUN OF RIVER) | 1987-05-01 04:00 | Massachusetts Municipal Wholesale Electric Company | MMWEC | NH | 05 | VT | NH |  | 0.452 | 0.392 | 0.452 | 0.392 | -0.172
906 | ROLLINSFORD HYDRO | 906 | ROLLINSFORD HYDRO | HDR | WAT |  | HYDRO (DAILY CYCLE - RUN OF RIVER) | 1980-11-01 05:00 | Public Service Company of New Hampshire | PSNH | NH | 17 | NH | NH | 54418 | 0.734 | 0.178 | 0.734 | 0.178 | -0.104
908 | OTIS MILL HYDRO | 908 | OTIS MILL HYDRO | HDR | WAT |  | HYDRO (DAILY CYCLE - RUN OF RIVER) | 1982-01-01 05:00 | Public Service Company of New Hampshire | PSNH | NH | 11 | NH | NH | 50080 | 0.007 | 0 | 0.007 | 0 | 0
909 | STEELS POND HYDRO | 909 | STEELS POND HYDRO | HDR | WAT |  | HYDRO (DAILY CYCLE - RUN OF RIVER) | 1984-12-01 05:00 | Public Service Company of New Hampshire | PSNH | NH | 11 | NH | NH |  | 0 | 0 | 0 | 0 | 0
910 | CAMPTON DAM | 910 | CAMPTON DAM | HDR | WAT |  | HYDRO (DAILY CYCLE - RUN OF RIVER) | 1985-12-01 05:00 | Public Service Company of New Hampshire | PSNH | NH | 09 | NH | NH |  | 0.091 | 0.106 | 0.091 | 0.106 | -0.007
911 | KELLEYS FALLS | 911 | KELLEYS FALLS | HDR | WAT |  | HYDRO (DAILY CYCLE - RUN OF RIVER) | 1989-06-01 04:00 | Public Service Company of New Hampshire | PSNH | NH | 11 | NH | NH |  | 0 | 0 | 0 | 0 | -0.105
913 | GOODRICH FALLS | 913 | GOODRICH FALLS | HDR | WAT |  | HYDRO (DAILY CYCLE - RUN OF RIVER) | 1981-06-01 04:00 | Public Service Company of New Hampshire | PSNH | NH | 03 | NH | NH |  | 0.237 | 0.189 | 0.237 | 0.189 | -0.099
914 | CHAMBERLAIN FALLS | 914 | CHAMBERLAIN FALLS | HDR | WAT |  | HYDRO (DAILY CYCLE - RUN OF RIVER) | 1983-05-01 04:00 | Public Service Company of New Hampshire | PSNH | NH | 11 | NH | NH |  | 0 | 0 | 0 | 0 | 0
915 | MONADNOCK PAPER MILLS | 915 | MONADNOCK PAPER MILLS | HDR | WAT |  | HYDRO (DAILY CYCLE - RUN OF RIVER) | 1975-06-01 04:00 | Public Service Company of New Hampshire | PSNH | NH | 11 | NH | NH |  | 0 | 0 | 0 | 0 | 0
919 | HOPKINTON HYDRO | 919 | HOPKINTON HYDRO | HDR | WAT |  | HYDRO (DAILY CYCLE - RUN OF RIVER) | 1984-12-01 05:00 | Sterling Municipal Electric Light Department | SMED | NH | 13 | NH | NH |  | 0.151 | 0.119 | 0.151 | 0.119 | -0.004
922 | NOONE FALLS | 922 | NOONE FALLS | HDR | WAT |  | HYDRO (DAILY CYCLE - RUN OF RIVER) | 1985-01-01 05:00 | Public Service Company of New Hampshire | PSNH | NH | 11 | VT | NH |  | 0.067 | 0 | 0.067 | 0 | 0
925 | OTTER LANE HYDRO | 925 | OTTER LANE HYDRO | HDR | WAT |  | HYDRO (DAILY CYCLE - RUN OF RIVER) | 1984-02-01 05:00 | Public Service Company of New Hampshire | PSNH | NH | 13 | NH | NH |  | 0.033 | 0.015 | 0.033 | 0.015 | -0.004
926 | PETERBOROUGH LOWER HYDRO | 926 | PETERBOROUGH LOWER HYDRO | HDR | WAT |  | HYDRO (DAILY CYCLE - RUN OF RIVER) | 1989-02-01 05:00 | Public Service Company of New Hampshire | PSNH | NH | 11 | VT | NH |  | 0.13 | 0.037 | 0.13 | 0.037 | 0.001
928 | SALMON BROOK STATION 3 | 928 | SALMON BROOK STATION 3 | HDR | WAT |  | HYDRO (DAILY CYCLE - RUN OF RIVER) | 1985-12-01 05:00 | Public Service Company of New Hampshire | PSNH | NH | 13 | NH | NH |  | 0 | 0 | 0 | 0 | -0.117
931 | AVERY DAM | 931 | AVERY DAM | HDR | WAT |  | HYDRO (DAILY CYCLE - RUN OF RIVER) | 1985-12-01 05:00 | Public Service Company of New Hampshire | PSNH | NH | 01 | NH | NH |  | 0.163 | 0.175 | 0.163 | 0.175 | -0.073
932 | WATSON DAM | 932 | WATSON DAM | HDR | WAT |  | HYDRO (DAILY CYCLE - RUN OF RIVER) | 1985-01-01 05:00 | Public Service Company of New Hampshire | PSNH | NH | 17 | NH | NH |  | 0.122 | 0.066 | 0.122 | 0.066 | -0.004
933 | WESTON DAM | 933 | WESTON DAM | HDR | WAT |  | HYDRO (DAILY CYCLE - RUN OF RIVER) | 1987-02-01 05:00 | Public Service Company of New Hampshire | PSNH | NH | 07 | NH | NH | 1509 | 0.236 | 0.254 | 0.236 | 0.254 | -0.06
935 | SUNNYBROOK HYDRO 2 | 935 | SUNNYBROOK HYDRO 2 | HDR | WAT |  | HYDRO (DAILY CYCLE - RUN OF RIVER) | 1982-12-01 05:00 | Public Service Company of New Hampshire | PSNH | NH | 07 | NH | NH |  | 0.004 | 0.009 | 0.004 | 0.009 | -0.007
941 | PETERBOROUGH UPPER HYDRO | 941 | PETERBOROUGH UPPER HYDRO | HDR | WAT |  | HYDRO (DAILY CYCLE - RUN OF RIVER) | 1990-12-01 05:00 | Public Service Company of New Hampshire | PSNH | NH | 11 | NH | NH |  | 0.147 | 0 | 0.147 | 0 | -0.051
942 | DUNBARTON ROAD LANDFILL | 942 | DUNBARTON ROAD LANDFILL | IC | LFG |  | BIO/REFUSE | 1989-08-01 04:00 | Public Service Company of New Hampshire | PSNH | NH | 11 | NH | NH | 55779 | 0 | 0 | 0 | 0 | 0
943 | FOUR HILLS LANDFILL | 943 | FOUR HILLS LANDFILL | IC | LFG |  | BIO/REFUSE | 1996-04-01 05:00 | Public Service Company of New Hampshire | PSNH | NH | 11 | NH | NH |  | 0.723 | 0.694 | 0.723 | 0.694 | -0.027
947 | RIVERDALE MILLS - QF | 947 | RIVERDALE MILLS - QF | HDR | WAT |  | HYDRO (DAILY CYCLE - RUN OF RIVER) | 1985-07-01 04:00 | Massachusetts Electric Company | MEC | MA | 27 | RI | SEMA | 50601 | 0 | 0 | 0 | 0 | 0
948 | PEPPERELL HYDRO COMPANY LLC | 948 | PEPPERELL HYDRO COMPANY LLC | HDR | WAT |  | HYDRO (DAILY CYCLE - RUN OF RIVER) | 1920-01-01 05:00 | Swift River Trading Company LLC | SRTC | MA | 17 | CMA/NEMA | WCMA | 10694 | 0.484 | 0.446 | 0.484 | 0.446 | -0.275
949 | VALLEY HYDRO - QF | 949 | VALLEY HYDRO - QF | HDR | WAT |  | HYDRO (DAILY CYCLE - RUN OF RIVER) | 1984-01-01 05:00 | The Narragansett Electric Company | NEC | RI | 03 | RI | RI |  | 0.106 | 0 | 0.106 | 0 | -0.004
950 | LP ATHOL - QF | 950 | LP ATHOL - QF | HDR | WAT |  | HYDRO (DAILY CYCLE - RUN OF RIVER) | 1931-01-01 05:00 | Massachusetts Electric Company | MEC | MA | 27 | CMA/NEMA | WCMA |  | 0.049 | 0.055 | 0.049 | 0.055 | -0.058
951 | BALTIC MILLS - QF | 951 | BALTIC MILLS - QF | HDR | WAT |  | HYDRO (DAILY CYCLE - RUN OF RIVER) | 1981-02-01 05:00 | Sterling Municipal Electric Light Department | SMED | NH | 09 | VT | NH |  | 0.061 | 0.061 | 0.061 | 0.061 | -0.002
952 | PONTIAC ENERGY - QF | 952 | PONTIAC ENERGY - QF | IC | OBG |  | BIO/REFUSE | 1998-10-01 04:00 | The Narragansett Electric Company | NEC | RI | 07 | RI | RI |  | 0 | 0 | 0 | 0 | 0
953 | ATTLEBORO LANDFILL - QF | 953 | ATTLEBORO LANDFILL - QF | IC | OBG |  | BIO/REFUSE | 1997-11-01 05:00 | Massachusetts Electric Company | MEC | MA | 05 | RI | SEMA |  | 0.105 | 0.119 | 0.105 | 0.119 | 0.119
954 | MM LOWELL LANDFILL - QF | 954 | MM LOWELL LANDFILL - QF | IC | LFG |  | BIO/REFUSE | 1997-08-01 04:00 | Massachusetts Electric Company | MEC | MA | 17 | CMA/NEMA | WCMA | 55095 | 0.099 | 0.077 | 0.099 | 0.077 | -0.02
957 | HG&E HYDRO/CABOT 1-4 | 957 | HG&E HYDRO CABOT 1-4 | HDR | WAT |  | HYDRO (DAILY CYCLE - RUN OF RIVER) | 1980-01-01 05:00 | Holyoke Gas & Electric Department | HGE | MA | 13 | WMA | WCMA | 9864 | 0.607 | 0.922 | 0.607 | 0.922 | -0.863
959 | BARTON 1-4 DIESELS | 959 | BARTON 1-4 DIESELS | IC | DFO |  | OIL INTERNAL COMBUSTION | 1956-07-01 04:00 | Vermont Public Power Supply Authority | VPPSA | VT | 19 | NH | VT | 3753 | 0 | 0 | 0 | 0 | 0
969 | POWDER MILL HYDRO | 969 | POWDER MILL HYDRO | HDR | WAT |  | HYDRO (DAILY CYCLE - RUN OF RIVER) | 1990-02-01 05:00 | Massachusetts Municipal Wholesale Electric Company | MMWEC | MA | 27 | WMA | WCMA |  | 0 | 0 | 0 | 0 | 0
970 | DUDLEY HYDRO | 970 | DUDLEY HYDRO | HDR | WAT |  | HYDRO (DAILY CYCLE - RUN OF RIVER) | 1987-10-01 04:00 | Massachusetts Electric Company | MEC | MA | 27 | CMA/NEMA | WCMA |  | 0.106 | 0 | 0.106 | 0 | -0.04
973 | CONCORD STEAM |  | No Resource (1) | ST | WDS |  | BIO/REFUSE | 1986-10-01 04:00 | Unitil Energy Systems, Inc. | UNITIL-ES | NH | 13 | NH | NH |  | 0.208 | 0 | 0.208 | 0 | 0
978 | NEW MILFORD | 978 | NEW MILFORD | IC | OBG | DFO | BIO/REFUSE | 1991-08-01 04:00 | Connecticut Light and Power Company, The | CLP | CT | 05 | SWCT | CT | 50564 | 1.282 | 1.177 | 1.282 | 1.177 | -0.127
1005 | DIGHTON POWER LLC | 1005 | BG DIGHTON POWER LLC | CC | NG |  | GAS COMBINED CYCLE | 1999-05-01 04:00 | EquiPower Resources Management, LLC | EPRM | MA | 05 | SEMA | SEMA | 55026 | 185 | 160.539 | 185 | 160.539 | 0
1028 | BUNKER RD #12 GAS TURB | 1028 | BUNKER RD #12 GAS TURB | GT | DFO |  | OIL COMBUSTION (GAS) TURBINE | 2000-04-01 05:00 | New England Power Company | NEP | MA | 19 | SEMA | SEMA | 1615 | 3.012 | 2.351 | 3.012 | 2.351 | 0
1029 | BUNKER RD #13 GAS TURB | 1029 | BUNKER RD #13 GAS TURB | GT | DFO |  | OIL COMBUSTION (GAS) TURBINE | 2000-04-01 05:00 | New England Power Company | NEP | MA | 19 | SEMA | SEMA | 1615 | 3.281 | 2.806 | 3.281 | 2.806 | 0
1030 | OAK BLUFFS | 1030 | OAK BLUFFS | IC | DFO |  | OIL INTERNAL COMBUSTION | 1970-01-01 05:00 | Genon Energy Management, LLC | MET | MA | 07 | SEMA | SEMA | 1597 | 8.12 | 7.471 | 8.12 | 7.471 | 0
1031 | WEST TISBURY | 1031 | WEST TISBURY | IC | DFO |  | OIL INTERNAL COMBUSTION | 1975-01-01 05:00 | Genon Energy Management, LLC | MET | MA | 07 | SEMA | SEMA | 6049 | 5.142 | 5.005 | 5.142 | 5.005 | 0
1032 | BRIDGEPORT ENERGY 1 | 1032 | BRIDGEPORT ENERGY 1 | CC | NG |  | GAS COMBINED CYCLE | 1998-08-01 04:00 | Emera Energy Services Subsidiary No. 5 LLC | EES5 | CT | 01 | SWCT | CT | 55042 | 519.937 | 451.264 | 519.937 | 487 | 35.736
1034 | RIVERSIDE 4-7 | 1034 | RIVERSIDE 4-7 | HDR | WAT |  | HYDRO (DAILY CYCLE - RUN OF RIVER) | 1921-01-01 05:00 | Holyoke Gas & Electric Department | HGE | MA | 13 | WMA | WCMA | 1607 | 1.477 | 1.139 | 1.477 | 1.139 | -0.826
1035 | RIVERSIDE 8 | 1035 | RIVERSIDE 8 | HDR | WAT |  | HYDRO (DAILY CYCLE - RUN OF RIVER) | 1931-01-01 05:00 | Holyoke Gas & Electric Department | HGE | MA | 13 | WMA | WCMA | 1607 | 3.19 | 3.083 | 3.19 | 3.083 | -0.211
1047 | FAIRFAX | 1047 | FAIRFAX | HDR | WAT |  | HYDRO (DAILY CYCLE - RUN OF RIVER) | 1998-09-25 04:00 | Green Mountain Power Corporation | GMP | VT | 11 | VT | VT | 3712 | 3.775 | 1.122 | 3.775 | 1.122 | -2.629
1048 | WARE HYDRO | 1048 | WARE HYDRO | HDR | WAT |  | HYDRO (DAILY CYCLE - RUN OF RIVER) | 1984-03-01 05:00 | Pioneer Hydro Electric Co., Inc. | PHE | MA | 15 | WMA | WCMA | 50419 | 0.45 | 0 | 0.45 | 0 | -0.273
1049 | COLLINS HYDRO | 1049 | COLLINS HYDRO | HDR | WAT |  | HYDRO (DAILY CYCLE - RUN OF RIVER) | 1984-12-01 05:00 | Swift River Trading Company LLC | SRTC | MA | 13 | WMA | WCMA | 52166 | 0.66 | 0.234 | 0.66 | 0.234 | -0.258
1050 | CHICOPEE HYDRO | 1050 | CHICOPEE HYDRO | HDR | WAT |  | HYDRO (DAILY CYCLE - RUN OF RIVER) | 1985-05-01 04:00 | Chicopee Municipal Lighting Plant | CMLP | MA | 13 | WMA | WCMA | 50832 | 0.989 | 0.411 | 0.989 | 0.411 | -0.41
1054 | BLACKSTONE HYDRO ASSOC | 1054 | BLACKSTONE HYDRO ASSOC | HDR | WAT |  | HYDRO (DAILY CYCLE - RUN OF RIVER) | 1989-01-01 05:00 | The Narragansett Electric Company | NEC | RI | 07 | RI | RI | 3245 | 0 | 0 | 0 | 0 | 0
1057 | BLACKSTONE HYDRO LOAD REDUCER | 1057 | BLACKSTONE HYDRO LOAD REDUCER | HDR | WAT |  | HYDRO (DAILY CYCLE - RUN OF RIVER) | 1989-01-01 05:00 | Blackstone Hydro, Inc. | BHI | RI | 07 | RI | RI | 50177 | 0.494 | 0.104 | 0.494 | 0.104 | -0.198
1059 | BARRE LANDFILL | 1059 | BARRE LANDFILL | IC | LFG |  | BIO/REFUSE | 1996-07-01 04:00 | Dominion Energy Marketing, Inc. | DEM | MA | 27 | WMA | WCMA | 55776 | 0.592 | 0.658 | 0.592 | 0.658 | 0.23
1061 | MASCOMA HYDRO | 1061 | MASCOMA HYDRO | HDR | WAT |  | HYDRO (DAILY CYCLE - RUN OF RIVER) | 1989-02-01 05:00 | TransCanada Power Marketing, Ltd. | TCPM | NH | 09 | VT | NH | 54471 | 0.558 | 0 | 0.558 | 0 | -0.58
1062 | MWRA COSGROVE | 1062 | MWRA COSGROVE | HW | WAT |  | HYDRO (WEEKLY CYCLE) | 1995-10-01 04:00 | Massachusetts Electric Company | MEC | MA | 27 | CMA/NEMA | WCMA | 10825 | 0.148 | 0.834 | 0.148 | 0.834 | -0.064
1086 | BERKSHIRE POWER | 1086 | BERKSHIRE POWER | CC | NG |  | GAS COMBINED CYCLE | 2000-06-19 04:00 | Direct Energy Business Marketing, LLC | DEBM | MA | 13 | WMA | WCMA | 55041 | 246.279 | 229.279 | 246.279 | 229.279 | 0
1107 | SOMERSET | 1107 | SOMERSET | ST | BLQ | WDS | BIO/REFUSE | 1976-01-01 05:00 | NextEra Energy Power Marketing, LLC | FPLP | ME | 11 | ME | ME | 50406 | 0 | 0 | 0 | 0 | 0
1109 | MMWAC | 1109 | MMWAC | ST | MSW |  | BIO/REFUSE | 1992-06-01 04:00 | Mid-Maine Waste Action Corporation | MMWAC | ME | 01 | ME | ME | 50035 | 2.039 | 1.986 | 2.039 | 1.986 | 0.052
1113 | BRASSUA HYDRO | 1113 | BRASSUA HYDRO | HDP | WAT |  | HYDRO (DAILY CYCLE - PONDAGE) | 1989-08-01 04:00 | Brookfield Energy Marketing, LP | BEMLP | ME | 25 | ME | ME | 10555 | 1.071 | 2.696 | 1.071 | 2.696 | 0.902
1114 | MADISON COMPOSITE | 1114 | MADISON COMPOSITE | HDR | WAT |  | HYDRO (DAILY CYCLE - RUN OF RIVER) | 1984-09-01 04:00 | Competitive Energy Services, LLC | CESLLC | ME | 25 | ME | ME | 7469 | 0 | 0 | 0 | 0 | 0
1117 | GREAT WORKS COMPOSITE | 1117 | GREAT WORKS COMPOSITE | HDR | WAT |  | HYDRO (DAILY CYCLE - RUN OF RIVER) | 1984-03-01 05:00 | Blackstone Hydro, Inc. | BHI | ME | 31 | SME | ME |  | 0.111 | 0.009 | 0.111 | 0.009 | -0.039
1119 | KENNEBAGO HYDRO | 1119 | KENNEBAGO HYDRO | HDR | WAT |  | HYDRO (DAILY CYCLE - RUN OF RIVER) | 1988-04-01 05:00 | Exelon Generation Company, LLC | EXGC | ME | 29 | ME | ME |  | 0.252 | 0.285 | 0.252 | 0.285 | 0.081
1122 | CASCADE-DIAMOND-QF | 1122 | CASCADE-DIAMOND-QF | HDR | WAT |  | HYDRO (DAILY CYCLE - RUN OF RIVER) | 1919-12-31 05:00 | Massachusetts Electric Company | MEC | MA | 13 | WMA | WCMA |  | 0.216 | 0.038 | 0.216 | 0.038 | -0.182
1165 | CADYS FALLS | 1165 | CADYS FALLS | HDR | WAT |  | HYDRO (DAILY CYCLE - RUN OF RIVER) | 1980-01-01 05:00 | Vermont Public Power Supply Authority | VPPSA | VT | 15 | VT | VT | 3765 | 0.454 | 0.226 | 0.454 | 0.226 | -0.162
1166 | MORRISVILLE PLANT #2 | 1166 | MORRISVILLE PLANT #2 | HDR | WAT |  | HYDRO (DAILY CYCLE - RUN OF RIVER) | 1980-01-01 05:00 | Vermont Public Power Supply Authority | VPPSA | VT | 15 | VT | VT | 3764 | 0.579 | 0.135 | 0.579 | 0.135 | -0.208
1167 | WOLCOTT HYDRO #1 | 1167 | WOLCOTT HYDRO #1 | HDR | WAT |  | HYDRO (DAILY CYCLE - RUN OF RIVER) | 1937-01-01 05:00 | Vermont Public Power Supply Authority | VPPSA | VT | 15 | VT | VT | 6477 | 0.275 | 0.136 | 0.275 | 0.136 | -0.266
1168 | H.K. SANDERS | 1168 | H.K. SANDERS | HW | WAT |  | HYDRO (WEEKLY CYCLE) | 1983-01-01 05:00 | Vermont Public Power Supply Authority | VPPSA | VT | 15 | VT | VT | 678 | 1.715 | 1.8 | 1.715 | 1.8 | 0
1185 | STONY BROOK GT1A | 1185 | STONY BROOK GT1A | CC | DFO | NG | GAS/OIL COMBINED CYCLE | 1981-11-01 05:00 | Massachusetts Municipal Wholesale Electric Company | MMWEC | MA | 13 | WMA | WCMA | 6081 | 119 | 103.858 | 119 | 103.858 | -0.142
1186 | STONY BROOK GT1B | 1186 | STONY BROOK GT1B | CC | DFO | NG | GAS/OIL COMBINED CYCLE | 1981-11-01 05:00 | Massachusetts Municipal Wholesale Electric Company | MMWEC | MA | 13 | WMA | WCMA | 6081 | 115.932 | 99.932 | 115.932 | 99.932 | 0
1187 | STONY BROOK GT1C | 1187 | STONY BROOK GT1C | CC | DFO | NG | GAS/OIL COMBINED CYCLE | 1981-11-01 05:00 | Massachusetts Municipal Wholesale Electric Company | MMWEC | MA | 13 | WMA | WCMA | 6081 | 119 | 100.143 | 119 | 100.143 | -3.857
1209 | CRRA HARTFORD LANDFILL | 1209 | CRRA HARTFORD LANDFILL | IC | LFG |  | BIO/REFUSE | 1998-08-01 04:00 | Connecticut Light and Power Company, The | CLP | CT | 03 | CT | CT | 55163 | 1.285 | 1.212 | 1.285 | 1.212 | -0.036
1210 | MILLENNIUM | 1210 | MILLENNIUM | CC | NG |  | GAS COMBINED CYCLE | 2001-04-06 04:00 | Consolidated Edison Energy, Inc | CEEI | MA | 27 | WMA | WCMA | 55079 | 383.904 | 334.904 | 383.904 | 334.904 | 0
1221 | ESSEX DIESELS | 1221 | ESSEX DIESELS | IC | DFO |  | OIL INTERNAL COMBUSTION | 1947-01-01 05:00 | Green Mountain Power Corporation | GMP | VT | 07 | VT | VT | 3737 | 7.246 | 7.215 | 7.246 | 7.215 | 0
1225 | TANNERY DAM | 1225 | TANNERY DAM | HDR | WAT |  | HYDRO (DAILY CYCLE - RUN OF RIVER) | 2000-04-01 05:00 | Massachusetts Electric Company | MEC | MA | 27 | WMA | WCMA | 55924 | 0 | 0 | 0 | 0 | 0
1226 | TIVERTON POWER | 1226 | TIVERTON POWER | CC | NG |  | GAS COMBINED CYCLE | 2000-08-18 04:00 | Emera Energy Services Subsidiary No. 6 LLC | EES6 | RI | 05 | SEMA | RI | 55048 | 278.756 | 243.208 | 278.756 | 243.208 | 0
1255 | RUMFORD POWER | 1255 | RUMFORD POWER | CC | NG |  | GAS COMBINED CYCLE | 2000-10-16 04:00 | Emera Energy Services Subsidiary No. 7 LLC | EES7 | ME | 17 | ME | ME | 55100 | 269.091 | 244.281 | 269.091 | 244.281 | 0
1258 | BHE SMALL HYDRO COMPOSITE | 1258 | BHE SMALL HYDRO COMPOSITE | HDR | WAT |  | HYDRO (DAILY CYCLE - RUN OF RIVER) | 1982-12-01 05:00 | New Brunswick Energy Marketing Corporation | NBPGC | ME | 21 | BHE | ME |  | 0.813 | 0.496 | 0.813 | 0.496 | -0.473
1266 | MARSH POWER | 1266 | MARSH POWER | HDR | WAT |  | HYDRO (DAILY CYCLE - RUN OF RIVER) | 1986-02-01 05:00 | Christopher M. Anthony | CMA | ME | 27 | ME | ME | 1469 | 0 | 0 | 0 | 0 | 0
1267 | SPARHAWK | 1267 | SPARHAWK | HDR | WAT |  | HYDRO (DAILY CYCLE - RUN OF RIVER) | 1985-06-01 04:00 | Union Atlantic Electricity | UNION | ME | 05 | SME | ME |  | 0.013 | 0 | 0.013 | 0 | -0.003
1270 | SYSKO STONY BROOK | 1270 | SYSKO STONY BROOK | HDR | WAT |  | HYDRO (DAILY CYCLE - RUN OF RIVER) | 2000-04-01 05:00 | Union Atlantic Electricity | UNION | ME | 17 | ME | ME |  | 0.016 | 0.015 | 0.016 | 0.015 | -0.002
1271 | SYSKO WIGHT BROOK | 1271 | SYSKO WIGHT BROOK | HDR | WAT |  | HYDRO (DAILY CYCLE - RUN OF RIVER) | 1984-01-01 05:00 | Union Atlantic Electricity | UNION | ME | 17 | ME | ME |  | 0.021 | 0 | 0.021 | 0 | 0
1273 | KENNEBEC WATER U5 | 1273 | KENNEBEC WATER U5 | HDR | WAT |  | HYDRO (DAILY CYCLE - RUN OF RIVER) | 1995-03-01 05:00 | Messalonskee Stream Hydro, LLC | MESSA | ME | 11 | ME | ME | 54148 | 0.518 | 0.512 | 0.518 | 0.512 | 0.512
1286 | ANP-BLACKSTONE ENERGY 1 | 1286 | ANP-BLACKSTONE ENERGY CO. #1 | CC | NG |  | GAS COMBINED CYCLE | 2001-06-07 04:00 | GDF Suez Energy Marketing NA, Inc. | SUEZ | MA | 27 | RI | SEMA | 55212 | 246.947 | 239.174 | 246.947 | 239.174 | 0
1287 | ANP-BLACKSTONE ENERGY 2 | 1287 | ANP-BLACKSTONE ENERGY 2 | CC | NG |  | GAS COMBINED CYCLE | 2001-07-13 04:00 | GDF Suez Energy Marketing NA, Inc. | SUEZ | MA | 27 | RI | SEMA | 55212 | 249.338 | 234.134 | 249.338 | 234.134 | 0
1288 | BUCKSPORT ENERGY 4 | 1288 | BUCKSPORT ENERGY 4 | GT | NG |  | GAS COMBUSTION (GAS) TURBINE | 2001-01-01 05:00 | Verso Maine Energy LLC | VERSO | ME | 09 | BHE | ME | 50243 | 114.845 | 153.605 | 114.845 | 153.605 | 8.81
1302 | TCPMCMPAGF GEN1 U5 | 1302 | TCPMCMPAGF GEN1 U5 | IC | OBG |  | BIO/REFUSE | 1983-06-01 04:00 | Verso Maine Energy LLC | VERSO | ME | 07 | ME | ME | 50081 | 0 | 0 | 0 | 0 | 0
1342 | LAKE ROAD 1 | 1342 | LAKE ROAD 1 | CC | NG |  | GAS COMBINED CYCLE | 2002-03-15 05:00 | EquiPower Resources Management, LLC | EPRM | CT | 15 | RI | RI | 55149 | 281.416 | 245.792 | 281.416 | 245.792 | 0
1343 | LAKE ROAD 2 | 1343 | LAKE ROAD 2 | CC | NG |  | GAS COMBINED CYCLE | 2002-03-15 05:00 | EquiPower Resources Management, LLC | EPRM | CT | 15 | RI | RI | 55149 | 286.837 | 251.213 | 286.837 | 251.213 | 0
1344 | LAKE ROAD 3 | 1344 | LAKE ROAD 3 | CC | NG |  | GAS COMBINED CYCLE | 2002-05-22 04:00 | EquiPower Resources Management, LLC | EPRM | CT | 15 | RI | RI | 55149 | 289.076 | 255.876 | 289.076 | 255.876 | -4.43
1368 | ROCKY GORGE CORPORATION | 1368 | ROCKY GORGE CORPORATION | HDR | WAT |  | HYDRO (DAILY CYCLE - RUN OF RIVER) | 1984-01-01 05:00 | Rocky Gorge Corporation | RGC | ME | 31 | SME | ME |  | 0.208 | 0.086 | 0.208 | 0.086 | -0.004
1376 | WALLINGFORD UNIT 1 | 1376 | PPL WALLINGFORD UNIT 1 | GT | NG |  | GAS COMBUSTION (GAS) TURBINE | 2001-12-31 05:00 | Twin Eagle Resource Management, LLC | TERM | CT | 09 | SWCT | CT | 55517 | 49.181 | 42.83 | 49.181 | 42.83 | 0
1377 | WALLINGFORD UNIT 2 | 1377 | PPL WALLINGFORD UNIT 2 | GT | NG |  | GAS COMBUSTION (GAS) TURBINE | 2002-02-07 05:00 | Twin Eagle Resource Management, LLC | TERM | CT | 09 | SWCT | CT | 55517 | 50 | 41.646 | 50 | 41.646 | 0
1378 | WALLINGFORD UNIT 3 | 1378 | PPL WALLINGFORD UNIT 3 | GT | NG |  | GAS COMBUSTION (GAS) TURBINE | 2001-12-31 05:00 | Twin Eagle Resource Management, LLC | TERM | CT | 09 | SWCT | CT | 55517 | 49.177 | 43.905 | 49.177 | 43.905 | 0
1379 | WALLINGFORD UNIT 4 | 1379 | PPL WALLINGFORD UNIT 4 | GT | NG |  | GAS COMBUSTION (GAS) TURBINE | 2002-01-23 05:00 | Twin Eagle Resource Management, LLC | TERM | CT | 09 | SWCT | CT | 55517 | 48.049 | 43.146 | 48.049 | 43.146 | 0
1380 | WALLINGFORD UNIT 5 | 1380 | PPL WALLINGFORD UNIT 5 | GT | NG |  | GAS COMBUSTION (GAS) TURBINE | 2002-02-07 05:00 | Twin Eagle Resource Management, LLC | TERM | CT | 09 | SWCT | CT | 55517 | 50 | 44.425 | 50 | 44.425 | 0
1385 | MILFORD POWER 1 | 1385 | Milford Power 1 Incremental | CC | NG |  | GAS COMBINED CYCLE | 2004-02-12 05:00 | EquiPower Resources Management, LLC | EPRM | CT | 09 | SWCT | CT | 55126 | 281.353 | 253.61 | 281.353 | 253.61 | 0
1386 | MILFORD POWER 2 | 1386 | MILFORD POWER 2 | CC | NG |  | GAS COMBINED CYCLE | 2004-05-03 04:00 | EquiPower Resources Management, LLC | EPRM | CT | 09 | SWCT | CT | 55126 | 287.441 | 253.093 | 287.441 | 253.093 | 0
1412 | ANP-BELLINGHAM 1 | 1412 | ANP-BELLINGHAM 1 | CC | NG |  | GAS COMBINED CYCLE | 2002-10-24 04:00 | GDF Suez Energy Marketing NA, Inc. | SUEZ | MA | 21 | RI | SEMA | 55211 | 284.813 | 254.242 | 284.813 | 254.242 | 0
1415 | ANP-BELLINGHAM 2 | 1415 | ANP-BELLINGHAM 2 | CC | NG |  | GAS COMBINED CYCLE | 2002-12-28 05:00 | GDF Suez Energy Marketing NA, Inc. | SUEZ | MA | 21 | RI | SEMA | 55211 | 276.788 | 246.839 | 276.788 | 246.839 | 0
1432 | GRS-FALL RIVER | 1432 | GRS-FALL RIVER | GT | LFG |  | BIO/REFUSE | 2000-08-01 04:00 | Taunton Municipal Lighting Plant | TMLP | MA | 05 | SEMA | SEMA | 55589 | 3.824 | 2.955 | 3.824 | 2.955 | -0.073
1478 | MYSTIC 8 | 1478 | MYSTIC 8 | CC | NG |  | GAS COMBINED CYCLE | 2003-04-13 04:00 | Exelon Generation Company, LLC | EXGC | MA | 25 | BOSTON | NEMA | 1588 | 841.564 | 703.324 | 841.564 | 703.324 | 0
1572 | GRANBY SANITARY LANDFILL QF | 1572 | GRANBY SANITARY LANDFILL QF U5 | IC | MSW |  | BIO/REFUSE | 2002-07-12 04:00 | Industrial Power Services Corp | IPSC | MA | 15 | WMA | WCMA |  | 2.289 | 2.18 | 2.289 | 2.18 | -0.208
1616 | MYSTIC 9 | 1616 | MYSTIC 9 | CC | NG |  | GAS COMBINED CYCLE | 2003-06-11 04:00 | Exelon Generation Company, LLC | EXGC | MA | 25 | BOSTON | NEMA | 1588 | 858.366 | 713.9 | 858.366 | 713.9 | 0
1625 | GRANITE RIDGE ENERGY | 1625 | GRANITE RIDGE ENERGY | CC | NG |  | GAS COMBINED CYCLE | 2003-04-01 05:00 | Exelon Generation Company, LLC | EXGC | NH | 11 | NH | NH | 55170 | 762.575 | 661.322 | 762.575 | 719 | 57.678
1630 | RISEP | 1630 | RISEP | CC | NG |  | GAS COMBINED CYCLE | 2002-11-05 05:00 | Entergy Nuclear Power Marketing LLC | ENPM | RI | 07 | RI | RI | 55107 | 611.82 | 540.798 | 611.82 | 540.798 | 1.94
1649 | EP NEWINGTON ENERGY, LLC | 1649 | EP Newington Energy, LLC | CC | NG | DFO | GAS/OIL COMBINED CYCLE | 2002-09-18 04:00 | Essential Power Newington, LLC | EPN | NH | 15 | NH | NH | 55661 | 561 | 521.761 | 561 | 554.985 | 33.224
1656 | HULL WIND TURBINE U5 | 1656 | HULL WIND TURBINE U5 | WT | WND |  | WIND TURBINE | 2001-07-01 04:00 | Hull Municipal Lighting Plant | HULL | MA | 23 | SEMA | SEMA |  | 0.103 | 0.043 | 0.103 | 0.043 | 0.007
1672 | KENDALL CT | 1672 | KENDALL CT | CC | NG | DFO | GAS/OIL COMBINED CYCLE | 2002-12-18 05:00 | Kendall Green Energy, LLC | KENDALL | MA | 17 | BOSTON | NEMA | 1595 | 186.183 | 160.506 | 186.183 | 160.506 | 0
1693 | WEST SPRINGFIELD GT-1 | 1693 | WEST SPRINGFIELD GT-1 | GT | NG | DFO | GAS/OIL COMBUSTION (GAS) TURBINE | 2002-06-07 04:00 | Essential Power Massachusetts, LLC | NAEA-EM | MA | 13 | WMA | WCMA | 1642 | 46.908 | 36.908 | 46.908 | 36.908 | 0
1694 | WEST SPRINGFIELD GT-2 | 1694 | WEST SPRINGFIELD GT-2 | GT | NG | DFO | GAS/OIL COMBUSTION (GAS) TURBINE | 2002-06-07 04:00 | Essential Power Massachusetts, LLC | NAEA-EM | MA | 13 | WMA | WCMA | 1642 | 47.441 | 37.441 | 47.441 | 37.441 | 0
1720 | MIDDLEBURY LOWER | 1720 | MIDDLEBURY LOWER | HDR | WAT |  | HYDRO (DAILY CYCLE - RUN OF RIVER) | 2002-05-01 04:00 | Green Mountain Power Corporation | GMP | VT | 01 | VT | VT | 3716 | 0.96 | 0.674 | 0.96 | 0.674 | -0.592
2278 | BARKER LOWER HYDRO | 2278 | BARKER LOWER HYDRO | HDR | WAT |  | HYDRO (DAILY CYCLE - RUN OF RIVER) | 1980-04-01 05:00 | Blackstone Hydro, Inc. | BHI | ME | 01 | ME | ME | 10728 | 0.832 | 0.52 | 0.832 | 0.52 | -0.518
2279 | BARKER UPPER HYDRO | 2279 | BARKER UPPER HYDRO | HDR | WAT |  | HYDRO (DAILY CYCLE - RUN OF RIVER) | 1987-07-01 04:00 | Blackstone Hydro, Inc. | BHI | ME | 01 | ME | ME | 52171 | 0.668 | 0.431 | 0.668 | 0.431 | -0.526
2280 | BENTON FALLS HYDRO | 2280 | BENTON FALLS HYDRO | HDR | WAT |  | HYDRO (DAILY CYCLE - RUN OF RIVER) | 1987-12-01 05:00 | Littleton Electric Light & Water Department | LELWD | ME | 11 | ME | ME | 10523 | 1.736 | 1.201 | 1.736 | 1.201 | 0.471
2281 | BROWNS MILL HYDRO | 2281 | BROWNS MILL HYDRO | HDR | WAT |  | HYDRO (DAILY CYCLE - RUN OF RIVER) | 1983-07-01 04:00 | Blackstone Hydro, Inc. | BHI | ME | 21 | ME | ME | 50688 | 0.258 | 0.157 | 0.258 | 0.157 | -0.204
2282 | DAMARISCOTTA HYDRO | 2282 | DAMARISCOTTA HYDRO | HDR | WAT |  | HYDRO (DAILY CYCLE - RUN OF RIVER) | 1984-03-01 05:00 | Blackstone Hydro, Inc. | BHI | ME | 15 | ME | ME | 2282 | 0.249 | 0 | 0.249 | 0 | 0
2283 | EUSTIS HYDRO | 2283 | EUSTIS HYDRO | HDR | WAT |  | HYDRO (DAILY CYCLE - RUN OF RIVER) | 1984-03-01 05:00 | Blackstone Hydro, Inc. | BHI | ME | 07 | ME | ME | 50688 | 0.05 | 0.097 | 0.05 | 0.097 | 0.049
2284 | GARDINER HYDRO | 2284 | GARDINER HYDRO | HDR | WAT |  | HYDRO (DAILY CYCLE - RUN OF RIVER) | 1983-07-01 04:00 | Blackstone Hydro, Inc. | BHI | ME | 11 | ME | ME | 50688 | 1.003 | 0.763 | 1.003 | 0.763 | -0.212
2285 | GREENVILLE HYDRO | 2285 | GREENVILLE HYDRO | HDR | WAT |  | HYDRO (DAILY CYCLE - RUN OF RIVER) | 1984-03-01 05:00 | Blackstone Hydro, Inc. | BHI | ME | 21 | ME | ME | 50688 | 0.197 | 0 | 0.197 | 0 | 0
2286 | HACKETT MILLS HYDRO | 2286 | HACKETT MILLS HYDRO | HDR | WAT |  | HYDRO (DAILY CYCLE - RUN OF RIVER) | 1985-12-01 05:00 | Exelon Generation Company, LLC | EXGC | ME | 01 | ME | ME | 2286 | 0 | 0 | 0 | 0 | 0
2287 | MECHANIC FALLS HYDRO | 2287 | MECHANIC FALLS HYDRO | HDR | WAT |  | HYDRO (DAILY CYCLE - RUN OF RIVER) | 1984-11-01 05:00 | Blackstone Hydro, Inc. | BHI | ME | 01 | ME | ME | 2287 | 0.3 | 0.155 | 0.3 | 0.155 | -0.48
2288 | NORWAY HYDRO | 2288 | NORWAY HYDRO | HDR | WAT |  | HYDRO (DAILY CYCLE - RUN OF RIVER) | 1985-05-01 04:00 | Blackstone Hydro, Inc. | BHI | ME | 17 | ME | ME | 50688 | 0.035 | 0 | 0.035 | 0 | -0.064
2289 | PIONEER DAM HYDRO | 2289 | PIONEER DAM HYDRO | HDR | WAT |  | HYDRO (DAILY CYCLE - RUN OF RIVER) | 1985-12-01 05:00 | Christopher M. Anthony | CMA | ME | 25 | ME | ME | 2289 | 0 | 0.056 | 0 | 0.056 | -0.025
2290 | PITTSFIELD HYDRO | 2290 | PITTSFIELD HYDRO | HDR | WAT |  | HYDRO (DAILY CYCLE - RUN OF RIVER) | 1984-03-01 05:00 | Blackstone Hydro, Inc. | BHI | ME | 25 | ME | ME | 2290 | 0.531 | 0.484 | 0.531 | 0.484 | 0.042
2291 | WAVERLY AVENUE HYDRO | 2291 | WAVERLY AVENUE HYDRO | HDR | WAT |  | HYDRO (DAILY CYCLE - RUN OF RIVER) | 1984-04-01 05:00 | Christopher M. Anthony | CMA | ME | 25 | ME | ME | 2291 | 0.15 | 0.175 | 0.15 | 0.175 | -0.054
2292 | YORK HYDRO | 2292 | YORK HYDRO | HDR | WAT |  | HYDRO (DAILY CYCLE - RUN OF RIVER) | 1984-03-01 05:00 | Blackstone Hydro, Inc. | BHI | ME | 31 | SME | ME | 50688 | 0.636 | 0.066 | 0.636 | 0.066 | -0.406
2425 | SPRINGFIELD REFUSE-NEW | 2425 | SPRINGFIELD REFUSE-NEW | ST | MSW | DFO | BIO/REFUSE | 1988-09-01 04:00 | Covanta Energy Marketing, LLC | CEM | MA | 13 | WMA | WCMA | 50273 | 5.7 | 6.124 | 5.7 | 6.124 | 0.201
2426 | HYDRO KENNEBEC | 2426 | Hydro Kennebec | HDR | WAT |  | HYDRO (DAILY CYCLE - RUN OF RIVER) | 1989-03-01 05:00 | Brookfield Energy Marketing, LP | BEMLP | ME | 11 | ME | ME | 54148 | 9.52 | 11.524 | 9.52 | 11.524 | 3.463
2430 | BELDENS-NEW | 2430 | BELDENS-NEW | HDR | WAT |  | HYDRO (DAILY CYCLE - RUN OF RIVER) | 1980-01-01 05:00 | Green Mountain Power Corporation | GMP | VT | 01 | VT | VT | 6451 | 1.616 | 0.906 | 1.616 | 0.906 | -1.44
2431 | DODGE FALLS-NEW | 2431 | DODGE FALLS-NEW | HDR | WAT |  | HYDRO (DAILY CYCLE - RUN OF RIVER) | 1990-11-01 05:00 | Vermont Electric Power Company, Inc. | VELCO | NH | 09 | VT | VT | 10526 | 3.371 | 3.629 | 3.371 | 3.629 | -0.672
2432 | HUNTINGTON FALLS-NEW | 2432 | HUNTINGTON FALLS-NEW | HDR | WAT |  | HYDRO (DAILY CYCLE - RUN OF RIVER) | 1988-11-01 05:00 | Green Mountain Power Corporation | GMP | VT | 01 | VT | VT | 50713 | 2.008 | 1.728 | 2.008 | 1.728 | -1.493
2433 | RYEGATE 1-NEW | 2433 | RYEGATE 1-NEW | ST | WDS |  | BIO/REFUSE | 1992-11-01 05:00 | Vermont Electric Power Company, Inc. | VELCO | VT | 05 | NH | VT | 51026 | 19.92 | 19.56 | 19.92 | 19.56 | -0.7
2434 | GORGE 18 HYDRO-NEW | 2434 | GORGE 18 HYDRO-NEW | HDR | WAT |  | HYDRO (DAILY CYCLE - RUN OF RIVER) | 1928-01-01 05:00 | Green Mountain Power Corporation | GMP | VT | 07 | VT | VT | 6475 | 1.542 | 0 | 1.542 | 0 | -0.67
2435 | VERGENNES HYDRO-NEW | 2435 | VERGENNES HYDRO-NEW | HDR | WAT |  | HYDRO (DAILY CYCLE - RUN OF RIVER) | 1912-01-01 05:00 | Green Mountain Power Corporation | GMP | VT | 01 | VT | VT | 6519 | 1.476 | 0.923 | 1.476 | 0.923 | -0.817
2439 | BROCKWAY MILLS U5 | 2439 | BROCKWAY MILLS U5 | HDR | WAT |  | HYDRO (DAILY CYCLE - RUN OF RIVER) | 2003-03-01 05:00 | Green Mountain Power Corporation | GMP | VT | 25 | VT | VT |  | 0.196 | 0 | 0.196 | 0 | -0.139
2462 | PLAINVILLE GEN QF U5 | 2462 | PLAINVILLE GEN QF U5 | IC | OBG |  | BIO/REFUSE | 2003-03-24 05:00 | Massachusetts Electric Company | MEC | MA | 21 | RI | SEMA |  | 2.287 | 2.106 | 2.287 | 2.106 | 0.001
2466 | CHERRY 7 | 2466 | CHERRY 7 | IC | DFO |  | OIL INTERNAL COMBUSTION | 1951-01-01 05:00 | Hudson Light & Power Department | HLPD | MA | 17 | CMA/NEMA | WCMA | 9038 | 2.8 | 2.8 | 2.8 | 2.8 | 0
2467 | CHERRY 8 | 2467 | CHERRY 8 | IC | DFO |  | OIL INTERNAL COMBUSTION | 1951-01-01 05:00 | Hudson Light & Power Department | HLPD | MA | 17 | CMA/NEMA | WCMA | 9038 | 3.4 | 3.4 | 3.4 | 3.4 | 0
2468 | CHERRY 10 | 2468 | CHERRY 10 | IC | DFO |  | OIL INTERNAL COMBUSTION | 1951-01-01 05:00 | Hudson Light & Power Department | HLPD | MA | 17 | CMA/NEMA | WCMA | 9038 | 2.1 | 2.1 | 2.1 | 2.1 | 0
2469 | CHERRY 11 | 2469 | CHERRY 11 | IC | DFO |  | OIL INTERNAL COMBUSTION | 1951-01-01 05:00 | Hudson Light & Power Department | HLPD | MA | 17 | CMA/NEMA | WCMA | 9038 | 2.1 | 2.1 | 2.1 | 2.1 | 0
2470 | CHERRY 12 | 2470 | CHERRY 12 | IC | DFO |  | OIL INTERNAL COMBUSTION | 1951-01-01 05:00 | Hudson Light & Power Department | HLPD | MA | 17 | CMA/NEMA | WCMA | 9038 | 4.999 | 4.999 | 4.999 | 4.999 | 0
10308 | NECCO COGENERATION FACILITY | 10308 | NECCO COGENERATION FACILITY | IC | NG |  | GAS INTERNAL COMBUSTION | 2003-10-01 04:00 | New England Confectionery Company, Inc | NECCO | MA | 25 | BOSTON | NEMA | 55999 | 4.939 | 0.017 | 4.939 | 0.017 | -4.726
10347 | KENDALL STEAM 1 | 37040 | KENDALL STEAM | CC | NG |  | GAS COMBINED CYCLE | 1950-01-01 05:00 | Kendall Green Energy, LLC | KENDALL | MA | 17 | BOSTON | NEMA | 1595 | 14.752 | 14.505 | 14.752 | 14.505 | 0
10348 | KENDALL STEAM 2 | 37040 | KENDALL STEAM | CC | NG |  | GAS COMBINED CYCLE | 1950-01-01 05:00 | Kendall Green Energy, LLC | KENDALL | MA | 17 | BOSTON | NEMA | 1595 | 19.669 | 19.34 | 19.669 | 19.34 | 0
10349 | KENDALL STEAM 3 | 37040 | KENDALL STEAM | CC | NG |  | GAS COMBINED CYCLE | 1950-01-01 05:00 | Kendall Green Energy, LLC | KENDALL | MA | 17 | BOSTON | NEMA | 1595 | 20.141 | 19.805 | 20.141 | 19.805 | 0
10401 | CELLEY MILL U5 | 10401 | CELLEY MILL U5 | HDR | WAT |  | HYDRO (DAILY CYCLE - RUN OF RIVER) | 1984-12-01 05:00 | Public Service Company of New Hampshire | PSNH | NH | 09 | NH | NH |  | 0.064 | 0.031 | 0.064 | 0.031 | -0.04
10402 | PETTYBORO HYDRO U5 | 10402 | PETTYBORO HYDRO U5 | HDR | WAT |  | HYDRO (DAILY CYCLE - RUN OF RIVER) | 1999-05-09 04:00 | Public Service Company of New Hampshire | PSNH | NH | 09 | NH | NH |  | 0 | 0 | 0 | 0 | 0
10403 | EASTMAN BROOK U5 | 10403 | EASTMAN BROOK U5 | HDR | WAT |  | HYDRO (DAILY CYCLE - RUN OF RIVER) | 1985-06-01 04:00 | Public Service Company of New Hampshire | PSNH | NH | 09 | NH | NH |  | 0.03 | 0.008 | 0.03 | 0.008 | -0.021
10404 | WHEELABRATOR CLAREMONT U5 | 10404 | WHEELABRATOR CLAREMONT U5 | ST | MSW |  | BIO/REFUSE | 2004-03-01 05:00 | Wheelabrator North Andover Inc | WNE | NH | 19 | NH | NH | 50872 | 0 | 0 | 0 | 0 | -3.648
10406 | LOWER VALLEY HYDRO U5 | 10406 | LOWER VALLEY HYDRO U5 | HDR | WAT |  | HYDRO (DAILY CYCLE - RUN OF RIVER) | 2004-03-01 05:00 | Green Mountain Power Corporation | GMP | NH | 19 | NH | NH |  | 0.083 | 0 | 0.083 | 0 | -0.177
10407 | WOODSVILLE HYDRO U5 | 10407 | WOODSVILLE HYDRO U5 | HDR | WAT |  | HYDRO (DAILY CYCLE - RUN OF RIVER) | 1987-03-01 05:00 | Green Mountain Power Corporation | GMP | NH | 19 | NH | NH |  | 0.069 | 0.166 | 0.069 | 0.166 | -0.071
10408 | LOWER VILLAGE HYDRO U5 | 10408 | LOWER VILLAGE HYDRO U5 | HDR | WAT |  | HYDRO (DAILY CYCLE - RUN OF RIVER) | 1995-04-01 05:00 | Green Mountain Power Corporation | GMP | NH | 19 | NH | NH | 50285 | 0 | 0 | 0 | 0 | 0
10409 | SWEETWATER HYDRO U5 | 10409 | SWEETWATER HYDRO U5 | HDR | WAT |  | HYDRO (DAILY CYCLE - RUN OF RIVER) | 2004-03-01 05:00 | Green Mountain Power Corporation | GMP | NH | 19 | NH | NH |  | 0.257 | 0.221 | 0.257 | 0.221 | 0.015
10424 | GREAT LAKES - BERLIN | 10424 | Great Lakes - Berlin Incremental | HDR | WAT |  | HYDRO (DAILY CYCLE - RUN OF RIVER) | 2004-06-22 04:00 | Brookfield Energy Marketing, LP | BEMLP | NH | 07 | NH | NH | 54639 | 10.854 | 9.23 | 10.854 | 9.23 | -0.364
10451 | WESTFIELD #1 U5 | 10451 | WESTFIELD #1 U5 | IC | OBG |  | BIO/REFUSE | 2004-03-01 05:00 | Westfield Gas and Electric Light Department | WGED | MA | 13 | WMA | WCMA |  | 0 | 0 | 0 | 0 | 0
10615 | BLUE SPRUCE FARM | 10615 | BLUE SPRUCE FARM U5 | IC | OBG |  | BIO/REFUSE | 2004-11-01 05:00 | Green Mountain Power Corporation | GMP | VT | 21 | VT | VT |  | 0.296 | 0.305 | 0.296 | 0.305 | 0.016
10770 | WEST SPRINGFIELD HYDRO U5 | 10770 | WEST SPRINGFIELD HYDRO U5 | HDR | WAT |  | HYDRO (DAILY CYCLE - RUN OF RIVER) | 2005-01-10 05:00 | Littleton Electric Light & Water Department | LELWD | MA | 13 | WMA | WCMA |  | 0.774 | 0.515 | 0.774 | 0.515 | -0.074
10801 | COVENTRY CLEAN ENERGY | 10801 | COVENTRY CLEAN ENERGY | IC | LFG |  | BIO/REFUSE | 2005-02-01 05:00 | Vermont Public Power Supply Authority | VPPSA | VT | 19 | NH | VT |  | 3.3 | 3.268 | 3.3 | 3.268 | -0.152
10880 | GE LYNN EXCESS REPLACEMENT | 10880 | GE LYNN EXCESS REPLACEMENT | GT | DFO | NG | GAS/OIL COMBUSTION (GAS) TURBINE | 2005-10-11 04:00 | Constellation NewEnergy, Inc. | CNE | MA | 25 | BOSTON | NEMA | 10029 | 0 | 0 | 0 | 0 | 0
10959 | RRIG EXPANSION PHASE 2 | 10959 | RRIG EXPANSION PHASE 2 | IC | LFG |  | BIO/REFUSE | 2005-06-01 04:00 | Rhode Island Engine Genco, LLC | RRIG | RI | 07 | RI | RI | 50365 | 0 | 0 | 0 | 0 | 0
10998 | MASSINNOVATION FITCHBURG | 10998 | MASSINNOVATION FITCHBURG | PV | SUN |  | PHOTOVOLTAIC | 2005-08-01 04:00 | Fitchburg Gas & Electric Light Company | FGE | MA | 27 | WMA | WCMA |  | 0 | 0 | 0 | 0 | 0
11052 | GRTR NEW BEDFORD LFG UTIL PROJ | 11052 | GRTR NEW BEDFORD LFG UTIL PROJ | IC | LFG |  | BIO/REFUSE | 2005-08-15 04:00 | Exelon Generation Company, LLC | EXGC | MA | 05 | SEMA | SEMA |  | 2.458 | 2.449 | 2.458 | 2.449 | 0.021
11126 | NORTH HARTLAND HYDRO | 11126 | NORTH HARTLAND HYDRO | HDR | WAT |  | HYDRO (DAILY CYCLE - RUN OF RIVER) | 2006-09-27 04:00 | Green Mountain Power Corporation | GMP | VT | 27 | VT | VT |  | 0.983 | 1.207 | 0.983 | 1.207 | 0.122
11408 | HULL WIND TURBINE II | 11408 | HULL WIND TURBINE II | WT | WND |  | WIND TURBINE | 2005-09-27 04:00 | Hull Municipal Lighting Plant | HULL | MA | 23 | SEMA | SEMA | 56800 | 0.248 | 0.075 | 0.248 | 0.075 | 0.038
11424 | RUMFORD FALLS | 11424 | RUMFORD FALLS | HDR | WAT |  | HYDRO (DAILY CYCLE - RUN OF RIVER) | 2006-07-06 04:00 | Brookfield Energy Marketing, LP | BEMLP | ME | 17 | ME | ME | 10493 | 30.83 | 32.47 | 30.83 | 32.47 | -1.69
11827 | PORTSMOUTH ABBEY WIND QF |  | No Resource (1) | WT | WND |  | WIND TURBINE | 2006-07-25 04:00 | The Narragansett Electric Company | NEC | RI | 05 | SEMA | RI |  | 0 | 0 | 0 | 0 | 0
11842 | WATERSIDE POWER | 11842 | WATERSIDE POWER | GT | DFO |  | OIL COMBUSTION (GAS) TURBINE | 2004-05-01 04:00 | Waterside Power, LLC | WATERSIDE | CT | 01 | NOR | CT | 56189 | 71.557 | 70.017 | 71.557 | 70.017 | 0
11889 | IBEW LOCAL 99 SOLAR QF |  | No Resource (1) | PV | SUN |  | PHOTOVOLTAIC | 2006-09-01 04:00 | The Narragansett Electric Company | NEC | RI | 07 | RI | RI |  | 0 | 0 | 0 | 0 | 0
11925 | BROCKTON BRIGHTFIELDS | 11925 | BROCKTON BRIGHTFIELDS | PV | SUN |  | PHOTOVOLTAIC | 2006-09-18 04:00 | Exelon Generation Company, LLC | EXGC | MA | 23 | SEMA | SEMA |  | 0 | 0.152 | 0 | 0.152 | 0.006
12108 | FIEC DIESEL | 12108 | FIEC DIESEL | IC | DFO |  | OIL INTERNAL COMBUSTION | 2006-12-01 05:00 | Vermont Public Power Supply Authority | VPPSA | ME | 13 | ME | ME |  | 1.596 | 1.54 | 1.596 | 1.54 | 0
12163 | PPL GREAT WORKS - RED SHIELD | 12163 | PPL GREAT WORKS - RED SHIELD | ST | WDS |  | BIO/REFUSE | 2007-01-24 05:00 | Competitive Energy Services, LLC | CESLLC | ME | 19 | BHE | ME | 10700 | 0 | 0 | 0 |  | 0
12168 | HARRIS ENERGY | 12168 | HARRIS ENERGY | HDR | WAT |  | HYDRO (DAILY CYCLE - RUN OF RIVER) | 2006-12-01 05:00 | Holyoke Gas & Electric Department | HGE | MA | 13 | WMA | WCMA | 54981 | 0 | 0 | 0 | 0 | 0
12180 | BERKSHIRE COW POWER | 12180 | BERKSHIRE COW POWER | IC | OBG |  | BIO/REFUSE | 2006-12-06 05:00 | Vermont Electric Cooperative, Inc. | VEC | VT | 11 | VT | VT |  | 0.262 | 0.207 | 0.262 | 0.207 | -0.004
12274 | GREEN MOUNTAIN DAIRY | 12274 | GREEN MOUNTAIN DAIRY | IC | OBG |  | BIO/REFUSE | 2007-02-01 05:00 | Green Mountain Power Corporation | GMP | VT | 11 | VT | VT |  | 0.22 | 0.218 | 0.22 | 0.218 | -0.031
12323 | COVENTRY CLEAN ENERGY #4 | 12323 | COVENTRY CLEAN ENERGY #4 | IC | LFG |  | BIO/REFUSE | 2007-01-20 05:00 | Vermont Public Power Supply Authority | VPPSA | VT | 19 | NH | VT |  | 2.2 | 2.179 | 2.2 | 2.179 | -0.101
12504 | DEVON 15 | 12504 | Devon 15-18 | GT | KER | NG | OIL COMBUSTION (GAS) TURBINE | 2010-07-12 04:00 | GenConn Energy LLC | GCE | CT | 09 | SWCT | CT | 57070 | 49.2 | 46.889 | 49.2 | 46.889 | 0
12505 | MIDDLETOWN 12 | 12505 | Middletown 12-15 | GT | KER | NG | OIL COMBUSTION (GAS) TURBINE | 2011-06-24 04:00 | GenConn Energy LLC | GCE | CT | 07 | CT | CT | 57068 | 49.2 | 46.9 | 49.2 | 46.9 | 0
12509 | UNH POWER PLANT | 12509 | UNH Power Plant | GT | LFG |  | BIO/REFUSE | 2009-10-20 04:00 | Public Service Company of New Hampshire | PSNH | NH | 17 | NH | NH | 58180 | 4.378 | 3.008 | 4.378 | 3.008 | 0
12510 | SWANTON GT-1 | 12510 | Swanton Gas Turbine 1 | GT | DFO | OBL | OIL COMBUSTION (GAS) TURBINE | 2010-02-12 05:00 | Vermont Public Power Supply Authority | VPPSA | VT | 11 | VT | VT |  | 23.954 | 19.304 | 23.954 | 19.304 | 0
12511 | SWANTON GT-2 | 12511 | Swanton Gas Turbine 2 | GT | DFO | OBL | OIL COMBUSTION (GAS) TURBINE | 2010-05-24 04:00 | Vermont Public Power Supply Authority | VPPSA | VT | 11 | VT | VT |  | 23.839 | 19.349 | 23.839 | 19.349 | 0
12529 | HOOSAC WIND |  | No Resource (1) | WT | WND |  | WIND TURBINE | 2012-12-27 05:00 | Iberdrola Renewables, LLC | IR | MA | 03 | WMA | WCMA | 57380 | 13.627 | 3.942 | 13.627 | 3.942 | -1.332
12530 | SHEFFIELD WIND PLANT | 12530 | Sheffield Wind Farm | WT | WND |  | WIND TURBINE | 2011-10-19 04:00 | Vermont Wind LLC | VTWIND | VT | 05 | VT | VT | 57080 | 9.685 | 3.295 | 9.685 | 3.295 | 0.995
12551 | KIBBY WIND POWER | 12551 | Kibby Wind Power | WT | WND |  | WIND TURBINE | 2009-09-16 04:00 | TransCanada Power Marketing, Ltd. | TCPM | ME | 07 | ME | ME | 56829 | 35.06 | 18.275 | 35.06 | 18.275 | 0.48
12564 | WATERBURY GENERATION FACILITY | 12564 | Waterbury Generation Facility | GT | NG | DFO | GAS/OIL COMBUSTION (GAS) TURBINE | 2009-05-21 04:00 | Waterbury Generation LLC | WATERBURY | CT | 09 | SWCT | CT | 56629 | 98.128 | 95.821 | 98.128 | 95.821 | 1.086
13515 | PIERCE STATION | 12526 | Pierce | GT | NG | DFO | GAS/OIL COMBUSTION (GAS) TURBINE | 2007-10-01 04:00 | Connecticut Municipal Electric Energy Cooperative | CMEEC | CT | 09 | SWCT | CT | 6635 | 94.59 | 74.085 | 94.59 | 74.085 | 0
13669 | EAST WINDSOR NORCAP LFG PLANT | 13669 | Manchester Methane LLC East Windsor Facility | IC | LFG |  | BIO/REFUSE | 2007-05-07 04:00 | Manchester Methane, LLC | MMLLC | CT | 03 | CT | CT |  | 0.698 | 0.783 | 0.698 | 0.783 | 0
13673 | MATEP (DIESEL) | 13673 | MATEP (DIESEL) | IC | DFO |  | OIL INTERNAL COMBUSTION | 2007-06-28 04:00 | MATEP, LLC | MATEP | MA | 25 | BOSTON | NEMA | 10883 | 17.46 | 17.12 | 17.46 | 17.12 | 0
13675 | MATEP (COMBINED CYCLE) | 13675 | MATEP (COMBINED CYCLE) | CC | NG | DFO | GAS/OIL COMBINED CYCLE | 2007-06-28 04:00 | MATEP, LLC | MATEP | MA | 25 | BOSTON | NEMA | 10883 | 48.275 | 42.515 | 48.275 | 42.515 | 0
13703 | VERSO COGEN 1 | 13703 | Verso VCG1 | GT | NG | KER | GAS COMBUSTION (GAS) TURBINE | 2000-12-28 05:00 | Verso Maine Energy LLC | VERSO | ME | 07 | ME | ME | 55031 | 53.76 | 42.483 | 53.76 | 42.483 | 0
13704 | VERSO COGEN 2 | 13704 | Verso VCG2 | GT | NG | KER | GAS COMBUSTION (GAS) TURBINE | 2000-12-28 05:00 | Verso Maine Energy LLC | VERSO | ME | 07 | ME | ME | 55031 | 56.333 | 44.314 | 56.333 | 44.314 | 0
13705 | VERSO COGEN 3 | 13705 | Verso VCG3 | GT | NG | KER | GAS COMBUSTION (GAS) TURBINE | 2000-12-28 05:00 | Verso Maine Energy LLC | VERSO | ME | 07 | ME | ME | 55031 | 55.123 | 41.962 | 55.123 | 41.962 | 0
13933 | JIMINY PEAK WIND QF |  | No Resource (1) | WT | WND |  | WIND TURBINE | 2007-07-01 04:00 | Massachusetts Electric Company | MEC | MA | 03 | WMA | WCMA |  | 0.02 | 0 | 0.02 | 0 | 0
13975 | CORRIVEAU HYDROELECTRIC LLC | 13975 | Corriveau Hydroelectric LLC | HDR | WAT |  | HYDRO (DAILY CYCLE - RUN OF RIVER) | 2007-08-10 04:00 | Union Atlantic Electricity | UNION | ME | 17 | ME | ME |  | 0.053 | 0.063 | 0.053 | 0.063 | -0.04
14087 | MAT3 | 14087 | MAT3 | IC | DFO |  | OIL INTERNAL COMBUSTION | 2007-12-11 05:00 | MATEP, LLC | MATEP | MA | 25 | BOSTON | NEMA | 10883 | 18.63 | 17.97 | 18.63 | 17.97 | 0
14098 | FITCHBURG LANDFILL | 35485 | Fitchburg-FCA-5 | IC | LFG |  | BIO/REFUSE | 2007-08-16 04:00 | Vermont Public Power Supply Authority | VPPSA | MA | 27 | WMA | WCMA | 56527 | 3.316 | 3.093 | 3.316 | 3.093 | -1.093
14134 | MONTAGNE FARM | 14134 | MONTAGNE FARM | IC | LFG |  | BIO/REFUSE | 2007-09-17 04:00 | Green Mountain Power Corporation | GMP | VT | 11 | VT | VT |  | 0 | 0 | 0 | 0 | -0.08
14157 | COS COB 13 | 12524 | Cos Cob 13&14 | GT | KER |  | OIL COMBUSTION (GAS) TURBINE | 2008-05-29 04:00 | NRG Power Marketing LLC | NRGPM | CT | 01 | NOR | CT | 542 | 22.852 | 19.053 | 22.852 | 19.053 | 0
14158 | COS COB 14 | 12524 | Cos Cob 13&14 | GT | KER |  | OIL COMBUSTION (GAS) TURBINE | 2008-05-29 04:00 | NRG Power Marketing LLC | NRGPM | CT | 01 | NOR | CT | 542 | 22.602 | 19.209 | 22.602 | 19.209 | 0
14177 | WESTBROOK ENERGY CENTER G1 | 1345 | WESTBROOK | CC | NG |  | GAS COMBINED CYCLE | 2001-04-13 04:00 | Calpine Energy Services, LP | CALP | ME | 05 | SME | ME | 55294 | 281.835 | 261.204 | 281.835 | 261.204 | 0.266
14178 | WESTBROOK ENERGY CENTER G2 | 1345 | WESTBROOK | CC | NG |  | GAS COMBINED CYCLE | 2001-04-13 04:00 | Calpine Energy Services, LP | CALP | ME | 05 | SME | ME | 55294 | 285.063 | 261.204 | 285.063 | 261.204 | 6.824
14211 | INDECK ALEXANDRIA | 1631 | Indeck-Energy Alexandria, LLC | ST | WDS |  | BIO/REFUSE | 2008-11-06 05:00 | Indeck Energy-Alexandria, L.L.C. | IEA | NH | 09 | NH | NH |  | 15.2 | 15.031 | 15.2 | 15.031 | 0
14217 | NORTHFIELD MOUNTAIN 1 | 14217 | NORTHFIELD MOUNTAIN 1 | PS | WAT |  | HYDRO (PUMPED STORAGE) | 1972-11-30 05:00 | GDF Suez Energy Marketing NA, Inc. | SUEZ | MA | 11 | WMA | WCMA | 547 | 270 | 270 | 270 | 270 | 0
14218 | NORTHFIELD MOUNTAIN 2 | 14218 | NORTHFIELD MOUNTAIN 2 | PS | WAT |  | HYDRO (PUMPED STORAGE) | 1972-11-30 05:00 | GDF Suez Energy Marketing NA, Inc. | SUEZ | MA | 11 | WMA | WCMA | 547 | 293.5 | 293.5 | 293.5 | 293.5 | 0
14219 | NORTHFIELD MOUNTAIN 3 | 14219 | NORTHFIELD MOUNTAIN 3 | PS | WAT |  | HYDRO (PUMPED STORAGE) | 1972-11-30 05:00 | GDF Suez Energy Marketing NA, Inc. | SUEZ | MA | 11 | WMA | WCMA | 547 | 292 | 292 | 292 | 292 | 0
14220 | NORTHFIELD MOUNTAIN 4 | 14220 | NORTHFIELD MOUNTAIN 4 | PS | WAT |  | HYDRO (PUMPED STORAGE) | 1972-11-30 05:00 | GDF Suez Energy Marketing NA, Inc. | SUEZ | MA | 11 | WMA | WCMA | 547 | 274.638 | 293.5 | 274.638 | 293.5 | 0
14271 | AMERESCO NORTHAMPTON | 14271 | Ameresco Northampton | IC | LFG |  | BIO/REFUSE | 2007-11-01 04:00 | Exelon Generation Company, LLC | EXGC | MA | 15 | WMA | WCMA |  | 0.752 | 0.748 | 0.752 | 0.748 | 0
14595 | GRANITE RELIABLE POWER, LLC | 14595 | Granite Reliable Power | WT | WND |  | WIND TURBINE | 2012-02-15 05:00 | Granite Reliable Power, LLC | GRP | NH | 07 | NH | NH | 58004 | 26.748 | 14.034 | 26.748 | 14.034 | 0.102
14610 | PRINCETON WIND FARM PROJECT | 14610 | Princeton Wind Farm Project | WT | WND |  | WIND TURBINE | 2009-09-01 04:00 | Princeton Municipal Light Department | PMLD | MA | 27 | WMA | WCMA | 7501 | 0.297 | 0.154 | 0.297 | 0.154 | 0.124
14614 | KLEEN ENERGY | 14614 | Kleen Energy | CC | NG | DFO | GAS/OIL COMBINED CYCLE | 2011-07-12 04:00 | Exelon Generation Company, LLC | EXGC | CT | 07 | CT | CT | 56798 | 620 | 620 | 620 | 620 | 0
14623 | VALLEY HYDRO (STATION NO. 5) | 14623 | Valley Hydro (Station No. 5) | HDR | WAT |  | HYDRO (DAILY CYCLE - RUN OF RIVER) | 2008-04-01 04:00 | Holyoke Gas & Electric Department | HGE | MA | 13 | WMA | WCMA |  | 0.604 | 0 | 0.604 | 0 | -0.552
14652 | TEMPLETON WIND TURBINE | 14652 | Templeton Wind Turbine | WT | WND |  | WIND TURBINE | 2011-05-18 04:00 | Massachusetts Municipal Wholesale Electric Company | MMWEC | MA | 27 | WMA | WCMA |  | 0.157 | 0.058 | 0.157 | 0.058 | -0.041
14665 | RECORD HILL WIND | 14665 | Record Hill Wind | WT | WND |  | WIND TURBINE | 2012-01-31 05:00 | Record Hill Wind, LLC | RHW | ME | 17 | ME | ME | 57568 | 12.305 | 5.168 | 12.305 | 5.168 | -1.78
14695 | ORONO | 14695 | Orono Hydro Station | HDR | WAT |  | HYDRO (DAILY CYCLE - RUN OF RIVER) | 2008-12-29 05:00 | Black Bear Hydro Partners, LLC | BBHP | ME | 19 | BHE | ME | 57184 | 1.681 | 1.79 | 1.681 | 1.79 | 1.79
14707 | COVANTA HAVERHILL - LF GAS | 12553 | Covanta Haverhill Landfill Gas Engine | IC | LFG |  | BIO/REFUSE | 2007-12-05 05:00 | Covanta Haverhill Associates | CHA | MA | 09 | BOSTON | NEMA | 50661 | 1.091 | 1.089 | 1.091 | 1.089 | -0.099
14767 | PINE TREE LFGTE |  | No Resource (1) | IC | LFG |  | BIO/REFUSE | 2008-01-01 05:00 | NextEra Energy Power Marketing, LLC | FPLP | ME | 19 | BHE | ME |  | 0 | 0 | 0 | 0 | 0
14801 | CABOT | 766 | CABOT TURNERS FALLS | HDP | WAT |  | HYDRO (DAILY CYCLE - PONDAGE) | 1905-01-01 05:00 | GDF Suez Energy Marketing NA, Inc. | SUEZ | MA | 11 | WMA | WCMA | 1629 | 61.8 | 61.481 | 61.8 | 61.481 | 0
14808 | TURNERSFALLS | 766 | CABOT TURNERS FALLS | HDP | WAT |  | HYDRO (DAILY CYCLE - PONDAGE) | 1905-01-01 05:00 | GDF Suez Energy Marketing NA, Inc. | SUEZ | MA | 11 | WMA | WCMA | 6388 | 6.4 | 6.4 | 6.4 | 6.4 | 0
14816 | NORDEN 1 | 16688 | Nor1 | IC | DFO |  | OIL INTERNAL COMBUSTION | 2009-02-26 05:00 | Connecticut Municipal Electric Energy Cooperative | CMEEC | CT | 01 | NOR | CT | 57689 | 1.958 | 1.789 | 1.958 | 1.789 | 0
14817 | NORDEN 2 | 16750 | Norden #2 | IC | DFO |  | OIL INTERNAL COMBUSTION | 2009-02-26 05:00 | Connecticut Municipal Electric Energy Cooperative | CMEEC | CT | 01 | NOR | CT | 57689 | 1.947 | 1.789 | 1.947 | 1.789 | -0.159
14818 | NORDEN 3 | 16752 | Norden #3 | IC | DFO |  | OIL INTERNAL COMBUSTION | 2009-02-26 05:00 | Connecticut Municipal Electric Energy Cooperative | CMEEC | CT | 01 | NOR | CT | 57689 | 1.942 | 1.775 | 1.942 | 1.775 | -0.167
14823 | NORWICH WWTP |  | No Resource (1) | IC | DFO |  | OIL INTERNAL COMBUSTION | 2008-05-29 04:00 | Connecticut Municipal Electric Energy Cooperative | CMEEC | CT | 11 | CT | CT | 57624 | 2 | 2 | 2 | 2 | 0
14919 | ZBE-001 |  | No Resource (1) | GT | WDS | DFO | BIO/REFUSE | 2008-03-01 05:00 | Public Service Company of New Hampshire | PSNH | NH | 05 | VT | NH |  | 0 | 0 | 0 | 0 | 0
14925 | ICE HOUSE PARTNERS INC. |  | No Resource (1) | HDR | WAT |  | HYDRO (DAILY CYCLE - RUN OF RIVER) | 2008-04-01 04:00 | Littleton Electric Light & Water Department | LELWD | MA | 17 | CMA/NEMA | WCMA |  | 0.093 | 0.101 | 0.093 | 0.101 | 0.008
14937 | UNION GAS STATION | 759 | MESSALONSKEE COMPOSITE | HDR | WAT |  | HYDRO (DAILY CYCLE - RUN OF RIVER) | 2008-03-19 04:00 | Messalonskee Stream Hydro, LLC | MESSA | ME | 11 | ME | ME |  | 1.303 | 1.218 | 1.303 | 1.218 | -0.113
15097 | KIMB ROCKY RIVER PH2 | 14706 | Kimberly-Clark Corp Energy Independence Project | CC | NG |  | GAS COMBINED CYCLE | 2008-07-15 04:00 | Kimberly-Clark Corporation | KCC | CT | 05 | SWCT | CT | 58084 | 14.451 | 13.853 | 14.451 | 13.853 | 0.837
15115 | LEMPSTER WIND | 14660 | Lempster Wind | WT | WND |  | WIND TURBINE | 2008-09-24 04:00 | Public Service Company of New Hampshire | PSNH | NH | 11 | NH | NH | 56399 | 8.224 | 2.43 | 8.224 | 2.43 | -0.815
15201 | FISKE HYDRO | 35593 | Fiske Hydro | HDR | WAT |  | HYDRO (DAILY CYCLE - RUN OF RIVER) | 2008-06-01 04:00 | Public Service Company of New Hampshire | PSNH | NH | 05 | VT | NH |  | 0 | 0 | 0 | 0 | -0.139
15462 | HOLY NAME CC JR SR HIGH SCHOOL |  | No Resource (1) | WT | WND |  | WIND TURBINE | 2008-09-01 04:00 | Massachusetts Electric Company | MEC | MA | 27 | CMA/NEMA | WCMA |  | 0 | 0 | 0 | 0 | 0
15464 | STETSON WIND FARM |  | No Resource (1) | WT | WND |  | WIND TURBINE | 2008-12-09 05:00 | Stetson Holdings, LLC | STETSON | ME | 29 | BHE | ME | 56989 | 15.189 | 6.49 | 15.189 | 6.49 | -1.103
15477 | NEW HAVEN HARBOR UNIT 2 | 15477 | New Haven Harbor Units 2, 3, & 4 | GT | KER | NG | OIL COMBUSTION (GAS) TURBINE | 2012-05-30 04:00 | PSEG New Haven, LLC | PSEG-NH | CT | 09 | CT | CT | 6156 | 48.6 | 43.2 | 48.6 | 43.2 | 0
15484 | THOMAS A. WATSON UNIT #1 | 12500 | Thomas A. Watson | GT | NG | DFO | GAS/OIL COMBUSTION (GAS) TURBINE | 2009-04-22 04:00 | Braintree Electric Light Department, Town of | BELD | MA | 21 | SEMA | SEMA | 1660 | 57.4 | 52.6 | 57.4 | 52.6 | 0
15485 | THOMAS A. WATSON UNIT #2 | 12500 | Thomas A. Watson | GT | NG | DFO | GAS/OIL COMBUSTION (GAS) TURBINE | 2009-04-14 04:00 | Braintree Electric Light Department, Town of | BELD | MA | 21 | SEMA | SEMA | 1660 | 57.4 | 52.6 | 57.4 | 52.6 | 0
15488 | MIDDLETON BUILDING SUPPLY |  | No Resource (1) | ST | WDS |  | BIO/REFUSE | 2008-10-01 04:00 | Public Service Company of New Hampshire | PSNH | NH | 17 | NH | NH |  | 0 | 0 | 0 | 0 | 0
15509 | PLAINFIELD RENEWABLE ENERGY | 15509 | Plainfield Renewable Energy | ST | WDS | OBS | BIO/REFUSE | 2013-12-12 05:00 | Plainfield Renewable Energy, LLC | PRE | CT | 15 | CT | CT | 56847 | 36.464 | 35.534 | 36.464 | 35.534 | 0.333
15617 | MORETOWN LFGTE | 35728 | Moretown LG | IC | LFG |  | BIO/REFUSE | 2008-12-01 05:00 | Green Mountain Power Corporation | GMP | VT | 23 | VT | VT | 56891 | 3.008 | 1.514 | 3.008 | 1.514 | -1.503
15706 | BEAVER RIDGE WIND | 37072 | Beaver_Ridge_Wind | WT | WND |  | WIND TURBINE | 2008-10-15 04:00 | New Hampshire Electric Cooperative, Inc. | NHEC | ME | 27 | ME | ME | 57130 | 1.101 | 0.407 | 1.101 | 0.407 | 0.003
15787 | WORONOCO HYDRO LLC | 37077 | Woronoco Hydro LLC | HDR | WAT |  | HYDRO (DAILY CYCLE - RUN OF RIVER) | 2008-11-01 04:00 | Swift River Trading Company LLC | SRTC | MA | 13 | WMA | WCMA | 50166 | 0.757 | 0 | 0.757 | 0 | -0.586
15940 | DARTMOUTH CT GENERATOR 3 | 15415 | Dartmouth Power Expansion | GT | NG | DFO | GAS/OIL COMBUSTION (GAS) TURBINE | 2009-08-12 04:00 | Consolidated Edison Energy, Inc | CEEI | MA | 05 | SEMA | SEMA | 52026 | 20.508 | 18.812 | 20.508 | 18.812 | -0.766
15998 | CROSSROADS LANDFILL | 14663 | WMRE Crossroads | IC | LFG |  | BIO/REFUSE | 2008-12-31 05:00 | Energy America LLC | NRGA | ME | 25 | ME | ME | 57016 | 2.806 | 2.984 | 2.806 | 2.984 | 0
16089 | TURNERS FALLS HYDRO LLC |  | No Resource (1) | HDR | WAT |  | HYDRO (DAILY CYCLE - RUN OF RIVER) | 2009-02-01 05:00 | Swift River Trading Company LLC | SRTC | MA | 11 | WMA | WCMA |  | 0 | 0 | 0 | 0 | 0
16183 | RICHEY WOODWORKING WIND QF |  | No Resource (1) | WT | WND |  | WIND TURBINE | 2009-02-18 05:00 | Massachusetts Electric Company | MEC | MA | 09 | BOSTON | NEMA |  | 0 | 0 | 0 | 0 | 0
16188 | WILSON HOLDINGS LLC - PV QF |  | No Resource (1) | PV | SUN |  | PHOTOVOLTAIC | 2009-02-24 05:00 | Massachusetts Electric Company | MEC | MA | 27 | CMA/NEMA | WCMA |  | 0 | 0 | 0 | 0 | 0
16233 | CITY OF MEDFORD WIND QF |  | No Resource (1) | WT | WND |  | WIND TURBINE | 2009-02-27 05:00 | Massachusetts Electric Company | MEC | MA | 17 | BOSTON | NEMA |  | 0 | 0 | 0 | 0 | 0
16234 | CONSTELLATION-MAJILITE PV QF |  | No Resource (1) | PV | SUN |  | PHOTOVOLTAIC | 2009-02-27 05:00 | Massachusetts Electric Company | MEC | MA | 17 | CMA/NEMA | WCMA |  | 0 | 0 | 0 | 0 | 0
16294 | TOWN OF PORTSMOUTH RI WIND QF |  | No Resource (1) | WT | WND |  | WIND TURBINE | 2009-03-21 04:00 | The Narragansett Electric Company | NEC | RI | 05 | SEMA | RI | 57350 | 0 | 0 | 0 | 0 | 0
16295 | PPL VEAZIE | 16295 | PPL Veazie | HDR | WAT |  | HYDRO (DAILY CYCLE - RUN OF RIVER) | 1911-01-01 05:00 | Black Bear Hydro Partners, LLC | BBHP | ME | 19 | BHE | ME | 1479 | 0 | 0 | 0 | 0 | 0
16296 | MILFORD HYDRO | 16296 | Milford Hydro | HDR | WAT |  | HYDRO (DAILY CYCLE - RUN OF RIVER) | 1911-01-01 05:00 | Black Bear Hydro Partners, LLC | BBHP | ME | 19 | BHE | ME | 1475 | 5.256 | 4.636 | 5.256 | 4.636 | -1.901
16331 | QUARRY ENERGY PROJECT |  | No Resource (1) | IC | LFG |  | BIO/REFUSE | 2009-04-03 04:00 | Massachusetts Electric Company | MEC | MA | 21 | SEMA | SEMA |  | 0.38 | 0.379 | 0.38 | 0.379 | 0.001
16332 | BARTLETTS OCEAN VIEW FARM WIND |  | No Resource (1) | WT | WND |  | WIND TURBINE | 2009-04-03 04:00 | Massachusetts Electric Company | MEC | RI | 05 | SEMA | SEMA |  | 0 | 0 | 0 | 0 | 0
16386 | NATURE'SCLASSROOM-01507WT100NM |  | No Resource (1) | WT | WND |  | WIND TURBINE | 2009-04-24 04:00 | Massachusetts Electric Company | MEC | MA | 27 | CMA/NEMA | WCMA |  | 0 | 0.006 | 0 | 0.006 | 0.006
16523 | STILLWATER | 16523 | Stillwater | HDR | WAT |  | HYDRO (DAILY CYCLE - RUN OF RIVER) | 1911-01-01 05:00 | Black Bear Hydro Partners, LLC | BBHP | ME | 19 | BHE | ME | 1478 | 0.704 | 1.705 | 0.704 | 1.705 | 0.391
16524 | HOWLAND | 16524 | Howland | HDR | WAT |  | HYDRO (DAILY CYCLE - RUN OF RIVER) | 1911-01-01 05:00 | Black Bear Hydro Partners, LLC | BBHP | ME | 19 | BHE | ME | 1472 | 0.782 | 0.669 | 0.782 | 0.669 | -0.514
16525 | MEDWAY | 16525 | Medway | HDR | WAT |  | HYDRO (DAILY CYCLE - RUN OF RIVER) | 1911-01-01 05:00 | Black Bear Hydro Partners, LLC | BBHP | ME | 19 | BHE | ME | 55288 | 4.098 | 3.575 | 4.098 | 3.575 | 0.069
16612 | STETSON II WIND FARM |  | No Resource (1) | WT | WND |  | WIND TURBINE | 2010-03-12 05:00 | Stetson Wind II, LLC. | STET2 | ME | 29 | BHE | ME | 56991 | 6.359 | 2.617 | 6.359 | 2.617 | 0.042
16614 | BERKSHIRE WIND POWER PROJECT | 14661 | Berkshire Wind Power Project | WT | WND |  | WIND TURBINE | 2011-05-28 04:00 | Massachusetts Municipal Wholesale Electric Company | MMWEC | MA | 03 | WMA | WCMA | 57721 | 7.723 | 1.543 | 7.723 | 1.543 | -0.688
16631 | VICTORY ROAD DORCHESTER PV | 16631 | Victory Road Dorchester PV | PV | SUN |  | PHOTOVOLTAIC | 2011-12-22 05:00 | Massachusetts Electric Company | MEC | MA | 25 | BOSTON | NEMA | 57265 | 0 | 0.469 | 0 | 0.469 | -0.03
16640 | HILLDALE AVE HAVERHILL PV | 16640 | Hilldale Ave Haverhill PV | PV | SUN |  | PHOTOVOLTAIC | 2011-02-15 05:00 | Massachusetts Electric Company | MEC | MA | 09 | BOSTON | NEMA | 57269 | 0 | 0.3 | 0 | 0.3 | -0.035
16642 | RAILROAD AVENUE REVERE PV | 16642 | Railroad Street Revere PV | PV | SUN |  | PHOTOVOLTAIC | 2011-02-16 05:00 | Massachusetts Electric Company | MEC | MA | 25 | BOSTON | NEMA | 57266 | 0 | 0.337 | 0 | 0.337 | 0.045
16643 | ROVER STREET EVERETT PV | 16643 | Rover Street Everett PV | PV | SUN |  | PHOTOVOLTAIC | 2011-02-18 05:00 | Massachusetts Electric Company | MEC | MA | 17 | BOSTON | NEMA |  | 0 | 0.258 | 0 | 0.258 | 0.036
16644 | MAIN STREET WHITINSVILLE PV | 16644 | Main Street Whitinsville PV | PV | SUN |  | PHOTOVOLTAIC | 2010-07-01 04:00 | Massachusetts Electric Company | MEC | MA | 27 | RI | SEMA |  | 0 | 0.382 | 0 | 0.382 | 0.115
16653 | BURGESS BIOPOWER | 16653 | Berlin Biopower | PB | WDS |  | BIO/REFUSE | 2014-06-17 04:00 | Public Service Company of New Hampshire | PSNH | NH | 07 | NH | NH | 58054 | 67.5 | 67.5 | 67.5 | 67.5 | 67.5
16659 | IPSWICH WIND FARM 1 | 16659 | Ipswich Wind Farm 1 | WT | WND |  | WIND TURBINE | 2011-07-26 04:00 | Ipswich Municipal Light Department | IMLD | MA | 09 | BOSTON | NEMA | 57855 | 0.296 | 0.141 | 0.296 | 0.141 | -0.037
16675 | FOX ISLAND WIND | 16675 | Fox Island Wind | WT | WND |  | WIND TURBINE | 2009-09-01 04:00 | Vermont Public Power Supply Authority | VPPSA | ME | 13 | ME | ME | 57354 | 0.023 | 0 | 0.023 | 0 | 0
16738 | DOMINION BRIDGEPORT FUEL CELL | 16738 | BFCP Fuel Cell | FC | NG |  | GAS FUEL CELL | 2013-12-22 05:00 | Dominion Energy Marketing, Inc. | DEM | CT | 01 | SWCT | CT | 58551 | 14.817 | 14.118 | 14.817 | 14.118 | -0.699
16926 | THUNDERMIST HYDRO QF | 37120 | Thundermist Hydropower | HDR | WAT |  | HYDRO (DAILY CYCLE - RUN OF RIVER) | 2009-09-19 04:00 | The Narragansett Electric Company | NEC | RI | 07 | RI | RI | 54688 | 0.628 | 0 | 0.628 | 0 | -0.192
17023 | NE ENGRS MIDDLETOWN RI WIND QF |  | No Resource (1) | WT | WND |  | WIND TURBINE | 2009-10-29 04:00 | The Narragansett Electric Company | NEC | RI | 05 | SEMA | RI |  | 0 | 0 | 0 | 0 | 0
17044 | DEVON 16 | 12504 | Devon 15-18 | GT | KER | NG | OIL COMBUSTION (GAS) TURBINE | 2010-06-28 04:00 | GenConn Energy LLC | GCE | CT | 09 | SWCT | CT | 57070 | 49.2 | 46.9 | 49.2 | 46.9 | 0
17045 | DEVON 17 | 12504 | Devon 15-18 | GT | KER | NG | OIL COMBUSTION (GAS) TURBINE | 2010-06-15 04:00 | GenConn Energy LLC | GCE | CT | 09 | SWCT | CT | 57070 | 49.2 | 46.9 | 49.2 | 46.9 | 0
17046 | DEVON 18 | 12504 | Devon 15-18 | GT | KER | NG | OIL COMBUSTION (GAS) TURBINE | 2010-06-09 04:00 | GenConn Energy LLC | GCE | CT | 09 | SWCT | CT | 57070 | 49.2 | 46.9 | 49.2 | 46.9 | 0
17085 | AMERESCO-NEWBURYPORT DPW PV QF |  | No Resource (1) | PV | SUN |  | PHOTOVOLTAIC | 2009-11-25 05:00 | Massachusetts Electric Company | MEC | MA | 09 | BOSTON | NEMA |  | 0 | 0.035 | 0 | 0.035 | 0.003
17128 | OTIS_AF_WIND_TURBINE |  | No Resource (1) | WT | WND |  | WIND TURBINE | 2009-12-28 05:00 | NSTAR Electric Company | NSTAR | MA | 01 | SEMA | SEMA | 57253 | 0.256 | 0 | 0.256 | 0 | -0.292
17194 | TOWN_OF_FALMOUTH_WIND_TURBINE |  | No Resource (1) | WT | WND |  | WIND TURBINE | 2010-02-10 05:00 | NSTAR Electric Company | NSTAR | MA | 01 | SEMA | SEMA | 57654 | 0.629 | 0.262 | 0.629 | 0.262 | -0.092
17223 | SUGAR RIVER 2 | 17359 | Sugar River 2 | HDR | WAT |  | HYDRO (DAILY CYCLE - RUN OF RIVER) | 2010-03-08 05:00 | Public Service Company of New Hampshire | PSNH | NH | 19 | NH | NH |  | 0.154 | 0.07 | 0.154 | 0.07 | 0.07
17229 | MOUNT ST MARY-WRENTHAM MA WIND |  | No Resource (1) | WT | WND |  | WIND TURBINE | 2010-03-15 04:00 | Massachusetts Electric Company | MEC | MA | 21 | RI | SEMA |  | 0.005 | 0.003 | 0.005 | 0.003 | -0.001
17233 | RAINBOW UNIT 1 | 35658 | Rainbow_1 | HDP | WAT |  | HYDRO (DAILY CYCLE - PONDAGE) | 1980-01-01 05:00 | Connecticut Light and Power Company, The | CLP | CT | 03 | CT | CT | 559 | 4.1 | 4.1 | 4.1 | 4.1 | 0
17234 | RAINBOW UNIT 2 | 35656 | Rainbow_2 | HDP | WAT |  | HYDRO (DAILY CYCLE - PONDAGE) | 1980-01-01 05:00 | Connecticut Light and Power Company, The | CLP | CT | 03 | CT | CT | 559 | 4.1 | 4.1 | 4.1 | 4.1 | 0
17259 | SEAMAN ENERGY LLC | 35442 | Seaman Energy | IC | LFG |  | BIO/REFUSE | 2010-03-31 04:00 | Templeton Municipal Lighting Plant | TTMLP | MA | 27 | CMA/NEMA | WCMA |  | 0.249 | 0.17 | 0.249 | 0.17 | -0.146
35379 | SPAULDING POND HYDRO | 35594 | Spaulding Pond Hydro | HDR | WAT |  | HYDRO (DAILY CYCLE - RUN OF RIVER) | 2010-05-01 04:00 | Public Service Company of New Hampshire | PSNH | NH | 17 | NH | NH |  | 0.201 | 0.035 | 0.201 | 0.035 | -0.028
35555 | GMCW | 35555 | GMCW | WT | WND |  | WIND TURBINE | 2012-12-31 05:00 | Burlington Electric Department | BED | VT | 07 | VT | VT | 58238 | 3.289 | 0.888 | 3.289 | 0.888 | 0.038
35693 | SPRUCE MOUNTAIN WIND | 35693 | Spruce Mountain Wind | WT | WND |  | WIND TURBINE | 2011-12-21 05:00 | Spruce Mountain Wind, LLC | SPRUCE | ME | 17 | ME | ME | 58026 | 6.873 | 2.41 | 6.873 | 2.41 | 0.077
35979 | KINGDOM COMMUNITY WIND | 35979 | Kingdom Community Wind | WT | WND |  | WIND TURBINE | 2012-11-16 05:00 | Green Mountain Power Corporation | GMP | VT | 19 | VT | VT | 57979 | 21.72 | 8.4 | 21.72 | 8.4 | -1.36
36882 | NOTUS WIND I |  | No Resource (1) | WT | WND |  | WIND TURBINE | 2010-06-23 04:00 | NSTAR Electric Company | NSTAR | MA | 01 | SEMA | SEMA | 57414 | 0.483 | 0.28 | 0.483 | 0.28 | -0.092
37050 | GROTON WIND | 37050 | Groton Wind Project | WT | WND |  | WIND TURBINE | 2012-12-28 05:00 | Iberdrola Renewables, LLC | IR | NH | 09 | NH | NH | 58141 | 8.244 | 5.019 | 8.244 | 5.019 | -1.395
37073 | SOUTHBRIDGE LANDFILL | 38178 | Southbridge Landfill Gas to Energy 17-18 | IC | LFG |  | BIO/REFUSE | 2012-02-15 05:00 | NextEra Energy Power Marketing, LLC | FPLP | MA | 27 | CMA/NEMA | WCMA | 59011 | 1.506 | 1.402 | 1.506 | 1.402 | 0.095
37175 | ROLLINS WIND PLANT |  | No Resource (1) | WT | WND |  | WIND TURBINE | 2011-07-26 04:00 | Evergreen Wind Power III, LLC | EWP3 | ME | 19 | BHE | ME | 56990 | 14.915 | 6.391 | 14.915 | 6.391 | -1.383
37224 | PATRIOT PL. D FOXBORO MA PV |  | No Resource (1) | PV | SUN |  | PHOTOVOLTAIC | 2010-10-01 04:00 | Massachusetts Electric Company | MEC | MA | 21 | RI | SEMA |  | 0 | 0.038 | 0 | 0.038 | 0.002
37225 | PATRIOT PL. E FOXBORO MA PV |  | No Resource (1) | PV | SUN |  | PHOTOVOLTAIC | 2010-10-01 04:00 | Massachusetts Electric Company | MEC | MA | 21 | RI | SEMA |  | 0 | 0 | 0 | 0 | 0
37226 | PATRIOT PL. F FOXBORO MA PV |  | No Resource (1) | PV | SUN |  | PHOTOVOLTAIC | 2010-10-01 04:00 | Massachusetts Electric Company | MEC | MA | 21 | RI | SEMA |  | 0 | 0.042 | 0 | 0.042 | 0.003
37227 | PATRIOT PL. H FOXBORO MA PV |  | No Resource (1) | PV | SUN |  | PHOTOVOLTAIC | 2010-10-01 04:00 | Massachusetts Electric Company | MEC | MA | 21 | RI | SEMA |  | 0 | 0.023 | 0 | 0.023 | 0.003
37228 | PATRIOT PL. J FOXBORO MA PV |  | No Resource (1) | PV | SUN |  | PHOTOVOLTAIC | 2010-10-01 04:00 | Massachusetts Electric Company | MEC | MA | 21 | RI | SEMA |  | 0 | 0.038 | 0 | 0.038 | 0.005
37229 | PATRIOT PL. K FOXBORO MA PV |  | No Resource (1) | PV | SUN |  | PHOTOVOLTAIC | 2010-10-01 04:00 | Massachusetts Electric Company | MEC | MA | 21 | RI | SEMA |  | 0 | 0.033 | 0 | 0.033 | 0.001
37230 | UNITED NAT. FOODS PROV. RI PV |  | No Resource (1) | PV | SUN |  | PHOTOVOLTAIC | 2010-10-01 04:00 | The Narragansett Electric Company | NEC | RI | 07 | RI | RI |  | 0 | 0.003 | 0 | 0.003 | 0.003
37266 | CARLSON ORCH HARVARD MA PV |  | No Resource (1) | PV | SUN |  | PHOTOVOLTAIC | 2010-11-01 04:00 | Massachusetts Electric Company | MEC | MA | 27 | CMA/NEMA | WCMA |  | 0 | 0.065 | 0 | 0.065 | -0.023
37267 | SPRUCE ENV HAVERHILL MA PV |  | No Resource (1) | PV | SUN |  | PHOTOVOLTAIC | 2010-11-01 04:00 | Massachusetts Electric Company | MEC | MA | 09 | BOSTON | NEMA |  | 0 | 0 | 0 | 0 | 0
37366 | MIDDLETOWN 13 | 12505 | Middletown 12-15 | GT | KER | NG | OIL COMBUSTION (GAS) TURBINE | 2011-06-23 04:00 | GenConn Energy LLC | GCE | CT | 07 | CT | CT | 57068 | 49.2 | 46.9 | 49.2 | 46.9 | 0
37367 | MIDDLETOWN 14 | 12505 | Middletown 12-15 | GT | KER | NG | OIL COMBUSTION (GAS) TURBINE | 2011-06-01 04:00 | GenConn Energy LLC | GCE | CT | 07 | CT | CT | 57068 | 49.2 | 46.9 | 49.2 | 46.9 | 0
37368 | MIDDLETOWN 15 | 12505 | Middletown 12-15 | GT | KER | NG | OIL COMBUSTION (GAS) TURBINE | 2011-06-01 04:00 | GenConn Energy LLC | GCE | CT | 07 | CT | CT | 57068 | 49.2 | 46.9 | 49.2 | 46.9 | 0
37721 | ROYAL MILLS WARWICK RI HYDRO |  | No Resource (1) | HDR | WAT |  | HYDRO (DAILY CYCLE - RUN OF RIVER) | 2010-12-01 05:00 | The Narragansett Electric Company | NEC | RI | 03 | RI | RI |  | 0 | 0 | 0 | 0 | 0
37722 | SILVER LAKE SOLAR PV FACILITY | 37051 | Silver lake PV | PV | SUN |  | PHOTOVOLTAIC | 2010-12-06 05:00 | Western Massachusetts Electric Company | WMECO | MA | 03 | WMA | WCMA | 57676 | 0 | 0.696 | 0 | 0.696 | 0.014
37751 | NM-UNISTRESS |  | No Resource (1) | PV | SUN |  | PHOTOVOLTAIC | 2011-01-01 05:00 | Western Massachusetts Electric Company | WMECO | MA | 03 | WMA | WCMA |  | 0 | 0 | 0 | 0 | 0
37752 | NM-COUNTRY |  | No Resource (1) | PV | SUN |  | PHOTOVOLTAIC | 2011-01-01 05:00 | Western Massachusetts Electric Company | WMECO | MA | 03 | WMA | WCMA |  | 0 | 0 | 0 | 0 | 0
37753 | NM-HANCOCK |  | No Resource (1) | PV | SUN |  | PHOTOVOLTAIC | 2011-01-01 05:00 | Western Massachusetts Electric Company | WMECO | MA | 03 | WMA | WCMA |  | 0 | 0.017 | 0 | 0.017 | 0.01
37754 | NM-QUALITY |  | No Resource (1) | PV | SUN |  | PHOTOVOLTAIC | 2011-01-01 05:00 | Western Massachusetts Electric Company | WMECO | MA | 03 | WMA | WCMA |  | 0 | 0 | 0 | 0 | 0
37755 | NM-WOOD |  | No Resource (1) | PV | SUN |  | PHOTOVOLTAIC | 2011-01-01 05:00 | Western Massachusetts Electric Company | WMECO | MA | 11 | WMA | WCMA |  | 0 | 0.014 | 0 | 0.014 | 0.002
37756 | NM-FOURSTAR |  | No Resource (1) | PV | SUN |  | PHOTOVOLTAIC | 2011-01-01 05:00 | Western Massachusetts Electric Company | WMECO | MA | 11 | WMA | WCMA |  | 0 | 0.02 | 0 | 0.02 | -0.001
37757 | NM-ASTRO |  | No Resource (1) | PV | SUN |  | PHOTOVOLTAIC | 2011-01-01 05:00 | Western Massachusetts Electric Company | WMECO | MA | 13 | WMA | WCMA |  | 0 | 0 | 0 | 0 | 0
37758 | NM-MARLEY |  | No Resource (1) | PV | SUN |  | PHOTOVOLTAIC | 2011-01-01 05:00 | Western Massachusetts Electric Company | WMECO | MA | 15 | WMA | WCMA |  | 0 | 0 | 0 | 0 | 0
37759 | NM-STONE |  | No Resource (1) | WT | WND |  | WIND TURBINE | 2011-01-01 05:00 | Western Massachusetts Electric Company | WMECO | MA | 03 | WMA | WCMA |  | 0.022 | 0 | 0.022 | 0 | 0
37760 | NM-RIVERVIEW |  | No Resource (1) | PV | SUN |  | PHOTOVOLTAIC | 2011-01-01 05:00 | Western Massachusetts Electric Company | WMECO | MA | 03 | WMA | WCMA |  | 0 | 0.006 | 0 | 0.006 | 0.006
37761 | NM-PETRICCA |  | No Resource (1) | PV | SUN |  | PHOTOVOLTAIC | 2011-01-01 05:00 | Western Massachusetts Electric Company | WMECO | MA | 03 | WMA | WCMA |  | 0 | 0 | 0 | 0 | 0
37823 | INDIAN RIVER POWER SUPPLY LLC | 37079 | Indian River Power Supply LLC | HDR | WAT |  | HYDRO (DAILY CYCLE - RUN OF RIVER) | 2011-02-01 05:00 | Swift River Trading Company LLC | SRTC | MA | 13 | WMA | WCMA |  | 0.309 | 0.28 | 0.309 | 0.28 | 0.096
37955 | TRANS MED TYNGSBORO MA PV |  | No Resource (1) | PV | SUN |  | PHOTOVOLTAIC | 2011-03-16 04:00 | Massachusetts Electric Company | MEC | MA | 17 | CMA/NEMA | WCMA |  | 0 | 0.028 | 0 | 0.028 | 0.003
37956 | PH HENBIL BILLERICA MA PV |  | No Resource (1) | PV | SUN |  | PHOTOVOLTAIC | 2011-03-16 04:00 | Massachusetts Electric Company | MEC | MA | 17 | CMA/NEMA | WCMA |  | 0 | 0.01 | 0 | 0.01 | 0.002
37957 | CHELM WTR N CHELMSFORD MA PV |  | No Resource (1) | PV | SUN |  | PHOTOVOLTAIC | 2011-03-16 04:00 | Massachusetts Electric Company | MEC | MA | 17 | CMA/NEMA | WCMA |  | 0 | 0.044 | 0 | 0.044 | -0.002
37958 | PETER W ELEM LOWELL MA PV |  | No Resource (1) | PV | SUN |  | PHOTOVOLTAIC | 2011-03-16 04:00 | Massachusetts Electric Company | MEC | MA | 17 | CMA/NEMA | WCMA |  | 0 | 0.016 | 0 | 0.016 | 0.002
37959 | CIRCLE FIN NEWBURYPORT MA PV |  | No Resource (1) | PV | SUN |  | PHOTOVOLTAIC | 2011-03-16 04:00 | Massachusetts Electric Company | MEC | MA | 09 | BOSTON | NEMA |  | 0 | 0 | 0 | 0 | 0
37965 | BIO-DETEK PAWTUCKET RI PV |  | No Resource (1) | PV | SUN |  | PHOTOVOLTAIC | 2011-03-21 04:00 | The Narragansett Electric Company | NEC | RI | 07 | RI | RI |  | 0 | 0 | 0 | 0 | 0
37966 | LTI HARVARD AP HARVARD MA PV |  | No Resource (1) | PV | SUN |  | PHOTOVOLTAIC | 2011-03-21 04:00 | Massachusetts Electric Company | MEC | MA | 27 | CMA/NEMA | WCMA |  | 0 | 0 | 0 | 0 | 0
37967 | HILLSIDE MARLBOROUGH MA PV |  | No Resource (1) | PV | SUN |  | PHOTOVOLTAIC | 2011-03-21 04:00 | Massachusetts Electric Company | MEC | MA | 17 | CMA/NEMA | WCMA |  | 0 | 0.002 | 0 | 0.002 | 0.002
37968 | LOW MEM AUD LOWELL MA PV |  | No Resource (1) | PV | SUN |  | PHOTOVOLTAIC | 2011-03-21 04:00 | Massachusetts Electric Company | MEC | MA | 17 | CMA/NEMA | WCMA |  | 0 | 0.026 | 0 | 0.026 | 0
37972 | DARTMOUTHBUSPARK_PV_ID1592 |  | No Resource (1) | PV | SUN |  | PHOTOVOLTAIC | 2011-03-23 04:00 | NSTAR Electric Company | NSTAR | MA | 05 | SEMA | SEMA | 57473 | 0 | 0.708 | 0 | 0.708 | 0.057
37973 | GENERAL MILLS METHUEN MA PV |  | No Resource (1) | PV | SUN |  | PHOTOVOLTAIC | 2011-03-24 04:00 | Massachusetts Electric Company | MEC | MA | 09 | BOSTON | NEMA |  | 0 | 0.017 | 0 | 0.017 | 0.004
38083 | ORONO B HYDRO | 38083 | Orono "B" Hydro | HDR | WAT |  | HYDRO (DAILY CYCLE - RUN OF RIVER) | 2013-10-01 04:00 | Black Bear Hydro Partners, LLC | BBHP | ME | 19 | BHE | ME |  | 3.03 | 3.29 | 3.03 | 3.29 | 3.29
38084 | STILLWATER B HYDRO | 38084 | Stillwater "B" Hydro | HDR | WAT |  | HYDRO (DAILY CYCLE - RUN OF RIVER) | 2013-09-20 04:00 | Black Bear Hydro Partners, LLC | BBHP | ME | 19 | BHE | ME |  | 1.638 | 1.487 | 1.638 | 1.487 | 1.487
38173 | SADDLEBACK RIDGE WIND |  | No Resource (1) | WT | WND |  | WIND TURBINE | 2014-12-19 05:00 | Spruce Mountain Wind, LLC | SPRUCE | ME | 07 | ME | ME | 58608 | 0 | 0 | 0 | 0 | 0
38287 | WMA CHESTER SOLAR 1 | 38287 | WMA Chester Solar 1 | PV | SUN |  | PHOTOVOLTAIC | 2014-07-01 04:00 | Vermont Public Power Supply Authority | VPPSA | MA | 13 | WMA | WCMA |  | 0 | 2.078 | 0 | 2.078 | 2.078
38302 | TOWN_OF_CARVER_PV_1763 |  | No Resource (1) | PV | SUN |  | PHOTOVOLTAIC | 2014-09-03 04:00 | NSTAR Electric Company | NSTAR | MA | 05 | SEMA | SEMA |  | 0 | 0 | 0 | 0 | 0
39663 | BARNSTABLE_DPW_ID1545 |  | No Resource (1) | WT | WND |  | WIND TURBINE | 2011-08-01 04:00 | NSTAR Electric Company | NSTAR | MA | 01 | SEMA | SEMA |  | 0.02 | 0.32 | 0.02 | 0.32 | 0.022
39664 | DART_BLDG_SUPPLY_ID1470 |  | No Resource (1) | PV | SUN |  | PHOTOVOLTAIC | 2011-08-01 04:00 | NSTAR Electric Company | NSTAR | MA | 05 | SEMA | SEMA |  | 0 | 0.048 | 0 | 0.048 | 0.007
39665 | YARMOUTH _DPW_ID1740 |  | No Resource (1) | PV | SUN |  | PHOTOVOLTAIC | 2011-08-01 04:00 | NSTAR Electric Company | NSTAR | MA | 01 | SEMA | SEMA |  | 0 | 0.117 | 0 | 0.117 | 0.016
39675 | TURKEY HILL |  | No Resource (1) | PV | SUN |  | PHOTOVOLTAIC | 2011-08-01 04:00 | Fitchburg Gas & Electric Light Company | FGE | MA | 27 | WMA | WCMA |  | 0 | 0.016 | 0 | 0.016 | 0.003
39717 | HI GEAR |  | No Resource (1) | PV | SUN |  | PHOTOVOLTAIC | 2011-10-01 04:00 | Fitchburg Gas & Electric Light Company | FGE | MA | 27 | WMA | WCMA |  | 0 | 0.103 | 0 | 0.103 | 0.003
39722 | GTR_BOSTON_FOODBANKS_ID1628 |  | No Resource (1) | PV | SUN |  | PHOTOVOLTAIC | 2011-10-17 04:00 | NSTAR Electric Company | NSTAR | MA | 25 | BOSTON | NEMA |  | 0 | 0.089 | 0 | 0.089 | 0.006
39724 | EASTERN_AVE_HOLDINGS_PV_ID1652 |  | No Resource (1) | PV | SUN |  | PHOTOVOLTAIC | 2011-10-17 04:00 | NSTAR Electric Company | NSTAR | MA | 25 | BOSTON | NEMA |  | 0 | 0.089 | 0 | 0.089 | 0.007
39738 | MWRA_LORING_RD_ID1400 |  | No Resource (1) | HDR | WAT |  | HYDRO (DAILY CYCLE - RUN OF RIVER) | 2011-11-01 04:00 | NSTAR Electric Company | NSTAR | MA | 17 | BOSTON | NEMA |  | 0.091 | 0.155 | 0.091 | 0.155 | -0.021
40015 | INDIAN ORCHARD SOLAR FACILITY | 38081 | Indian Orchard Solar PV | PV | SUN |  | PHOTOVOLTAIC | 2011-12-01 05:00 | Western Massachusetts Electric Company | WMECO | MA | 13 | WMA | WCMA | 57674 | 0 | 0.803 | 0 | 0.803 | -0.076
40050 | EXETER AGRI ENERGY |  | No Resource (1) | IC | OBG |  | BIO/REFUSE | 2011-12-19 05:00 | Vermont Public Power Supply Authority | VPPSA | ME | 19 | BHE | ME |  | 0.935 | 0.895 | 0.935 | 0.895 | -0.002
40052 | NEW HAVEN HARBOR UNIT 3 | 15477 | New Haven Harbor Units 2, 3, & 4 | GT | KER | NG | OIL COMBUSTION (GAS) TURBINE | 2012-05-30 04:00 | PSEG New Haven, LLC | PSEG-NH | CT | 09 | CT | CT | 6156 | 48.6 | 43.2 | 48.6 | 43.2 | 0
40053 | NEW HAVEN HARBOR UNIT 4 | 15477 | New Haven Harbor Units 2, 3, & 4 | GT | KER | NG | OIL COMBUSTION (GAS) TURBINE | 2012-05-30 04:00 | PSEG New Haven, LLC | PSEG-NH | CT | 09 | CT | CT | 6156 | 48.6 | 43.2 | 48.6 | 43.2 | 0
40054 | JOHNSTON LFG TURBINE PLANT | 14599 | Rhode Island LFG Genco, LLC - ST | CC | LFG |  | BIO/REFUSE | 2013-05-25 04:00 | Rhode Island Engine Genco, LLC | RRIG | RI | 07 | RI | RI | 59254 | 27.891 | 26.43 | 27.891 | 26.43 | 0.067
40066 | OLDBARNST_RD_MASHPEE_PV_ID1798 |  | No Resource (1) | PV | SUN |  | PHOTOVOLTAIC | 2012-01-16 05:00 | NSTAR Electric Company | NSTAR | MA | 01 | SEMA | SEMA |  | 0 | 0.133 | 0 | 0.133 | 0.015
40067 | MARION_DR_KINGSTON_WT_ID1656 |  | No Resource (1) | WT | WND |  | WIND TURBINE | 2012-01-16 05:00 | NSTAR Electric Company | NSTAR | MA | 23 | SEMA | SEMA |  | 0.819 | 0.473 | 0.819 | 0.473 | -0.409
40085 | QUABBIN 1_ORANGE MA PV NET |  | No Resource (1) | PV | SUN |  | PHOTOVOLTAIC | 2012-01-25 05:00 | Massachusetts Electric Company | MEC | MA | 11 | WMA | WCMA |  | 0 | 0 | 0 | 0 | 0
40086 | QUABBIN 2_ORANGE MA PV NET |  | No Resource (1) | PV | SUN |  | PHOTOVOLTAIC | 2012-01-25 05:00 | Massachusetts Electric Company | MEC | MA | 11 | WMA | WCMA |  | 0 | 0 | 0 | 0 | 0
40116 | DELAWARE VALLEY CORP PV |  | No Resource (1) | PV | SUN |  | PHOTOVOLTAIC | 2012-01-31 05:00 | Massachusetts Electric Company | MEC | MA | 17 | CMA/NEMA | WCMA |  | 0 | 0 | 0 | 0 | 0
40119 | WORCESTER STATE COLLEGE PV |  | No Resource (1) | PV | SUN |  | PHOTOVOLTAIC | 2012-01-31 05:00 | Massachusetts Electric Company | MEC | MA | 27 | WMA | WCMA |  | 0 | 0 | 0 | 0 | 0
40137 | BERKSHIRE EAST WIND |  | No Resource (1) | WT | WND |  | WIND TURBINE | 2012-02-03 05:00 | Massachusetts Electric Company | MEC | MA | 11 | WMA | WCMA |  | 0 | 0.263 | 0 | 0.263 | -0.038
40176 | NFM SOLAR POWER, LLC | 38078 | NFM Solar Power, LLC | PV | SUN |  | PHOTOVOLTAIC | 2012-02-18 05:00 | GDF Suez Energy Marketing NA, Inc. | SUEZ | MA | 11 | WMA | WCMA | 58210 | 0 | 0.649 | 0 | 0.649 | 0.042
40194 | MICRON |  | No Resource (1) | PV | SUN |  | PHOTOVOLTAIC | 2012-03-01 05:00 | Fitchburg Gas & Electric Light Company | FGE | MA | 27 | WMA | WCMA |  | 0 | 0 | 0 | 0 | 0
40207 | KEZAR UPPER FALLS | 786 | KEZAR LEDGEMERE COMPOSITE | HDR | WAT |  | HYDRO (DAILY CYCLE - RUN OF RIVER) | 2012-03-01 05:00 | NextEra Energy Power Marketing, LLC | FPLP | ME | 05 | SME | ME | 7668 | 0.28 | 0.118 | 0.28 | 0.118 | -0.136
40208 | KEZAR LOWER FALLS | 786 | KEZAR LEDGEMERE COMPOSITE | HDR | WAT |  | HYDRO (DAILY CYCLE - RUN OF RIVER) | 2012-03-01 05:00 | NextEra Energy Power Marketing, LLC | FPLP | ME | 05 | SME | ME | 7668 | 0.453 | 0.248 | 0.453 | 0.248 | -0.188
40209 | LEDGEMERE | 786 | KEZAR LEDGEMERE COMPOSITE | HDR | WAT |  | HYDRO (DAILY CYCLE - RUN OF RIVER) | 2012-03-01 05:00 | NextEra Energy Power Marketing, LLC | FPLP | ME | 05 | SME | ME | 7668 | 0.235 | 0.057 | 0.235 | 0.057 | -0.095
40225 | MILLIPORE PV - BILLERICA |  | No Resource (1) | PV | SUN |  | PHOTOVOLTAIC | 2012-03-21 04:00 | Massachusetts Electric Company | MEC | MA | 17 | BOSTON | WCMA |  | 0 | 0 | 0 | 0 | 0
40242 | TANTASQUA JR HIGH_PV |  | No Resource (1) | PV | SUN |  | PHOTOVOLTAIC | 2012-03-30 04:00 | Massachusetts Electric Company | MEC | MA | 27 | WMA | WCMA |  | 0 | 0 | 0 | 0 | -0.008
40243 | SOLAR SHOP LLC BLDG 14_PV |  | No Resource (1) | PV | SUN |  | PHOTOVOLTAIC | 2012-03-29 04:00 | Massachusetts Electric Company | MEC | MA | 27 | RI | SEMA |  | 0 | 0.038 | 0 | 0.038 | 0
40244 | SOLAR SHOP LLC BLDG 10_PV |  | No Resource (1) | PV | SUN |  | PHOTOVOLTAIC | 2012-03-29 04:00 | Massachusetts Electric Company | MEC | MA | 27 | RI | SEMA |  | 0 | 0.049 | 0 | 0.049 | 0.001
40246 | HODGES BADGE CO_WIND |  | No Resource (1) | WT | WND |  | WIND TURBINE | 2012-03-30 04:00 | The Narragansett Electric Company | NEC | RI | 05 | SEMA | RI |  | 0 | 0 | 0 | 0 | 0
40247 | QUABBIN BARRE - WIND |  | No Resource (1) | WT | WND |  | WIND TURBINE | 2012-03-29 04:00 | Massachusetts Electric Company | MEC | MA | 27 | WMA | WCMA |  | 0 | 0.406 | 0 | 0.406 | -0.004
40248 | JJ CARROLL WW PLANT_PV |  | No Resource (1) | PV | SUN |  | PHOTOVOLTAIC | 2012-03-27 04:00 | Massachusetts Electric Company | MEC | MA | 27 | CMA/NEMA | WCMA |  | 0 | 0.205 | 0 | 0.205 | -0.009
40249 | WESTBORO SUITES |  | No Resource (1) | PV | SUN |  | PHOTOVOLTAIC | 2012-03-27 04:00 | Massachusetts Electric Company | MEC | MA | 27 | CMA/NEMA | WCMA |  | 0 | 0.006 | 0 | 0.006 | 0
40250 | SHAWS SUPER MARKET |  | No Resource (1) | PV | SUN |  | PHOTOVOLTAIC | 2012-03-28 04:00 | Massachusetts Electric Company | MEC | MA | 27 | WMA | WCMA |  | 0 | 0 | 0 | 0 | 0
40251 | VETERAN HOMESTEAD PV |  | No Resource (1) | PV | SUN |  | PHOTOVOLTAIC | 2012-03-28 04:00 | Massachusetts Electric Company | MEC | MA | 27 | CMA/NEMA | WCMA |  | 0 | 0.003 | 0 | 0.003 | -0.01
40259 | COMMERCE_PK_RD_PV_ID1871 |  | No Resource (1) | PV | SUN |  | PHOTOVOLTAIC | 2012-04-03 04:00 | NSTAR Electric Company | NSTAR | MA | 01 | SEMA | SEMA |  | 0 | 0.131 | 0 | 0.131 | 0.018
40263 | MATOUK TEXTILE WORKS |  | No Resource (1) | PV | SUN |  | PHOTOVOLTAIC | 2012-04-10 04:00 | Massachusetts Electric Company | MEC | MA | 05 | SEMA | SEMA |  | 0 | 0 | 0 | 0 | 0
40270 | TECTA AMERICA |  | No Resource (1) | PV | SUN |  | PHOTOVOLTAIC | 2012-04-10 04:00 | Massachusetts Electric Company | MEC | MA | 17 | BOSTON | WCMA |  | 0 | 0.007 | 0 | 0.007 | -0.017
40327 | FORE RIVER 11 | 1691 | FORE RIVER-1 | CC | NG |  | GAS COMBINED CYCLE | 2003-08-04 04:00 | Calpine Energy Services, LP | CALP | MA | 21 | SEMA | SEMA | 55317 | 416.611 | 362.997 | 416.611 | 362.997 | 0
40328 | FORE RIVER 12 | 1691 | FORE RIVER-1 | CC | NG |  | GAS COMBINED CYCLE | 2003-08-04 04:00 | Calpine Energy Services, LP | CALP | MA | 21 | SEMA | SEMA | 55317 | 421.5 | 362.712 | 421.5 | 362.712 | 0
40338 | MAINE INDEPENDENCE STATION 1 | 1216 | MAINE INDEPENDENCE STATION | CC | NG |  | GAS COMBINED CYCLE | 2000-05-01 04:00 | Dynegy Marketing and Trade, LLC | DMT1 | ME | 19 | BHE | ME | 55068 | 269.138 | 244.138 | 269.138 | 244.138 | 0
40339 | MAINE INDEPENDENCE STATION 2 | 1216 | MAINE INDEPENDENCE STATION | CC | NG |  | GAS COMBINED CYCLE | 2000-05-01 04:00 | Dynegy Marketing and Trade, LLC | DMT1 | ME | 19 | BHE | ME | 55068 | 269.138 | 244.138 | 269.138 | 244.138 | 0
40340 | NEXAMP CAP-WORCESTER ACADEMY |  | No Resource (1) | PV | SUN |  | PHOTOVOLTAIC | 2012-04-17 04:00 | Massachusetts Electric Company | MEC | MA | 27 | CMA/NEMA | WCMA |  | 0 | 0 | 0 | 0 | 0
40342 | VERSO BUCKSPORT G5 |  | No Resource (1) | ST | OBS | NG | BIO/REFUSE | 2012-11-15 05:00 | Verso Maine Energy LLC | VERSO | ME | 09 | BHE | ME | 50243 | 22.265 | 0 | 22.265 | 0 | -22.484
40343 | BULL HILL WIND |  | No Resource (1) | WT | WND |  | WIND TURBINE | 2012-10-27 04:00 | Blue Sky East, LLC | BSE | ME | 09 | BHE | ME | 57083 | 13.458 | 6.457 | 13.458 | 6.457 | 1.483
40365 | EAST ISLAND COMMUNITY - PV |  | No Resource (1) | PV | SUN |  | PHOTOVOLTAIC | 2012-04-25 04:00 | Massachusetts Electric Company | MEC | MA | 09 | CMA/NEMA | WCMA |  | 0 | 0.037 | 0 | 0.037 | 0.001
40482 | DURFEE UNION MILLS BLDG 9 - PV |  | No Resource (1) | PV | SUN |  | PHOTOVOLTAIC | 2012-05-04 04:00 | Massachusetts Electric Company | MEC | MA | 05 | SEMA | SEMA |  | 0 | 0 | 0 | 0 | 0
40483 | TYNGSBOROUGH SPORTS PV |  | No Resource (1) | PV | SUN |  | PHOTOVOLTAIC | 2012-05-11 04:00 | Massachusetts Electric Company | MEC | MA | 17 | CMA/NEMA | WCMA |  | 0 | 0 | 0 | 0 | 0
40484 | BANCROFT SCHOOL PV |  | No Resource (1) | PV | SUN |  | PHOTOVOLTAIC | 2012-05-11 04:00 | Massachusetts Electric Company | MEC | MA | 27 | WMA | WCMA |  | 0 | 0 | 0 | 0 | 0
40485 | LITCHFIELD LEOMINSTER PV |  | No Resource (1) | PV | SUN |  | PHOTOVOLTAIC | 2012-05-16 04:00 | Massachusetts Electric Company | MEC | MA | 27 | WMA | WCMA |  | 0 | 0 | 0 | 0 | 0
40520 | MANCHESTER-BOSTON REGIONAL PV |  | No Resource (1) | PV | SUN |  | PHOTOVOLTAIC | 2012-05-09 04:00 | Public Service Company of New Hampshire | PSNH | NH | 11 | NH | NH |  | 0 | 0 | 0 | 0 | -0.008
40524 | MOUNT WACHUSSETT CC WIND |  | No Resource (1) | WT | WND |  | WIND TURBINE | 2012-05-11 04:00 | Massachusetts Electric Company | MEC | MA | 27 | CMA/NEMA | WCMA | 58025 | 0 | 0 | 0 | 0 | 0
40555 | BLACKCOMB WORC MA PV |  | No Resource (1) | PV | SUN |  | PHOTOVOLTAIC | 2012-05-14 04:00 | Massachusetts Electric Company | MEC | MA | 27 | CMA/NEMA | WCMA |  | 0 | 0.063 | 0 | 0.063 | 0.007
41782 | PAWTUCKET MEMORIAL ELEM SCH |  | No Resource (1) | PV | SUN |  | PHOTOVOLTAIC | 2012-05-25 04:00 | Massachusetts Electric Company | MEC | MA | 17 | CMA/NEMA | WCMA |  | 0 | 0 | 0 | 0 | 0
41783 | PHOENIX FINANCE LLC |  | No Resource (1) | PV | SUN |  | PHOTOVOLTAIC | 2012-05-24 04:00 | Massachusetts Electric Company | MEC | MA | 17 | CMA/NEMA | WCMA |  | 0 | 0.017 | 0 | 0.017 | -0.005
41784 | NANTUCKET HIGH SCHOOL |  | No Resource (1) | PV | SUN |  | PHOTOVOLTAIC | 2012-05-24 04:00 | Massachusetts Electric Company | MEC | MA | 19 | SEMA | SEMA |  | 0 | 0 | 0 | 0 | 0
41806 | NM-PROPEL |  | No Resource (1) | PV | SUN |  | PHOTOVOLTAIC | 2012-06-01 04:00 | Western Massachusetts Electric Company | WMECO | MA | 11 | WMA | WCMA |  | 0 | 0 | 0 | 0 | -0.014
41807 | NM-PITTSFIELD WWTP |  | No Resource (1) | PV | SUN |  | PHOTOVOLTAIC | 2012-06-01 04:00 | Western Massachusetts Electric Company | WMECO | MA | 03 | WMA | WCMA | 59060 | 0 | 0.55 | 0 | 0.55 | -0.103
41808 | NM-MASS DEP |  | No Resource (1) | PV | SUN |  | PHOTOVOLTAIC | 2012-06-01 04:00 | Western Massachusetts Electric Company | WMECO | MA | 13 | WMA | WCMA |  | 0 | 0.006 | 0 | 0.006 | 0.005
41809 | NM-GREENFIELD CC |  | No Resource (1) | PV | SUN |  | PHOTOVOLTAIC | 2012-06-01 04:00 | Western Massachusetts Electric Company | WMECO | MA | 11 | WMA | WCMA |  | 0 | 0 | 0 | 0 | 0
41810 | NM-FULL BLOOM MARKET |  | No Resource (1) | PV | SUN |  | PHOTOVOLTAIC | 2012-06-01 04:00 | Western Massachusetts Electric Company | WMECO | MA | 11 | WMA | WCMA |  | 0 | 0.033 | 0 | 0.033 | 0.033
41811 | NM-BERKSHIRE CC |  | No Resource (1) | PV | SUN |  | PHOTOVOLTAIC | 2012-06-01 04:00 | Western Massachusetts Electric Company | WMECO | MA | 03 | WMA | WCMA |  | 0 | 0 | 0 | 0 | 0
41815 | TIFFANY AND CO - PV |  | No Resource (1) | PV | SUN |  | PHOTOVOLTAIC | 2012-06-15 04:00 | The Narragansett Electric Company | NEC | RI | 07 | RI | RI |  | 0 | 0 | 0 | 0 | 0
41816 | QUABOAG REGIONAL ELEM - PV |  | No Resource (1) | PV | SUN |  | PHOTOVOLTAIC | 2012-06-07 04:00 | Massachusetts Electric Company | MEC | MA | 27 | WMA | WCMA |  | 0 | 0.03 | 0 | 0.03 | 0.002
41819 | US PACK - PV |  | No Resource (1) | PV | SUN |  | PHOTOVOLTAIC | 2012-06-18 04:00 | Massachusetts Electric Company | MEC | MA | 27 | CMA/NEMA | WCMA |  | 0 | 0.023 | 0 | 0.023 | 0.004
41820 | EDMUND TALBOT MS - PV |  | No Resource (1) | PV | SUN |  | PHOTOVOLTAIC | 2012-06-18 04:00 | Massachusetts Electric Company | MEC | MA | 05 | SEMA | SEMA |  | 0 | 0.049 | 0 | 0.049 | 0.009
41821 | NEW ENGLAND TECH WIND |  | No Resource (1) | WT | WND |  | WIND TURBINE | 2012-06-19 04:00 | The Narragansett Electric Company | NEC | RI | 03 | RI | RI |  | 0 | 0 | 0 | 0 | 0
41822 | SOLTAS CBIS INC - PV |  | No Resource (1) | PV | SUN |  | PHOTOVOLTAIC | 2012-06-18 04:00 | Massachusetts Electric Company | MEC | MA | 27 | WMA | WCMA |  | 0 | 0 | 0 | 0 | 0
41827 | TOWN_OF_FAIRHAVEN_WT_ID1663 |  | No Resource (1) | WT | WND |  | WIND TURBINE | 2012-06-13 04:00 | NSTAR Electric Company | NSTAR | MA | 05 | SEMA | SEMA |  | 0.216 | 0 | 0.216 | 0 | -0.272
41828 | TOWN_OF_FAIRHAVEN_WT_ID1664 |  | No Resource (1) | WT | WND |  | WIND TURBINE | 2012-06-13 04:00 | NSTAR Electric Company | NSTAR | MA | 05 | SEMA | SEMA |  | 0.197 | 0.247 | 0.197 | 0.247 | -0.054
41829 | MWRA_ALFORD_ST_WT_ID1638 |  | No Resource (1) | WT | WND |  | WIND TURBINE | 2012-06-13 04:00 | NSTAR Electric Company | NSTAR | MA | 25 | BOSTON | NEMA |  | 0.137 | 0.117 | 0.137 | 0.117 | -0.045
41830 | TOWN_OF_KINGSTON_WT_ID1833 |  | No Resource (1) | WT | WND |  | WIND TURBINE | 2012-06-13 04:00 | NSTAR Electric Company | NSTAR | MA | 23 | SEMA | SEMA | 59022 | 0.269 | 0.161 | 0.269 | 0.161 | 0.153
41833 | JEM ELECTRONIS PV |  | No Resource (1) | PV | SUN |  | PHOTOVOLTAIC | 2012-06-19 04:00 | Massachusetts Electric Company | MEC | MA | 21 | RI | SEMA |  | 0 | 0.034 | 0 | 0.034 | 0.006
41834 | CLARKE DISTRIBUTION PV |  | No Resource (1) | PV | SUN |  | PHOTOVOLTAIC | 2012-06-20 04:00 | Massachusetts Electric Company | MEC | MA | 27 | RI | SEMA |  | 0 | 0.063 | 0 | 0.063 | -0.002
41838 | WEST BROOKFIELD ELEM - PV |  | No Resource (1) | PV | SUN |  | PHOTOVOLTAIC | 2012-06-15 04:00 | Massachusetts Electric Company | MEC | MA | 27 | WMA | WCMA |  | 0 | 0.05 | 0 | 0.05 | 0.002
41839 | ARPIN ASSOCIATES - PV |  | No Resource (1) | PV | SUN |  | PHOTOVOLTAIC | 2012-06-19 04:00 | The Narragansett Electric Company | NEC | RI | 03 | RI | RI |  | 0 | 0 | 0 | 0 | 0
41840 | AERO MANUFACTURING |  | No Resource (1) | PV | SUN |  | PHOTOVOLTAIC | 2012-06-20 04:00 | Massachusetts Electric Company | MEC | MA | 09 | BOSTON | NEMA |  | 0 | 0 | 0 | 0 | 0
41841 | EXAJOULE FRANKLIN PV |  | No Resource (1) | PV | SUN |  | PHOTOVOLTAIC | 2012-06-19 04:00 | Massachusetts Electric Company | MEC | MA | 21 | RI | SEMA |  | 0 | 0.102 | 0 | 0.102 | 0.096
41842 | KB SOLAR LLC - PV |  | No Resource (1) | PV | SUN |  | PHOTOVOLTAIC | 2012-06-18 04:00 | Massachusetts Electric Company | MEC | MA | 27 | CMA/NEMA | WCMA |  | 0 | 0.107 | 0 | 0.107 | 0.004
41843 | NORTHEAST TREATERS |  | No Resource (1) | PV | SUN |  | PHOTOVOLTAIC | 2012-06-19 04:00 | Massachusetts Electric Company | MEC | MA | 15 | WMA | WCMA |  | 0 | 0.039 | 0 | 0.039 | -0.012
41844 | LOWELL TRANSIT MGMT PV |  | No Resource (1) | PV | SUN |  | PHOTOVOLTAIC | 2012-06-19 04:00 | Massachusetts Electric Company | MEC | MA | 17 | CMA/NEMA | WCMA |  | 0 | 0.103 | 0 | 0.103 | 0.009
41845 | TRADER JOES SAUGUS PV |  | No Resource (1) | PV | SUN |  | PHOTOVOLTAIC | 2012-06-19 04:00 | Massachusetts Electric Company | MEC | MA | 09 | BOSTON | NEMA |  | 0 | 0.008 | 0 | 0.008 | 0.008
41846 | KOLLMORGEN PV |  | No Resource (1) | PV | SUN |  | PHOTOVOLTAIC | 2012-06-26 04:00 | Massachusetts Electric Company | MEC | MA | 15 | WMA | WCMA |  | 0 | 0 | 0 | 0 | 0
41847 | FISHERMENS MEMORIAL PARK- WIND |  | No Resource (1) | WT | WND |  | WIND TURBINE | 2012-06-20 04:00 | The Narragansett Electric Company | NEC | RI | 09 | RI | RI |  | 0 | 0 | 0 | 0 | 0
41848 | SOLAR SHOP WHITINSVILLE - PV |  | No Resource (1) | PV | SUN |  | PHOTOVOLTAIC | 2012-06-21 04:00 | Massachusetts Electric Company | MEC | MA | 27 | RI | SEMA |  | 0 | 0.222 | 0 | 0.222 | 0.188
41856 | MASSASOIT COMMUNITY COLLEGE |  | No Resource (1) | PV | SUN |  | PHOTOVOLTAIC | 2012-06-21 04:00 | Massachusetts Electric Company | MEC | MA | 23 | SEMA | SEMA |  | 0 | 0 | 0 | 0 | 0
41857 | HI- GEAR (QF) |  | No Resource (1) | PV | SUN |  | PHOTOVOLTAIC | 2012-07-01 04:00 | Fitchburg Gas & Electric Light Company | FGE | MA | 27 | WMA | WCMA |  | 0 | 0.321 | 0 | 0.321 | 0
41863 | THE WHEELER SCHOOL |  | No Resource (1) | PV | SUN |  | PHOTOVOLTAIC | 2012-06-29 04:00 | Massachusetts Electric Company | MEC | MA | 05 | RI | SEMA |  | 0 | 0.03 | 0 | 0.03 | 0.03
41864 | NM-EHAMPTON MA LANDFILL |  | No Resource (1) | PV | SUN |  | PHOTOVOLTAIC | 2012-07-01 04:00 | Western Massachusetts Electric Company | WMECO | MA | 15 | WMA | WCMA | 58272 | 0 | 0.762 | 0 | 0.762 | -0.098
41866 | LOWES HOME CENTER QUINCY - PV |  | No Resource (1) | PV | SUN |  | PHOTOVOLTAIC | 2012-07-11 04:00 | Massachusetts Electric Company | MEC | MA | 21 | SEMA | SEMA |  | 0 | 0 | 0 | 0 | 0
41867 | SCITUATE TOWN OF WIND |  | No Resource (1) | WT | WND |  | WIND TURBINE | 2012-07-11 04:00 | Massachusetts Electric Company | MEC | MA | 23 | SEMA | SEMA |  | 0 | 0 | 0 | 0 | 0
41868 | AGREEN ENERGY (JORDAN DAIRY) |  | No Resource (1) | IC | OBG |  | BIO/REFUSE | 2012-07-16 04:00 | Massachusetts Electric Company | MEC | MA | 27 | WMA | WCMA |  | 0.273 | 0.359 | 0.273 | 0.359 | 0.167
41870 | EXAJOULE RENEWABLES PV |  | No Resource (1) | PV | SUN |  | PHOTOVOLTAIC | 2012-07-18 04:00 | Massachusetts Electric Company | MEC | MA | 17 | BOSTON | NEMA |  | 0 | 0.158 | 0 | 0.158 | 0.011
41871 | QUABBIN SOLAR - PV |  | No Resource (1) | PV | SUN |  | PHOTOVOLTAIC | 2012-07-18 04:00 | Massachusetts Electric Company | MEC | MA | 27 | WMA | WCMA |  | 0 | 0.399 | 0 | 0.399 | -0.003
41879 | WESTFORD SOLAR 1- PV | 38181 | Westford Solar | PV | SUN |  | PHOTOVOLTAIC | 2012-07-18 04:00 | Massachusetts Electric Company | MEC | MA | 17 | CMA/NEMA | WCMA | 58534 | 0 | 0.45 | 0 | 0.45 | -0.01
41880 | WESTFORD SOLAR 2- PV | 38181 | Westford Solar | PV | SUN |  | PHOTOVOLTAIC | 2012-07-18 04:00 | Massachusetts Electric Company | MEC | MA | 17 | CMA/NEMA | WCMA | 58534 | 0 | 0.438 | 0 | 0.438 | -0.005
41881 | TOWN OF SWAMPSCOTT HS - PV |  | No Resource (1) | PV | SUN |  | PHOTOVOLTAIC | 2012-07-18 04:00 | Massachusetts Electric Company | MEC | MA | 09 | BOSTON | NEMA |  | 0 | 0.156 | 0 | 0.156 | -0.069
41882 | NEXAMP CAP-NASHOBA VALLEY THS |  | No Resource (1) | PV | SUN |  | PHOTOVOLTAIC | 2012-07-10 04:00 | Massachusetts Electric Company | MEC | MA | 17 | CMA/NEMA | WCMA |  | 0 | 0 | 0 | 0 | 0
41921 | M&I REALTY JAMES ST - PV |  | No Resource (1) | PV | SUN |  | PHOTOVOLTAIC | 2012-07-23 04:00 | Massachusetts Electric Company | MEC | MA | 27 | WMA | WCMA |  | 0 | 0 | 0 | 0 | 0
41922 | LIGHTOLIER - WIND |  | No Resource (1) | WT | WND |  | WIND TURBINE | 2012-07-23 04:00 | Massachusetts Electric Company | MEC | MA | 05 | SEMA | SEMA |  | 0.194 | 0.127 | 0.194 | 0.127 | 0.127
41923 | BLACKCOMB SOLAR III-PV |  | No Resource (1) | PV | SUN |  | PHOTOVOLTAIC | 2012-07-23 04:00 | Massachusetts Electric Company | MEC | MA | 27 | RI | SEMA |  | 0 | 0.379 | 0 | 0.379 | 0.002
41924 | COREMARK-PV |  | No Resource (1) | PV | SUN |  | PHOTOVOLTAIC | 2012-07-23 04:00 | Massachusetts Electric Company | MEC | MA | 27 | RI | SEMA |  | 0 | 0.173 | 0 | 0.173 | 0.007
42041 | D.D. BEAN |  | No Resource (1) | HDR | WAT |  | HYDRO (DAILY CYCLE - RUN OF RIVER) | 2012-08-02 04:00 | Constellation NewEnergy, Inc. | CNE | NH | 05 | VT | NH |  | 0 | 0 | 0 | 0 | 0
42043 | SWANSEA WATER DISTRICT |  | No Resource (1) | PV | SUN |  | PHOTOVOLTAIC | 2012-08-06 04:00 | Massachusetts Electric Company | MEC | MA | 05 | RI | SEMA |  | 0 | 0 | 0 | 0 | 0
42045 | NM-GREENFIELD MA LANDFILL |  | No Resource (1) | PV | SUN |  | PHOTOVOLTAIC | 2012-08-01 04:00 | Western Massachusetts Electric Company | WMECO | MA | 11 | WMA | WCMA |  | 0 | 0.635 | 0 | 0.635 | -0.186
42046 | ST. MARYS HIGH SCHOOL |  | No Resource (1) | PV | SUN |  | PHOTOVOLTAIC | 2012-08-06 04:00 | Massachusetts Electric Company | MEC | MA | 25 | BOSTON | NEMA |  | 0 | 0.011 | 0 | 0.011 | 0.006
42048 | TANTASQUA HIGH- PV |  | No Resource (1) | PV | SUN |  | PHOTOVOLTAIC | 2012-08-13 04:00 | Massachusetts Electric Company | MEC | MA | 27 | WMA | WCMA |  | 0 | 0.012 | 0 | 0.012 | 0.012
42050 | PETE'S TIRE BARN |  | No Resource (1) | PV | SUN |  | PHOTOVOLTAIC | 2012-08-06 04:00 | Massachusetts Electric Company | MEC | MA | 11 | WMA | WCMA |  | 0 | 0.065 | 0 | 0.065 | 0.018
42083 | CANTON_LANDFILL_PV_ID1726 |  | No Resource (1) | PV | SUN |  | PHOTOVOLTAIC | 2012-08-23 04:00 | NSTAR Electric Company | NSTAR | MA | 21 | SEMA | SEMA |  | 0 | 2.559 | 0 | 2.559 | 0.177
42091 | QUABOAG REGIONAL HS - PV |  | No Resource (1) | PV | SUN |  | PHOTOVOLTAIC | 2012-08-27 04:00 | Massachusetts Electric Company | MEC | MA | 27 | WMA | WCMA |  | 0 | 0.048 | 0 | 0.048 | 0.002
42092 | TOWN OF SUTTON MA PV |  | No Resource (1) | PV | SUN |  | PHOTOVOLTAIC | 2012-08-27 04:00 | Massachusetts Electric Company | MEC | MA | 27 | CMA/NEMA | WCMA |  | 0 | 0 | 0 | 0 | 0
42104 | HYDEPARKSTORPV_ID1919 |  | No Resource (1) | PV | SUN |  | PHOTOVOLTAIC | 2012-09-01 04:00 | NSTAR Electric Company | NSTAR | MA | 25 | BOSTON | NEMA |  | 0 | 0.059 | 0 | 0.059 | -0.016
42105 | MILLST_NATICKPV_ID1818 |  | No Resource (1) | PV | SUN |  | PHOTOVOLTAIC | 2012-09-01 04:00 | NSTAR Electric Company | NSTAR | MA | 17 | BOSTON | NEMA |  | 0 | 0.07 | 0 | 0.07 | -0.015
42106 | SUBURBANATHLETIC2_ID1637 |  | No Resource (1) | PV | SUN |  | PHOTOVOLTAIC | 2012-09-01 04:00 | NSTAR Electric Company | NSTAR | MA | 17 | BOSTON | NEMA |  | 0 | 0.036 | 0 | 0.036 | 0
42107 | 4M_ALDRINRDPV_ID1856 |  | No Resource (1) | PV | SUN |  | PHOTOVOLTAIC | 2012-09-01 04:00 | NSTAR Electric Company | NSTAR | MA | 23 | SEMA | SEMA |  | 0 | 0.049 | 0 | 0.049 | 0.001
42108 | BROADWAY_RENEWABLE_ID1772 |  | No Resource (1) | PV | SUN |  | PHOTOVOLTAIC | 2012-09-01 04:00 | NSTAR Electric Company | NSTAR | MA | 23 | SEMA | SEMA |  | 0 | 0.382 | 0 | 0.382 | -0.013
42109 | COCHITUATERD_FRAMPV_ID1873 |  | No Resource (1) | PV | SUN |  | PHOTOVOLTAIC | 2012-09-01 04:00 | NSTAR Electric Company | NSTAR | MA | 17 | BOSTON | NEMA |  | 0 | 0.079 | 0 | 0.079 | 0.006
42110 | DOUGLAS_SCHOOLPV_ID1464 |  | No Resource (1) | PV | SUN |  | PHOTOVOLTAIC | 2012-09-01 04:00 | NSTAR Electric Company | NSTAR | MA | 17 | BOSTON | NEMA |  | 0 | 0.034 | 0 | 0.034 | 0.006
42111 | HYANNIS_SELF_STOR_ID1946 |  | No Resource (1) | PV | SUN |  | PHOTOVOLTAIC | 2012-09-01 04:00 | NSTAR Electric Company | NSTAR | MA | 01 | SEMA | SEMA |  | 0 | 0.198 | 0 | 0.198 | 0.03
42112 | POND_ST_ASHLAND_ID1736 |  | No Resource (1) | PV | SUN |  | PHOTOVOLTAIC | 2012-09-01 04:00 | NSTAR Electric Company | NSTAR | MA | 17 | BOSTON | NEMA |  | 0 | 0.185 | 0 | 0.185 | 0.009
42113 | COBSCOOK BAY TEP TGU 1 |  | No Resource (1) | OT | WAT |  | MISC. OTHER | 2012-09-04 04:00 | New Brunswick Energy Marketing Corporation | NBPGC | ME | 29 | BHE | ME |  | 0 | 0 | 0 | 0 | 0
42114 | PUMPKIN HILL | 1258 | BHE SMALL HYDRO COMPOSITE | HDR | WAT |  | HYDRO (DAILY CYCLE - RUN OF RIVER) | 1982-12-01 05:00 | New Brunswick Energy Marketing Corporation | NBPGC | ME | 19 | BHE | ME | 50699 | 0.572 | 0 | 0.572 | 0 | -0.638
42115 | GLC_ACUSHNETLLC_ID1821_1824 |  | No Resource (1) | PV | SUN |  | PHOTOVOLTAIC | 2012-09-01 04:00 | NSTAR Electric Company | NSTAR | MA | 23 | SEMA | SEMA |  | 0 | 1.861 | 0 | 1.861 | 0.025
42116 | DSD_REALTY_TRUST_ID1672 |  | No Resource (1) | PV | SUN |  | PHOTOVOLTAIC | 2012-09-01 04:00 | NSTAR Electric Company | NSTAR | MA | 05 | SEMA | SEMA |  | 0 | 0.5 | 0 | 0.5 | -0.003
42117 | CONST_SOLAR_NORFOLK_ID1846 |  | No Resource (1) | PV | SUN |  | PHOTOVOLTAIC | 2012-09-01 04:00 | NSTAR Electric Company | NSTAR | MA | 21 | RI | SEMA | 57942 | 0 | 0.649 | 0 | 0.649 | 0.003
42118 | CONED_HIXVILLERD_ID1862 |  | No Resource (1) | PV | SUN |  | PHOTOVOLTAIC | 2012-09-01 04:00 | NSTAR Electric Company | NSTAR | MA | 05 | SEMA | SEMA |  | 0 | 1.123 | 0 | 1.123 | 0.071
42123 | KEZAR MIDDLE FALLS | 786 | KEZAR LEDGEMERE COMPOSITE | HDR | WAT |  | HYDRO (DAILY CYCLE - RUN OF RIVER) | 2012-10-01 04:00 | NextEra Energy Power Marketing, LLC | FPLP | ME | 05 | SME | ME |  | 0.057 | 0.076 | 0.057 | 0.076 | 0.01
42135 | 18 PHOENIX PARK BLDG DEAST & F |  | No Resource (1) | PV | SUN |  | PHOTOVOLTAIC | 2012-09-27 04:00 | Massachusetts Electric Company | MEC | MA | 17 | CMA/NEMA | WCMA |  | 0 | 0 | 0 | 0 | 0
42136 | 18 PHOENIX PARK BLDG DEAST & J |  | No Resource (1) | PV | SUN |  | PHOTOVOLTAIC | 2012-09-27 04:00 | Massachusetts Electric Company | MEC | MA | 17 | CMA/NEMA | WCMA |  | 0 | 0 | 0 | 0 | 0
42137 | 18 PHOENIX PARK BLDG DWEST |  | No Resource (1) | PV | SUN |  | PHOTOVOLTAIC | 2012-09-27 04:00 | Massachusetts Electric Company | MEC | MA | 17 | CMA/NEMA | WCMA |  | 0 | 0.017 | 0 | 0.017 | 0
42149 | FAVORITE FOODS PV |  | No Resource (1) | PV | SUN |  | PHOTOVOLTAIC | 2012-10-01 04:00 | Public Service Company of New Hampshire | PSNH | NH | 17 | NH | NH |  | 0 | 0 | 0 | 0 | 0
42155 | LEICESTER HS - BWAY RENEWABLE |  | No Resource (1) | PV | SUN |  | PHOTOVOLTAIC | 2012-10-19 04:00 | Massachusetts Electric Company | MEC | MA | 27 | WMA | WCMA |  | 0 | 0 | 0 | 0 | 0
42156 | UMASS LOWELL LEITCH HALL |  | No Resource (1) | PV | SUN |  | PHOTOVOLTAIC | 2012-10-16 04:00 | Massachusetts Electric Company | MEC | MA | 17 | CMA/NEMA | WCMA |  | 0 | 0 | 0 | 0 | 0
42157 | MILLBROOK RIVERSIDE LLC |  | No Resource (1) | PV | SUN |  | PHOTOVOLTAIC | 2012-10-16 04:00 | Massachusetts Electric Company | MEC | MA | 27 | CMA/NEMA | WCMA |  | 0 | 0 | 0 | 0 | 0
42158 | MOHAWK DRIVE CORPORATION |  | No Resource (1) | PV | SUN |  | PHOTOVOLTAIC | 2012-10-16 04:00 | Massachusetts Electric Company | MEC | MA | 27 | WMA | WCMA |  | 0 | 0.036 | 0 | 0.036 | 0.004
42193 | TRUE NORTH ENERGY A |  | No Resource (1) | PV | SUN |  | PHOTOVOLTAIC | 2012-11-16 05:00 | Massachusetts Electric Company | MEC | MA | 09 | BOSTON | NEMA | 59390 | 0 | 0.601 | 0 | 0.601 | 0.073
42194 | TRUE NORTH ENERGY B |  | No Resource (1) | PV | SUN |  | PHOTOVOLTAIC | 2012-11-16 05:00 | Massachusetts Electric Company | MEC | MA | 09 | BOSTON | NEMA | 59390 | 0 | 0.458 | 0 | 0.458 | -0.045
42195 | TRUE NORTH ENERGY C |  | No Resource (1) | PV | SUN |  | PHOTOVOLTAIC | 2012-11-16 05:00 | Massachusetts Electric Company | MEC | MA | 09 | BOSTON | NEMA | 59390 | 0 | 0.423 | 0 | 0.423 | 0.027
42196 | TRUE NORTH ENERGY D |  | No Resource (1) | PV | SUN |  | PHOTOVOLTAIC | 2012-11-16 05:00 | Massachusetts Electric Company | MEC | MA | 09 | BOSTON | NEMA | 59390 | 0 | 0.541 | 0 | 0.541 | 0.019
42197 | TRUE NORTH ENERGY E |  | No Resource (1) | PV | SUN |  | PHOTOVOLTAIC | 2012-11-16 05:00 | Massachusetts Electric Company | MEC | MA | 09 | BOSTON | NEMA | 59390 | 0 | 0.562 | 0 | 0.562 | 0.059
42201 | MATTHEW KUSS MS |  | No Resource (1) | PV | SUN |  | PHOTOVOLTAIC | 2012-11-07 05:00 | Massachusetts Electric Company | MEC | MA | 05 | SEMA | SEMA |  | 0 | 0 | 0 | 0 | 0
42202 | DR AMP 100 AMES POND - PV |  | No Resource (1) | PV | SUN |  | PHOTOVOLTAIC | 2012-11-07 05:00 | Massachusetts Electric Company | MEC | MA | 17 | CMA/NEMA | WCMA |  | 0 | 0.025 | 0 | 0.025 | 0.016
42203 | WESTFORD SOLAR 3 - PV | 38181 | Westford Solar | PV | SUN |  | PHOTOVOLTAIC | 2012-11-08 05:00 | Massachusetts Electric Company | MEC | MA | 17 | CMA/NEMA | WCMA | 58534 | 0 | 0.463 | 0 | 0.463 | 0.007
42204 | BPV LOWELL |  | No Resource (1) | PV | SUN |  | PHOTOVOLTAIC | 2012-11-08 05:00 | Massachusetts Electric Company | MEC | MA | 17 | CMA/NEMA | WCMA |  | 0 | 0.033 | 0 | 0.033 | 0.003
42205 | SALEM STATE UNIVERSITY |  | No Resource (1) | PV | SUN |  | PHOTOVOLTAIC | 2012-11-09 05:00 | Massachusetts Electric Company | MEC | MA | 09 | BOSTON | NEMA |  | 0 | 0 | 0 | 0 | 0
42212 | DR AMP 200 AMES POND - PV |  | No Resource (1) | PV | SUN |  | PHOTOVOLTAIC | 2012-11-07 05:00 | Massachusetts Electric Company | MEC | MA | 17 | CMA/NEMA | WCMA |  | 0 | 0.028 | 0 | 0.028 | -0.004
42213 | CUMMINGS PROPERTY E GAR |  | No Resource (1) | PV | SUN |  | PHOTOVOLTAIC | 2012-11-08 05:00 | Massachusetts Electric Company | MEC | MA | 09 | BOSTON | NEMA |  | 0 | 0.04 | 0 | 0.04 | 0.04
42214 | ORCHARD MADE PRODUCTS |  | No Resource (1) | PV | SUN |  | PHOTOVOLTAIC | 2012-11-09 05:00 | Massachusetts Electric Company | MEC | MA | 09 | BOSTON | NEMA |  | 0 | 0.012 | 0 | 0.012 | -0.007
42215 | WESTBOROUGH TREATMENT PL BD |  | No Resource (1) | PV | SUN |  | PHOTOVOLTAIC | 2012-11-09 05:00 | Massachusetts Electric Company | MEC | MA | 27 | CMA/NEMA | WCMA |  | 0 | 0 | 0 | 0 | 0
42344 | CAMELOT_WIND_ID1240 |  | No Resource (1) | WT | WND |  | WIND TURBINE | 2012-12-01 05:00 | NSTAR Electric Company | NSTAR | MA | 23 | SEMA | SEMA | 58958 | 0.198 | 0.159 | 0.198 | 0.159 | -0.004
42346 | 3 RIVERS PALMER-SPRINGFLD-PV |  | No Resource (1) | PV | SUN |  | PHOTOVOLTAIC | 2012-12-05 05:00 | Massachusetts Electric Company | MEC | MA | 13 | WMA | WCMA |  | 0 | 0 | 0 | 0 | 0
42347 | CONSTELLATION SOLAR-UXBRG-PV |  | No Resource (1) | PV | SUN |  | PHOTOVOLTAIC | 2012-12-05 05:00 | Massachusetts Electric Company | MEC | MA | 27 | RI | SEMA | 57941 | 0 | 0.83 | 0 | 0.83 | 0.059
42349 | 15 UNION SOLAR LLC-LAWRENCE-PV |  | No Resource (1) | PV | SUN |  | PHOTOVOLTAIC | 2012-12-04 05:00 | Massachusetts Electric Company | MEC | MA | 09 | BOSTON | NEMA |  | 0 | 0.075 | 0 | 0.075 | 0.037
42350 | BARRETT-FRANKLIN-SOLAR |  | No Resource (1) | PV | SUN |  | PHOTOVOLTAIC | 2012-12-05 05:00 | Massachusetts Electric Company | MEC | MA | 21 | RI | SEMA |  | 0 | 0.257 | 0 | 0.257 | 0.019
42351 | OMA GROUP-CHARLTON-PV |  | No Resource (1) | PV | SUN |  | PHOTOVOLTAIC | 2012-12-04 05:00 | Massachusetts Electric Company | MEC | MA | 27 | WMA | WCMA |  | 0 | 0.419 | 0 | 0.419 | -0.016
42352 | OSG SOLAR 1-ORANGE-PV |  | No Resource (1) | PV | SUN |  | PHOTOVOLTAIC | 2012-12-06 05:00 | Massachusetts Electric Company | MEC | MA | 11 | WMA | WCMA |  | 0 | 0.439 | 0 | 0.439 | 0.006
42353 | OSG SOLAR 2-ORANGE-PV |  | No Resource (1) | PV | SUN |  | PHOTOVOLTAIC | 2012-12-06 05:00 | Massachusetts Electric Company | MEC | MA | 11 | WMA | WCMA |  | 0 | 0.439 | 0 | 0.439 | -0.003
42354 | OSG SOLAR 3-ORANGE-PV |  | No Resource (1) | PV | SUN |  | PHOTOVOLTAIC | 2012-12-06 05:00 | Massachusetts Electric Company | MEC | MA | 11 | WMA | WCMA |  | 0 | 0.217 | 0 | 0.217 | 0.001
42355 | CIL CEDAR-MARLBORO-PV |  | No Resource (1) | PV | SUN |  | PHOTOVOLTAIC | 2012-12-07 05:00 | Massachusetts Electric Company | MEC | MA | 17 | CMA/NEMA | WCMA |  | 0 | 0.047 | 0 | 0.047 | 0.047
42356 | LEEWOOD SWIX-HAVERHILL-PV |  | No Resource (1) | PV | SUN |  | PHOTOVOLTAIC | 2012-12-10 05:00 | Massachusetts Electric Company | MEC | MA | 09 | BOSTON | NEMA |  | 0 | 0.125 | 0 | 0.125 | -0.004
42357 | UP BLACKSTONE WWTP-MILLBURY-PV |  | No Resource (1) | PV | SUN |  | PHOTOVOLTAIC | 2012-12-10 05:00 | Massachusetts Electric Company | MEC | MA | 27 | CMA/NEMA | WCMA |  | 0 | 0.126 | 0 | 0.126 | -0.003
42359 | FOREKICKS-MARLBORO-PV |  | No Resource (1) | PV | SUN |  | PHOTOVOLTAIC | 2012-12-11 05:00 | Massachusetts Electric Company | MEC | MA | 17 | CMA/NEMA | WCMA |  | 0 | 0.088 | 0 | 0.088 | 0.008
42360 | 35 LYMAN LLC-NORTHBORO-PV |  | No Resource (1) | PV | SUN |  | PHOTOVOLTAIC | 2012-12-11 05:00 | Massachusetts Electric Company | MEC | MA | 27 | CMA/NEMA | WCMA |  | 0 | 0.092 | 0 | 0.092 | 0.007
42364 | CAPITAL GROUP-SOUTHBORO-PV |  | No Resource (1) | PV | SUN |  | PHOTOVOLTAIC | 2012-12-14 05:00 | Massachusetts Electric Company | MEC | MA | 27 | CMA/NEMA | WCMA |  | 0 | 0.376 | 0 | 0.376 | -0.013
42365 | LOFT 27-LOWELL-PV |  | No Resource (1) | PV | SUN |  | PHOTOVOLTAIC | 2012-12-14 05:00 | Massachusetts Electric Company | MEC | MA | 17 | CMA/NEMA | WCMA |  | 0 | 0.107 | 0 | 0.107 | -0.007
42366 | SOLTAS SPECTOR-LAWRENCE-PV |  | No Resource (1) | PV | SUN |  | PHOTOVOLTAIC | 2012-12-17 05:00 | Massachusetts Electric Company | MEC | MA | 09 | CMA/NEMA | WCMA |  | 0 | 0.149 | 0 | 0.149 | 0
42375 | DEXTER 1 | 392 | DEXTER | CC | NG | DFO | GAS/OIL COMBINED CYCLE | 1990-05-01 04:00 | Algonquin Energy Services Inc. | AESR | CT | 03 | CT | CT | 10567 | 38.363 | 37.839 | 38.363 | 37.839 | -0.205
42376 | DEXTER 2 | 392 | DEXTER | CC | NG |  | GAS COMBINED CYCLE | 1990-05-01 04:00 | Algonquin Energy Services Inc. | AESR | CT | 03 | CT | CT | 10567 | 4.833 | 4.432 | 4.833 | 4.432 | 0.205
42383 | SALEM STATE-SALEM-PV |  | No Resource (1) | PV | SUN |  | PHOTOVOLTAIC | 2012-12-24 05:00 | Massachusetts Electric Company | MEC | MA | 09 | BOSTON | NEMA |  | 0 | 0 | 0 | 0 | 0
42384 | BJS WHOLESALE CLUB LEOMINSTER |  | No Resource (1) | PV | SUN |  | PHOTOVOLTAIC | 2012-12-24 05:00 | Massachusetts Electric Company | MEC | MA | 27 | WMA | WCMA |  | 0 | 0 | 0 | 0 | 0
42385 | CORNER BROOK-MILFORD-PV |  | No Resource (1) | PV | SUN |  | PHOTOVOLTAIC | 2012-12-24 05:00 | Massachusetts Electric Company | MEC | MA | 27 | RI | SEMA |  | 0 | 0.056 | 0 | 0.056 | 0.001
42394 | WINDENERGYDEV-NKINGSTOWN-WIND |  | No Resource (1) | WT | WND |  | WIND TURBINE | 2013-01-02 05:00 | The Narragansett Electric Company | NEC | RI | 09 | RI | RI |  | 0.187 | 0.134 | 0.187 | 0.134 | -0.056
42411 | EXTRA SPACE-PLAINVILLE-PV |  | No Resource (1) | PV | SUN |  | PHOTOVOLTAIC | 2013-01-14 05:00 | Massachusetts Electric Company | MEC | MA | 21 | RI | SEMA |  | 0 | 0.04 | 0 | 0.04 | 0.04
42412 | EXTRA SPACE-SAUGUS-PV |  | No Resource (1) | PV | SUN |  | PHOTOVOLTAIC | 2013-01-16 05:00 | Massachusetts Electric Company | MEC | MA | 09 | BOSTON | NEMA |  | 0 | 0.039 | 0 | 0.039 | 0.007
42413 | 35 LYMAN LLC - ACTIVE |  | No Resource (1) | PV | SUN |  | PHOTOVOLTAIC | 2013-01-14 05:00 | Massachusetts Electric Company | MEC | MA | 27 | CMA/NEMA | WCMA |  | 0 | 0.023 | 0 | 0.023 | 0.023
42414 | NE ELECTRO-FALL RIVER-PV |  | No Resource (1) | PV | SUN |  | PHOTOVOLTAIC | 2013-01-11 05:00 | Massachusetts Electric Company | MEC | MA | 05 | SEMA | SEMA |  | 0 | 0.016 | 0 | 0.016 | -0.01
42424 | IPSWICH WIND II |  | No Resource (1) | WT | WND |  | WIND TURBINE | 2013-01-09 05:00 | Ipswich Municipal Light Department | IMLD | MA | 09 | BOSTON | NEMA | 59023 | 0.313 | 0.152 | 0.313 | 0.152 | 0.007
42431 | SOLECT PLUMBING-NORWELL-PV |  | No Resource (1) | PV | SUN |  | PHOTOVOLTAIC | 2013-01-11 05:00 | Massachusetts Electric Company | MEC | MA | 23 | SEMA | SEMA |  | 0 | 0.049 | 0 | 0.049 | -0.003
42432 | VAUGHN CORP-SALISBURY-PV |  | No Resource (1) | PV | SUN |  | PHOTOVOLTAIC | 2013-01-11 05:00 | Massachusetts Electric Company | MEC | MA | 09 | BOSTON | NEMA |  | 0 | 0.031 | 0 | 0.031 | 0.003
42433 | BETHANY CHURCH-MENDON-PV |  | No Resource (1) | PV | SUN |  | PHOTOVOLTAIC | 2013-01-14 05:00 | Massachusetts Electric Company | MEC | MA | 27 | RI | SEMA |  | 0 | 0.029 | 0 | 0.029 | -0.001
42438 | EXTRA SPACE-NORTHBORO-PV |  | No Resource (1) | PV | SUN |  | PHOTOVOLTAIC | 2013-01-18 05:00 | Massachusetts Electric Company | MEC | MA | 27 | CMA/NEMA | WCMA |  | 0 | 0.038 | 0 | 0.038 | 0.005
42439 | CITY OF BROCKTON-SWANSEA-PV1 |  | No Resource (1) | PV | SUN |  | PHOTOVOLTAIC | 2013-01-18 05:00 | Massachusetts Electric Company | MEC | MA | 05 | SEMA | SEMA |  | 0 | 0.52 | 0 | 0.52 | 0.034
42440 | CITY OF BROCKTON-SWANSEA-PV2 |  | No Resource (1) | PV | SUN |  | PHOTOVOLTAIC | 2013-01-18 05:00 | Massachusetts Electric Company | MEC | MA | 05 | SEMA | SEMA |  | 0 | 0.77 | 0 | 0.77 | 0.051
42443 | WAL-MART LUN (PV) |  | No Resource (1) | PV | SUN |  | PHOTOVOLTAIC | 2013-01-23 05:00 | Fitchburg Gas & Electric Light Company | FGE | MA | 27 | WMA | WCMA |  | 0 | 0 | 0 | 0 | 0
42444 | MRTA (PV) |  | No Resource (1) | PV | SUN |  | PHOTOVOLTAIC | 2013-01-23 05:00 | Fitchburg Gas & Electric Light Company | FGE | MA | 27 | WMA | WCMA |  | 0 | 0.019 | 0 | 0.019 | 0.012
42448 | CITY OF GLOUCESTER 1 - WIND |  | No Resource (1) | WT | WND |  | WIND TURBINE | 2013-02-06 05:00 | Massachusetts Electric Company | MEC | MA | 09 | BOSTON | NEMA |  | 0.395 | 0.127 | 0.395 | 0.127 | 0.009
42449 | CITY OF GLOUCESTER 2 - WIND |  | No Resource (1) | WT | WND |  | WIND TURBINE | 2013-02-06 05:00 | Massachusetts Electric Company | MEC | MA | 09 | BOSTON | NEMA |  | 0.274 | 0.106 | 0.274 | 0.106 | -0.053
42482 | CITY_OF_WALTHAM_PV_ID1805 |  | No Resource (1) | PV | SUN |  | PHOTOVOLTAIC | 2013-02-15 05:00 | NSTAR Electric Company | NSTAR | MA | 17 | BOSTON | NEMA |  | 0 | 0.072 | 0 | 0.072 | 0.016
42483 | FIRST_HIGHLAND_PV_ID2021 |  | No Resource (1) | PV | SUN |  | PHOTOVOLTAIC | 2013-02-15 05:00 | NSTAR Electric Company | NSTAR | MA | 25 | BOSTON | NEMA |  | 0 | 0.346 | 0 | 0.346 | -0.043
42484 | UNITEDSALVAGE_PV_ID1966 |  | No Resource (1) | PV | SUN |  | PHOTOVOLTAIC | 2013-02-15 05:00 | NSTAR Electric Company | NSTAR | MA | 17 | BOSTON | NEMA |  | 0 | 0.213 | 0 | 0.213 | 0.082
42485 | SOLCHEMY_PV_ID1969 |  | No Resource (1) | PV | SUN |  | PHOTOVOLTAIC | 2013-02-15 05:00 | NSTAR Electric Company | NSTAR | MA | 07 | SEMA | SEMA |  | 0 | 0.118 | 0 | 0.118 | 0.03
42486 | AIRPORT_WAY_PV_ID1875 |  | No Resource (1) | PV | SUN |  | PHOTOVOLTAIC | 2013-02-15 05:00 | NSTAR Electric Company | NSTAR | MA | 01 | SEMA | SEMA |  | 0 | 0.633 | 0 | 0.633 | 0.096
42487 | BILL_BENNETT_PV_ID1967 |  | No Resource (1) | PV | SUN |  | PHOTOVOLTAIC | 2013-02-15 05:00 | NSTAR Electric Company | NSTAR | MA | 07 | SEMA | SEMA |  | 0 | 0.387 | 0 | 0.387 | 0.141
42495 | VARIANSEMICON-GLOUCESTER-WT |  | No Resource (1) | WT | WND |  | WIND TURBINE | 2013-02-21 05:00 | Massachusetts Electric Company | MEC | MA | 09 | BOSTON | NEMA |  | 0 | 0 | 0 | 0 | 0
42496 | HANOVER SOLAR-LEICESTER-PV |  | No Resource (1) | PV | SUN |  | PHOTOVOLTAIC | 2013-02-22 05:00 | Massachusetts Electric Company | MEC | MA | 27 | WMA | WCMA |  | 0 | 0.363 | 0 | 0.363 | -0.077
42497 | WESTFORD SOLAR 4- PV | 38181 | Westford Solar | PV | SUN |  | PHOTOVOLTAIC | 2013-02-21 05:00 | Massachusetts Electric Company | MEC | MA | 17 | CMA/NEMA | WCMA | 58534 | 0 | 0.444 | 0 | 0.444 | -0.008
42504 | BERKSHIRE SREG-GT BARRGTN-PV |  | No Resource (1) | PV | SUN |  | PHOTOVOLTAIC | 2013-02-25 05:00 | Massachusetts Electric Company | MEC | MA | 03 | WMA | WCMA |  | 0 | 0 | 0 | 0 | 0
42505 | CUMMINGS 1000-BEVERLY-PV |  | No Resource (1) | PV | SUN |  | PHOTOVOLTAIC | 2013-02-28 05:00 | Massachusetts Electric Company | MEC | MA | 09 | BOSTON | NEMA |  | 0 | 0.083 | 0 | 0.083 | -0.002
42597 | GPT JACLEN-BEVERLY-CHP |  | No Resource (1) | IC | NG |  | GAS INTERNAL COMBUSTION | 2013-03-26 04:00 | Massachusetts Electric Company | MEC | MA | 09 | BOSTON | NEMA |  | 0 | 0 | 0 | 0 | 0
42598 | NEW BARRE HYDRO | 852 | SOUTH BARRE HYDRO | HDR | WAT |  | HYDRO (DAILY CYCLE - RUN OF RIVER) | 2013-04-02 04:00 | Massachusetts Municipal Wholesale Electric Company | MMWEC | MA | 27 | WMA | WCMA |  | 0.047 | 0 | 0.047 | 0 | 0
42599 | MAPREMCT-97GREEN-02035-PV |  | No Resource (1) | PV | SUN |  | PHOTOVOLTAIC | 2013-04-04 04:00 | Massachusetts Electric Company | MEC | MA | 21 | RI | SEMA |  | 0 | 0.052 | 0 | 0.052 | 0.002
42600 | HOOSACVALREG-0ORCHARD-01225-PV |  | No Resource (1) | PV | SUN |  | PHOTOVOLTAIC | 2013-04-04 04:00 | Massachusetts Electric Company | MEC | MA | 03 | WMA | WCMA |  | 0 | 0.081 | 0 | 0.081 | 0.014
42601 | CARLSTROMPM-65FISHER-0158-PV |  | No Resource (1) | PV | SUN |  | PHOTOVOLTAIC | 2013-04-04 04:00 | Massachusetts Electric Company | MEC | MA | 27 | CMA/NEMA | WCMA |  | 0 | 0.2 | 0 | 0.2 | 0.007
42602 | KEYPOLYMER-1 JACOB-01843-PV |  | No Resource (1) | PV | SUN |  | PHOTOVOLTAIC | 2013-04-05 04:00 | Massachusetts Electric Company | MEC | MA | 09 | CMA/NEMA | WCMA |  | 0 | 0.112 | 0 | 0.112 | 0.049
42603 | BARRE1-750BARRE-01005-PV |  | No Resource (1) | PV | SUN |  | PHOTOVOLTAIC | 2013-04-05 04:00 | Massachusetts Electric Company | MEC | MA | 27 | WMA | WCMA |  | 0 | 0.343 | 0 | 0.343 | 0.016
42611 | AUBUCHON-95AUBUCHON-01473-PV |  | No Resource (1) | PV | SUN |  | PHOTOVOLTAIC | 2013-04-10 04:00 | Massachusetts Electric Company | MEC | MA | 27 | CMA/NEMA | WCMA |  | 0 | 0.116 | 0 | 0.116 | 0.022
42612 | NPPDEVELOP-370PATRIOT-02035-PV |  | No Resource (1) | PV | SUN |  | PHOTOVOLTAIC | 2013-04-10 04:00 | Massachusetts Electric Company | MEC | MA | 21 | RI | SEMA |  | 0 | 0.229 | 0 | 0.229 | 0.013
42613 | AMERICOLD-0PEW-01930-PV |  | No Resource (1) | PV | SUN |  | PHOTOVOLTAIC | 2013-04-10 04:00 | Massachusetts Electric Company | MEC | MA | 09 | BOSTON | NEMA |  | 0 | 0 | 0 | 0 | 0
42631 | CABRAL-247BAKER-02777-PV |  | No Resource (1) | PV | SUN |  | PHOTOVOLTAIC | 2013-04-12 04:00 | Massachusetts Electric Company | MEC | MA | 05 | SEMA | SEMA |  | 0 | 0.231 | 0 | 0.231 | 0.029
42632 | ALPHA GRAINGER-02038PV250NM |  | No Resource (1) | PV | SUN |  | PHOTOVOLTAIC | 2013-04-12 04:00 | Massachusetts Electric Company | MEC | MA | 21 | RI | SEMA |  | 0 | 0 | 0 | 0 | 0
42633 | NORTHBORSPORTS-01532PV300NM |  | No Resource (1) | PV | SUN |  | PHOTOVOLTAIC | 2013-04-12 04:00 | Massachusetts Electric Company | MEC | MA | 27 | CMA/NEMA | WCMA |  | 0 | 0.061 | 0 | 0.061 | 0.033
42641 | NATICKMEMORIALSCHOOL_PV_ID1892 |  | No Resource (1) | PV | SUN |  | PHOTOVOLTAIC | 2013-04-22 04:00 | NSTAR Electric Company | NSTAR | MA | 17 | BOSTON | NEMA |  | 0 | 0.043 | 0 | 0.043 | 0.002
42812 | PEGASUS_PV_ID1809 |  | No Resource (1) | PV | SUN |  | PHOTOVOLTAIC | 2013-05-01 04:00 | NSTAR Electric Company | NSTAR | MA | 05 | SEMA | SEMA |  | 0 | 0.441 | 0 | 0.441 | 0.007
42813 | BIG Y FOODS-02038PV250NM |  | No Resource (1) | PV | SUN |  | PHOTOVOLTAIC | 2013-05-01 04:00 | Massachusetts Electric Company | MEC | MA | 21 | RI | SEMA |  | 0 | 0 | 0 | 0 | 0
42814 | SWANSEA REALTY-02777PV185NM |  | No Resource (1) | PV | SUN |  | PHOTOVOLTAIC | 2013-05-01 04:00 | Massachusetts Electric Company | MEC | MA | 05 | RI | SEMA |  | 0 | 0 | 0 | 0 | 0
42815 | WILLETTE REALTY-02762PV225NM |  | No Resource (1) | PV | SUN |  | PHOTOVOLTAIC | 2013-05-02 04:00 | Massachusetts Electric Company | MEC | MA | 21 | RI | SEMA |  | 0 | 0.027 | 0 | 0.027 | -0.003
42816 | JAY CASHMAN-02169PV155NM |  | No Resource (1) | PV | SUN |  | PHOTOVOLTAIC | 2013-05-02 04:00 | Massachusetts Electric Company | MEC | MA | 21 | SEMA | SEMA |  | 0 | 0 | 0 | 0 | 0
42817 | IKEA 158-0223PV520NM |  | No Resource (1) | PV | SUN |  | PHOTOVOLTAIC | 2013-05-06 04:00 | Massachusetts Electric Company | MEC | MA | 21 | SEMA | SEMA |  | 0 | 0 | 0 | 0 | 0
42819 | CUMMINGS PROP 1-0195PV224NM |  | No Resource (1) | PV | SUN |  | PHOTOVOLTAIC | 2013-05-06 04:00 | Massachusetts Electric Company | MEC | MA | 09 | BOSTON | NEMA |  | 0 | 0.065 | 0 | 0.065 | 0.022
42820 | CUMMINGS PROP 2-01915PV224NM |  | No Resource (1) | PV | SUN |  | PHOTOVOLTAIC | 2013-05-08 04:00 | Massachusetts Electric Company | MEC | MA | 09 | BOSTON | NEMA |  | 0 | 0.084 | 0 | 0.084 | 0.031
42821 | GLC-MA ACUSHNET_PV_ID2109 |  | No Resource (1) | PV | SUN |  | PHOTOVOLTAIC | 2013-05-01 04:00 | NSTAR Electric Company | NSTAR | MA | 05 | SEMA | SEMA |  | 0 | 0.27 | 0 | 0.27 | 0.058
42822 | CARDINAL SHOE-01840PV250NM |  | No Resource (1) | PV | SUN |  | PHOTOVOLTAIC | 2013-05-02 04:00 | Massachusetts Electric Company | MEC | MA | 09 | CMA/NEMA | WCMA |  | 0 | 0.039 | 0 | 0.039 | 0.01
42823 | WALDEN LIBERTY-02038PV231NM |  | No Resource (1) | PV | SUN |  | PHOTOVOLTAIC | 2013-05-06 04:00 | Massachusetts Electric Company | MEC | MA | 21 | RI | SEMA |  | 0 | 0.055 | 0 | 0.055 | -0.003
42893 | BISCO FALLS HYDRO |  | No Resource (1) | HDR | WAT |  | HYDRO (DAILY CYCLE - RUN OF RIVER) | 2013-05-08 04:00 | Union Atlantic Electricity | UNION | ME | 17 | ME | ME |  | 0.023 | 0.021 | 0.023 | 0.021 | -0.008
43256 | SANDYWOODS-02878WT275NM |  | No Resource (1) | WT | WND |  | WIND TURBINE | 2013-05-17 04:00 | The Narragansett Electric Company | NEC | MA | 05 | SEMA | RI |  | 0 | 0.008 | 0 | 0.008 | -0.013
43257 | LEICESTER MS C-01524PV100NM |  | No Resource (1) | PV | SUN |  | PHOTOVOLTAIC | 2013-05-20 04:00 | Massachusetts Electric Company | MEC | MA | 27 | WMA | WCMA |  | 0 | 0.025 | 0 | 0.025 | 0.007
43262 | BERKSHIRE SCHL-01257PV1750NM |  | No Resource (1) | PV | SUN |  | PHOTOVOLTAIC | 2013-05-16 04:00 | Massachusetts Electric Company | MEC | MA | 03 | WMA | WCMA | 58624 | 0 | 0.014 | 0 | 0.014 | 0.014
43263 | JF WHITE-02702PV86NM |  | No Resource (1) | PV | SUN |  | PHOTOVOLTAIC | 2013-05-16 04:00 | Massachusetts Electric Company | MEC | MA | 21 | SEMA | SEMA |  | 0 | 0.007 | 0 | 0.007 | 0.007
43267 | PLANET SUBARU-02339PV75NM |  | No Resource (1) | PV | SUN |  | PHOTOVOLTAIC | 2013-05-17 04:00 | Massachusetts Electric Company | MEC | MA | 23 | RI | SEMA |  | 0 | 0 | 0 | 0 | 0
43269 | SIGN DESIGN-02301PV95NM |  | No Resource (1) | PV | SUN |  | PHOTOVOLTAIC | 2013-05-17 04:00 | Massachusetts Electric Company | MEC | MA | 23 | SEMA | SEMA |  | 0 | 0 | 0 | 0 | 0
43270 | LEICESTER MS A-01524PV100NM |  | No Resource (1) | PV | SUN |  | PHOTOVOLTAIC | 2013-05-20 04:00 | Massachusetts Electric Company | MEC | MA | 27 | WMA | WCMA |  | 0 | 0.028 | 0 | 0.028 | 0.003
43409 | GLC-MA ACUSHNET_PV_ID1827 |  | No Resource (1) | PV | SUN |  | PHOTOVOLTAIC | 2013-05-23 04:00 | NSTAR Electric Company | NSTAR | MA | 05 | SEMA | SEMA |  | 0 | 0.557 | 0 | 0.557 | 0.044
43411 | S BARRE-01005PV800NM |  | No Resource (1) | PV | SUN |  | PHOTOVOLTAIC | 2013-05-29 04:00 | Massachusetts Electric Company | MEC | MA | 27 | WMA | WCMA |  | 0 | 0.402 | 0 | 0.402 | 0.021
43416 | MIG ACTON-01581PV260NM |  | No Resource (1) | PV | SUN |  | PHOTOVOLTAIC | 2013-06-12 04:00 | Massachusetts Electric Company | MEC | MA | 27 | CMA/NEMA | WCMA |  | 0 | 0.061 | 0 | 0.061 | -0.009
43417 | WORCESTER SCHL-01602PV135NM |  | No Resource (1) | PV | SUN |  | PHOTOVOLTAIC | 2013-06-12 04:00 | Massachusetts Electric Company | MEC | MA | 27 | CMA/NEMA | WCMA |  | 0 | 0 | 0 | 0 | 0
43418 | FALLON AMB-02169PV116NM |  | No Resource (1) | PV | SUN |  | PHOTOVOLTAIC | 2013-06-12 04:00 | Massachusetts Electric Company | MEC | MA | 21 | SEMA | SEMA |  | 0 | 0 | 0 | 0 | 0
43420 | BANNER MOLD-01453PV111NM |  | No Resource (1) | PV | SUN |  | PHOTOVOLTAIC | 2013-06-14 04:00 | Massachusetts Electric Company | MEC | MA | 27 | WMA | WCMA |  | 0 | 0.001 | 0 | 0.001 | 0.001
43422 | EPG SOLAR 1 - 01550PV1500NM |  | No Resource (1) | PV | SUN |  | PHOTOVOLTAIC | 2013-06-12 04:00 | Massachusetts Electric Company | MEC | MA | 27 | WMA | WCMA |  | 0 | 0.626 | 0 | 0.626 | 0.094
43423 | EPG SOLAR 2 - 01550PV1500NM |  | No Resource (1) | PV | SUN |  | PHOTOVOLTAIC | 2013-06-12 04:00 | Massachusetts Electric Company | MEC | MA | 27 | WMA | WCMA |  | 0 | 0.649 | 0 | 0.649 | -0.058
43424 | PINGREE SCHL - 01982PV200NM |  | No Resource (1) | PV | SUN |  | PHOTOVOLTAIC | 2013-06-14 04:00 | Massachusetts Electric Company | MEC | MA | 09 | BOSTON | NEMA |  | 0 | 0.005 | 0 | 0.005 | 0.005
43425 | NPP DEV - 02035PV125NM |  | No Resource (1) | PV | SUN |  | PHOTOVOLTAIC | 2013-06-14 04:00 | Massachusetts Electric Company | MEC | MA | 21 | RI | SEMA |  | 0 | 0.046 | 0 | 0.046 | 0.002
43426 | ABBOTT MILL - 01886PV235NM |  | No Resource (1) | PV | SUN |  | PHOTOVOLTAIC | 2013-06-17 04:00 | Massachusetts Electric Company | MEC | MA | 17 | CMA/NEMA | WCMA |  | 0 | 0.104 | 0 | 0.104 | 0.003
43489 | BOST SCIENT-02171PV1100NM |  | No Resource (1) | PV | SUN |  | PHOTOVOLTAIC | 2013-07-03 04:00 | Massachusetts Electric Company | MEC | MA | 21 | SEMA | SEMA | 57992 | 0 | 0 | 0 | 0 | 0
43491 | 146 CAMPANELLI-02072PV332NM |  | No Resource (1) | PV | SUN |  | PHOTOVOLTAIC | 2013-07-03 04:00 | Massachusetts Electric Company | MEC | MA | 21 | SEMA | SEMA |  | 0 | 0.141 | 0 | 0.141 | 0.014
43492 | NARR BAY - 02903WT4500NM |  | No Resource (1) | WT | WND |  | WIND TURBINE | 2013-07-09 04:00 | The Narragansett Electric Company | NEC | RI | 07 | RI | RI |  | 0 | 0 | 0 | 0 | 0
43509 | DOUGLAS SOLAR-01516PV2000NM |  | No Resource (1) | PV | SUN |  | PHOTOVOLTAIC | 2013-07-15 04:00 | Massachusetts Electric Company | MEC | MA | 27 | RI | SEMA | 57934 | 0 | 1.048 | 0 | 1.048 | 0.066
43510 | SANDF MGMNT-02725PV623NM |  | No Resource (1) | PV | SUN |  | PHOTOVOLTAIC | 2013-07-15 04:00 | Massachusetts Electric Company | MEC | MA | 05 | RI | SEMA |  | 0 | 0.239 | 0 | 0.239 | -0.002
43512 | WEST GREENWICH - 02817PV2000DG |  | No Resource (1) | PV | SUN |  | PHOTOVOLTAIC | 2013-07-18 04:00 | The Narragansett Electric Company | NEC | RI | 03 | RI | RI |  | 0 | 0.934 | 0 | 0.934 | 0.067
43527 | STUART THOMAS - 02842PV500DG |  | No Resource (1) | PV | SUN |  | PHOTOVOLTAIC | 2013-07-18 04:00 | The Narragansett Electric Company | NEC | RI | 05 | SEMA | RI |  | 0 | 0.213 | 0 | 0.213 | 0.038
43528 | EXTRA SPC MGMT-02035PV102NM |  | No Resource (1) | PV | SUN |  | PHOTOVOLTAIC | 2013-07-22 04:00 | Massachusetts Electric Company | MEC | MA | 21 | RI | SEMA |  | 0 | 0.026 | 0 | 0.026 | 0
43529 | CREEDON AND CO-01604PV110NM |  | No Resource (1) | PV | SUN |  | PHOTOVOLTAIC | 2013-07-22 04:00 | Massachusetts Electric Company | MEC | MA | 27 | CMA/NEMA | WCMA |  | 0 | 0.012 | 0 | 0.012 | -0.002
43531 | 28 HASTINGS - 01756PV100NM |  | No Resource (1) | PV | SUN |  | PHOTOVOLTAIC | 2013-07-22 04:00 | Massachusetts Electric Company | MEC | MA | 27 | RI | SEMA |  | 0 | 0.038 | 0 | 0.038 | 0.022
43556 | CALLAHAN - 02324PV110NM |  | No Resource (1) | PV | SUN |  | PHOTOVOLTAIC | 2013-08-05 04:00 | Massachusetts Electric Company | MEC | MA | 23 | SEMA | SEMA |  | 0 | 0.01 | 0 | 0.01 | 0.004
43557 | BRDGWTR RECYCLE-02324PV96NM |  | No Resource (1) | PV | SUN |  | PHOTOVOLTAIC | 2013-08-05 04:00 | Massachusetts Electric Company | MEC | MA | 23 | SEMA | SEMA |  | 0 | 0.045 | 0 | 0.045 | 0.004
43558 | COMMERCE GRN-02339PV100NM |  | No Resource (1) | PV | SUN |  | PHOTOVOLTAIC | 2013-08-05 04:00 | Massachusetts Electric Company | MEC | MA | 23 | SEMA | SEMA |  | 0 | 0.032 | 0 | 0.032 | 0
43572 | JDH_SOLAR_SYSTEMS_PV_2221 |  | No Resource (1) | PV | SUN |  | PHOTOVOLTAIC | 2013-08-01 04:00 | NSTAR Electric Company | NSTAR | MA | 23 | SEMA | SEMA |  | 0 | 0.242 | 0 | 0.242 | 0.035
43573 | NEW_ENGLAND_RESINS_PV_2309 |  | No Resource (1) | PV | SUN |  | PHOTOVOLTAIC | 2013-08-01 04:00 | NSTAR Electric Company | NSTAR | MA | 17 | BOSTON | NEMA |  | 0 | 0.188 | 0 | 0.188 | 0.016
43574 | TOWN_OF_FAIRHAVEN_LF_PV_1714 |  | No Resource (1) | PV | SUN |  | PHOTOVOLTAIC | 2013-08-05 04:00 | NSTAR Electric Company | NSTAR | MA | 05 | SEMA | SEMA |  | 0 | 0.189 | 0 | 0.189 | 0.053
43575 | NE_ELEMENTARY_WALTHAM_PV_1872 |  | No Resource (1) | PV | SUN |  | PHOTOVOLTAIC | 2013-08-05 04:00 | NSTAR Electric Company | NSTAR | MA | 17 | BOSTON | NEMA |  | 0 | 0.114 | 0 | 0.114 | 0.012
43576 | GLC_ACUSHNET_PV_1888 |  | No Resource (1) | PV | SUN |  | PHOTOVOLTAIC | 2013-08-05 04:00 | NSTAR Electric Company | NSTAR | MA | 05 | SEMA | SEMA |  | 0 | 0.507 | 0 | 0.507 | 0.028
43577 | GLC_ACUSHNET_PV_1889 |  | No Resource (1) | PV | SUN |  | PHOTOVOLTAIC | 2013-08-05 04:00 | NSTAR Electric Company | NSTAR | MA | 05 | SEMA | SEMA |  | 0 | 0.383 | 0 | 0.383 | 0.027
43578 | GLC_ACUSHNET_PV_1890 |  | No Resource (1) | PV | SUN |  | PHOTOVOLTAIC | 2013-08-05 04:00 | NSTAR Electric Company | NSTAR | MA | 05 | SEMA | SEMA |  | 0 | 0.508 | 0 | 0.508 | 0.038
43579 | GOIS_SOLAR_ONE_PV_2040 |  | No Resource (1) | PV | SUN |  | PHOTOVOLTAIC | 2013-08-05 04:00 | NSTAR Electric Company | NSTAR | MA | 17 | BOSTON | NEMA |  | 0 | 0.386 | 0 | 0.386 | 0.011
43586 | COMTRAN CABLE-02864PV400DG |  | No Resource (1) | PV | SUN |  | PHOTOVOLTAIC | 2013-08-15 04:00 | The Narragansett Electric Company | NEC | RI | 07 | RI | RI |  | 0 | 0.217 | 0 | 0.217 | 0.006
43587 | TRAVIS_HOSPITALITY_PV_2239 |  | No Resource (1) | PV | SUN |  | PHOTOVOLTAIC | 2013-08-21 04:00 | NSTAR Electric Company | NSTAR | MA | 01 | SEMA | SEMA |  | 0 | 0.066 | 0 | 0.066 | 0.02
43603 | WORC GEAR AND RACK-01537PV95NM |  | No Resource (1) | PV | SUN |  | PHOTOVOLTAIC | 2013-08-28 04:00 | Massachusetts Electric Company | MEC | MA | 27 | WMA | WCMA |  | 0 | 0 | 0 | 0 | 0
43604 | METRO WST PROVIS-01747PV95NM |  | No Resource (1) | PV | SUN |  | PHOTOVOLTAIC | 2013-08-28 04:00 | Massachusetts Electric Company | MEC | MA | 27 | RI | SEMA |  | 0 | 0.033 | 0 | 0.033 | 0.011
43605 | PRECISE PACK-02720PV95NM |  | No Resource (1) | PV | SUN |  | PHOTOVOLTAIC | 2013-09-03 04:00 | Massachusetts Electric Company | MEC | MA | 05 | SEMA | SEMA |  | 0 | 0 | 0 | 0 | 0
43606 | CITY NORTHAMPTON-02721PV95NM |  | No Resource (1) | PV | SUN |  | PHOTOVOLTAIC | 2013-09-03 04:00 | Massachusetts Electric Company | MEC | MA | 15 | WMA | WCMA |  | 0 | 0 | 0 | 0 | 0
43607 | COX PRTSMTH-02871PV500DG |  | No Resource (1) | PV | SUN |  | PHOTOVOLTAIC | 2013-09-03 04:00 | The Narragansett Electric Company | NEC | RI | 05 | RI | RI |  | 0 | 0.235 | 0 | 0.235 | 0.235
43608 | 35 LYMAN LLC-01532PV95NM |  | No Resource (1) | PV | SUN |  | PHOTOVOLTAIC | 2013-08-28 04:00 | Massachusetts Electric Company | MEC | MA | 27 | CMA/NEMA | WCMA |  | 0 | 0.016 | 0 | 0.016 | 0
43609 | MA CORRECTIONAL-01440WT3300NM |  | No Resource (1) | WT | WND |  | WIND TURBINE | 2013-09-05 04:00 | Massachusetts Electric Company | MEC | MA | 27 | WMA | WCMA |  | 0 | 0 | 0 | 0 | 0
43623 | E BRIDGEWATER-02333PV2000NM | 38114 | East Bridgewater Solar Energy Project | PV | SUN |  | PHOTOVOLTAIC | 2013-09-12 04:00 | Massachusetts Electric Company | MEC | MA | 23 | SEMA | SEMA |  | 0 | 1.062 | 0 | 1.062 | 1.062
43624 | TJ MAXX - 02061PV260NM |  | No Resource (1) | PV | SUN |  | PHOTOVOLTAIC | 2013-09-17 04:00 | Massachusetts Electric Company | MEC | MA | 23 | SEMA | SEMA |  | 0 | 0 | 0 | 0 | 0
43643 | SUNGEN UXBRIDGE1-01569PV950NM |  | No Resource (1) | PV | SUN |  | PHOTOVOLTAIC | 2013-09-25 04:00 | Massachusetts Electric Company | MEC | MA | 27 | RI | SEMA |  | 0 | 0.501 | 0 | 0.501 | 0.501
43644 | SUNGEN UXBRIDGE2-01569PV950NM |  | No Resource (1) | PV | SUN |  | PHOTOVOLTAIC | 2013-09-25 04:00 | Massachusetts Electric Company | MEC | MA | 27 | RI | SEMA |  | 0 | 0.494 | 0 | 0.494 | 0.494
43645 | SUNGEN UXBRIDGE3-01569PV950NM |  | No Resource (1) | PV | SUN |  | PHOTOVOLTAIC | 2013-09-25 04:00 | Massachusetts Electric Company | MEC | MA | 27 | RI | SEMA |  | 0 | 0.479 | 0 | 0.479 | 0.479
43652 | TWN W BRDGEWTR-02379PV1500NM |  | No Resource (1) | PV | SUN |  | PHOTOVOLTAIC | 2013-09-30 04:00 | Massachusetts Electric Company | MEC | MA | 23 | SEMA | SEMA |  | 0 | 0.768 | 0 | 0.768 | 0.768
43653 | 40 WASHINGTON LTD-01581PV750NM |  | No Resource (1) | PV | SUN |  | PHOTOVOLTAIC | 2013-09-30 04:00 | Massachusetts Electric Company | MEC | MA | 27 | CMA/NEMA | WCMA |  | 0 | 0.165 | 0 | 0.165 | 0.165
43654 | 3 COUNTY FAIR ASN-01060PV250NM |  | No Resource (1) | PV | SUN |  | PHOTOVOLTAIC | 2013-09-30 04:00 | Massachusetts Electric Company | MEC | MA | 15 | WMA | WCMA |  | 0 | 0.108 | 0 | 0.108 | 0.108
43655 | SPRING HILL FARM-01835PV229NM |  | No Resource (1) | PV | SUN |  | PHOTOVOLTAIC | 2013-10-02 04:00 | Massachusetts Electric Company | MEC | MA | 09 | BOSTON | NEMA |  | 0 | 0.073 | 0 | 0.073 | 0.073
43656 | SVC TIRE TRUCK - 01527PV300NM |  | No Resource (1) | PV | SUN |  | PHOTOVOLTAIC | 2013-10-02 04:00 | Massachusetts Electric Company | MEC | MA | 27 | CMA/NEMA | WCMA |  | 0 | 0 | 0 | 0 | 0
43657 | RIPTA - 02907PV300NM |  | No Resource (1) | PV | SUN |  | PHOTOVOLTAIC | 2013-09-27 04:00 | The Narragansett Electric Company | NEC | RI | 07 | RI | RI |  | 0 | 0 | 0 | 0 | 0
43658 | TWN LANCASTER-01523PV500QF |  | No Resource (1) | PV | SUN |  | PHOTOVOLTAIC | 2013-10-04 04:00 | Massachusetts Electric Company | MEC | MA | 27 | CMA/NEMA | WCMA |  | 0 | 0.195 | 0 | 0.195 | 0.195
43659 | TWN OF SCITUATE2-02066PV1500NM |  | No Resource (1) | PV | SUN |  | PHOTOVOLTAIC | 2013-10-10 04:00 | Massachusetts Electric Company | MEC | MA | 23 | SEMA | SEMA | 59013 | 0 | 0.81 | 0 | 0.81 | 0.81
43678 | DISCOVER MARBLE - 01527PV142NM |  | No Resource (1) | PV | SUN |  | PHOTOVOLTAIC | 2013-10-16 04:00 | Massachusetts Electric Company | MEC | MA | 27 | CMA/NEMA | WCMA |  | 0 | 0 | 0 | 0 | 0
43682 | NEXTSUN ENERGY-01516PV3000NM |  | No Resource (1) | PV | SUN |  | PHOTOVOLTAIC | 2013-10-22 04:00 | Massachusetts Electric Company | MEC | MA | 27 | RI | SEMA |  | 0 | 1.59 | 0 | 1.59 | 1.59
43683 | TWN OF SCITUATE1-02066PV1500NM |  | No Resource (1) | PV | SUN |  | PHOTOVOLTAIC | 2013-10-22 04:00 | Massachusetts Electric Company | MEC | MA | 23 | SEMA | SEMA | 59013 | 0 | 0.544 | 0 | 0.544 | 0.544
43684 | KEY BOSTON-02038PV2000NM |  | No Resource (1) | PV | SUN |  | PHOTOVOLTAIC | 2013-10-24 04:00 | Massachusetts Electric Company | MEC | MA | 21 | RI | SEMA |  | 0 | 0.776 | 0 | 0.776 | 0.776
43685 | CONANICUT MARINE-02835PV120DG |  | No Resource (1) | PV | SUN |  | PHOTOVOLTAIC | 2013-10-18 04:00 | The Narragansett Electric Company | NEC | RI | 05 | SEMA | RI |  | 0 | 0.049 | 0 | 0.049 | 0.049
43686 | SHEA CONCRETE-01913PV300NM |  | No Resource (1) | PV | SUN |  | PHOTOVOLTAIC | 2013-10-18 04:00 | Massachusetts Electric Company | MEC | MA | 09 | BOSTON | NEMA |  | 0 | 0.088 | 0 | 0.088 | 0.088
43687 | SUNGEN ORANGE1-01364PV1500NM |  | No Resource (1) | PV | SUN |  | PHOTOVOLTAIC | 2013-10-24 04:00 | Massachusetts Electric Company | MEC | MA | 11 | WMA | WCMA | 58411 | 0 | 0.654 | 0 | 0.654 | 0.654
43688 | SUNGEN ORANGE2-01364PV1500NM |  | No Resource (1) | PV | SUN |  | PHOTOVOLTAIC | 2013-10-24 04:00 | Massachusetts Electric Company | MEC | MA | 11 | WMA | WCMA | 58411 | 0 | 0.208 | 0 | 0.208 | 0.208
43689 | BOSTON NORTH TECH-01913PV300NM |  | No Resource (1) | PV | SUN |  | PHOTOVOLTAIC | 2013-10-28 04:00 | Massachusetts Electric Company | MEC | MA | 09 | BOSTON | NEMA |  | 0 | 0 | 0 | 0 | 0
43690 | OXFORD REALTY-01604PV145NM |  | No Resource (1) | PV | SUN |  | PHOTOVOLTAIC | 2013-10-30 04:00 | Massachusetts Electric Company | MEC | MA | 27 | CMA/NEMA | WCMA |  | 0 | 0.03 | 0 | 0.03 | 0.03
43691 | CRAFT INC-02703PV285NM |  | No Resource (1) | PV | SUN |  | PHOTOVOLTAIC | 2013-10-30 04:00 | Massachusetts Electric Company | MEC | MA | 05 | RI | SEMA |  | 0 | 0.037 | 0 | 0.037 | 0.037
43695 | KOHLS-01906PV252NM |  | No Resource (1) | PV | SUN |  | PHOTOVOLTAIC | 2013-10-28 04:00 | Massachusetts Electric Company | MEC | MA | 09 | BOSTON | NEMA |  | 0 | 0 | 0 | 0 | 0
43696 | STOP AND SHOP-02155PV200NM |  | No Resource (1) | PV | SUN |  | PHOTOVOLTAIC | 2013-10-28 04:00 | Massachusetts Electric Company | MEC | MA | 17 | BOSTON | NEMA |  | 0 | 0 | 0 | 0 | 0
43698 | NTHBRDGE SOLAR-01560PV1910NM |  | No Resource (1) | PV | SUN |  | PHOTOVOLTAIC | 2013-10-25 04:00 | Massachusetts Electric Company | MEC | MA | 27 | RI | SEMA | 58385 | 0 | 1.125 | 0 | 1.125 | 1.125
43706 | CITY OF LOWELL1-01364PV2000NM |  | No Resource (1) | PV | SUN |  | PHOTOVOLTAIC | 2013-11-01 04:00 | Massachusetts Electric Company | MEC | MA | 11 | WMA | WCMA |  | 0 | 0.421 | 0 | 0.421 | 0.421
43707 | CITY OF LOWELL2-01364PV1000NM |  | No Resource (1) | PV | SUN |  | PHOTOVOLTAIC | 2013-11-01 04:00 | Massachusetts Electric Company | MEC | MA | 11 | WMA | WCMA |  | 0 | 0.859 | 0 | 0.859 | 0.859
43708 | HANNAFORD-02061PV135NM |  | No Resource (1) | PV | SUN |  | PHOTOVOLTAIC | 2013-11-06 05:00 | Massachusetts Electric Company | MEC | MA | 23 | SEMA | SEMA |  | 0 | 0 | 0 | 0 | 0
43709 | CITY OF LOWELL 1-01331PV1000NM |  | No Resource (1) | PV | SUN |  | PHOTOVOLTAIC | 2013-11-04 05:00 | Massachusetts Electric Company | MEC | MA | 27 | WMA | WCMA |  | 0 | 0.43 | 0 | 0.43 | 0.43
43710 | CITY OF LOWELL 2-01331PV1000NM |  | No Resource (1) | PV | SUN |  | PHOTOVOLTAIC | 2013-11-04 05:00 | Massachusetts Electric Company | MEC | MA | 27 | WMA | WCMA |  | 0 | 0.487 | 0 | 0.487 | 0.487
43711 | CITY OF LOWELL 3-01331PV1000NM |  | No Resource (1) | PV | SUN |  | PHOTOVOLTAIC | 2013-11-04 05:00 | Massachusetts Electric Company | MEC | MA | 27 | WMA | WCMA |  | 0 | 0.492 | 0 | 0.492 | 0.492
43712 | PHOENIX FIN5-01464PV95NM |  | No Resource (1) | PV | SUN |  | PHOTOVOLTAIC | 2013-11-12 05:00 | Massachusetts Electric Company | MEC | MA | 17 | CMA/NEMA | WCMA |  | 0 | 0 | 0 | 0 | 0
43713 | CUMMINGS PROP-01915PV110NM |  | No Resource (1) | PV | SUN |  | PHOTOVOLTAIC | 2013-11-08 05:00 | Massachusetts Electric Company | MEC | MA | 09 | BOSTON | NEMA |  | 0 | 0.04 | 0 | 0.04 | 0.04
43714 | EXTRA SPC STOR-02189PV95NM |  | No Resource (1) | PV | SUN |  | PHOTOVOLTAIC | 2013-11-06 05:00 | Massachusetts Electric Company | MEC | MA | 21 | SEMA | SEMA |  | 0 | 0.031 | 0 | 0.031 | 0.031
43715 | MILFORD IND-01757PV100NM |  | No Resource (1) | PV | SUN |  | PHOTOVOLTAIC | 2013-11-08 05:00 | Massachusetts Electric Company | MEC | MA | 27 | RI | SEMA |  | 0 | 0.038 | 0 | 0.038 | 0.038
43716 | NEXAMP-02852PV2000DG |  | No Resource (1) | PV | SUN |  | PHOTOVOLTAIC | 2013-11-06 05:00 | The Narragansett Electric Company | NEC | RI | 09 | RI | RI |  | 0 | 0.94 | 0 | 0.94 | 0.94
43717 | ASSUMPTION-01562PV2000NM |  | No Resource (1) | PV | SUN |  | PHOTOVOLTAIC | 2013-11-08 05:00 | Massachusetts Electric Company | MEC | MA | 27 | CMA/NEMA | WCMA |  | 0 | 1.034 | 0 | 1.034 | 1.034
43729 | GRAFTON WATER-01519PV1500NM |  | No Resource (1) | PV | SUN |  | PHOTOVOLTAIC | 2013-11-18 05:00 | Massachusetts Electric Company | MEC | MA | 27 | CMA/NEMA | WCMA | 59394 | 0 | 0.715 | 0 | 0.715 | 0.715
43731 | JEFFERSON-02720PV95NM |  | No Resource (1) | PV | SUN |  | PHOTOVOLTAIC | 2013-11-26 05:00 | Massachusetts Electric Company | MEC | MA | 05 | SEMA | SEMA |  | 0 | 0.011 | 0 | 0.011 | 0.011
43734 | TOWN EASTON-02375PV1500NM |  | No Resource (1) | PV | SUN |  | PHOTOVOLTAIC | 2013-11-26 05:00 | Massachusetts Electric Company | MEC | MA | 05 | SEMA | SEMA | 59134 | 0 | 0.812 | 0 | 0.812 | 0.812
43735 | 28 HASTINGS-01756PV95NM |  | No Resource (1) | PV | SUN |  | PHOTOVOLTAIC | 2013-11-26 05:00 | Massachusetts Electric Company | MEC | MA | 27 | RI | SEMA |  | 0 | 0.03 | 0 | 0.03 | 0.03
43736 | SMITH COLLEGE-01060NG3500QF |  | No Resource (1) | IC | NG |  | GAS INTERNAL COMBUSTION | 2013-11-22 05:00 | Massachusetts Electric Company | MEC | MA | 15 | WMA | WCMA | 58166 | 0.134 | 0 | 0.134 | 0 | 0
43747 | PARSONS GRP-01581PV95NM |  | No Resource (1) | PV | SUN |  | PHOTOVOLTAIC | 2013-12-03 05:00 | Massachusetts Electric Company | MEC | MA | 27 | CMA/NEMA | WCMA |  | 0 | 0.027 | 0 | 0.027 | 0.027
43748 | ACUMEN-01752PV85NM |  | No Resource (1) | PV | SUN |  | PHOTOVOLTAIC | 2013-12-05 05:00 | Massachusetts Electric Company | MEC | MA | 17 | CMA/NEMA | WCMA |  | 0 | 0.033 | 0 | 0.033 | 0.033
43749 | WILVECO-01821PV82NM |  | No Resource (1) | PV | SUN |  | PHOTOVOLTAIC | 2013-12-05 05:00 | Massachusetts Electric Company | MEC | MA | 17 | BOSTON | WCMA |  | 0 | 0.002 | 0 | 0.002 | 0.002
43750 | CANTON HIGH SCHOOL 2009 |  | No Resource (1) | PV | SUN |  | PHOTOVOLTAIC | 2013-12-01 05:00 | NSTAR Electric Company | NSTAR | MA | 21 | SEMA | SEMA |  | 0 | 0.2 | 0 | 0.2 | 0.2
43751 | EAGLE LEASE-01540PV95NM |  | No Resource (1) | PV | SUN |  | PHOTOVOLTAIC | 2013-12-03 05:00 | Massachusetts Electric Company | MEC | MA | 27 | WMA | WCMA |  | 0 | 0.016 | 0 | 0.016 | 0.016
43752 | EXTRA SPACE-01607PV91.2NM |  | No Resource (1) | PV | SUN |  | PHOTOVOLTAIC | 2013-12-03 05:00 | Massachusetts Electric Company | MEC | MA | 27 | CMA/NEMA | WCMA |  | 0 | 0.029 | 0 | 0.029 | 0.029
43762 | FORBES STREET 1-02914PV3000DG |  | No Resource (1) | PV | SUN |  | PHOTOVOLTAIC | 2013-12-10 05:00 | The Narragansett Electric Company | NEC | RI | 07 | RI | RI | 58583 | 0.012 | 1.449 | 0.012 | 1.449 | 1.449
43766 | EXTRA SPACE-02149PV237NM |  | No Resource (1) | PV | SUN |  | PHOTOVOLTAIC | 2013-12-11 05:00 | Massachusetts Electric Company | MEC | MA | 17 | BOSTON | NEMA |  | 0 | 0.029 | 0 | 0.029 | 0.029
43840 | SOLVENTERRA-01069PV1000NM |  | No Resource (1) | PV | SUN |  | PHOTOVOLTAIC | 2014-01-02 05:00 | Massachusetts Electric Company | MEC | MA | 13 | WMA | WCMA |  | 0.019 | 0.479 | 0.019 | 0.479 | 0.479
43841 | FLAIR ONE-01507PV950NM |  | No Resource (1) | PV | SUN |  | PHOTOVOLTAIC | 2014-01-02 05:00 | Massachusetts Electric Company | MEC | MA | 27 | WMA | WCMA |  | 0.01 | 0.366 | 0.01 | 0.366 | 0.366
43842 | FORRESTALL-01507PV950NM |  | No Resource (1) | PV | SUN |  | PHOTOVOLTAIC | 2014-01-02 05:00 | Massachusetts Electric Company | MEC | MA | 27 | WMA | WCMA |  | 0.009 | 0.342 | 0.009 | 0.342 | 0.342
43869 | FRPV WEST-02720PV1000NM |  | No Resource (1) | PV | SUN |  | PHOTOVOLTAIC | 2014-01-07 05:00 | Massachusetts Electric Company | MEC | MA | 05 | SEMA | SEMA |  | 0.025 | 0.508 | 0.025 | 0.508 | 0.508
43870 | FRPV EAST-02720PV1000NM |  | No Resource (1) | PV | SUN |  | PHOTOVOLTAIC | 2014-01-09 05:00 | Massachusetts Electric Company | MEC | MA | 05 | SEMA | SEMA |  | 0.03 | 0.506 | 0.03 | 0.506 | 0.506
43871 | SYNAGRO-02895CHP2000QF |  | No Resource (1) | ST | NG |  | GAS STEAM | 2014-01-07 05:00 | The Narragansett Electric Company | NEC | RI | 07 | RI | RI |  | 0.094 | 0 | 0.094 | 0 | 0
43874 | MASS MOCA1-01247PV225NM |  | No Resource (1) | PV | SUN |  | PHOTOVOLTAIC | 2014-01-09 05:00 | Massachusetts Electric Company | MEC | MA | 03 | WMA | WCMA |  | 0 | 0 | 0 | 0 | 0
43875 | CUMMINGS PROP-01915PV230NM |  | No Resource (1) | PV | SUN |  | PHOTOVOLTAIC | 2014-01-09 05:00 | Massachusetts Electric Company | MEC | MA | 09 | BOSTON | NEMA |  | 0 | 0.073 | 0 | 0.073 | 0.073
43876 | KENNEDY CARPET-02189PV95NM |  | No Resource (1) | PV | SUN |  | PHOTOVOLTAIC | 2014-01-13 05:00 | Massachusetts Electric Company | MEC | MA | 21 | SEMA | SEMA |  | 0 | 0.025 | 0 | 0.025 | 0.025
43878 | MCI WORLD COMM-01821PV1000NM |  | No Resource (1) | PV | SUN |  | PHOTOVOLTAIC | 2014-01-14 05:00 | Massachusetts Electric Company | MEC | MA | 17 | BOSTON | WCMA |  | 0 | 0 | 0 | 0 | 0
43884 | MASS MOCA3 01247PV177NM |  | No Resource (1) | PV | SUN |  | PHOTOVOLTAIC | 2014-01-16 05:00 | Massachusetts Electric Company | MEC | MA | 03 | WMA | WCMA |  | 0 | 0.049 | 0 | 0.049 | 0.049
43885 | NM-HP HOOD AND SONS |  | No Resource (1) | PV | SUN |  | PHOTOVOLTAIC | 2014-02-01 05:00 | Western Massachusetts Electric Company | WMECO | MA | 13 | WMA | WCMA |  | 0.038 | 0.702 | 0.038 | 0.702 | 0.702
43886 | NM-FRANKLIN COUNTY SHERIFF |  | No Resource (1) | PV | SUN |  | PHOTOVOLTAIC | 2014-02-01 05:00 | Western Massachusetts Electric Company | WMECO | MA | 11 | WMA | WCMA |  | 0.037 | 0.617 | 0.037 | 0.617 | 0.617
43887 | NM-TOWN OF AGAWAM SOLAR |  | No Resource (1) | PV | SUN |  | PHOTOVOLTAIC | 2014-02-01 05:00 | Western Massachusetts Electric Company | WMECO | MA | 13 | WMA | WCMA |  | 0.062 | 0.739 | 0.062 | 0.739 | 0.739
43892 | SYNCARPHA SOLAR-01740PV4950NM |  | No Resource (1) | PV | SUN |  | PHOTOVOLTAIC | 2014-01-24 05:00 | Massachusetts Electric Company | MEC | MA | 27 | CMA/NEMA | WCMA |  | 0.201 | 2.516 | 0.201 | 2.516 | 2.516
43893 | HUBBARDSTON-01452PV2000NM |  | No Resource (1) | PV | SUN |  | PHOTOVOLTAIC | 2014-01-28 05:00 | Massachusetts Electric Company | MEC | MA | 27 | WMA | WCMA |  | 0.087 | 1.015 | 0.087 | 1.015 | 1.015
43903 | SUNGEN-02720PV2850NM |  | No Resource (1) | PV | SUN |  | PHOTOVOLTAIC | 2014-01-29 05:00 | Massachusetts Electric Company | MEC | MA | 05 | SEMA | SEMA |  | 0.16 | 1.748 | 0.16 | 1.748 | 1.748
43904 | CITY OF METHUEN-01523PV3000NM |  | No Resource (1) | PV | SUN |  | PHOTOVOLTAIC | 2014-01-29 05:00 | Massachusetts Electric Company | MEC | MA | 27 | CMA/NEMA | WCMA |  | 0.176 | 1.55 | 0.176 | 1.55 | 1.55
43907 | PALMER SOLAR-01069PV2000NM |  | No Resource (1) | PV | SUN |  | PHOTOVOLTAIC | 2014-02-04 05:00 | Massachusetts Electric Company | MEC | MA | 13 | WMA | WCMA |  | 0.092 | 0.917 | 0.092 | 0.917 | 0.917
43908 | NEXTSUN ENERGY-02370PV2000NM |  | No Resource (1) | PV | SUN |  | PHOTOVOLTAIC | 2014-02-04 05:00 | Massachusetts Electric Company | MEC | MA | 23 | SEMA | SEMA |  | 0.076 | 0.844 | 0.076 | 0.844 | 0.844
43915 | CITIZENS-02769PV2000NM |  | No Resource (1) | PV | SUN |  | PHOTOVOLTAIC | 2014-02-07 05:00 | Massachusetts Electric Company | MEC | MA | 05 | RI | SEMA |  | 0.127 | 1.093 | 0.127 | 1.093 | 1.093
43916 | TOWN OF ADAMS-01220PV1000NM |  | No Resource (1) | PV | SUN |  | PHOTOVOLTAIC | 2014-02-07 05:00 | Massachusetts Electric Company | MEC | MA | 03 | WMA | WCMA |  | 0.055 | 0.434 | 0.055 | 0.434 | 0.434
43917 | CHEER PACK-02397PV1750NM |  | No Resource (1) | PV | SUN |  | PHOTOVOLTAIC | 2014-02-10 05:00 | Massachusetts Electric Company | MEC | MA | 23 | SEMA | SEMA |  | 0 | 0.195 | 0 | 0.195 | 0.195
43918 | CITY OF LOWELL-01851PV1333NM |  | No Resource (1) | PV | SUN |  | PHOTOVOLTAIC | 2014-02-10 05:00 | Massachusetts Electric Company | MEC | MA | 17 | CMA/NEMA | WCMA |  | 0.05 | 0.615 | 0.05 | 0.615 | 0.615
43919 | SOLVENTERRA 1-01535PV1000NM |  | No Resource (1) | PV | SUN |  | PHOTOVOLTAIC | 2014-02-10 05:00 | Massachusetts Electric Company | MEC | MA | 27 | WMA | WCMA |  | 0.034 | 0.515 | 0.034 | 0.515 | 0.515
43920 | SOLVENTERRA 2-01535PV1000NM |  | No Resource (1) | PV | SUN |  | PHOTOVOLTAIC | 2014-02-14 05:00 | Massachusetts Electric Company | MEC | MA | 27 | WMA | WCMA |  | 0.039 | 0.519 | 0.039 | 0.519 | 0.519
43921 | COXCOM-02893PV135DG |  | No Resource (1) | PV | SUN |  | PHOTOVOLTAIC | 2014-02-11 05:00 | The Narragansett Electric Company | NEC | RI | 03 | RI | RI |  | 0.009 | 0.072 | 0.009 | 0.072 | 0.072
43922 | SOLVENTERRA 4-01083PV1000NM |  | No Resource (1) | PV | SUN |  | PHOTOVOLTAIC | 2014-02-12 05:00 | Massachusetts Electric Company | MEC | MA | 27 | WMA | WCMA |  | 0.062 | 0.552 | 0.062 | 0.552 | 0.552
43923 | PLYMOUTH PUBLIC SCHOOLS-#2062 |  | No Resource (1) | PV | SUN |  | PHOTOVOLTAIC | 2014-02-13 05:00 | NSTAR Electric Company | NSTAR | MA | 23 | SEMA | SEMA |  | 0.278 | 2.284 | 0.278 | 2.284 | 2.284
43924 | TOWN OF DARTMOUTH #1777 |  | No Resource (1) | PV | SUN |  | PHOTOVOLTAIC | 2014-02-13 05:00 | NSTAR Electric Company | NSTAR | MA | 05 | SEMA | SEMA |  | 0.059 | 0.575 | 0.059 | 0.575 | 0.575
43927 | SOUTHERN SKY-CARVER #1 (1997) |  | No Resource (1) | PV | SUN |  | PHOTOVOLTAIC | 2014-02-13 05:00 | NSTAR Electric Company | NSTAR | MA | 23 | SEMA | SEMA |  | 0.067 | 0.509 | 0.067 | 0.509 | 0.509
43928 | SOUTHERN SKY-CARVER #2 (1998) |  | No Resource (1) | PV | SUN |  | PHOTOVOLTAIC | 2014-02-13 05:00 | NSTAR Electric Company | NSTAR | MA | 23 | SEMA | SEMA |  | 0.075 | 0.502 | 0.075 | 0.502 | 0.502
43929 | SOUTHERN SKY-CARVER #4 (2000) |  | No Resource (1) | PV | SUN |  | PHOTOVOLTAIC | 2014-02-13 05:00 | NSTAR Electric Company | NSTAR | MA | 23 | SEMA | SEMA |  | 0.069 | 0.478 | 0.069 | 0.478 | 0.478
43930 | SOUTHERN SKY-CARVER #5 (2001) |  | No Resource (1) | PV | SUN |  | PHOTOVOLTAIC | 2014-02-13 05:00 | NSTAR Electric Company | NSTAR | MA | 23 | SEMA | SEMA |  | 0.079 | 0.504 | 0.079 | 0.504 | 0.504
43932 | SOUTHERN SKY-CARVER #3 (1999) |  | No Resource (1) | PV | SUN |  | PHOTOVOLTAIC | 2014-02-13 05:00 | NSTAR Electric Company | NSTAR | MA | 23 | SEMA | SEMA |  | 0.071 | 0.464 | 0.071 | 0.464 | 0.464
43936 | SOLVENTERRA 1-01083PV1000NM |  | No Resource (1) | PV | SUN |  | PHOTOVOLTAIC | 2014-02-12 05:00 | Massachusetts Electric Company | MEC | MA | 27 | WMA | WCMA |  | 0.039 | 0.536 | 0.039 | 0.536 | 0.536
43937 | SOLVENTERRA 2-01083PV1000NM |  | No Resource (1) | PV | SUN |  | PHOTOVOLTAIC | 2014-02-12 05:00 | Massachusetts Electric Company | MEC | MA | 27 | WMA | WCMA |  | 0.06 | 0.537 | 0.06 | 0.537 | 0.537
43938 | SOLVENTERRA 3-01083PV1000NM |  | No Resource (1) | PV | SUN |  | PHOTOVOLTAIC | 2014-02-12 05:00 | Massachusetts Electric Company | MEC | MA | 27 | WMA | WCMA |  | 0.062 | 0.552 | 0.062 | 0.552 | 0.552
43948 | SUNGEN 1-01810PV950NM |  | No Resource (1) | PV | SUN |  | PHOTOVOLTAIC | 2014-03-03 05:00 | Massachusetts Electric Company | MEC | MA | 17 | BOSTON | NEMA |  | 0.057 | 0.48 | 0.057 | 0.48 | 0.48
43949 | SUNGEN 2-01810PV950NM |  | No Resource (1) | PV | SUN |  | PHOTOVOLTAIC | 2014-03-03 05:00 | Massachusetts Electric Company | MEC | MA | 17 | BOSTON | NEMA |  | 0.061 | 0.448 | 0.061 | 0.448 | 0.448
43950 | SUNGEN 3-01810PV950NM |  | No Resource (1) | PV | SUN |  | PHOTOVOLTAIC | 2014-03-03 05:00 | Massachusetts Electric Company | MEC | MA | 17 | BOSTON | NEMA |  | 0.064 | 0.481 | 0.064 | 0.481 | 0.481
43951 | SUNGEN-02720PV950NM |  | No Resource (1) | PV | SUN |  | PHOTOVOLTAIC | 2014-03-05 05:00 | Massachusetts Electric Company | MEC | MA | 05 | SEMA | SEMA |  | 0.092 | 0.535 | 0.092 | 0.535 | 0.535
43952 | KEARSARGE SOLAR-02038PV3000NM |  | No Resource (1) | PV | SUN |  | PHOTOVOLTAIC | 2014-03-05 05:00 | Massachusetts Electric Company | MEC | MA | 13 | RI | SEMA |  | 0.257 | 1.499 | 0.257 | 1.499 | 1.499
43953 | KEARSARGE SOLAR-02038PV4000NM |  | No Resource (1) | PV | SUN |  | PHOTOVOLTAIC | 2014-03-05 05:00 | Massachusetts Electric Company | MEC | MA | 13 | RI | SEMA |  | 0.39 | 2.146 | 0.39 | 2.146 | 2.146
43954 | NM-LUDLOW LANDFILL |  | No Resource (1) | PV | SUN |  | PHOTOVOLTAIC | 2014-03-04 05:00 | Western Massachusetts Electric Company | WMECO | MA | 13 | WMA | WCMA |  | 0.184 | 1.052 | 0.184 | 1.052 | 1.052
43955 | CITY OF METHUEN-01844PV1000NM |  | No Resource (1) | PV | SUN |  | PHOTOVOLTAIC | 2014-03-07 05:00 | Massachusetts Electric Company | MEC | MA | 09 | BOSTON | NEMA |  | 0.092 | 0.542 | 0.092 | 0.542 | 0.542
43956 | MILLWORK-02920PV495NM |  | No Resource (1) | PV | SUN |  | PHOTOVOLTAIC | 2014-03-07 05:00 | The Narragansett Electric Company | NEC | MA | 07 | RI | RI |  | 0.016 | 0.105 | 0.016 | 0.105 | 0.105
43991 | PROFETTY-02379PV300NM |  | No Resource (1) | PV | SUN |  | PHOTOVOLTAIC | 2014-03-19 04:00 | Massachusetts Electric Company | MEC | MA | 23 | SEMA | SEMA |  | 0.023 | 0.147 | 0.023 | 0.147 | 0.147
43992 | CITY OF WORCESTER-01603PV135NM |  | No Resource (1) | PV | SUN |  | PHOTOVOLTAIC | 2014-03-19 04:00 | Massachusetts Electric Company | MEC | MA | 27 | WMA | WCMA |  | 0 | 0 | 0 | 0 | 0
43993 | CITY OF MELROSE-02176PV260NM |  | No Resource (1) | PV | SUN |  | PHOTOVOLTAIC | 2014-03-19 04:00 | Massachusetts Electric Company | MEC | MA | 17 | BOSTON | NEMA |  | 0.024 | 0.124 | 0.024 | 0.124 | 0.124
43994 | NORMANDY GATOR-01752PV110NM |  | No Resource (1) | PV | SUN |  | PHOTOVOLTAIC | 2014-03-21 04:00 | Massachusetts Electric Company | MEC | MA | 05 | CMA/NEMA | WCMA |  | 0 | 0 | 0 | 0 | 0
43995 | NORMANDY GATOR-01752PV100NM |  | No Resource (1) | PV | SUN |  | PHOTOVOLTAIC | 2014-03-21 04:00 | Massachusetts Electric Company | MEC | MA | 05 | CMA/NEMA | WCMA |  | 0 | 0 | 0 | 0 | 0
44003 | ALTUS-02907PV1225DG |  | No Resource (1) | PV | SUN |  | PHOTOVOLTAIC | 2014-03-25 04:00 | The Narragansett Electric Company | NEC | RI | 07 | RI | RI |  | 0.148 | 0.6 | 0.148 | 0.6 | 0.6
44004 | ALTUS-02907PV300DG |  | No Resource (1) | PV | SUN |  | PHOTOVOLTAIC | 2014-03-25 04:00 | The Narragansett Electric Company | NEC | RI | 07 | RI | RI |  | 0.026 | 0.13 | 0.026 | 0.13 | 0.13
44005 | ALTUS 1-02864PV450DG |  | No Resource (1) | PV | SUN |  | PHOTOVOLTAIC | 2014-03-27 04:00 | The Narragansett Electric Company | NEC | RI | 07 | RI | RI |  | 0.045 | 0.213 | 0.045 | 0.213 | 0.213
44006 | ALTUS 2-02864PV450DG |  | No Resource (1) | PV | SUN |  | PHOTOVOLTAIC | 2014-03-27 04:00 | The Narragansett Electric Company | NEC | RI | 07 | RI | RI |  | 0.047 | 0.213 | 0.047 | 0.213 | 0.213
44007 | MILLBURY SOLAR-01527PV3000NM |  | No Resource (1) | PV | SUN |  | PHOTOVOLTAIC | 2014-03-25 04:00 | Massachusetts Electric Company | MEC | MA | 27 | CMA/NEMA | WCMA | 58280 | 0.311 | 1.638 | 0.311 | 1.638 | 1.638
44008 | PWRR-01610PV130NM |  | No Resource (1) | PV | SUN |  | PHOTOVOLTAIC | 2014-03-27 04:00 | Massachusetts Electric Company | MEC | MA | 27 | WMA | WCMA |  | 0 | 0.015 | 0 | 0.015 | 0.015
44010 | GOLDEN-02920PV300DG |  | No Resource (1) | PV | SUN |  | PHOTOVOLTAIC | 2014-03-31 04:00 | The Narragansett Electric Company | NEC | RI | 07 | RI | RI |  | 0.047 | 0.167 | 0.047 | 0.167 | 0.167
44011 | ENDICOTT-01915PV800NM |  | No Resource (1) | PV | SUN |  | PHOTOVOLTAIC | 2014-03-31 04:00 | Massachusetts Electric Company | MEC | MA | 09 | BOSTON | NEMA |  | 0 | 0.212 | 0 | 0.212 | 0.212
44023 | WRTA-01608PV75QF |  | No Resource (1) | PV | SUN |  | PHOTOVOLTAIC | 2014-04-04 04:00 | Massachusetts Electric Company | MEC | MA | 27 | WMA | WCMA |  | 0 | 0 | 0 | 0 | 0
44026 | STONEHILL-02356PV84NM |  | No Resource (1) | PV | SUN |  | PHOTOVOLTAIC | 2014-04-08 04:00 | Massachusetts Electric Company | MEC | MA | 05 | SEMA | SEMA |  | 0.004 | 0.024 | 0.004 | 0.024 | 0.024
44027 | SCITUTATE TENNIS-02066PV85NM |  | No Resource (1) | PV | SUN |  | PHOTOVOLTAIC | 2014-04-08 04:00 | Massachusetts Electric Company | MEC | MA | 23 | SEMA | SEMA |  | 0 | 0 | 0 | 0 | 0
44028 | TEAMWORK LABOR-02375PV75NM |  | No Resource (1) | PV | SUN |  | PHOTOVOLTAIC | 2014-04-08 04:00 | Massachusetts Electric Company | MEC | MA | 05 | SEMA | SEMA |  | 0 | 0.008 | 0 | 0.008 | 0.008
44029 | C&R TIRE-01606PV81NM |  | No Resource (1) | PV | SUN |  | PHOTOVOLTAIC | 2014-04-10 04:00 | Massachusetts Electric Company | MEC | MA | 27 | CMA/NEMA | WCMA |  | 0 | 0.01 | 0 | 0.01 | 0.01
44030 | WARREN PV |  | No Resource (1) | PV | SUN |  | PHOTOVOLTAIC | 2014-05-30 04:00 | Mass Solar 1, LLC | MS1 | MA | 27 | WMA | WCMA |  | 0 | 7.111 | 0 | 7.111 | 0.411
44035 | TOWER SOLAR-02723PV485NM |  | No Resource (1) | PV | SUN |  | PHOTOVOLTAIC | 2014-04-14 04:00 | Massachusetts Electric Company | MEC | MA | 05 | SEMA | SEMA |  | 0.031 | 0.12 | 0.031 | 0.12 | 0.12
46206 | ENERGY STREAM HYDRO |  | No Resource (1) | HDP | WAT |  | HYDRO (DAILY CYCLE - PONDAGE) | 2014-05-01 04:00 | Sterling Municipal Electric Light Department | SMED | CT | 15 | CT | CT |  | 0 | 0 | 0 | 0 | 0
46210 | NEXAMP-01475PV1900NM |  | No Resource (1) | PV | SUN |  | PHOTOVOLTAIC | 2014-04-17 04:00 | Massachusetts Electric Company | MEC | MA | 27 | WMA | WCMA |  | 0.246 | 0.887 | 0.246 | 0.887 | 0.887
46211 | GIGUERE-01524PV75NM |  | No Resource (1) | PV | SUN |  | PHOTOVOLTAIC | 2014-04-17 04:00 | Massachusetts Electric Company | MEC | MA | 27 | WMA | WCMA |  | 0 | 0.006 | 0 | 0.006 | 0.006
46212 | BODWELL REALTY-02322PV75NM |  | No Resource (1) | PV | SUN |  | PHOTOVOLTAIC | 2014-04-17 04:00 | Massachusetts Electric Company | MEC | MA | 21 | SEMA | SEMA |  | 0 | 0 | 0 | 0 | 0
46213 | PINGREE SCHOOL-01982PV85NM |  | No Resource (1) | PV | SUN |  | PHOTOVOLTAIC | 2014-04-21 04:00 | Massachusetts Electric Company | MEC | MA | 09 | BOSTON | NEMA |  | 0 | 0.026 | 0 | 0.026 | 0.026
46220 | BERKELEY-01844PV2000NM |  | No Resource (1) | PV | SUN |  | PHOTOVOLTAIC | 2014-04-24 04:00 | Massachusetts Electric Company | MEC | MA | 09 | BOSTON | NEMA |  | 0.263 | 0.921 | 0.263 | 0.921 | 0.921
46221 | JP SULLIVAN-01432PV90NM |  | No Resource (1) | PV | SUN |  | PHOTOVOLTAIC | 2014-04-24 04:00 | Massachusetts Electric Company | MEC | MA | 17 | CMA/NEMA | WCMA |  | 0 | 0.025 | 0 | 0.025 | 0.025
46267 | COTTAGE STREET SOLAR FACILITY |  | No Resource (1) | PV | SUN |  | PHOTOVOLTAIC | 2014-05-05 04:00 | Western Massachusetts Electric Company | WMECO | MA | 19 | WMA | WCMA | 58568 | 0 | 1.635 | 0 | 1.635 | 1.635
46268 | OLD TIME SPORTS-01952PV150NM |  | No Resource (1) | PV | SUN |  | PHOTOVOLTAIC | 2014-05-08 04:00 | Massachusetts Electric Company | MEC | MA | 09 | BOSTON | NEMA |  | 0 | 0.031 | 0 | 0.031 | 0.031
46294 | LAWRENCE 1-01840PV100NM |  | No Resource (1) | PV | SUN |  | PHOTOVOLTAIC | 2014-05-12 04:00 | Massachusetts Electric Company | MEC | MA | 09 | CMA/NEMA | WCMA |  | 0 | 0.032 | 0 | 0.032 | 0.032
46295 | LAWRENCE 2-01840PV100NM |  | No Resource (1) | PV | SUN |  | PHOTOVOLTAIC | 2014-05-12 04:00 | Massachusetts Electric Company | MEC | MA | 09 | CMA/NEMA | WCMA |  | 0 | 0.034 | 0 | 0.034 | 0.034
46479 | CANTON_MIDDLE_SCHOOL_2013 |  | No Resource (1) | PV | SUN |  | PHOTOVOLTAIC | 2014-05-23 04:00 | NSTAR Electric Company | NSTAR | MA | 21 | SEMA | SEMA |  | 0 | 0.138 | 0 | 0.138 | 0.138
46480 | CEDAR_SOLAR1_2411 |  | No Resource (1) | PV | SUN |  | PHOTOVOLTAIC | 2014-05-23 04:00 | NSTAR Electric Company | NSTAR | MA | 25 | BOSTON | NEMA |  | 0 | 0.039 | 0 | 0.039 | 0.039
46481 | TOWN_OF_MARSHFIELD_1865 |  | No Resource (1) | PV | SUN |  | PHOTOVOLTAIC | 2014-05-23 04:00 | NSTAR Electric Company | NSTAR | MA | 23 | SEMA | SEMA | 58410 | 0 | 1.716 | 0 | 1.716 | 1.716
46482 | NEWBEDFORD_DPI_1843_1844 |  | No Resource (1) | PV | SUN |  | PHOTOVOLTAIC | 2014-05-23 04:00 | NSTAR Electric Company | NSTAR | MA | 05 | SEMA | SEMA |  | 0 | 1.676 | 0 | 1.676 | 1.676
46483 | MILFORD INDUSTRIAL-0175PV82NM |  | No Resource (1) | PV | SUN |  | PHOTOVOLTAIC | 2014-05-27 04:00 | Massachusetts Electric Company | MEC | MA | 09 | RI | SEMA |  | 0 | 0.03 | 0 | 0.03 | 0.03
46484 | WORCESTER SCHL-01602PV75NM |  | No Resource (1) | PV | SUN |  | PHOTOVOLTAIC | 2014-05-27 04:00 | Massachusetts Electric Company | MEC | MA | 27 | CMA/NEMA | WCMA |  | 0 | 0 | 0 | 0 | 0
46485 | NPP DEVELOPMENT-02035PV75NM |  | No Resource (1) | PV | SUN |  | PHOTOVOLTAIC | 2014-05-27 04:00 | Massachusetts Electric Company | MEC | MA | 21 | RI | SEMA |  | 0 | 0.03 | 0 | 0.03 | 0.03
46486 | WB HUNT-02176PV75NM |  | No Resource (1) | PV | SUN |  | PHOTOVOLTAIC | 2014-06-02 04:00 | Massachusetts Electric Company | MEC | MA | 17 | BOSTON | NEMA |  | 0 | 0 | 0 | 0 | 0
46487 | CIDER HILL-01913PV78NM |  | No Resource (1) | PV | SUN |  | PHOTOVOLTAIC | 2014-06-02 04:00 | Massachusetts Electric Company | MEC | MA | 09 | BOSTON | NEMA |  | 0 | 0.03 | 0 | 0.03 | 0.03
46537 | CUMMINGS-0191PV82NM |  | No Resource (1) | PV | SUN |  | PHOTOVOLTAIC | 2014-06-02 04:00 | Massachusetts Electric Company | MEC | MA | 09 | BOSTON | NEMA |  | 0 | 0.023 | 0 | 0.023 | 0.023
46538 | SILVIA-02720PV75NM |  | No Resource (1) | PV | SUN |  | PHOTOVOLTAIC | 2014-06-04 04:00 | Massachusetts Electric Company | MEC | MA | 05 | SEMA | SEMA |  | 0 | 0 | 0 | 0 | 0
46539 | BCC SEA QALIBC-01854PV66NM |  | No Resource (1) | PV | SUN |  | PHOTOVOLTAIC | 2014-06-04 04:00 | Massachusetts Electric Company | MEC | MA | 17 | CMA/NEMA | WCMA |  | 0 | 0.026 | 0 | 0.026 | 0.026
46540 | NPP DEVELOPMENT-02035PV62NM |  | No Resource (1) | PV | SUN |  | PHOTOVOLTAIC | 2014-06-04 04:00 | Massachusetts Electric Company | MEC | MA | 21 | RI | SEMA |  | 0 | 0.018 | 0 | 0.018 | 0.018
46541 | TEKNOR APEX-02703PV75NM |  | No Resource (1) | PV | SUN |  | PHOTOVOLTAIC | 2014-06-11 04:00 | Massachusetts Electric Company | MEC | MA | 23 | RI | SEMA |  | 0 | 0 | 0 | 0 | 0
46564 | EPG SOLAR-01005PV2000NM |  | No Resource (1) | PV | SUN |  | PHOTOVOLTAIC | 2014-06-25 04:00 | Massachusetts Electric Company | MEC | MA | 27 | WMA | WCMA |  | 0 | 0.832 | 0 | 0.832 | 0.832
46565 | CABOT BEVERLY-01915PV2000NM |  | No Resource (1) | PV | SUN |  | PHOTOVOLTAIC | 2014-06-25 04:00 | Massachusetts Electric Company | MEC | MA | 09 | BOSTON | NEMA | 59242 | 0 | 1.205 | 0 | 1.205 | 1.205
46566 | PRECISE PACKAGING-02720PV250NM |  | No Resource (1) | PV | SUN |  | PHOTOVOLTAIC | 2014-07-01 04:00 | Massachusetts Electric Company | MEC | MA | 05 | SEMA | SEMA |  | 0 | 0.082 | 0 | 0.082 | 0.082
46567 | NORTH BROOKFIELD-01535PV3000NM |  | No Resource (1) | PV | SUN |  | PHOTOVOLTAIC | 2014-07-01 04:00 | Massachusetts Electric Company | MEC | MA | 27 | WMA | WCMA |  | 0 | 1.402 | 0 | 1.402 | 1.402
46568 | GLC-MA SOLAR-01440PV1000NM |  | No Resource (1) | PV | SUN |  | PHOTOVOLTAIC | 2014-07-01 04:00 | Massachusetts Electric Company | MEC | MA | 27 | WMA | WCMA |  | 0 | 0.392 | 0 | 0.392 | 0.392
46569 | NUGEN NCMC (PV) |  | No Resource (1) | PV | SUN |  | PHOTOVOLTAIC | 2014-07-01 04:00 | Fitchburg Gas & Electric Light Company | FGE | MA | 27 | WMA | WCMA |  | 0 | 0.223 | 0 | 0.223 | 0.223
46570 | NUGEN LUN (PV) |  | No Resource (1) | PV | SUN |  | PHOTOVOLTAIC | 2014-07-01 04:00 | Fitchburg Gas & Electric Light Company | FGE | MA | 27 | WMA | WCMA |  | 0 | 0.86 | 0 | 0.86 | 0.86
46607 | HARVARD SOLAR-01451PV260NM |  | No Resource (1) | PV | SUN |  | PHOTOVOLTAIC | 2014-07-10 04:00 | Massachusetts Electric Company | MEC | MA | 27 | CMA/NEMA | WCMA |  | 0 | 0.115 | 0 | 0.115 | 0.115
46636 | GOOSE RIVER HYDRO, INC. |  | No Resource (1) | HDR | WAT |  | HYDRO (DAILY CYCLE - RUN OF RIVER) | 2014-08-01 04:00 | Goose River Hydro, Inc. | GOOSE | ME | 27 | ME | ME |  | 0 | 0.037 | 0 | 0.037 | 0.037
46641 | 205 STURBRIDGE-01010PV3000NM |  | No Resource (1) | PV | SUN |  | PHOTOVOLTAIC | 2014-08-05 04:00 | Massachusetts Electric Company | MEC | MA | 13 | WMA | WCMA |  | 0 | 0.943 | 0 | 0.943 | 0.943
46643 | EPG SOLAR-01005PV1500NM |  | No Resource (1) | PV | SUN |  | PHOTOVOLTAIC | 2014-08-05 04:00 | Massachusetts Electric Company | MEC | MA | 27 | WMA | WCMA |  | 0 | 0.676 | 0 | 0.676 | 0.676
46644 | UGT RENEW ENERGY-01540PV2750NM |  | No Resource (1) | PV | SUN |  | PHOTOVOLTAIC | 2014-08-07 04:00 | Massachusetts Electric Company | MEC | MA | 27 | WMA | WCMA |  | 0 | 1.348 | 0 | 1.348 | 1.348
46645 | NEXAMP CAPITAL-01007PV1300NM |  | No Resource (1) | PV | SUN |  | PHOTOVOLTAIC | 2014-08-05 04:00 | Massachusetts Electric Company | MEC | MA | 15 | WMA | WCMA |  | 0 | 0.595 | 0 | 0.595 | 0.595
46646 | SOLTAS ENERGY-01010PV2000NM |  | No Resource (1) | PV | SUN |  | PHOTOVOLTAIC | 2014-08-07 04:00 | Massachusetts Electric Company | MEC | MA | 13 | WMA | WCMA |  | 0 | 1.642 | 0 | 1.642 | 1.642
46647 | BLUEWAVE CAPITAL-02769PV1000NM |  | No Resource (1) | PV | SUN |  | PHOTOVOLTAIC | 2014-08-07 04:00 | Massachusetts Electric Company | MEC | MA | 05 | RI | SEMA |  | 0 | 0.368 | 0 | 0.368 | 0.368
46653 | WESTBORO SOLAR-01581PV1820NM |  | No Resource (1) | PV | SUN |  | PHOTOVOLTAIC | 2014-08-15 04:00 | Massachusetts Electric Company | MEC | MA | 27 | CMA/NEMA | WCMA | 59368 | 0 | 0.054 | 0 | 0.054 | 0.054
46657 | INDIAN HILL-01069PV1000NM |  | No Resource (1) | PV | SUN |  | PHOTOVOLTAIC | 2014-08-20 04:00 | Massachusetts Electric Company | MEC | MA | 13 | WMA | WCMA | 59362 | 0 | 0.477 | 0 | 0.477 | 0.477
46659 | BROWN SOLAR-01069PV1000NM |  | No Resource (1) | PV | SUN |  | PHOTOVOLTAIC | 2014-08-20 04:00 | Massachusetts Electric Company | MEC | MA | 13 | WMA | WCMA | 59361 | 0 | 0.325 | 0 | 0.325 | 0.325
46660 | STATE SOLAR-01069PV1000NM |  | No Resource (1) | PV | SUN |  | PHOTOVOLTAIC | 2014-08-20 04:00 | Massachusetts Electric Company | MEC | MA | 13 | WMA | WCMA |  | 0 | 0.462 | 0 | 0.462 | 0.462
46662 | DISTRIBUTOR CORP-02148PV300NM |  | No Resource (1) | PV | SUN |  | PHOTOVOLTAIC | 2014-09-03 04:00 | Massachusetts Electric Company | MEC | MA | 17 | BOSTON | NEMA |  | 0 | 0 | 0 | 0.12 | 0.12
46663 | CITY OF LAWRENCE-01841PV300NM |  | No Resource (1) | PV | SUN |  | PHOTOVOLTAIC | 2014-09-03 04:00 | Massachusetts Electric Company | MEC | MA | 09 | CMA/NEMA | WCMA |  | 0 | 0 | 0 | 0.12 | 0.12
46664 | NEXAMP CAPITAL-01543PV4999NM |  | No Resource (1) | PV | SUN |  | PHOTOVOLTAIC | 2014-09-03 04:00 | Massachusetts Electric Company | MEC | MA | 27 | WMA | WCMA |  | 0 | 0 | 0 | 1.9996 | 1.9996
46665 | SX INDUSTRIES-02072PV170NM |  | No Resource (1) | PV | SUN |  | PHOTOVOLTAIC | 2014-09-05 04:00 | Massachusetts Electric Company | MEC | MA | 21 | SEMA | SEMA |  | 0 | 0 | 0 | 0.068 | 0.068
46666 | CUMMINGS-01915PV224NM |  | No Resource (1) | PV | SUN |  | PHOTOVOLTAIC | 2014-09-05 04:00 | Massachusetts Electric Company | MEC | MA | 09 | BOSTON | NEMA |  | 0 | 0 | 0 | 0.0896 | 0.0896
46667 | E NAZARENE-02170PV85NM |  | No Resource (1) | PV | SUN |  | PHOTOVOLTAIC | 2014-09-05 04:00 | Massachusetts Electric Company | MEC | MA | 21 | SEMA | SEMA |  | 0 | 0 | 0 | 0.034 | 0.034
46691 | CORNERSTONE-01057PV3000NM |  | No Resource (1) | PV | SUN |  | PHOTOVOLTAIC | 2014-09-12 04:00 | Massachusetts Electric Company | MEC | MA | 13 | WMA | WCMA |  | 0 | 0 | 0 | 1.2 | 1.2
46717 | EAST BAY-02915PV70NM |  | No Resource (1) | PV | SUN |  | PHOTOVOLTAIC | 2014-09-19 04:00 | The Narragansett Electric Company | NEC | RI | 07 | RI | RI |  | 0 | 0 | 0 | 0.028 | 0.028
46718 | EXTRA SPACE-02151PV144.3NM |  | No Resource (1) | PV | SUN |  | PHOTOVOLTAIC | 2014-09-19 04:00 | Massachusetts Electric Company | MEC | MA | 25 | BOSTON | NEMA |  | 0 | 0 | 0 | 0.0576 | 0.0576
46719 | STONEHILL COLL-02356PV2000NM |  | No Resource (1) | PV | SUN |  | PHOTOVOLTAIC | 2014-09-19 04:00 | Massachusetts Electric Company | MEC | MA | 05 | SEMA | SEMA |  | 0 | 0 | 0 | 0.8 | 0.8
46721 | ALL AMERICAN-02852PV250DG |  | No Resource (1) | PV | SUN |  | PHOTOVOLTAIC | 2014-09-24 04:00 | The Narragansett Electric Company | NEC | RI | 09 | RI | RI |  | 0 | 0 | 0 | 0.1 | 0.1
46731 | BILLERICA-01821PV4999NM |  | No Resource (1) | PV | SUN |  | PHOTOVOLTAIC | 2014-09-26 04:00 | Massachusetts Electric Company | MEC | MA | 17 | BOSTON | WCMA |  | 0 | 0 | 0 | 1.9996 | 1.9996
46732 | PIONEER SOLAR-01453PV495NM |  | No Resource (1) | PV | SUN |  | PHOTOVOLTAIC | 2014-09-26 04:00 | Massachusetts Electric Company | MEC | MA | 27 | WMA | WCMA |  | 0 | 0 | 0 | 0.198 | 0.198
46733 | TKS SOLAR-02301PV180NM |  | No Resource (1) | PV | SUN |  | PHOTOVOLTAIC | 2014-09-26 04:00 | Massachusetts Electric Company | MEC | MA | 23 | SEMA | SEMA |  | 0 | 0 | 0 | 0.072 | 0.072
46911 | NEXTSUN ENERGY-02896PV850DG |  | No Resource (1) | PV | SUN |  | PHOTOVOLTAIC | 2014-12-04 05:00 | The Narragansett Electric Company | NEC | RI | 07 | RI | RI |  | 0 | 0 | 0 | 0.34 | 0.34
46913 | WOONSOCKET-02895PV190DG |  | No Resource (1) | PV | SUN |  | PHOTOVOLTAIC | 2014-12-10 05:00 | The Narragansett Electric Company | NEC | RI | 07 | RI | RI |  | 0 | 0 | 0 | 0.076 | 0.076
46914 | BILLERICA-01523PV2499NM |  | No Resource (1) | PV | SUN |  | PHOTOVOLTAIC | 2014-12-15 05:00 | Massachusetts Electric Company | MEC | MA | 27 | CMA/NEMA | WCMA |  | 0 | 0 | 0 | 0.9996 | 0.9996
46915 | NEXAMP-01844PV2000NM |  | No Resource (1) | PV | SUN |  | PHOTOVOLTAIC | 2014-12-12 05:00 | Massachusetts Electric Company | MEC | MA | 09 | BOSTON | NEMA |  | 0 | 0 | 0 | 0.8 | 0.8
46916 | PHILLIPS-01810PV495NM |  | No Resource (1) | PV | SUN |  | PHOTOVOLTAIC | 2014-12-12 05:00 | Massachusetts Electric Company | MEC | MA | 17 | CMA/NEMA | WCMA |  | 0 | 0 | 0 | 0.198 | 0.198
46917 | NEWPORT VINEYARDS-02882PV50DG |  | No Resource (1) | PV | SUN |  | PHOTOVOLTAIC | 2014-12-15 05:00 | The Narragansett Electric Company | NEC | RI | 05 | SEMA | RI |  | 0 | 0 | 0 | 0.02 | 0.02
46918 | TOWN OF WESTFORD-01452PV2800NM |  | No Resource (1) | PV | SUN |  | PHOTOVOLTAIC | 2014-12-17 05:00 | Massachusetts Electric Company | MEC | MA | 27 | CMA/NEMA | WCMA |  | 0 | 0 | 0 | 1.12 | 1.12
46924 | BILLERICA-01523PV2500NM |  | No Resource (1) | PV | SUN |  | PHOTOVOLTAIC | 2014-12-15 05:00 | Massachusetts Electric Company | MEC | MA | 27 | CMA/NEMA | WCMA |  | 0 | 0 | 0 | 1 | 1
46925 | GLC-MA SOLAR-01440PV1980NM |  | No Resource (1) | PV | SUN |  | PHOTOVOLTAIC | 2014-12-17 05:00 | Massachusetts Electric Company | MEC | MA | 27 | CMA/NEMA | WCMA |  | 0 | 0 | 0 | 0.792 | 0.792
46926 | STILLWATER-02917PV56DG |  | No Resource (1) | PV | SUN |  | PHOTOVOLTAIC | 2014-12-17 05:00 | The Narragansett Electric Company | NEC | RI | 07 | RI | RI |  | 0 | 0 | 0 | 0.0224 | 0.0224
46947 | AMERIPRIDE-01607PV225NM |  | No Resource (1) | PV | SUN |  | PHOTOVOLTAIC | 2015-01-12 05:00 | Massachusetts Electric Company | MEC | MA | 27 | CMA/NEMA | WCMA |  | 0 | 0 | 0 | 0.09 | 0.09
46948 | MILFORD IND-01757PV170NM |  | No Resource (1) | PV | SUN |  | PHOTOVOLTAIC | 2015-01-12 05:00 | Massachusetts Electric Company | MEC | MA | 27 | RI | SEMA |  | 0 | 0 | 0 | 0.068 | 0.068
46949 | NEW SALEM-01452PV675NM |  | No Resource (1) | PV | SUN |  | PHOTOVOLTAIC | 2015-01-12 05:00 | Massachusetts Electric Company | MEC | MA | 27 | WMA | WCMA |  | 0 | 0 | 0 | 0.27 | 0.27
46952 | TOWN OF WENDELL-01876PV260NM |  | No Resource (1) | PV | SUN |  | PHOTOVOLTAIC | 2015-01-16 05:00 | Massachusetts Electric Company | MEC | MA | 17 | BOSTON | WCMA |  | 0 | 0 | 0 | 0.104 | 0.104
46953 | MACHINE INC-02072PV75NM |  | No Resource (1) | PV | SUN |  | PHOTOVOLTAIC | 2015-01-16 05:00 | Massachusetts Electric Company | MEC | MA | 21 | SEMA | SEMA |  | 0 | 0 | 0 | 0.03 | 0.03
46954 | PROTECTOWIRE-02359PV70NM |  | No Resource (1) | PV | SUN |  | PHOTOVOLTAIC | 2015-01-16 05:00 | Massachusetts Electric Company | MEC | MA | 23 | SEMA | SEMA |  | 0 | 0 | 0 | 0.028 | 0.028
46955 | MASS FISHERIES-01581PV251NM |  | No Resource (1) | PV | SUN |  | PHOTOVOLTAIC | 2015-01-20 05:00 | Massachusetts Electric Company | MEC | MA | 27 | CMA/NEMA | WCMA |  | 0 | 0 | 0 | 0.1004 | 0.1004
46982 | GLOBAL LIQUORS-02720PV85NM |  | No Resource (1) | PV | SUN |  | PHOTOVOLTAIC | 2015-01-28 05:00 | Massachusetts Electric Company | MEC | MA | 05 | SEMA | SEMA |  | 0 | 0 | 0 | 0.034 | 0.034
46984 | FIVEMILE RIVER1-01503PV750NM |  | No Resource (1) | PV | SUN |  | PHOTOVOLTAIC | 2015-01-29 05:00 | Massachusetts Electric Company | MEC | MA | 27 | CMA/NEMA | WCMA |  | 0 | 0 | 0 | 0.3 | 0.3
46985 | FIVEMILE RIVER2-01503PV750NM |  | No Resource (1) | PV | SUN |  | PHOTOVOLTAIC | 2015-01-29 05:00 | Massachusetts Electric Company | MEC | MA | 27 | CMA/NEMA | WCMA |  | 0 | 0 | 0 | 0.3 | 0.3
46986 | FIVEMILE RIVER3-01503PV750NM |  | No Resource (1) | PV | SUN |  | PHOTOVOLTAIC | 2015-01-29 05:00 | Massachusetts Electric Company | MEC | MA | 27 | CMA/NEMA | WCMA |  | 0 | 0 | 0 | 0.3 | 0.3
46987 | FIVEMILE RIVER4-01503PV750NM |  | No Resource (1) | PV | SUN |  | PHOTOVOLTAIC | 2015-01-29 05:00 | Massachusetts Electric Company | MEC | MA | 27 | CMA/NEMA | WCMA |  | 0 | 0 | 0 | 0.3 | 0.3
46992 | RIN LOGISTICS-02720PV1500NM |  | No Resource (1) | PV | SUN |  | PHOTOVOLTAIC | 2015-02-02 05:00 | Massachusetts Electric Company | MEC | MA | 05 | SEMA | SEMA |  | 0 | 0 | 0 | 0.6 | 0.6
46993 | PARAGON HOLDINGS-01740PV995NM |  | No Resource (1) | PV | SUN |  | PHOTOVOLTAIC | 2015-02-02 05:00 | Massachusetts Electric Company | MEC | MA | 27 | CMA/NEMA | WCMA |  | 0 | 0 | 0 | 0.398 | 0.398
46997 | BOLTONVILLE HYDRO |  | No Resource (1) | HDR | WAT |  | HYDRO (DAILY CYCLE - RUN OF RIVER) | 2015-02-01 05:00 | Green Mountain Power Corporation | GMP | VT | 17 | VT | VT | 50539 | 0 | 0 | 0 | 0.5272 | 0.5272
46998 | STEERE ELECTRIC-02814PV72DG |  | No Resource (1) | PV | SUN |  | PHOTOVOLTAIC | 2015-02-02 05:00 | The Narragansett Electric Company | NEC | RI | 07 | RI | RI |  | 0 | 0 | 0 | 0.0288 | 0.0288
47002 | ONE KENWOOD-02038PV266NM |  | No Resource (1) | PV | SUN |  | PHOTOVOLTAIC | 2015-02-10 05:00 | Massachusetts Electric Company | MEC | MA | 21 | RI | SEMA |  | 0 | 0 | 0 | 0.1064 | 0.1064
47003 | S SHORE MILLWORK-02766PV648NM |  | No Resource (1) | PV | SUN |  | PHOTOVOLTAIC | 2015-02-10 05:00 | Massachusetts Electric Company | MEC | MA | 05 | RI | SEMA |  | 0 | 0 | 0 | 0.2592 | 0.2592
47004 | IRON MOUNTAIN-01532PV760NM |  | No Resource (1) | PV | SUN |  | PHOTOVOLTAIC | 2015-02-10 05:00 | Massachusetts Electric Company | MEC | MA | 27 | CMA/NEMA | WCMA |  | 0 | 0 | 0 | 0.304 | 0.304
47007 | FRANKLIN FORD-02038PV140NM |  | No Resource (1) | PV | SUN |  | PHOTOVOLTAIC | 2015-02-12 05:00 | Massachusetts Electric Company | MEC | MA | 21 | RI | SEMA |  | 0 | 0 | 0 | 0.056 | 0.056
47008 | MCGEE TOYOTA-02339PV85NM |  | No Resource (1) | PV | SUN |  | PHOTOVOLTAIC | 2015-02-12 05:00 | Massachusetts Electric Company | MEC | MA | 23 | RI | SEMA |  | 0 | 0 | 0 | 0.034 | 0.034
47020 | NEXAMP-02898PV499DG |  | No Resource (1) | PV | SUN |  | PHOTOVOLTAIC | 2015-02-19 05:00 | The Narragansett Electric Company | NEC | RI | 09 | RI | RI |  | 0 | 0 | 0 | 0.1996 | 0.1996
47032 | ABINGTON TARGET-02351PV418NM |  | No Resource (1) | PV | SUN |  | PHOTOVOLTAIC | 2015-02-27 05:00 | Massachusetts Electric Company | MEC | MA | 23 | SEMA | SEMA |  | 0 | 0 | 0 | 0.1672 | 0.1672
47033 | HANOVER TARGET-02339PV441NM |  | No Resource (1) | PV | SUN |  | PHOTOVOLTAIC | 2015-02-27 05:00 | Massachusetts Electric Company | MEC | MA | 23 | RI | SEMA |  | 0 | 0 | 0 | 0.1764 | 0.1764
47034 | MARLBORO TARGET-01752PV441NM |  | No Resource (1) | PV | SUN |  | PHOTOVOLTAIC | 2015-02-27 05:00 | Massachusetts Electric Company | MEC | MA | 17 | CMA/NEMA | WCMA |  | 0 | 0 | 0 | 0.1764 | 0.1764
47035 | MILFORD TARGET-01757PV302NM |  | No Resource (1) | PV | SUN |  | PHOTOVOLTAIC | 2015-03-02 05:00 | Massachusetts Electric Company | MEC | MA | 27 | RI | SEMA |  | 0 | 0 | 0 | 0.1208 | 0.1208
47036 | NORTHBORO WALMART-01532PV368NM |  | No Resource (1) | PV | SUN |  | PHOTOVOLTAIC | 2015-03-02 05:00 | Massachusetts Electric Company | MEC | MA | 27 | CMA/NEMA | WCMA |  | 0 | 0 | 0 | 0.1472 | 0.1472
47037 | LYNN WALMART-01905PV232NM |  | No Resource (1) | PV | SUN |  | PHOTOVOLTAIC | 2015-03-02 05:00 | Massachusetts Electric Company | MEC | MA | 09 | BOSTON | NEMA |  | 0 | 0 | 0 | 0.0928 | 0.0928
47046 | BOOTHBAY ENERGY STORAGE |  | No Resource (1) | OT | OTR |  | MISC. OTHER | 2015-03-09 04:00 | Convergent Energy and Power LLC | CONV | ME | 15 | ME | ME |  | 0 | 0 | 0 | 0.483 | 0.483
47060 | HANNAFORD FOOD-01535PV120NM |  | No Resource (1) | PV | SUN |  | PHOTOVOLTAIC | 2015-03-18 04:00 | Massachusetts Electric Company | MEC | MA | 27 | WMA | WCMA |  | 0 | 0 | 0 | 0.048 | 0.048
47061 | WHITTIER FARMS-01590PV114NM |  | No Resource (1) | PV | SUN |  | PHOTOVOLTAIC | 2015-03-18 04:00 | Massachusetts Electric Company | MEC | MA | 27 | CMA/NEMA | WCMA |  | 0 | 0 | 0 | 0.0456 | 0.0456
47062 | EASTERN BANK-01901PV100NM |  | No Resource (1) | PV | SUN |  | PHOTOVOLTAIC | 2015-03-18 04:00 | Massachusetts Electric Company | MEC | MA | 09 | BOSTON | NEMA |  | 0 | 0 | 0 | 0.04 | 0.04
47063 | SWISS TURN-01540PV100NM |  | No Resource (1) | PV | SUN |  | PHOTOVOLTAIC | 2015-03-20 04:00 | Massachusetts Electric Company | MEC | MA | 27 | WMA | WCMA |  | 0 | 0 | 0 | 0.04 | 0.04
47064 | 1ST CONGREGATION-02176PV90NM |  | No Resource (1) | PV | SUN |  | PHOTOVOLTAIC | 2015-03-20 04:00 | Massachusetts Electric Company | MEC | MA | 17 | BOSTON | NEMA |  | 0 | 0 | 0 | 0.036 | 0.036
47065 | 210 UPHAM (PV) |  | No Resource (1) | PV | SUN |  | PHOTOVOLTAIC | 2015-03-19 04:00 | Fitchburg Gas and Electric Lig | FGE | MA | 27 | WMA | WCMA |  | 0 | 0 | 0 | 0.0288 | 0.0288
47066 | S.D. WARREN SACCARAPPA HYDRO |  | No Resource (1) | HDR | WAT |  | HYDRO (DAILY CYCLE - RUN OF RIVER) | 2015-03-20 04:00 | NextEra Energy Power Marketing, LLC | FPLP | ME | 05 | SME | ME |  | 0 | 0 | 0 | 0.54 | 0.54
46976 | BUCKSPORT G3 |  | No Resource (1) | ST | WDS |  | BIO/REFUSE | 2015-04-16 | Tenaska Power Services Company | TPS | ME | 09 | BHE | ME | 50243 | 0 | 0 | 0 | 73 | 73
| Forecasted Photovoltaic Capacity |  |  | PV | SUN |  | PHOTOVOLTAIC | 2015-07-01 | [7 empty] | 0 | 0 | 0 | 8.248 | 8.248
[15 empty] | Total | 32646.835 | 30494.341 | 32646.835 | 30748.5782 | 676.8602
NOTES:
Appendix A - defines the codes used.
Generator details, including Lead Market Participant, as of January 1, 2015.
Additional information and changes to generating asset Lead Participant since January 1, 2015 may be found in the Endnotes following Section 2.1.
The Expected Summer Peak SCC is based on the April 2015 SCC Report and capacity that is expected to be added by August 1st based on the interconnection queue and information provided to ISO-NE by the lead participants. In this table, new capacity consists of one new 73 MW generator and uprates to Manchester Station, Bridgeport Energy, Granite Ridge Energy, and EP Newington Energy totaling approximately 147 MW.
New PV resources that do not yet have an SCC value due to a lack of historical generation data have an assumed SCC of 40 percent of nameplate.
Based on the PV forecast, approximately 8 MW of additional capacity is expected to go commercial by July 1, 2015. See Sec. 3.1.2, "PV in Markets" category for more details on the forecast.
When an alternate fuel is listed, the unit may not necessarily be fully operable on both fuels.
FOOTNOTES:
(1) This an existing Asset that has no associated Resource at this time.

## 2.1 Endnotes
2.1 Endnotes
-1 | All generator details in Section 2.1, other than the capabilities during the winter and summer peaks, are as of January 1, 2015.
-2 | Effective February 1, 2015, BP Energy Company (BPE) has replaced Exelon Generation Company, LLC (EXGC) as the Lead Market Participant for the following asset:
ECO Maine, Asset #542
-3 | Effective February 3, 2015, Tenaska Power Services Co. (TPS) has replaced Verso Maine Energy LLC (VERSO) as the Lead Market Participant for the following asset:
BUCKSPORT ENERGY 4, Asset #1288
VERSO BUCKSPORT G5, Asset #40342
-4 | Effective March 1, 2015, Ampersand Energy Partners LLC (EXGC) has Swift River Trading Company LLC (SRTC) as the Lead Market Participant for the following asset:
COLLINS HYDRO, Asset #1049
-5 | Effective March 1, 2015, Central Maine Power Company (CMP) has replaced Exelon Generation Company, LLC (EXGC) as the Lead Market Participant for the following assets:
KENNEBAGO HYDRO, Asset #1119
HACKETT MILLS HYDRO, Asset #2286
-6 | Effective March 1, 2015, Epico USA, Inc. (EPICO) has replaced NextEra Energy Power Marketing, LLC (FPLP) as the Lead Market Participant for the following assets:
KEZAR UPPER FALLS, Asset #40207
KEZAR LOWER FALLS, Asset #40208
LEDGEMERE, Asset #40209
KEZAR MIDDLE FALLS, Asset #42123

## 2.2 Net of Imports & Exports
2.2 Net of Imports and Exports (1)
|  | CAPACITY IMPORT/EXPORT FROM |  | CAPABILITY - MW
|  |  |  | Winter | Summer
|  |  |  | 2015-01-01 | 2015-08-01
|  | Quebec (2) |  | 573.293 | 455.716
|  | New Brunswick |  | 0 | 247.842
|  | New York (3) |  | 258.832 | 533.479
|  |  | NET OF IMPORTS AND EXPORTS (4) | 832.125 | 1237.037
FOOTNOTES:
-1 | Summer and winter values are based on FCM Capacity Supply Obligations.
-2 | The Citizens Block Load CSO, which is treated as a generating resource in Sec. 3.1 and Appendix D, is treated here as an import from Quebec.
-3 | New York values reflect a 100 MW Administrative Export. That export is treated as a reduction to the generation CSO in Sec. 1.
-4 | A positive value indicates net imports and a negative value indicates net exports.

## 3.1.1 PV Forecast - Nameplate
3.1.1 - Forecast of Solar PV Resources by Category and State
|  |  | Annual Total Incremental MW - Nameplate Rating | [10 empty] | Totals
Category | Sub-Category | States | Through 2014 | 2015 | 2016 | 2017 | 2018 | 2019 | 2020 | 2021 | 2022 | 2023 | 2024
PV in Markets | FCM PV | CT | 0.701 | 0 | 0 | 0 | 0 | 0 | 0 | 0 | 0 | 0 | 0 | 0.701
|  | MA | 11.387 | 1.8 | 13.05 | 0 | 36.97 | 0 | 0 | 0 | 0 | 0 | 0 | 63.207
|  | ME | 0 | 0 | 0 | 0 | 0 | 0 | 0 | 0 | 0 | 0 | 0 | 0
|  | NH | 0 | 0 | 0 | 0 | 0 | 0 | 0 | 0 | 0 | 0 | 0 | 0
|  | RI | 0.445 | 0 | 0 | 0 | 0 | 0 | 0 | 0 | 0 | 0 | 0 | 0.445
|  | VT | 0 | 0 | 0 | 0 | 0 | 0 | 0 | 0 | 0 | 0 | 0 | 0
| Total | Annual | 12.533 | 1.8 | 13.05 | 0 | 36.97 | 0 | 0 | 0 | 0 | 0 | 0 | 64.353
|  | Cumulative | 12.533 | 14.333 | 27.383 | 27.383 | 64.353 | 64.353 | 64.353 | 64.353 | 64.353 | 64.353 | 64.353 | 64.353
| Non-FCM PV | CT | 0 | 0 | 20 | 0 | 0 | 0 | 0 | 0 | 0 | 0 | 0 | 20
|  | MA | 308.313 | 92.6403 | 97.1303 | 24.6456 | -13.7741 | 21.7461 | 21.7461 | 14.4974 | 14.4974 | 14.4974 | 14.4974 | 610.4369
|  | ME | 0 | 0 | 0 | 0 | 0 | 0 | 0 | 0 | 0 | 0 | 0 | 0
|  | NH | 0.545 | 0.18331 | 0.18331 | 0.16401 | 0.15437 | 0.14472 | 0.14472 | 0.096479 | 0.096479 | 0.096479 | 0.096479 | 1.9054
|  | RI | 14.46 | 7.6945 | 16.1811 | 21.5649 | 24.5844 | 23.0479 | 16.3479 | 5.628 | 4.288 | 4.288 | 4.288 | 142.3726
|  | VT | 0 | 0 | 0 | 0 | 0 | 0 | 0 | 0 | 0 | 0 | 0 | 0
| Total | Annual | 323.318 | 100.5181 | 133.4948 | 46.3745 | 10.9646 | 44.9387 | 38.2387 | 20.2219 | 18.8819 | 18.8819 | 18.8819 | 774.7149
|  | Cumulative | 323.318 | 423.8361 | 557.3309 | 603.7054 | 614.67 | 659.6087 | 697.8475 | 718.0693 | 736.9512 | 755.8331 | 774.7149 | 774.7149
Markets Total |  | Annual | 335.851 | 102.3181 | 146.5448 | 46.3745 | 47.9346 | 44.9387 | 38.2387 | 20.2219 | 18.8819 | 18.8819 | 18.8819 | 839.0679
|  | Cumulative | 335.851 | 438.1691 | 584.7139 | 631.0884 | 679.023 | 723.9617 | 762.2005 | 782.4223 | 801.3042 | 820.1861 | 839.0679 | 839.0679
Behind-the-Meter PV | Embedded PV | CT | 69.4444 | 2.3148 | 2.3148 | 4.6296 | 4.6296 | 4.6296 | 4.6296 | 4.6296 | 4.6296 | 4.6296 | 4.6296 | 111.1111
|  | MA | 199.0741 | 11.5741 | 13.8889 | 16.2037 | 16.2037 | 16.2037 | 16.2037 | 16.2037 | 16.2037 | 16.2037 | 16.2037 | 354.1667
|  | ME | 9.2593 | 0 | 0 | 2.3148 | 0 | 0 | 2.3148 | 0 | 0 | 0 | 2.3148 | 16.2037
|  | NH | 6.9444 | 0 | 0 | 0 | 2.3148 | 0 | 0 | 0 | 0 | 2.3148 | 0 | 11.5741
|  | RI | 2.3148 | 0 | 2.3148 | 2.3148 | 2.3148 | 2.3148 | 0 | 0 | 0 | 2.3148 | 0 | 13.8889
|  | VT | 25.463 | 0 | 2.3148 | 2.3148 | 0 | 2.3148 | 2.3148 | 2.3148 | 2.3148 | 2.3148 | 0 | 41.6667
| Total | Annual | 312.5 | 13.8889 | 20.8333 | 27.7778 | 25.463 | 25.463 | 25.463 | 23.1481 | 23.1481 | 27.7778 | 23.1481 | 548.6111
|  | Cumulative | 312.5 | 326.3889 | 347.2222 | 375 | 400.463 | 425.9259 | 451.3889 | 474.537 | 497.6852 | 525.463 | 548.6111 | 548.6111
| Non-Embedded PV | CT | 48.6546 | 68.5394 | 67.5394 | 41.1287 | 38.437 | 35.7454 | 35.7454 | 22.287 | 22.287 | 22.287 | 22.287 | 424.9379
|  | MA | 148.0559 | 90.9691 | 105.7448 | 10.5565 | 8.9823 | 7.4082 | 7.4082 | -0.46243 | -0.46243 | -0.46243 | -0.46243 | 377.2754
|  | ME | 1.1207 | 2.185 | 2.185 | -0.35981 | 1.84 | 1.725 | -0.58981 | 1.725 | 1.725 | 1.725 | -0.58981 | 12.6913
|  | NH | 5.2206 | 4.0917 | 4.0917 | 3.661 | 1.1308 | 3.2303 | 3.2303 | 2.1535 | 2.1535 | -0.16129 | 2.1535 | 30.9556
|  | RI | 0.99019 | 1.9955 | 1.8815 | 3.2778 | 4.0608 | 3.6623 | 4.2396 | 1.4595 | 1.112 | -1.2028 | 1.112 | 22.5885
|  | VT | 56.387 | 40.3602 | 38.0454 | 19.9675 | 13.8675 | 4.026 | 4.026 | 4.026 | 4.026 | 4.026 | 4.2272 | 192.9849
| Total | Annual | 260.429 | 208.1408 | 219.4878 | 78.2315 | 68.3185 | 55.7972 | 54.0597 | 31.1887 | 30.8412 | 26.2115 | 28.7276 | 1061.4335
|  | Cumulative | 260.429 | 468.5698 | 688.0576 | 766.2892 | 834.6077 | 890.4049 | 944.4646 | 975.6533 | 1006.4944 | 1032.706 | 1061.4335 | 1061.4335
Behind-the Meter Total |  | Annual | 572.929 | 222.0297 | 240.3211 | 106.0093 | 93.7815 | 81.2602 | 79.5226 | 54.3368 | 53.9893 | 53.9893 | 51.8757 | 1610.0446
|  | Cumulative | 572.929 | 794.9587 | 1035.2798 | 1141.2892 | 1235.0707 | 1316.3308 | 1395.8535 | 1450.1903 | 1504.1796 | 1558.1689 | 1610.0446 | 1610.0446
Annual Total | All PV Categories | CT | 118.8 | 70.8542 | 89.8542 | 45.7583 | 43.0667 | 40.375 | 40.375 | 26.9167 | 26.9167 | 26.9167 | 26.9167 | 556.75
|  | MA | 666.83 | 196.9835 | 229.814 | 51.4058 | 48.3819 | 45.358 | 45.358 | 30.2387 | 30.2387 | 30.2387 | 30.2387 | 1405.086
|  | ME | 10.38 | 2.185 | 2.185 | 1.955 | 1.84 | 1.725 | 1.725 | 1.725 | 1.725 | 1.725 | 1.725 | 28.895
|  | NH | 12.71 | 4.275 | 4.275 | 3.825 | 3.6 | 3.375 | 3.375 | 2.25 | 2.25 | 2.25 | 2.25 | 44.435
|  | RI | 18.21 | 9.69 | 20.3775 | 27.1575 | 30.96 | 29.025 | 20.5875 | 7.0875 | 5.4 | 5.4 | 5.4 | 179.295
|  | VT | 81.85 | 40.3602 | 40.3602 | 22.2823 | 13.8675 | 6.3408 | 6.3408 | 6.3408 | 6.3408 | 6.3408 | 4.2272 | 234.6516
All PV Categories Total |  | Annual | 908.78 | 324.3478 | 386.8659 | 152.3839 | 141.7161 | 126.1989 | 117.7614 | 74.5587 | 72.8712 | 72.8712 | 70.7576 | 2449.1126
Cumulative Total | All PV Categories | CT | 118.8 | 189.6542 | 279.5083 | 325.2667 | 368.3333 | 408.7083 | 449.0833 | 476 | 502.9167 | 529.8333 | 556.75 | 556.75
|  | MA | 666.83 | 863.8134 | 1093.6275 | 1145.0332 | 1193.4151 | 1238.7732 | 1284.1312 | 1314.3699 | 1344.6086 | 1374.8473 | 1405.086 | 1405.086
|  | ME | 10.38 | 12.565 | 14.75 | 16.705 | 18.545 | 20.27 | 21.995 | 23.72 | 25.445 | 27.17 | 28.895 | 28.895
|  | NH | 12.71 | 16.985 | 21.26 | 25.085 | 28.685 | 32.06 | 35.435 | 37.685 | 39.935 | 42.185 | 44.435 | 44.435
|  | RI | 18.21 | 27.9 | 48.2775 | 75.435 | 106.395 | 135.42 | 156.0075 | 163.095 | 168.495 | 173.895 | 179.295 | 179.295
|  | VT | 81.85 | 122.2102 | 162.5704 | 184.8527 | 198.7202 | 205.0611 | 211.4019 | 217.7427 | 224.0836 | 230.4244 | 234.6516 | 234.6516
All PV Categories Total |  | Cumulative | 908.78 | 1233.1278 | 1619.9937 | 1772.3776 | 1914.0937 | 2040.2926 | 2158.0539 | 2232.6126 | 2305.4838 | 2378.355 | 2449.1126 | 2449.1126
NOTES:
1) Explanation of all PV forecast assumptions and methodology is available at:
http://www.iso-ne.com/system-planning/system-forecasting/distributed-generation-forecast
2) The forecast reflects values after applying discount factors developed to reflect a degree of uncertainty in future PV development
3) FCM PV consists of supply or demand-side resources with Capacity Suppliy Obligations (CSO), which may also be Settlement Only Resources
4) Non-FCM PV includes Settlement only Resources (SORs) and Generators (per OP-14) that participate only in the energy market
5) BTM Embedded PV is the portion of BTM that is captured in the historical load forecast and can be estimated via reconstitution, whereas BTM non-Embedded PV is not captured in the historical load forecast.
6) ISO is working with stakeholders to determine the appropriate use of the PV forecast
7) Forecast values represent end-of-year installed capacities

## 3.1.2 PV Forecast - SCC
3.1.2 - Forecast of Solar PV Estimated Summer Seasonal Claimed Capability (SCC) by Category and State
|  |  | Annual Total MW - Estimated Summer Seasonal Claimed Capability (SCC) | [10 empty] | Totals
Category | Sub-Category | States | Through 2014 | 2015 | 2016 | 2017 | 2018 | 2019 | 2020 | 2021 | 2022 | 2023 | 2024
PV in Markets | FCM PV | CT | 0.133 | 0 | 0 | 0 | 0 | 0 | 0 | 0 | 0 | 0 | 0 | 0.133
|  | MA | 4.155 | 0.458 | 3.792 | 0 | 14.884 | 0 | 0 | 0 | 0 | 0 | 0 | 23.289
|  | ME | 0 | 0 | 0 | 0 | 0 | 0 | 0 | 0 | 0 | 0 | 0 | 0
|  | NH | 0 | 0 | 0 | 0 | 0 | 0 | 0 | 0 | 0 | 0 | 0 | 0
|  | RI | 0.244 | 0 | 0 | 0 | 0 | 0 | 0 | 0 | 0 | 0 | 0 | 0.244
|  | VT | 0 | 0 | 0 | 0 | 0 | 0 | 0 | 0 | 0 | 0 | 0 | 0
| Total | Annual | 4.532 | 0.458 | 3.792 | 0 | 14.884 | 0 | 0 | 0 | 0 | 0 | 0 | 23.666
|  | Cumulative | 4.532 | 4.99 | 8.782 | 8.782 | 23.666 | 23.666 | 23.666 | 23.666 | 23.666 | 23.666 | 23.666 | 23.666
| Non-FCM PV | CT | 0 | 0 | 8 | 0 | 0 | 0 | 0 | 0 | 0 | 0 | 0 | 8
|  | MA | 123.3252 | 37.0561 | 38.8521 | 9.8582 | -5.5097 | 8.6984 | 8.6984 | 5.799 | 5.799 | 5.799 | 5.799 | 244.1748
|  | ME | 0 | 0 | 0 | 0 | 0 | 0 | 0 | 0 | 0 | 0 | 0 | 0
|  | NH | 0.218 | 0.073324 | 0.073324 | 0.065606 | 0.061747 | 0.057887 | 0.057887 | 0.038592 | 0.038592 | 0.038592 | 0.038592 | 0.76214
|  | RI | 5.784 | 3.0778 | 6.4725 | 8.626 | 9.8338 | 9.2191 | 6.5392 | 2.2512 | 1.7152 | 1.7152 | 1.7152 | 56.9491
|  | VT | 0 | 0 | 0 | 0 | 0 | 0 | 0 | 0 | 0 | 0 | 0 | 0
| Total | Annual | 129.3272 | 40.2072 | 53.3979 | 18.5498 | 4.3858 | 17.9755 | 15.2955 | 8.0887 | 7.5527 | 7.5527 | 7.5527 | 309.886
|  | Cumulative | 129.3272 | 169.5344 | 222.9324 | 241.4822 | 245.868 | 263.8435 | 279.139 | 287.2277 | 294.7805 | 302.3332 | 309.886 | 309.886
Markets Total |  | Annual | 133.8592 | 40.6652 | 57.1899 | 18.5498 | 19.2698 | 17.9755 | 15.2955 | 8.0887 | 7.5527 | 7.5527 | 7.5527 | 333.552
|  | Cumulative | 133.8592 | 174.5244 | 231.7144 | 250.2642 | 269.534 | 287.5095 | 302.805 | 310.8937 | 318.4465 | 325.9992 | 333.552 | 333.552
Behind-the-Meter PV | Embedded PV | CT | 27.7778 | 0.92593 | 0.92593 | 1.8519 | 1.8519 | 1.8519 | 1.8519 | 1.8519 | 1.8519 | 1.8519 | 1.8519 | 44.4444
|  | MA | 79.6296 | 4.6296 | 5.5556 | 6.4815 | 6.4815 | 6.4815 | 6.4815 | 6.4815 | 6.4815 | 6.4815 | 6.4815 | 141.6667
|  | ME | 3.7037 | 0 | 0 | 0.92593 | 0 | 0 | 0.92593 | 0 | 0 | 0 | 0.92593 | 6.4815
|  | NH | 2.7778 | 0 | 0 | 0 | 0.92593 | 0 | 0 | 0 | 0 | 0.92593 | 0 | 4.6296
|  | RI | 0.92593 | 0 | 0.92593 | 0.92593 | 0.92593 | 0.92593 | 0 | 0 | 0 | 0.92593 | 0 | 5.5556
|  | VT | 10.1852 | 0 | 0.92593 | 0.92593 | 0 | 0.92593 | 0.92593 | 0.92593 | 0.92593 | 0.92593 | 0 | 16.6667
| Total | Annual | 125 | 5.5556 | 8.3333 | 11.1111 | 10.1852 | 10.1852 | 10.1852 | 9.2593 | 9.2593 | 11.1111 | 9.2593 | 219.4444
|  | Cumulative | 125 | 130.5556 | 138.8889 | 150 | 160.1852 | 170.3704 | 180.5556 | 189.8148 | 199.0741 | 210.1852 | 219.4444 | 219.4444
| Non-Embedded PV | CT | 19.6092 | 27.4157 | 27.0157 | 16.4515 | 15.3748 | 14.2981 | 14.2981 | 8.9148 | 8.9148 | 8.9148 | 8.9148 | 170.1226
|  | MA | 59.6222 | 36.6496 | 43.7259 | 4.2226 | 3.4969 | 2.9633 | 2.9633 | -0.18497 | -0.18497 | -0.18497 | -0.18497 | 152.9039
|  | ME | 0.4483 | 0.874 | 0.874 | -0.14393 | 0.736 | 0.69 | -0.23593 | 0.69 | 0.69 | 0.69 | -0.23593 | 5.0765
|  | NH | 2.0882 | 1.6367 | 1.6367 | 1.4644 | 0.45233 | 1.2921 | 1.2921 | 0.86141 | 0.86141 | -0.064518 | 0.86141 | 12.3822
|  | RI | 0.33007 | 0.79819 | 0.75262 | 1.3111 | 1.6243 | 1.4649 | 1.6958 | 0.58381 | 0.44481 | -0.48112 | 0.44481 | 8.9694
|  | VT | 22.5548 | 16.1441 | 15.2182 | 7.987 | 5.547 | 1.6104 | 1.6104 | 1.6104 | 1.6104 | 1.6104 | 1.6909 | 77.194
| Total | Annual | 104.6528 | 83.5183 | 89.2231 | 31.2926 | 27.2314 | 22.3189 | 21.6239 | 12.4755 | 12.3365 | 10.4846 | 11.491 | 426.6486
|  | Cumulative | 104.6528 | 188.1711 | 277.3942 | 308.6869 | 335.9183 | 358.2372 | 379.861 | 392.3365 | 404.673 | 415.1576 | 426.6486 | 426.6486
Behind-the Meter Total |  | Annual | 229.6528 | 89.0739 | 97.5565 | 42.4037 | 37.4166 | 32.5041 | 31.809 | 21.7347 | 21.5957 | 21.5957 | 20.7503 | 646.0931
|  | Cumulative | 229.6528 | 318.7267 | 416.2831 | 458.6869 | 496.1035 | 528.6075 | 560.4166 | 582.1513 | 603.747 | 625.3428 | 646.0931 | 646.0931
Annual Total | All PV Categories | CT | 47.52 | 28.3417 | 35.9417 | 18.3033 | 17.2267 | 16.15 | 16.15 | 10.7667 | 10.7667 | 10.7667 | 10.7667 | 222.7
|  | MA | 266.732 | 78.7934 | 91.9256 | 20.5623 | 19.3528 | 18.1432 | 18.1432 | 12.0955 | 12.0955 | 12.0955 | 12.0955 | 562.0344
|  | ME | 4.152 | 0.874 | 0.874 | 0.782 | 0.736 | 0.69 | 0.69 | 0.69 | 0.69 | 0.69 | 0.69 | 11.558
|  | NH | 5.084 | 1.71 | 1.71 | 1.53 | 1.44 | 1.35 | 1.35 | 0.9 | 0.9 | 0.9 | 0.9 | 17.774
|  | RI | 7.284 | 3.876 | 8.151 | 10.863 | 12.384 | 11.61 | 8.235 | 2.835 | 2.16 | 2.16 | 2.16 | 71.718
|  | VT | 32.74 | 16.1441 | 16.1441 | 8.9129 | 5.547 | 2.5363 | 2.5363 | 2.5363 | 2.5363 | 2.5363 | 1.6909 | 93.8606
All PV Categories Total |  | Annual | 363.512 | 129.7391 | 154.7464 | 60.9535 | 56.6864 | 50.4795 | 47.1045 | 29.8235 | 29.1485 | 29.1485 | 28.303 | 979.645
Cumulative Total | All PV Categories | CT | 47.52 | 75.8617 | 111.8033 | 130.1067 | 147.3333 | 163.4833 | 179.6333 | 190.4 | 201.1667 | 211.9333 | 222.7 | 222.7
|  | MA | 266.732 | 345.5254 | 437.451 | 458.0133 | 477.3661 | 495.5093 | 513.6525 | 525.748 | 537.8434 | 549.9389 | 562.0344 | 562.0344
|  | ME | 4.152 | 5.026 | 5.9 | 6.682 | 7.418 | 8.108 | 8.798 | 9.488 | 10.178 | 10.868 | 11.558 | 11.558
|  | NH | 5.084 | 6.794 | 8.504 | 10.034 | 11.474 | 12.824 | 14.174 | 15.074 | 15.974 | 16.874 | 17.774 | 17.774
|  | RI | 7.284 | 11.16 | 19.311 | 30.174 | 42.558 | 54.168 | 62.403 | 65.238 | 67.398 | 69.558 | 71.718 | 71.718
|  | VT | 32.74 | 48.8841 | 65.0282 | 73.9411 | 79.4881 | 82.0244 | 84.5608 | 87.0971 | 89.6334 | 92.1698 | 93.8606 | 93.8606
All PV Categories Total |  | Cumulative | 363.512 | 493.2511 | 647.9975 | 708.951 | 765.6375 | 816.117 | 863.2216 | 893.045 | 922.1935 | 951.342 | 979.645 | 979.645
Monthly PV Growth Table (as a % of Annual Growth)
Month | Incremental | Cumulative
1 | 5% | 5%
2 | 4% | 9%
3 | 5% | 14%
4 | 6% | 20%
5 | 6% | 27%
6 | 9% | 36%
7 | 10% | 45%
8 | 10% | 55%
9 | 7% | 62%
10 | 8% | 70%
11 | 7% | 77%
12 | 23% | 100%
The above percentages are based on three years of historical installation data, and reflect end of month values.
NOTES:
1) Explanation of all PV forecast assumptions and methodology is available at:
http://www.iso-ne.com/system-planning/system-forecasting/distributed-generation-forecast
2) The forecast reflects values after applying discount factors developed to reflect a degree of uncertainty in future PV development
3) FCM PV consists of supply or demand-side resources with Capacity Suppliy Obligations (CSO), which may also be Settlement Only Resources
4) Non-FCM PV includes Settlement only Resources (SORs) and Generators (per OP-14) that participate only in the energy market
5) In Sections 1.1 and 1.2 of the CELT Report, the Behind-the-Meter (BTM) Non-Embedded PV (SCC values) are treated as load reducers in line 1.1.1. Those values are as of July 1 of each year, and include an 8% transmission and distribution loss gross-up. The July 1 values were calculated based on the cumulative growth percentage through June, as shown in the Monthly PV Growth Table above.
6) BTM Embedded PV is the portion of BTM that is captured in the historical load forecast and can be estimated via reconstitution, whereas BTM non-Embedded PV is not captured in the historical load forecast.
7) ISO is working with stakeholders to determine the appropriate use of the PV forecast
8) Forecast values represent end-of-year installed capacities
9) Summer SCC values are based on the assumption that all end-of-year resources are in operation during the summer period
10) Different planning studies may use values different from the SCC based on the intent of the study

## 3.1.3 PV Forecast - Energy
3.1.3 - Forecast of Solar PV Energy (GWh) by Category and State
Estimated Annual Energy (GWh)
Category | Sub-Category | States | 2015 | 2016 | 2017 | 2018 | 2019 | 2020 | 2021 | 2022 | 2023 | 2024
PV in Markets | FCM PV | CT | 0.61717 | 0.64517 | 0.74198 | 0.75475 | 0.76448 | 0.76925 | 0.78709 | 0.78867 | 0.79008 | 0.79135
|  | MA | 11.711 | 23.6224 | 26.5927 | 64.2526 | 64.4241 | 64.4823 | 65.0163 | 65.0367 | 65.0563 | 65.075
|  | ME | 0 | 0 | 0 | 0 | 0 | 0 | 0 | 0 | 0 | 0
|  | NH | 0 | 0 | 0 | 0 | 0 | 0 | 0 | 0 | 0 | 0
|  | RI | 0.3761 | 0.35255 | 0.37243 | 0.39446 | 0.41879 | 0.44486 | 0.47299 | 0.47662 | 0.47693 | 0.47722
|  | VT | 0 | 0 | 0 | 0 | 0 | 0 | 0 | 0 | 0 | 0
| Total |  | 12.7043 | 24.6202 | 27.7071 | 65.4019 | 65.6074 | 65.6964 | 66.2764 | 66.302 | 66.3233 | 66.3435
| Non-FCM PV | CT | 0 | 18.4071 | 21.1693 | 21.5335 | 21.8112 | 21.9471 | 22.4563 | 22.5011 | 22.5415 | 22.5779
|  | MA | 356.0754 | 448.4488 | 529.8158 | 517.3748 | 540.9202 | 563.5935 | 583.1733 | 598.2738 | 613.3752 | 628.4774
|  | ME | 0 | 0 | 0 | 0 | 0 | 0 | 0 | 0 | 0 | 0
|  | NH | 0.63569 | 0.82848 | 1.0136 | 1.1808 | 1.3392 | 1.4916 | 1.6271 | 1.7302 | 1.8333 | 1.9364
|  | RI | 18.7245 | 30.3715 | 50.1314 | 74.8899 | 101.1984 | 123.8409 | 137.6534 | 143.3044 | 147.9922 | 152.68
|  | VT | 0 | 0 | 0 | 0 | 0 | 0 | 0 | 0 | 0 | 0
| Total |  | 375.4356 | 498.0559 | 602.1301 | 614.9791 | 665.269 | 710.8731 | 744.9101 | 765.8096 | 785.7422 | 805.6717
Markets Total |  |  | 388.1399 | 522.6761 | 629.8372 | 680.3809 | 730.8763 | 776.5695 | 811.1865 | 832.1116 | 852.0654 | 872.0153
Behind-the-Meter PV | Embedded PV | CT | 27.7778 | 24.0741 | 22.2222 | 25 | 27.7778 | 32.4074 | 35.1852 | 36.1111 | 37.963 | 39.8148
|  | MA | 94.4444 | 86.1111 | 83.3333 | 86.1111 | 92.5926 | 100 | 106.4815 | 112.037 | 117.5926 | 123.1481
|  | ME | 0 | 0 | 0 | 0 | 0 | 0 | 0 | 0 | 0 | 0
|  | NH | 0 | 0 | 0 | 0 | 0 | 0 | 0 | 0 | 0 | 0
|  | RI | 0 | 0 | 0 | 0 | 0 | 0 | 0 | 0 | 0 | 0
|  | VT | 19.4444 | 20.3704 | 20.3704 | 22.2222 | 23.1481 | 25.9259 | 28.7037 | 30.5556 | 32.4074 | 35.1852
| Total |  | 141.6667 | 130.5556 | 125.9259 | 133.3333 | 143.5185 | 158.3333 | 170.3704 | 178.7037 | 187.963 | 198.1481
| Non-Embedded PV | CT | 138.5789 | 214.1206 | 300.1499 | 349.287 | 395.367 | 437.6811 | 476.0307 | 506.4091 | 535.8663 | 565.3275
|  | MA | 304.8978 | 426.4634 | 520.8146 | 545.4195 | 564.6898 | 581.9641 | 597.3223 | 608.185 | 619.0477 | 629.9104
|  | ME | 12.9093 | 15.4531 | 17.9165 | 20.1486 | 22.1897 | 24.1553 | 26.121 | 28.0866 | 30.0522 | 32.0179
|  | NH | 14.1893 | 18.4925 | 22.6237 | 26.3577 | 29.8916 | 33.2942 | 36.3182 | 38.62 | 40.9217 | 43.2234
|  | RI | 4.4798 | 7.5239 | 12.6285 | 19.0272 | 25.8256 | 31.6716 | 35.2255 | 36.6874 | 37.9028 | 39.1182
|  | VT | 83.2357 | 125.6529 | 162.3592 | 181.3518 | 192.5517 | 196.5329 | 200.514 | 205.4211 | 210.3282 | 213.5394
| Total |  | 558.2908 | 807.7064 | 1036.4922 | 1141.5918 | 1230.5154 | 1305.2991 | 1371.5317 | 1423.4092 | 1474.119 | 1523.1369
Behind-the Meter Total |  |  | 699.9574 | 938.2619 | 1162.4181 | 1274.9251 | 1374.0339 | 1463.6325 | 1541.9021 | 1602.1129 | 1662.082 | 1721.285
Total | All PV Categories | CT | 166.9738 | 257.2469 | 344.2834 | 396.5753 | 445.7204 | 492.8049 | 534.4593 | 565.81 | 597.1608 | 628.5116
|  | MA | 767.1287 | 984.6458 | 1160.5564 | 1213.1581 | 1262.6267 | 1310.0399 | 1351.9934 | 1383.5326 | 1415.0718 | 1446.6109
|  | ME | 12.9093 | 15.4531 | 17.9165 | 20.1486 | 22.1897 | 24.1553 | 26.121 | 28.0866 | 30.0522 | 32.0179
|  | NH | 14.8249 | 19.321 | 23.6372 | 27.5386 | 31.2308 | 34.7858 | 37.9453 | 40.3502 | 42.755 | 45.1599
|  | RI | 23.5804 | 38.248 | 63.1323 | 94.3116 | 127.4428 | 155.9573 | 173.3519 | 180.4684 | 186.3719 | 192.2755
|  | VT | 102.6801 | 146.0233 | 182.7295 | 203.574 | 215.6998 | 222.4588 | 229.2177 | 235.9767 | 242.7356 | 248.7246
All PV Categories Total |  |  | 1088.0973 | 1460.938 | 1792.2553 | 1955.3061 | 2104.9102 | 2240.2019 | 2353.0886 | 2434.2245 | 2514.1474 | 2593.3003
NOTES:
1) Explanation of all PV forecast assumptions and methodology is available at:
http://www.iso-ne.com/system-planning/system-forecasting/distributed-generation-forecast
2) The forecast reflects values after applying discount factors developed to reflect a degree of uncertainty in future PV development
3) FCM PV consists of supply or demand-side resources with Capacity Suppliy Obligations (CSO), which may also be Settlement Only Resources
4) Non-FCM PV includes Settlement only Resources (SORs) and Generators (per OP-14) that participate only in the energy market
5) BTM Embedded PV is the portion of BTM that is captured in the historical load forecast and can be estimated via reconstitution, whereas BTM non-Embedded PV is not captured in the historical load forecast.
6) ISO is working with stakeholders to determine the appropriate use of the PV forecast

## 4.1 Sum of CSOs
4.1 Summary of Capacity Supply Obligations (CSO) MW(1)(2)(3)(4)(5)(6)
Capacity Commitment Period
|  |  |  | 2014-15(7) |  | 2015-16 (8) |  | 2016-17 (9) |  | 2017-18 (10) |  | 2018-19 (11)
| Load Zone Name | Resource Type | Resource Sub Type | Summer CSO | Winter CSO | Summer CSO | Winter CSO | Summer CSO | Winter CSO | Summer CSO | Winter CSO | Summer CSO | Winter CSO
| CT | ACTIVE DR | REAL TIME DR | 129.415 | 123.304 | 114.78 | 113.925 | 182.162 | 182.229 | 194.26 | 194.095 | 75.486 | 75.486
|  |  | REAL-TIME EG | 94.999 | 92.729 | 107.401 | 102.07 | 142.907 | 142.907 | 138.338 | 138.338 | 52.427 | 52.427
|  |  | TOTAL ACTIVE | 224.414 | 216.033 | 222.181 | 215.995 | 325.069 | 325.136 | 332.598 | 332.433 | 127.913 | 127.913
|  | PASSIVE DR | ON-PEAK | 78.377 | 78.377 | 71.622 | 71.248 | 59.154 | 59.154 | 60.862 | 60.862 | 58.394 | 58.394
|  |  | SEASONAL PEAK | 312.288 | 312.288 | 310.682 | 310.682 | 260.396 | 260.396 | 307.892 | 307.892 | 363.379 | 363.379
|  |  | TOTAL PASSIVE | 390.665 | 390.665 | 382.304 | 381.93 | 319.55 | 319.55 | 368.754 | 368.754 | 421.773 | 421.773
|  | DR Total |  | 615.079 | 606.698 | 604.485 | 597.925 | 644.619 | 644.686 | 701.352 | 701.187 | 549.686 | 549.686
|  | GEN | Intermittent | 151.194 | 163.329 | 156.661 | 166.014 | 181.174 | 194.289 | 188.984 | 203.672 | 180.099 | 195.792
|  |  | Non Intermittent | 7245.281 | 7321.634 | 7299.146 | 7331.395 | 7075.288 | 7075.288 | 8247.693 | 8247.693 | 9069.331 | 9076.362
|  | GEN Total |  | 7396.475 | 7484.963 | 7455.807 | 7497.409 | 7256.462 | 7269.577 | 8436.677 | 8451.365 | 9249.43 | 9272.154
| CT Total |  |  | 8011.554 | 8091.661 | 8060.292 | 8095.334 | 7901.081 | 7914.263 | 9138.029 | 9152.552 | 9799.116 | 9821.84
| ME | ACTIVE DR | REAL TIME DR | 183.386 | 182.089 | 129.844 | 145.337 | 244.776 | 247.25 | 191.465 | 202.275 | 147.925 | 154.627
|  |  | REAL-TIME EG | 8.583 | 5.958 | 6.031 | 3.55 | 11.636 | 9.162 | 11.802 | 9.299 | 7.482 | 5.198
|  |  | TOTAL ACTIVE | 191.969 | 188.047 | 135.875 | 148.887 | 256.412 | 256.412 | 203.267 | 211.574 | 155.407 | 159.825
|  | PASSIVE DR | ON-PEAK | 112.638 | 112.638 | 131.82 | 130.096 | 154.45 | 154.45 | 182.318 | 182.318 | 180.936 | 180.936
|  |  | SEASONAL PEAK | 0 | 0 | 0 | 0 | 0 | 0 | 0 | 0 | 0 | 0
|  |  | TOTAL PASSIVE | 112.638 | 112.638 | 131.82 | 130.096 | 154.45 | 154.45 | 182.318 | 182.318 | 180.936 | 180.936
|  | DR Total |  | 304.607 | 300.685 | 267.695 | 278.983 | 410.862 | 410.862 | 385.585 | 393.892 | 336.343 | 340.761
|  | GEN | Intermittent | 156.445 | 187.624 | 165 | 226.684 | 199.719 | 313.086 | 227.002 | 354.958 | 241.876 | 364.38
|  |  | Non Intermittent | 2767.734 | 2803.585 | 2920.305 | 2921.311 | 2752.617 | 2752.615 | 2919.049 | 2919.618 | 2791.085 | 2791.085
|  | GEN Total |  | 2924.179 | 2991.209 | 3085.305 | 3147.995 | 2952.336 | 3065.701 | 3146.051 | 3274.576 | 3032.961 | 3155.465
| ME Total |  |  | 3228.786 | 3291.894 | 3353 | 3426.978 | 3363.198 | 3476.563 | 3531.636 | 3668.468 | 3369.304 | 3496.226
| NEMA | ACTIVE DR | REAL TIME DR | 55.367 | 44.046 | 77.454 | 65.363 | 55.622 | 55.622 | 63.311 | 59.833 | 72.751 | 72.751
|  |  | REAL-TIME EG | 27.081 | 27.081 | 14.44 | 12.699 | 11.999 | 11.999 | 10.536 | 10.308 | 8.635 | 8.635
|  |  | TOTAL ACTIVE | 82.448 | 71.127 | 91.894 | 78.062 | 67.621 | 67.621 | 73.847 | 70.141 | 81.386 | 81.386
|  | PASSIVE DR | ON-PEAK | 313.028 | 312.886 | 376.496 | 376.496 | 354.647 | 354.102 | 481.959 | 481.413 | 544.134 | 544.134
|  |  | SEASONAL PEAK | 0 | 0 | 0 | 0 | 0 | 0 | 0 | 0 | 0 | 0
|  |  | TOTAL PASSIVE | 313.028 | 312.886 | 376.496 | 376.496 | 354.647 | 354.102 | 481.959 | 481.413 | 544.134 | 544.134
|  | DR Total |  | 395.476 | 384.013 | 468.39 | 454.558 | 422.268 | 421.723 | 555.806 | 551.554 | 625.52 | 625.52
|  | GEN | Intermittent | 68.927 | 71.256 | 69.363 | 71.485 | 69.535 | 71.143 | 70.103 | 71.674 | 70.981 | 72.023
|  |  | Non Intermittent | 2553.824 | 2762.51 | 2519.184 | 2519.184 | 2850.197 | 2850.742 | 3147.87 | 3152.121 | 3230.637 | 3510.237
|  | GEN Total |  | 2622.751 | 2833.766 | 2588.547 | 2590.669 | 2919.732 | 2921.885 | 3217.973 | 3223.795 | 3301.618 | 3582.26
| NEMA Total |  |  | 3018.227 | 3217.779 | 3056.937 | 3045.227 | 3342 | 3343.608 | 3773.779 | 3775.349 | 3927.138 | 4207.78
| NH | ACTIVE DR | REAL TIME DR | 7.403 | 6.684 | 11.596 | 11.087 | 17.725 | 17.634 | 20.513 | 19.792 | 16.038 | 15.318
|  |  | REAL-TIME EG | 18.319 | 16.589 | 15.064 | 13.334 | 14.022 | 12.045 | 14.022 | 12.045 | 14.022 | 12.045
|  |  | TOTAL ACTIVE | 25.722 | 23.273 | 26.66 | 24.421 | 31.747 | 29.679 | 34.535 | 31.837 | 30.06 | 27.363
|  | PASSIVE DR | ON-PEAK | 69.919 | 69.919 | 75.286 | 75.286 | 66.253 | 66.253 | 79.228 | 79.228 | 83.036 | 83.036
|  |  | SEASONAL PEAK | 0 | 0 | 0 | 0 | 0 | 0 | 0 | 0 | 0 | 0
|  |  | TOTAL PASSIVE | 69.919 | 69.919 | 75.286 | 75.286 | 66.253 | 66.253 | 79.228 | 79.228 | 83.036 | 83.036
|  | DR Total |  | 95.641 | 93.192 | 101.946 | 99.707 | 98 | 95.932 | 113.763 | 111.065 | 113.096 | 110.399
|  | GEN | Intermittent | 135.797 | 160.746 | 150.696 | 188.497 | 152.077 | 199.822 | 166.809 | 226.745 | 163.929 | 219.081
|  |  | Non Intermittent | 3918.418 | 3918.704 | 4067.08 | 4067.045 | 4059.317 | 4053.499 | 4064.461 | 4064.461 | 4066.181 | 4066.181
|  | GEN Total |  | 4054.215 | 4079.45 | 4217.776 | 4255.542 | 4211.394 | 4253.321 | 4231.27 | 4291.206 | 4230.11 | 4285.262
| NH Total |  |  | 4149.856 | 4172.642 | 4319.722 | 4355.249 | 4309.394 | 4349.253 | 4345.033 | 4402.271 | 4343.206 | 4395.661
| RI | ACTIVE DR | REAL TIME DR | 23.039 | 19.897 | 23.503 | 19.49 | 40.19 | 37.315 | 48.375 | 44.844 | 56.831 | 56.831
|  |  | REAL-TIME EG | 12.877 | 11.402 | 13.498 | 11.051 | 21.316 | 18.391 | 28.14 | 26.665 | 11.329 | 11.329
|  |  | TOTAL ACTIVE | 35.916 | 31.299 | 37.001 | 30.541 | 61.506 | 55.706 | 76.515 | 71.509 | 68.16 | 68.16
|  | PASSIVE DR | ON-PEAK | 84.38 | 84.139 | 160.763 | 160.763 | 128.131 | 128.073 | 175.377 | 175.377 | 197.823 | 197.823
|  |  | SEASONAL PEAK | 0 | 0 | 0 | 0 | 0 | 0 | 0 | 0 | 0 | 0
|  |  | TOTAL PASSIVE | 84.38 | 84.139 | 160.763 | 160.763 | 128.131 | 128.073 | 175.377 | 175.377 | 197.823 | 197.823
|  | DR Total |  | 120.296 | 115.438 | 197.764 | 191.304 | 189.637 | 183.779 | 251.892 | 246.886 | 265.983 | 265.983
|  | GEN | Intermittent | 3.892 | 5.945 | 0.368 | 2.36 | 4.978 | 6.919 | 5.867 | 7.28 | 4.684 | 6.435
|  |  | Non Intermittent | 2454.021 | 2530.607 | 2516.535 | 2527.857 | 2560.219 | 2571.063 | 1861.432 | 1863.808 | 1872.796 | 1872.796
|  | GEN Total |  | 2457.913 | 2536.552 | 2516.903 | 2530.217 | 2565.197 | 2577.982 | 1867.299 | 1871.088 | 1877.48 | 1879.231
| RI Total |  |  | 2578.209 | 2651.99 | 2714.667 | 2721.521 | 2754.834 | 2761.761 | 2119.191 | 2117.974 | 2143.463 | 2145.214
| SEMA | ACTIVE DR | REAL TIME DR | 20.185 | 16.514 | 16.958 | 11.322 | 25.807 | 23.93 | 30.117 | 28.243 | 50.112 | 50.112
|  |  | REAL-TIME EG | 15.865 | 15.865 | 9.913 | 9.238 | 15.963 | 15.963 | 15.962 | 15.962 | 12.722 | 12.722
|  |  | TOTAL ACTIVE | 36.05 | 32.379 | 26.871 | 20.56 | 41.77 | 39.893 | 46.079 | 44.205 | 62.834 | 62.834
|  | PASSIVE DR | ON-PEAK | 153.319 | 153.319 | 203.963 | 203.963 | 176.826 | 176.562 | 242.005 | 242.005 | 285.606 | 285.606
|  |  | SEASONAL PEAK | 0 | 0 | 0 | 0 | 0 | 0 | 0 | 0 | 0 | 0
|  |  | TOTAL PASSIVE | 153.319 | 153.319 | 203.963 | 203.963 | 176.826 | 176.562 | 242.005 | 242.005 | 285.606 | 285.606
|  | DR Total |  | 189.369 | 185.698 | 230.834 | 224.523 | 218.596 | 216.455 | 288.084 | 286.21 | 348.44 | 348.44
|  | GEN | Intermittent | 73.52 | 77.016 | 75.275 | 78.689 | 76.386 | 79.43 | 76.192 | 80.68 | 83.696 | 77.907
|  |  | Non Intermittent | 5865.682 | 6065.753 | 5831.467 | 5942.402 | 5498.259 | 5515.638 | 4458.525 | 4497.705 | 4665.798 | 4830.398
|  | GEN Total |  | 5939.202 | 6142.769 | 5906.742 | 6021.091 | 5574.645 | 5595.068 | 4534.717 | 4578.385 | 4749.494 | 4908.305
| SEMA Total |  |  | 6128.571 | 6328.467 | 6137.576 | 6245.614 | 5793.241 | 5811.523 | 4822.801 | 4864.595 | 5097.934 | 5256.745
| VT | ACTIVE DR | REAL TIME DR | 32.161 | 29.501 | 27.13 | 32.389 | 37.712 | 38.017 | 33.11 | 40.627 | 31.9 | 36.154
|  |  | REAL-TIME EG | 6.235 | 6.235 | 3.124 | 3.091 | 2.866 | 2.866 | 2.866 | 2.866 | 4.918 | 4.356
|  |  | TOTAL ACTIVE | 38.396 | 35.736 | 30.254 | 35.48 | 40.578 | 40.883 | 35.976 | 43.493 | 36.818 | 40.51
|  | PASSIVE DR | ON-PEAK | 97.815 | 97.815 | 105.118 | 105.002 | 122.741 | 122.741 | 131.825 | 131.825 | 119.195 | 119.195
|  |  | SEASONAL PEAK | 0 | 0 | 0 | 0 | 0 | 0 | 0 | 0 | 0 | 0
|  |  | TOTAL PASSIVE | 97.815 | 97.815 | 105.118 | 105.002 | 122.741 | 122.741 | 131.825 | 131.825 | 119.195 | 119.195
|  | DR Total |  | 136.211 | 133.551 | 135.372 | 140.482 | 163.319 | 163.624 | 167.801 | 175.318 | 156.013 | 159.705
|  | GEN | Intermittent | 80.643 | 108.145 | 88.801 | 139.251 | 90.758 | 145.498 | 84.538 | 141.572 | 79.038 | 121.579
|  |  | Non Intermittent | 246.107 | 246.107 | 231.285 | 231.285 | 208.974 | 233.974 | 219.796 | 219.796 | 251.193 | 251.299
|  | GEN Total |  | 326.75 | 354.252 | 320.086 | 370.536 | 299.732 | 379.472 | 304.334 | 361.368 | 330.231 | 372.878
| VT Total |  |  | 462.961 | 487.803 | 455.458 | 511.018 | 463.051 | 543.096 | 472.135 | 536.686 | 486.244 | 532.583
| WCMA | ACTIVE DR | REAL TIME DR | 37.758 | 31.667 | 44.821 | 26.562 | 71.346 | 66.394 | 66.533 | 61.672 | 59.584 | 54.726
|  |  | REAL-TIME EG | 27.257 | 26.395 | 22.836 | 19.355 | 25.812 | 25.376 | 27.798 | 27.244 | 25.098 | 24.544
|  |  | TOTAL ACTIVE | 65.015 | 58.062 | 67.657 | 45.917 | 97.158 | 91.77 | 94.331 | 88.916 | 84.682 | 79.27
|  | PASSIVE DR | ON-PEAK | 142.907 | 142.907 | 207.534 | 207.534 | 168.631 | 168.329 | 248.392 | 248.392 | 282.732 | 282.731
|  |  | SEASONAL PEAK | 34.893 | 34.893 | 44.174 | 44.174 | 51.414 | 51.414 | 49.016 | 49.016 | 40.916 | 40.916
|  |  | TOTAL PASSIVE | 177.8 | 177.8 | 251.708 | 251.708 | 220.045 | 219.743 | 297.408 | 297.408 | 323.648 | 323.647
|  | DR Total |  | 242.815 | 235.862 | 319.365 | 297.625 | 317.203 | 311.513 | 391.739 | 386.324 | 408.33 | 402.917
|  | GEN | Intermittent | 48.49 | 64.369 | 47.937 | 67.041 | 55.31 | 76.315 | 59.343 | 92.064 | 67.313 | 94.018
|  |  | Non Intermittent | 3506.788 | 3537.754 | 3586.509 | 3589.87 | 3512.522 | 3510.146 | 3620.827 | 3596.451 | 3601.043 | 3602.366
|  | GEN Total |  | 3555.278 | 3602.123 | 3634.446 | 3656.911 | 3567.832 | 3586.461 | 3680.17 | 3688.515 | 3668.356 | 3696.384
| WCMA Total |  |  | 3798.093 | 3837.985 | 3953.811 | 3954.536 | 3885.035 | 3897.974 | 4071.909 | 4074.839 | 4076.686 | 4099.301
| ISO NEW | ACTIVE DR | REAL TIME DR | 488.714 | 453.702 | 446.086 | 425.475 | 675.34 | 668.391 | 647.684 | 651.381 | 510.627 | 516.005
| ENGLAND |  | REAL-TIME EG | 211.216 | 202.254 | 192.307 | 174.388 | 246.521 | 238.709 | 249.464 | 242.727 | 136.633 | 131.256
| Total |  | TOTAL ACTIVE | 699.93 | 655.956 | 638.393 | 599.863 | 921.861 | 907.1 | 897.148 | 894.108 | 647.26 | 647.261
|  | PASSIVE DR | ON-PEAK | 1052.383 | 1052 | 1332.602 | 1330.388 | 1230.833 | 1229.664 | 1601.966 | 1601.42 | 1751.856 | 1751.855
|  |  | SEASONAL PEAK | 347.181 | 347.181 | 354.856 | 354.856 | 311.81 | 311.81 | 356.908 | 356.908 | 404.295 | 404.295
|  |  | TOTAL PASSIVE | 1399.564 | 1399.181 | 1687.458 | 1685.244 | 1542.643 | 1541.474 | 1958.874 | 1958.328 | 2156.151 | 2156.15
|  | DR Total |  | 2099.494 | 2055.137 | 2325.851 | 2285.107 | 2464.504 | 2448.574 | 2856.022 | 2852.436 | 2803.411 | 2803.411
|  | GEN | Intermittent | 718.908 | 838.43 | 754.101 | 940.021 | 829.937 | 1086.502 | 878.838 | 1178.645 | 891.616 | 1151.215
|  |  | Non Intermittent | 28557.855 | 29186.654 | 28971.511 | 29130.349 | 28517.393 | 28562.965 | 28539.653 | 28561.653 | 29548.064 | 30000.724
|  | GEN Total |  | 29276.763 | 30025.084 | 29725.612 | 30070.37 | 29347.33 | 29649.467 | 29418.491 | 29740.298 | 30439.68 | 31151.939
| ISO NEW ENGLAND Total |  |  | 31376.257 | 32080.221 | 32051.463 | 32355.477 | 31811.834 | 32098.041 | 32274.513 | 32592.734 | 33243.091 | 33955.35
| Import | IMPORT |  | 1382.551 | 912.125 | 1337.037 | 1326.103 | 1616.401 | 1591.401 | 1237.034 | 1237.034 | 1449 | 987
| Grand Total |  |  | 32758.808 | 32992.346 | 33388.5 | 33681.58 | 33428.235 | 33689.442 | 33511.547 | 33829.768 | 34692.091 | 34942.35
FOOTNOTES:
(1) Values are not capped by RTEG or Interface limits.
(2) Includes all Resources without distinction of qualification as a New Capacity Resource or Existing Capacity Resource.
(3) De-listed MW and Non-Price Retirement MWs have been removed.
(4) The Citizens Block Load Capacity Supply Obligation is treated as a generating resource in this table, whereas in the Section 1 summaries it is treated as an import.
(5) All Capacity Supply Obligation values are current as of March 18, 2015.
(6) The totals in this table will not necessarily match those in Appendix D because these values are current as of March 18, 2015, whereas the Appendix D values are snapshots taken at the time of the particular auction or bilateral period.
(7) Capacity Supply Obligation values include results for the Annual Reconfiguration Auction 3.
(8) Capacity Supply Obligation values include results for the Annual Reconfiguration Auction 3.
(9) Capacity Supply Obligation values include results for the Annual Reconfiguration Auction 1.
(10) Capacity Supply Obligation values include results for the 2017-2018 FCA.
(11) Capacity Supply Obligation values include results for the 2018-2019 FCA.

## 5.1 Resource NRCs and CNRCs
5.1 Network Resource Capability (NRC) & Capacity Network Resource Capability (CNRC) List(1)(2)
- As of June 1, 2015
| Resource ID | Resource Name | Asset ID | Asset Name | NRC (MW) |  | CNRC (MW) |  | Instrument Used to Identify Capability(4) | State | County | RSP Area | Lead Participant
[5 empty] | Summer (500F) | Winter (00F) | Summer (900F) | Winter (200F)
| 463 | AEI LIVERMORE | 463 | REENERGY LIVERMORE FALLS | 35.3 | 35.63 | 35.3 | 35.63 | Historic Capability | ME | 01 | ME | REH
| 326 | ALTRESCO | 326 | ALTRESCO | 160 | 192.5 | 151.4 | 183.401 | IA | MA | 03 | WMA | PPH
| 14271 | Ameresco Northampton | 14271 | AMERESCO NORTHAMPTON | 0.8 | 0.8 | 0.8 | 0.8 | Historic Capability | MA | 15 | WMA | EXGC
| 327 | AMOSKEAG | 327 | AMOSKEAG | 17.5 | 17.5 | 17.5 | 17.5 | Historic Capability | NH | 11 | NH | PSNH
| 1412 | ANP-BELLINGHAM 1 | 1412 | ANP-BELLINGHAM 1 | 292.4943 | 307.5 | 272.387 | 307.5 | PPA | MA | 21 | RI | SUEZ
| 1415 | ANP-BELLINGHAM 2 | 1415 | ANP-BELLINGHAM 2 | 292.466 | 307.5 | 272.617 | 307.5 | PPA | MA | 21 | RI | SUEZ
| 1287 | ANP-BLACKSTONE ENERGY 2 | 1287 | ANP-BLACKSTONE ENERGY 2 | 292.8801 | 307.5 | 271.317 | 307.5 | PPA | MA | 27 | RI | SUEZ
| 1286 | ANP-BLACKSTONE ENERGY CO. #1 | 1286 | ANP-BLACKSTONE ENERGY 1 | 292.7681 | 307.5 | 271.822 | 307.5 | PPA | MA | 27 | RI | SUEZ
| 819 | ARNOLD FALLS | 819 | ARNOLD FALLS | 0.3 | 0.3 | 0.3 | 0.3 | Historic Capability | VT | 05 | NH | GMP
| 329 | ASCUTNEY GT | 329 | ASCUTNEY GT | 11.46 | 14.7 | 10.3 | 14.7 | Historic Capability | VT | 27 | VT | GMP
| 905 | ASHUELOT HYDRO | 905 | ASHUELOT HYDRO | 0.808 | 0.93 | 0.808 | 0.93 | Historic Capability | NH | 05 | VT | MMWEC
| 953 | ATTLEBORO LANDFILL - QF | 953 | ATTLEBORO LANDFILL - QF | 1.535 | 1.535 | 1.535 | 1.535 | Historic Capability | MA | 05 | RI | MEC
| 931 | AVERY DAM | 931 | AVERY DAM | 0.46 | 0.479 | 0.46 | 0.479 | Historic Capability | NH | 01 | NH | PSNH
| 330 | AYERS ISLAND | 330 | AYERS ISLAND | 9.08 | 9.08 | 9.08 | 9.08 | Historic Capability | NH | 01 | NH | PSNH
| 331 | AZISCOHOS HYDRO | 331 | AZISCOHOS HYDRO | 6.8 | 6.8 | 6.8 | 6.8 | IA | ME | 19 | ME | BEMLP
| 951 | BALTIC MILLS - QF | 951 | BALTIC MILLS - QF | 0.104 | 0.104 | 0.104 | 0.104 | Historic Capability | NH | 09 | VT | SMED
| 811 | BANTAM | 811 | BANTAM | 0.32 | 0.32 | 0.32 | 0.32 | IA | CT | 05 | CT | SUEZ
| 332 | BAR HARBOR DIESELS 1-4 | 332 | BAR HARBOR DIESELS 1-4 | 8.1 | 8.65 | 8.1 | 8.65 | Historic Capability | ME | 09 | BHE | ENE
| 754 | BAR MILLS | 754 | BAR MILLS | 4 | 4 | 4 | 4 | IA | ME | 31 | SME | FPLEMH
| 2278 | BARKER LOWER HYDRO | 2278 | BARKER LOWER HYDRO | 0.652 | 1.25 | 0.652 | 1.25 | Historic Capability | ME | 01 | ME | BHI
| 2279 | BARKER UPPER HYDRO | 2279 | BARKER UPPER HYDRO | 0.377 | 1.262 | 0.377 | 1.262 | Historic Capability | ME | 01 | ME | BHI
| 833 | BARNET | 833 | BARNET | 0.35 | 0.49 | 0.35 | 0.49 | Historic Capability | VT | 05 | VT | GMP
| 1059 | BARRE LANDFILL | 1059 | BARRE LANDFILL | 1 | 1 | 1 | 1 | IA | MA | 27 | WMA | DEM
| 959 | BARTON 1-4 DIESELS | 959 | BARTON 1-4 DIESELS | 4.4 | 4.4 | 4.4 | 4.4 | Historic Capability | VT | 19 | NH | VPPSA
| 828 | BARTON HYDRO | 828 | BARTON HYDRO | 1.3 | 1.3 | 1.3 | 1.3 | Historic Capability | VT | 19 | NH | VPPSA
| 824 | BATH ELECTRIC HYDRO | 824 | BATH ELECTRIC HYDRO | 0.4 | 0.8 | 0.4 | 0.8 | Historic Capability | NH | 09 | NH | PSNH
| 37072 | Beaver_Ridge_Wind | 15706 | Beaver Ridge Wind | NA | NA | 0.474 | 1.344 | NA | ME | 27 | ME | NHEC
| 812 | BEEBE HOLBROOK | 812 | BEEBE HOLBROOK | 0.586 | 0.586 | 0.586 | 0.586 | Historic Capability | MA | 13 | WMA | HGE
| 2430 | BELDENS-NEW | 2430 | BELDENS-NEW | 4.58 | 5.7 | 4.58 | 5.7 | Historic Capability | VT | 01 | VT | GMP
| 335 | BELLOWS FALLS | 335 | BELLOWS FALLS | 49 | 49 | 49 | 49 | IA | VT | 25 | VT | TCPM
| 2280 | BENTON FALLS HYDRO | 2280 | BENTON FALLS HYDRO | 3.776 | 4.355 | 3.776 | 4.355 | Historic Capability | ME | 11 | ME | LELWD
| 12180 | BERKSHIRE COW POWER | 12180 | BERKSHIRE COW POWER | 0.5 | 0.5 | 0.5 | 0.5 | Historic Capability | VT | 11 | VT | VEC
| 1086 | BERKSHIRE POWER | 1086 | BERKSHIRE POWER | 270 | 284 | 270 | 284 | IA | MA | 13 | WMA | DEBM
| 14661 | Berkshire Wind Power Project | 16614 | Berkshire Wind Power Project | 15 | 15 | 2.576 | 6.988 | IA | MA | 03 | WMA | MMWEC
| 336 | BERLIN 1 GT | 336 | BERLIN 1 GT | 41.2 | 58 | 41.2 | 58 | Historic Capability | VT | 23 | VT | GMP
| 16653 | BERLIN BIOPOWER | 16653 | BURGESS BIOPOWER | 67.5 | 67.5 | 58.7 | 58.7 | IA | NH | 07 | NH | PSNH
| 337 | BETHLEHEM | 337 | BETHLEHEM | 15.75 | 15.7 | 15.75 | 15.7 | Historic Capability | NH | 07 | NH | SUEZ
| 16738 | BFCP Fuel Cell | 16738 | DOMINION BRIDGEPORT FUEL CELL | NA | NA | 13.054 | 13.259 | NA | CT | 01 | SWCT | DEM
| 1005 | BG DIGHTON POWER LLC | 1005 | DIGHTON POWER LLC | 180 | 197 | 168 | 185 | IA | MA | 05 | SEMA | EPRM
| 1258 | BHE SMALL HYDRO COMPOSITE | 1258 | BHE SMALL HYDRO COMPOSITE | 2.087 | 2.087 | 2.087 | 2.087 | Historic Capability | ME | 21 | ME | NBPGC
| 1258 | BHE SMALL HYDRO COMPOSITE | 42114 | PUMPKIN HILL | [6 empty] | 19 | BHE
| 1054 | BLACKSTONE HYDRO ASSOC | 1054 | BLACKSTONE HYDRO ASSOC | 0 | 0.198 | 0 | 0.198 | Historic Capability | RI | 07 | RI | NEC
| 1057 | BLACKSTONE HYDRO LOAD REDUCER | 1057 | BLACKSTONE HYDRO LOAD REDUCER | 1.8 | 1.8 | 1.8 | 1.8 | Historic Capability | RI | 07 | RI | BHI
| 10615 | BLUE SPRUCE FARM U5 | 10615 | BLUE SPRUCE FARM | 0.275 | 0.275 | 0.275 | 0.275 | Historic Capability | VT | 21 | VT | GMP
| 859 | BOATLOCK | 859 | BOATLOCK | 3.094 | 3.094 | 3.094 | 3.094 | Historic Capability | MA | 13 | WMA | HGE
| 346 | BOLTON FALLS | 346 | BOLTON FALLS | 7.8 | 7.8 | 7.8 | 7.8 | Historic Capability | VT | 23 | VT | GMP
| 755 | BONNY EAGLE W. BUXTON | 755 | BONNY EAGLE/W. BUXTON | 17.5 | 17.5 | 17.5 | 17.5 | IA | ME | 31 | SME | FPLEMH
| 348 | BOOT MILLS | 348 | BOOT MILLS | 18 | 18 | 18 | 18 | IA | MA | 17 | CMA/NEMA | NSTAR
| 590 | BORALEX STRATTON ENERGY | 590 | REENERGY STRATTON | 46.52 | 47.51 | 46.52 | 47.51 | Historic Capability | ME | 07 | ME | REH
| 355 | BRANFORD 10 | 355 | BRANFORD 10 | 19.019 | 21.284 | 16.174 | 21.284 | Historic Capability | CT | 09 | SWCT | NRGPM
| 1113 | BRASSUA HYDRO | 1113 | BRASSUA HYDRO | 4.203 | 4.203 | 4.203 | 4.203 | Historic Capability | ME | 25 | ME | BEMLP
| 354 | Brayton Diesels 1-4 Incremental | 354 | BRAYTON DIESELS 1-4 | 10 | 10 | 10 | 10 | IA | MA | 05 | RI | BPE
| 350 | BRAYTON PT 1 | 350 | BRAYTON PT 1 | 247 | 255 | 247 | 255 | IA | MA | 05 | RI | BPE
| 351 | BRAYTON PT 2 | 351 | BRAYTON PT 2 | 244 | 258 | 244 | 258 | IA | MA | 05 | RI | BPE
| 352 | BRAYTON PT 3 | 352 | BRAYTON PT 3 | 648 | 664 | 612 | 638 | IA | MA | 05 | RI | BPE
| 353 | BRAYTON PT 4 | 353 | BRAYTON PT 4 | 441 | 455.42 | 441 | 455.42 | IA | MA | 05 | RI | BPE
| 860 | BRIAR HYDRO | 860 | BRIAR HYDRO | 2.865 | 4.081 | 2.865 | 4.081 | Historic Capability | NH | 13 | NH | PSNH
| 1032 | BRIDGEPORT ENERGY 1 | 1032 | BRIDGEPORT ENERGY 1 | 476 | 566 | 476 | 566 | PPA | CT | 01 | SWCT | EES5
| 340 | BRIDGEPORT HARBOR 3 | 340 | BRIDGEPORT HARBOR 3 | 385 | 385 | 383.426 | 384.984 | IA | CT | 01 | SWCT | PSEG
| 341 | BRIDGEPORT HARBOR 4 | 341 | BRIDGEPORT HARBOR 4 | 18 | 22 | 18 | 22 | IA | CT | 01 | SWCT | PSEG
| 357 | BRIDGEWATER | 357 | BRIDGEWATER | 15.75 | 15.701 | 15.75 | 15.701 | Historic Capability | NH | 09 | NH | BPCLP
| 356 | BRISTOL REFUSE | 356 | BRISTOL REFUSE | 13.517 | 13.578 | 13.517 | 13.578 | Historic Capability | CT | 03 | CT | CEM
| 11925 | BROCKTON BRIGHTFIELDS | 11925 | BROCKTON BRIGHTFIELDS | 0.425 | 0.425 | 0.425 | 0.425 | Historic Capability | MA | 23 | SEMA | EXGC
| 2439 | BROCKWAY MILLS U5 | 2439 | BROCKWAY MILLS U5 | 0.5 | 0.5 | 0.5 | 0.5 | Historic Capability | VT | 25 | VT | GMP
| 2281 | BROWNS MILL HYDRO | 2281 | BROWNS MILL HYDRO | 0.318 | 0.65 | 0.318 | 0.65 | Historic Capability | ME | 21 | ME | BHI
| 358 | BRUNSWICK | 358 | BRUNSWICK | 20.2 | 20.2 | 20.2 | 20.2 | IA | ME | 05 | ME | FPLEMH
| 1288 | BUCKSPORT ENERGY 4 | 1288 | BUCKSPORT ENERGY 4 | 180.4356 | 190.7 | 160.3 | 185.7 | PPA | ME | 09 | BHE | VERSO
| 362 | BULLS BRIDGE | 362 | BULLS BRIDGE | 8.4 | 8.4 | 8.4 | 8.4 | IA | CT | 05 | SWCT | SUEZ
| 1028 | BUNKER RD #12 GAS TURB | 1028 | BUNKER RD #12 GAS TURB | 3 | 3.7 | 3 | 3.7 | Historic Capability | MA | 19 | SEMA | NEP
| 1029 | BUNKER RD #13 GAS TURB | 1029 | BUNKER RD #13 GAS TURB | 3 | 3.7 | 3 | 3.7 | Historic Capability | MA | 19 | SEMA | NEP
| 363 | BURLINGTON GT | 363 | BURLINGTON GT | 21.44 | 25 | 20.378 | 25 | Historic Capability | VT | 07 | VT | BED
| 766 | CABOT/TURNERS FALLS | 14801 | Cabot | 68.2 | 68.2 | 68.2 | 68.2 | IA | MA | 11 | WMA | SUEZ
|  |  | 14808 | TURNERSFALLS
| 1165 | CADYS FALLS | 1165 | CADYS FALLS | 1.1 | 1.1 | 1.1 | 1.1 | Historic Capability | VT | 15 | VT | VPPSA
| 910 | CAMPTON DAM | 910 | CAMPTON DAM | 0.416 | 0.416 | 0.416 | 0.416 | Historic Capability | NH | 09 | NH | PSNH
| 861 | CANAAN | 861 | CANAAN | 1.1 | 1.1 | 1.1 | 1.1 | Historic Capability | VT | 09 | NH | PSNH
| 365 | CANAL 1 | 365 | CANAL 1 | 573 | 573 | 573 | 573 | Historic Capability | MA | 01 | SEMA | MET
| 366 | CANAL 2 | 366 | CANAL 2 | 576.37 | 586 | 576.37 | 586 | Historic Capability | MA | 01 | SEMA | MET
| 367 | CAPE GT 4 | 367 | CAPE GT 4 | 13.75 | 20.55 | 13.75 | 20.55 | IA | ME | 05 | SME | FPLP
| 368 | CAPE GT 5 | 368 | CAPE GT 5 | 16.6 | 20.75 | 16.6 | 20.75 | IA | ME | 05 | SME | FPLP
| 815 | CARVER FALLS | 815 | CARVER FALLS | 1.48 | 1.9 | 1.48 | 1.9 | Historic Capability | VT | 21 | VT | GMP
| 1122 | CASCADE-DIAMOND-QF | 1122 | CASCADE-DIAMOND-QF | 0.44 | 0.44 | 0.44 | 0.44 | Historic Capability | MA | 13 | WMA | MEC
| 369 | CATARACT EAST | 369 | CATARACT EAST | 8.9 | 8.9 | 8.9 | 8.9 | IA | ME | 31 | SME | FPLEMH
| 816 | CAVENDISH | 816 | CAVENDISH | 1.18 | 1.428 | 1.18 | 1.428 | Historic Capability | VT | 27 | VT | GMP
| 324 | CDECCA | 324 | CDECCA | 64 | 64 | 56 | 64 | IA | CT | 03 | CT | PPH
| 789 | CEC 002 PAWTUCKET U5 | 789 | CEC 002 PAWTUCKET U5 | 1.2 | 1.24 | 1.2 | 1.24 | Historic Capability | RI | 07 | RI | NEC
| 797 | CEC 003 WYRE WYND U5 | 797 | WYRE WYND HYDRO | 1.8 | 2.78 | 1.8 | 2.78 | Historic Capability | CT | 11 | CT | SUMMIT
| 807 | CEC 004 DAYVILLE POND U5 | 807 | CEC 004 DAYVILLE POND U5 | 0.061 | 0.1 | 0.061 | 0.1 | Historic Capability | CT | 15 | CT | CLP
| 10401 | CELLEY MILL U5 | 10401 | CELLEY MILL U5 | 0.084 | 0.092 | 0.084 | 0.092 | Historic Capability | NH | 09 | NH | PSNH
| 792 | CENTENNIAL HYDRO | 792 | CENTENNIAL HYDRO | 0.64 | 0.79 | 0.64 | 0.79 | IA | MA | 17 | CMA/NEMA | SMED
| 832 | CENTER RUTLAND | 832 | CENTER RUTLAND | 0.35 | 0.35 | 0.35 | 0.35 | Historic Capability | VT | 21 | VT | GMP
| 914 | CHAMBERLAIN FALLS | 914 | CHAMBERLAIN FALLS | 0.123 | 0.094 | 0.123 | 0.094 | Historic Capability | NH | 11 | NH | PSNH
| 862 | CHEMICAL | 862 | CHEMICAL | 1.6 | 1.6 | 1.6 | 1.6 | Historic Capability | MA | 13 | WMA | HGE
| 2468 | CHERRY 10 | 2468 | CHERRY 10 | 2.2 | 2.2 | 2.2 | 2.2 | Historic Capability | MA | 17 | CMA/NEMA | HLPD
| 2469 | CHERRY 11 | 2469 | CHERRY 11 | 2.2 | 2.2 | 2.2 | 2.2 | Historic Capability | MA | 17 | CMA/NEMA | HLPD
| 2470 | CHERRY 12 | 2470 | CHERRY 12 | 5.6 | 5.6 | 5.6 | 5.6 | Historic Capability | MA | 17 | CMA/NEMA | HLPD
| 2466 | CHERRY 7 | 2466 | CHERRY 7 | 3.2 | 3.2 | 3.2 | 3.2 | Historic Capability | MA | 17 | CMA/NEMA | HLPD
| 2467 | CHERRY 8 | 2467 | CHERRY 8 | 3.6 | 3.6 | 3.6 | 3.6 | Historic Capability | MA | 17 | CMA/NEMA | HLPD
| 1050 | CHICOPEE HYDRO | 1050 | CHICOPEE HYDRO | 2.17 | 2.6 | 2.17 | 2.6 | Historic Capability | MA | 13 | WMA | CMLP
| 887 | CHINA MILLS DAM | 887 | CHINA MILLS DAM | 0.711 | 0.711 | 0.711 | 0.711 | Historic Capability | NH | 13 | NH | PSNH
| 376 | CLEARY 8 | 376 | CLEARY 8 | 26 | 26 | 26 | 26 | Historic Capability | MA | 05 | SEMA | TMLP
| 375 | CLEARY 9 9A CC | 375 | CLEARY 9/9A CC | 106.875 | 110 | 105 | 110 | Historic Capability | MA | 05 | SEMA | TMLP
| 863 | CLEMENT DAM | 863 | CLEMENT DAM | 1.115 | 2.4 | 1.115 | 2.4 | Historic Capability | NH | 01 | NH | MMWEC
| 379 | COBBLE MOUNTAIN | 379 | COBBLE MOUNTAIN | 33.99 | 33.96 | 33.99 | 33.96 | Historic Capability | MA | 13 | WMA | HGE
| 886 | COCHECO FALLS | 886 | COCHECO FALLS | 0.63 | 0.549 | 0.63 | 0.549 | Historic Capability | NH | 17 | NH | PSNH
| 798 | COLEBROOK | 798 | COLEBROOK | 2.967 | 2.967 | 2.967 | 2.967 | Historic Capability | CT | 05 | CT | CLP
| 1049 | COLLINS HYDRO | 1049 | COLLINS HYDRO | 1.3 | 1.3 | 1.3 | 1.3 | IA | MA | 13 | WMA | SRTC
| 380 | COMERFORD | 380 | COMERFORD | 169.3 | 170.3 | 166.135 | 167.116 | IA | NH | 09 | NH | TCPM
| 834 | COMPTU FALLS | 834 | COMTU FALLS | 0.323 | 0.46 | 0.323 | 0.46 | Historic Capability | VT | 27 | VT | GMP
| 13975 | Corriveau Hydroelectric LLC | 13975 | CORRIVEAU HYDROELECTRIC LLC | 0.073 | 0.35 | 0.073 | 0.35 | Historic Capability | ME | 17 | ME | UNION
| 370 | COS COB 10 | 370 | COS COB 10 | 22.084 | 23 | 19.497 | 23 | IA | CT | 01 | NOR | NRGPM
| 371 | COS COB 11 | 371 | COS COB 11 | 21.875 | 23 | 21.841 | 23 | IA | CT | 01 | NOR | NRGPM
| 372 | COS COB 12 | 372 | COS COB 12 | 22.143 | 23 | 18.66 | 23 | IA | CT | 01 | NOR | NRGPM
| 12524 | COS COB 13&14 | 14157 | COS COB 13 | 42.2 | 46 | 36 | 46 | PPA | CT | 01 | NOR | NRGPM
|  |  | 14158 | COS COB 14
| 12553 | Covanta Haverhill Landfill Gas Engine | 14707 | COVANTA HAVERHILL - LF GAS | 1.6 | 1.6 | 1.6 | 1.6 | IA | MA | 09 | BOSTON | CHA
| 446 | COVANTA JONESBORO | 446 | COVANTA JONESBORO | 24.5 | 24.5 | 24.5 | 24.5 | PPA | ME | 29 | BHE | CM
| 445 | COVANTA WEST ENFIELD | 445 | COVANTA WEST ENFIELD | 24.5 | 24.5 | 24.5 | 24.5 | PPA | ME | 19 | BHE | CM
| 10801 | COVENTRY CLEAN ENERGY | 10801 | COVENTRY CLEAN ENERGY | 4.8 | 4.8 | 4.8 | 4.8 | Historic Capability | VT | 19 | NH | VPPSA
| 12323 | COVENTRY CLEAN ENERGY #4 | 12323 | COVENTRY CLEAN ENERGY #4 | 2.895 | 2.975 | 2.895 | 2.975 | Historic Capability | VT | 19 | NH | VPPSA
| 849 | CRESCENT DAM | 849 | CRESCENT DAM | 1.617 | 1.617 | 1 | 1 | IA | MA | 13 | WMA | CHIPM
| 1209 | CRRA HARTFORD LANDFILL | 1209 | CRRA HARTFORD LANDFILL | 2.853 | 2.852 | 2.853 | 2.852 | Historic Capability | CT | 03 | CT | CLP
| 2282 | DAMARISCOTTA HYDRO | 2282 | DAMARISCOTTA HYDRO | 0.005 | 0.5 | 0.005 | 0.5 | Historic Capability | ME | 15 | ME | BHI
| 388 | DARTMOUTH POWER | 388 | DARTMOUTH POWER | 62.9 | 68.4 | 62.9 | 68.4 | PPA | MA | 05 | SEMA | CEEI
| 15415 | Dartmouth Power Expansion | 15940 | DARTMOUTH CT GENERATOR 3 | 22.8 | 23.5 | 21.3 | 23.5 | IA | MA | 05 | SEMA | CEEI
| 465 | DEERFIELD 2 LWR DRFIELD | 465 | DEERFIELD 2/LWR DRFIELD | 19.5 | 19.5 | 19.5 | 19.5 | Historic Capability | MA | 11 | WMA | TCPM
| 393 | DEERFIELD 5 | 393 | DEERFIELD 5 | 14 | 14 | 14 | 14 | IA | MA | 11 | WMA | TCPM
| 389 | DERBY DAM | 389 | DERBY DAM | 7.05 | 7.05 | 7.05 | 7.05 | Historic Capability | CT | 01 | SWCT | CLP
| 396 | DEVON 10 | 396 | DEVON 10 | 18 | 19.208 | 17.2 | 19.208 | PPA | CT | 09 | SWCT | NRGPM
| 397 | DEVON 11 | 397 | DEVON 11 | 33.12 | 42.82 | 33.12 | 42.82 | PPA | CT | 09 | SWCT | NRGPM
| 398 | DEVON 12 | 398 | DEVON 12 | 33.12 | 42.82 | 33.12 | 42.82 | PPA | CT | 09 | SWCT | NRGPM
| 399 | DEVON 13 | 399 | DEVON 13 | 33.12 | 42.82 | 33.12 | 42.82 | PPA | CT | 09 | SWCT | NRGPM
| 400 | DEVON 14 | 400 | DEVON 14 | 33.12 | 42.82 | 33.12 | 42.82 | PPA | CT | 09 | SWCT | NRGPM
| 12504 | DEVON 15-18 | 12504 | DEVON 15 | 196.8 | 196.8 | 187.6 | 195.6 | PPA | CT | 09 | SWCT | GCE
|  |  | 17044 | DEVON 16
|  |  | 17045 | DEVON 17
|  |  | 17046 | DEVON 18
| 835 | DEWEY MILLS | 835 | DEWEY MILLS | 1.57 | 2.79 | 1.57 | 2.79 | Historic Capability | VT | 27 | VT | GMP
| 392 | DEXTER | 42375 | DEXTER 1 | 47.5 | 47.5 | 38 | 39.525 | IA | CT | 03 | CT | AESR
| 392 | DEXTER | 42376 | DEXTER 2
| 618 | DG WHITEFIELD, LLC | 618 | DG WHITEFIELD, LLC | 18 | 18.2 | 18 | 18.2 | Historic Capability | NH | 07 | NH | EXGC
| 2431 | DODGE FALLS-NEW | 2431 | DODGE FALLS-NEW | 5 | 5 | 5 | 5 | PPA | NH | 09 | VT | VELCO
| 395 | DOREEN | 395 | DOREEN | 19.4 | 21.1 | 16.6 | 21.1 | IA | MA | 03 | WMA | NAEA-EM
| 970 | DUDLEY HYDRO | 970 | DUDLEY HYDRO | 0.102 | 0.324 | 0.102 | 0.324 | IA | MA | 27 | CMA/NEMA | MEC
| 942 | DUNBARTON ROAD LANDFILL | 942 | DUNBARTON ROAD LANDFILL | 1.016 | 1.166 | 1.016 | 1.166 | Historic Capability | NH | 11 | NH | PSNH
| 864 | DWIGHT | 864 | DWIGHT | 1.34 | 1.746 | 1.34 | 1.746 | Historic Capability | MA | 13 | WMA | NAEA-EM
| 823 | EAST BARNET | 823 | EAST BARNET | 1.6 | 1.9 | 1.6 | 1.9 | Historic Capability | VT | 05 | NH | GMP
| 38114 | East Bridgewater Solar Energy Project | 43623 | E BRIDGEWATER-02333PV2000NM | NA | NA | 0.812 | 0 | NA | MA | 23 | SEMA | MEC
| 10403 | EASTMAN BROOK U5 | 10403 | EASTMAN BROOK U5 | 0.1 | 0.1 | 0.1 | 0.1 | Historic Capability | NH | 09 | NH | PSNH
| 401 | EASTMAN FALLS | 401 | EASTMAN FALLS | 6.47 | 6.47 | 6.47 | 6.47 | Historic Capability | NH | 13 | NH | PSNH
| 407 | EASTPORT DIESELS 1-3 | 407 | EASTPORT DIESELS 1-3 | 4.05 | 4.1 | 4.05 | 4.1 | Historic Capability | ME | 29 | BHE | ENE
| 542 | ECO MAINE | 542 | ECO MAINE | 13.705 | 13.705 | 13.705 | 13.705 | Historic Capability | ME | 05 | SME | EXGC
| 405 | ELLSWORTH HYDRO | 405 | ELLSWORTH HYDRO | 9.21 | 9.05 | 9.21 | 9.05 | Historic Capability | ME | 09 | BHE | BBHP
| 836 | EMERSON FALLS | 836 | EMERSON FALLS | 0.23 | 0.23 | 0.23 | 0.23 | Historic Capability | VT | 05 | NH | GMP
| 830 | ENOSBURG HYDRO | 830 | ENOSBURG HYDRO | 0.95 | 0.95 | 0.95 | 0.95 | Historic Capability | VT | 11 | VT | VPPSA
| 1649 | EP Newington Energy, LLC | 1649 | EP NEWINGTON ENERGY, LLC | 568.2 | 594.8 | 522.014 | 561.5 | IA | NH | 15 | NH | EPN
| 865 | ERROL | 865 | ERROL | 2.625 | 3 | 2.625 | 3 | Historic Capability | NH | 07 | NH | PSNH
| 410 | ESSEX 19 HYDRO | 410 | ESSEX 19 HYDRO | 7.8 | 7.8 | 7.8 | 7.8 | Historic Capability | VT | 07 | VT | GMP
| 1221 | ESSEX DIESELS | 1221 | ESSEX DIESELS | 8 | 8.225 | 8 | 8.225 | Historic Capability | VT | 07 | VT | GMP
| 2283 | EUSTIS HYDRO | 2283 | EUSTIS HYDRO | 0.248 | 0.25 | 0.248 | 0.25 | Historic Capability | ME | 07 | ME | BHI
| 411 | EXETER | 411 | EXETER | 26 | 26 | 26 | 26 | IA | CT | 13 | CT | REENERGY
| 1047 | FAIRFAX | 1047 | FAIRFAX | 4.009 | 4.009 | 4.009 | 4.009 | Historic Capability | VT | 11 | VT | GMP
| 412 | FALLS VILLAGE | 412 | FALLS VILLAGE | 9.76 | 11 | 9.76 | 11 | IA | CT | 05 | CT | SUEZ
| 12108 | FIEC DIESEL | 12108 | FIEC DIESEL | 2 | 2 | 2 | 2 | Historic Capability | ME | 13 | ME | VPPSA
| 413 | FIFE BROOK | 413 | FIFE BROOK | 9.9 | 9.9 | 9.9 | 9.9 | Historic Capability | MA | 03 | WMA | BSP
| 35593 | Fiske Hydro | 15201 | FISKE HYDRO | NA | NA | 0.077 | 0.113 | NA | NH | 05 | VT | PSNH
| 35485 | Fitchburg-FCA-5 | 14098 | FITCHBURG LANDFILL | NA | NA | 4.5 | 4.5 | NA | MA | 27 | WMA | VPPSA
| 1691 | FORE RIVER-1 | 40327 | FORE RIVER 11 | 800 | 843 | 700 | 843 | PPA | MA | 21 | SEMA | CALP
|  |  | 40328 | FORE RIVER 12
| 943 | FOUR HILLS LANDFILL | 943 | FOUR HILLS LANDFILL | 0.932 | 0.932 | 0.932 | 0.932 | Historic Capability | NH | 11 | NH | PSNH
| 194 | FOUR HILLS LOAD REDUCER | 194 | FOUR HILLS LOAD REDUCER | 2.091 | 2.091 | 2.091 | 2.091 | Historic Capability | NH | 11 | NH | PSNH
| 16675 | Fox Island Wind | 16675 | Fox Island Wind | NA | NA | 0 | 0.444 | NA | ME | 13 | ME | VPPSA
| 417 | FRAMINGHAM JET 1 | 417 | FRAMINGHAM JET 1 | 14.1 | 18.1 | 14.1 | 18.1 | Historic Capability | MA | 17 | BOSTON | EXGC
| 418 | FRAMINGHAM JET 2 | 418 | FRAMINGHAM JET 2 | 14.1 | 18.1 | 14.1 | 18.1 | Historic Capability | MA | 17 | BOSTON | EXGC
| 419 | FRAMINGHAM JET 3 | 419 | FRAMINGHAM JET 3 | 14.1 | 18.1 | 14.1 | 18.1 | Historic Capability | MA | 17 | BOSTON | EXGC
| 420 | FRANKLIN DRIVE 10 | 420 | FRANKLIN DRIVE 10 | 18.596 | 20.952 | 17.2 | 20.952 | Historic Capability | CT | 05 | CT | NRGPM
| 882 | FRANKLIN FALLS | 882 | FRANKLIN FALLS | 0.673 | 0.8 | 0.673 | 0.8 | Historic Capability | NH | 13 | NH | PSNH
| 421 | FRONT STREET DIESELS 1-3 | 421 | FRONT STREET DIESELS 1-3 | 8.3 | 8.25 | 8.3 | 8.25 | Historic Capability | MA | 13 | WMA | CMLP
| 821 | GAGE | 821 | GAGE | 0.76 | 0.8 | 0.76 | 0.8 | Historic Capability | VT | 05 | NH | GMP
| 2284 | GARDINER HYDRO | 2284 | GARDINER HYDRO | 1.05 | 1.05 | 1.05 | 1.05 | Historic Capability | ME | 11 | ME | BHI
| 851 | GARDNER FALLS | 851 | GARDNER FALLS | 3.7 | 3.7 | 3.7 | 3.7 | Historic Capability | MA | 11 | WMA | NAEA-EM
| 768 | GARVINS HOOKSETT | 768 | GARVINS/HOOKSETT | 14.805 | 14 | 14.805 | 14 | Historic Capability | NH | 13 | NH | PSNH
| 10880 | GE LYNN EXCESS REPLACEMENT | 10880 | GE LYNN EXCESS REPLACEMENT | 2.282 | 14.982 | 2.282 | 14.982 | Historic Capability | MA | 25 | BOSTON | CNE
| 850 | GLENDALE HYDRO | 850 | GLENDALE HYDRO | 0.958 | 1.138 | 0.958 | 1.138 | IA | MA | 03 | WMA | CHIPM
| 35555 | GMCW | 35555 | GMCW | 9.9 | 9.9 | 2.38 | 3.54 | IA | VT | 07 | VT | BED
| 913 | GOODRICH FALLS | 913 | GOODRICH FALLS | 0.487 | 0.307 | 0.487 | 0.307 | Historic Capability | NH | 03 | NH | PSNH
| 796 | GOODWIN DAM | 796 | GOODWIN DAM | 3 | 3.067 | 3 | 3.067 | Historic Capability | CT | 05 | CT | CLP
| 426 | GORGE 1 DIESEL | 426 | GORGE 1 DIESEL | 10.8 | 16.11 | 10.8 | 16.11 | Historic Capability | VT | 07 | VT | GMP
| 2434 | GORGE 18 HYDRO-NEW | 2434 | GORGE 18 HYDRO-NEW | 3.3 | 3.3 | 3.3 | 3.3 | Historic Capability | VT | 07 | VT | GMP
| 427 | GORHAM | 427 | GORHAM | 2.05 | 2.05 | 2.05 | 2.05 | Historic Capability | NH | 07 | NH | PSNH
| 1572 | GRANBY SANITARY LANDFILL QF U5 | 1572 | GRANBY SANITARY LANDFILL QF | 3.2 | 3.2 | 3.2 | 3.2 | Historic Capability | MA | 15 | WMA | IPSC
| 14595 | Granite Reliable Power | 14595 | Granite Reliable Power, LLC | 94.5 | 94.5 | 29.9 | 42.9 | IA | NH | 07 | NH | GRP
| 1625 | GRANITE RIDGE ENERGY | 1625 | GRANITE RIDGE ENERGY | 762 | 813 | 678 | 805.7 | IA | NH | 11 | NH | EXGC
| 900 | GREAT FALLS LOWER | 900 | GREAT FALLS LOWER | 1.7 | 1.7 | 1.7 | 1.7 | Historic Capability | NH | 17 | NH | PSNH
| 10424 | Great Lakes - Berlin Incremental | 10424 | GREAT LAKES - BERLIN | 25 | 25 | 25 | 25 | PPA | NH | 07 | NH | BEMLP
| 424 | GREAT LAKES - MILLINOCKET | 424 | GREAT LAKES - MILLINOCKET | 126 | 126 | 126 | 126 | PPA | ME | 19 | BHE | BEMLP
| 1117 | GREAT WORKS COMPOSITE | 1117 | GREAT WORKS COMPOSITE | 0.165 | 0.918 | 0.165 | 0.918 | Historic Capability | ME | 31 | SME | BHI
| 12274 | GREEN MOUNTAIN DAIRY | 12274 | GREEN MOUNTAIN DAIRY | 0.22 | 0.22 | 0.22 | 0.22 | Historic Capability | VT | 11 | VT | GMP
| 2285 | GREENVILLE HYDRO | 2285 | GREENVILLE HYDRO | 0.52 | 0.52 | 0.52 | 0.52 | Historic Capability | ME | 21 | ME | BHI
| 866 | GREGGS | 866 | GREGGS | 2.07 | 2.07 | 2.07 | 2.07 | Historic Capability | NH | 11 | NH | MMWEC
| 37050 | Groton Wind Project | 37050 | Groton Wind | 48 | 48 | 9.751 | 19.771 | IA | NH | 09 | NH | IR
| 1432 | GRS-FALL RIVER | 1432 | GRS-FALL RIVER | 5.2 | 5.9 | 5.2 | 5.9 | Historic Capability | MA | 05 | SEMA | TMLP
| 11052 | GRTR NEW BEDFORD LFG UTIL PROJ | 11052 | GRTR NEW BEDFORD LFG UTIL PROJ | 3.3 | 3.3 | 3.3 | 3.3 | Historic Capability | MA | 05 | SEMA | EXGC
| 328 | GULF ISLAND COMPOSITE Incremental | 328 | GULF ISLAND COMPOSITE | 38.915 | 38.915 | 38.915 | 38.915 | IA | ME | 01 | ME | FPLEMH
| 1168 | H.K. SANDERS | 1168 | H.K. SANDERS | 1.8 | 1.8 | 1.8 | 1.8 | Historic Capability | VT | 15 | VT | VPPSA
| 2286 | HACKETT MILLS HYDRO | 2286 | HACKETT MILLS HYDRO | 0.159 | 0.5 | 0.159 | 0.5 | Historic Capability | ME | 01 | ME | EXGC
| 769 | HADLEY FALLS 1&2 | 769 | HADLEY FALLS 1&2 | 33.4 | 33.4 | 33.4 | 33.4 | Historic Capability | MA | 13 | WMA | HGE
| 435 | HARRIMAN | 435 | HARRIMAN | 41.135 | 39 | 41.135 | 39 | Historic Capability | VT | 25 | WMA | TCPM
| 432 | HARRIS 1 | 432 | HARRIS 1 | 17 | 17 | 17 | 17 | IA | ME | 25 | ME | FPLEMH
| 433 | HARRIS 2 | 433 | HARRIS 2 | 35 | 35.5 | 35 | 35.5 | IA | ME | 25 | ME | FPLEMH
| 434 | HARRIS 3 | 434 | HARRIS 3 | 34 | 34.5 | 34 | 34.5 | IA | ME | 25 | ME | FPLEMH
| 757 | HARRIS 4 | 757 | HARRIS 4 | 1.5 | 1.5 | 1.5 | 1.5 | IA | ME | 25 | ME | FPLEMH
| 12168 | HARRIS ENERGY | 12168 | HARRIS ENERGY | 2.421 | 2.421 | 2.421 | 2.421 | Historic Capability | MA | 13 | WMA | HGE
| 436 | HEMPHILL 1 | 436 | HEMPHILL 1 | 14.137 | 14.5 | 14.137 | 14.45 | Historic Capability | NH | 19 | NH | SPRING
| 957 | HG&E HYDRO CABOT 1-4 | 957 | HG&E HYDRO/CABOT 1-4 | 3.147 | 3.147 | 3.147 | 3.147 | Historic Capability | MA | 13 | WMA | HGE
| 783 | HIGHGATE FALLS | 783 | HIGHGATE FALLS | 9.57 | 9.52 | 9.57 | 9.52 | Historic Capability | VT | 11 | VT | VPPSA
| 16640 | Hilldale Ave Haverhill PV | 16640 | Hilldale Ave Haverhill PV | NA | NA | 0.27 | 0 | NA | MA | 09 | BOSTON | MEC
| 891 | HILLSBORO MILLS | 891 | HILLSBORO MILLS | 0.405 | 0.568 | 0.405 | 0.568 | Historic Capability | NH | 11 | NH | PSNH
| 440 | HIRAM | 440 | HIRAM | 11.6 | 11.6 | 11.6 | 11.6 | IA | ME | 05 | SME | FPLEMH
| 919 | HOPKINTON HYDRO | 919 | HOPKINTON HYDRO | 0.229 | 0.25 | 0.229 | 0.25 | Historic Capability | NH | 13 | NH | SMED
| 902 | HOSIERY MILL DAM | 902 | HOSIERY MILL DAM | 0.435 | 0.993 | 0.435 | 0.993 | Historic Capability | NH | 11 | NH | SRTC
| 16524 | Howland | 16524 | HOWLAND | 1.876 | 1.898 | 1.876 | 1.898 | Historic Capability | ME | 19 | BHE | BBHP
| 11408 | HULL WIND TURBINE II | 11408 | HULL WIND TURBINE II | 1.8 | 1.8 | 1.8 | 1.8 | Historic Capability | MA | 23 | SEMA | HULL
| 1656 | HULL WIND TURBINE U5 | 1656 | HULL WIND TURBINE U5 | 0.165 | 0.165 | 0.165 | 0.165 | Historic Capability | MA | 23 | SEMA | HULL
| 2432 | HUNTINGTON FALLS-NEW | 2432 | HUNTINGTON FALLS-NEW | 4.99 | 5.76 | 4.99 | 5.76 | Historic Capability | VT | 01 | VT | GMP
| 856 | HUNT'S POND | 856 | HUNT'S POND | 0.023 | 0.064 | 0.023 | 0.064 | Historic Capability | MA | 27 | WMA | TTMLP
| 2426 | Hydro Kennebec | 2426 | Hydro Kennebec | 15.66 | 17.15 | 15.66 | 17.15 | Historic Capability | ME | 11 | ME | BEMLP
| 1631 | Indeck-Energy Alexandria, LLC | 14211 | INDECK ALEXANDRIA | 16.5 | 16.5 | 16.5 | 16.5 | Historic Capability | NH | 09 | NH | IEA
| 867 | INDIAN ORCHARD | 867 | INDIAN ORCHARD | 3.7 | 3.7 | 3.7 | 3.7 | Historic Capability | MA | 13 | WMA | NAEA-EM
| 38081 | Indian Orchard Solar PV | 40015 | Indian Orchard Solar Facility | NA | NA | 0.595 | 0 | NA | MA | 13 | WMA | WMECO
| 37079 | Indian River Power Supply LLC | 37823 | INDIAN RIVER POWER SUPPLY LLC | 1.3 | 1.3 | 0.314 | 0.941 | IA | MA | 13 | WMA | SRTC
| 448 | IPSWICH DIESELS | 448 | IPSWICH DIESELS | 16 | 13.277 | 16 | 13.277 | Historic Capability | MA | 09 | BOSTON | IMLD
| 16659 | Ipswich Wind Farm 1 | 16659 | Ipswich Wind Farm 1 | NA | NA | 0.187 | 0.342 | NA | MA | 09 | BOSTON | IMLD
| 474 | J C MCNEIL | 474 | J C MCNEIL | 52 | 54 | 52 | 54 | Historic Capability | VT | 07 | VT | BED
| 359 | J. COCKWELL 1 | 359 | J. COCKWELL 1 | 298.5 | 298.5 | 294.5 | 294.5 | IA | MA | 03 | WMA | BSP
| 360 | J. COCKWELL 2 | 360 | J. COCKWELL 2 | 298.5 | 298.5 | 294.5 | 294.5 | IA | MA | 03 | WMA | BSP
| 449 | JACKMAN | 449 | JACKMAN | 3.6 | 19.75 | 3.6 | 19.75 | Historic Capability | NH | 11 | NH | PSNH
| 911 | KELLEYS FALLS | 911 | KELLEYS FALLS | 0.429 | 0.4 | 0.429 | 0.4 | Historic Capability | NH | 11 | NH | PSNH
| 1672 | KENDALL CT | 1672 | KENDALL CT | 175 | 187.4 | 170 | 187 | IA | MA | 17 | BOSTON | KENDALL
| 452 | KENDALL JET 1 | 452 | KENDALL JET 1 | 20.858 | 24.428 | 18 | 23 | IA | MA | 17 | BOSTON | KENDALL
| 37040 | KENDALL STEAM | 10347 | KENDALL STEAM 1 | 73.12 | 73.06 | 66.93 | 69.181 | IA | MA | 17 | BOSTON | KENDALL
|  |  | 10348 | KENDALL STEAM 2
|  |  | 10349 | KENDALL STEAM 3
| 1119 | KENNEBAGO HYDRO | 1119 | KENNEBAGO HYDRO | 0.686 | 0.725 | 0.686 | 0.725 | Historic Capability | ME | 29 | ME | EXGC
| 1273 | KENNEBEC WATER U5 | 1273 | KENNEBEC WATER U5 | 0.8 | 0.8 | 0.8 | 0.8 | IA | ME | 11 | ME | MESSA
| 786 | KEZAR LEDGEMERE COMPOSITE | 40208 | KEZAR LOWER FALLS | 0.56 | 1.282 | 0.56 | 1.282 | Historic Capability | ME | 31 | SME | FPLP
|  |  | 42123 | KEZAR MIDDLE FALLS
|  |  | 40207 | KEZAR UPPER FALLS
|  |  | 40209 | LEDGEMERE
| 12551 | Kibby Wind Power | 12551 | Kibby Wind Power | 132 | 132 | 20.4 | 47.3 | IA | ME | 07 | ME | TCPM
| 837 | KILLINGTON | 837 | KILLINGTON | 0.07 | 0.1 | 0.07 | 0.1 | Historic Capability | VT | 21 | VT | GMP
| 14706 | Kimberly-Clark Corp Energy Independence Project | 15097 | KIMB ROCKY RIVER PH2 | 14 | 19.7 | 14 | 19.7 | IA | CT | 05 | SWCT | KCC
| 35979 | Kingdom Community Wind | 35979 | KINGDOM COMMUNITY WIND | 64.575 | 64.575 | 12 | 21.673 | IA | VT | 19 | VT | GMP
| 838 | KINGSBURY | 838 | KINGSBURY | 0.2 | 0.2 | 0.2 | 0.2 | Historic Capability | VT | 23 | VT | GMP
| 800 | KINNEYTOWN B | 800 | KINNEYTOWN B | 0.654 | 1.51 | 0.654 | 1.51 | Historic Capability | CT | 09 | SWCT | CLP
| 14614 | Kleen Energy | 14614 | KLEEN ENERGY | 620 | 620 | 620 | 620 | PPA | CT | 07 | CT | EXGC
| 466 | L STREET JET | 466 | L STREET JET | 19.4 | 22.5 | 16.6 | 22.25 | Historic Capability | MA | 25 | BOSTON | EXGC
| 839 | LADD'S MILL | 839 | LADD'S MILL | 0.17 | 0.17 | 0.17 | 0.17 | Historic Capability | VT | 23 | VT | GMP
| 1342 | LAKE ROAD 1 | 1342 | LAKE ROAD 1 | 279.1575 | 299.0236 | 255 | 293 | IA | CT | 15 | RI | EPRM
| 1343 | LAKE ROAD 2 | 1343 | LAKE ROAD 2 | 278.6362 | 298.9097 | 255 | 293 | IA | CT | 15 | RI | EPRM
| 1344 | LAKE ROAD 3 | 1344 | LAKE ROAD 3 | 274.3707 | 297.8907 | 255 | 293 | IA | CT | 15 | RI | EPRM
| 892 | LAKEPORT DAM | 892 | LAKEPORT DAM | 0.537 | 0.711 | 0.537 | 0.711 | Historic Capability | NH | 01 | NH | PSS
| 457 | LAWRENCE HYDRO | 457 | LAWRENCE HYDRO | 9.4 | 14.1 | 9.4 | 14.1 | Historic Capability | MA | 09 | CMA/NEMA | CHIPM
| 14660 | Lempster Wind | 15115 | Lempster Wind | 24 | 24 | 4.425 | 10.024 | PPA | NH | 11 | NH | PSNH
| 894 | LISBON HYDRO | 894 | LISBON HYDRO | 0.332 | 0.515 | 0.332 | 0.515 | Historic Capability | NH | 09 | NH | PSNH
| 462 | LISBON RESOURCE RECOVERY | 462 | LISBON RESOURCE RECOVERY | 13.5 | 13.5 | 13.5 | 13.5 | IA | CT | 11 | CT | CLP
| 904 | LOCHMERE DAM | 904 | LOCHMERE DAM | 0.892 | 1.025 | 0.892 | 1.025 | Historic Capability | NH | 01 | NH | MMWEC
| 460 | LOCKWOOD | 460 | LOCKWOOD | 7.5 | 7.5 | 7.5 | 7.5 | IA | ME | 11 | ME | BEMLP
| 464 | LOST NATION | 464 | LOST NATION | 16.652 | 19.3 | 14.1 | 19.3 | Historic Capability | NH | 07 | NH | PSNH
| 12521 | Lowell Power Reactivation | 461 | LENERGIA ENERGY CENTER | 76.3 | 76.95 | 74 | 76 | PPA | MA | 17 | CMA/NEMA | EDFT
| 774 | LOWER LAMOILLE COMPOSITE | 774 | LOWER LAMOILLE COMPOSITE | 15.8 | 16.35 | 15.8 | 16.35 | Historic Capability | VT | 07 | VT | GMP
| 895 | LOWER ROBERTSON DAM | 895 | LOWER ROBERTSON DAM | 0.86 | 0.9 | 0.86 | 0.9 | Historic Capability | NH | 05 | VT | MMWEC
| 10406 | LOWER VALLEY HYDRO U5 | 10406 | LOWER VALLEY HYDRO U5 | 0.534 | 0.534 | 0.534 | 0.534 | Historic Capability | NH | 19 | NH | GMP
| 10408 | LOWER VILLAGE HYDRO U5 | 10408 | LOWER VILLAGE HYDRO U5 | 0.401 | 1.096 | 0.401 | 1.096 | Historic Capability | NH | 19 | NH | GMP
| 950 | LP ATHOL - QF | 950 | LP ATHOL - QF | 0.2 | 0.2 | 0.2 | 0.2 | Historic Capability | MA | 27 | CMA/NEMA | MEC
| 472 | M STREET JET | 472 | M STREET JET | 47 | 67.2 | 47 | 67.2 | PPA | MA | 25 | BOSTON | MBTA
| 1114 | MADISON COMPOSITE | 1114 | MADISON COMPOSITE | 22 | 22 | 22 | 22 | Historic Capability | ME | 25 | ME | CESLLC
| 16644 | Main Street Whitinsville PV | 16644 | Main Street Whitinsville PV | NA | NA | 0.28 | 0 | NA | MA | 27 | RI | MEC
| 1216 | MAINE INDEPENDENCE STATION | 40338 | MAINE INDEPENDENCE STATION 1 | 516.846 | 563 | 492.658 | 563 | PPA | ME | 19 | BHE | DMT1
|  |  | 40339 | MAINE INDEPENDENCE STATION 2
| 321 | MANCHESTER 10 10A CC | 321 | MANCHESTER 10/10A CC | 170 | 170 | 149 | 164 | IA | RI | 07 | RI | DEM
| 322 | MANCHESTER 11 11A CC | 322 | MANCHESTER 11/11A CC | 170 | 170 | 149 | 164 | IA | RI | 07 | RI | DEM
| 323 | MANCHESTER 9 9A CC | 323 | MANCHESTER 9/9A CC | 170 | 170 | 149 | 164 | IA | RI | 07 | RI | DEM
| 13669 | Manchester Methane LLC East Windsor Facility | 13669 | EAST WINDSOR NORCAP LFG PLANT | 1.43 | 1.43 | 1.43 | 1.43 | Historic Capability | CT | 03 | CT | MMLLC
| 467 | MARBLEHEAD DIESELS | 467 | MARBLEHEAD DIESELS | 5 | 5 | 5 | 5 | Historic Capability | MA | 09 | BOSTON | MMLD
| 1266 | MARSH POWER | 1266 | MARSH POWER | 0.519 | 0.519 | 0.519 | 0.519 | IA | ME | 27 | ME | CMA
| 468 | MARSHFIELD 6 HYDRO | 468 | MARSHFIELD 6 HYDRO | 5 | 5 | 5 | 5 | Historic Capability | VT | 23 | NH | GMP
| 840 | MARTINSVILLE | 840 | MARTINSVILLE | 0.25 | 0.25 | 0.25 | 0.25 | Historic Capability | VT | 27 | VT | GMP
| 1061 | MASCOMA HYDRO | 1061 | MASCOMA HYDRO | 0.834 | 0.834 | 0.834 | 0.834 | Historic Capability | NH | 09 | VT | TCPM
| 497 | MASS POWER | 497 | MASS POWER | 256.1 | 279.9 | 240 | 276 | IA | MA | 13 | WMA | EPRM
| 10998 | MASSINNOVATION FITCHBURG | 10998 | MASSINNOVATION FITCHBURG | 0.003 | 3.027 | 0.003 | 3.027 | Historic Capability | MA | 27 | WMA | FGE
| 14087 | MAT3 | 14087 | MAT3 | 19.35 | 19.35 | 19.35 | 19.35 | IA | MA | 25 | BOSTON | MATEP
| 13675 | MATEP (COMBINED CYCLE) | 13675 | MATEP (COMBINED CYCLE) | 46.25 | 50.25 | 43.25 | 49.25 | IA | MA | 25 | BOSTON | MATEP
| 13673 | MATEP (DIESEL) | 13673 | MATEP (DIESEL) | 20.25 | 20.25 | 19.35 | 19.35 | IA | MA | 25 | BOSTON | MATEP
| 473 | MCINDOES | 473 | MCINDOES | 13 | 13 | 13 | 13 | Historic Capability | NH | 09 | NH | TCPM
| 345 | MEAD | 345 | MEAD | 75 | 75 | 0 | 0 | Historic Capability | ME | 17 | ME | APNM
| 2287 | MECHANIC FALLS HYDRO | 2287 | MECHANIC FALLS HYDRO | 0.231 | 1.05 | 0.231 | 1.05 | Historic Capability | ME | 01 | ME | BHI
| 806 | MECHANICSVILLE | 806 | MECHANICSVILLE | 0.31 | 0.31 | 0.101 | 0.267 | IA | CT | 15 | CT | SMED
| 16525 | Medway | 16525 | MEDWAY | 4.66 | 4.66 | 3.443 | 2.869 | IA | ME | 19 | BHE | BBHP
| 475 | MEDWAY DIESELS 1-4 | 475 | MEDWAY DIESELS 1-4 | 7.95 | 8.65 | 7.95 | 8.65 | Historic Capability | ME | 19 | BHE | ENE
| 489 | MERRIMACK 1 | 489 | MERRIMACK 1 | 113.5 | 122.73 | 112.5 | 122.73 | IA | NH | 13 | NH | PSNH
| 490 | MERRIMACK 2 | 490 | MERRIMACK 2 | 340 | 353.5 | 335.487 | 353.5 | IA | NH | 13 | NH | PSNH
| 382 | MERRIMACK CT1 | 382 | MERRIMACK CT1 | 17.8 | 22.5 | 17.8 | 22.5 | IA | NH | 13 | NH | PSNH
| 383 | MERRIMACK CT2 | 383 | MERRIMACK CT2 | 17.6 | 23.5 | 17.6 | 23.5 | IA | NH | 13 | NH | PSNH
| 759 | MESSALONSKEE COMPOSITE | 759 | MESSALONSKEE COMPOSITE | 6.1 | 6.1 | 6.1 | 6.1 | IA | ME | 11 | ME | MESSA
|  |  | 14937 | Union Gas Station
| 793 | METHUEN HYDRO | 793 | METHUEN HYDRO | 0.12 | 0.273 | 0.12 | 0.273 | Historic Capability | MA | 09 | BOSTON | SMED
| 775 | MIDDLEBURY COMPOSITE | 775 | MIDDLEBURY COMPOSITE | 6.75 | 6 | 6.75 | 6 | Historic Capability | VT | 01 | VT | GMP
| 1720 | MIDDLEBURY LOWER | 1720 | MIDDLEBURY LOWER | 1.81 | 1.85 | 1.81 | 1.85 | Historic Capability | VT | 01 | VT | GMP
| 779 | MIDDLESEX 2 | 779 | MIDDLESEX 2 | 3.3 | 3.3 | 3.3 | 3.3 | Historic Capability | VT | 23 | VT | GMP
| 478 | MIDDLETOWN 10 | 478 | MIDDLETOWN 10 | 20.423 | 22.1 | 17.2 | 22.1 | Historic Capability | CT | 07 | CT | NRGPM
| 480 | MIDDLETOWN 2 | 480 | MIDDLETOWN 2 | 117 | 120 | 117 | 120 | Historic Capability | CT | 07 | CT | NRGPM
| 481 | MIDDLETOWN 3 | 481 | MIDDLETOWN 3 | 236 | 245 | 236 | 245 | Historic Capability | CT | 07 | CT | NRGPM
| 482 | MIDDLETOWN 4 | 482 | MIDDLETOWN 4 | 402 | 402 | 402 | 402 | Historic Capability | CT | 07 | CT | NRGPM
| 12505 | MIDDLETOWN 12-15 | 12505 | Middletown 12 | 196.8 | 196.8 | 187.6 | 193.6 | IA | CT | 07 | CT | GCE
|  |  | 37366 | Middletown 13
|  |  | 37367 | Middletown 14
|  |  | 37368 | Middletown 15
| 16296 | Milford Hydro | 16296 | Milford Hydro | 8.9 | 8.9 | 6.422 | 6.643 | IA | ME | 19 | BHE | BBHP
| 486 | MILFORD POWER | 486 | MILFORD POWER | 149 | 171 | 149 | 170.73 | IA | MA | 27 | RI | SUEZ
| 1385 | Milford Power 1 Incremental | 1385 | MILFORD POWER 1 | 276.3936 | 300 | 267.7 | 287.425 | PPA | CT | 09 | SWCT | EPRM
| 1386 | MILFORD POWER 2 | 1386 | MILFORD POWER 2 | 276.3936 | 300 | 267.7 | 287.425 | PPA | CT | 09 | SWCT | EPRM
| 1210 | MILLENNIUM | 1210 | MILLENNIUM | 354.963 | 405.5404 | 331 | 388 | IA | MA | 27 | WMA | CEEI
| 487 | MILLER HYDRO | 487 | MILLER HYDRO | 19.4 | 19.4 | 19.4 | 19.4 | IA | ME | 01 | ME | ENE
| 484 | MILLSTONE POINT 2 | 484 | MILLSTONE POINT 2 | 897.5 | 905.7 | 897.5 | 905.7 | IA | CT | 11 | CT | DEM
| 485 | MILLSTONE POINT 3 | 485 | MILLSTONE POINT 3 | 1225 | 1245 | 1225 | 1245 | IA | CT | 11 | CT | DEM
| 868 | MILTON MILLS HYDRO | 868 | MILTON MILLS HYDRO | 1.15 | 1.51 | 1.15 | 1.51 | Historic Capability | NH | 17 | NH | PSNH
| 869 | MINE FALLS | 869 | MINE FALLS | 0.827 | 1.787 | 0.827 | 1.787 | Historic Capability | NH | 11 | NH | PSS
| 794 | MINIWAWA | 794 | MINIWAWA | 0.437 | 0.959 | 0.437 | 0.959 | PPA | NH | 05 | VT | LELWD
| 954 | MM LOWELL LANDFILL - QF | 954 | MM LOWELL LANDFILL - QF | 1.105 | 1.105 | 1.104 | 1.104 | Historic Capability | MA | 17 | CMA/NEMA | MEC
| 1109 | MMWAC | 1109 | MMWAC | 3.034 | 3.034 | 3.034 | 3.034 | Historic Capability | ME | 01 | ME | MMWAC
| 915 | MONADNOCK PAPER MILLS | 915 | MONADNOCK PAPER MILLS | 0.305 | 1.114 | 0.305 | 1.114 | Historic Capability | NH | 11 | NH | PSNH
| 14134 | MONTAGNE FARM | 14134 | MONTAGNE FARM | 0.3 | 0.3 | 0.3 | 0.3 | Historic Capability | VT | 11 | VT | GMP
| 492 | MONTVILLE 10 and 11 | 492 | MONTVILLE 10 and 11 | 5.5 | 5.5 | 5.5 | 5.5 | Historic Capability | CT | 11 | CT | NRGPM
| 493 | MONTVILLE 5 | 493 | MONTVILLE 5 | 81 | 82 | 81 | 82 | Historic Capability | CT | 11 | CT | NRGPM
| 494 | MONTVILLE 6 | 494 | MONTVILLE 6 | 410 | 410 | 410 | 410 | Historic Capability | CT | 11 | CT | NRGPM
| 495 | MONTY | 495 | MONTY | 28 | 28 | 28 | 28 | IA | ME | 25 | ME | FPLEMH
| 496 | MOORE | 496 | MOORE | 191.3 | 191.3 | 191.3 | 191.3 | IA | NH | 09 | NH | TCPM
| 841 | MORETOWN 8 | 841 | MORETOWN 8 | 1.096 | 1.096 | 1.096 | 1.096 | Historic Capability | VT | 23 | VT | GMP
| 1166 | MORRISVILLE PLANT #2 | 1166 | MORRISVILLE PLANT #2 | 1.43 | 1.8 | 1.43 | 1.8 | Historic Capability | VT | 15 | VT | VPPSA
| 498 | MT TOM | 498 | MT TOM | 146 | 147 | 146 | 147 | IA | MA | 13 | WMA | SUEZ
| 1062 | MWRA COSGROVE | 1062 | MWRA COSGROVE | 1.901 | 1.901 | 1.901 | 1.901 | Historic Capability | MA | 27 | CMA/NEMA | MEC
| 502 | MYSTIC 7 | 502 | MYSTIC 7 | 592 | 592 | 592 | 592 | Historic Capability | MA | 25 | BOSTON | EXGC
| 1478 | MYSTIC 8 | 1478 | MYSTIC 8 | 800 | 841.564 | 703.324 | 841.564 | PPA | MA | 25 | BOSTON | EXGC
| 1616 | MYSTIC 9 | 1616 | MYSTIC 9 | 800 | 858.463 | 709.676 | 858.436 | PPA | MA | 25 | BOSTON | EXGC
| 503 | MYSTIC JET | 503 | MYSTIC JET | 10.96 | 13.8 | 9.75 | 13.8 | Historic Capability | MA | 25 | BOSTON | EXGC
| 35728 | Moretown LG | 15617 | Moretown LFGTE | 3 | 3 | 4.617 | 4.617 | NA | VT | 23 | VT | GMP
| 776 | N. RUTLAND COMPOSITE | 776 | N. RUTLAND COMPOSITE | 5.2 | 5.45 | 5.2 | 5.45 | Historic Capability | VT | 21 | VT | GMP
| 842 | NANTANA MILL | 842 | NANTANA MILL | 0.106 | 0.22 | 0.106 | 0.22 | Historic Capability | VT | 23 | VT | GMP
| 890 | NASHUA HYDRO | 890 | NASHUA HYDRO | 1.031 | 1.031 | 1.031 | 1.031 | Historic Capability | NH | 11 | NH | PSNH
| 507 | NEA BELLINGHAM | 507 | NEA BELLINGHAM | 313.307 | 340.241 | 277.621 | 340.241 | Historic Capability | MA | 21 | RI | FPLP
| 10308 | NECCO COGENERATION FACILITY | 10308 | NECCO COGENERATION FACILITY | 5 | 5 | 5 | 5 | Historic Capability | MA | 25 | BOSTON | NECCO
| 513 | NEW HAVEN HARBOR | 513 | NEW HAVEN HARBOR | 466 | 466 | 466 | 466 | IA | CT | 09 | CT | PSEG
| 15477 | NEW HAVEN HARBOR UNITS 2, 3, & 4 | 15477 | New Haven Harbor Unit 2 | 147.9 | 147.9 | 129.6 | 145 | IA | CT | 09 | CT | PSEG-NH
|  |  | 40052 | New Haven Harbor Unit 3
|  |  | 40053 | New Haven Harbor Unit 4
| 978 | NEW MILFORD | 978 | NEW MILFORD | 3.014 | 3.014 | 3.014 | 3.014 | Historic Capability | CT | 05 | SWCT | CLP
| 843 | NEWBURY | 843 | NEWBURY | 0.22 | 0.27 | 0.22 | 0.27 | Historic Capability | VT | 17 | VT | GMP
| 888 | NEWFOUND HYDRO | 888 | NEWFOUND HYDRO | 1.966 | 1.303 | 1.966 | 1.303 | Historic Capability | NH | 09 | NH | PSNH
| 508 | NEWINGTON 1 | 508 | NEWINGTON 1 | 407.5 | 420.83 | 407.5 | 420.83 | Historic Capability | NH | 15 | NH | PSNH
| 772 | NEWPORT HYDRO | 772 | NEWPORT HYDRO | 3.88 | 4.03 | 3.88 | 4.03 | Historic Capability | VT | 19 | NH | GBPM
| 38078 | NFM Solar Power, LLC | 40176 | NFM Solar Power, LLC | NA | NA | 0 | 0 | NA | MA | 11 | WMA | SUEZ
| 922 | NOONE FALLS | 922 | NOONE FALLS | 0.13 | 0.146 | 0.13 | 0.146 | Historic Capability | NH | 11 | VT | PSNH
| 760 | NORTH GORHAM | 760 | NORTH GORHAM | 1.5 | 1.5 | 1.6 | 1.9 | IA | ME | 05 | SME | FPLEMH
| 11126 | NORTH HARTLAND HYDRO | 11126 | NORTH HARTLAND HYDRO | 4.46 | 4.46 | 4.46 | 4.46 | Historic Capability | VT | 27 | VT | GMP
| 14217 | NORTHFIELD MOUNTAIN 1 | 14217 | NORTHFIELD MOUNTAIN 1 | 270 | 270 | 270 | 270 | IA | MA | 11 | WMA | SUEZ
| 14218 | NORTHFIELD MOUNTAIN 2 | 14218 | NORTHFIELD MOUNTAIN 2 | 295 | 295 | 280 | 280 | IA | MA | 11 | WMA | SUEZ
| 14219 | NORTHFIELD MOUNTAIN 3 | 14219 | NORTHFIELD MOUNTAIN 3 | 295 | 295 | 280 | 280 | IA | MA | 11 | WMA | SUEZ
| 14220 | NORTHFIELD MOUNTAIN 4 | 14220 | NORTHFIELD MOUNTAIN 4 | 295 | 295 | 280 | 280 | IA | MA | 11 | WMA | SUEZ
| 519 | NORWALK HARBOR 1 | 519 | NORWALK HARBOR 1 | 162 | 164 | 162 | 164 | Historic Capability | CT | 01 | NOR | NRGPM
| 521 | NORWALK HARBOR 10 (3) | 521 | NORWALK HARBOR 10 (3) | 12.3 | 17.125 | 12.3 | 17.125 | PPA | CT | 01 | NOR | NRGPM
| 520 | NORWALK HARBOR 2 | 520 | NORWALK HARBOR 2 | 168 | 172 | 168 | 172 | Historic Capability | CT | 01 | NOR | NRGPM
| 2288 | NORWAY HYDRO | 2288 | NORWAY HYDRO | 0 | 0.201 | 0 | 0.201 | Historic Capability | ME | 17 | ME | BHI
| 515 | NORWICH JET | 515 | NORWICH JET | 17.82 | 19.16 | 15.255 | 18.8 | Historic Capability | CT | 11 | CT | CMEEC
| 16688 | Nor1 | 14816 | NORDEN 1 | NA | NA | 1.958 | 1.958 | NA | CT | 01 | NOR | CMEEC
| 16750 | Norden #2 | 14817 | NORDEN 2 | NA | NA | 1.948 | 1.948 | NA | CT | 01 | NOR | CMEEC
| 16752 | Norden #3 | 14818 | NORDEN 3 | NA | NA | 1.942 | 1.942 | NA | CT | 01 | NOR | CMEEC
| 1030 | OAK BLUFFS | 1030 | OAK BLUFFS | 8.25 | 8.25 | 8.25 | 8.25 | IA | MA | 07 | SEMA | MET
| 857 | OAKDALE HYDRO | 857 | OAKDALE HYDRO | 3.2 | 3.2 | 3.2 | 3.2 | Historic Capability | MA | 27 | CMA/NEMA | MEC
| 528 | OCEAN ST PWR GT1 GT2 ST1 | 528 | OCEAN ST PWR GT1/GT2/ST1 | 297.187 | 318.342 | 272.342 | 318.342 | Historic Capability | RI | 07 | RI | TCPM
| 529 | OCEAN ST PWR GT3 GT4 ST2 | 529 | OCEAN ST PWR GT3/GT4/ST2 | 297.609 | 322.815 | 274.815 | 322.815 | Historic Capability | RI | 07 | RI | TCPM
| 527 | OGDEN-MARTIN 1 | 527 | OGDEN-MARTIN 1 | 41.68 | 42.87 | 41.68 | 42.87 | Historic Capability | MA | 09 | BOSTON | CHA
| 897 | OLD NASH DAM | 897 | OLD NASH DAM | 0.135 | 0.175 | 0.135 | 0.175 | Historic Capability | NH | 05 | VT | PSNH
| 854 | ORANGE HYDRO 1 | 854 | ORANGE HYDRO 1 | 0.15 | 0.15 | 0.15 | 0.15 | IA | MA | 11 | WMA | TTMLP
| 855 | ORANGE HYDRO 2 | 855 | ORANGE HYDRO 2 | 0.12 | 0.172 | 0.12 | 0.172 | IA | MA | 11 | WMA | TTMLP
| 38083 | Orono "B" Hydro | 38083 | ORONO B HYDRO | NA | NA | 0 | 0 | NA | ME | 19 | BHE | BBHP
| 14695 | Orono Hydro Station | 14695 | Orono |  |  | 0 | 0 | NA | ME | 19 | BHE | BBHP
| 908 | OTIS MILL HYDRO | 908 | OTIS MILL HYDRO | 0.122 | 0.127 | 0.122 | 0.127 | Historic Capability | NH | 11 | NH | PSNH
| 844 | OTTAUQUECHEE | 844 | OTTAUQUECHEE | 1.547 | 2.18 | 1.547 | 2.18 | Historic Capability | VT | 27 | VT | GMP
| 925 | OTTER LANE HYDRO | 925 | OTTER LANE HYDRO | 0.084 | 0.09 | 0.084 | 0.09 | Historic Capability | NH | 13 | NH | PSNH
| 820 | PASSUMPSIC | 820 | PASSUMPSIC | 0.7 | 0.7 | 0.7 | 0.7 | Historic Capability | VT | 05 | NH | GMP
| 814 | PATCH | 814 | PATCH | 0.3 | 0.3 | 0.3 | 0.3 | Historic Capability | VT | 21 | VT | GMP
| 531 | PAWTUCKET POWER | 531 | PAWTUCKET POWER | 62 | 67 | 62 | 67 | IA | RI | 07 | RI | PPH
| 532 | PEJEPSCOT | 532 | PEJEPSCOT | 10.21 | 13.55 | 10.21 | 13.55 | Historic Capability | ME | 23 | ME | BBHP
| 870 | PEMBROKE | 870 | PEMBROKE | 0.52 | 1.663 | 0.52 | 1.663 | Historic Capability | NH | 13 | NH | MMWEC
| 871 | PENNACOOK FALLS LOWER | 871 | PENNACOOK FALLS LOWER | 2.869 | 3.991 | 2.869 | 3.991 | Historic Capability | NH | 13 | NH | UNITIL-ES
| 872 | PENNACOOK FALLS UPPER | 872 | PENNACOOK FALLS UPPER | 2.243 | 3.12 | 2.243 | 3.12 | Historic Capability | NH | 13 | NH | PSNH
| 948 | PEPPERELL HYDRO COMPANY LLC | 948 | PEPPERELL HYDRO COMPANY LLC | 0.863 | 0.863 | 0.863 | 0.863 | Historic Capability | MA | 17 | CMA/NEMA | SRTC
| 536 | PERC-ORRINGTON 1 | 536 | PERC-ORRINGTON 1 | 21.76 | 21.93 | 21.76 | 21.93 | Historic Capability | ME | 19 | BHE | NBPGC
| 926 | PETERBOROUGH LOWER HYDRO | 926 | PETERBOROUGH LOWER HYDRO | 0.284 | 0.284 | 0.284 | 0.284 | Historic Capability | NH | 11 | VT | PSNH
| 941 | PETERBOROUGH UPPER HYDRO | 941 | PETERBOROUGH UPPER HYDRO | 0.4 | 0.4 | 0.4 | 0.4 | Historic Capability | NH | 11 | NH | PSNH
| 10402 | PETTYBORO HYDRO U5 | 10402 | PETTYBORO HYDRO U5 | 0.004 | 0.01 | 0.004 | 0.01 | Historic Capability | NH | 09 | NH | PSNH
| 12526 | Pierce | 13515 | PIERCE STATION | 86 | 100 | 77.5 | 97 | PPA | CT | 09 | SWCT | CMEEC
| 818 | PIERCE MILLS | 818 | PIERCE MILLS | 0.245 | 0.245 | 0.245 | 0.245 | Historic Capability | VT | 05 | NH | GMP
| 537 | PILGRIM NUCLEAR POWER STATION | 537 | PILGRIM NUCLEAR POWER STATION | 701.5 | 708.5 | 701.5 | 708.5 | PPA | MA | 23 | SEMA | ENPM
| 809 | PINCHBECK | 809 | PINCHBECK | 0.011 | 0.01 | 0.011 | 0.01 | Historic Capability | CT | 13 | CT | CLP
| 538 | PINETREE POWER | 538 | PINETREE POWER | 17.55 | 17.49 | 17.55 | 17.49 | Historic Capability | MA | 27 | NH | SUEZ
| 2289 | PIONEER DAM HYDRO | 2289 | PIONEER DAM HYDRO | 0.198 | 0.198 | 0.198 | 0.198 | Historic Capability | ME | 25 | ME | CMA
| 2290 | PITTSFIELD HYDRO | 2290 | PITTSFIELD HYDRO | 0.877 | 1 | 0.877 | 1 | Historic Capability | ME | 25 | ME | BHI
| 15509 | Plainfield Renewable Energy | 15509 | PLAINFIELD RENEWABLE ENERGY | 37.5 | 38.5 | 35.201 | 35.201 | IA | CT | 15 | CT | PRE
| 2462 | PLAINVILLE GEN QF U5 | 2462 | PLAINVILLE GEN QF U5 | 5 | 5 | 5 | 5 | Historic Capability | MA | 21 | RI | MEC
| 952 | PONTIAC ENERGY - QF | 952 | PONTIAC ENERGY - QF | 0.44 | 0.44 | 0.44 | 0.44 | Historic Capability | RI | 07 | RI | NEC
| 539 | PONTOOK HYDRO | 539 | PONTOOK HYDRO | 9.6 | 10.16 | 9.6 | 10.16 | IA | NH | 07 | NH | BEMLP
| 540 | POTTER 2 CC | 540 | POTTER 2 CC | 84.474 | 97.5 | 79.5 | 97.5 | Historic Capability | MA | 21 | SEMA | BELD
| 969 | POWDER MILL HYDRO | 969 | POWDER MILL HYDRO | 0.14 | 0.14 | 0.14 | 0.14 | Historic Capability | MA | 27 | WMA | MMWEC
| 16295 | PPL Veazie | 16295 | PPL Veazie | 8.431 | 8.696 | 8.431 | 8.696 | Historic Capability | ME | 19 | BHE | BBHP
| 1376 | PPL WALLINGFORD UNIT 1 | 1376 | WALLINGFORD UNIT 1 | 50 | 50 | 45 | 50 | PPA | CT | 09 | SWCT | TERM
| 1377 | PPL WALLINGFORD UNIT 2 | 1377 | WALLINGFORD UNIT 2 | 50 | 50 | 45 | 50 | PPA | CT | 09 | SWCT | TERM
| 1378 | PPL WALLINGFORD UNIT 3 | 1378 | WALLINGFORD UNIT 3 | 50 | 50 | 45 | 50 | PPA | CT | 09 | SWCT | TERM
| 1379 | PPL WALLINGFORD UNIT 4 | 1379 | WALLINGFORD UNIT 4 | 50 | 50 | 45 | 50 | PPA | CT | 09 | SWCT | TERM
| 1380 | PPL WALLINGFORD UNIT 5 | 1380 | WALLINGFORD UNIT 5 | 50 | 50 | 45 | 50 | PPA | CT | 09 | SWCT | TERM
| 14610 | Princeton Wind Farm Project | 14610 | Princeton Wind Farm Project | 0.667 | 1.257 | 0.667 | 1.257 | Historic Capability | MA | 27 | WMA | PMLD
| 541 | PROCTOR | 541 | PROCTOR | 6.65 | 9.65 | 6.65 | 6.65 | Historic Capability | VT | 21 | VT | GMP
| 804 | PUTNAM | 804 | PUTNAM | 0.58 | 1.94 | 0.58 | 1.94 | Historic Capability | CT | 15 | CT | PUTNAM
| 873 | PUTTS BRIDGE | 873 | PUTTS BRIDGE | 3.75 | 4.1 | 3.75 | 4.1 | Historic Capability | MA | 13 | WMA | NAEA-EM
| 810 | QUINEBAUG | 810 | QUINEBAUG | 0.98 | 2.81 | 0.98 | 2.81 | Historic Capability | CT | 15 | CT | CLP
| 16642 | Railroad Street Revere PV | 16642 | Railroad Avenue Revere PV | NA | NA | 0.245 | 0 | NA | MA | 25 | BOSTON | MEC
| 35658 | Rainbow_1 | 17233 | RAINBOW UNIT 1 | 4.1 | 4.1 | 4.1 | 4.1 | IA | CT | 03 | CT | CLP
| 35656 | Rainbow_2 | 17234 | RAINBOW UNIT 2 | 4.1 | 4.1 | 4.1 | 4.1 | IA | CT | 03 | CT | CLP
| 14665 | Record Hill Wind | 14665 | Record Hill Wind | 50.6 | 50.6 | 13.6 | 16.7 | IA | ME | 17 | ME | RHW
| 874 | RED BRIDGE | 874 | RED BRIDGE | 1.563 | 4.532 | 1.563 | 4.532 | Historic Capability | MA | 13 | WMA | NAEA-EM
| 546 | RESCO SAUGUS | 546 | RESCO SAUGUS | 32.79 | 31 | 32.79 | 31 | Historic Capability | MA | 09 | BOSTON | NEP
| 14599 | Rhode Island LFG Genco, LLC - ST | 40054 | JOHNSTON LFG TURBINE PLANT | 32.629 | 36.785 | 26 | 28 | IA | RI | 07 | RI | RRIG
| 1630 | RISEP | 1630 | RISEP | 613 | 625 | 548 | 575 | IA | RI | 07 | RI | ENPM
| 875 | RIVER BEND | 875 | RIVER BEND | 0.965 | 1.79 | 0.965 | 1.79 | Historic Capability | NH | 13 | NH | MMWEC
| 795 | RIVER MILL HYDRO | 795 | RIVER MILL HYDRO | 0.08 | 0.2 | 0.08 | 0.2 | IA | NH | 09 | VT | MMELD
| 947 | RIVERDALE MILLS - QF | 947 | RIVERDALE MILLS - QF | 0.084 | 0.001 | 0.084 | 0.001 | Historic Capability | MA | 27 | RI | MEC
| 1034 | RIVERSIDE 4-7 | 1034 | RIVERSIDE 4-7 | 3.435 | 3.435 | 3.435 | 3.435 | Historic Capability | MA | 13 | WMA | HGE
| 1035 | RIVERSIDE 8 | 1035 | RIVERSIDE 8 | 4.5 | 4.5 | 4.5 | 4.5 | Historic Capability | MA | 13 | WMA | HGE
| 876 | ROBERTSVILLE | 876 | ROBERTSVILLE | 0.354 | 0.624 | 0.354 | 0.624 | IA | CT | 03 | CT | SUEZ
| 715 | ROCHESTER LANDFILL | 715 | ROCHESTER LANDFILL | 4.98 | 4.98 | 4.98 | 4.98 | Historic Capability | NH | 17 | NH | NHEC
| 1368 | ROCKY GORGE CORPORATION | 1368 | ROCKY GORGE CORPORATION | 0.362 | 0.362 | 0.362 | 0.362 | Historic Capability | ME | 31 | SME | RGC
| 739 | ROCKY RIVER | 739 | ROCKY RIVER | 29.35 | 30.4 | 29.35 | 30.4 | IA | CT | 09 | SWCT | SUEZ
| 906 | ROLLINSFORD HYDRO | 906 | ROLLINSFORD HYDRO | 1.5 | 1.5 | 1.5 | 1.5 | Historic Capability | NH | 17 | NH | PSNH
| 16643 | Rover Street Everett PV | 16643 | Rover Street Everett PV | NA | NA | 0.168 | 0 | NA | MA | 17 | BOSTON | MEC
| 10959 | RRIG EXPANSION PHASE 2 | 10959 | RRIG EXPANSION PHASE 2 | 6 | 6 | 6 | 6.024 | IA | RI | 07 | RI | RRIG
| 11424 | RUMFORD FALLS | 11424 | RUMFORD FALLS | 44.1 | 44.1 | 40 | 40 | IA | ME | 17 | ME | BEMLP
| 1255 | RUMFORD POWER | 1255 | RUMFORD POWER | 270.795 | 275.059 | 244.94 | 275.059 | Historic Capability | ME | 17 | ME | EES7
| 549 | RUTLAND 5 GT | 549 | RUTLAND 5 GT | 12.397 | 15.547 | 10.4 | 14.8 | Historic Capability | VT | 21 | VT | GMP
| 2433 | RYEGATE 1-NEW | 2433 | RYEGATE 1-NEW | 19 | 19 | 19 | 19 | PPA | VT | 05 | NH | VELCO
| 591 | S.D. WARREN-WESTBROOK | 591 | S.D. WARREN-WESTBROOK | 43.07 | 49.103 | 43.07 | 49.103 | Historic Capability | ME | 05 | SME | FPLP
| 38173 | Saddleback Ridge Wind | 38173 | SADDLEBACK RIDGE WIND | 8.55 | 8.55 | 0 | 0 | IA | ME | 07 | ME | SPRUCE
| 928 | SALMON BROOK STATION 3 | 928 | SALMON BROOK STATION 3 | 0.326 | 0.25 | 0.326 | 0.25 | Historic Capability | NH | 13 | NH | PSNH
| 808 | SANDY HOOK HYDRO | 808 | SANDY HOOK HYDRO | 0.077 | 0.105 | 0.077 | 0.105 | Historic Capability | CT | 15 | SWCT | CLP
| 556 | SCHILLER 4 | 556 | SCHILLER 4 | 47.5 | 48 | 47.5 | 48 | Historic Capability | NH | 15 | NH | PSNH
| 557 | SCHILLER 5 | 557 | SCHILLER 5 | 49.6 | 49.6 | 49.6 | 49.6 | Historic Capability | NH | 15 | NH | PSNH
| 558 | SCHILLER 6 | 558 | SCHILLER 6 | 48 | 49 | 48 | 49 | Historic Capability | NH | 15 | NH | PSNH
| 559 | SCHILLER CT 1 | 559 | SCHILLER CT 1 | 18.132 | 22 | 17.621 | 22 | Historic Capability | NH | 15 | NH | PSNH
| 877 | SCOTLAND | 877 | SCOTLAND | 1.69 | 2.2 | 1.69 | 2.2 | IA | CT | 15 | CT | SUEZ
| 555 | SEABROOK | 555 | SEABROOK | 1257.275 | 1257.275 | 1257.275 | 1257.275 | IA | NH | 15 | NH | FPLP
| 35442 | Seaman Energy | 17259 | Seaman Energy LLC | 0.484 | 0.483 | 0.484 | 0.483 | NA | MA | 27 | CMA/NEMA | TTMLP
| 561 | SEARSBURG | 561 | SEARSBURG | 4.96 | 4.96 | 4.96 | 4.96 | Historic Capability | VT | 03 | WMA | TCPM
| 827 | SEARSBURG WIND | 827 | SEARSBURG WIND | 0.7 | 1.69 | 0.62 | 1.68 | PPA | VT | 03 | WMA | GMP
| 562 | SECREC-PRESTON | 562 | SECREC-PRESTON | 16.449 | 17.07 | 16.449 | 17.07 | Historic Capability | CT | 11 | CT | CLP
| 563 | SEMASS 1 | 563 | SEMASS 1 | 46.955 | 52.96 | 46.955 | 52.69 | Historic Capability | MA | 23 | SEMA | NSTAR
| 564 | SEMASS 2 | 564 | SEMASS 2 | 22.5 | 22.5 | 22.5 | 22.5 | PPA | MA | 23 | SEMA | NSTAR
| 767 | SES CONCORD | 767 | SES CONCORD | 13 | 13.14 | 13 | 13.14 | IA | NH | 13 | NH | PSNH
| 761 | SHAWMUT | 761 | SHAWMUT | 9.5 | 9.5 | 9.5 | 9.5 | IA | ME | 11 | ME | FPLEMH
| 12530 | Sheffield Wind Farm | 12530 | Sheffield Wind Plant | 39.2 | 39.2 | 10 | 17 | PPA | VT | 05 | VT | VTWIND
| 565 | SHELDON SPRINGS | 565 | SHELDON SPRINGS | 14.832 | 26.38 | 14.832 | 26.38 | Historic Capability | VT | 11 | VT | VELCO
| 566 | SHEPAUG | 566 | SHEPAUG | 42.95 | 43.4 | 42.95 | 43.4 | IA | CT | 09 | SWCT | SUEZ
| 567 | SHERMAN | 567 | SHERMAN | 6.5 | 6.5 | 6.5 | 6.5 | IA | MA | 11 | WMA | TCPM
| 35657 | Shrewsbury Diesels | 568 | SHREWSBURY DIESELS | 13.75 | 13.75 | 13.75 | 13.75 | Historic Capability | MA | 27 | CMA/NEMA | SELP
| 37051 | Silver lake PV | 37722 | Silver Lake Solar PV Facility | NA | NA | 0.458 | 0 | NA | MA | 03 | WMA | WMECO
| 737 | SIMPSON G LOAD REDUCER | 737 | SIMPSON G LOAD REDUCER | 3.84 | 4.85 | 3.84 | 4.85 | Historic Capability | VT | 09 | NH | GMP
| 569 | SKELTON | 569 | SKELTON | 22.08 | 22.08 | 22.08 | 22.08 | IA | ME | 31 | SME | FPLEMH
| 878 | SKINNER | 878 | SKINNER | 0.28 | 0.28 | 0.28 | 0.28 | Historic Capability | MA | 13 | WMA | HGE
| 845 | SLACK DAM | 845 | SLACK DAM | 0.23 | 0.41 | 0.23 | 0.41 | Historic Capability | VT | 27 | VT | GMP
| 570 | SMITH | 570 | SMITH | 17.6 | 16.669 | 17.6 | 16.669 | Historic Capability | NH | 07 | NH | PSNH
| 822 | SMITH (CVPS) | 822 | SMITH (CVPS) | 0.93 | 1.31 | 0.93 | 1.31 | Historic Capability | VT | 17 | VT | GMP
| 572 | SO. MEADOW 11 | 572 | SO. MEADOW 11 | 43.121 | 49 | 38.8 | 49 | Historic Capability | CT | 03 | CT | FPLP
| 573 | SO. MEADOW 12 | 573 | SO. MEADOW 12 | 45.2 | 49 | 39 | 49 | Historic Capability | CT | 03 | CT | FPLP
| 574 | SO. MEADOW 13 | 574 | SO. MEADOW 13 | 44.117 | 49.917 | 39 | 48.6 | Historic Capability | CT | 03 | CT | FPLP
| 575 | SO. MEADOW 14 | 575 | SO. MEADOW 14 | 42.546 | 49 | 39 | 49 | Historic Capability | CT | 03 | CT | FPLP
| 580 | SO. MEADOW 5 | 580 | SO. MEADOW 5 | 29.7 | 31.24 | 29.7 | 31.24 | Historic Capability | CT | 03 | CT | FPLP
| 581 | SO. MEADOW 6 | 581 | SO. MEADOW 6 | 29.7 | 31.25 | 29.7 | 31.25 | Historic Capability | CT | 03 | CT | FPLP
| 1107 | SOMERSET | 1107 | SOMERSET | 10.604 | 10.604 | 10.604 | 10.604 | Historic Capability | ME | 11 | ME | FPLP
| 852 | SOUTH BARRE HYDRO | 42598 | NEW BARRE HYDRO | 0.65 | 0.14 | 0.65 | 0.14 | IA | MA | 27 | WMA | MMWEC
| 852 | SOUTH BARRE HYDRO | 852 | SOUTH BARRE HYDRO | [7 empty] | WMA
| 38178 | Southbridge Landfill Gas to Energy 17-18 | 37073 | SOUTHBRIDGE LANDFILL | NA | NA | 0 | 0 | NA | MA | 27 | CMA/NEMA | FPLP
| 1267 | SPARHAWK | 1267 | SPARHAWK | 0.257 | 0.257 | 0.257 | 0.257 | IA | ME | 05 | SME | UNION
| 35594 | Spaulding Pond Hydro | 35379 | SPAULDING POND HYDRO | NA | NA | 0.074 | 0.172 | NA | NH | 17 | NH | PSNH
| 2425 | SPRINGFIELD REFUSE-NEW | 2425 | SPRINGFIELD REFUSE-NEW | 6 | 6 | 6 | 6 | Historic Capability | MA | 13 | WMA | CEM
| 35693 | Spruce Mountain Wind | 35693 | SPRUCE MOUNTAIN WIND | NA | NA | 4.5 | 9 | NA | ME | 17 | ME | SPRUCE
| 909 | STEELS POND HYDRO | 909 | STEELS POND HYDRO | 0.429 | 0.975 | 0.429 | 0.975 | Historic Capability | NH | 11 | NH | PSNH
| 587 | STEVENSON | 587 | STEVENSON | 28.9 | 28.9 | 28.9 | 28.9 | IA | CT | 01 | SWCT | SUEZ
| 16523 | Stillwater | 16523 | STILLWATER | 1.898 | 1.964 | 1.898 | 1.964 | Historic Capability | ME | 19 | BHE | BBHP
| 38084 | Stillwater "B" Hydro | 38084 | STILLWATER B HYDRO | NA | NA | 0 | 0 | NA | ME | 19 | BHE | BBHP
| 583 | STONY BROOK 2A | 583 | STONY BROOK 2A | 79 | 90 | 67 | 87 | PPA | MA | 13 | WMA | MMWEC
| 584 | STONY BROOK 2B | 584 | STONY BROOK 2B | 77 | 90 | 65 | 85 | PPA | MA | 13 | WMA | MMWEC
| 1185 | STONY BROOK GT1A | 1185 | STONY BROOK GT1A | 107.5 | 124 | 103.167 | 118.5 | PPA | MA | 13 | WMA | MMWEC
| 1186 | STONY BROOK GT1B | 1186 | STONY BROOK GT1B | 107.5 | 124 | 101.667 | 117 | PPA | MA | 13 | WMA | MMWEC
| 1187 | STONY BROOK GT1C | 1187 | STONY BROOK GT1C | 107 | 122 | 103.167 | 118.5 | PPA | MA | 13 | WMA | MMWEC
| 17359 | Sugar River 2 | 17223 | SUGAR RIVER 2 | NA | NA | 0.026 | 0.155 | NA | NH | 19 | NH | PSNH
| 898 | SUGAR RIVER HYDRO | 898 | SUGAR RIVER HYDRO | 0.158 | 0.15 | 0.158 | 0.15 | Historic Capability | NH | 19 | NH | PSNH
| 889 | SUNAPEE HYDRO | 889 | SUNAPEE HYDRO | 0.593 | 0.433 | 0.593 | 0.433 | Historic Capability | NH | 19 | NH | PSNH
| 935 | SUNNYBROOK HYDRO 2 | 935 | SUNNYBROOK HYDRO 2 | 0.05 | 0.05 | 0.05 | 0.05 | Historic Capability | NH | 07 | NH | PSNH
| 884 | SWANS FALLS | 884 | SWANS FALLS | 0.41 | 0.41 | 0.41 | 0.41 | Historic Capability | ME | 17 | NH | PSNH
| 12510 | Swanton Gas Turbine 1 | 12510 | SWANTON GT-1 | 23.5 | 27.1 | 19.44 | 24.98 | PPA | VT | 11 | VT | VPPSA
| 12511 | Swanton Gas Turbine 2 | 12511 | SWANTON GT-2 | 23.5 | 27.1 | 19.723 | 25.344 | PPA | VT | 11 | VT | VPPSA
| 10409 | SWEETWATER HYDRO U5 | 10409 | SWEETWATER HYDRO U5 | 0.5 | 0.5 | 0.5 | 0.5 | Historic Capability | NH | 19 | NH | GMP
| 1270 | SYSKO STONY BROOK | 1270 | SYSKO STONY BROOK | 0.025 | 0.025 | 0.025 | 0.025 | Historic Capability | ME | 17 | ME | UNION
| 1271 | SYSKO WIGHT BROOK | 1271 | SYSKO WIGHT BROOK | 0.025 | 0.025 | 0.025 | 0.025 | Historic Capability | ME | 17 | ME | UNION
| 817 | TAFTSVILLE VT | 817 | TAFTSVILLE VT | 0.33 | 0.4 | 0.33 | 0.4 | Historic Capability | VT | 27 | VT | GMP
| 879 | TAFTVILLE CT | 879 | TAFTVILLE CT | 2.03 | 2.03 | 2.03 | 2.03 | IA | CT | 11 | CT | SUEZ
| 592 | TAMWORTH | 592 | TAMWORTH | 21.145 | 21.143 | 21.145 | 21.143 | IA | NH | 03 | NH | SUEZ
| 1225 | TANNERY DAM | 1225 | TANNERY DAM | 0.2 | 0.2 | 0.2 | 0.2 | Historic Capability | MA | 27 | WMA | MEC
| 1302 | TCPMCMPAGF GEN1 U5 | 1302 | TCPMCMPAGF GEN1 U5 | NA | NA | 0 | 0 | NA | ME | 07 | ME | VERSO
| 14652 | Templeton Wind Turbine | 14652 | Templeton Wind Turbine | NA | NA | 0.278 | 0.441 | NA | MA | 27 | WMA | MMWEC
| 12500 | THOMAS A. WATSON | 15484 | Thomas A. Watson Unit #1 | 114.8 | 114.8 | 105.2 | 114.8 | IA | MA | 21 | SEMA | BELD
|  |  | 15485 | Thomas A. Watson Unit #2
| 37120 | Thundermist Hydropower | 16926 | Thundermist Hydro QF | NA | NA | 0 | 0.941 | NA | RI | 07 | RI | NEC
| 1226 | TIVERTON POWER | 1226 | TIVERTON POWER | 266 | 281 | 256 | 281 | PPA | RI | 05 | SEMA | EES6
| 595 | TORRINGTON TERMINAL 10 | 595 | TORRINGTON TERMINAL 10 | 18.817 | 21.8 | 17.2 | 21.8 | Historic Capability | CT | 05 | CT | NRGPM
| 803 | TOUTANT | 803 | TOUTANT | 0.4 | 0.4 | 0.4 | 0.4 | Historic Capability | CT | 15 | CT | CLP
| 813 | TUNNEL | 813 | TUNNEL | 2.1 | 2.1 | 2.1 | 2.1 | IA | CT | 11 | CT | SUEZ
| 596 | TUNNEL 10 | 596 | TUNNEL 10 | 20.8 | 22.1 | 17.102 | 22.1 | IA | CT | 11 | CT | SUEZ
| 253 | TURNKEY LANDFILL | 253 | TURNKEY LANDFILL | 3.306 | 3.306 | 3.306 | 3.306 | Historic Capability | NH | 17 | NH | PSNH
| 12509 | UNH Power Plant | 12509 | UNH POWER PLANT | 2 | 2 | 2 | 2 | Historic Capability | NH | 17 | NH | PSNH
| 831 | VAIL & GREAT FALLS | 831 | VAIL & GREAT FALLS | 2.1 | 2.1 | 2.1 | 2.1 | Historic Capability | VT | 05 | NH | VPPSA
| 949 | VALLEY HYDRO - QF | 949 | VALLEY HYDRO - QF | 0.205 | 0.205 | 0.205 | 0.205 | Historic Capability | RI | 03 | RI | NEC
| 14623 | Valley Hydro (Station No. 5) | 14623 | Valley Hydro (Station No. 5) | 0.79 | 0.79 | 0.79 | 0.79 | Historic Capability | MA | 13 | WMA | HGE
| 598 | VERGENNES 5 and 6 DIESELS | 598 | VERGENNES 5 AND 6 DIESELS | 4.2 | 4.24 | 4.2 | 4.24 | Historic Capability | VT | 01 | VT | GMP
| 2435 | VERGENNES HYDRO-NEW | 2435 | VERGENNES HYDRO-NEW | 2.34 | 3.3 | 2.34 | 3.3 | Historic Capability | VT | 01 | VT | GMP
| 599 | VERNON | 599 | VERNON | 32 | 32 | 32 | 32 | IA | VT | 25 | WMA | TCPM
| 13703 | Verso VCG1 | 13703 | VERSO COGEN 1 | 55 | 61 | 47.223 | 58.377 | IA | ME | 07 | ME | VERSO
| 13704 | Verso VCG2 | 13704 | VERSO COGEN 2 | 55 | 61 | 45.167 | 56.321 | IA | ME | 07 | ME | VERSO
| 13705 | Verso VCG3 | 13705 | VERSO COGEN 3 | 55 | 61 | 44.097 | 55.251 | IA | ME | 07 | ME | VERSO
| 16631 | Victory Road Dorchester PV | 16631 | Victory Road Dorchester PV | NA | NA | 0.316 | 0 | NA | MA | 25 | BOSTON | MEC
| 623 | WALLINGFORD REFUSE | 623 | Covanta Projects Wallingford | 8.005 | 7.892 | 8.005 | 7.892 | Historic Capability | CT | 09 | SWCT | CPW
| 1048 | WARE HYDRO | 1048 | WARE HYDRO | 1.25 | 1.25 | 1.25 | 1.25 | Historic Capability | MA | 15 | WMA | PHE
| 614 | WATERBURY 22 | 614 | WATERBURY 22 | 5 | 5 | 5 | 5 | Historic Capability | VT | 23 | VT | GMP
| 12564 | Waterbury Generation Facility | 12564 | WATERBURY GENERATION FACILITY | 103.6 | 103.6 | 97.911 | 99.454 | IA | CT | 09 | SWCT | WATERBURY
| 901 | WATERLOOM FALLS | 901 | WATERLOOM FALLS | 0.081 | 0.086 | 0.081 | 0.086 | Historic Capability | NH | 11 | NH | PSNH
| 612 | WATERS RIVER JET 1 | 612 | WATERS RIVER JET 1 | 19.55 | 22.437 | 16.437 | 22.437 | Historic Capability | MA | 09 | BOSTON | MMWEC
| 613 | WATERS RIVER JET 2 | 613 | WATERS RIVER JET 2 | 39.4 | 45.8 | 30.506 | 45.806 | PPA | MA | 09 | BOSTON | MMWEC
| 11842 | WATERSIDE POWER | 11842 | WATERSIDE POWER | 73.623 | 75 | 72 | 75 | IA | CT | 01 | NOR | WATERSIDE
| 932 | WATSON DAM | 932 | WATSON DAM | 0.225 | 0.25 | 0.225 | 0.25 | Historic Capability | NH | 17 | NH | PSNH
| 2291 | WAVERLY AVENUE HYDRO | 2291 | WAVERLY AVENUE HYDRO | 0.4 | 0.4 | 0.4 | 0.4 | Historic Capability | ME | 25 | ME | CMA
| 853 | WEBSTER HYDRO | 853 | WEBSTER HYDRO | 0 | 0.29 | 0 | 0.29 | IA | MA | 27 | CMA/NEMA | MMWEC
| 781 | WEST DANVILLE 1 | 781 | WEST DANVILLE 1 | 1.1 | 1.1 | 1.1 | 1.1 | Historic Capability | VT | 05 | VT | GMP
| 616 | WEST ENFIELD | 616 | WEST ENFIELD | 11.47 | 19.1 | 11.47 | 19.1 | Historic Capability | ME | 19 | BHE | NBPGC
| 893 | WEST HOPKINTON HYDRO | 893 | WEST HOPKINTON HYDRO | 0.735 | 1.25 | 0.735 | 1.25 | Historic Capability | NH | 13 | NH | CHIPM
| 625 | WEST MEDWAY JET 1 | 625 | WEST MEDWAY JET 1 | 57.6 | 72.9 | 57.6 | 72.9 | Historic Capability | MA | 21 | BOSTON | EXGC
| 626 | WEST MEDWAY JET 2 | 626 | WEST MEDWAY JET 2 | 57.6 | 72.9 | 57.6 | 72.9 | Historic Capability | MA | 21 | BOSTON | EXGC
| 627 | WEST MEDWAY JET 3 | 627 | WEST MEDWAY JET 3 | 57.5 | 72.8 | 57.5 | 72.8 | Historic Capability | MA | 21 | RI | EXGC
| 630 | WEST SPRINGFIELD 10 | 630 | WEST SPRINGFIELD 10 | 20.25 | 22 | 17.2 | 22 | IA | MA | 13 | WMA | NAEA-EM
| 633 | WEST SPRINGFIELD 3 | 633 | WEST SPRINGFIELD 3 | 107 | 107 | 107 | 107 | IA | MA | 13 | WMA | NAEA-EM
| 1693 | WEST SPRINGFIELD GT-1 | 1693 | WEST SPRINGFIELD GT-1 | 47 | 48 | 39 | 48 | PPA | MA | 13 | WMA | NAEA-EM
| 1694 | WEST SPRINGFIELD GT-2 | 1694 | WEST SPRINGFIELD GT-2 | 47 | 48 | 39 | 48 | PPA | MA | 13 | WMA | NAEA-EM
| 10770 | WEST SPRINGFIELD HYDRO U5 | 10770 | WEST SPRINGFIELD HYDRO U5 | 1.2 | 1.25 | 1.2 | 1.25 | Historic Capability | MA | 13 | WMA | LELWD
| 1031 | WEST TISBURY | 1031 | WEST TISBURY | 5.633 | 5.633 | 5.633 | 5.633 | IA | MA | 07 | SEMA | MET
| 1345 | WESTBROOK | 14177 | WESTBROOK ENERGY CENTER G1 | 538 | 597 | 517.28 | 554.43 | IA | ME | 05 | SME | CALP
|  |  | 14178 | WESTBROOK ENERGY CENTER G2
| 10451 | WESTFIELD #1 U5 | 10451 | WESTFIELD #1 U5 | 0.4 | 0.4 | 0.4 | 0.4 | Historic Capability | MA | 13 | WMA | WGED
| 38181 | Westford Solar | 41879 | WESTFORD SOLAR 1- PV | NA | NA | 1.016 | 0 | NA | MA | 17 | CMA/NEMA | MEC
|  |  | 41880 | WESTFORD SOLAR 2- PV
|  |  | 42203 | WESTFORD SOLAR 3 - PV
|  |  | 42497 | WESTFORD SOLAR 4- PV
| 617 | WESTON | 617 | WESTON | 13.2 | 13.2 | 13.2 | 13.2 | IA | ME | 17 | ME | FPLEMH
| 933 | WESTON DAM | 933 | WESTON DAM | 0.456 | 0.524 | 0.456 | 0.524 | Historic Capability | NH | 07 | NH | PSNH
| 349 | WHEELABRATOR BRIDGEPORT, L.P. | 349 | WHEELABRATOR BRIDGEPORT, L.P. | 59.65 | 60.5 | 59.65 | 60.5 | Historic Capability | CT | 01 | SWCT | WB
| 10404 | WHEELABRATOR CLAREMONT U5 | 10404 | WHEELABRATOR CLAREMONT U5 | 5.29 | 5.29 | 5.29 | 5.29 | Historic Capability | NH | 19 | NH | WNE
| 547 | WHEELABRATOR NORTH ANDOVER | 547 | WHEELABRATOR NORTH ANDOVER | 40 | 40 | 40 | 40 | IA | MA | 09 | BOSTON | WNE
| 619 | WHITE LAKE JET | 619 | WHITE LAKE JET | 20.07 | 23.165 | 18.1 | 23.165 | Historic Capability | NH | 03 | NH | PSNH
| 620 | WILDER | 620 | WILDER | 42.92 | 43.88 | 42.92 | 43.88 | Historic Capability | VT | 27 | VT | TCPM
| 621 | WILLIAMS | 621 | WILLIAMS | 14.9 | 14.9 | 14.9 | 14.9 | IA | ME | 25 | ME | FPLEMH
| 801 | WILLIMANTIC 1 | 801 | WILLIMANTIC 1 | 0.423 | 0.77 | 0.423 | 0.77 | Historic Capability | CT | 15 | CT | CLP
| 802 | WILLIMANTIC 2 | 802 | WILLIMANTIC 2 | 0.388 | 0.77 | 0.388 | 0.77 | Historic Capability | CT | 15 | CT | CLP
| 622 | WINOOSKI 1 | 622 | WINOOSKI 1 | 7.5 | 7.5 | 7.5 | 7.5 | PPA | VT | 07 | VT | BED
| 846 | WINOOSKI 8 | 846 | WINOOSKI 8 | 0.403 | 0.95 | 0.403 | 0.95 | Historic Capability | VT | 23 | VT | GMP
| 38287 | WMA Chester Solar 1 | 38287 | WMA CHESTER SOLAR 1 | NA | NA | 0 | 0 | NA | MA | 13 | WMA | VPPSA
| 624 | WMI MILLBURY 1 | 624 | WMI MILLBURY 1 | 40.94 | 40.94 | 40.94 | 40.94 | Historic Capability | MA | 27 | CMA/NEMA | NEP
| 14663 | WMRE Crossroads | 15998 | CROSSROADS LANDFILL | 3 | 3 | 3 | 3 | Historic Capability | ME | 25 | ME | NRGA
| 1167 | WOLCOTT HYDRO #1 | 1167 | WOLCOTT HYDRO #1 | 0.49 | 0.8 | 0.49 | 0.8 | Historic Capability | VT | 15 | VT | VPPSA
| 628 | WOODLAND ROAD | 628 | WOODLAND ROAD | 19.582 | 21 | 16.7 | 21 | IA | MA | 03 | WMA | NAEA-EM
| 847 | WOODSIDE | 847 | WOODSIDE | 0.11 | 0.12 | 0.11 | 0.12 | Historic Capability | VT | 15 | VT | GMP
| 10407 | WOODSVILLE HYDRO U5 | 10407 | WOODSVILLE HYDRO U5 | 0.241 | 0.241 | 0.241 | 0.241 | Historic Capability | NH | 19 | NH | GMP
| 37077 | Woronoco Hydro LLC | 15787 | Woronoco Hydro LLC | 2.7 | 2.7 | 1.181 | 1.611 | IA | MA | 13 | WMA | SRTC
| 848 | WRIGHTSVILLE | 848 | WRIGHTSVILLE | 0.75 | 0.754 | 0.75 | 0.754 | Historic Capability | VT | 23 | VT | VPPSA
| 903 | WYANDOTTE HYDRO | 903 | WYANDOTTE HYDRO | 0.084 | 0.15 | 0.084 | 0.15 | Historic Capability | NH | 17 | NH | PSNH
| 636 | WYMAN HYDRO 1 | 636 | WYMAN HYDRO 1 | 30 | 30 | 28.5 | 28.5 | IA | ME | 25 | ME | FPLEMH
| 637 | WYMAN HYDRO 2 | 637 | WYMAN HYDRO 2 | 29.9 | 29.9 | 29.9 | 29.9 | IA | ME | 25 | ME | FPLEMH
| 638 | WYMAN HYDRO 3 | 638 | WYMAN HYDRO 3 | 30 | 30 | 26.7 | 26.99 | IA | ME | 25 | ME | FPLEMH
| 639 | YARMOUTH 1 | 639 | YARMOUTH 1 | 53.5 | 53.5 | 53.5 | 53.5 | IA | ME | 05 | SME | FPLP
| 640 | YARMOUTH 2 | 640 | YARMOUTH 2 | 53.5 | 53.5 | 53.5 | 53.5 | IA | ME | 05 | SME | FPLP
| 641 | YARMOUTH 3 | 641 | YARMOUTH 3 | 116 | 119 | 116 | 119 | IA | ME | 05 | SME | FPLP
| 642 | YARMOUTH 4 | 642 | YARMOUTH 4 | 614.5 | 620 | 614.5 | 620 | IA | ME | 05 | SME | FPLP
| 2292 | YORK HYDRO | 2292 | YORK HYDRO | 0.878 | 1.2 | 0.878 | 1.2 | Historic Capability | ME | 31 | SME | BHI
Assets with no Resource but with NRC
|  | No Resource(3) | 40343 | BULL HILL WIND | 34.485 | 34.485 | NA | NA | IA | ME | 09 | BHE | BSE
|  | No Resource(3) | 12529 | Hoosac Wind | 28.5 | 28.5 | NA | NA | IA | MA | 03 | WMA | IR
|  | No Resource(3) | 11889 | IBEW LOCAL 99 SOLAR QF | 0.029 | 0.05 | 0.029 | 0.05 | NA | RI | 07 | RI | NEC
|  | No Resource(3) | 11827 | PORTSMOUTH ABBEY WIND QF | 0.445 | 0.66 | 0.445 | 0.66 | NA | RI | 05 | SEMA | NEC
|  | No Resource(3) | 37175 | ROLLINS WIND PLANT | 61.2 | 61.2 | NA | NA | IA | ME | 19 | BHE | EWP3
|  | No Resource(3) | 16612 | Stetson II Wind Farm | 26 | 26 | NA | NA | IA | ME | 29 | BHE | STET2
|  | No Resource(3) | 15464 | Stetson Wind Farm | 59.71 | 59.71 | NA | NA | IA | ME | 29 | BHE | STETSON
|  | No Resource(3) | 16089 | Turners Falls Hydro LLC | 0.937 | 0.937 | NA | NA | IA | MA | 11 | WMA | SRTC
|  | No Resource(3) | 40342 | VERSO BUCKSPORT G5 | 25 | 25 | NA | NA | IA | ME | 09 | BHE | VERSO
Assets with no Resource and no NRC
|  | No Resource(3) | 43491 | 146 CAMPANELLI-02072PV332NM | NA | NA | NA | NA | NA | MA | 21 | SEMA | MEC
|  | No Resource(3) | 42349 | 15 UNION SOLAR LLC-LAWRENCE-PV | NA | NA | NA | NA | NA | MA | 09 | BOSTON | MEC
|  | No Resource(3) | 42135 | 18 PHOENIX PARK BLDG DEAST & F | NA | NA | NA | NA | NA | MA | 17 | CMA/NEMA | MEC
|  | No Resource(3) | 42136 | 18 PHOENIX PARK BLDG DEAST & J | NA | NA | NA | NA | NA | MA | 17 | CMA/NEMA | MEC
|  | No Resource(3) | 42137 | 18 PHOENIX PARK BLDG DWEST | NA | NA | NA | NA | NA | MA | 17 | CMA/NEMA | MEC
|  | No Resource(3) | 47064 | 1ST CONGREGATION-02176PV90NM | NA | NA | NA | NA | NA | MA | 17 | BOSTON | MEC
|  | No Resource(3) | 46641 | 205 STURBRIDGE-01010PV3000NM | NA | NA | NA | NA | NA | MA | 13 | WMA | MEC
|  | No Resource(3) | 47065 | 210 UPHAM (PV) | NA | NA | NA | NA | NA | MA | 27 | WMA | FGE
|  | No Resource(3) | 43531 | 28 HASTINGS - 01756PV100NM | NA | NA | NA | NA | NA | MA | 27 | RI | MEC
|  | No Resource(3) | 43735 | 28 HASTINGS-01756PV95NM | NA | NA | NA | NA | NA | MA | 27 | RI | MEC
|  | No Resource(3) | 43654 | 3 COUNTY FAIR ASN-01060PV250NM | NA | NA | NA | NA | NA | MA | 15 | WMA | MEC
|  | No Resource(3) | 42346 | 3 RIVERS PALMER-SPRINGFLD-PV | NA | NA | NA | NA | NA | MA | 13 | WMA | MEC
|  | No Resource(3) | 42413 | 35 LYMAN LLC - ACTIVE | NA | NA | NA | NA | NA | MA | 27 | CMA/NEMA | MEC
|  | No Resource(3) | 43608 | 35 LYMAN LLC-01532PV95NM | NA | NA | NA | NA | NA | MA | 27 | CMA/NEMA | MEC
|  | No Resource(3) | 42360 | 35 LYMAN LLC-NORTHBORO-PV | NA | NA | NA | NA | NA | MA | 27 | CMA/NEMA | MEC
|  | No Resource(3) | 43653 | 40 WASHINGTON LTD-01581PV750NM | NA | NA | NA | NA | NA | MA | 27 | CMA/NEMA | MEC
|  | No Resource(3) | 42107 | 4M_ALDRINRDPV_ID1856 | NA | NA | NA | NA | NA | MA | 23 | SEMA | NSTAR
|  | No Resource(3) | 43426 | ABBOTT MILL - 01886PV235NM | NA | NA | NA | NA | NA | MA | 17 | CMA/NEMA | MEC
|  | No Resource(3) | 47032 | ABINGTON TARGET-02351PV418NM | NA | NA | NA | NA | NA | MA | 23 | SEMA | MEC
|  | No Resource(3) | 43748 | ACUMEN-01752PV85NM | NA | NA | NA | NA | NA | MA | 17 | CMA/NEMA | MEC
|  | No Resource(3) | 41840 | AERO MANUFACTURING | NA | NA | NA | NA | NA | MA | 09 | BOSTON | MEC
|  | No Resource(3) | 41868 | AGREEN ENERGY (JORDAN DAIRY) | NA | NA | NA | NA | NA | MA | 27 | WMA | MEC
|  | No Resource(3) | 42486 | AIRPORT_WAY_PV_ID1875 | NA | NA | NA | NA | NA | MA | 01 | SEMA | NSTAR
|  | No Resource(3) | 46721 | ALL AMERICAN-02852PV250DG | NA | NA | NA | NA | NA | RI | 09 | RI | NEC
|  | No Resource(3) | 42632 | ALPHA GRAINGER-02038PV250NM | NA | NA | NA | NA | NA | MA | 21 | RI | MEC
|  | No Resource(3) | 44005 | ALTUS 1-02864PV450DG | NA | NA | NA | NA | NA | RI | 07 | RI | NEC
|  | No Resource(3) | 44006 | ALTUS 2-02864PV450DG | NA | NA | NA | NA | NA | RI | 07 | RI | NEC
|  | No Resource(3) | 44003 | ALTUS-02907PV1225DG | NA | NA | NA | NA | NA | RI | 07 | RI | NEC
|  | No Resource(3) | 44004 | ALTUS-02907PV300DG | NA | NA | NA | NA | NA | RI | 07 | RI | NEC
|  | No Resource(3) | 17085 | AMERESCO-NEWBURYPORT DPW PV QF | NA | NA | NA | NA | NA | MA | 09 | BOSTON | MEC
|  | No Resource(3) | 42613 | AMERICOLD-0PEW-01930-PV | NA | NA | NA | NA | NA | MA | 09 | BOSTON | MEC
|  | No Resource(3) | 46947 | AMERIPRIDE-01607PV225NM | NA | NA | NA | NA | NA | MA | 27 | CMA/NEMA | MEC
|  | No Resource(3) | 41839 | ARPIN ASSOCIATES - PV | NA | NA | NA | NA | NA | RI | 03 | RI | NEC
|  | No Resource(3) | 43717 | ASSUMPTION-01562PV2000NM | NA | NA | NA | NA | NA | MA | 27 | CMA/NEMA | MEC
|  | No Resource(3) | 42611 | AUBUCHON-95AUBUCHON-01473-PV | NA | NA | NA | NA | NA | MA | 27 | CMA/NEMA | MEC
|  | No Resource(3) | 40484 | BANCROFT SCHOOL PV | NA | NA | NA | NA | NA | MA | 27 | WMA | MEC
|  | No Resource(3) | 43420 | BANNER MOLD-01453PV111NM | NA | NA | NA | NA | NA | MA | 27 | WMA | MEC
|  | No Resource(3) | 39663 | BARNSTABLE_DPW_ID1545 | NA | NA | NA | NA | NA | MA | 01 | SEMA | NSTAR
|  | No Resource(3) | 42603 | BARRE1-750BARRE-01005-PV | NA | NA | NA | NA | NA | MA | 27 | WMA | MEC
|  | No Resource(3) | 42350 | BARRETT-FRANKLIN-SOLAR | NA | NA | NA | NA | NA | MA | 21 | RI | MEC
|  | No Resource(3) | 16332 | Bartletts Ocean View Farm Wind | NA | NA | NA | NA | NA | RI | 05 | SEMA | MEC
|  | No Resource(3) | 46539 | BCC SEA QALIBC-01854PV66NM | NA | NA | NA | NA | NA | MA | 17 | CMA/NEMA | MEC
|  | No Resource(3) | 46220 | BERKELEY-01844PV2000NM | NA | NA | NA | NA | NA | MA | 09 | BOSTON | MEC
|  | No Resource(3) | 40137 | Berkshire East Wind | NA | NA | NA | NA | NA | MA | 11 | WMA | MEC
|  | No Resource(3) | 43262 | BERKSHIRE SCHL-01257PV1750NM | NA | NA | NA | NA | NA | MA | 03 | WMA | MEC
|  | No Resource(3) | 42504 | BERKSHIRE SREG-GT BARRGTN-PV | NA | NA | NA | NA | NA | MA | 03 | WMA | MEC
|  | No Resource(3) | 42433 | BETHANY CHURCH-MENDON-PV | NA | NA | NA | NA | NA | MA | 27 | RI | MEC
|  | No Resource(3) | 42813 | BIG Y FOODS-02038PV250NM | NA | NA | NA | NA | NA | MA | 21 | RI | MEC
|  | No Resource(3) | 42487 | BILL_BENNETT_PV_ID1967 | NA | NA | NA | NA | NA | MA | 07 | SEMA | NSTAR
|  | No Resource(3) | 46914 | BILLERICA-01523PV2499NM | NA | NA | NA | NA | NA | MA | 27 | CMA/NEMA | MEC
|  | No Resource(3) | 46924 | BILLERICA-01523PV2500NM | NA | NA | NA | NA | NA | MA | 27 | CMA/NEMA | MEC
|  | No Resource(3) | 46731 | BILLERICA-01821PV4999NM | NA | NA | NA | NA | NA | MA | 17 | BOSTON | MEC
|  | No Resource(3) | 37965 | Bio-Detek Pawtucket RI PV | NA | NA | NA | NA | NA | RI | 07 | RI | NEC
|  | No Resource(3) | 42893 | BISCO FALLS HYDRO | NA | NA | NA | NA | NA | ME | 17 | ME | UNION
|  | No Resource(3) | 42384 | BJS WHOLESALE CLUB LEOMINSTER | NA | NA | NA | NA | NA | MA | 27 | WMA | MEC
|  | No Resource(3) | 41923 | BLACKCOMB SOLAR III-PV | NA | NA | NA | NA | NA | MA | 27 | RI | MEC
|  | No Resource(3) | 40555 | Blackcomb Worc MA PV | NA | NA | NA | NA | NA | MA | 27 | CMA/NEMA | MEC
|  | No Resource(3) | 46647 | BLUEWAVE CAPITAL-02769PV1000NM | NA | NA | NA | NA | NA | MA | 05 | RI | MEC
|  | No Resource(3) | 46212 | BODWELL REALTY-02322PV75NM | NA | NA | NA | NA | NA | MA | 21 | SEMA | MEC
|  | No Resource(3) | 46997 | BOLTONVILLE HYDRO | NA | NA | NA | NA | NA | VT | 17 | VT | GMP
|  | No Resource(3) | 47046 | BOOTHBAY ENERGY STORAGE | NA | NA | NA | NA | NA | ME | 15 | ME | CONV
|  | No Resource(3) | 43489 | BOST SCIENT-02171PV1100NM | NA | NA | NA | NA | NA | MA | 21 | SEMA | MEC
|  | No Resource(3) | 43689 | BOSTON NORTH TECH-01913PV300NM | NA | NA | NA | NA | NA | MA | 09 | BOSTON | MEC
|  | No Resource(3) | 42204 | BPV LOWELL | NA | NA | NA | NA | NA | MA | 17 | CMA/NEMA | MEC
|  | No Resource(3) | 43557 | BRDGWTR RECYCLE-02324PV96NM | NA | NA | NA | NA | NA | MA | 23 | SEMA | MEC
|  | No Resource(3) | 42108 | BROADWAY_RENEWABLE_ID1772 | NA | NA | NA | NA | NA | MA | 23 | SEMA | NSTAR
|  | No Resource(3) | 46659 | BROWN SOLAR-01069PV1000NM | NA | NA | NA | NA | NA | MA | 13 | WMA | MEC
|  | No Resource(3) | 46976 | Bucksport G3 | NA | NA | NA | NA | NA | ME | 09 | BHE | TPS
|  | No Resource(3) | 44029 | C&R TIRE-01606PV81NM | NA | NA | NA | NA | NA | MA | 27 | CMA/NEMA | MEC
|  | No Resource(3) | 46565 | CABOT BEVERLY-01915PV2000NM | NA | NA | NA | NA | NA | MA | 09 | BOSTON | MEC
|  | No Resource(3) | 42631 | CABRAL-247BAKER-02777-PV | NA | NA | NA | NA | NA | MA | 05 | SEMA | MEC
|  | No Resource(3) | 43556 | CALLAHAN - 02324PV110NM | NA | NA | NA | NA | NA | MA | 23 | SEMA | MEC
|  | No Resource(3) | 42344 | CAMELOT_WIND_ID1240 | NA | NA | NA | NA | NA | MA | 23 | SEMA | NSTAR
|  | No Resource(3) | 43750 | CANTON HIGH SCHOOL 2009 | NA | NA | NA | NA | NA | MA | 21 | SEMA | NSTAR
|  | No Resource(3) | 42083 | CANTON_LANDFILL_PV_ID1726 | NA | NA | NA | NA | NA | MA | 21 | SEMA | NSTAR
|  | No Resource(3) | 46479 | CANTON_MIDDLE_SCHOOL_2013 | NA | NA | NA | NA | NA | MA | 21 | SEMA | NSTAR
|  | No Resource(3) | 42364 | CAPITAL GROUP-SOUTHBORO-PV | NA | NA | NA | NA | NA | MA | 27 | CMA/NEMA | MEC
|  | No Resource(3) | 42822 | CARDINAL SHOE-01840PV250NM | NA | NA | NA | NA | NA | MA | 09 | CMA/NEMA | MEC
|  | No Resource(3) | 37266 | Carlson Orch Harvard MA PV | NA | NA | NA | NA | NA | MA | 27 | CMA/NEMA | MEC
|  | No Resource(3) | 42601 | CARLSTROMPM-65FISHER-0158-PV | NA | NA | NA | NA | NA | MA | 27 | CMA/NEMA | MEC
|  | No Resource(3) | 46480 | CEDAR_SOLAR1_2411 | NA | NA | NA | NA | NA | MA | 25 | BOSTON | NSTAR
|  | No Resource(3) | 43917 | CHEER PACK-02397PV1750NM | NA | NA | NA | NA | NA | MA | 23 | SEMA | MEC
|  | No Resource(3) | 37957 | Chelm Wtr N Chelmsford MA PV | NA | NA | NA | NA | NA | MA | 17 | CMA/NEMA | MEC
|  | No Resource(3) | 46487 | CIDER HILL-01913PV78NM | NA | NA | NA | NA | NA | MA | 09 | BOSTON | MEC
|  | No Resource(3) | 42355 | CIL CEDAR-MARLBORO-PV | NA | NA | NA | NA | NA | MA | 17 | CMA/NEMA | MEC
|  | No Resource(3) | 37959 | Circle Fin Newburyport MA PV | NA | NA | NA | NA | NA | MA | 09 | BOSTON | MEC
|  | No Resource(3) | 43915 | CITIZENS-02769PV2000NM | NA | NA | NA | NA | NA | MA | 05 | RI | MEC
|  | No Resource(3) | 43606 | CITY NORTHAMPTON-02721PV95NM | NA | NA | NA | NA | NA | MA | 15 | WMA | MEC
|  | No Resource(3) | 42439 | CITY OF BROCKTON-SWANSEA-PV1 | NA | NA | NA | NA | NA | MA | 05 | SEMA | MEC
|  | No Resource(3) | 42440 | CITY OF BROCKTON-SWANSEA-PV2 | NA | NA | NA | NA | NA | MA | 05 | SEMA | MEC
|  | No Resource(3) | 42448 | CITY OF GLOUCESTER 1 - WIND | NA | NA | NA | NA | NA | MA | 09 | BOSTON | MEC
|  | No Resource(3) | 42449 | CITY OF GLOUCESTER 2 - WIND | NA | NA | NA | NA | NA | MA | 09 | BOSTON | MEC
|  | No Resource(3) | 46663 | CITY OF LAWRENCE-01841PV300NM | NA | NA | NA | NA | NA | MA | 09 | CMA/NEMA | MEC
|  | No Resource(3) | 43709 | CITY OF LOWELL 1-01331PV1000NM | NA | NA | NA | NA | NA | MA | 27 | WMA | MEC
|  | No Resource(3) | 43710 | CITY OF LOWELL 2-01331PV1000NM | NA | NA | NA | NA | NA | MA | 27 | WMA | MEC
|  | No Resource(3) | 43711 | CITY OF LOWELL 3-01331PV1000NM | NA | NA | NA | NA | NA | MA | 27 | WMA | MEC
|  | No Resource(3) | 43918 | CITY OF LOWELL-01851PV1333NM | NA | NA | NA | NA | NA | MA | 17 | CMA/NEMA | MEC
|  | No Resource(3) | 43706 | CITY OF LOWELL1-01364PV2000NM | NA | NA | NA | NA | NA | MA | 11 | WMA | MEC
|  | No Resource(3) | 43707 | CITY OF LOWELL2-01364PV1000NM | NA | NA | NA | NA | NA | MA | 11 | WMA | MEC
|  | No Resource(3) | 16233 | City of Medford Wind QF | NA | NA | NA | NA | NA | MA | 17 | BOSTON | MEC
|  | No Resource(3) | 43993 | CITY OF MELROSE-02176PV260NM | NA | NA | NA | NA | NA | MA | 17 | BOSTON | MEC
|  | No Resource(3) | 43904 | CITY OF METHUEN-01523PV3000NM | NA | NA | NA | NA | NA | MA | 27 | CMA/NEMA | MEC
|  | No Resource(3) | 43955 | CITY OF METHUEN-01844PV1000NM | NA | NA | NA | NA | NA | MA | 09 | BOSTON | MEC
|  | No Resource(3) | 43992 | CITY OF WORCESTER-01603PV135NM | NA | NA | NA | NA | NA | MA | 27 | WMA | MEC
|  | No Resource(3) | 42482 | CITY_OF_WALTHAM_PV_ID1805 | NA | NA | NA | NA | NA | MA | 17 | BOSTON | NSTAR
|  | No Resource(3) | 41834 | CLARKE DISTRIBUTION PV | NA | NA | NA | NA | NA | MA | 27 | RI | MEC
|  | No Resource(3) | 42113 | COBSCOOK BAY TEP TGU 1 | NA | NA | NA | NA | NA | ME | 29 | BHE | NBPGC
|  | No Resource(3) | 42109 | COCHITUATERD_FRAMPV_ID1873 | NA | NA | NA | NA | NA | MA | 17 | BOSTON | NSTAR
|  | No Resource(3) | 43558 | COMMERCE GRN-02339PV100NM | NA | NA | NA | NA | NA | MA | 23 | SEMA | MEC
|  | No Resource(3) | 40259 | COMMERCE_PK_RD_PV_ID1871 | NA | NA | NA | NA | NA | MA | 01 | SEMA | NSTAR
|  | No Resource(3) | 43586 | COMTRAN CABLE-02864PV400DG | NA | NA | NA | NA | NA | RI | 07 | RI | NEC
|  | No Resource(3) | 43685 | CONANICUT MARINE-02835PV120DG | NA | NA | NA | NA | NA | RI | 05 | SEMA | NEC
|  | No Resource(3) | 973 | CONCORD STEAM | NA | NA | NA | NA | NA | NH | 13 | NH | UNITIL-ES
|  | No Resource(3) | 42118 | CONED_HIXVILLERD_ID1862 | NA | NA | NA | NA | NA | MA | 05 | SEMA | NSTAR
|  | No Resource(3) | 42117 | CONST_SOLAR_NORFOLK_ID1846 | NA | NA | NA | NA | NA | MA | 21 | RI | NSTAR
|  | No Resource(3) | 42347 | CONSTELLATION SOLAR-UXBRG-PV | NA | NA | NA | NA | NA | MA | 27 | RI | MEC
|  | No Resource(3) | 16234 | Constellation-Majilite PV QF | NA | NA | NA | NA | NA | MA | 17 | CMA/NEMA | MEC
|  | No Resource(3) | 41924 | COREMARK-PV | NA | NA | NA | NA | NA | MA | 27 | RI | MEC
|  | No Resource(3) | 42385 | CORNER BROOK-MILFORD-PV | NA | NA | NA | NA | NA | MA | 27 | RI | MEC
|  | No Resource(3) | 46691 | CORNERSTONE-01057PV3000NM | NA | NA | NA | NA | NA | MA | 13 | WMA | MEC
|  | No Resource(3) | 46267 | COTTAGE STREET SOLAR FACILITY | NA | NA | NA | NA | NA | MA | 19 | WMA | WMECO
|  | No Resource(3) | 43607 | COX PRTSMTH-02871PV500DG | NA | NA | NA | NA | NA | RI | 05 | RI | NEC
|  | No Resource(3) | 43921 | COXCOM-02893PV135DG | NA | NA | NA | NA | NA | RI | 03 | RI | NEC
|  | No Resource(3) | 43691 | CRAFT INC-02703PV285NM | NA | NA | NA | NA | NA | MA | 05 | RI | MEC
|  | No Resource(3) | 43529 | CREEDON AND CO-01604PV110NM | NA | NA | NA | NA | NA | MA | 27 | CMA/NEMA | MEC
|  | No Resource(3) | 42505 | CUMMINGS 1000-BEVERLY-PV | NA | NA | NA | NA | NA | MA | 09 | BOSTON | MEC
|  | No Resource(3) | 42819 | CUMMINGS PROP 1-0195PV224NM | NA | NA | NA | NA | NA | MA | 09 | BOSTON | MEC
|  | No Resource(3) | 42820 | CUMMINGS PROP 2-01915PV224NM | NA | NA | NA | NA | NA | MA | 09 | BOSTON | MEC
|  | No Resource(3) | 43713 | CUMMINGS PROP-01915PV110NM | NA | NA | NA | NA | NA | MA | 09 | BOSTON | MEC
|  | No Resource(3) | 43875 | CUMMINGS PROP-01915PV230NM | NA | NA | NA | NA | NA | MA | 09 | BOSTON | MEC
|  | No Resource(3) | 42213 | CUMMINGS PROPERTY E GAR | NA | NA | NA | NA | NA | MA | 09 | BOSTON | MEC
|  | No Resource(3) | 46666 | CUMMINGS-01915PV224NM | NA | NA | NA | NA | NA | MA | 09 | BOSTON | MEC
|  | No Resource(3) | 46537 | CUMMINGS-0191PV82NM | NA | NA | NA | NA | NA | MA | 09 | BOSTON | MEC
|  | No Resource(3) | 42041 | D.D. BEAN | NA | NA | NA | NA | NA | NH | 05 | VT | CNE
|  | No Resource(3) | 39664 | DART_BLDG_SUPPLY_ID1470 | NA | NA | NA | NA | NA | MA | 05 | SEMA | NSTAR
|  | No Resource(3) | 37972 | DartmouthBusPark_PV_ID1592 | NA | NA | NA | NA | NA | MA | 05 | SEMA | NSTAR
|  | No Resource(3) | 40116 | Delaware Valley Corp PV | NA | NA | NA | NA | NA | MA | 17 | CMA/NEMA | MEC
|  | No Resource(3) | 43678 | DISCOVER MARBLE - 01527PV142NM | NA | NA | NA | NA | NA | MA | 27 | CMA/NEMA | MEC
|  | No Resource(3) | 46662 | DISTRIBUTOR CORP-02148PV300NM | NA | NA | NA | NA | NA | MA | 17 | BOSTON | MEC
|  | No Resource(3) | 43509 | DOUGLAS SOLAR-01516PV2000NM | NA | NA | NA | NA | NA | MA | 27 | RI | MEC
|  | No Resource(3) | 42110 | DOUGLAS_SCHOOLPV_ID1464 | NA | NA | NA | NA | NA | MA | 17 | BOSTON | NSTAR
|  | No Resource(3) | 42202 | DR AMP 100 AMES POND - PV | NA | NA | NA | NA | NA | MA | 17 | CMA/NEMA | MEC
|  | No Resource(3) | 42212 | DR AMP 200 AMES POND - PV | NA | NA | NA | NA | NA | MA | 17 | CMA/NEMA | MEC
|  | No Resource(3) | 42116 | DSD_REALTY_TRUST_ID1672 | NA | NA | NA | NA | NA | MA | 05 | SEMA | NSTAR
|  | No Resource(3) | 40482 | DURFEE UNION MILLS BLDG 9 - PV | NA | NA | NA | NA | NA | MA | 05 | SEMA | MEC
|  | No Resource(3) | 46667 | E NAZARENE-02170PV85NM | NA | NA | NA | NA | NA | MA | 21 | SEMA | MEC
|  | No Resource(3) | 43751 | EAGLE LEASE-01540PV95NM | NA | NA | NA | NA | NA | MA | 27 | WMA | MEC
|  | No Resource(3) | 46717 | EAST BAY-02915PV70NM | NA | NA | NA | NA | NA | RI | 07 | RI | NEC
|  | No Resource(3) | 40365 | East Island Community - PV | NA | NA | NA | NA | NA | MA | 09 | CMA/NEMA | MEC
|  | No Resource(3) | 47062 | EASTERN BANK-01901PV100NM | NA | NA | NA | NA | NA | MA | 09 | BOSTON | MEC
|  | No Resource(3) | 39724 | Eastern_Ave_Holdings_PV_ID1652 | NA | NA | NA | NA | NA | MA | 25 | BOSTON | NSTAR
|  | No Resource(3) | 41820 | EDMUND TALBOT MS - PV | NA | NA | NA | NA | NA | MA | 05 | SEMA | MEC
|  | No Resource(3) | 44011 | ENDICOTT-01915PV800NM | NA | NA | NA | NA | NA | MA | 09 | BOSTON | MEC
|  | No Resource(3) | 46206 | ENERGY STREAM HYDRO | NA | NA | NA | NA | NA | CT | 15 | CT | SMED
|  | No Resource(3) | 43422 | EPG SOLAR 1 - 01550PV1500NM | NA | NA | NA | NA | NA | MA | 27 | WMA | MEC
|  | No Resource(3) | 43423 | EPG SOLAR 2 - 01550PV1500NM | NA | NA | NA | NA | NA | MA | 27 | WMA | MEC
|  | No Resource(3) | 46643 | EPG SOLAR-01005PV1500NM | NA | NA | NA | NA | NA | MA | 27 | WMA | MEC
|  | No Resource(3) | 46564 | EPG SOLAR-01005PV2000NM | NA | NA | NA | NA | NA | MA | 27 | WMA | MEC
|  | No Resource(3) | 41841 | EXAJOULE FRANKLIN PV | NA | NA | NA | NA | NA | MA | 21 | RI | MEC
|  | No Resource(3) | 41870 | EXAJOULE RENEWABLES PV | NA | NA | NA | NA | NA | MA | 17 | BOSTON | MEC
|  | No Resource(3) | 40050 | EXETER AGRI ENERGY | NA | NA | NA | NA | NA | ME | 19 | BHE | VPPSA
|  | No Resource(3) | 43752 | EXTRA SPACE-01607PV91.2NM | NA | NA | NA | NA | NA | MA | 27 | CMA/NEMA | MEC
|  | No Resource(3) | 43766 | EXTRA SPACE-02149PV237NM | NA | NA | NA | NA | NA | MA | 17 | BOSTON | MEC
|  | No Resource(3) | 46718 | EXTRA SPACE-02151PV144.3NM | NA | NA | NA | NA | NA | MA | 25 | BOSTON | MEC
|  | No Resource(3) | 42438 | EXTRA SPACE-NORTHBORO-PV | NA | NA | NA | NA | NA | MA | 27 | CMA/NEMA | MEC
|  | No Resource(3) | 42411 | EXTRA SPACE-PLAINVILLE-PV | NA | NA | NA | NA | NA | MA | 21 | RI | MEC
|  | No Resource(3) | 42412 | EXTRA SPACE-SAUGUS-PV | NA | NA | NA | NA | NA | MA | 09 | BOSTON | MEC
|  | No Resource(3) | 43528 | EXTRA SPC MGMT-02035PV102NM | NA | NA | NA | NA | NA | MA | 21 | RI | MEC
|  | No Resource(3) | 43714 | EXTRA SPC STOR-02189PV95NM | NA | NA | NA | NA | NA | MA | 21 | SEMA | MEC
|  | No Resource(3) | 43418 | FALLON AMB-02169PV116NM | NA | NA | NA | NA | NA | MA | 21 | SEMA | MEC
|  | No Resource(3) | 42149 | FAVORITE FOODS PV | NA | NA | NA | NA | NA | NH | 17 | NH | PSNH
|  | No Resource(3) | 42483 | FIRST_HIGHLAND_PV_ID2021 | NA | NA | NA | NA | NA | MA | 25 | BOSTON | NSTAR
|  | No Resource(3) | 41847 | FISHERMENS MEMORIAL PARK- WIND | NA | NA | NA | NA | NA | RI | 09 | RI | NEC
|  | No Resource(3) | 46984 | FIVEMILE RIVER1-01503PV750NM | NA | NA | NA | NA | NA | MA | 27 | CMA/NEMA | MEC
|  | No Resource(3) | 46985 | FIVEMILE RIVER2-01503PV750NM | NA | NA | NA | NA | NA | MA | 27 | CMA/NEMA | MEC
|  | No Resource(3) | 46986 | FIVEMILE RIVER3-01503PV750NM | NA | NA | NA | NA | NA | MA | 27 | CMA/NEMA | MEC
|  | No Resource(3) | 46987 | FIVEMILE RIVER4-01503PV750NM | NA | NA | NA | NA | NA | MA | 27 | CMA/NEMA | MEC
|  | No Resource(3) | 43841 | FLAIR ONE-01507PV950NM | NA | NA | NA | NA | NA | MA | 27 | WMA | MEC
|  | No Resource(3) | 43762 | FORBES STREET 1-02914PV3000DG | NA | NA | NA | NA | NA | RI | 07 | RI | NEC
|  | No Resource(3) | 42359 | FOREKICKS-MARLBORO-PV | NA | NA | NA | NA | NA | MA | 17 | CMA/NEMA | MEC
|  | No Resource(3) | 43842 | FORRESTALL-01507PV950NM | NA | NA | NA | NA | NA | MA | 27 | WMA | MEC
|  | No Resource(3) | 47007 | FRANKLIN FORD-02038PV140NM | NA | NA | NA | NA | NA | MA | 21 | RI | MEC
|  | No Resource(3) | 43870 | FRPV EAST-02720PV1000NM | NA | NA | NA | NA | NA | MA | 05 | SEMA | MEC
|  | No Resource(3) | 43869 | FRPV WEST-02720PV1000NM | NA | NA | NA | NA | NA | MA | 05 | SEMA | MEC
|  | No Resource(3) | 37973 | General Mills Methuen MA PV | NA | NA | NA | NA | NA | MA | 09 | BOSTON | MEC
|  | No Resource(3) | 46211 | GIGUERE-01524PV75NM | NA | NA | NA | NA | NA | MA | 27 | WMA | MEC
|  | No Resource(3) | 43576 | GLC_ACUSHNET_PV_1888 | NA | NA | NA | NA | NA | MA | 05 | SEMA | NSTAR
|  | No Resource(3) | 43577 | GLC_ACUSHNET_PV_1889 | NA | NA | NA | NA | NA | MA | 05 | SEMA | NSTAR
|  | No Resource(3) | 43578 | GLC_ACUSHNET_PV_1890 | NA | NA | NA | NA | NA | MA | 05 | SEMA | NSTAR
|  | No Resource(3) | 42115 | GLC_ACUSHNETLLC_ID1821_1824 | NA | NA | NA | NA | NA | MA | 23 | SEMA | NSTAR
|  | No Resource(3) | 43409 | GLC-MA ACUSHNET_PV_ID1827 | NA | NA | NA | NA | NA | MA | 05 | SEMA | NSTAR
|  | No Resource(3) | 42821 | GLC-MA ACUSHNET_PV_ID2109 | NA | NA | NA | NA | NA | MA | 05 | SEMA | NSTAR
|  | No Resource(3) | 46568 | GLC-MA SOLAR-01440PV1000NM | NA | NA | NA | NA | NA | MA | 27 | WMA | MEC
|  | No Resource(3) | 46925 | GLC-MA SOLAR-01440PV1980NM | NA | NA | NA | NA | NA | MA | 27 | CMA/NEMA | MEC
|  | No Resource(3) | 46982 | GLOBAL LIQUORS-02720PV85NM | NA | NA | NA | NA | NA | MA | 05 | SEMA | MEC
|  | No Resource(3) | 43579 | GOIS_SOLAR_ONE_PV_2040 | NA | NA | NA | NA | NA | MA | 17 | BOSTON | NSTAR
|  | No Resource(3) | 44010 | GOLDEN-02920PV300DG | NA | NA | NA | NA | NA | RI | 07 | RI | NEC
|  | No Resource(3) | 46636 | GOOSE RIVER HYDRO, INC. | NA | NA | NA | NA | NA | ME | 27 | ME | GOOSE
|  | No Resource(3) | 42597 | GPT JACLEN-BEVERLY-CHP | NA | NA | NA | NA | NA | MA | 09 | BOSTON | MEC
|  | No Resource(3) | 43729 | GRAFTON WATER-01519PV1500NM | NA | NA | NA | NA | NA | MA | 27 | CMA/NEMA | MEC
|  | No Resource(3) | 39722 | Gtr_Boston_FoodBanks_ID1628 | NA | NA | NA | NA | NA | MA | 25 | BOSTON | NSTAR
|  | No Resource(3) | 47060 | HANNAFORD FOOD-01535PV120NM | NA | NA | NA | NA | NA | MA | 27 | WMA | MEC
|  | No Resource(3) | 43708 | HANNAFORD-02061PV135NM | NA | NA | NA | NA | NA | MA | 23 | SEMA | MEC
|  | No Resource(3) | 42496 | HANOVER SOLAR-LEICESTER-PV | NA | NA | NA | NA | NA | MA | 27 | WMA | MEC
|  | No Resource(3) | 47033 | HANOVER TARGET-02339PV441NM | NA | NA | NA | NA | NA | MA | 23 | RI | MEC
|  | No Resource(3) | 46607 | HARVARD SOLAR-01451PV260NM | NA | NA | NA | NA | NA | MA | 27 | CMA/NEMA | MEC
|  | No Resource(3) | 39717 | Hi Gear | NA | NA | NA | NA | NA | MA | 27 | WMA | FGE
|  | No Resource(3) | 41857 | HI- GEAR (QF) | NA | NA | NA | NA | NA | MA | 27 | WMA | FGE
|  | No Resource(3) | 37967 | Hillside Marlborough MA PV | NA | NA | NA | NA | NA | MA | 17 | CMA/NEMA | MEC
|  | No Resource(3) | 40246 | Hodges Badge Co_Wind | NA | NA | NA | NA | NA | RI | 05 | SEMA | NEC
|  | No Resource(3) | 15462 | Holy Name CC Jr Sr High School | NA | NA | NA | NA | NA | MA | 27 | CMA/NEMA | MEC
|  | No Resource(3) | 42600 | HOOSACVALREG-0ORCHARD-01225-PV | NA | NA | NA | NA | NA | MA | 03 | WMA | MEC
|  | No Resource(3) | 43893 | HUBBARDSTON-01452PV2000NM | NA | NA | NA | NA | NA | MA | 27 | WMA | MEC
|  | No Resource(3) | 42111 | HYANNIS_SELF_STOR_ID1946 | NA | NA | NA | NA | NA | MA | 01 | SEMA | NSTAR
|  | No Resource(3) | 42104 | HYDEPARKSTORPV_ID1919 | NA | NA | NA | NA | NA | MA | 25 | BOSTON | NSTAR
|  | No Resource(3) | 14925 | Ice House Partners Inc. | NA | NA | NA | NA | NA | MA | 17 | CMA/NEMA | LELWD
|  | No Resource(3) | 42817 | IKEA 158-0223PV520NM | NA | NA | NA | NA | NA | MA | 21 | SEMA | MEC
|  | No Resource(3) | 46657 | INDIAN HILL-01069PV1000NM | NA | NA | NA | NA | NA | MA | 13 | WMA | MEC
|  | No Resource(3) | 42424 | IPSWICH WIND II | NA | NA | NA | NA | NA | MA | 09 | BOSTON | IMLD
|  | No Resource(3) | 47004 | IRON MOUNTAIN-01532PV760NM | NA | NA | NA | NA | NA | MA | 27 | CMA/NEMA | MEC
|  | No Resource(3) | 42816 | JAY CASHMAN-02169PV155NM | NA | NA | NA | NA | NA | MA | 21 | SEMA | MEC
|  | No Resource(3) | 43572 | JDH_SOLAR_SYSTEMS_PV_2221 | NA | NA | NA | NA | NA | MA | 23 | SEMA | NSTAR
|  | No Resource(3) | 43731 | JEFFERSON-02720PV95NM | NA | NA | NA | NA | NA | MA | 05 | SEMA | MEC
|  | No Resource(3) | 41833 | JEM ELECTRONIS PV | NA | NA | NA | NA | NA | MA | 21 | RI | MEC
|  | No Resource(3) | 43263 | JF WHITE-02702PV86NM | NA | NA | NA | NA | NA | MA | 21 | SEMA | MEC
|  | No Resource(3) | 13933 | JIMINY PEAK WIND QF | NA | NA | NA | NA | NA | MA | 03 | WMA | MEC
|  | No Resource(3) | 40248 | JJ Carroll WW Plant_PV | NA | NA | NA | NA | NA | MA | 27 | CMA/NEMA | MEC
|  | No Resource(3) | 46221 | JP SULLIVAN-01432PV90NM | NA | NA | NA | NA | NA | MA | 17 | CMA/NEMA | MEC
|  | No Resource(3) | 41842 | KB SOLAR LLC - PV | NA | NA | NA | NA | NA | MA | 27 | CMA/NEMA | MEC
|  | No Resource(3) | 43952 | KEARSARGE SOLAR-02038PV3000NM | NA | NA | NA | NA | NA | MA | 13 | RI | MEC
|  | No Resource(3) | 43953 | KEARSARGE SOLAR-02038PV4000NM | NA | NA | NA | NA | NA | MA | 13 | RI | MEC
|  | No Resource(3) | 43876 | KENNEDY CARPET-02189PV95NM | NA | NA | NA | NA | NA | MA | 21 | SEMA | MEC
|  | No Resource(3) | 43684 | KEY BOSTON-02038PV2000NM | NA | NA | NA | NA | NA | MA | 21 | RI | MEC
|  | No Resource(3) | 42602 | KEYPOLYMER-1 JACOB-01843-PV | NA | NA | NA | NA | NA | MA | 09 | CMA/NEMA | MEC
|  | No Resource(3) | 43695 | KOHLS-01906PV252NM | NA | NA | NA | NA | NA | MA | 09 | BOSTON | MEC
|  | No Resource(3) | 41846 | KOLLMORGEN PV | NA | NA | NA | NA | NA | MA | 15 | WMA | MEC
|  | No Resource(3) | 46294 | LAWRENCE 1-01840PV100NM | NA | NA | NA | NA | NA | MA | 09 | CMA/NEMA | MEC
|  | No Resource(3) | 46295 | LAWRENCE 2-01840PV100NM | NA | NA | NA | NA | NA | MA | 09 | CMA/NEMA | MEC
|  | No Resource(3) | 42356 | LEEWOOD SWIX-HAVERHILL-PV | NA | NA | NA | NA | NA | MA | 09 | BOSTON | MEC
|  | No Resource(3) | 42155 | LEICESTER HS - BWAY RENEWABLE | NA | NA | NA | NA | NA | MA | 27 | WMA | MEC
|  | No Resource(3) | 43270 | LEICESTER MS A-01524PV100NM | NA | NA | NA | NA | NA | MA | 27 | WMA | MEC
|  | No Resource(3) | 43257 | LEICESTER MS C-01524PV100NM | NA | NA | NA | NA | NA | MA | 27 | WMA | MEC
|  | No Resource(3) | 41922 | LIGHTOLIER - WIND | NA | NA | NA | NA | NA | MA | 05 | SEMA | MEC
|  | No Resource(3) | 40485 | LITCHFIELD LEOMINSTER PV | NA | NA | NA | NA | NA | MA | 27 | WMA | MEC
|  | No Resource(3) | 42365 | LOFT 27-LOWELL-PV | NA | NA | NA | NA | NA | MA | 17 | CMA/NEMA | MEC
|  | No Resource(3) | 37968 | Low Mem Aud Lowell MA PV | NA | NA | NA | NA | NA | MA | 17 | CMA/NEMA | MEC
|  | No Resource(3) | 41844 | LOWELL TRANSIT MGMT PV | NA | NA | NA | NA | NA | MA | 17 | CMA/NEMA | MEC
|  | No Resource(3) | 41866 | LOWES HOME CENTER QUINCY - PV | NA | NA | NA | NA | NA | MA | 21 | SEMA | MEC
|  | No Resource(3) | 37966 | LTI Harvard Ap Harvard MA PV | NA | NA | NA | NA | NA | MA | 27 | CMA/NEMA | MEC
|  | No Resource(3) | 47037 | LYNN WALMART-01905PV232NM | NA | NA | NA | NA | NA | MA | 09 | BOSTON | MEC
|  | No Resource(3) | 41921 | M&I REALTY JAMES ST - PV | NA | NA | NA | NA | NA | MA | 27 | WMA | MEC
|  | No Resource(3) | 43609 | MA CORRECTIONAL-01440WT3300NM | NA | NA | NA | NA | NA | MA | 27 | WMA | MEC
|  | No Resource(3) | 46953 | MACHINE INC-02072PV75NM | NA | NA | NA | NA | NA | MA | 21 | SEMA | MEC
|  | No Resource(3) | 40520 | MANCHESTER-BOSTON REGIONAL PV | NA | NA | NA | NA | NA | NH | 11 | NH | PSNH
|  | No Resource(3) | 42599 | MAPREMCT-97GREEN-02035-PV | NA | NA | NA | NA | NA | MA | 21 | RI | MEC
|  | No Resource(3) | 40067 | MARION_DR_KINGSTON_WT_ID1656 | NA | NA | NA | NA | NA | MA | 23 | SEMA | NSTAR
|  | No Resource(3) | 47034 | MARLBORO TARGET-01752PV441NM | NA | NA | NA | NA | NA | MA | 17 | CMA/NEMA | MEC
|  | No Resource(3) | 46955 | MASS FISHERIES-01581PV251NM | NA | NA | NA | NA | NA | MA | 27 | CMA/NEMA | MEC
|  | No Resource(3) | 43874 | MASS MOCA1-01247PV225NM | NA | NA | NA | NA | NA | MA | 03 | WMA | MEC
|  | No Resource(3) | 43884 | MASS MOCA3 01247PV177NM | NA | NA | NA | NA | NA | MA | 03 | WMA | MEC
|  | No Resource(3) | 41856 | MASSASOIT COMMUNITY COLLEGE | NA | NA | NA | NA | NA | MA | 23 | SEMA | MEC
|  | No Resource(3) | 40263 | Matouk Textile Works | NA | NA | NA | NA | NA | MA | 05 | SEMA | MEC
|  | No Resource(3) | 42201 | MATTHEW KUSS MS | NA | NA | NA | NA | NA | MA | 05 | SEMA | MEC
|  | No Resource(3) | 47008 | MCGEE TOYOTA-02339PV85NM | NA | NA | NA | NA | NA | MA | 23 | RI | MEC
|  | No Resource(3) | 43878 | MCI WORLD COMM-01821PV1000NM | NA | NA | NA | NA | NA | MA | 17 | BOSTON | MEC
|  | No Resource(3) | 43604 | METRO WST PROVIS-01747PV95NM | NA | NA | NA | NA | NA | MA | 27 | RI | MEC
|  | No Resource(3) | 40194 | Micron | NA | NA | NA | NA | NA | MA | 27 | WMA | FGE
|  | No Resource(3) | 15488 | Middleton Building Supply | NA | NA | NA | NA | NA | NH | 17 | NH | PSNH
|  | No Resource(3) | 43416 | MIG ACTON-01581PV260NM | NA | NA | NA | NA | NA | MA | 27 | CMA/NEMA | MEC
|  | No Resource(3) | 43715 | MILFORD IND-01757PV100NM | NA | NA | NA | NA | NA | MA | 27 | RI | MEC
|  | No Resource(3) | 46948 | MILFORD IND-01757PV170NM | NA | NA | NA | NA | NA | MA | 27 | RI | MEC
|  | No Resource(3) | 46483 | MILFORD INDUSTRIAL-0175PV82NM | NA | NA | NA | NA | NA | MA | 09 | RI | MEC
|  | No Resource(3) | 47035 | MILFORD TARGET-01757PV302NM | NA | NA | NA | NA | NA | MA | 27 | RI | MEC
|  | No Resource(3) | 42157 | MILLBROOK RIVERSIDE LLC | NA | NA | NA | NA | NA | MA | 27 | CMA/NEMA | MEC
|  | No Resource(3) | 44007 | MILLBURY SOLAR-01527PV3000NM | NA | NA | NA | NA | NA | MA | 27 | CMA/NEMA | MEC
|  | No Resource(3) | 40225 | Millipore PV - Billerica | NA | NA | NA | NA | NA | MA | 17 | BOSTON | MEC
|  | No Resource(3) | 42105 | MILLST_NATICKPV_ID1818 | NA | NA | NA | NA | NA | MA | 17 | BOSTON | NSTAR
|  | No Resource(3) | 43956 | MILLWORK-02920PV495NM | NA | NA | NA | NA | NA | MA | 07 | RI | NEC
|  | No Resource(3) | 42158 | MOHAWK DRIVE CORPORATION | NA | NA | NA | NA | NA | MA | 27 | WMA | MEC
|  | No Resource(3) | 17229 | MOUNT ST MARY-WRENTHAM MA WIND | NA | NA | NA | NA | NA | MA | 21 | RI | MEC
|  | No Resource(3) | 40524 | MOUNT WACHUSSETT CC WIND | NA | NA | NA | NA | NA | MA | 27 | CMA/NEMA | MEC
|  | No Resource(3) | 42444 | MRTA (PV) | NA | NA | NA | NA | NA | MA | 27 | WMA | FGE
|  | No Resource(3) | 41829 | MWRA_ALFORD_ST_WT_ID1638 | NA | NA | NA | NA | NA | MA | 25 | BOSTON | NSTAR
|  | No Resource(3) | 39738 | MWRA_LORING_RD_ID1400 | NA | NA | NA | NA | NA | MA | 17 | BOSTON | NSTAR
|  | No Resource(3) | 41784 | NANTUCKET HIGH SCHOOL | NA | NA | NA | NA | NA | MA | 19 | SEMA | MEC
|  | No Resource(3) | 43492 | NARR BAY - 02903WT4500NM | NA | NA | NA | NA | NA | RI | 07 | RI | NEC
|  | No Resource(3) | 42641 | NATICKMEMORIALSCHOOL_PV_ID1892 | NA | NA | NA | NA | NA | MA | 17 | BOSTON | NSTAR
|  | No Resource(3) | 16386 | NATURE'SCLASSROOM-01507WT100NM | NA | NA | NA | NA | NA | MA | 27 | CMA/NEMA | MEC
|  | No Resource(3) | 42414 | NE ELECTRO-FALL RIVER-PV | NA | NA | NA | NA | NA | MA | 05 | SEMA | MEC
|  | No Resource(3) | 17023 | NE ENGRS MIDDLETOWN RI WIND QF | NA | NA | NA | NA | NA | RI | 05 | SEMA | NEC
|  | No Resource(3) | 43575 | NE_ELEMENTARY_WALTHAM_PV_1872 | NA | NA | NA | NA | NA | MA | 17 | BOSTON | NSTAR
|  | No Resource(3) | 41821 | NEW ENGLAND TECH WIND | NA | NA | NA | NA | NA | RI | 03 | RI | NEC
|  | No Resource(3) | 46949 | NEW SALEM-01452PV675NM | NA | NA | NA | NA | NA | MA | 27 | WMA | MEC
|  | No Resource(3) | 43573 | NEW_ENGLAND_RESINS_PV_2309 | NA | NA | NA | NA | NA | MA | 17 | BOSTON | NSTAR
|  | No Resource(3) | 46482 | NEWBEDFORD_DPI_1843_1844 | NA | NA | NA | NA | NA | MA | 05 | SEMA | NSTAR
|  | No Resource(3) | 46917 | NEWPORT VINEYARDS-02882PV50DG | NA | NA | NA | NA | NA | RI | 05 | SEMA | NEC
|  | No Resource(3) | 46645 | NEXAMP CAPITAL-01007PV1300NM | NA | NA | NA | NA | NA | MA | 15 | WMA | MEC
|  | No Resource(3) | 46664 | NEXAMP CAPITAL-01543PV4999NM | NA | NA | NA | NA | NA | MA | 27 | WMA | MEC
|  | No Resource(3) | 41882 | NEXAMP CAP-NASHOBA VALLEY THS | NA | NA | NA | NA | NA | MA | 17 | CMA/NEMA | MEC
|  | No Resource(3) | 40340 | NEXAMP CAP-WORCESTER ACADEMY | NA | NA | NA | NA | NA | MA | 27 | CMA/NEMA | MEC
|  | No Resource(3) | 46210 | NEXAMP-01475PV1900NM | NA | NA | NA | NA | NA | MA | 27 | WMA | MEC
|  | No Resource(3) | 46915 | NEXAMP-01844PV2000NM | NA | NA | NA | NA | NA | MA | 09 | BOSTON | MEC
|  | No Resource(3) | 43716 | NEXAMP-02852PV2000DG | NA | NA | NA | NA | NA | RI | 09 | RI | NEC
|  | No Resource(3) | 47020 | NEXAMP-02898PV499DG | NA | NA | NA | NA | NA | RI | 09 | RI | NEC
|  | No Resource(3) | 43682 | NEXTSUN ENERGY-01516PV3000NM | NA | NA | NA | NA | NA | MA | 27 | RI | MEC
|  | No Resource(3) | 43908 | NEXTSUN ENERGY-02370PV2000NM | NA | NA | NA | NA | NA | MA | 23 | SEMA | MEC
|  | No Resource(3) | 46911 | NEXTSUN ENERGY-02896PV850DG | NA | NA | NA | NA | NA | RI | 07 | RI | NEC
|  | No Resource(3) | 37757 | NM-Astro | NA | NA | NA | NA | NA | MA | 13 | WMA | WMECO
|  | No Resource(3) | 41811 | NM-BERKSHIRE CC | NA | NA | NA | NA | NA | MA | 03 | WMA | WMECO
|  | No Resource(3) | 37752 | NM-Country | NA | NA | NA | NA | NA | MA | 03 | WMA | WMECO
|  | No Resource(3) | 41864 | NM-EHAMPTON MA LANDFILL | NA | NA | NA | NA | NA | MA | 15 | WMA | WMECO
|  | No Resource(3) | 37756 | NM-FourStar | NA | NA | NA | NA | NA | MA | 11 | WMA | WMECO
|  | No Resource(3) | 43886 | NM-FRANKLIN COUNTY SHERIFF | NA | NA | NA | NA | NA | MA | 11 | WMA | WMECO
|  | No Resource(3) | 41810 | NM-FULL BLOOM MARKET | NA | NA | NA | NA | NA | MA | 11 | WMA | WMECO
|  | No Resource(3) | 41809 | NM-GREENFIELD CC | NA | NA | NA | NA | NA | MA | 11 | WMA | WMECO
|  | No Resource(3) | 42045 | NM-GREENFIELD MA LANDFILL | NA | NA | NA | NA | NA | MA | 11 | WMA | WMECO
|  | No Resource(3) | 37753 | NM-Hancock | NA | NA | NA | NA | NA | MA | 03 | WMA | WMECO
|  | No Resource(3) | 43885 | NM-HP HOOD AND SONS | NA | NA | NA | NA | NA | MA | 13 | WMA | WMECO
|  | No Resource(3) | 43954 | NM-LUDLOW LANDFILL | NA | NA | NA | NA | NA | MA | 13 | WMA | WMECO
|  | No Resource(3) | 37758 | NM-Marley | NA | NA | NA | NA | NA | MA | 15 | WMA | WMECO
|  | No Resource(3) | 41808 | NM-MASS DEP | NA | NA | NA | NA | NA | MA | 13 | WMA | WMECO
|  | No Resource(3) | 37761 | NM-Petricca | NA | NA | NA | NA | NA | MA | 03 | WMA | WMECO
|  | No Resource(3) | 41807 | NM-PITTSFIELD WWTP | NA | NA | NA | NA | NA | MA | 03 | WMA | WMECO
|  | No Resource(3) | 41806 | NM-PROPEL | NA | NA | NA | NA | NA | MA | 11 | WMA | WMECO
|  | No Resource(3) | 37754 | NM-Quality | NA | NA | NA | NA | NA | MA | 03 | WMA | WMECO
|  | No Resource(3) | 37760 | NM-Riverview | NA | NA | NA | NA | NA | MA | 03 | WMA | WMECO
|  | No Resource(3) | 37759 | NM-Stone | NA | NA | NA | NA | NA | MA | 03 | WMA | WMECO
|  | No Resource(3) | 43887 | NM-TOWN OF AGAWAM SOLAR | NA | NA | NA | NA | NA | MA | 13 | WMA | WMECO
|  | No Resource(3) | 37751 | NM-Unistress | NA | NA | NA | NA | NA | MA | 03 | WMA | WMECO
|  | No Resource(3) | 37755 | NM-Wood | NA | NA | NA | NA | NA | MA | 11 | WMA | WMECO
|  | No Resource(3) | 43995 | NORMANDY GATOR-01752PV100NM | NA | NA | NA | NA | NA | MA | 05 | CMA/NEMA | MEC
|  | No Resource(3) | 43994 | NORMANDY GATOR-01752PV110NM | NA | NA | NA | NA | NA | MA | 05 | CMA/NEMA | MEC
|  | No Resource(3) | 46567 | NORTH BROOKFIELD-01535PV3000NM | NA | NA | NA | NA | NA | MA | 27 | WMA | MEC
|  | No Resource(3) | 47036 | NORTHBORO WALMART-01532PV368NM | NA | NA | NA | NA | NA | MA | 27 | CMA/NEMA | MEC
|  | No Resource(3) | 42633 | NORTHBORSPORTS-01532PV300NM | NA | NA | NA | NA | NA | MA | 27 | CMA/NEMA | MEC
|  | No Resource(3) | 41843 | NORTHEAST TREATERS | NA | NA | NA | NA | NA | MA | 15 | WMA | MEC
|  | No Resource(3) | 14823 | NORWICH WWTP | NA | NA | NA | NA | NA | CT | 11 | CT | CMEEC
|  | No Resource(3) | 36882 | Notus Wind I | NA | NA | NA | NA | NA | MA | 01 | SEMA | NSTAR
|  | No Resource(3) | 43425 | NPP DEV - 02035PV125NM | NA | NA | NA | NA | NA | MA | 21 | RI | MEC
|  | No Resource(3) | 46540 | NPP DEVELOPMENT-02035PV62NM | NA | NA | NA | NA | NA | MA | 21 | RI | MEC
|  | No Resource(3) | 46485 | NPP DEVELOPMENT-02035PV75NM | NA | NA | NA | NA | NA | MA | 21 | RI | MEC
|  | No Resource(3) | 42612 | NPPDEVELOP-370PATRIOT-02035-PV | NA | NA | NA | NA | NA | MA | 21 | RI | MEC
|  | No Resource(3) | 43698 | NTHBRDGE SOLAR-01560PV1910NM | NA | NA | NA | NA | NA | MA | 27 | RI | MEC
|  | No Resource(3) | 46570 | NUGEN LUN (PV) | NA | NA | NA | NA | NA | MA | 27 | WMA | FGE
|  | No Resource(3) | 46569 | NUGEN NCMC (PV) | NA | NA | NA | NA | NA | MA | 27 | WMA | FGE
|  | No Resource(3) | 46268 | OLD TIME SPORTS-01952PV150NM | NA | NA | NA | NA | NA | MA | 09 | BOSTON | MEC
|  | No Resource(3) | 40066 | OLDBARNST_RD_MASHPEE_PV_ID1798 | NA | NA | NA | NA | NA | MA | 01 | SEMA | NSTAR
|  | No Resource(3) | 42351 | OMA GROUP-CHARLTON-PV | NA | NA | NA | NA | NA | MA | 27 | WMA | MEC
|  | No Resource(3) | 47002 | ONE KENWOOD-02038PV266NM | NA | NA | NA | NA | NA | MA | 21 | RI | MEC
|  | No Resource(3) | 42214 | ORCHARD MADE PRODUCTS | NA | NA | NA | NA | NA | MA | 09 | BOSTON | MEC
|  | No Resource(3) | 42352 | OSG SOLAR 1-ORANGE-PV | NA | NA | NA | NA | NA | MA | 11 | WMA | MEC
|  | No Resource(3) | 42353 | OSG SOLAR 2-ORANGE-PV | NA | NA | NA | NA | NA | MA | 11 | WMA | MEC
|  | No Resource(3) | 42354 | OSG SOLAR 3-ORANGE-PV | NA | NA | NA | NA | NA | MA | 11 | WMA | MEC
|  | No Resource(3) | 17128 | Otis_AF_Wind_Turbine | NA | NA | NA | NA | NA | MA | 01 | SEMA | NSTAR
|  | No Resource(3) | 43690 | OXFORD REALTY-01604PV145NM | NA | NA | NA | NA | NA | MA | 27 | CMA/NEMA | MEC
|  | No Resource(3) | 43907 | PALMER SOLAR-01069PV2000NM | NA | NA | NA | NA | NA | MA | 13 | WMA | MEC
|  | No Resource(3) | 46993 | PARAGON HOLDINGS-01740PV995NM | NA | NA | NA | NA | NA | MA | 27 | CMA/NEMA | MEC
|  | No Resource(3) | 43747 | PARSONS GRP-01581PV95NM | NA | NA | NA | NA | NA | MA | 27 | CMA/NEMA | MEC
|  | No Resource(3) | 37224 | Patriot Pl. D Foxboro MA PV | NA | NA | NA | NA | NA | MA | 21 | RI | MEC
|  | No Resource(3) | 37225 | Patriot Pl. E Foxboro MA PV | NA | NA | NA | NA | NA | MA | 21 | RI | MEC
|  | No Resource(3) | 37226 | Patriot Pl. F Foxboro MA PV | NA | NA | NA | NA | NA | MA | 21 | RI | MEC
|  | No Resource(3) | 37227 | Patriot Pl. H Foxboro MA PV | NA | NA | NA | NA | NA | MA | 21 | RI | MEC
|  | No Resource(3) | 37228 | Patriot Pl. J Foxboro MA PV | NA | NA | NA | NA | NA | MA | 21 | RI | MEC
|  | No Resource(3) | 37229 | Patriot Pl. K Foxboro MA PV | NA | NA | NA | NA | NA | MA | 21 | RI | MEC
|  | No Resource(3) | 41782 | PAWTUCKET MEMORIAL ELEM SCH | NA | NA | NA | NA | NA | MA | 17 | CMA/NEMA | MEC
|  | No Resource(3) | 42812 | PEGASUS_PV_ID1809 | NA | NA | NA | NA | NA | MA | 05 | SEMA | NSTAR
|  | No Resource(3) | 37958 | Peter W Elem Lowell MA PV | NA | NA | NA | NA | NA | MA | 17 | CMA/NEMA | MEC
|  | No Resource(3) | 42050 | PETE'S TIRE BARN | NA | NA | NA | NA | NA | MA | 11 | WMA | MEC
|  | No Resource(3) | 37956 | PH Henbil Billerica MA PV | NA | NA | NA | NA | NA | MA | 17 | CMA/NEMA | MEC
|  | No Resource(3) | 46916 | PHILLIPS-01810PV495NM | NA | NA | NA | NA | NA | MA | 17 | CMA/NEMA | MEC
|  | No Resource(3) | 43712 | PHOENIX FIN5-01464PV95NM | NA | NA | NA | NA | NA | MA | 17 | CMA/NEMA | MEC
|  | No Resource(3) | 41783 | PHOENIX FINANCE LLC | NA | NA | NA | NA | NA | MA | 17 | CMA/NEMA | MEC
|  | No Resource(3) | 14767 | PINE TREE LFGTE | NA | NA | NA | NA | NA | ME | 19 | BHE | FPLP
|  | No Resource(3) | 43424 | PINGREE SCHL - 01982PV200NM | NA | NA | NA | NA | NA | MA | 09 | BOSTON | MEC
|  | No Resource(3) | 46213 | PINGREE SCHOOL-01982PV85NM | NA | NA | NA | NA | NA | MA | 09 | BOSTON | MEC
|  | No Resource(3) | 46732 | PIONEER SOLAR-01453PV495NM | NA | NA | NA | NA | NA | MA | 27 | WMA | MEC
|  | No Resource(3) | 43267 | PLANET SUBARU-02339PV75NM | NA | NA | NA | NA | NA | MA | 23 | RI | MEC
|  | No Resource(3) | 43923 | PLYMOUTH PUBLIC SCHOOLS-#2062 | NA | NA | NA | NA | NA | MA | 23 | SEMA | NSTAR
|  | No Resource(3) | 42112 | POND_ST_ASHLAND_ID1736 | NA | NA | NA | NA | NA | MA | 17 | BOSTON | NSTAR
|  | No Resource(3) | 43605 | PRECISE PACK-02720PV95NM | NA | NA | NA | NA | NA | MA | 05 | SEMA | MEC
|  | No Resource(3) | 46566 | PRECISE PACKAGING-02720PV250NM | NA | NA | NA | NA | NA | MA | 05 | SEMA | MEC
|  | No Resource(3) | 43991 | PROFETTY-02379PV300NM | NA | NA | NA | NA | NA | MA | 23 | SEMA | MEC
|  | No Resource(3) | 46954 | PROTECTOWIRE-02359PV70NM | NA | NA | NA | NA | NA | MA | 23 | SEMA | MEC
|  | No Resource(3) | 44008 | PWRR-01610PV130NM | NA | NA | NA | NA | NA | MA | 27 | WMA | MEC
|  | No Resource(3) | 40085 | Quabbin 1_Orange MA PV Net | NA | NA | NA | NA | NA | MA | 11 | WMA | MEC
|  | No Resource(3) | 40086 | Quabbin 2_Orange MA PV Net | NA | NA | NA | NA | NA | MA | 11 | WMA | MEC
|  | No Resource(3) | 40247 | Quabbin Barre - Wind | NA | NA | NA | NA | NA | MA | 27 | WMA | MEC
|  | No Resource(3) | 41871 | QUABBIN SOLAR - PV | NA | NA | NA | NA | NA | MA | 27 | WMA | MEC
|  | No Resource(3) | 41816 | QUABOAG REGIONAL ELEM - PV | NA | NA | NA | NA | NA | MA | 27 | WMA | MEC
|  | No Resource(3) | 42091 | QUABOAG REGIONAL HS - PV | NA | NA | NA | NA | NA | MA | 27 | WMA | MEC
|  | No Resource(3) | 16331 | Quarry Energy Project | NA | NA | NA | NA | NA | MA | 21 | SEMA | MEC
|  | No Resource(3) | 16183 | Richey Woodworking Wind QF | NA | NA | NA | NA | NA | MA | 09 | BOSTON | MEC
|  | No Resource(3) | 46992 | RIN LOGISTICS-02720PV1500NM | NA | NA | NA | NA | NA | MA | 05 | SEMA | MEC
|  | No Resource(3) | 43657 | RIPTA - 02907PV300NM | NA | NA | NA | NA | NA | RI | 07 | RI | NEC
|  | No Resource(3) | 37721 | Royal Mills Warwick RI Hydro | NA | NA | NA | NA | NA | RI | 03 | RI | NEC
|  | No Resource(3) | 43411 | S BARRE-01005PV800NM | NA | NA | NA | NA | NA | MA | 27 | WMA | MEC
|  | No Resource(3) | 47003 | S SHORE MILLWORK-02766PV648NM | NA | NA | NA | NA | NA | MA | 05 | RI | MEC
|  | No Resource(3) | 47066 | S.D. WARREN SACCARAPPA HYDRO | NA | NA | NA | NA | NA | ME | 05 | SME | FPLP
|  | No Resource(3) | 38173 | SADDLEBACK RIDGE WIND | NA | NA | NA | NA | NA | ME | 07 | ME | SPRUCE
|  | No Resource(3) | 42205 | SALEM STATE UNIVERSITY | NA | NA | NA | NA | NA | MA | 09 | BOSTON | MEC
|  | No Resource(3) | 42383 | SALEM STATE-SALEM-PV | NA | NA | NA | NA | NA | MA | 09 | BOSTON | MEC
|  | No Resource(3) | 883 | SALMON FALLS HYDRO | NA | NA | NA | NA | NA | NH | 17 | SME | CHIPM
|  | No Resource(3) | 43510 | SANDF MGMNT-02725PV623NM | NA | NA | NA | NA | NA | MA | 05 | RI | MEC
|  | No Resource(3) | 43256 | SANDYWOODS-02878WT275NM | NA | NA | NA | NA | NA | MA | 05 | SEMA | NEC
|  | No Resource(3) | 41867 | SCITUATE TOWN OF WIND | NA | NA | NA | NA | NA | MA | 23 | SEMA | MEC
|  | No Resource(3) | 44027 | SCITUTATE TENNIS-02066PV85NM | NA | NA | NA | NA | NA | MA | 23 | SEMA | MEC
|  | No Resource(3) | 40250 | Shaws Super Market | NA | NA | NA | NA | NA | MA | 27 | WMA | MEC
|  | No Resource(3) | 43686 | SHEA CONCRETE-01913PV300NM | NA | NA | NA | NA | NA | MA | 09 | BOSTON | MEC
|  | No Resource(3) | 43269 | SIGN DESIGN-02301PV95NM | NA | NA | NA | NA | NA | MA | 23 | SEMA | MEC
|  | No Resource(3) | 46538 | SILVIA-02720PV75NM | NA | NA | NA | NA | NA | MA | 05 | SEMA | MEC
|  | No Resource(3) | 43736 | SMITH COLLEGE-01060NG3500QF | NA | NA | NA | NA | NA | MA | 15 | WMA | MEC
|  | No Resource(3) | 40244 | Solar Shop LLC Bldg 10_PV | NA | NA | NA | NA | NA | MA | 27 | RI | MEC
|  | No Resource(3) | 40243 | Solar Shop LLC Bldg 14_PV | NA | NA | NA | NA | NA | MA | 27 | RI | MEC
|  | No Resource(3) | 41848 | SOLAR SHOP WHITINSVILLE - PV | NA | NA | NA | NA | NA | MA | 27 | RI | MEC
|  | No Resource(3) | 42485 | SOLCHEMY_PV_ID1969 | NA | NA | NA | NA | NA | MA | 07 | SEMA | NSTAR
|  | No Resource(3) | 42431 | SOLECT PLUMBING-NORWELL-PV | NA | NA | NA | NA | NA | MA | 23 | SEMA | MEC
|  | No Resource(3) | 41822 | SOLTAS CBIS INC - PV | NA | NA | NA | NA | NA | MA | 27 | WMA | MEC
|  | No Resource(3) | 46646 | SOLTAS ENERGY-01010PV2000NM | NA | NA | NA | NA | NA | MA | 13 | WMA | MEC
|  | No Resource(3) | 42366 | SOLTAS SPECTOR-LAWRENCE-PV | NA | NA | NA | NA | NA | MA | 09 | CMA/NEMA | MEC
|  | No Resource(3) | 43936 | SOLVENTERRA 1-01083PV1000NM | NA | NA | NA | NA | NA | MA | 27 | WMA | MEC
|  | No Resource(3) | 43919 | SOLVENTERRA 1-01535PV1000NM | NA | NA | NA | NA | NA | MA | 27 | WMA | MEC
|  | No Resource(3) | 43937 | SOLVENTERRA 2-01083PV1000NM | NA | NA | NA | NA | NA | MA | 27 | WMA | MEC
|  | No Resource(3) | 43920 | SOLVENTERRA 2-01535PV1000NM | NA | NA | NA | NA | NA | MA | 27 | WMA | MEC
|  | No Resource(3) | 43938 | SOLVENTERRA 3-01083PV1000NM | NA | NA | NA | NA | NA | MA | 27 | WMA | MEC
|  | No Resource(3) | 43922 | SOLVENTERRA 4-01083PV1000NM | NA | NA | NA | NA | NA | MA | 27 | WMA | MEC
|  | No Resource(3) | 43840 | SOLVENTERRA-01069PV1000NM | NA | NA | NA | NA | NA | MA | 13 | WMA | MEC
|  | No Resource(3) | 43927 | SOUTHERN SKY-CARVER #1 (1997) | NA | NA | NA | NA | NA | MA | 23 | SEMA | NSTAR
|  | No Resource(3) | 43928 | SOUTHERN SKY-CARVER #2 (1998) | NA | NA | NA | NA | NA | MA | 23 | SEMA | NSTAR
|  | No Resource(3) | 43932 | SOUTHERN SKY-CARVER #3 (1999) | NA | NA | NA | NA | NA | MA | 23 | SEMA | NSTAR
|  | No Resource(3) | 43929 | SOUTHERN SKY-CARVER #4 (2000) | NA | NA | NA | NA | NA | MA | 23 | SEMA | NSTAR
|  | No Resource(3) | 43930 | SOUTHERN SKY-CARVER #5 (2001) | NA | NA | NA | NA | NA | MA | 23 | SEMA | NSTAR
|  | No Resource(3) | 43655 | SPRING HILL FARM-01835PV229NM | NA | NA | NA | NA | NA | MA | 09 | BOSTON | MEC
|  | No Resource(3) | 37267 | Spruce Env Haverhill MA PV | NA | NA | NA | NA | NA | MA | 09 | BOSTON | MEC
|  | No Resource(3) | 42046 | ST. MARYS HIGH SCHOOL | NA | NA | NA | NA | NA | MA | 25 | BOSTON | MEC
|  | No Resource(3) | 46660 | STATE SOLAR-01069PV1000NM | NA | NA | NA | NA | NA | MA | 13 | WMA | MEC
|  | No Resource(3) | 46998 | STEERE ELECTRIC-02814PV72DG | NA | NA | NA | NA | NA | RI | 07 | RI | NEC
|  | No Resource(3) | 46926 | STILLWATER-02917PV56DG | NA | NA | NA | NA | NA | RI | 07 | RI | NEC
|  | No Resource(3) | 46719 | STONEHILL COLL-02356PV2000NM | NA | NA | NA | NA | NA | MA | 05 | SEMA | MEC
|  | No Resource(3) | 44026 | STONEHILL-02356PV84NM | NA | NA | NA | NA | NA | MA | 05 | SEMA | MEC
|  | No Resource(3) | 43696 | STOP AND SHOP-02155PV200NM | NA | NA | NA | NA | NA | MA | 17 | BOSTON | MEC
|  | No Resource(3) | 43527 | STUART THOMAS - 02842PV500DG | NA | NA | NA | NA | NA | RI | 05 | SEMA | NEC
|  | No Resource(3) | 42106 | SUBURBANATHLETIC2_ID1637 | NA | NA | NA | NA | NA | MA | 17 | BOSTON | NSTAR
|  | No Resource(3) | 43948 | SUNGEN 1-01810PV950NM | NA | NA | NA | NA | NA | MA | 17 | BOSTON | MEC
|  | No Resource(3) | 43949 | SUNGEN 2-01810PV950NM | NA | NA | NA | NA | NA | MA | 17 | BOSTON | MEC
|  | No Resource(3) | 43950 | SUNGEN 3-01810PV950NM | NA | NA | NA | NA | NA | MA | 17 | BOSTON | MEC
|  | No Resource(3) | 43687 | SUNGEN ORANGE1-01364PV1500NM | NA | NA | NA | NA | NA | MA | 11 | WMA | MEC
|  | No Resource(3) | 43688 | SUNGEN ORANGE2-01364PV1500NM | NA | NA | NA | NA | NA | MA | 11 | WMA | MEC
|  | No Resource(3) | 43643 | SUNGEN UXBRIDGE1-01569PV950NM | NA | NA | NA | NA | NA | MA | 27 | RI | MEC
|  | No Resource(3) | 43644 | SUNGEN UXBRIDGE2-01569PV950NM | NA | NA | NA | NA | NA | MA | 27 | RI | MEC
|  | No Resource(3) | 43645 | SUNGEN UXBRIDGE3-01569PV950NM | NA | NA | NA | NA | NA | MA | 27 | RI | MEC
|  | No Resource(3) | 43903 | SUNGEN-02720PV2850NM | NA | NA | NA | NA | NA | MA | 05 | SEMA | MEC
|  | No Resource(3) | 43951 | SUNGEN-02720PV950NM | NA | NA | NA | NA | NA | MA | 05 | SEMA | MEC
|  | No Resource(3) | 43656 | SVC TIRE TRUCK - 01527PV300NM | NA | NA | NA | NA | NA | MA | 27 | CMA/NEMA | MEC
|  | No Resource(3) | 42814 | SWANSEA REALTY-02777PV185NM | NA | NA | NA | NA | NA | MA | 05 | RI | MEC
|  | No Resource(3) | 42043 | SWANSEA WATER DISTRICT | NA | NA | NA | NA | NA | MA | 05 | RI | MEC
|  | No Resource(3) | 47063 | SWISS TURN-01540PV100NM | NA | NA | NA | NA | NA | MA | 27 | WMA | MEC
|  | No Resource(3) | 46665 | SX INDUSTRIES-02072PV170NM | NA | NA | NA | NA | NA | MA | 21 | SEMA | MEC
|  | No Resource(3) | 43871 | SYNAGRO-02895CHP2000QF | NA | NA | NA | NA | NA | RI | 07 | RI | NEC
|  | No Resource(3) | 43892 | SYNCARPHA SOLAR-01740PV4950NM | NA | NA | NA | NA | NA | MA | 27 | CMA/NEMA | MEC
|  | No Resource(3) | 42048 | TANTASQUA HIGH- PV | NA | NA | NA | NA | NA | MA | 27 | WMA | MEC
|  | No Resource(3) | 40242 | Tantasqua Jr High_PV | NA | NA | NA | NA | NA | MA | 27 | WMA | MEC
|  | No Resource(3) | 44028 | TEAMWORK LABOR-02375PV75NM | NA | NA | NA | NA | NA | MA | 05 | SEMA | MEC
|  | No Resource(3) | 40270 | Tecta America | NA | NA | NA | NA | NA | MA | 17 | BOSTON | MEC
|  | No Resource(3) | 46541 | TEKNOR APEX-02703PV75NM | NA | NA | NA | NA | NA | MA | 23 | RI | MEC
|  | No Resource(3) | 41863 | THE WHEELER SCHOOL | NA | NA | NA | NA | NA | MA | 05 | RI | MEC
|  | No Resource(3) | 41815 | TIFFANY AND CO - PV | NA | NA | NA | NA | NA | RI | 07 | RI | NEC
|  | No Resource(3) | 43624 | TJ MAXX - 02061PV260NM | NA | NA | NA | NA | NA | MA | 23 | SEMA | MEC
|  | No Resource(3) | 46733 | TKS SOLAR-02301PV180NM | NA | NA | NA | NA | NA | MA | 23 | SEMA | MEC
|  | No Resource(3) | 44035 | TOWER SOLAR-02723PV485NM | NA | NA | NA | NA | NA | MA | 05 | SEMA | MEC
|  | No Resource(3) | 43734 | TOWN EASTON-02375PV1500NM | NA | NA | NA | NA | NA | MA | 05 | SEMA | MEC
|  | No Resource(3) | 43916 | TOWN OF ADAMS-01220PV1000NM | NA | NA | NA | NA | NA | MA | 03 | WMA | MEC
|  | No Resource(3) | 43924 | TOWN OF DARTMOUTH #1777 | NA | NA | NA | NA | NA | MA | 05 | SEMA | NSTAR
|  | No Resource(3) | 16294 | Town of Portsmouth RI Wind QF | NA | NA | NA | NA | NA | RI | 05 | SEMA | NEC
|  | No Resource(3) | 42092 | TOWN OF SUTTON MA PV | NA | NA | NA | NA | NA | MA | 27 | CMA/NEMA | MEC
|  | No Resource(3) | 41881 | TOWN OF SWAMPSCOTT HS - PV | NA | NA | NA | NA | NA | MA | 09 | BOSTON | MEC
|  | No Resource(3) | 46952 | TOWN OF WENDELL-01876PV260NM | NA | NA | NA | NA | NA | MA | 17 | BOSTON | MEC
|  | No Resource(3) | 46918 | TOWN OF WESTFORD-01452PV2800NM | NA | NA | NA | NA | NA | MA | 27 | CMA/NEMA | MEC
|  | No Resource(3) | 38302 | TOWN_OF_CARVER_PV_1763 | NA | NA | NA | NA | NA | MA | 05 | SEMA | NSTAR
|  | No Resource(3) | 43574 | TOWN_OF_FAIRHAVEN_LF_PV_1714 | NA | NA | NA | NA | NA | MA | 05 | SEMA | NSTAR
|  | No Resource(3) | 41827 | TOWN_OF_FAIRHAVEN_WT_ID1663 | NA | NA | NA | NA | NA | MA | 05 | SEMA | NSTAR
|  | No Resource(3) | 41828 | TOWN_OF_FAIRHAVEN_WT_ID1664 | NA | NA | NA | NA | NA | MA | 05 | SEMA | NSTAR
|  | No Resource(3) | 17194 | Town_of_Falmouth_Wind_Turbine | NA | NA | NA | NA | NA | MA | 01 | SEMA | NSTAR
|  | No Resource(3) | 41830 | TOWN_OF_KINGSTON_WT_ID1833 | NA | NA | NA | NA | NA | MA | 23 | SEMA | NSTAR
|  | No Resource(3) | 46481 | TOWN_OF_MARSHFIELD_1865 | NA | NA | NA | NA | NA | MA | 23 | SEMA | NSTAR
|  | No Resource(3) | 41845 | TRADER JOES SAUGUS PV | NA | NA | NA | NA | NA | MA | 09 | BOSTON | MEC
|  | No Resource(3) | 37955 | Trans Med Tyngsboro MA PV | NA | NA | NA | NA | NA | MA | 17 | CMA/NEMA | MEC
|  | No Resource(3) | 43587 | TRAVIS_HOSPITALITY_PV_2239 | NA | NA | NA | NA | NA | MA | 01 | SEMA | NSTAR
|  | No Resource(3) | 42193 | TRUE NORTH ENERGY A | NA | NA | NA | NA | NA | MA | 09 | BOSTON | MEC
|  | No Resource(3) | 42194 | TRUE NORTH ENERGY B | NA | NA | NA | NA | NA | MA | 09 | BOSTON | MEC
|  | No Resource(3) | 42195 | TRUE NORTH ENERGY C | NA | NA | NA | NA | NA | MA | 09 | BOSTON | MEC
|  | No Resource(3) | 42196 | TRUE NORTH ENERGY D | NA | NA | NA | NA | NA | MA | 09 | BOSTON | MEC
|  | No Resource(3) | 42197 | TRUE NORTH ENERGY E | NA | NA | NA | NA | NA | MA | 09 | BOSTON | MEC
|  | No Resource(3) | 39675 | Turkey Hill | NA | NA | NA | NA | NA | MA | 27 | WMA | FGE
|  | No Resource(3) | 43658 | TWN LANCASTER-01523PV500QF | NA | NA | NA | NA | NA | MA | 27 | CMA/NEMA | MEC
|  | No Resource(3) | 43683 | TWN OF SCITUATE1-02066PV1500NM | NA | NA | NA | NA | NA | MA | 23 | SEMA | MEC
|  | No Resource(3) | 43659 | TWN OF SCITUATE2-02066PV1500NM | NA | NA | NA | NA | NA | MA | 23 | SEMA | MEC
|  | No Resource(3) | 43652 | TWN W BRDGEWTR-02379PV1500NM | NA | NA | NA | NA | NA | MA | 23 | SEMA | MEC
|  | No Resource(3) | 40483 | TYNGSBOROUGH SPORTS PV | NA | NA | NA | NA | NA | MA | 17 | CMA/NEMA | MEC
|  | No Resource(3) | 46644 | UGT RENEW ENERGY-01540PV2750NM | NA | NA | NA | NA | NA | MA | 27 | WMA | MEC
|  | No Resource(3) | 42156 | UMASS LOWELL LEITCH HALL | NA | NA | NA | NA | NA | MA | 17 | CMA/NEMA | MEC
|  | No Resource(3) | 37230 | UNITED NAT. FOODS PROV. RI PV | NA | NA | NA | NA | NA | RI | 07 | RI | NEC
|  | No Resource(3) | 42484 | UNITEDSALVAGE_PV_ID1966 | NA | NA | NA | NA | NA | MA | 17 | BOSTON | NSTAR
|  | No Resource(3) | 42357 | UP BLACKSTONE WWTP-MILLBURY-PV | NA | NA | NA | NA | NA | MA | 27 | CMA/NEMA | MEC
|  | No Resource(3) | 41819 | US PACK - PV | NA | NA | NA | NA | NA | MA | 27 | CMA/NEMA | MEC
|  | No Resource(3) | 42495 | VARIANSEMICON-GLOUCESTER-WT | NA | NA | NA | NA | NA | MA | 09 | BOSTON | MEC
|  | No Resource(3) | 42432 | VAUGHN CORP-SALISBURY-PV | NA | NA | NA | NA | NA | MA | 09 | BOSTON | MEC
|  | No Resource(3) | 40251 | Veteran Homestead PV | NA | NA | NA | NA | NA | MA | 27 | CMA/NEMA | MEC
|  | No Resource(3) | 42823 | WALDEN LIBERTY-02038PV231NM | NA | NA | NA | NA | NA | MA | 21 | RI | MEC
|  | No Resource(3) | 42443 | WAL-MART LUN (PV) | NA | NA | NA | NA | NA | MA | 27 | WMA | FGE
|  | No Resource(3) | 44030 | WARREN PV | NA | NA | NA | NA | NA | MA | 27 | WMA | MS1
|  | No Resource(3) | 46486 | WB HUNT-02176PV75NM | NA | NA | NA | NA | NA | MA | 17 | BOSTON | MEC
|  | No Resource(3) | 41838 | WEST BROOKFIELD ELEM - PV | NA | NA | NA | NA | NA | MA | 27 | WMA | MEC
|  | No Resource(3) | 43512 | WEST GREENWICH - 02817PV2000DG | NA | NA | NA | NA | NA | RI | 03 | RI | NEC
|  | No Resource(3) | 46653 | WESTBORO SOLAR-01581PV1820NM | NA | NA | NA | NA | NA | MA | 27 | CMA/NEMA | MEC
|  | No Resource(3) | 40249 | WESTBORO SUITES | NA | NA | NA | NA | NA | MA | 27 | CMA/NEMA | MEC
|  | No Resource(3) | 42215 | WESTBOROUGH TREATMENT PL BD | NA | NA | NA | NA | NA | MA | 27 | CMA/NEMA | MEC
|  | No Resource(3) | 47061 | WHITTIER FARMS-01590PV114NM | NA | NA | NA | NA | NA | MA | 27 | CMA/NEMA | MEC
|  | No Resource(3) | 42815 | WILLETTE REALTY-02762PV225NM | NA | NA | NA | NA | NA | MA | 21 | RI | MEC
|  | No Resource(3) | 16188 | Wilson Holdings LLC - PV QF | NA | NA | NA | NA | NA | MA | 27 | CMA/NEMA | MEC
|  | No Resource(3) | 43749 | WILVECO-01821PV82NM | NA | NA | NA | NA | NA | MA | 17 | BOSTON | MEC
|  | No Resource(3) | 42394 | WINDENERGYDEV-NKINGSTOWN-WIND | NA | NA | NA | NA | NA | RI | 09 | RI | NEC
|  | No Resource(3) | 46913 | WOONSOCKET-02895PV190DG | NA | NA | NA | NA | NA | RI | 07 | RI | NEC
|  | No Resource(3) | 43603 | WORC GEAR AND RACK-01537PV95NM | NA | NA | NA | NA | NA | MA | 27 | WMA | MEC
|  | No Resource(3) | 43417 | WORCESTER SCHL-01602PV135NM | NA | NA | NA | NA | NA | MA | 27 | CMA/NEMA | MEC
|  | No Resource(3) | 46484 | WORCESTER SCHL-01602PV75NM | NA | NA | NA | NA | NA | MA | 27 | CMA/NEMA | MEC
|  | No Resource(3) | 40119 | Worcester State College PV | NA | NA | NA | NA | NA | MA | 27 | WMA | MEC
|  | No Resource(3) | 44023 | WRTA-01608PV75QF | NA | NA | NA | NA | NA | MA | 27 | WMA | MEC
|  | No Resource(3) | 39665 | YARMOUTH _DPW_ID1740 | NA | NA | NA | NA | NA | MA | 01 | SEMA | NSTAR
|  | No Resource(3) | 14919 | ZBE-001 | NA | NA | NA | NA | NA | NH | 05 | VT | PSNH
FOOTNOTES:
-1 | The NRC & CNRC values stated in this CELT report reflect the results of historical resource testing and, where applicable, are limited by the output value for which the resource has received approval under the ISO Tariff, i.e. the output value approved under the interconnection procedures or under Section I.3.9 of the ISO New England Tariff, or predecessor provisions, such as Section 18.4 of the Restated NEPOOL Agreement. Where applicable, resources may submit additional documentation to the ISO in order to demonstrate that a given resource has been approved under the ISO Tariff review process for a higher output level.
-2 | The CNRC values are as of June 1, 2015. It will be the case that the CNRC will be different in later Capacity Commitment Periods for certain resources that have obtained Capacity Supply Obligations in later Capacity Commitment Periods.
-3 | This is an existing Asset that has no associated Resource in the 2015-2016 Capacity Commitment Period.
-4 | In accordance with Section 5.2 of Schedule 22 (Large Generator Interconnection Procedures) of Section II of the ISO Tariff or Section 1.6.4 of Schedule 23 (Small Generator Interconnection Procedures) of Section II of the ISO Tariff, as applicable, the instrument used to identify the capability of the resource is either the Interconnection Agreement (IA), the Section I.3.9 (or its predecessor provisions) Proposed Plan Approval (PPA) or the historic capability of the resource.

## 5.2 Sys Planning DR Assumptions
5.2 Summary of Demand Resource Capacity (MW) Used in System Planning Studies (1)(2)(3)(4)(5)(6)
Consists of Qualified Capacity (QC) of Existing Resources + FCA Cleared Capacity of New Resources
Capacity Commitment Period
|  |  |  | 2015-16 |  | 2016-17 |  | 2017-18 |  | 2018-19
| Load Zone | Resource Type | Resource Sub Type | Summer | Winter | Summer | Winter | Summer | Winter | Summer | Winter
| CT | ACTIVE DR | REAL TIME DR | 382.987 | 346.374 | 351.794 | 321.934 | 279.795 | 250.571 | 77.319 | 75.486
|  |  | REAL-TIME EG | 302.963 | 287.048 | 230.543 | 230.028 | 138.338 | 137.824 | 52.941 | 52.427
|  |  | TOTAL ACTIVE | 685.95 | 633.422 | 582.337 | 551.962 | 418.133 | 388.395 | 130.26 | 127.913
|  | PASSIVE DR | ON-PEAK | 108.686 | 100.563 | 94.037 | 74.094 | 81.432 | 60.877 | 76.632 | 58.399
|  |  | SEASONAL PEAK | 311.382 | 311.366 | 356.005 | 252.731 | 339.454 | 208.936 | 382.736 | 364.241
|  |  | TOTAL PASSIVE | 420.068 | 411.929 | 450.042 | 326.825 | 420.886 | 269.813 | 459.368 | 422.64
|  | CT DR Total |  | 1106.018 | 1045.351 | 1032.379 | 878.787 | 839.019 | 658.208 | 589.628 | 550.553
| ME | ACTIVE DR | REAL TIME DR | 319.095 | 336.99 | 318.067 | 335.962 | 213.168 | 231.063 | 152.03 | 169.925
|  |  | REAL-TIME EG | 39.464 | 36.961 | 27.344 | 24.841 | 11.802 | 9.299 | 7.482 | 5.198
|  |  | TOTAL ACTIVE | 358.559 | 373.951 | 345.411 | 360.803 | 224.97 | 240.362 | 159.512 | 175.123
|  | PASSIVE DR | ON-PEAK | 157.486 | 154.887 | 171.418 | 165.638 | 184.18 | 170.727 | 180.936 | 194.393
|  |  | SEASONAL PEAK | 0 | 0 | 0 | 0 | 0 | 0 | 0 | 0
|  |  | TOTAL PASSIVE | 157.486 | 154.887 | 171.418 | 165.638 | 184.18 | 170.727 | 180.936 | 194.393
|  | NEMA DR Total |  | 516.045 | 528.838 | 516.829 | 526.441 | 409.15 | 411.089 | 340.448 | 369.516
| NEMA | ACTIVE DR | REAL TIME DR | 289.313 | 256.379 | 125.864 | 122.386 | 95.997 | 92.519 | 73.529 | 72.751
|  |  | REAL-TIME EG | 151.027 | 130.915 | 27.919 | 27.691 | 26.196 | 25.968 | 10.439 | 10.211
|  |  | TOTAL ACTIVE | 440.34 | 387.294 | 153.783 | 150.077 | 122.193 | 118.487 | 83.968 | 82.962
|  | PASSIVE DR | ON-PEAK | 342.932 | 339.97 | 368.476 | 354.25 | 497.036 | 468.504 | 569.011 | 544.134
|  |  | SEASONAL PEAK | 0 | 0 | 0 | 0 | 0 | 0 | 0 | 0
|  |  | TOTAL PASSIVE | 342.932 | 339.97 | 368.476 | 354.25 | 497.036 | 468.504 | 569.011 | 544.134
|  | NEMA DR Total |  | 783.272 | 727.264 | 522.259 | 504.327 | 619.229 | 586.991 | 652.979 | 627.096
| NH | ACTIVE DR | REAL TIME DR | 65.882 | 65.073 | 65.586 | 64.866 | 28.112 | 27.392 | 16.038 | 15.318
|  |  | REAL-TIME EG | 43.815 | 41.871 | 38.374 | 35.672 | 14.022 | 12.045 | 14.022 | 12.045
|  |  | TOTAL ACTIVE | 109.697 | 106.944 | 103.96 | 100.538 | 42.134 | 39.437 | 30.06 | 27.363
|  | PASSIVE DR | ON-PEAK | 84.269 | 82.069 | 86.132 | 72.581 | 96.665 | 79.227 | 102.489 | 83.038
|  |  | SEASONAL PEAK | 0 | 0 | 0 | 0 | 0 | 0 | 0 | 0
|  |  | TOTAL PASSIVE | 84.269 | 82.069 | 86.132 | 72.581 | 96.665 | 79.227 | 102.489 | 83.038
|  | NH DR Total |  | 193.966 | 189.013 | 190.092 | 173.119 | 138.799 | 118.664 | 132.549 | 110.401
| RI | ACTIVE DR | REAL TIME DR | 91.182 | 81.002 | 79.645 | 75.239 | 57.595 | 54.064 | 60.362 | 56.831
|  |  | REAL-TIME EG | 97.458 | 86.33 | 59.975 | 54.534 | 33.54 | 29.149 | 15.72 | 11.329
|  |  | TOTAL ACTIVE | 188.64 | 167.332 | 139.62 | 129.773 | 91.135 | 83.213 | 76.082 | 68.16
|  | PASSIVE DR | ON-PEAK | 139.391 | 138.388 | 153.251 | 151.185 | 178.968 | 175.377 | 203.67 | 197.823
|  |  | SEASONAL PEAK | 0 | 0 | 0 | 0 | 0 | 0 | 0 | 0
|  |  | TOTAL PASSIVE | 139.391 | 138.388 | 153.251 | 151.185 | 178.968 | 175.377 | 203.67 | 197.823
|  | RI DR Total |  | 328.031 | 305.72 | 292.871 | 280.958 | 270.103 | 258.59 | 279.752 | 265.983
| SEMA | ACTIVE DR | REAL TIME DR | 171.229 | 154.987 | 152.813 | 145.408 | 61.073 | 55.309 | 51.987 | 50.113
|  |  | REAL-TIME EG | 79.692 | 67.857 | 35.306 | 35.306 | 15.962 | 15.962 | 12.722 | 12.722
|  |  | TOTAL ACTIVE | 250.921 | 222.844 | 188.119 | 180.714 | 77.035 | 71.271 | 64.709 | 62.835
|  | PASSIVE DR | ON-PEAK | 190.399 | 188.142 | 209.451 | 195.774 | 259.231 | 240.241 | 306.922 | 285.606
|  |  | SEASONAL PEAK | 0 | 0 | 0 | 0 | 0 | 0 | 0 | 0
|  |  | TOTAL PASSIVE | 190.399 | 188.142 | 209.451 | 195.774 | 259.231 | 240.241 | 306.922 | 285.606
|  | SEMA DR Total |  | 441.32 | 410.986 | 397.57 | 376.488 | 336.266 | 311.512 | 371.631 | 348.441
| VT | ACTIVE DR | REAL TIME DR | 68.119 | 76.051 | 68.348 | 76.281 | 43.293 | 51.226 | 31.9 | 39.833
|  |  | REAL-TIME EG | 20.785 | 19.813 | 13.371 | 13.371 | 2.866 | 2.866 | 4.918 | 4.356
|  |  | TOTAL ACTIVE | 88.904 | 95.864 | 81.719 | 89.652 | 46.159 | 54.092 | 36.818 | 44.189
|  | PASSIVE DR | ON-PEAK | 123.983 | 123.298 | 135.474 | 135.915 | 131.825 | 130.877 | 126.176 | 119.195
|  |  | SEASONAL PEAK | 0 | 0 | 0 | 0 | 0 | 0 | 0 | 0
|  |  | TOTAL PASSIVE | 123.983 | 123.298 | 135.474 | 135.915 | 131.825 | 130.877 | 126.176 | 119.195
|  | VT DR Total |  | 212.887 | 219.162 | 217.193 | 225.567 | 177.984 | 184.969 | 162.994 | 163.384
| WCMA | ACTIVE DR | REAL TIME DR | 186.078 | 161.018 | 175.49 | 160.988 | 98.329 | 91.205 | 59.586 | 54.728
|  |  | REAL-TIME EG | 102.252 | 88.088 | 55.329 | 54.608 | 27.798 | 27.244 | 25.098 | 24.544
|  |  | TOTAL ACTIVE | 288.33 | 249.106 | 230.819 | 215.596 | 126.127 | 118.449 | 84.684 | 79.272
|  | PASSIVE DR | ON-PEAK | 182.535 | 179.927 | 208.774 | 197.92 | 265.876 | 248.388 | 304.052 | 282.812
|  |  | SEASONAL PEAK | 44.173 | 44.173 | 55.513 | 51.414 | 54.798 | 49.016 | 52.968 | 40.916
|  |  | TOTAL PASSIVE | 226.708 | 224.1 | 264.287 | 249.334 | 320.674 | 297.404 | 357.02 | 323.728
|  | WCMA DR Total |  | 515.038 | 473.206 | 495.106 | 464.93 | 446.801 | 415.853 | 441.704 | 403
| ISO NEW | ACTIVE DR | REAL TIME DR | 1573.885 | 1477.874 | 1337.607 | 1303.064 | 877.362 | 853.349 | 522.751 | 534.985
| ENGLAND |  | REAL-TIME EG | 837.456 | 758.883 | 488.161 | 476.051 | 270.524 | 260.357 | 143.342 | 132.832
| Total |  | TOTAL ACTIVE | 2411.341 | 2236.757 | 1825.768 | 1779.115 | 1147.886 | 1113.706 | 666.093 | 667.817
|  | PASSIVE DR | ON-PEAK | 1329.681 | 1307.244 | 1427.013 | 1347.357 | 1695.213 | 1574.218 | 1869.888 | 1765.4
|  |  | SEASONAL PEAK | 355.555 | 355.539 | 411.518 | 304.145 | 394.252 | 257.952 | 435.704 | 405.157
|  |  | TOTAL PASSIVE | 1685.236 | 1662.783 | 1838.531 | 1651.502 | 2089.465 | 1832.17 | 2305.592 | 2170.557
|  | ISO-NE DR Total |  | 4096.577 | 3899.54 | 3664.299 | 3430.617 | 3237.351 | 2945.876 | 2971.685 | 2838.374
FOOTNOTES:
(1) Capacity values are based on Qualified Capacity (QC) of Existing Capacity Resources and FCA cleared auction results of New Capacity Resources for each Capacity Commitment Period (see http://www.iso-ne.com/markets-operations/markets/forward-capacity-market).
(2) The 600 MW cap on RTEG has not been applied.
(3) RTEG is not included in all studies. Examples include long-term Needs Assessment and Solutions Studies.
(4) Qualified Capacity does reflect reductions for Permanent De-List Bids and accepted Non-Price Retirements for all applicable Capacity Commitment Periods.
(5) Dynamic and Static De-List Bids are not reflected.
(6) These values have been scaled up to include the 8% transmission and distribution loss adjustment.

## 6.1 Trans Links
Section 6
Transmission Information
6.1 Links
The ISO New England Regional Transmission Project Lists are currently published three times a year, which has typically been every March, June, and October. However, these publication times are subject to change. The transmission project lists can be found at:
http://www.iso-ne.com/system-planning/system-plans-studies/rsp
The 'March 2015 ISO New England Project Listing Update', contains the prospective ISO New England Transmission System that shall be considered part of the 2015 CELT Report.
The new and modified interconnection requests may be found at:
http://www.iso-ne.com/system-planning/transmission-planning/interconnection-request-queue

## Appedix A.1 Definitions
Appendix A.1 Definitions
Section 1 - Summaries
The summary pages of this report contain terms used to describe how the ISO-NE Reliability Coordinator area forecast is adjusted. The definitions for those terms are as follows:
Load
The ten-year forecast of the ISO New England Reliability Coordinator (RC) area energy and seasonal peak demand is based on econometric models of energy and seasonal peaks for the ISO-NE RC area and the six New England states. The peak forecast has been adjusted to include the current MW reductions achieved by the Passive Demand Resources, as they are treated as resources in the Installed Capacity Requirement (ICR) calculations. The ten-year forecast for New England includes the load forecast for Northern Maine, as provided by the Maine Public Service Company.
Reserves
Installed Reserves in megawatts (MW) are calculated by taking the total Capabilities (including demand resources and imports) for the ISO-NE RC area, less the Reference Load forecast for the ISO-NE RC area. The Installed Reserves as a percentage of Load are calculated by taking the total Installed Reserves and dividing them by the total Reference Load.
Capabilities
Section 1 of the CELT Report takes into account the Capacity Supply Obligations (CSO) for the Forward Capacity Market’s (FCM) 2014-2015, 2015-2016, 2016-2017, 2017-2018, and 2018-2019 Capacity Commitment Periods. These include new and existing generating resources, demand resources, and imports. The CELT Capacity Based on FCM CSOs in the Section 1 totals is consistent with the most recent Forward Capacity Market CSOs. The CSOs for the 2018-2019 Capacity Commitment Period are carried through the remainder of the CELT reporting period. Values represent Resource CSOs for the Capacity Commitment Period as of March 18, 2015, and take into account any adjustments to FCM CSOs that have occurred up to that point, including proration, Annual Reconfiguration Auctions, and bilaterals.
An energy efficiency forecast that is based on a forecasting methodology developed by ISO-NE and the Energy Efficiency Working Group, is included in the Passive DR Used in System Planning line, beginning in 2019-20. See http://www.iso-ne.com/committees/comm_wkgrps/othr/enrgy_effncy_frcst/index.html for details.
Section 2 - ISO-NE Reliability Coordinator Area Capability
ISO-NE Reliability Coordinator Area Capability Values as of January 1, 2015, and as of the 2014/15 Winter and 2015 Summer Peaks (Section 2.1)
Section 2.1 lists generating assets claimed toward capability. The generating asset information, including the Lead Market Participant, is listed as it existed as of January 1, 2015 in the ISO-NE Market System. The facilities may or may not be owned, managed, or operated by the Lead Market Participant. Lead Participant updates to generating assets since January 1 are listed at the end of Section 2.1 on the endnotes page.
Seasonal Claimed Capability (SCC) values are the maximum dependable load carrying ability of a generating unit or units, excluding capacity required for station service use. The rating is based on the SCC Audits conducted according to Market Rule 1, and ISO New England Manual for Registration and Performance Auditing M-RPA. For additional information, please visit ISO-NE’s website at: http://www.iso-ne.com/rules_proceds/isone_mnls/index.html.
The generator capabilities in Section 2.1 are based on SCC and not on FCM CSOs. Summer and winter capabilities are as of January 1, 2015. In addition, the winter capabilities as of the actual winter peak for 2014/15, which occurred on January 8, 2015, and the summer capabilities for the forecasted summer peak of August 1, 2015 are provided.
This section of the CELT Report was tabulated from data provided by ISO-NE Market Participants. Although every effort has been made to verify its content, ISO New England does not assume responsibility for the accuracy of the data presented.
Net of Firm Imports and Exports Outside of ISO-NE Reliability Coordinator Area (Section 2.2):
Section 2.2 is based on the Import CSOs and Administrative Export Delists as of the 2014/15 winter peak and the 2015 summer.
Section 3 - Forecast of Solar Photovoltaic (PV) Resources by State
Section 3 is a forecast of solar photovoltaic (PV) resources by state for the years 2015 through 2024. The forecast represents discounted values that were developed to reflect a degree of uncertainty in the achievement of public policies supporting PV development, as well as the estimated summer Seasonal Claimed Capability (SCC). The forecast methodology and assumptions are available at http://www.iso-ne.com/system-planning/system-forecasting/distributed-generation-forecast.
Section 4 - Summary of Capacity Supply Obligations
Section 4 summarizes the Forward Capacity Market CSOs as of March 18, 2015. The Demand Resources are broken down into On-Peak Demand Resource, Real-Time Demand Response Resource, Real-Time Emergency Generation Resource, and Seasonal Peak Demand Resource categories. Generation is broken down into Intermittent and Non-Intermittent categories.
Section 5 – Forward Capacity Market Resource Capabilities
The October 31, 2008 Forward Capacity Market (FCM)/Queue Amendments filing (FERC Docket ER09237 http://www.iso-ne.com/regulatory/ferc/filings/2008/oct/er09-237-000_10-8-31_fcm_queue.pdf ) established the Capacity Network Resource Capability (CNRC) values for each generating resource. Those CNRC values are listed in Section 5.1.
Capacity Network Resource Capability (“CNR Capability”):
The CNR Capability shall mean: (i) in the case of a Generating Facility that is a New Generating Capacity Resource pursuant to Section III.13.1 of the Tariff or an Existing Generating Capacity Resource that is increasing its capability pursuant to Section III.13.1.2.2.5 of the Tariff, the highest megawatt amount of the Capacity Supply Obligation obtained by the Generating Facility in accordance with Section III.13 of the Tariff, and, if applicable, as specified in a filing by the System Operator with the Commission in accordance with Section III.13.8.2 of the Tariff, or (ii) in the case of a Generating Facility that meets the criteria under Section 5.2.3 of this LGIP, the total megawatt amount reflected in an existing Interconnection Agreement, whether executed or filed in unexecuted form with the Commission, an application pursuant to Section I.3.9 of the Tariff (or its predecessor provision, if any), or as determined by the System Operator based on documented historic capability of the Generating Facility. The CNR Capability shall not exceed the maximum net megawatt electrical output of the Generating Facility at an ambient temperature at or above 90 degrees F for Summer and at or above 20 degrees F for Winter. Where the Generating Facility includes multiple production devices, the CNR Capability shall not exceed the aggregate maximum net megawatt electrical output of the Generating Facility at an ambient temperature at or above 90 degrees F for Summer and at or above 20 degrees F for Winter.
Network Resource Capability (“NR Capability”)
The NR Capability shall mean the maximum gross and net megawatt electrical output of the Generating Facility at an ambient temperature at or above 50 degrees F. for Summer and at or above 0 degrees F for Winter. Where the Generating Facility includes multiple energy production devices, the NR Capability shall be the aggregate maximum gross and net megawatt electrical output of the Generating Facility at an ambient temperature at or above 50 degrees F for Summer and at or above 0 degrees F for Winter. The NR Capability shall be equal to or greater than the CNR Capability.
System Planning DR Assumptions
Section 5.2 is the "Summary of Demand Resource Capacity (MW) Used in System Planning Studies". The capacity values in that table are based on Qualified Capacity (QC) of Existing Capacity Resources and FCA cleared auction results of New Capacity Resources for each Capacity Commitment Period (see http://www.iso-ne.com/markets/othrmkts_data/fcm/cal_results/index.html). The need for this data by ISO-NE Transmission Planning is described in the Load Modeling Guide for ISO New England Network Model (see http://www.iso-ne.com/rules_proceds/isone_plan/othr_docs/index.html).
Section 6 - Transmission
Information on the ISO New England Regional Transmission Projects is periodically published and can be found at: http://www.iso-ne.com/committees/comm_wkgrps/prtcpnts_comm/pac/projects/index.html. The project lists are currently published every April, July, and October and are referred to as the April, July, and October Regional System Plan (RSP) Update, respectively.
The 'March 2015 ISO New England Project Listing Update' will contain the prospective ISO New England Transmission System projects that shall be considered part of the 2015 CELT Report.

## A.2 Company Abbreviations
A.2 Company Abbreviations
Sections 2 and 5 of the CELT Report include company abbreviations. Below are the abbreviations used in this report along with their corresponding name.
LP Acronym | Lead Participant
AESR | Algonquin Energy Services Inc.
APNM | American PowerNet Management, LP
BBHP | Black Bear Hydro Partners, LLC
BED | Burlington Electric Department
BELD | Braintree Electric Light Department, Town of
BEMLP | Brookfield Energy Marketing, LP
BHI | Blackstone Hydro, Inc.
BPCLP | Bridgewater Power Company L.P.
BPE | Brayton Point Energy, LLC
BSE | Blue Sky East, LLC
BSP | Bear Swamp Power Company LLC
CALP | Calpine Energy Services, LP
CEEI | Consolidated Edison Energy, Inc
CEM | Covanta Energy Marketing, LLC
CESLLC | Competitive Energy Services, LLC
CHA | Covanta Haverhill Associates
CHIPM | CHI Power Marketing, Inc.
CLP | Connecticut Light and Power Company, The
CM | Covanta Maine, LLC
CMA | Christopher M. Anthony
CMEEC | Connecticut Municipal Electric Energy Cooperative
CMLP | Chicopee Municipal Lighting Plant
CNE | Constellation NewEnergy, Inc.
CONV | Convergent Energy and Power LLC
CPW | Covanta Projects of Wallingford, L.P.
DEBM | Direct Energy Business Marketing, LLC
DEM | Dominion Energy Marketing, Inc.
DMT1 | Dynegy Marketing and Trade, LLC
EDFT | EDF Trading North America, LLC
EES5 | Emera Energy Services Subsidiary No 5 LLC
EES6 | Emera Energy Services Subsidiary No. 6 LLC
EES7 | Emera Energy Services Subsidiary No. 7 LLC
ENE | Energy New England LLC
ENPM | Entergy Nuclear Power Marketing LLC
EPN | Essential Power Newington, LLC
EWP3 | Evergreen Wind Power III, LLC
EXGC | Exelon Generation Company, LLC
FGE | Fitchburg Gas & Electric Light Company
FPLEMH | Brookfield White Pine Hydro LLC
FPLP | NextEra Energy Power Marketing, LLC
FREE | Freepoint Commodities LLC
GBPM | Great Bay Power Marketing, Inc
GCE | GenConn Energy LLC
GMP | Green Mountain Power Corporation
GOOSE | Goose River Hydro, Inc.
GRP | Granite Reliable Power, LLC
HGE | Holyoke Gas & Electric Department
HLPD | Hudson Light & Power Department
HULL | Hull Municipal Lighting Plant
IEA | Indeck Energy-Alexandria, L.L.C.
IMLD | Ipswich Municipal Light Department
IPSC | Industrial Power Services Corp
IR | Iberdrola Renewables, LLC
KCC | Kimberly-Clark Corporation
KENDALL | Kendall Green Energy, LLC
LELWD | Littleton Electric Light & Water Department
MATEP | MATEP, LLC
MBTA | Massachusetts Bay Transportation Authority
MEC | Massachusetts Electric Company
MESSA | Messalonskee Stream Hydro, LLC
MET | Genon Energy Management, LLC
MMELD | Middleton Municipal Light Department
MMLD | Marblehead Municipal Light Department
MMLLC | Manchester Methane, LLC
MMWAC | Mid-Maine Waste Action Corporation
MMWEC | Massachusetts Municipal Wholesale Electric Company
MS1 | Mass Solar 1, LLC
NAEA-EM | Essential Power Massachusetts, LLC
NBPGC | New Brunswick Power Generation Corporation
NEC | The Narragansett Electric Company
NECCO | New England Confectionery Company, Inc
NEP | New England Power Company
NHEC | New Hampshire Electric Cooperative, Inc.
NRGA | Energy America LLC
NRGPM | NRG Power Marketing LLC
NSTAR | NSTAR Electric Company
PHE | Pioneer Hydro Electric Co., Inc.
PMLD | Princeton Municipal Light Department
PPH | Pawtucket Power Holding Company LLC
PRE | Plainfield Renewable Energy, LLC
PSEG | PSEG Energy Resources & Trade LLC
PSEG-NH | PSEG New Haven, LLC
PSNH | Public Service Company of New Hampshire
PSS | Power Supply Services, LLC
PUTNAM | Putnam Hydropower, Inc.
REENERGY | ReEnergy Sterling CT Limited Partnership
REH | ReEnergy Stratton LLC
RGC | Rocky Gorge Corporation
RHW | Record Hill Wind, LLC
RRIG | Rhode Island Engine Genco, LLC
SELP | Shrewsbury Electric Light Plant
SMED | Sterling Municipal Electric Light Department
SPRING | Springfield Power, LLC
SPRUCE | Spruce Mountain Wind, LLC
SRTC | Swift River Trading Company LLC
STET2 | Stetson Wind II, LLC.
STETSON | Stetson Holdings, LLC
SUEZ | GDF Suez Energy Marketing NA, Inc.
SUMMIT | Summit Hydropower, Inc.
TCPM | TransCanada Power Marketing, Ltd.
TERM | Twin Eagle Resource Management, LLC
TMLP | Taunton Municipal Lighting Plant
TPS | Tenaska Power Services Company
TTMLP | Templeton Municipal Lighting Plant
UNION | Union Atlantic Electricity
UNITIL-ES | Unitil Energy Systems, Inc.
VEC | Vermont Electric Cooperative, Inc.
VELCO | Vermont Electric Power Company, Inc.
VERSO | Verso Maine Energy LLC
VPPSA | Vermont Public Power Supply Authority
VTWIND | Vermont Wind LLC
WATERBURY | Waterbury Generation LLC
WATERSIDE | Waterside Power, LLC
WB | Wheelabrator Bridgeport, L.P.
WGED | Westfield Gas and Electric Light Department
WMECO | Western Massachusetts Electric Company
WNE | Wheelabrator North Andover Inc

## A.3 Column Abbreviations Type
A.3 Column Abbreviations
Code | Prime Mover (Consistent with the DOE EIA-411 Instructions except where noted)
CC | Combined Cycle Total Unit
Includes generators defined by EIA as Combined Cycle Steam Part (CA); Combined Cycle Single Shaft
(CS - combustion turbine and steam turbine share a single generator); Combined Cycle Combustion Turbine Part (CT)
CE | Compressed Air Energy Storage
FC | Fuel Cell - Electrochemical
GT | Combustion (Gas) Turbine – Simple Cycle
(includes jet engine design)
HL | Hydraulic Turbine
HDR | Hydraulic Turbine – Conventional -- Daily -- Run of River
(includes turbines associated with delivery of water)
HDP | Hydraulic Turbine – Conventional -- Daily -- Pondage
(includes turbines associated with delivery of water)
HW | Hydraulic Turbine -- Conventional – Weekly -- Pondage
(includes turbines associated with delivery of water)
IC | Internal Combustion Engine
(diesel, piston, reciprocating)
IG | Integrated Coal Gasification Combined Cycle
OT | Other
PB | Pressurized Fluidized Bed Combustion
PS | Hydraulic Turbine – Reversible (pumped storage)
PV | Photovoltaic
ST | Steam Turbine, including nuclear, geothermal and solar steam (does not include combined cycle)
WT | Wind Turbine

## A.4 Column Abbreviations ES
A.4 Column Abbreviations
Code | Energy Source (Description of Fuel Used)
AB | Agricultural Crop Byproducts/Straw/Energy Crops
BFG | Blast Furnace Gas
BIT | Anthracite Coal and Bituminous Coal
BLQ | Black Liquor
DFO | Distillate Fuel Oil - including Diesel, No. 1, 2, and 4
JF | Jet Fuel
KER | Kerosene
LFG | Landfill Gas
LIG | Lignite Coal
MSW | Municipal Solid Waste
NG | Natural Gas
NUC | Nuclear Uranium, Plutonium, Thorium
OBG | Other Biomass Gas - includes digester gas, methane, and other biomass gasses
OBL | Other Biomass Liquids
OBS | Other Biomass Solids
OG | Other Gas
PC | Petroleum Coke
PG | Gaseous Propane
PUR | Purchased Steam
RFO | Residual Fuel Oil Includes: Bunker C, No. 5, and No. 6 (020, 030, 070, and 100)
SC | Coal Synfuel - Coal-based solid fuel - processed by a coal synfuel plant; and coal-based fuels such as briquettes, pellets, or extrusions, which are formed from fresh or recycled coal and binding materials
SLW | Sludge Waste
SUB | Subbituminous Coal
SUN | Solar
TDF | Tire-derived Fuels
WAT | Water at a Conventional Hydroelectric Turbine
WC | Waste/Other Coal - including anthracite culm, bituminous gob, fine coal, lignite waste, waste coal
WDL | Wood Waste Liquids excluding Black Liquor - includes red liquor, sludge wood, spent sulfite liquor, and other wood-based liquids
WDS | Wood/Wood Waste Solids - including paper pellets, railroad ties, utility poles, wood chips, bark, and wood waste solids
WND | Wind
WO | Waste/Other Oil - including Crude Oil, Liquid Butane, Liquid Propane, Oil Waste, Re-Refined Motor Oil, Sludge Oil, Tar Oil, or other petroleum-based liquid wastes

## Appendix B.1 FIPS Codes
Appendix B.1 Federal Information Processing Standard (FIPS) Codes
FIPS | County Name | FIPS | County Name (Cont'd) | FIPS | County Name (Cont'd) | FIPS | County Name (Cont'd)
Code |  | Code |  | Code |  | Code
State of Connecticut
1 | Fairfield | 5 | Litchfield | 9 | New Haven | 13 | Tolland
3 | Hartford | 7 | Middlesex | 11 | New London | 15 | Windham
State of Maine
1 | Androscoggin | 9 | Hancock | 17 | Oxford | 25 | Somerset
3 | Aroostook | 11 | Kennebec | 19 | Penobscot | 27 | Waldo
5 | Cumberland | 13 | Knox | 21 | Piscataquis | 29 | Washington
7 | Franklin | 15 | Lincoln | 23 | Sagadahoc | 31 | York
State of Massachusetts
1 | Barnstable | 9 | Essex | 17 | Middlesex | 25 | Suffolk
3 | Berkshire | 11 | Franklin | 19 | Nantucket | 27 | Worcester
5 | Bristol | 13 | Hampden | 21 | Norfolk
7 | Dukes | 15 | Hampshire | 23 | Plymouth
State of New Hampshire
1 | Belknap | 7 | Coös | 13 | Merrimack | 19 | Sullivan
3 | Carroll | 9 | Grafton | 15 | Rockingham
5 | Cheshire | 11 | Hillsborough (Hillsboro) | 17 | Strafford
State of Rhode Island
1 | Bristol | 5 | Newport | 9 | Washington
3 | Kent | 7 | Providence
State of Vermont
1 | Addison | 9 | Essex | 17 | Orange | 25 | Windham
3 | Bennington | 11 | Franklin | 19 | Orleans | 27 | Windsor
5 | Caledonia | 13 | Grand Isle | 21 | Rutland
7 | Chittenden | 15 | Lamoille | 23 | Washington

## B.2 RSP Subarea
B.2 Regional System Plan (RSP) Subarea & Load Zone Descriptions
Subarea or Control Area Designation | Region or State
BHE | Northeastern Maine
ME | Western and central Maine/Saco Valley, New Hampshire
SME | Southeastern Maine
NH | Northern, eastern, and central New Hampshire/eastern Vermont and southwestern Maine
VT | Vermont/southwestern New Hampshire
Boston | Greater Boston, including the North Shore
CMA/NEMA | Central Massachusetts/ northeastern Massachusetts
WMA | Western Massachusetts
SEMA | Southeastern Massachusetts/Newport, Rhode Island
RI | Rhode Island/bordering MA
CT | Northern and eastern Connecticut
SWCT | Southwestern Connecticut
NOR | Norwalk/Stamford, Connecticut
M, NY, and HQ | Maritimes, New York, and Hydro-Québec external Reliability Coordinator areas
Load Zone* | Region or State
CT | Connecticut
ME | Maine
NH | New Hampshire
RI | Rhode Island
VT | Vermont
NEMA | Northeastern Massachusetts
SEMA | Southeastern Massachusetts
WCMA | Western and Central Massachusetts
* The boundaries for the CT, ME, NH, RI, and VT load zones are the same as the state boundaries.