## ORTP Summary
| Project: | ISO-NE ORTP 2013 Study
| Date: | September 2013
| Worksheet: | ORTP Summary
|  |  | Wind | 196 | 59.9 | 15 | 3063 | 7.2% | 6.62 | 23.89 | 27.53 | -3.6366 | -14.55 | 0
Summary of 2018/19 ORTPs (2018$)
|  |  | Reference | Total Plant | Installed | Qualified | Overnight | After-Tax | Fixed | Gross | Revenue | Net | Net | 2018/19 | 2018/2019
|  |  | Technology | Capital Cost | Capacity2 | Capacity | Cost3 | WACC | O&M4 | CONE | Offsets5 | CONE | CONE | Final ORTP | Draft ORTP
|  |  |  | ($m) | (MW) | (MW) | ($/kW) | (%) | ($/kW-mo) | ($/kW-mo) | ($/kW-mo) | ($/kW-mo) | ($/kW-mo) | ($/kW-mo) | ($/kW-mo)
|  |  | denominator1 |  |  |  | Installed |  | Installed | Installed | Installed | Installed | Qualified | Qualified | Qualified
1 |  |  | Combustion Turbine | 318 | 192.3 | 192.3 | 1583 | 7.2% | 2.65 | 16.13 | 2.71 | 13.4235 | 13.42 | 13.4235 | 13.26
0 |  |  | Combined Cycle | 878 | 729.6 | 729.6 | 1108 | 7.2% | 2.33 | 12.61 | 3.75 | 8.8662 | 8.87 | 8.8662 | 8.75
1 |  |  | Onshore Wind | 196 | 59.9 | 15 | 3063 | 7.2% | 6.62 | 23.89 | 27.53 | -3.6366 | n.a.7 | 0 | 9.87
0 |  |  | Solar PV6 | 16 | 6 | 0.9 | 2593 | 7.2% | 4.47 | 16.77 | 11.27 | 5.5033 | 36.69 | Starting Price8 | ---
1 |  |  | Energy Efficiency | n.a. | 1 | 1 | 2570.9748 | 7.186% | 0 | 24.3941 | 25.3656 | -0.97153 | -0.97153 | 0 | 0
0 |  |  | Large DR | n.a. | 0.5 | 0.5 | n.a. | 7.186% | n.a. | 1.1452 | 0 | 1.1452 | 1.1452 | 1.1452 | 1.15
1 |  |  | Mass Market DR | n.a. | 0.001 | 0.001 | n.a. | 7.186% | n.a. | 7.0937 | 0 | 7.0937 | 7.0937 | 7.0937 | 7.09
Note: Installed costs, fixed O&M costs and revenue offsets are calculated based on installed capacities; ORTP values are calculated based on qualified capacities

## Annual Update Instructions
Project: | ISO-NE ORTP 2013 Study
Date: | September 2013
Worksheet: | Annual Update Instructions
| Step | Sheet | Instructions
| 1 | Cost Index Data | Enter capital cost index values.
| 2 | Futures Prices | Enter updated gas and electricity futures and adjust formulas for projected values.
| 3 | Revenue Offsets | Enter updated MA Class I REC futures value and year.
| 4 | CONE Calcs | Change the FCA Year for the auction of the current ORTP value being calculated.
| 5 | ORTP Summary | Copy updated values for each generation technology from Row 5 into the applicable row in the Summary Table.

## CONE Calcs
Assumptions
1 | Select Options
| Select Technology >>> | Wind | CT | CC | Wind | Solar
| FCA Year >>> | FCA9 | FCA9 | FCA10 | FCA11
| Performance Incentives | No | Yes | No
| Plant Capacity (MW) | 59.94
| Qualified Capacity (%) | 25%
| Capacity Factor (%) | 35%
| Installed Cost ($m) | 195.5741
| Installed Cost ($/kW) | 3262.8317
| Depreciable Cost ($m) | 187.8395
| Depreciable Cost ($/kW) | 3133.7927
| Overnight Cost ($m) | 183.575
| Overnight Cost ($/kW) | 3062.646
| Fixed O&M ($/kW-yr) | 79.3961
2 | Financial Assumptions
| Economic Life (years) | 20
| Tax Depreciation Schedule | 5yr MACRS
| Eligible Tax Credits | PTC
| PTC ($/MWh) | 25.7066
| ITC (%) | 0%
| E&AS Margins ($/kW-mo) | 14.9358
| REC Price ($/MWh) | 49.2974
| Performance Incentives ($/kW-mo) | 0
| Debt Fraction (%) | 50%
| Debt Rate (%) | 5.2%
| Equity Rate (%) | 11.3%
| Federal Tax Rate (%) | 35%
| State Tax Rate (%) | 8.93%
| Total Income Tax Rate (%) | 40.5%
| Annual Inflation Rate (%) | 2.25%
| Escalation Rate | 2.25%
| ATWACC Nominal (%) | 7.197%
| ATWACC Real (%) | 4.838%
| Interest During Construction (%) | 5.2%
| Construction Debt Fraction (%) | 50%
Calculations
Note: All dollar numbers are in nominal $.
|  | (1+ATWACC)/(1+Price_Growth)-1 = | 4.838%
| Components | Present Value | First Year Revenue Req. | First Year Revenue Req. | First Year Revenue Req.
|  | EOY 0 | MOY 1 | MOY 1 | MOY 1
|  | ($m) | ($m/yr) | ($/kW-yr) | ($/kW-mo)
| Investment Costs | 195.5741 | 25.6915 | 428.6209 | 35.7184
| Operating Costs | 36.2274 | 4.759 | 79.3961 | 6.6163
| Tax Credit | -34.0438 | -4.4722 | -74.6105 | -6.2175
| Depreciation Tax Shield | -66.9233 | -8.7914 | -146.6694 | -12.2225
| Gross CONE | 130.8344 | 17.187 | 286.7371 | 23.8948
| E&A/S Margins | --- | 10.7431 | 179.2302 | 14.9358
| REC Revenues | --- | 9.0597 | 151.1457 | 12.5955
| Performance Incentives | --- | 0 | 0 | 0
| Revenue Offsets | --- | 19.8027 | 330.3759 | 27.5313
| Net CONE (Installed) | --- | -2.6157 | -43.6388 | -3.6366 |  | ORTP
| Net CONE (Qualified) |  | -10.4628 | -174.5554 | -14.5463 |  | 0
Summary of Operating Cash Flows
| Project Year | EOY | MOY | MOY | MOY | MOY | MOY | MOY | MOY | MOY | MOY | MOY | MOY | MOY | MOY | MOY | MOY | MOY | MOY | MOY | MOY | MOY | MOY | MOY | MOY | MOY | MOY | MOY | MOY | MOY | MOY | MOY | MOY | MOY | MOY | MOY | MOY | MOY | MOY | MOY | MOY | MOY | MOY | MOY | MOY | MOY | MOY | MOY | MOY | MOY | MOY | MOY
|  | 0 | 1 | 2 | 3 | 4 | 5 | 6 | 7 | 8 | 9 | 10 | 11 | 12 | 13 | 14 | 15 | 16 | 17 | 18 | 19 | 20 | 21 | 22 | 23 | 24 | 25 | 26 | 27 | 28 | 29 | 30 | 31 | 32 | 33 | 34 | 35 | 36 | 37 | 38 | 39 | 40 | 41 | 42 | 43 | 44 | 45 | 46 | 47 | 48 | 49 | 50
| E&A/S Margins ($m) |  | 10.7431 | 0 | 0 | 0 | 0 | 0 | 0 | 0 | 0 | 0 | 0 | 0 | 0 | 0 | 0 | 0 | 0 | 0 | 0 | 0 | 0 | 0 | 0 | 0 | 0 | 0 | 0 | 0 | 0 | 0 | 0 | 0 | 0 | 0 | 0 | 0 | 0 | 0 | 0 | 0 | 0 | 0 | 0 | 0 | 0 | 0 | 0 | 0 | 0 | 0
| REC Revenues ($m) |  | 9.0597 | 0 | 0 | 0 | 0 | 0 | 0 | 0 | 0 | 0 | 0 | 0 | 0 | 0 | 0 | 0 | 0 | 0 | 0 | 0 | 0 | 0 | 0 | 0 | 0 | 0 | 0 | 0 | 0 | 0 | 0 | 0 | 0 | 0 | 0 | 0 | 0 | 0 | 0 | 0 | 0 | 0 | 0 | 0 | 0 | 0 | 0 | 0 | 0 | 0
| Performance Incentives ($m) |  | 0 | 0 | 0 | 0 | 0 | 0 | 0 | 0 | 0 | 0 | 0 | 0 | 0 | 0 | 0 | 0 | 0 | 0 | 0 | 0 | 0 | 0 | 0 | 0 | 0 | 0 | 0 | 0 | 0 | 0 | 0 | 0 | 0 | 0 | 0 | 0 | 0 | 0 | 0 | 0 | 0 | 0 | 0 | 0 | 0 | 0 | 0 | 0 | 0 | 0
| Capacity Payment ($m) |  | -2.6157 | 0 | 0 | 0 | 0 | 0 | 0 | 0 | 0 | 0 | 0 | 0 | 0 | 0 | 0 | 0 | 0 | 0 | 0 | 0 | 0 | 0 | 0 | 0 | 0 | 0 | 0 | 0 | 0 | 0 | 0 | 0 | 0 | 0 | 0 | 0 | 0 | 0 | 0 | 0 | 0 | 0 | 0 | 0 | 0 | 0 | 0 | 0 | 0 | 0
| Total Revenue ($m) |  | 17.187 | 17.5737 | 17.9691 | 18.3734 | 18.7868 | 19.2095 | 19.6418 | 20.0837 | 20.5356 | 20.9976 | 21.4701 | 21.9532 | 22.4471 | 22.9522 | 23.4686 | 23.9966 | 24.5366 | 25.0886 | 25.6531 | 26.2303 | 0 | 0 | 0 | 0 | 0 | 0 | 0 | 0 | 0 | 0 | 0 | 0 | 0 | 0 | 0 | 0 | 0 | 0 | 0 | 0 | 0 | 0 | 0 | 0 | 0 | 0 | 0 | 0 | 0 | 0
| Fuel Costs ($m) |  | 0 | 0 | 0 | 0 | 0 | 0 | 0 | 0 | 0 | 0 | 0 | 0 | 0 | 0 | 0 | 0 | 0 | 0 | 0 | 0 | 0 | 0 | 0 | 0 | 0 | 0 | 0 | 0 | 0 | 0 | 0 | 0 | 0 | 0 | 0 | 0 | 0 | 0 | 0 | 0 | 0 | 0 | 0 | 0 | 0 | 0 | 0 | 0 | 0 | 0
| Variable O&M ($m) |  | 0 | 0 | 0 | 0 | 0 | 0 | 0 | 0 | 0 | 0 | 0 | 0 | 0 | 0 | 0 | 0 | 0 | 0 | 0 | 0 | 0 | 0 | 0 | 0 | 0 | 0 | 0 | 0 | 0 | 0 | 0 | 0 | 0 | 0 | 0 | 0 | 0 | 0 | 0 | 0 | 0 | 0 | 0 | 0 | 0 | 0 | 0 | 0 | 0 | 0
| Fixed O&M ($m) |  | 4.759 | 4.8661 | 4.9756 | 5.0875 | 5.202 | 5.319 | 5.4387 | 5.5611 | 5.6862 | 5.8141 | 5.945 | 6.0787 | 6.2155 | 6.3553 | 6.4983 | 6.6445 | 6.7941 | 6.9469 | 7.1032 | 7.263 | 0 | 0 | 0 | 0 | 0 | 0 | 0 | 0 | 0 | 0 | 0 | 0 | 0 | 0 | 0 | 0 | 0 | 0 | 0 | 0 | 0 | 0 | 0 | 0 | 0 | 0 | 0 | 0 | 0 | 0
| Operating Costs ($m) |  | 4.759 | 4.8661 | 4.9756 | 5.0875 | 5.202 | 5.319 | 5.4387 | 5.5611 | 5.6862 | 5.8141 | 5.945 | 6.0787 | 6.2155 | 6.3553 | 6.4983 | 6.6445 | 6.7941 | 6.9469 | 7.1032 | 7.263 | 0 | 0 | 0 | 0 | 0 | 0 | 0 | 0 | 0 | 0 | 0 | 0 | 0 | 0 | 0 | 0 | 0 | 0 | 0 | 0 | 0 | 0 | 0 | 0 | 0 | 0 | 0 | 0 | 0 | 0
| Tax Depreciation (%) |  | 35% | 26% | 15.6% | 11.01% | 11.01% | 1.38% | 0% | 0% | 0% | 0% | 0% | 0% | 0% | 0% | 0% | 0% | 0% | 0% | 0% | 0% | 0% | 0% | 0% | 0% | 0% | 0% | 0% | 0% | 0% | 0% | 0% | 0% | 0% | 0% | 0% | 0% | 0% | 0% | 0% | 0% | 0% | 0% | 0% | 0% | 0% | 0% | 0% | 0% | 0% | 0%
| Tax Depreciation ($m) |  | 65.7438 | 48.8383 | 29.303 | 20.6811 | 20.6811 | 2.5922 | 0 | 0 | 0 | 0 | 0 | 0 | 0 | 0 | 0 | 0 | 0 | 0 | 0 | 0 | 0 | 0 | 0 | 0 | 0 | 0 | 0 | 0 | 0 | 0 | 0 | 0 | 0 | 0 | 0 | 0 | 0 | 0 | 0 | 0 | 0 | 0 | 0 | 0 | 0 | 0 | 0 | 0 | 0 | 0
| Gross Income Tax ($m) ALL-EQUITY |  | -21.5929 | -14.6329 | -6.6053 | -2.9951 | -2.874 | 4.5758 | 5.7522 | 5.8817 | 6.014 | 6.1493 | 6.2877 | 6.4291 | 6.5738 | 6.7217 | 6.873 | 7.0276 | 7.1857 | 7.3474 | 7.5127 | 7.6817 | 0 | 0 | 0 | 0 | 0 | 0 | 0 | 0 | 0 | 0 | 0 | 0 | 0 | 0 | 0 | 0 | 0 | 0 | 0 | 0 | 0 | 0 | 0 | 0 | 0 | 0 | 0 | 0 | 0 | 0
| Investment Tax Credit ($m) |  | 0 | 0 | 0 | 0 | 0 | 0 | 0 | 0 | 0 | 0 | 0 | 0 | 0 | 0 | 0 | 0 | 0 | 0 | 0 | 0 | 0 | 0 | 0 | 0 | 0 | 0 | 0 | 0 | 0 | 0 | 0 | 0 | 0 | 0 | 0 | 0 | 0 | 0 | 0 | 0 | 0 | 0 | 0 | 0 | 0 | 0 | 0 | 0 | 0 | 0
| Production Tax Credit ($m) |  | 4.7243 | 4.7243 | 4.7243 | 4.7243 | 4.7243 | 4.7243 | 4.7243 | 4.7243 | 4.7243 | 4.7243 | 0 | 0 | 0 | 0 | 0 | 0 | 0 | 0 | 0 | 0 | 0 | 0 | 0 | 0 | 0 | 0 | 0 | 0 | 0 | 0 | 0 | 0 | 0 | 0 | 0 | 0 | 0 | 0 | 0 | 0 | 0 | 0 | 0 | 0 | 0 | 0 | 0 | 0 | 0 | 0
| Net Income Tax ($m) ALL-EQUITY |  | -26.3172 | -19.3572 | -11.3296 | -7.7193 | -7.5982 | -0.14843 | 1.028 | 1.1574 | 1.2897 | 1.4251 | 6.2877 | 6.4291 | 6.5738 | 6.7217 | 6.873 | 7.0276 | 7.1857 | 7.3474 | 7.5127 | 7.6817 | 0 | 0 | 0 | 0 | 0 | 0 | 0 | 0 | 0 | 0 | 0 | 0 | 0 | 0 | 0 | 0 | 0 | 0 | 0 | 0 | 0 | 0 | 0 | 0 | 0 | 0 | 0 | 0 | 0 | 0
| All-Equity Cash Flow ($m) | -195.5741 | 38.7452 | 32.0648 | 24.3231 | 21.0052 | 21.1831 | 14.0389 | 13.1751 | 13.3652 | 13.5596 | 13.7584 | 9.2374 | 9.4453 | 9.6578 | 9.8751 | 10.0973 | 10.3245 | 10.5568 | 10.7943 | 11.0372 | 11.2855 | 0 | 0 | 0 | 0 | 0 | 0 | 0 | 0 | 0 | 0 | 0 | 0 | 0 | 0 | 0 | 0 | 0 | 0 | 0 | 0 | 0 | 0 | 0 | 0 | 0 | 0 | 0 | 0 | 0 | 0
| Net Present Value Discounted at ATWACC ($m) | 0: 195.5741
TRUE
| Interest Payments ($m) |  | 2.5102 | 4.2562 | 3.7288 | 3.3648 | 3.0608 | 2.7303 | 2.5618 | 2.4037 | 2.2291 | 2.037 | 1.8259 | 1.7172 | 1.5952 | 1.4589 | 1.3071 | 1.1386 | 0.95215 | 0.7462 | 0.51926 | 0.26966 | 0 | 0 | 0 | 0 | 0 | 0 | 0 | 0 | 0 | 0 | 0 | 0 | 0 | 0 | 0 | 0 | 0 | 0 | 0 | 0 | 0 | 0 | 0 | 0 | 0 | 0 | 0 | 0 | 0 | 0
| Taxable Income ($m) |  | -55.8261 | -40.3868 | -20.0382 | -10.76 | -10.1571 | 8.568 | 11.6412 | 12.119 | 12.6202 | 13.1465 | 13.6992 | 14.1573 | 14.6365 | 15.138 | 15.6632 | 16.2134 | 16.7904 | 17.3955 | 18.0306 | 18.6976 | 0 | 0 | 0 | 0 | 0 | 0 | 0 | 0 | 0 | 0 | 0 | 0 | 0 | 0 | 0 | 0 | 0 | 0 | 0 | 0 | 0 | 0 | 0 | 0 | 0 | 0 | 0 | 0 | 0 | 0
| Net Income Tax ($m) |  | -27.3338 | -21.0809 | -12.8397 | -9.0821 | -8.8379 | -1.2542 | -0.0095577 | 0.18393 | 0.38694 | 0.60006 | 5.5482 | 5.7337 | 5.9278 | 6.1309 | 6.3436 | 6.5664 | 6.8001 | 7.0452 | 7.3024 | 7.5725 | 0 | 0 | 0 | 0 | 0 | 0 | 0 | 0 | 0 | 0 | 0 | 0 | 0 | 0 | 0 | 0 | 0 | 0 | 0 | 0 | 0 | 0 | 0 | 0 | 0 | 0 | 0 | 0 | 0 | 0
| ROE Payments ($m) |  | 5.3771 | 9.249 | 8.103 | 7.3119 | 6.6514 | 5.9332 | 5.5671 | 5.2233 | 4.8441 | 4.4266 | 3.9679 | 3.7315 | 3.4664 | 3.1702 | 2.8404 | 2.4744 | 2.0691 | 1.6216 | 1.1284 | 0.58599 | 0 | 0 | 0 | 0 | 0 | 0 | 0 | 0 | 0 | 0 | 0 | 0 | 0 | 0 | 0 | 0 | 0 | 0 | 0 | 0 | 0 | 0 | 0 | 0 | 0 | 0 | 0 | 0 | 0 | 0
| Discretionary Cash ($m) |  | 31.8745 | 20.2833 | 14.0015 | 11.6913 | 12.7105 | 6.4812 | 6.0837 | 6.7117 | 7.3892 | 8.1198 | 4.1832 | 4.6921 | 5.2423 | 5.8369 | 6.4791 | 7.1726 | 7.9212 | 8.7288 | 9.5999 | 10.5391 | 0 | 0 | 0 | 0 | 0 | 0 | 0 | 0 | 0 | 0 | 0 | 0 | 0 | 0 | 0 | 0 | 0 | 0 | 0 | 0 | 0 | 0 | 0 | 0 | 0 | 0 | 0 | 0 | 0 | 0
| Debt Balance ($m) |  | 97.7871 | 81.8498 | 71.7082 | 64.7074 | 58.8618 | 52.5065 | 49.266 | 46.2241 | 42.8682 | 39.1736 | 35.1138 | 33.0222 | 30.6761 | 28.055 | 25.1365 | 21.897 | 18.3106 | 14.3501 | 9.9857 | 5.1858 | 0 | 0 | 0 | 0 | 0 | 0 | 0 | 0 | 0 | 0 | 0 | 0 | 0 | 0 | 0 | 0 | 0 | 0 | 0 | 0 | 0 | 0 | 0 | 0 | 0 | 0 | 0 | 0 | 0 | 0
| Interest Payments ($m) |  | 2.5102 | 4.2562 | 3.7288 | 3.3648 | 3.0608 | 2.7303 | 2.5618 | 2.4037 | 2.2291 | 2.037 | 1.8259 | 1.7172 | 1.5952 | 1.4589 | 1.3071 | 1.1386 | 0.95215 | 0.7462 | 0.51926 | 0.26966 | 0 | 0 | 0 | 0 | 0 | 0 | 0 | 0 | 0 | 0 | 0 | 0 | 0 | 0 | 0 | 0 | 0 | 0 | 0 | 0 | 0 | 0 | 0 | 0 | 0 | 0 | 0 | 0 | 0 | 0
| Principal Repayment ($m) | -97.7871 | 15.9372 | 10.1417 | 7.0007 | 5.8456 | 6.3553 | 3.2406 | 3.0419 | 3.3559 | 3.6946 | 4.0599 | 2.0916 | 2.346 | 2.6211 | 2.9184 | 3.2396 | 3.5863 | 3.9606 | 4.3644 | 4.7999 | 5.2695 | 0 | 0 | 0 | 0 | 0 | 0 | 0 | 0 | 0 | 0 | 0 | 0 | 0 | 0 | 0 | 0 | 0 | 0 | 0 | 0 | 0 | 0 | 0 | 0 | 0 | 0 | 0 | 0 | 0 | 0
| Total Payments to Debt Holders ($m) | -97.7871 | 18.4475 | 14.3979 | 10.7296 | 9.2104 | 9.4161 | 5.9709 | 5.6037 | 5.7595 | 5.9237 | 6.0969 | 3.9175 | 4.0632 | 4.2163 | 4.3773 | 4.5467 | 4.725 | 4.9127 | 5.1106 | 5.3192 | 5.5392 | 0 | 0 | 0 | 0 | 0 | 0 | 0 | 0 | 0 | 0 | 0 | 0 | 0 | 0 | 0 | 0 | 0 | 0 | 0 | 0 | 0 | 0 | 0 | 0 | 0 | 0 | 0 | 0 | 0 | 0
| Net Present Value Discounted at Debt Rate ($m) | 0: 97.8182
TRUE
| Equity Balance ($m) |  | 97.7871 | 81.8498 | 71.7082 | 64.7074 | 58.8618 | 52.5065 | 49.266 | 46.2241 | 42.8682 | 39.1736 | 35.1138 | 33.0222 | 30.6761 | 28.055 | 25.1365 | 21.897 | 18.3106 | 14.3501 | 9.9857 | 5.1858 | 0 | 0 | 0 | 0 | 0 | 0 | 0 | 0 | 0 | 0 | 0 | 0 | 0 | 0 | 0 | 0 | 0 | 0 | 0 | 0 | 0 | 0 | 0 | 0 | 0 | 0 | 0 | 0 | 0 | 0
| ROE Payments ($m) |  | 5.3771 | 9.249 | 8.103 | 7.3119 | 6.6514 | 5.9332 | 5.5671 | 5.2233 | 4.8441 | 4.4266 | 3.9679 | 3.7315 | 3.4664 | 3.1702 | 2.8404 | 2.4744 | 2.0691 | 1.6216 | 1.1284 | 0.58599 | 0 | 0 | 0 | 0 | 0 | 0 | 0 | 0 | 0 | 0 | 0 | 0 | 0 | 0 | 0 | 0 | 0 | 0 | 0 | 0 | 0 | 0 | 0 | 0 | 0 | 0 | 0 | 0 | 0 | 0
| Dividend Payments ($m) | -97.7871 | 15.9372 | 10.1417 | 7.0007 | 5.8456 | 6.3553 | 3.2406 | 3.0419 | 3.3559 | 3.6946 | 4.0599 | 2.0916 | 2.346 | 2.6211 | 2.9184 | 3.2396 | 3.5863 | 3.9606 | 4.3644 | 4.7999 | 5.2695 | 0 | 0 | 0 | 0 | 0 | 0 | 0 | 0 | 0 | 0 | 0 | 0 | 0 | 0 | 0 | 0 | 0 | 0 | 0 | 0 | 0 | 0 | 0 | 0 | 0 | 0 | 0 | 0 | 0 | 0
| Total Payments to Equity Holders ($m) | -97.7871 | 21.3144 | 19.3907 | 15.1038 | 13.1576 | 13.0067 | 9.1738 | 8.6089 | 8.5792 | 8.5387 | 8.4865 | 6.0594 | 6.0775 | 6.0875 | 6.0887 | 6.08 | 6.0607 | 6.0297 | 5.9859 | 5.9283 | 5.8555 | 0 | 0 | 0 | 0 | 0 | 0 | 0 | 0 | 0 | 0 | 0 | 0 | 0 | 0 | 0 | 0 | 0 | 0 | 0 | 0 | 0 | 0 | 0 | 0 | 0 | 0 | 0 | 0 | 0 | 0
| Net Present Value Discounted at Equity Rate ($m) | 0: 97.7975
TRUE
| Debt Fraction (%) |  | 50% | 50% | 50% | 50% | 50% | 50% | 50% | 50% | 50% | 50% | 50% | 50% | 50% | 50% | 50% | 50% | 50% | 50% | 50% | 50% | - | - | - | - | - | - | - | - | - | - | - | - | - | - | - | - | - | - | - | - | - | - | - | - | - | - | - | - | - | -

## Construction Cashflows
| Months To Completion |  |  | Construction Assumptions
| 32 |  |  | Technology >>> | Wind
|  |  |  | Debt Ratio >>> | 50%
|  |  |  | Interest During Construction >>> | 5.2% | Debt Rate
|  |  |  | ATWACC >>> | 7.197% | ATWACC nominal
|  | Project: | ISO-NE ORTP 2013 Study
|  | Date: | September 2013
|  | Worksheet: | Construction Cashflows
Note: All dollar numbers are in nominal $.
Summary of Construction Cash Flows
|  |  | Construction Month | Total | 1 | 2 | 3 | 4 | 5 | 6 | 7 | 8 | 9 | 10 | 11 | 12 | 13 | 14 | 15 | 16 | 17 | 18 | 19 | 20 | 21 | 22 | 23 | 24 | 25 | 26 | 27 | 28 | 29 | 30 | 31 | 32 | 33 | 34 | 35 | 36 | 37 | 38 | 39 | 40
|  |  | Cash Flow (%) | 100% | 0.1% | 0.2% | 0.2% | 0.4% | 0.4% | 0.4% | 0.4% | 0.4% | 0.4% | 3.7% | 3.7% | 3.7% | 2.5% | 2.5% | 2.5% | 2.5% | 2.5% | 2.5% | 2.5% | 2.5% | 2.5% | 11.3% | 11.3% | 11.3% | 4.8% | 4.8% | 4.8% | 4.8% | 4.8% | 4.8% | 0.6% | 0.2% | 0% | 0% | 0% | 0% | 0% | 0% | 0% | 0%
|  |  | Capital Costs ($m) | 183.575 | 0.18357 | 0.36715 | 0.36715 | 0.7343 | 0.7343 | 0.7343 | 0.7343 | 0.7343 | 0.7343 | 6.7923 | 6.7923 | 6.7923 | 4.5894 | 4.5894 | 4.5894 | 4.5894 | 4.5894 | 4.5894 | 4.5894 | 4.5894 | 4.5894 | 20.744 | 20.744 | 20.744 | 8.8116 | 8.8116 | 8.8116 | 8.8116 | 8.8116 | 8.8116 | 1.1015 | 0.36715 | 0 | 0 | 0 | 0 | 0 | 0 | 0 | 0
Monthly Debt Rate = | 0.4233% |  | Interest During Construction ($m) |  | 0 | 0.00038857 | 0.0011665 | 0.0019461 | 0.0035045 | 0.0050662 | 0.0066312 | 0.0081996 | 0.0097712 | 0.011346 | 0.025747 | 0.040179 | 0.054641 | 0.064471 | 0.074322 | 0.084193 | 0.094086 | 0.104 | 0.11393 | 0.12389 | 0.13387 | 0.14386 | 0.18808 | 0.23238 | 0.27678 | 0.29602 | 0.3153 | 0.33462 | 0.35398 | 0.37338 | 0.39282 | 0.39598 | 0 | 0 | 0 | 0 | 0 | 0 | 0 | 0
|  |  | IDC + Depreciable Assets ($m) |  | 0.18357 | 0.36754 | 0.36832 | 0.73625 | 0.7378 | 0.73937 | 0.74093 | 0.7425 | 0.74407 | 6.8036 | 6.818 | 6.8325 | 4.644 | 4.6538 | 4.6637 | 4.6736 | 4.6835 | 4.6934 | 4.7033 | 4.7133 | 4.7232 | 20.8878 | 20.9321 | 20.9764 | 9.0884 | 9.1076 | 9.1269 | 9.1462 | 9.1656 | 9.185 | 1.4943 | 0.76313 | 0 | 0 | 0 | 0 | 0 | 0 | 0 | 0
|  |  | Cumulative Dollars Spent ($m) |  | 0.18357 | 0.55111 | 0.91943 | 1.6557 | 2.3935 | 3.1328 | 3.8738 | 4.6163 | 5.3603 | 12.164 | 18.982 | 25.8144 | 30.4585 | 35.1123 | 39.776 | 44.4496 | 49.133 | 53.8264 | 58.5297 | 63.243 | 67.9662 | 88.8541 | 109.7861 | 130.7625 | 139.8508 | 148.9585 | 158.0854 | 167.2316 | 176.3972 | 185.5821 | 187.0764 | 187.8395 | 187.8395 | 187.8395 | 187.8395 | 187.8395 | 187.8395 | 187.8395 | 187.8395 | 187.8395
|  |  | Overnight Cost ($m) | 183.575
Monthly ATWACC nominal = | 0.5808% |  | Installed Cost ($m) | 195.5741
|  |  | Depreciable Cost ($m) | 187.8395

## Annual Updates Calcs
[10 empty] | CT | CC | Wind | Solar
Project: | ISO-NE ORTP 2013 Study
Date: | September 2013
Worksheet: | Annual Updates Calcs
| Update Year: | FCA9
|  |  | Delivery Year | Dollars Year
|  | FCA9 | 2018/19 | 2018
|  | FCA10 | 2019/20 | 2019
|  | FCA11 | 2020/21 | 2020
| Annual Update Factors | FCA9 Value | FCA9 Value | Update Factor
| PPI Turbines | 225.8833 | 225.8833 | 1
| Bloomberg Wind | 1.21 | 1.21 | 1
| PPI Equipment | 216.5917 | 216.5917 | 1
| Utility Const Wage_MA | 107296 | 107296 | 1
| Utility Const Wage_ME | 61084 | 61084 | 1
| Power Gen Wage_MA | 119283 | 119283 | 1
| Power Gen Wage_ME | 85261 | 85261 | 1
| PPI Materials | 221.15 | 221.15 | 1
| PPI - Elect. Dist. | 136.75 | 136.75 | 1
| PPI - Gas Dist. | 112.3583 | 112.3583 | 1 | [5 empty] | Notes:
| GDPD | 105.8393 | 105.8393 | 1 | [5 empty] | Costs in red calculated based on percentage of other costs.
|  | Index |  |  |  | Update Factor |  |  |  | 2018/19 Capital Costs (2018$)
|  | Combustion Turbine | Combined Cycle Gas Turbine | On-Shore Wind | Solar PV | Combustion Turbine | Combined Cycle Gas Turbine | On-Shore Wind | Solar PV | Combustion Turbine | Combined Cycle Gas Turbine | On-Shore Wind | Solar PV
EPC Costs
Equipment
| Gas Turbines | PPI Turbines | PPI Turbines | - | - | 1 | 1 | n.a. |  | 88328000 | 102574000 | n.a.
| Boiler / Heat Recovery Steam Generator | PPI Equipment | PPI Equipment | - | - | 1 | 1 | n.a. |  | 15956000 | 49008000 | n.a.
| Condenser | - | PPI Equipment | - | - | n.a. | 1 | n.a. |  | n.a. | 30658000 | n.a.
| Steam Turbines | - | PPI Turbines | - | - | n.a. | 1 | n.a. |  | n.a. | 41030000 | n.a.
| Wind Turbines | - | - | Bloomberg Wind | - | n.a. | n.a. | 1 |  | n.a. | n.a. | 88809000
| Solar Panels | - | - | - | - |  |  |  |  | n.a. | n.a. | n.a.
| Other Equipment | PPI Equipment | PPI Equipment | PPI Equipment | - | 1 | 1 | 1 |  | 33066000 | 57092000 | 6831000
| Equipment Subtotal | [8 empty] | 137350000 | 280362000 | 95640000
| Construction Labor | Utility Const Wage_MA | Utility Const Wage_MA | Utility Const Wage_ME | - | 1 | 1 | 1 |  | 46415000 | 185292000 | 8647000
| Other Labor (Eng, Procurement, Proj Mgt, Commissioning, etc.) | Power Gen Wage_MA | Power Gen Wage_MA | Power Gen Wage_ME | - | 1 | 1 | 1 |  | 16975000 | 44277000 | 2161000
| Materials | PPI Materials | PPI Materials | PPI Materials | - | 1 | 1 | 1 |  | 7986000 | 37836000 | 7514000
| Sales Tax | [8 empty] | 9084000 | 19887000 | 5158000
| EPC Contractor Fee | [8 empty] | 21781000 | 68118000 | 11912000
| EPC Contingency | [8 empty] | 23959000 | 63577000 | 13103000
| Subtotal - EPC Costs | [8 empty] | 263550000 | 699349000 | 144135000
Non-EPC Costs
| Owner's Costs (Services) | [8 empty] | 18449000 | 48954000 | 10089000
| Electrical Interconnection | PPI - Elect. Dist. | PPI - Elect. Dist. | PPI - Elect. Dist. | - | 1 | 1 | 1 |  | 4559000 | 18235000 | 21655000
| Gas Interconnection | PPI - Gas Dist. | PPI - Gas Dist. | PPI - Gas Dist. | - | 1 | 1 | 1 |  | 4103000 | 4103000 | 0
| Emission Reduction Credits | - | - | - | - |  |  |  |  | n.a. | n.a. | n.a.
| Land | - | - | - | - |  |  |  |  | n.a. | n.a. | n.a.
| Fuel Inventories | GDPD | GDPD | GDPD | - | 1 | 1 | 1 |  | 2684000 | 7960000 | 0
| Working Capital | [8 empty] | 2636000 | 6993000 | 1441000
| Owner's Contingency | [8 empty] | 2594000 | 6900000 | 2655000
| Subtotal - Non-EPC Costs w/o Financing Fees | [8 empty] | 35025000 | 93145000 | 35840000
| Financing Fees | [8 empty] | 5972000 | 15850000 | 3600000
| Subtotal - Non-EPC Costs | [8 empty] | 40997000 | 108995000 | 39440000
| Overnight Capital Costs ($) | [8 empty] | 304547000 | 808344000 | 183575000 | 15558000
| Overnight Capital Costs ($/kW) | [8 empty] | 1583.3619 | 1107.9276 | 3062.646 | 2593
Fixed O&M Costs
| Labor | Power Gen Wage_MA | Power Gen Wage_MA | Power Gen Wage_ME |  | 1 | 1 | 1 |  | 1060000 | 3532000 | 720000
| Materials and Contract Services | PPI Materials | PPI Materials | PPI Materials |  | 1 | 1 | 1 |  | 351000 | 4579000 | 683000
| Administrative and General | Power Gen Wage_MA | Power Gen Wage_MA | Power Gen Wage_ME |  | 1 | 1 | 1 |  | 382000 | 904000 | 1025000
| Site Leasing Costs | GDPD | GDPD | GDPD |  | 1 | 1 | 1 |  | 212000 | 425000 | 858000
| Property Taxes | [8 empty] | 2286000 | 6066000 | 922000
| Insurance | [8 empty] | 1827000 | 4850000 | 551000
| Total Fixed O&M ($) | [8 empty] | 6118000 | 20356000 | 4759000 | 322000
| Total Fixed O&M ($/kW-year) | [8 empty] | 31.8079 | 27.9002 | 79.3961 | 53.6667

## Unit Specifications
|  | CT | CC | Wind | Solar
Project: | ISO-NE ORTP 2013 Study
Date: | September 2013
Worksheet: | Unit Specifications
| Unit Specifications | Combustion Turbine | Combined Cycle Gas Turbine | On-Shore Wind | Solar PV
| Turbine Model/PV Module Type | GE LMS100 PA | Siemens SGT6-5000F(5) | GE 1.6-100 | Polysilicon PV panels, Fixed Tilt, Ground Mounted
| Primary Fuel | Natural Gas | Natural Gas | Wind | Solar
| Configuration | 2 x 0 | 2 x 2 x 1 | 37 x 1.62 MW | 20,000 x 300 W
| Net Plant Capacity (MW) | 192.342 | 729.6 | 59.94 | 6 (DC)
| without Duct Firing (MW) | --- | 630.81 | --- | ---
| Cooling System | Dry | Dry | --- | ---
| Power Augmentation | Evaporative Cooling No inlet chillers | Evaporative Cooling No inlet chillers | --- | ---
| Net Heat Rate (Btu/kWh,HHV) | 9244 | 7526 | --- | ---
| without Duct Firing (Btu/kWh, HHV) | --- | 7204 | --- | ---
| Capacity Factor | --- | --- | 35% | 14%
| Qualified Capacity | 100% | 100% | 25% | 15%
| Environmental Controls | Water Injection NOx Control Pulse Inlet Air Filters SCR CO Catalyst | Dry Low NOx Burners Inlet Air Filters SCR CO Catalyst | --- | ---
| Dual Fuel Capability | ULSD | ULSD | --- | ---
| Blackstart Capability | No | No | --- | ---
| On-Site Gas Compression | Yes | No | --- | ---
| Interconnection | 345 kV | 345 kV | 115 kV | 13 kV
| Plot Size (acres) | 10 | 20 | 3840 | 40
| Location | Hampden County, MA | Hampden County, MA | Western ME | Massachusetts

## Capital Costs
|  |  |  | 2013 | [5 empty] | 2018
|  |  | CT_2013$ | CC_2013$ | Wind_2013$ | Solar_2013$ |  |  | CT_2018$ | CC_2018$ | Wind_2018$ | Solar_2018$
Project: | ISO-NE ORTP 2013 Study
Date: | September 2013
Worksheet: | Capital Costs
| Units |  | Reference Year Overnight Costs (2013$) | Reference Year Overnight Costs (2013$) | Reference Year Overnight Costs (2013$) | Reference Year Overnight Costs (2013$) |  |  | Reference Year Overnight Costs (2018$) | Reference Year Overnight Costs (2018$) | Reference Year Overnight Costs (2018$) | Reference Year Overnight Costs (2018$)
| Technology | How Estimated | Combustion Turbine | Combined Cycle Gas Turbine | On-Shore Wind | Solar PV | Annual Escalation Rate | Inflation Adder | Combustion Turbine | Combined Cycle Gas Turbine | On-Shore Wind | Solar PV | Comments
| Plant Capacity (MW) |  | 192.342 | 729.6 | 59.94 | 6 |  |  | 192.342 | 729.6 | 59.94 | 6
EPC Costs
| Equipment | Bottom-Up
| Gas Turbines | Bottom-Up | 77500000 | 90000000 | 0 | 0 | 2.65% | 0.4% | 88328000 | 102574000 | 0
| Boiler / HRSG / SCR | Bottom-Up | 14000000 | 43000000 | 0 | 0 | 2.65% | 0.4% | 15956000 | 49008000 | 0
| Condenser | Bottom-Up | 0 | 26900000 | 0 | 0 | 2.65% | 0.4% | 0 | 30658000 | 0
| Steam Turbines | Bottom-Up | 0 | 36000000 | 0 | 0 | 2.65% | 0.4% | 0 | 41030000 | 0
| Wind Turbines | Bottom-Up | 0 | 0 | 77922000 | 0 | 2.65% | 0.4% | 0 | 0 | 88809000
| Solar PV Modules |  | 0 | 0 | 0 | 8100000 |  |  | 0 | 0 | 0
| Other Equipment | Bottom-Up | 29013000 | 50093000 | 5994000 | 0 | 2.65% | 0.4% | 33066000 | 57092000 | 6831000
| Equipment Subtotal |  | 120513000 | 245993000 | 83916000 | 8100000 | --- | --- | 137350000 | 280362000 | 95640000
| Construction Labor | Bottom-Up | 38612000 | 154140000 | 7193000 | 2520000 | 3.75% | 1.5% | 46415000 | 185292000 | 8647000
| Other Labor | Bottom-Up | 14121000 | 36833000 | 1798000 | 1020000 | 3.75% | 1.5% | 16975000 | 44277000 | 2161000 |  | Engineering, Procurement, Proj Mgt, Commissioning, etc.
| Materials | Bottom-Up | 7007000 | 33198000 | 6593000 | 2160000 | 2.65% | 0.4% | 7986000 | 37836000 | 7514000
| Sales Tax | MA = 6.25%, ME = 5.00% of Equipment and Materials | 7970000 | 17449000 | 4525000 |  | --- | --- | 9084000 | 19887000 | 5158000
| EPC Contractor Fee | CT/Wind = 10%, CC = 12% of other EPC costs | 18822000 | 58514000 | 10403000 | 1380000 | --- | --- | 21781000 | 68118000 | 11912000
| EPC Contingency | 10% of EPC costs | 20705000 | 54613000 | 11443000 | 1518000 | --- | --- | 23959000 | 63577000 | 13103000
| Total EPC Costs |  | 227750000 | 600740000 | 125871000 | 16698000 |  | --- | 263550000 | 699349000 | 144135000
Non-EPC Costs
| Owner's Costs (Services) | 7% of EPC Costs | 15943000 | 42052000 | 8811000 | 1169000 | --- | --- | 18449000 | 48954000 | 10089000 |  | Permitting, Legal, Owner's Project Mgmt. & Engineering, Development Costs, & Studies.
| Electrical Interconnection | Bottom-Up | 4000000 | 16000000 | 19000000 | 300000 | 2.65% | 0.4% | 4559000 | 18235000 | 21655000
| Gas Interconnection | Bottom-Up | 3600000 | 3600000 | 0 | 0 | 2.65% | 0.4% | 4103000 | 4103000 | 0
| Emission Reduction Credits | None | 0 | 0 | 0 | 0 | --- | --- | 0 | 0 | 0 |  | If applicable.
| Land | None | 0 | 0 | 0 | 0 | --- | --- | 0 | 0 | 0 |  | Included as site leasing costs in Fixed O&M.
| Fuel Inventories |  | 2529000 | 7499000 | 0 | 0 | 1.2% | -1.05% | 2684000 | 7960000 | 0
| Working Capital | 1% of EPC Costs + Fuel Inventories | 2278000 | 6007000 | 1259000 | 167000 | --- | --- | 2636000 | 6993000 | 1441000 |  | Includes backup fuel inventory, spare parts inventories, and other.
| Owner's Contingency | 8% of Owner's Costs | 2268000 | 6013000 | 2326000 | 131000 | --- | --- | 2594000 | 6900000 | 2655000
| Subtotal - Non-EPC Costs w/o Financing Fees |  | 30618000 | 81171000 | 31396000 | 1767000 | --- | --- | 35025000 | 93145000 | 35840000
| Financing Fees | 4% on 50% of overnight costs (based on bank debt) | 5167000 | 13638000 | 3145000 | 369000 | --- | --- | 5972000 | 15850000 | 3600000
| Total Non-EPC Costs |  | 35785000 | 94809000 | 34541000 | 2136000 | --- | --- | 40997000 | 108995000 | 39440000
| Overnight Capital Costs ($) |  | 263535000 | 695549000 | 160412000 | 18834000 | -3.75% | -6% | 304547000 | 808344000 | 183575000 | 15558000
| Overnight Capital Costs ($/kW) |  | 1370.1376 | 953.3292 | 2676.2095 | 3139 |  |  | 1583.3619 | 1107.9276 | 3062.646 | 2593 | -3.75%
Note on K47: John Michael Hagerty: Escalation rate applied solely to Solar PV Overnight Capital Costs based on trends observed in LBNL report Tracking the Sun VI

## O&M Costs
|  |  | 2013 | [6 empty] | 2018
|  | CT | CC | Wind | Solar |  |  |  | CT | CC | Wind | Solar
Project: | ISO-NE ORTP 2013 Study
Date: | September 2013
Worksheet: | O&M Costs
|  | Reference Year Costs (2013$) | [6 empty] | Reference Year Costs (2018$)
| O&M Costs | Combustion Turbine | Combined Cycle Gas Turbine | On-Shore Wind | Solar PV |  | Annual Escalation Rate | Inflation Adder | Combustion Turbine | Combined Cycle Gas Turbine | On-Shore Wind | Solar PV |  | Comments
Fixed O&M
| Labor | 882000 | 2938000 | 599000 | 54000 | 9 | 3.75% | 1.5% | 1060000 | 3532000 | 720000 | 65000 | 10.8333
| Materials and Contract Services | 308000 | 4018000 | 599000 | 72000 | 12 | 2.65% | 0.4% | 351000 | 4579000 | 683000 | 82000 | 13.6667
| Administrative and General | 335000 | 793000 | 899000 | 36000 | 6 | 2.65% | 0.4% | 382000 | 904000 | 1025000 | 41000 | 6.8333
| Site Leasing Costs | 190000 | 380000 | 768000 | 8000 | 1.3333 | 2.25% | 0% | 212000 | 425000 | 858000 | 9000 | 1.5
| Property Taxes | 1978000 | 5219000 | 806000 | 94000 | 15.6667 |  |  | 2286000 | 6066000 | 922000 | 78000 | 13
| Insurance | 1581000 | 4173000 | 481000 | 57000 | 9.5 |  |  | 1827000 | 4850000 | 551000 | 47000 | 7.8333
| Total Fixed O&M ($) | 5274000 | 17521000 | 4152000 | 321000 | 53.5 |  |  | 6118000 | 20356000 | 4759000 | 322000 | 53.6667
| Total Fixed O&M ($/kW-year) | 27.4199 | 24.0145 | 69.2693 | 53.5 |  |  |  | 31.8079 | 27.9002 | 79.3961 | 53.6667
Variable O&M
| Major Maintenance - Hours Based | 2.86 | 1.31 | - | - |  | 2.65% | 0.4% | 3.2596 | 1.493 | - | - |  | CT and CC value is zero if starts-based major maintenance.
| Consumables, Waste Disposal, and Other VOM | 2.52 | 1.03 | - | - |  | 2.65% | 0.4% | 2.8721 | 1.1739 | - | -
| Variable O&M - Hours Based ($/MWh) | 5.38 | 2.34 | 0 | 0 |  |  |  | 6.1316 | 2.6669 | 0 | 0
| Variable O&M - Starts Based ($/factored start, per turbine) | - | 9164 | - | - |  | 2.65% | 0.4% | - | 10444.3123 | - | - |  | CT and CC value is zero if hours-based major maintenance.

## Cost Assumptions
|  |  | CT | CC | Wind | Solar
Project: | ISO-NE ORTP 2013 Study
Date: | September 2013
Worksheet: | Capital Cost Assumptions
| Assumptions | Units | Combustion Turbine | Combined Cycle Gas Turbine | On-Shore Wind | Solar PV
Plant Characteristics
| Net Plant Capacity - ICAP (with duct firing) | MW | 192.342 | 729.6 | 59.94 | 6
| (without duct firing) | MW | - | 630.81 | - | -
| Net Plant Heat Rate - Summer/Winter Average | Btu/kWh, HHV | 9130 | 7138 | - | -
| Equivalent Forced Outage Rate - Demand Based | EFORd | 2.2% | 2% | - | -
Capital Costs
| EPC Contractor Fee | % of other EPC costs | 10% | 12% | 10% | 10%
| EPC Contingency | % of other EPC costs | 10% | 10% | 10% | 10%
| Owner's Cost | % of EPC costs | 7% | 7% | 7% | 7%
| Working Capital | % of EPC costs | 1% | 1% | 1% | 1%
| Owner Contingency | % of other Owner's costs | 8% | 8% | 8% | 8%
| Financing Fees | % | 4% | 4% | 4% | 4%
| Electric Interconnection | $m | 4 | 16 | 19 | 0.3
| Transmission Line Cost | $/mile | 4.5 | 4.5 | 1.7 | -
| Miles | miles | 0 | 0 | 10 | -
| Substation Expansion | $m | 4 | 16 | 2 | -
| Gas Interconnection | $m | 3.6 | 3.6 | - | -
| Pipeline Cost | $/mile | 2.5092 | 2.5092 | - | -
| Miles | miles | 0 | 0 | - | -
| Substation | $m | 3.6 | 3.6 | - | -
| Sales Tax Rates | % | 6.25% | 6.25% | 5% | 6.25%
| State Income Tax Rates | % | 8% | 8% | 8.93% | 8%
| Fuel Oil Inventory Cost | $ | 2528758.7424 | 7499354.112 | - | -
| Days of Fuel Oil Inventory | days | 3 | 3 | - | -
| Capacity Factor for Inventory Days | % | 100% | 100% | - | -
| Fuel Oil Price | $/mmBtu | 20 | 20 | - | -
| Fuel Oil Heating Value | Btu/gallon | 140000 | 140000 | - | -
| Fuel Oil Inventory | gallons | 903128.1223 | 2678340.7543 | - | -
| Fuel Oil Price | $/gallon | 2.8 | 2.8 | - | -
| Depreciation Schedule |  | 15yr MACRS | 20yr MACRS | 5yr MACRS | 5yr MACRS
| Tax Credits |  | --- | --- | PTC | ITC
O&M Costs
| Land | $m/yr | 0.19 | 0.38 | 0.768 | 0.008
| Land Leasing Cost | $/acre-year | 19000 | 19000 | 200 | 200
| Acreage | acre | 10 | 20 | 3840 | 40
| Natural Gas Consumed During Start * | mmBtu/start, per Unit | 215 | 1688 | - | -
| Property Tax - Land | % of Leasing Costs | 0.75% | 0.75% | 0.5% | 0.5%
| Property Tax - Plant | % of Overnight Capital Costs | 0.75% | 0.75% | 0.5% | 0.5%
| Insurance | % of Overnight Capital Costs | 0.6% | 0.6% | 0.3% | 0.3%
Note: All dollar numbers are in 2013$.
* May require fuel oil for biomass plant start, depending upon site infrastructure; assumes cold start for CT and warm start for CC and biomass.
Note on G25: John Michael Hagerty: Value based on input from regional solar developer for 13 kV interconnection of 6 MW facility.

## Interconnection Costs
Project: | ISO-NE ORTP 2013 Study
Date: | September 2013
Worksheet: | Interconnection Cost Assumptions
|  | Electric Interconnection |  |  |  | Gas Interconnection
| Unit | Component | Quantity | Unit Price | Cost | Component | Quantity | Unit Price | Cost
|  |  | (#) | (m$) | (m$) |  | (#) | (m$) | (m$)
Combined Cycle
|  | 345 kV Transmission Line (miles) | 0 | 4.5 | 0 | Pipeline (miles) | 0 | 2.5092 | 0
|  | Substation Equipment (breakers) | 2 | 2 | 4 | Metering Station | 1 | 3.6 | 3.6
|  | Substation Buildout | 1 | 12 | 12
|  | Total |  |  | 16 | Total |  |  | 3.6
Simple Cycle
|  | 345 kV Transmission Line (miles) | 0 | 4.5 | 0 | Pipeline (miles) | 0 | 2.5092 | 0
|  | Substation Equipment (breakers) | 2 | 2 | 4 | Metering Station | 1 | 3.6 | 3.6
|  | Total |  |  | 4 | Total |  |  | 3.6
Wind
|  | 115 kV Transmission Line (miles) | 10 | 1.7 | 17
|  | Substation Equipment (breakers) | 2 | 1 | 2
|  | Total |  |  | 19
Note: All dollar numbers are in 2013$.
| Sources: | Electric Interconnection - ISO-NE Project List
Gas Interconnection - The Brattle Group. Cost of New Entry Estimates for Combustion-Turbine and Combined Cycle Plants in PJM. August 24, 2011.
Note on E26: John Michael Hagerty: Value derived from 115 kV lines in Maine Power Reliability Program cost estimates.

## Capital Drawdown Schedule
| Project: | ISO-NE ORTP 2013 Study
| Date: | September 2013
| Worksheet: | Capital Drawdown Schedule
|  | Technology | Mon. Until | Construction Month
|  |  | Completion | 1 | 2 | 3 | 4 | 5 | 6 | 7 | 8 | 9 | 10 | 11 | 12 | 13 | 14 | 15 | 16 | 17 | 18 | 19 | 20 | 21 | 22 | 23 | 24 | 25 | 26 | 27 | 28 | 29 | 30 | 31 | 32 | 33 | 34 | 35 | 36 | 37 | 38 | 39 | 40 | Total
CT |  | Combustion Turbine | 20 | 0.3635% | 0.4325% | 2.61% | 0.8045% | 1.755% | 1.111% | 2.176% | 2.887% | 4.029% | 6.697% | 8.136% | 10.41% | 11.57% | 12.27% | 11.49% | 10.16% | 7.709% | 4.285% | 0.9052% | 0.2016% | 0% | 0% | 0% | 0% | 0% | 0% | 0% | 0% | 0% | 0% | 0% | 0% | 0% | 0% | 0% | 0% | 0% | 0% | 0% | 0% | 100%
CC |  | Combined Cycle Gas Turbine | 36 | 0.01452% | 0.04211% | 0.04211% | 1.419% | 1.39% | 0.1962% | 0.314% | 1.223% | 1.289% | 1.081% | 1.138% | 1.209% | 2.115% | 2.312% | 3.273% | 3.574% | 4.073% | 4.478% | 5.244% | 5.345% | 5.219% | 5.381% | 5.109% | 5.064% | 5.233% | 5.219% | 5.262% | 4.937% | 4.858% | 4.152% | 3.767% | 3.014% | 2.178% | 0.5983% | 0.1388% | 0.09983% | 0% | 0% | 0% | 0% | 100%
Wind |  | On-Shore Wind | 32 | 0.1% | 0.2% | 0.2% | 0.4% | 0.4% | 0.4% | 0.4% | 0.4% | 0.4% | 3.7% | 3.7% | 3.7% | 2.5% | 2.5% | 2.5% | 2.5% | 2.5% | 2.5% | 2.5% | 2.5% | 2.5% | 11.3% | 11.3% | 11.3% | 4.8% | 4.8% | 4.8% | 4.8% | 4.8% | 4.8% | 0.6% | 0.2% | 0% | 0% | 0% | 0% | 0% | 0% | 0% | 0% | 100%
Solar |  | Solar PV | 24 | 0.1174% | 0.1539% | 0.4789% | 0.5266% | 0.3405% | 0.4989% | 0.6397% | 1.642% | 1.776% | 1.53% | 1.784% | 2.229% | 5.057% | 5.814% | 6.294% | 8.071% | 15.45% | 15.13% | 9.13% | 8.127% | 6.824% | 5.432% | 2.602% | 0.3489% | 0% | 0% | 0% | 0% | 0% | 0% | 0% | 0% | 0% | 0% | 0% | 0% | 0% | 0% | 0% | 0% | 100%

## Tax Depreciation
Project: | ISO-NE ORTP 2013 Study
Date: | September 2013
Worksheet: | Tax Depreciation
Source: | MACRS from IRS website
http://www.irs.gov/publications/p946/ar02.html
Year | 5yr MACRS | 10yr MACRS | 15yr MACRS | 20yr MACRS | 5yr SLD | 10yr SLD | 20yr SLD | 30yr SLD | 40yr SLD | 50yr SLD
1 | 35% | 17.5% | 8.75% | 6.563% | 20% | 10% | 5% | 3.333% | 2.5% | 2%
2 | 26% | 16.5% | 9.13% | 7% | 20% | 10% | 5% | 3.333% | 2.5% | 2%
3 | 15.6% | 13.2% | 8.21% | 6.482% | 20% | 10% | 5% | 3.333% | 2.5% | 2%
4 | 11.01% | 10.56% | 7.39% | 5.996% | 20% | 10% | 5% | 3.333% | 2.5% | 2%
5 | 11.01% | 8.45% | 6.65% | 5.546% | 20% | 10% | 5% | 3.333% | 2.5% | 2%
6 | 1.38% | 6.76% | 5.99% | 5.13% | 0% | 10% | 5% | 3.333% | 2.5% | 2%
7 | 0% | 6.55% | 5.9% | 4.746% | 0% | 10% | 5% | 3.333% | 2.5% | 2%
8 | 0% | 6.55% | 5.91% | 4.459% | 0% | 10% | 5% | 3.333% | 2.5% | 2%
9 | 0% | 6.56% | 5.9% | 4.459% | 0% | 10% | 5% | 3.333% | 2.5% | 2%
10 | 0% | 6.55% | 5.91% | 4.459% | 0% | 10% | 5% | 3.333% | 2.5% | 2%
11 | 0% | 0.82% | 5.9% | 4.459% | 0% | 0% | 5% | 3.333% | 2.5% | 2%
12 | 0% | 0% | 5.91% | 4.46% | 0% | 0% | 5% | 3.333% | 2.5% | 2%
13 | 0% | 0% | 5.9% | 4.459% | 0% | 0% | 5% | 3.333% | 2.5% | 2%
14 | 0% | 0% | 5.91% | 4.46% | 0% | 0% | 5% | 3.333% | 2.5% | 2%
15 | 0% | 0% | 5.9% | 4.459% | 0% | 0% | 5% | 3.333% | 2.5% | 2%
16 | 0% | 0% | 0.74% | 4.46% | 0% | 0% | 5% | 3.333% | 2.5% | 2%
17 | 0% | 0% | 0% | 4.459% | 0% | 0% | 5% | 3.333% | 2.5% | 2%
18 | 0% | 0% | 0% | 4.46% | 0% | 0% | 5% | 3.333% | 2.5% | 2%
19 | 0% | 0% | 0% | 4.459% | 0% | 0% | 5% | 3.333% | 2.5% | 2%
20 | 0% | 0% | 0% | 4.46% | 0% | 0% | 5% | 3.333% | 2.5% | 2%
21 | 0% | 0% | 0% | 0.565% | 0% | 0% | 0% | 3.333% | 2.5% | 2%
22 | 0% | 0% | 0% | 0% | 0% | 0% | 0% | 3.333% | 2.5% | 2%
23 | 0% | 0% | 0% | 0% | 0% | 0% | 0% | 3.333% | 2.5% | 2%
24 | 0% | 0% | 0% | 0% | 0% | 0% | 0% | 3.333% | 2.5% | 2%
25 | 0% | 0% | 0% | 0% | 0% | 0% | 0% | 3.333% | 2.5% | 2%
26 | 0% | 0% | 0% | 0% | 0% | 0% | 0% | 3.333% | 2.5% | 2%
27 | 0% | 0% | 0% | 0% | 0% | 0% | 0% | 3.333% | 2.5% | 2%
28 | 0% | 0% | 0% | 0% | 0% | 0% | 0% | 3.333% | 2.5% | 2%
29 | 0% | 0% | 0% | 0% | 0% | 0% | 0% | 3.333% | 2.5% | 2%
30 | 0% | 0% | 0% | 0% | 0% | 0% | 0% | 3.333% | 2.5% | 2%
31 | 0% | 0% | 0% | 0% | 0% | 0% | 0% | 0% | 2.5% | 2%
32 | 0% | 0% | 0% | 0% | 0% | 0% | 0% | 0% | 2.5% | 2%
33 | 0% | 0% | 0% | 0% | 0% | 0% | 0% | 0% | 2.5% | 2%
34 | 0% | 0% | 0% | 0% | 0% | 0% | 0% | 0% | 2.5% | 2%
35 | 0% | 0% | 0% | 0% | 0% | 0% | 0% | 0% | 2.5% | 2%
36 | 0% | 0% | 0% | 0% | 0% | 0% | 0% | 0% | 2.5% | 2%
37 | 0% | 0% | 0% | 0% | 0% | 0% | 0% | 0% | 2.5% | 2%
38 | 0% | 0% | 0% | 0% | 0% | 0% | 0% | 0% | 2.5% | 2%
39 | 0% | 0% | 0% | 0% | 0% | 0% | 0% | 0% | 2.5% | 2%
40 | 0% | 0% | 0% | 0% | 0% | 0% | 0% | 0% | 2.5% | 2%
41 | 0% | 0% | 0% | 0% | 0% | 0% | 0% | 0% | 0% | 2%
42 | 0% | 0% | 0% | 0% | 0% | 0% | 0% | 0% | 0% | 2%
43 | 0% | 0% | 0% | 0% | 0% | 0% | 0% | 0% | 0% | 2%
44 | 0% | 0% | 0% | 0% | 0% | 0% | 0% | 0% | 0% | 2%
45 | 0% | 0% | 0% | 0% | 0% | 0% | 0% | 0% | 0% | 2%
46 | 0% | 0% | 0% | 0% | 0% | 0% | 0% | 0% | 0% | 2%
47 | 0% | 0% | 0% | 0% | 0% | 0% | 0% | 0% | 0% | 2%
48 | 0% | 0% | 0% | 0% | 0% | 0% | 0% | 0% | 0% | 2%
49 | 0% | 0% | 0% | 0% | 0% | 0% | 0% | 0% | 0% | 2%
50 | 0% | 0% | 0% | 0% | 0% | 0% | 0% | 0% | 0% | 2%
TOTAL | 100% | 100% | 100% | 100% | 100% | 100% | 100% | 100% | 100%

## Revenue Offsets
|  |  | CT | CC | Wind | Solar
Project: | ISO-NE ORTP 2013 Study
Date: | September 2013
Worksheet: | Revenue Offsets
| Update Year: | FCA9
| Components | Units | Value | Year
| MA Class I REC | 2016$/MWh | 46.63 | 2016
| PTC | 2013$/MWh | 23 | 2013
| Value | Units | Combustion Turbine | Combined Cycle Gas Turbine | On-Shore Wind | Solar PV
| E&AS | $/kW-mo | 2.7068 | 3.7457 | 14.9358 | 6.2307
| RECs | $/MWh | 0 | 0 | 49.2974 | 49.2974
| PTC | $/MWh | 0 | 0 | 25.7066 | 0
| PI | $/kW-mo | 0 | 0 | 0 | 0
Note: All dollar numbers are in 2018$.
Note on D13: John Michael Hagerty: Source: SNL, updated Aug 23, 2013
Note on F24: John Michael Hagerty: Escalated 2.5 years to reflect 2018/2019 commitment period.
Note on G24: John Michael Hagerty: Escalated 2.5 years to reflect 2018/2019 commitment period.

## Cost Index Data
|  |  | Project: | ISO-NE ORTP 2013 Study
|  |  | Date: | September 2013
|  |  | Worksheet: | Cost Index Data
|  |  | Instructions: | To set FCA10 and FCA11 ORTP values, access the source of the indices through the link provided.
Be sure to check that the Series ID on this spreadsheet matches with the Series ID of the source of the index.
Enter all data currently available from the index in the yellow cells.
Modify the FCA10 or FCA 11 cell to the right based on the data available for the most recent 12 months for each index.
Construction Labor Cost Indexing
|  |  | Source: | BLS Quarterly Census of Employment and Wages
|  |  | Industry: | 2371 Utility System Construction
|  |  | Area: | 25013 Hampden County, Massachusetts
|  |  | Owner: | 5 Private
|  |  | Type: | 5 Average Annual Pay
|  |  | Size: | 0 All Establishment Sizes
|  |  | Series ID: | ENU250135052371
|  |  | Access: | http://data.bls.gov/cgi-bin/dsrv?en
|  |  | Date Updated: | 2013-08-28
ID | Index Name | Index Value | Year | Annual | [11 empty] | Auction | Index Value
Utility Const Wage_MA_FCA9 | Utility Const Wage_MA | 107296 | 2012 | 107296 | [11 empty] | FCA9 | 107296
Utility Const Wage_MA_FCA10 | Utility Const Wage_MA | 108000 | 2013 | 108000 | [11 empty] | FCA10 | 108000
Utility Const Wage_MA_FCA11 | Utility Const Wage_MA | 109000 | 2014 | 109000 | [11 empty] | FCA11 | 109000
|  |  | Source: | BLS Quarterly Census of Employment and Wages
|  |  | Industry: | 2371 Utility System Construction
|  |  | Area: | 23005 Cumberland Country, Maine
|  |  | Owner: | 5 Private
|  |  | Type: | 5 Average Annual Pay
|  |  | Size: | 0 All Establishment Sizes
|  |  | Series ID: | ENU230055052371
|  |  | Access: | http://data.bls.gov/cgi-bin/dsrv?en
|  |  | Date Updated: | 2013-08-28
ID | Index Name | Index Value | Year | Annual | [11 empty] | Auction | Index Value
Utility Const Wage_ME_FCA9 | Utility Const Wage_ME | 61084 | 2012 | 61084 | [11 empty] | FCA9 | 61084
Utility Const Wage_ME_FCA10 | Utility Const Wage_ME | 65000 | 2013 | 65000 | [11 empty] | FCA10 | 65000
Utility Const Wage_ME_FCA11 | Utility Const Wage_ME | 66000 | 2014 | 66000 | [11 empty] | FCA11 | 66000
Other Labor Cost Indexing
|  |  | Source: | BLS Quarterly Census of Employment and Wages
|  |  | Industry: | 2211 Power Generation and Supply
|  |  | Area: | 25013 Hampden County, Massachusetts
|  |  | Owner: | 5 Private
|  |  | Type: | 5 Average Annual Pay
|  |  | Size: | 0 All Establishment Sizes
|  |  | Series ID: | ENU250135052211
|  |  | Access: | http://data.bls.gov/cgi-bin/dsrv?en
|  |  | Date Updated: | 2013-08-28
ID | Index Name | Index Value | Year | Annual | [11 empty] | Auction | Index Value
Power Gen Wage_MA_FCA9 | Power Gen Wage_MA | 119283 | 2012 | 119283 | [11 empty] | FCA9 | 119283
Power Gen Wage_MA_FCA10 | Power Gen Wage_MA | 120000 | 2013 | 120000 | [11 empty] | FCA10 | 120000
Power Gen Wage_MA_FCA11 | Power Gen Wage_MA | 123000 | 2014 | 123000 | [11 empty] | FCA11 | 123000
|  |  | Source: | BLS Quarterly Census of Employment and Wages - 2211 Power Generation and Supply Average Annual Pay
|  |  | Industry: | 2211 Power Generation and Supply
|  |  | Area: | 23005 Cumberland Country, Maine
|  |  | Owner: | 5 Private
|  |  | Type: | 5 Average Annual Pay
|  |  | Size: | 0 All Establishment Sizes
|  |  | Series ID: | ENU230055052211
|  |  | Access: | http://data.bls.gov/cgi-bin/dsrv?en
|  |  | Date Updated: | 2013-08-28
ID | Index Name | Index Value | Year | Annual | [11 empty] | Auction | Index Value
Power Gen Wage_ME_FCA9 | Power Gen Wage_ME | 85261 | 2012 | 85261 | [11 empty] | FCA9 | 85261
Power Gen Wage_ME_FCA10 | Power Gen Wage_ME | 90000 | 2013 | 90000 | [11 empty] | FCA10 | 90000
Power Gen Wage_ME_FCA11 | Power Gen Wage_ME | 92000 | 2014 | 92000 | [11 empty] | FCA11 | 92000
Materials Cost Indexing
|  |  | Source: | BLS Producer Price Index Commodity Data
|  |  | Seasonal: | Not Seasonally Adjusted
|  |  | Group: | SOP Stage of Processing
|  |  | Item: | 2200 Materials and Components for Construction
|  |  | Series ID: | WPUSOP2200
|  |  | Access: | http://data.bls.gov/cgi-bin/dsrv?wp
|  |  | Date Updated: | 2013-08-28
|  |  | Year | Jan | Feb | Mar | Apr | May | Jun | Jul | Aug | Sep | Oct | Nov | Dec | Auction | Index Value
PPI Materials_FCA9 | PPI Materials | 221.15 | 2012 | 215.3 | 216.8 | 217.4 | 218.3 | 219.1 | 219.1 | 218.5 | 218.7 | 219.2 | 219.1 | 219.5 | 219.9 | FCA9 | 221.15
PPI Materials_FCA10 | PPI Materials | 230 | 2013 | 221.2 | 222.2 | 222.7 | 223.1 | 223 | 222.6 | 222.6 | 230 | 230 | 230 | 230 | 230 | FCA10 | 230
PPI Materials_FCA11 | PPI Materials | 240 | 2014 | 230 | 230 | 230 | 230 | 230 | 230 | 230 | 240 | 240 | 240 | 240 | 240 | FCA11 | 240
|  |  | 2015 | 240 | 240 | 240 | 240 | 240 | 240 | 240
Electric Interconnection Cost Indexing
|  |  | Source: | BLS Producer Price Index Industry Data
|  |  | Industry: | 22112- Electric power transmission, control, and distribution
|  |  | Product: | 22112- Electric power transmission, control, and distribution
|  |  | Series ID: | PCU22112-22112-
|  |  | Access: | http://data.bls.gov/cgi-bin/dsrv?pc
|  |  | Date Updated: | 2013-08-28
|  |  | Year | Jan | Feb | Mar | Apr | May | Jun | Jul | Aug | Sep | Oct | Nov | Dec | Auction | Index Value
PPI - Elect. Dist._FCA9 | PPI - Elect. Dist. | 136.75 | 2012 | 132.4 | 132.6 | 132.2 | 132.1 | 134 | 136.7 | 139.2 | 139.2 | 139.6 | 136 | 134.6 | 135.5 | FCA9 | 136.75
PPI - Elect. Dist._FCA10 | PPI - Elect. Dist. | 142 | 2013 | 134.7 | 134.5 | 134.6 | 134.2 | 136.6 | 140.3 | 141.2 | 142 | 142 | 142 | 142 | 142 | FCA10 | 142
PPI - Elect. Dist._FCA11 | PPI - Elect. Dist. | 145 | 2014 | 142 | 142 | 142 | 142 | 142 | 142 | 142 | 145 | 145 | 145 | 145 | 145 | FCA11 | 145
|  |  | 2015 | 145 | 145 | 145 | 145 | 145 | 145 | 145
Gas Interconnection Cost Indexing
|  |  | Source: | BLS Producer Price Index Industry Data
|  |  | Industry: | 2212-- Natural gas distribution
|  |  | Product: | 2212-- Natural gas distribution
|  |  | Series ID: | PCU2212--2212--
|  |  | Access: | http://data.bls.gov/cgi-bin/dsrv?pc
|  |  | Date Updated: | 2013-08-28
|  |  | Year | Jan | Feb | Mar | Apr | May | Jun | Jul | Aug | Sep | Oct | Nov | Dec | Auction | Index Value
PPI - Gas Dist._FCA9 | PPI - Gas Dist. | 112.3583 | 2012 | 112.6 | 110 | 109.4 | 105.1 | 101.3 | 104.3 | 106.1 | 107.1 | 105.4 | 106.8 | 111.4 | 112.8 | FCA9 | 112.3583
PPI - Gas Dist._FCA10 | PPI - Gas Dist. | 120 | 2013 | 112.3 | 112.6 | 111.8 | 114.2 | 116.5 | 119.3 | 118.1 | 120 | 120 | 120 | 120 | 120 | FCA10 | 120
PPI - Gas Dist._FCA11 | PPI - Gas Dist. | 125 | 2014 | 120 | 120 | 120 | 120 | 120 | 120 | 120 | 125 | 125 | 125 | 125 | 125 | FCA11 | 125
|  |  | 2015 | 125 | 125 | 125 | 125 | 125 | 125 | 125
Gas and Steam Turbine Cost Index
|  |  | Source: | BLS Producer Price Index Commodity Data
|  |  | Seasonal: | Not Seasonally Adjusted
|  |  | Group: | 11 Machinery and equipment
|  |  | Item: | 97 Turbines and turbine generator sets
|  |  | Series ID: | WPU1197
|  |  | Access: | http://data.bls.gov/cgi-bin/dsrv?wp
|  |  | Date Updated: | 2013-08-28
|  |  | Year | Jan | Feb | Mar | Apr | May | Jun | Jul | Aug | Sep | Oct | Nov | Dec | Auction | Index Value
PPI Turbines_FCA9 | PPI Turbines | 225.8833 | 2012 | 218.9 | 220 | 222.1 | 222.3 | 224.3 | 225.2 | 225.4 | 224.4 | 222.9 | 225.1 | 226.2 | 225.7 | FCA9 | 225.8833
PPI Turbines_FCA10 | PPI Turbines | 230 | 2013 | 225.4 | 225.4 | 226.3 | 226.6 | 228 | 227.3 | 227.3 | 230 | 230 | 230 | 230 | 230 | FCA10 | 230
PPI Turbines_FCA11 | PPI Turbines | 235 | 2014 | 230 | 230 | 230 | 230 | 230 | 230 | 230 | 235 | 235 | 235 | 235 | 235 | FCA11 | 235
|  |  | 2015 | 235 | 235 | 235 | 235 | 235 | 235 | 235
Wind Turbine Cost Index
|  |  | Source: | Bloomberg Wind Turbine Price Index
|  |  | Series ID: | wtpipall index
|  |  | Updated: | 2013-08-22
|  |  | Date Updated: Year: Year; 2013-08-28 Jan: Jun; 2013-08-28 Feb: Dec | Auction | Index Value
Bloomberg Wind_FCA9 | Bloomberg Wind | 1.21 | Date Updated: Year: 2012; 2013-08-28 Jan: 1.19; 2013-08-28 Feb: 1.24 | FCA9 | 1.21
Bloomberg Wind_FCA10 | Bloomberg Wind | 1.075 | Date Updated: Year: 2013; 2013-08-28 Jan: 1.18; 2013-08-28 Feb: 1.1 | FCA10 | 1.075
Bloomberg Wind_FCA11 | Bloomberg Wind | 0.975 | Date Updated: Year: 2014; 2013-08-28 Jan: 1.05; 2013-08-28 Feb: 1 | FCA11 | 0.975
|  |  | 2015 | 0.95
Other Equipment Cost Index
|  |  | Source: | BLS Producer Price Index Commodity Data
|  |  | Seasonal: | Not Seasonally Adjusted
|  |  | Group: | 11 Machinery and equipment
|  |  | Item: | 4 General purpose machinery and equipment
|  |  | Series ID: | WPU114
|  |  | Access: | http://data.bls.gov/cgi-bin/dsrv
|  |  | Date Updated: | 2013-08-28
|  |  | Year | Jan | Feb | Mar | Apr | May | Jun | Jul | Aug | Sep | Oct | Nov | Dec | Auction | Index Value
PPI Equipment_FCA9 | PPI Equipment | 216.5917 | 2012 | 211.1 | 212.8 | 213 | 213.4 | 213.5 | 213.8 | 214.1 | 214.6 | 214.6 | 214.8 | 215.1 | 215.7 | FCA9 | 216.5917
PPI Equipment_FCA10 | PPI Equipment | 220 | 2013 | 216.4 | 217.3 | 217.9 | 217.9 | 218.4 | 218 | 218.4 | 220 | 220 | 220 | 220 | 220 | FCA10 | 220
PPI Equipment_FCA11 | PPI Equipment | 230 | 2014 | 220 | 220 | 220 | 220 | 220 | 220 | 220 | 230 | 230 | 230 | 230 | 230 | FCA11 | 230
|  |  | 2015 | 230 | 230 | 230 | 230 | 230 | 230 | 230
Fuel Inventories
|  |  | Source: | Gross Domestic Product: Implicit Price Deflator (GDPDEF), Index 2009=100, Quarterly, Seasonally Adjusted - Choose last four quarters available.
|  |  | Access: | http://research.stlouisfed.org/fred2/graph/?s%5b1%5d%5bid%5d=GDPDEF
|  |  | Updated: | 2013-08-28
|  |  | Date Updated: Year: Year; 2013-08-28 Jan: Jan; 2013-08-28 Feb: Apr; 2013-08-28 Mar: Jun; 2013-08-28 Apr: Dec | Auction | Index Value
GDPD_FCA9 | GDPD | 105.8393 | Date Updated: Year: 2012; 2013-08-28 Jan: 104.291; 2013-08-28 Feb: 104.75; 2013-08-28 Mar: 105.292; 2013-08-28 Apr: 105.667 | FCA9 | 105.8393
GDPD_FCA10 | GDPD | 107 | Date Updated: Year: 2013; 2013-08-28 Jan: 106.105; 2013-08-28 Feb: 106.293; 2013-08-28 Mar: 107; 2013-08-28 Apr: 107 | FCA10 | 107
GDPD_FCA11 | GDPD | 108 | Date Updated: Year: 2014; 2013-08-28 Jan: 107; 2013-08-28 Feb: 107; 2013-08-28 Mar: 108; 2013-08-28 Apr: 108 | FCA11 | 108
|  |  | 2015 | 108 | 108

## Annual Results
|  |  | CC | CT | Wind | Solar
| Project: | ISO-NE ORTP 2013 Study
| Date: | September 2013
| Worksheet: | Historical and Future E&AS Margin Results
Estimates of Historical and Future E&AS Margins
|  | Year | CC | CT | Onshore Wind | Solar PV
|  |  | ($/kW-mo) | ($/kW-mo) | ($/kW-mo) | ($/kW-mo)
|  | 2010 | 3.3049 | 2.4595 | 10.9731 | 5.4768
|  | 2011 | 3.1535 | 2.3383 | 9.9369 | 5.1949
|  | 2012 | 2.92 | 2.012 | 7.4943 | 3.9061
|  | 2013 | 3.3544 | 2.4718 | 12.3788 | 5.7854
|  | 2014 | 3.3084 | 2.3815 | 11.5643 | 5.4523
|  | 2015 | 3.4319 | 2.4721 | 12.018 | 5.6674
|  | 2016 | 3.5221 | 2.5372 | 12.3429 | 5.8192
|  | 2017 | 3.6064 | 2.5976 | 12.6417 | 5.9587
|  | 2018 | 3.7054 | 2.6691 | 12.9887 | 6.1226
|  | 2019 | 1.7406 | 1.2749 | 8.5214 | 3.512
|  | 2020 | 1.1863 | 0.63418 | 4.6399 | 1.6422
FCA9 |  | 2018/2019 | 3.7457 | 2.7068 | 13.2289 | 6.2307
FCA10 |  | 2019/2020 | 1.177 | 0.70122 | 4.6117 | 1.6329
FCA11 |  | 2020/2021 | 1.2035 | 0.64371 | 4.7155 | 1.6697

## Margin Forecast
Years Used | First of Mo | Project: | ISO-NE ORTP 2013 Study
2010 | 1 | Date: | September 2013 | [8 empty] | Capacity Factor of Wind Farms in E&AS Margin Analysis | 31%
2011 |  | Worksheet: | E&AS Margin Forecast Calculations
2012
Forecasted E&AS Margins ($/kW-mo)
[5 empty] | CC |  |  | CT |  |  | Onshore Wind |  |  | Solar PV
|  |  | Date | Mass Hub On-Peak Electricity Price ($/MWh) | Actual Energy Margin / Elec Pric | Actual Energy Margin ($/kW-mo) | Forecasted Energy Margin ($/kW-mo) | Actual Energy Margin / Elec Pric | Actual Energy Margin ($/kW-mo) | Forecasted Energy Margin ($/kW-mo) | Actual Energy Margin / Elec Pric | Actual Energy Margin ($/kW-mo) | Forecasted Energy Margin ($/kW-mo) | Actual Energy Margin / Elec Pric | Actual Energy Margin ($/kW-mo) | Forecasted Energy Margin ($/kW-mo)
Year | Month |  | 1 | 2 | 3 | 4 | 5 | 6 | 7 | 8 | 9 | 10 | 11 | 12 | 13 | 14
2010 | 1 |  | 2010-01-01 | 67.124 | 0.060376 | 4.0527 | 5.6509 | 0.036539 | 2.4527 | 2.483 | 0.2863 | 19.2173 | 15.8831 | 0.078937 | 5.2986 | 5.3234
2010 | 2 |  | 2010-02-01 | 57.415 | 0.027419 | 1.5742 | 2.2544 | 0.028155 | 1.6165 | 1.7077 | 0.24415 | 14.0177 | 14.4695 | 0.095459 | 5.4808 | 5.2192
2010 | 3 |  | 2010-03-01 | 41.9935 | -0.027822 | -1.1683 | 0.4243 | 0.017123 | 0.71906 | 0.70295 | 0.2519 | 10.578 | 9.7667 | 0.11139 | 4.6777 | 4.6457
2010 | 4 |  | 2010-04-01 | 41.9179 | -0.010391 | -0.43558 | 0.45924 | 0.0086906 | 0.36429 | 0.91524 | 0.16303 | 6.8338 | 8.5204 | 0.10761 | 4.5108 | 4.5886
2010 | 5 |  | 2010-05-01 | 50.7018 | 0.021082 | 1.0689 | 1.0001 | 0.040607 | 2.0589 | 3.3767 | 0.18605 | 9.4331 | 7.6684 | 0.11149 | 5.6529 | 5.7602
2010 | 6 |  | 2010-06-01 | 55.8562 | 0.058801 | 3.2844 | 3.6006 | 0.03844 | 2.1471 | 2.8902 | 0.1409 | 7.87 | 7.3417 | 0.10941 | 6.1111 | 5.8823
2010 | 7 |  | 2010-07-01 | 78.2443 | 0.13541 | 10.5954 | 10.2392 | 0.09076 | 7.1015 | 6.5307 | 0.10035 | 7.8516 | 9.2312 | 0.11656 | 9.1202 | 8.9099
2010 | 8 |  | 2010-08-01 | 66.6588 | 0.10256 | 6.8364 | 5.872 | 0.088764 | 5.9169 | 5.0914 | 0.11118 | 7.4114 | 7.4021 | 0.10797 | 7.1972 | 7.3466
2010 | 9 |  | 2010-09-01 | 53.9358 | 0.064967 | 3.5041 | 2.347 | 0.04544 | 2.4509 | 2.2857 | 0.17724 | 9.5597 | 8.4992 | 0.10025 | 5.4071 | 5.441
2010 | 10 |  | 2010-10-01 | 40.9455 | -0.009737 | -0.39869 | 0.92546 | 0.017107 | 0.70044 | 0.84298 | 0.25645 | 10.5006 | 9.3951 | 0.097665 | 3.999 | 3.981
2010 | 11 |  | 2010-11-01 | 48.2802 | 0.05282 | 2.5501 | 3.0596 | 0.023079 | 1.1142 | 1.8158 | 0.2059 | 9.9407 | 10.11 | 0.071722 | 3.4628 | 3.3551
2010 | 12 |  | 2010-12-01 | 73.1726 | 0.112 | 8.195 | 5.0535 | 0.039246 | 2.8717 | 2.0647 | 0.25232 | 18.4632 | 17.6941 | 0.065644 | 4.8034 | 4.8056
2011 | 1 |  | 2011-01-01 | 78.5676 | 0.12352 | 9.7048 | 6.6143 | 0.061597 | 4.8395 | 2.9063 | 0.19397 | 15.2395 | 18.5909 | 0.081238 | 6.3827 | 6.231
2011 | 2 |  | 2011-02-01 | 64.1858 | 0.073221 | 4.6998 | 2.5203 | 0.045977 | 2.9511 | 1.9091 | 0.26986 | 17.3214 | 16.1759 | 0.08586 | 5.511 | 5.8347
2011 | 3 |  | 2011-03-01 | 52.266 | 0.053683 | 2.8058 | 0.52809 | 0.034277 | 1.7915 | 0.8749 | 0.24266 | 12.6827 | 12.1558 | 0.11262 | 5.8863 | 5.7821
2011 | 4 |  | 2011-04-01 | 48.2601 | 0.025077 | 1.2102 | 0.52873 | 0.019058 | 0.91976 | 1.0537 | 0.23324 | 11.2563 | 9.8096 | 0.10894 | 5.2576 | 5.2829
2011 | 5 |  | 2011-05-01 | 48.2027 | 0.019942 | 0.96128 | 0.95085 | 0.017418 | 0.83957 | 3.2103 | 0.13662 | 6.5854 | 7.2905 | 0.11427 | 5.5082 | 5.4762
2011 | 6 |  | 2011-06-01 | 51.4381 | 0.037328 | 1.9201 | 3.3158 | 0.050626 | 2.6041 | 2.6616 | 0.12321 | 6.3376 | 6.761 | 0.10984 | 5.6498 | 5.417
2011 | 7 |  | 2011-07-01 | 71.6313 | 0.11958 | 8.5658 | 9.3738 | 0.089305 | 6.397 | 5.9787 | 0.13256 | 9.4951 | 8.451 | 0.11189 | 8.0146 | 8.1568
2011 | 8 |  | 2011-08-01 | 49.2983 | 0.057826 | 2.8507 | 4.3427 | 0.044327 | 2.1853 | 3.7654 | 0.11272 | 5.5568 | 5.4743 | 0.11422 | 5.6307 | 5.4333
2011 | 9 |  | 2011-09-01 | 45.7967 | 0.032988 | 1.5108 | 1.9928 | 0.040793 | 1.8682 | 1.9408 | 0.13219 | 6.0538 | 7.2166 | 0.10162 | 4.6539 | 4.6199
2011 | 10 |  | 2011-10-01 | 46.3255 | 0.043392 | 2.0102 | 1.0471 | 0.022846 | 1.0584 | 0.95375 | 0.21331 | 9.8819 | 10.6296 | 0.09695 | 4.4913 | 4.5041
2011 | 11 |  | 2011-11-01 | 40.0987 | 0.02015 | 0.80798 | 2.5411 | 0.039079 | 1.567 | 1.5081 | 0.23579 | 9.455 | 8.3968 | 0.071478 | 2.8662 | 2.7865
2011 | 12 |  | 2011-12-01 | 39.9084 | 0.019917 | 0.79487 | 2.7562 | 0.026019 | 1.0384 | 1.1261 | 0.23497 | 9.3775 | 9.6504 | 0.062301 | 2.4863 | 2.621
2012 | 1 |  | 2012-01-01 | 44.8468 | 0.068661 | 3.0792 | 3.7755 | 0.012836 | 0.57563 | 1.6589 | 0.22961 | 10.2972 | 10.6118 | 0.077746 | 3.4867 | 3.5567
2012 | 2 |  | 2012-02-01 | 32.8053 | 0.017155 | 0.56278 | 1.2881 | 0.015096 | 0.49524 | 0.97572 | 0.24204 | 7.9402 | 8.2675 | 0.091389 | 2.9981 | 2.9821
2012 | 3 |  | 2012-03-01 | 28.9904 | 0.0044508 | 0.12903 | 0.29292 | -0.0011817 | -0.034259 | 0.48528 | 0.20317 | 5.8901 | 6.7425 | 0.10787 | 3.1273 | 3.2072
2012 | 4 |  | 2012-04-01 | 29.5522 | 0.018182 | 0.53731 | 0.32377 | 0.037753 | 1.1157 | 0.64524 | 0.21352 | 6.3101 | 6.0069 | 0.11185 | 3.3054 | 3.235
2012 | 5 |  | 2012-05-01 | 29.866 | 0.018154 | 0.54219 | 0.58914 | 0.14177 | 4.2342 | 1.989 | 0.13107 | 3.9145 | 4.5171 | 0.11506 | 3.4364 | 3.393
2012 | 6 |  | 2012-06-01 | 46.2571 | 0.097254 | 4.4987 | 2.9818 | 0.066163 | 3.0605 | 2.3935 | 0.13021 | 6.0232 | 6.08 | 0.096691 | 4.4727 | 4.8714
2012 | 7 |  | 2012-07-01 | 52.047 | 0.13759 | 7.1612 | 6.811 | 0.07033 | 3.6605 | 4.3441 | 0.12104 | 6.2996 | 6.1405 | 0.11317 | 5.8901 | 5.9267
2012 | 8 |  | 2012-08-01 | 47.1351 | 0.10389 | 4.8968 | 4.1522 | 0.096048 | 4.5272 | 3.6002 | 0.10923 | 5.1486 | 5.2341 | 0.10845 | 5.1118 | 5.1949
2012 | 9 |  | 2012-09-01 | 37.1484 | 0.032587 | 1.2105 | 1.6165 | 0.040901 | 1.5194 | 1.5743 | 0.16331 | 6.0666 | 5.8538 | 0.10077 | 3.7433 | 3.7475
2012 | 10 |  | 2012-10-01 | 38.8129 | 0.034151 | 1.3255 | 0.87725 | 0.021811 | 0.84654 | 0.79908 | 0.2186 | 8.4843 | 8.9058 | 0.097066 | 3.7674 | 3.7737
2012 | 11 |  | 2012-11-01 | 62.7276 | 0.11714 | 7.3481 | 3.9751 | 0.050672 | 3.1785 | 2.3592 | 0.18652 | 11.6999 | 13.1353 | 0.065274 | 4.0945 | 4.359
2012 | 12 |  | 2012-12-01 | 49.7915 | 0.075275 | 3.7481 | 3.4387 | 0.019386 | 0.96528 | 1.405 | 0.23814 | 11.8574 | 12.0402 | 0.069078 | 3.4395 | 3.27
2013 | 1 |  | 2013-01-01 | 94.7927 | 0.15792 | 14.9694 | 7.9802 | 0.030786 | 2.9183 | 3.5064 | 0.29945 | 28.3853 | 22.4302 |  |  | 7.5177
2013 | 2 |  | 2013-02-01 | 135.2854 | 0.14604 | 19.7576 | 5.312 | 0.0092921 | 1.2571 | 4.0237 | 0.20724 | 28.036 | 34.0941 |  |  | 12.2978
2013 | 3 |  | 2013-03-01 | 61.4129 | 0.077301 | 4.7473 | 0.62052 | 0.029014 | 1.7818 | 1.028 | 0.23014 | 14.1333 | 14.2831 |  |  | 6.794
2013 | 4 |  | 2013-04-01 | 47.6193 |  |  | 0.52171 |  |  | 1.0397 |  |  | 9.6793 |  |  | 5.2127
2013 | 5 |  | 2013-05-01 | 47.3613 |  |  | 0.93426 |  |  | 3.1542 |  |  | 7.1632 |  |  | 5.3807
2013 | 6 |  | 2013-06-01 | 42.4022 |  |  | 2.7333 |  |  | 2.194 |  |  | 5.5733 |  |  | 4.4655
2013 | 7 |  | 2013-07-01 | 50.745 |  |  | 6.6406 |  |  | 4.2354 |  |  | 5.9869 |  |  | 5.7785
2013 | 8 |  | 2013-08-01 | 52.85 |  |  | 4.6556 |  |  | 4.0367 |  |  | 5.8687 |  |  | 5.8247
2013 | 9 |  | 2013-09-01 | 41.23 |  |  | 1.7941 |  |  | 1.7472 |  |  | 6.497 |  |  | 4.1593
2013 | 10 |  | 2013-10-01 | 38.84 |  |  | 0.87787 |  |  | 0.79964 |  |  | 8.912 |  |  | 3.7763
2013 | 11 |  | 2013-11-01 | 47.28 |  |  | 2.9962 |  |  | 1.7782 |  |  | 9.9006 |  |  | 3.2855
2013 | 12 |  | 2013-12-01 | 75.09 |  |  | 5.1859 |  |  | 2.1188 |  |  | 18.1577 |  |  | 4.9315
2014 | 1 |  | 2014-01-01 | 96.5 |  |  | 8.124 |  |  | 3.5696 |  |  | 22.8342 |  |  | 7.6531
2014 | 2 |  | 2014-02-01 | 96.5 |  |  | 3.7891 |  |  | 2.8702 |  |  | 24.3196 |  |  | 8.7721
2014 | 3 |  | 2014-03-01 | 55.63 |  |  | 0.56209 |  |  | 0.93121 |  |  | 12.9382 |  |  | 6.1543
2014 | 4 |  | 2014-04-01 | 42.13 |  |  | 0.46157 |  |  | 0.91987 |  |  | 8.5635 |  |  | 4.6118
2014 | 5 |  | 2014-05-01 | 40.62 |  |  | 0.80128 |  |  | 2.7053 |  |  | 6.1436 |  |  | 4.6148
2014 | 6 |  | 2014-06-01 | 44.5 |  |  | 2.8685 |  |  | 2.3026 |  |  | 5.849 |  |  | 4.6864
2014 | 7 |  | 2014-07-01 | 53.4 |  |  | 6.988 |  |  | 4.457 |  |  | 6.3001 |  |  | 6.0808
2014 | 8 |  | 2014-08-01 | 53.4 |  |  | 4.7041 |  |  | 4.0787 |  |  | 5.9298 |  |  | 5.8853
2014 | 9 |  | 2014-09-01 | 41 |  |  | 1.7841 |  |  | 1.7375 |  |  | 6.4608 |  |  | 4.1361
2014 | 10 |  | 2014-10-01 | 42.5043 |  |  | 0.96069 |  |  | 0.87507 |  |  | 9.7528 |  |  | 4.1326
2014 | 11 |  | 2014-11-01 | 50.6571 |  |  | 3.2102 |  |  | 1.9052 |  |  | 10.6077 |  |  | 3.5202
2014 | 12 |  | 2014-12-01 | 78.8743 |  |  | 5.4473 |  |  | 2.2256 |  |  | 19.0728 |  |  | 5.18
2015 | 1 |  | 2015-01-01 | 100.5381 |  |  | 8.4639 |  |  | 3.719 |  |  | 23.7897 |  |  | 7.9734
2015 | 2 |  | 2015-02-01 | 100.5066 |  |  | 3.9464 |  |  | 2.9893 |  |  | 25.3293 |  |  | 9.1363
2015 | 3 |  | 2015-03-01 | 58.7506 |  |  | 0.59362 |  |  | 0.98345 |  |  | 13.664 |  |  | 6.4995
2015 | 4 |  | 2015-04-01 | 43.7765 |  |  | 0.47961 |  |  | 0.95582 |  |  | 8.8982 |  |  | 4.7921
2015 | 5 |  | 2015-05-01 | 42.2182 |  |  | 0.8328 |  |  | 2.8117 |  |  | 6.3853 |  |  | 4.7963
2015 | 6 |  | 2015-06-01 | 46.1495 |  |  | 2.9749 |  |  | 2.3879 |  |  | 6.0658 |  |  | 4.8601
2015 | 7 |  | 2015-07-01 | 55.3619 |  |  | 7.2448 |  |  | 4.6208 |  |  | 6.5316 |  |  | 6.3042
2015 | 8 |  | 2015-08-01 | 55.3544 |  |  | 4.8762 |  |  | 4.228 |  |  | 6.1468 |  |  | 6.1007
2015 | 9 |  | 2015-09-01 | 42.5722 |  |  | 1.8525 |  |  | 1.8041 |  |  | 6.7085 |  |  | 4.2947
2015 | 10 |  | 2015-10-01 | 44.0702 |  |  | 0.99608 |  |  | 0.90732 |  |  | 10.1121 |  |  | 4.2848
2015 | 11 |  | 2015-11-01 | 52.2948 |  |  | 3.314 |  |  | 1.9668 |  |  | 10.9507 |  |  | 3.634
2015 | 12 |  | 2015-12-01 | 81.1958 |  |  | 5.6076 |  |  | 2.2911 |  |  | 19.6342 |  |  | 5.3325
2016 | 1 |  | 2016-01-01 | 103.3235 |  |  | 8.6984 |  |  | 3.822 |  |  | 24.4488 |  |  | 8.1943
2016 | 2 |  | 2016-02-01 | 103.3676 |  |  | 4.0587 |  |  | 3.0744 |  |  | 26.0503 |  |  | 9.3964
2016 | 3 |  | 2016-03-01 | 60.5757 |  |  | 0.61206 |  |  | 1.014 |  |  | 14.0884 |  |  | 6.7014
2016 | 4 |  | 2016-04-01 | 44.8729 |  |  | 0.49162 |  |  | 0.97976 |  |  | 9.121 |  |  | 4.9121
2016 | 5 |  | 2016-05-01 | 43.3074 |  |  | 0.85429 |  |  | 2.8842 |  |  | 6.5501 |  |  | 4.9201
2016 | 6 |  | 2016-06-01 | 47.2954 |  |  | 3.0487 |  |  | 2.4472 |  |  | 6.2165 |  |  | 4.9808
2016 | 7 |  | 2016-07-01 | 56.7515 |  |  | 7.4266 |  |  | 4.7368 |  |  | 6.6955 |  |  | 6.4624
2016 | 8 |  | 2016-08-01 | 56.7769 |  |  | 5.0015 |  |  | 4.3366 |  |  | 6.3047 |  |  | 6.2575
2016 | 9 |  | 2016-09-01 | 43.6802 |  |  | 1.9007 |  |  | 1.8511 |  |  | 6.8831 |  |  | 4.4064
2016 | 10 |  | 2016-10-01 | 45.2886 |  |  | 1.0236 |  |  | 0.9324 |  |  | 10.3917 |  |  | 4.4033
2016 | 11 |  | 2016-11-01 | 53.7043 |  |  | 3.4033 |  |  | 2.0198 |  |  | 11.2458 |  |  | 3.732
2016 | 12 |  | 2016-12-01 | 83.2008 |  |  | 5.7461 |  |  | 2.3477 |  |  | 20.1191 |  |  | 5.4642
2017 | 1 |  | 2017-01-01 | 105.7948 |  |  | 8.9065 |  |  | 3.9134 |  |  | 25.0335 |  |  | 8.3903
2017 | 2 |  | 2017-02-01 | 105.8477 |  |  | 4.1561 |  |  | 3.1482 |  |  | 26.6754 |  |  | 9.6219
2017 | 3 |  | 2017-03-01 | 62.1032 |  |  | 0.62749 |  |  | 1.0396 |  |  | 14.4437 |  |  | 6.8704
2017 | 4 |  | 2017-04-01 | 45.9503 |  |  | 0.50342 |  |  | 1.0033 |  |  | 9.3401 |  |  | 5.03
2017 | 5 |  | 2017-05-01 | 44.3403 |  |  | 0.87466 |  |  | 2.953 |  |  | 6.7063 |  |  | 5.0374
2017 | 6 |  | 2017-06-01 | 48.4105 |  |  | 3.1206 |  |  | 2.5049 |  |  | 6.363 |  |  | 5.0982
2017 | 7 |  | 2017-07-01 | 58.0791 |  |  | 7.6004 |  |  | 4.8476 |  |  | 6.8521 |  |  | 6.6136
2017 | 8 |  | 2017-08-01 | 58.0613 |  |  | 5.1147 |  |  | 4.4347 |  |  | 6.4474 |  |  | 6.3991
2017 | 9 |  | 2017-09-01 | 44.6689 |  |  | 1.9437 |  |  | 1.893 |  |  | 7.0389 |  |  | 4.5062
2017 | 10 |  | 2017-10-01 | 46.3597 |  |  | 1.0478 |  |  | 0.95445 |  |  | 10.6374 |  |  | 4.5074
2017 | 11 |  | 2017-11-01 | 55.0806 |  |  | 3.4905 |  |  | 2.0716 |  |  | 11.534 |  |  | 3.8276
2017 | 12 |  | 2017-12-01 | 85.3074 |  |  | 5.8916 |  |  | 2.4071 |  |  | 20.6284 |  |  | 5.6025
2018 | 1 |  | 2018-01-01 | 108.4457 |  |  | 9.1296 |  |  | 4.0115 |  |  | 25.6608 |  |  | 8.6005
2018 | 2 |  | 2018-02-01 | 108.5274 |  |  | 4.2613 |  |  | 3.2279 |  |  | 27.3507 |  |  | 9.8654
2018 | 3 |  | 2018-03-01 | 63.8416 |  |  | 0.64505 |  |  | 1.0687 |  |  | 14.848 |  |  | 7.0627
2018 | 4 |  | 2018-04-01 | 47.2029 |  |  | 0.51715 |  |  | 1.0306 |  |  | 9.5947 |  |  | 5.1671
2018 | 5 |  | 2018-05-01 | 45.5819 |  |  | 0.89916 |  |  | 3.0357 |  |  | 6.8941 |  |  | 5.1785
2018 | 6 | FCA9 | 2018-06-01 | 49.731 |  |  | 3.2057 |  |  | 2.5732 |  |  | 6.5366 |  |  | 5.2373
2018 | 7 |  | 2018-07-01 | 59.6635 |  |  | 7.8077 |  |  | 4.9798 |  |  | 7.0391 |  |  | 6.794
2018 | 8 |  | 2018-08-01 | 59.6905 |  |  | 5.2582 |  |  | 4.5592 |  |  | 6.6283 |  |  | 6.5786
2018 | 9 |  | 2018-09-01 | 45.9586 |  |  | 1.9998 |  |  | 1.9476 |  |  | 7.2421 |  |  | 4.6363
2018 | 10 |  | 2018-10-01 | 47.7053 |  |  | 1.0782 |  |  | 0.98215 |  |  | 10.9462 |  |  | 4.6382
2018 | 11 |  | 2018-11-01 | 56.7845 |  |  | 3.5985 |  |  | 2.1357 |  |  | 11.8908 |  |  | 3.946
2018 | 12 |  | 2018-12-01 | 87.809 |  |  | 6.0643 |  |  | 2.4777 |  |  | 21.2334 |  |  | 5.7668
2019 | 1 |  | 2019-01-01 | 111.5923 |  |  | 9.3945 |  |  | 4.1279 |  |  | 26.4054 |  |  | 8.8501
2019 | 2 |  | 2019-02-01 | 111.7411 |  |  | 4.3875 |  |  | 3.3235 |  |  | 28.1606 |  |  | 10.1576
2019 | 3 |  | 2019-03-01 | 66.1366 |  |  | 0.66824 |  |  | 1.1071 |  |  | 15.3818 |  |  | 7.3166
2019 | 4 |  | 2019-04-01 | 49.3966 |  |  | 0.54118 |  |  | 1.0785 |  |  | 10.0406 |  |  | 5.4073
2019 | 5 |  | 2019-05-01 | 47.8823 |  |  | 0.94453 |  |  | 3.1889 |  |  | 7.242 |  |  | 5.4398
2019 | 6 | FCA10 | 2019-06-01 | 2.9539 |  |  | 0.19041 |  |  | 0.15285 |  |  | 0.38826 |  |  | 0.31109
2019 | 7 |  | 2019-07-01 | 3.6919 |  |  | 0.48314 |  |  | 0.30815 |  |  | 0.43557 |  |  | 0.42041
2019 | 8 |  | 2019-08-01 | 3.6779 |  |  | 0.32399 |  |  | 0.28092 |  |  | 0.40841 |  |  | 0.40535
2019 | 9 |  | 2019-09-01 | -1.6745 |  |  | -0.072863 |  |  | -0.07096 |  |  | -0.26386 |  |  | -0.16892
2019 | 10 |  | 2019-10-01 | 0.78338 |  |  | 0.017706 |  |  | 0.016128 |  |  | 0.17975 |  |  | 0.076165
2019 | 11 |  | 2019-11-01 | 12.5891 |  |  | 0.79778 |  |  | 0.47347 |  |  | 2.6362 |  |  | 0.87483
2019 | 12 |  | 2019-12-01 | 46.4906 |  |  | 3.2108 |  |  | 1.3118 |  |  | 11.242 |  |  | 3.0533
2020 | 1 |  | 2020-01-01 | 73.7188 |  |  | 6.2061 |  |  | 2.7269 |  |  | 17.4436 |  |  | 5.8464
2020 | 2 |  | 2020-02-01 | 70.564 |  |  | 2.7707 |  |  | 2.0988 |  |  | 17.7833 |  |  | 6.4145
2020 | 3 |  | 2020-03-01 | 20.6107 |  |  | 0.20825 |  |  | 0.34501 |  |  | 4.7936 |  |  | 2.2801
2020 | 4 |  | 2020-04-01 | 3.2215 |  |  | 0.035294 |  |  | 0.070338 |  |  | 0.65481 |  |  | 0.35265
2020 | 5 |  | 2020-05-01 | -2.3848 |  |  | -0.047043 |  |  | -0.15883 |  |  | -0.36069 |  |  | -0.27093
2020 | 6 | FCA11 | 2020-06-01 | 3.0204 |  |  | 0.1947 |  |  | 0.15628 |  |  | 0.397 |  |  | 0.31808
2020 | 7 |  | 2020-07-01 | 3.775 |  |  | 0.49401 |  |  | 0.31508 |  |  | 0.44537 |  |  | 0.42987
2020 | 8 |  | 2020-08-01 | 3.7606 |  |  | 0.33128 |  |  | 0.28724 |  |  | 0.4176 |  |  | 0.41447
2020 | 9 |  | 2020-09-01 | -1.7121 |  |  | -0.074502 |  |  | -0.072557 |  |  | -0.2698 |  |  | -0.17272
2020 | 10 |  | 2020-10-01 | 0.801 |  |  | 0.018104 |  |  | 0.016491 |  |  | 0.18379 |  |  | 0.077879
2020 | 11 |  | 2020-11-01 | 12.8723 |  |  | 0.81573 |  |  | 0.48413 |  |  | 2.6955 |  |  | 0.89451
2020 | 12 |  | 2020-12-01 | 47.5366 |  |  | 3.283 |  |  | 1.3413 |  |  | 11.495 |  |  | 3.122
2021 | 1 |  | 2021-01-01 | 75.3775 |  |  | 6.3457 |  |  | 2.7883 |  |  | 17.8361 |  |  | 5.978
2021 | 2 |  | 2021-02-01 | 72.1517 |  |  | 2.833 |  |  | 2.146 |  |  | 18.1834 |  |  | 6.5588
2021 | 3 |  | 2021-03-01 | 21.0745 |  |  | 0.21294 |  |  | 0.35277 |  |  | 4.9014 |  |  | 2.3314
2021 | 4 |  | 2021-04-01 | 3.294 |  |  | 0.036088 |  |  | 0.071921 |  |  | 0.66955 |  |  | 0.36058
2021 | 5 |  | 2021-05-01 | -2.4385 |  |  | -0.048101 |  |  | -0.1624 |  |  | -0.36881 |  |  | -0.27703
|  |  | 1 | Month and year being forecasted
|  |  | 2 | Electricity price with predicted values italicized. See "Futures" tab for how predictions are calculated
|  |  | 3 | [4] / [2]
|  |  | 4 | Average estimated energy margin of all CC units used in analysis
|  |  | 5 | (Average of 2010 - 2012 values in [3] for month of [1]) * [2]
|  |  | 6 | [7] / [2]
|  |  | 7 | Average estimated energy margin of all CT units used in analysis
|  |  | 8 | (Average of 2010 - 2012 values in [6] for month of [1]) * [2]
|  |  | 9 | [10] / [2]
|  |  | 10 | Average estimated energy margin of all Onshore Wind units used in analysis
|  |  | 11 | (Average of 2010 - 2012 values in [9] for month of [1]) * [2]
|  |  | 12 | [13] / [2]
|  |  | 13 | Average estimated energy margin of all Solar PV units used in analysis
|  |  | 14 | (Average of 2010 - 2012 values in [12] for month of [1]) * [2]

## Futures Prices
| Project: | ISO-NE ORTP 2013 Study
| Date: | September 2013
| Worksheet: | Current and Projected Electricity and Gas Futures Prices
| Instructions: | Insert the most recent Henry Hub data from the next delivery month through the commitment period of the FCA.
Insert the most recent Algonquin City Gates data for the next 12 months available.
Insert the most recent Mass Hub On-Peak data for the next 12 months available.
Copy the formula that calculates the Alongquin City-Gates Adder in September 2014 to the rows of the new Algonquin City-Gas futures data.
Copy the Implied Market Heat Rate cells that currently contain a value and paste them in the rows with the updated Alongquin City-Gates and Mass Hub On-Peak data.
To update the future Mass Hub On-Peak values, modify the cell just below the updated data entered in a previous step by changing the ranges in columns A and H to the timeframe of the updated futures values.
Copy the new formula into all of the cells below it in the same column.
Estimates of Electricity and Gas Futures
|  | Term | Henry Hub ($/MMBtu) | Algonquin City-Gates Adder ($/MMBtu) | Algonquin City-Gates ($/MMBtu) | Mass Hub On-Peak Electricity Price ($/MWh) | Implied Market Heat Rate (Btu/kWh)
|  | 1 | 2 | 3 | 4 | 5 | 6
|  | 2013-08-01 | 3.617 | 0.38 | 3.997 | 52.85 | ---
|  | 2013-09-01 | 3.618 | 0.125 | 3.743 | 41.23 | ---
10 |  | 2013-10-01 | 3.618 | 0.065 | 3.683 | 38.84 | 10545.7507
11 |  | 2013-11-01 | 3.72 | 1.13 | 4.85 | 47.28 | 9748.4536
12 |  | 2013-12-01 | 3.874 | 4.58 | 8.454 | 75.09 | 8882.1859
1 |  | 2014-01-01 | 3.958 | 7.98 | 11.938 | 96.5 | 8083.4311
2 |  | 2014-02-01 | 3.957 | 7.03 | 10.987 | 96.5 | 8783.1073
3 |  | 2014-03-01 | 3.919 | 1.88 | 5.799 | 55.63 | 9593.0333
4 |  | 2014-04-01 | 3.849 | 0.276 | 4.125 | 42.13 | 10213.3333
5 |  | 2014-05-01 | 3.868 | -0.189 | 3.679 | 40.62 | 11041.0438
6 |  | 2014-06-01 | 3.896 | 0.246 | 4.142 | 44.5 | 10743.6021
7 |  | 2014-07-01 | 3.928 | 0.259 | 4.187 | 53.4 | 12753.7616
8 |  | 2014-08-01 | 3.944 | 0.259 | 4.203 | 53.4 | 12705.2106
9 |  | 2014-09-01 | 3.943 | -0.139 | 3.804 | 41 | 10778.1283
10 |  | 2014-10-01 | 3.964 | 0.066462 | 4.0305 | 42.5043 | ---
11 |  | 2014-11-01 | 4.041 | 1.1554 | 5.1964 | 50.6571 | ---
12 |  | 2014-12-01 | 4.197 | 4.683 | 8.8801 | 78.8743 | ---
1 |  | 2015-01-01 | 4.278 | 8.1595 | 12.4375 | 100.5381 | ---
2 |  | 2015-02-01 | 4.255 | 7.1882 | 11.4432 | 100.5066 | ---
3 |  | 2015-03-01 | 4.202 | 1.9223 | 6.1243 | 58.7506 | ---
4 |  | 2015-04-01 | 4.004 | 0.28221 | 4.2862 | 43.7765 | ---
5 |  | 2015-05-01 | 4.017 | -0.19325 | 3.8237 | 42.2182 | ---
6 |  | 2015-06-01 | 4.044 | 0.25154 | 4.2955 | 46.1495 | ---
7 |  | 2015-07-01 | 4.076 | 0.26483 | 4.3408 | 55.3619 | ---
8 |  | 2015-08-01 | 4.092 | 0.26483 | 4.3568 | 55.3544 | ---
9 |  | 2015-09-01 | 4.092 | -0.14213 | 3.9499 | 42.5722 | ---
10 |  | 2015-10-01 | 4.111 | 0.067958 | 4.179 | 44.0702 | ---
11 |  | 2015-11-01 | 4.183 | 1.1814 | 5.3644 | 52.2948 | ---
12 |  | 2015-12-01 | 4.353 | 4.7884 | 9.1414 | 81.1958 | ---
1 |  | 2016-01-01 | 4.439 | 8.3431 | 12.7821 | 103.3235 | ---
2 |  | 2016-02-01 | 4.419 | 7.3499 | 11.7689 | 103.3676 | ---
3 |  | 2016-03-01 | 4.349 | 1.9656 | 6.3146 | 60.5757 | ---
4 |  | 2016-04-01 | 4.105 | 0.28856 | 4.3936 | 44.8729 | ---
5 |  | 2016-05-01 | 4.12 | -0.1976 | 3.9224 | 43.3074 | ---
6 |  | 2016-06-01 | 4.145 | 0.25719 | 4.4022 | 47.2954 | ---
7 |  | 2016-07-01 | 4.179 | 0.27079 | 4.4498 | 56.7515 | ---
8 |  | 2016-08-01 | 4.198 | 0.27079 | 4.4688 | 56.7769 | ---
9 |  | 2016-09-01 | 4.198 | -0.14533 | 4.0527 | 43.6802 | ---
10 |  | 2016-10-01 | 4.225 | 0.069487 | 4.2945 | 45.2886 | ---
11 |  | 2016-11-01 | 4.301 | 1.208 | 5.509 | 53.7043 | ---
12 |  | 2016-12-01 | 4.471 | 4.8962 | 9.3672 | 83.2008 | ---
1 |  | 2017-01-01 | 4.557 | 8.5309 | 13.0879 | 105.7948 | ---
2 |  | 2017-02-01 | 4.536 | 7.5153 | 12.0513 | 105.8477 | ---
3 |  | 2017-03-01 | 4.464 | 2.0098 | 6.4738 | 62.1032 | ---
4 |  | 2017-04-01 | 4.204 | 0.29505 | 4.4991 | 45.9503 | ---
5 |  | 2017-05-01 | 4.218 | -0.20205 | 4.016 | 44.3403 | ---
6 |  | 2017-06-01 | 4.243 | 0.26298 | 4.506 | 48.4105 | ---
7 |  | 2017-07-01 | 4.277 | 0.27688 | 4.5539 | 58.0791 | ---
8 |  | 2017-08-01 | 4.293 | 0.27688 | 4.5699 | 58.0613 | ---
9 |  | 2017-09-01 | 4.293 | -0.1486 | 4.1444 | 44.6689 | ---
10 |  | 2017-10-01 | 4.325 | 0.07105 | 4.3961 | 46.3597 | ---
11 |  | 2017-11-01 | 4.415 | 1.2352 | 5.6502 | 55.0806 | ---
12 |  | 2017-12-01 | 4.598 | 5.0063 | 9.6043 | 85.3074 | ---
1 |  | 2018-01-01 | 4.693 | 8.7228 | 13.4158 | 108.4457 | ---
2 |  | 2018-02-01 | 4.672 | 7.6844 | 12.3564 | 108.5274 | ---
3 |  | 2018-03-01 | 4.6 | 2.055 | 6.655 | 63.8416 | ---
4 |  | 2018-04-01 | 4.32 | 0.30169 | 4.6217 | 47.2029 | ---
5 |  | 2018-05-01 | 4.335 | -0.20659 | 4.1284 | 45.5819 | ---
6 | FCA9 | 2018-06-01 | 4.36 | 0.2689 | 4.6289 | 49.731 | ---
7 |  | 2018-07-01 | 4.395 | 0.28311 | 4.6781 | 59.6635 | ---
8 |  | 2018-08-01 | 4.415 | 0.28311 | 4.6981 | 59.6905 | ---
9 |  | 2018-09-01 | 4.416 | -0.15194 | 4.2641 | 45.9586 | ---
10 |  | 2018-10-01 | 4.451 | 0.072649 | 4.5236 | 47.7053 | ---
11 |  | 2018-11-01 | 4.562 | 1.263 | 5.825 | 56.7845 | ---
12 |  | 2018-12-01 | 4.767 | 5.119 | 9.886 | 87.809 | ---
1 |  | 2019-01-01 | 4.886 | 8.9191 | 13.8051 | 111.5923 | ---
2 |  | 2019-02-01 | 4.865 | 7.8573 | 12.7223 | 111.7411 | ---
3 |  | 2019-03-01 | 4.793 | 2.1012 | 6.8942 | 66.1366 | ---
4 |  | 2019-04-01 | 4.528 | 0.30848 | 4.8365 | 49.3966 | ---
5 |  | 2019-05-01 | 4.548 | -0.21124 | 4.3368 | 47.8823 | ---
6 | FCA10 | 2019-06-01 |  | 0.27495 | 0.27495 | 2.9539 | ---
7 |  | 2019-07-01 |  | 0.28948 | 0.28948 | 3.6919 | ---
8 |  | 2019-08-01 |  | 0.28948 | 0.28948 | 3.6779 | ---
9 |  | 2019-09-01 |  | -0.15536 | -0.15536 | -1.6745 | ---
10 |  | 2019-10-01 |  | 0.074284 | 0.074284 | 0.78338 | ---
11 |  | 2019-11-01 |  | 1.2914 | 1.2914 | 12.5891 | ---
12 |  | 2019-12-01 |  | 5.2341 | 5.2341 | 46.4906 | ---
1 |  | 2020-01-01 |  | 9.1197 | 9.1197 | 73.7188 | ---
2 |  | 2020-02-01 |  | 8.0341 | 8.0341 | 70.564 | ---
3 |  | 2020-03-01 |  | 2.1485 | 2.1485 | 20.6107 | ---
4 |  | 2020-04-01 |  | 0.31542 | 0.31542 | 3.2215 | ---
5 |  | 2020-05-01 |  | -0.21599 | -0.21599 | -2.3848 | ---
6 | FCA11 | 2020-06-01 |  | 0.28114 | 0.28114 | 3.0204 | ---
7 |  | 2020-07-01 |  | 0.29599 | 0.29599 | 3.775 | ---
8 |  | 2020-08-01 |  | 0.29599 | 0.29599 | 3.7606 | ---
9 |  | 2020-09-01 |  | -0.15885 | -0.15885 | -1.7121 | ---
10 |  | 2020-10-01 |  | 0.075955 | 0.075955 | 0.801 | ---
11 |  | 2020-11-01 |  | 1.3204 | 1.3204 | 12.8723 | ---
12 |  | 2020-12-01 |  | 5.3519 | 5.3519 | 47.5366 | ---
1 |  | 2021-01-01 |  | 9.3249 | 9.3249 | 75.3775 | ---
2 |  | 2021-02-01 |  | 8.2148 | 8.2148 | 72.1517 | ---
3 |  | 2021-03-01 |  | 2.1969 | 2.1969 | 21.0745 | ---
4 |  | 2021-04-01 |  | 0.32252 | 0.32252 | 3.294 | ---
5 |  | 2021-05-01 |  | -0.22085 | -0.22085 | -2.4385 | ---
Notes:
|  | [1]: | Term through the end of predicted period
|  | [2]: | Data provided by SNL, updated as of Aug 23, 2013 (Aug and Sept 2013 updated as of Jul 2, 2013)
|  | [4]: | First 12 months are provided by SNL. Once italics begin after Sep-14, future is predicted by [2] + [3]
|  | [3]: | Adder is [2] - [4] for first 12 months. Once italics begin after Sep-14, adder is calculated as adder from respective month from first 12 months inflated at 2.25% annually
|  | [5]: | First 12 months are provided by SNL. Once italics begin after Sep-14, future is predicted by [6] * [4]
|  | [6]: | ([5] / [4]) * 1000

## Historical Prices
Project: | ISO-NE ORTP 2013 Study
Date: | September 2013
Worksheet: | Historical Electricity Prices
Historical Electricity Prices at Mass Hub
| Term | Mass Hub On-Peak Electricity Price ($/MWh)
| 2010-01-01 | 67.124
| 2010-02-01 | 57.415
| 2010-03-01 | 41.9935
| 2010-04-01 | 41.9179
| 2010-05-01 | 50.7018
| 2010-06-01 | 55.8562
| 2010-07-01 | 78.2443
| 2010-08-01 | 66.6588
| 2010-09-01 | 53.9358
| 2010-10-01 | 40.9455
| 2010-11-01 | 48.2802
| 2010-12-01 | 73.1726
| 2011-01-01 | 78.5676
| 2011-02-01 | 64.1858
| 2011-03-01 | 52.266
| 2011-04-01 | 48.2601
| 2011-05-01 | 48.2027
| 2011-06-01 | 51.4381
| 2011-07-01 | 71.6313
| 2011-08-01 | 49.2983
| 2011-09-01 | 45.7967
| 2011-10-01 | 46.3255
| 2011-11-01 | 40.0987
| 2011-12-01 | 39.9084
| 2012-01-01 | 44.8468
| 2012-02-01 | 32.8053
| 2012-03-01 | 28.9904
| 2012-04-01 | 29.5522
| 2012-05-01 | 29.866
| 2012-06-01 | 46.2571
| 2012-07-01 | 52.047
| 2012-08-01 | 47.1351
| 2012-09-01 | 37.1484
| 2012-10-01 | 38.8129
| 2012-11-01 | 62.7276
| 2012-12-01 | 49.7915
| 2013-01-01 | 94.7927
| 2013-02-01 | 135.2854
| 2013-03-01 | 61.4129
| 2013-04-01 | 47.6193
| 2013-05-01 | 47.3613
| 2013-06-01 | 42.4022
| 2013-07-01 | 50.745
Note: Calculated by taking simple average of hourly on-peak electricity prices. Hourly on-peak electricity prices provided by Ventyx

## Mass Market
Project: | ISO-NE ORTP 2013 Study
Date: | September 2013
Worksheet: | Mass Market DR Calculations
| Mass Market | Units | Values
Assumptions
| Demand Reduction | kW | 1
| Contract Life | years | 10
| ATWACC | % | 7.197%
| Total Installation Costs | $ | 205
| Mktg, Sales & Recruitment | $ | 40
| Equipment Costs | $ | 125
| Initial Customer Incentives | $ | 40
| Annual Customer Incentives | $/yr | 40
| O&M Costs | $/yr | 10
| Software/Communication | $/yr | 10
Incremental Costs
| Installation Costs | $/kW-mo | 2.0937
| Annual Customer Incentives | $/kW-mo | 3.3333
| O&M Costs | $/kW-mo | 0.83333
| Software/Communication | $/kW-mo | 0.83333
| Total Incremental Costs | $/kW-mo | 7.0937
| ORTP | $/kW-mo | 7.0937

## Large C&I
Project: | ISO-NE ORTP 2013 Study
Date: | September 2013
Worksheet: | Large C&I DR Calculations
| Large C&I | Units | Values
Assumptions
| Demand Reduction | kW | 500
| Contract Life | years | 3
| ATWACC | % | 7.197%
| Customer Incentive | % | 70%
| Sales Commission | % | 1%
| Capacity Clearing Price | $/kW-mo | 3.15
| Reconfiguration Clearing Price | $/kW-mo | 1.3
| Equipment Costs | $ | 3500
Incremental Costs
| Equipment Costs | $/kW-mo | 0.2037
| Customer Incentive | $/kW-mo | 0.91
| Sales Rep. Commission | $/kW-mo | 0.0315
| Total Incremental Costs | $/kW-mo | 1.1452
| ORTP | $/kW-mo | 1.1452

## EE ORTP Calc
Project: | ISO-NE ORTP 2013 Study
Date: | September 2013
Worksheet: | EE ORTP Calculation
| Installed Capacity | MW | 1
| Qualified Capacity | MW | 1
| Capital Costs (Installed) | $/kW | 2570.9748
| ATWACC | % | 7.2%
| Annual Energy Savings | MWh | 4212.4056
| Energy Benefit | $/MWh | 62.6331
| Avoided T&D Costs | $/kW-yr | 40.5509
| Gross CONE | $/kW-mo | 24.3941
| Levelized Capital Costs | $/kW-mo | 24.3941
| Fixed O&M | $/kW-mo | 0
| Revenue Offsets | $/kW-mo | 25.3656
| Energy Savings | $/kW-mo | 21.9863
| T&D Savings | $/kW-mo | 3.3792
| Net CONE | $/kW-mo | -0.97153
| ORTP | $/kW-mo | 0

## EE Savings
Project: | ISO-NE ORTP 2013 Study
Date: | September 2013
Worksheet: | EE Savings
Energy Savings
|  |  | Beginning Year = | 2010
|  |  | End Year = | 2012
|  |  | Historical Load-Weighted LMP | 46.2936 | $/MWh
|  |  | Load Weighted Forward Adjustment | 1.353
|  |  | Projected 2018/19 Load Weighted LMP | 62.6331 | $/MWh
| Month | Historical On Peak LMP | On Peak Mass Hub Futures | Historical Monthly Avg. Load | Weight | Forward Adjustment Factor
|  | ($/MWh) | ($/MWh) | (MW) | (%)
| Jun | 51.2596 | 54.0365 | 14887.6319 | 8.551% | 1.0542
| Jul | 67.2378 | 63.8267 | 17266.8138 | 9.917% | 0.94927
| Aug | 54.1833 | 68.5045 | 16306.7173 | 9.366% | 1.2643
| Sep | 45.9049 | 53.9683 | 14314.4462 | 8.222% | 1.1757
| Oct | 41.929 | 53.0974 | 13034.502 | 7.486% | 1.2664
| Nov | 50.3688 | 59.292 | 13595.19 | 7.808% | 1.1772
| Dec | 54.9512 | 87.2017 | 14776.7176 | 8.487% | 1.5869
| Jan | 63.4545 | 103.1629 | 15234.1314 | 8.75% | 1.6258
| Feb | 51.1627 | 101.5003 | 14809.557 | 8.506% | 1.9839
| Mar | 41.2611 | 65.7142 | 13804.8983 | 7.929% | 1.5926
| Apr | 39.9414 | 53.3424 | 12855.4481 | 7.384% | 1.3355
| May | 42.5928 | 54.0152 | 13222.5846 | 7.594% | 1.2682
T&D Savings
|  |  | 2013 Avoided T&D Costs | 35.88 | 2013$/kW-yr
|  |  | 2018/2019 Avoided T&D Costs | 40.5509 | 2018$/kW-yr

## EE Programs
| Project: | ISO-NE ORTP 2013 Study
| Date: | September 2013
| Worksheet: | EE Programs
|  | Vermont | New Hampshire | Maine | Connecticut (CLP) | Connecticut (UI) | Massachusetts | Rhode Island
1 |  | Residential New Construction | ENERGY STAR Lighting | Residential Lighting | Residential Consumer Products | Residential Consumer Products | Resid'tl. New Constrct. & Renovations | Large Commercial New Construction
0 |  | Residential Efficient Products | ENERGY STAR Homes | Residential Appliances | Residential New Construction | Residential New Construction | Residential Heating and Water Heating | Large Commercial Retrofit
1 |  | Business New Construction | Home Energy Solutions | Business Incentive Program | Home Energy Solutions | Home Energy Solutions | Multifamily Retrofit | Small Business Direct Install
0 |  | Business Existing Facilities | ENERGY STAR Appliances | Large Customer | C&I Lost Opportunity | C&I Lost Opportunity | MassSAVE | Residential New Construction
1 |  | Residential Existing Homes | New Equipment & Construction |  | C&I Large Retrofit | C&I Large Retrofit | O Power | ENERGY STAR® HVAC
0 |  |  | Large C&I Retrofit |  | C&I Small Business | C&I Small Business | ENERGY STAR Lighting | EnergyWise
1 |  |  | Small Business Energy Solutions |  |  |  | ENERGY STAR Appliances | ENERGY STAR® Lighting
0 | [6 empty] | C&I New Constrct. & Major Renovations | ENERGY STAR® Appliances
1 | [6 empty] | C&I Large Retrofit
0 | [6 empty] | C&I Small Retrofit
Notes and Sources:
VT- Efficient Vermont Savings Claim Summary 2012 pp. 26; Cost category definitions: pp.118-122
VT- Efficient Vermont Savings Claim Summary 2012; used "Summer Coincident Peak kW Savings"
NH - NH Core Energy Efficiency Programs, NHPUC Docket No. DE 10-188, Summary; pp.128 Attachment H Budget Details
NH - NH Core Energy Efficiency Programs, NHPUC Docket No. DE 10-188, pp.90,100,110,120 Customer Costs
ME- Efficiency Maine 2012 Annual Report Appendix B p56 Efficiency Maine Program Impacts
ME - Efficiency Maine 2012 Annual Report Appendix B p57 Efficiency Maine Program Expenditures
CT (CLP) - 2012 Electic and Natural Gas Conservation and Load Managemnet Plan, Docket No. 11-10-03, September 30, 2011
pp.31 CLP Costs, pp.28 CLP Savings
CT (UI) - 2012 Electic and Natural Gas Conservation and Load Managemnet Plan, Docket No. 11-10-03, September 30, 2011
pp.40 UI Costs, pp.38 UI Savings
MA - Massachusetts Joint Statewide Three-Year Electric Energy Efficiency Plan pp. 74-75 for expenses, pp.92-93 Participant Costs, pp.99-100 Savings

## State Programs Summary
| Project: | ISO-NE ORTP 2013 Study
| Date: | September 2013
| Worksheet: | State Programs Summary
|  |  |  | Total | Vermont |  |  |  |  | New Hampshire | [7 empty] | Maine |  |  |  | Connecticut (CLP) | [6 empty] | Connecticut Programs (UI) | [6 empty] | Massachusetts | [14 empty] | Rhode Island
|  |  |  | Program Bundle | Residential New Construction | Efficient Products | Existing Homes | Business New Construction | Business Existing Facilities | ENERGY STAR Homes | Home Energy Solutions | ENERGY STAR Appliances | Home Energy Assistance | ENERGY STAR Lighting | New Equipment & Construction | Large C&I Retrofit | Small Business Energy Solutions | Business Incentive Program | Residential Lighting | Residential Appliances | Large Customer | Consumer Products | Residential New Construction | Home Energy Solutions | HES Income Eligible | C&I Lost Opportunity | C&I Large Retrofit | C&I Small Business | Consumer Products | Residential New Construction | Home Energy Solutions | HES Income Eligible | C&I Lost Opportunity | C&I Large Retrofit | C&I Small Business | Residential New Construction & Major Renovation | Residential Cooling & Heating Equipment | Multi-Family Retrofit | MassSAVE | O Power | ENERGY STAR Lighting | ENERGY STAR Appliances | C&I New Construction & Major Renovation | C&I New Construction & Major Renovation-Government | C&I Large Retrofit | C&I Large Retrofit-Government | C&I Small Retrofit | C&I Small Retrofit-Government | Low-Income Residential New Construction | Low Income Retrofit Total | Large Commercial New Construction | Large Commercial Retrofit | Small Business Direct Install | Single Family - Low Income Services | Residential New Construction | ENERGY STAR® HVAC | EnergyWise | ENERGY STAR® Lighting | ENERGY STAR® Appliances
|  |  | Units | 49 | 1 | 1 | 1 | 1 | 1 | 1 | 1 | 1 | 0 | 1 | 1 | 1 | 1 | 1 | 1 | 1 | 1 | 1 | 1 | 1 | 0 | 1 | 1 | 1 | 1 | 1 | 1 | 0 | 1 | 1 | 1 | 1 | 1 | 1 | 1 | 1 | 1 | 1 | 1 | 1 | 1 | 1 | 1 | 1 | 0 | 0 | 1 | 1 | 1 | 0 | 1 | 1 | 1 | 1 | 1
Savings
|  | Lifetime Savings | MWh | 19669972.985 | 28373 | 263973 | 59026 | 238967 | 679360 | 13575.8 | 10698.2 | 28834.2 | 20168.4 | 62427.9 | 95601.8 | 206040.8 | 117850.1 | 592752.866 | 682426.718 | 60675 | 467859.118 | 214581 | 29901 | 259149 | 116400 | 307732 | 675031 | 344349 | 72381.047 | 2941.285 | 41625.954 | 40277.158 | 103249.39 | 127722.819 | 64551.988 | 47189 | 62973 | 326349 | 461131 | 74520 | 711476 | 148249 | 2279915 | 39882 | 6456260 | 23308 | 1730058 | 70165 | 7348 | 477111 | 324394 | 486584 | 252295 | 44539 | 10153 | 24067 | 95369 | 154987 | 38992
|  | Annualized Savings | MWh | 1797835.873 | 1624 | 36802 | 4167 | 16047 | 54745 | 846.5 | 960.8 | 2813.4 | 1359.8 | 12054 | 6695.1 | 16194.7 | 9591.6 | 40565.749 | 134912.741 | 5332 | 40685.233 | 45894 | 1718 | 19832 | 13728 | 20055 | 61445 | 28138 | 14731.133 | 241.509 | 3515.822 | 3070.255 | 6738.345 | 10915.603 | 5074.638 | 3814 | 3788 | 23488 | 45801 | 74520 | 90775 | 19199 | 143653 | 2682 | 515491 | 1801 | 140153 | 5725 | 693 | 34792 | 27216 | 39928 | 21113 | 3960 | 812 | 1964 | 8432 | 20174 | 4971
Performance
|  | Resource Size (at meter) | MW | 394.8573 | 0.187 | 4.891 | 0.308 | 2.133 | 6.435 | 0.1238 | 0.1721 | 0.3857 | 0.0561 | 0.755 | 2.4076 | 3.9676 | 2.0543 | 9.9488 | 20.0038 | 2.1953 | 10.3488 | 3.271 | 0.356 | 2.631 | 0.929 | 4.375 | 8.376 | 4.828 | 1.3258 | 0.103 | 0.7341 | 0.2097 | 1.0933 | 1.3483 | 0.8609 | 0.878 | 1.114 | 3.942 | 11.107 | 18.63 | 16.103 | 3.913 | 40.817 | 0.797 | 135.69 | 0.505 | 39.434 | 1.311 | 0.128 | 6.373 | 9.049 | 5.527 | 4.675 | 0.482 | 0.246 | 2.085 | 0.798 | 2.11 | 0.507
1.08 |  | Loss Multiplier |  |  | 1.1016 | 1.1051 | 1.1071 | 1.105 | 1.1051 | 1.08 | 1.08 | 1.08 | 1.08 | 1.08 | 1.08 | 1.08 | 1.08 | 1.08 | 1.08 | 1.08 | 1.08 | 1.08 | 1.08 | 1.08 | 1.08 | 1.08 | 1.08 | 1.08 | 1.08 | 1.08 | 1.08 | 1.08 | 1.08 | 1.08 | 1.08 | 1.08 | 1.08 | 1.08 | 1.08 | 1.08 | 1.08 | 1.08 | 1.08 | 1.08 | 1.08 | 1.08 | 1.08 | 1.08 | 1.08 | 1.08 | 1.08 | 1.08 | 1.08 | 1.08 | 1.08 | 1.08 | 1.08 | 1.08 | 1.08
|  | Resource Size (at generator bus bar) | MW | 426.7955 | 0.206 | 5.405 | 0.341 | 2.357 | 7.111 | 0.1337 | 0.18587 | 0.41656 | 0.060588 | 0.8154 | 2.6002 | 4.285 | 2.2186 | 10.7447 | 21.6041 | 2.3709 | 11.1768 | 3.5327 | 0.38448 | 2.8415 | 1.0033 | 4.725 | 9.0461 | 5.2142 | 1.4319 | 0.11124 | 0.79283 | 0.22648 | 1.1808 | 1.4562 | 0.92977 | 0.94824 | 1.2031 | 4.2574 | 11.9956 | 20.1204 | 17.3912 | 4.226 | 44.0824 | 0.86076 | 146.5452 | 0.5454 | 42.5887 | 1.4159 | 0.13824 | 6.8828 | 9.7729 | 5.9692 | 5.049 | 0.52056 | 0.26568 | 2.2518 | 0.86184 | 2.2788 | 0.54756
Total Operating Costs
1 |  | Labor & Services | $ | 90418973 | 1654420 | 1232736 | 2042664 | 1178375 | 3332741 | 161871 | 409605 | 109525 | 218107 | 150607 | 354962 | 591312 | 601301 | 2820445 | 1065739 | 251974 | 96021 | 1018000 | 237000 | 1304000 | 1211000 | 2138000 | 3653000 | 1194000 | 374412 | 65666 | 332346 | 220057 | 643396 | 1163611 | 323036 | 853222 | 1089293 | 3273412 | 12681621 | 20000 | 2241575 | 1559344 | 12087517 | 117569 | 20553781 | 114404 | 6787634 | 538836 | 111581 | 9060244 | 0 | 0 | 0 | #N/A | 0 | 0 | 0 | 0 | 0
2 |  | Materials & Supplies | $ | 102309 | 0 | 0 | 0 | 0 | 0 | 0 | 0 | 0 | 0 | 0 | 0 | 0 | 0 | 0 | 0 | 0 | 0 | 2000 | 3000 | 25000 | 30000 | 10000 | 32000 | 10000 | 4993 | 1500 | 3500 | 5000 | 3000 | 4050 | 3266 | 0 | 0 | 0 | 0 | 0 | 0 | 0 | 0 | 0 | 0 | 0 | 0 | 0 | 0 | 0 | 0 | 0 | 0 | #N/A | 0 | 0 | 0 | 0 | 0
3 |  | Incentives | $ | 485896942 | 316470 | 4561760 | 2098380 | 1422478 | 9788638 | 985439 | 1195715 | 848015 | 2543843 | 634378 | 2319846 | 2471948 | 2719006 | 6374703 | 2926387 | 1414300 | 4309622 | 3180000 | 981000 | 9996000 | 7767000 | 6137000 | 13801000 | 8619000 | 1106000 | 92663 | 1835212 | 1851536 | 1671825 | 2374084 | 1559934 | 2490131 | 5447917 | 15991942 | 37865204 | 2393223 | 15601995 | 3790090 | 52150364 | 825627 | 132830648 | 803398 | 65454833 | 8129367 | 1336023 | 42570915 | 6269000 | 10640100 | 11865000 | #N/A | 1036000 | 2477000 | 7541500 | 4507400 | 2045400
4 |  | Marketing, A&G, Other | $ | 46659760 | 480608 | 738973 | 713227 | 743000 | 1510365 | 85814 | 121981 | 83440 | 135060 | 304243 | 107491 | 141394 | 186064 | 160570 | 180215 | 67593 | 172883 | 650000 | 40000 | 432000 | 393000 | 218000 | 413000 | 1817000 | 270450 | 17500 | 110600 | 41500 | 68000 | 213013 | 341400 | 927096 | 1237192 | 1400731 | 4547994 | 99927 | 3256387 | 1310592 | 7699991 | 24272 | 12405784 | 23619 | 3229244 | 108107 | 140144 | 3591743 | 0 | 0 | 0 | #N/A | 0 | 0 | 0 | 0 | 0
5 |  | Customer Costs | $ | 316351780 | 1419277 | 1817527 | 1116210 | 5630495 | 13400590 | 380500 | 481300 | 1186500 | 1895200 | 393300 | 811800 | 4866600 | 2621400 | 25874806 | 249568 | 1248740 | 8632639 | 3103000 | 749000 | 3638000 | 979000 | 323000 | 21059000 | 11897000 | 958138 | 154071 | 348298 | 641466 | 690775 | 5408532 | 5408532 | 6549924 | 42995 | 319204 | 12494301 | 0 | 2828157 | 2484970 | 12812950 | 0 | 123449775 | 0 | 19238706 | 0 | 140887 | 0 | 558000 | 7422900 | 2310400 | #N/A | 378300 | 669000 | 923600 | 0 | 0
6 |  | M&V | $ | 20717350 | 16007 | 14065 | 16542 | 39955 | 98233 | 26052 | 44880 | 14098 | 27815 | 28121 | 96896 | 39163 | 100583 | 0 | 0 | 0 | 0 | 0 | 0 | 0 | 0 | 0 | 0 | 0 | 0 | 0 | 0 | 0 | 0 | 0 | 0 | 312800 | 221824 | 663278 | 3947928 | 135100 | 871741 | 239860 | 3120131 | 76071 | 6751273 | 44568 | 2438687 | 127994 | 80912 | 1920615 | 113800 | 385800 | 64400 | #N/A | 378300 | 60000 | 86400 | 71400 | 71400
|  | Total Utility Costs | 2012$ | 960147114 | 3886782 | 8365061 | 5987023 | 9014303 | 28130567 | 1639676 | 2253481 | 2241578 | 4820025 | 1510649 | 3690995 | 8110417 | 6228354 | 35230524 | 4421909 | 2982607 | 13211165 | 7953000 | 2010000 | 15395000 | 10380000 | 8826000 | 38958000 | 23537000 | 2713993 | 331400 | 2629956 | 2759559 | 3076996 | 9163290 | 7636168 | 11133173 | 8039221 | 21648567 | 71537048 | 2648250 | 24799855 | 9384856 | 87870953 | 1043539 | 295991261 | 985989 | 97149104 | 8904304 | 1809547 | 57143517 | 6940800 | 18448800 | 14239800 | 5862500 | 1792600 | 3206000 | 8551500 | 4578800 | 2116800
|  | Cost per kW | 2012$/kW | 2249.6654
|  | Escalated Cost per kW | 2018$/kW | 2570.9748
|  | Program Life | years | 11
Note on A15: John Michael Hagerty: ISO-NE value

## MA raw
|  | 4 | 4 | 3 | 1 | 6 | 3 | 5
Project: | ISO-NE ORTP 2013 Study
Date: | September 2013
Worksheet: | Massachusetts EE Raw Data
Sources: | Massachusetts Joint Statewide Three-Year Electric Energy Efficiency Plan pp. 74-75 for expenses, pp.92-93 Participant Costs, pp.99-100 Savings
Mass Program Budget 2012
| Residential | Program Planning and Administration | Marketing and Advertising | Participant Incentive | Sales, Technical Assistance & Training | Evaluation and Market Research | Performance Incentive | Parcipant Costs | Summer Peak kW | Annualized Savings MWh | Lifetime Savings MWh
| Residential New Construction & Major Renovation | 471460 | 455636 | 2264259 | 853222 | 312800 | 225872 | 6549924 | 878 | 3814 | 47189
| Residential Cooling & Heating Equipment | 630816 | 606376 | 5201723 | 1089293 | 221824 | 246194 | 42995 | 1114 | 3788 | 62973
| Multi-Family Retrofit | 874987 | 525744 | 12462900 | 3273412 | 663278 | 3529042 | 319204 | 3942 | 23488 | 326349
| MassSAVE | 2222681 | 2325313 | 36045501 | 12681621 | 3947928 | 1819703 | 12494301 | 11107 | 45801 | 461131
| O Power | 99927 | 0 | 2253500 | 20000 | 135100 | 139723 | 0 | 18630 | 74520 | 74520
| ENERGY STAR Lighting | 1084081 | 2172306 | 14603489 | 2241575 | 871741 | 998506 | 2828157 | 16103 | 90775 | 711476
| ENERGY STAR Appliances | 431685 | 878907 | 3545537 | 1559344 | 239860 | 244553 | 2484970 | 3913 | 19199 | 148249
| Residential Total | 5815637 | 6964282 | 76376909 | 21718467 | 6392531 | 7203593 | 24719551 | 55687 | 261385 | 1831887
Low Income
| Low-Income Residential New Construction | 124171 | 15973 | 1247006 | 111581 | 80912 | 89017 | 140887 | 128 | 693 | 7348
| Low-Income 1 to 4 Family Retrofit | 1315010 | 640200 | 24705332 | 4598818 | 793402 | 1086840 | 0 | 2880 | 15338 | 193507
| Low-Income Multi Family Retrofit | 1367992 | 268541 | 15781981 | 4461426 | 1127213 | 996762 | 0 | 3493 | 19454 | 283604
| Low Income Retrofit Total | 2683002 | 908741 | 40487313 | 9060244 | 1920615 | 2083602 | 0 | 6373 | 34792 | 477111
| Low Income Total | 2807173 | 924714 | 41734319 | 9171825 | 2001527 | 2172619 | 140887 | 6501 | 35485 | 484459
Commercial & Industrial
| C&I New Construction & Major Renovation | 5376380 | 2323611 | 48818129 | 12087517 | 3120131 | 3332235 | 12812950 | 40817 | 143653 | 2279915
| C&I New Construction & Major Renovation-Government | 18134 | 6138 | 825627 | 117569 | 76071 | 0 | 0 | 797 | 2682 | 39882
| C&I Large Retrofit | 8771493 | 3634291 | 123676436 | 20553781 | 6751273 | 9154212 | 123449775 | 135690 | 515491 | 6456260
| C&I Large Retrofit-Government | 17646 | 5973 | 803398 | 114404 | 44568 | 0 | 0 | 505 | 1801 | 23308
| C&I Small Retrofit | 2290400 | 938844 | 62123877 | 6787634 | 2438687 | 3330956 | 19238706 | 39434 | 140153 | 1730058
| C&I Small Retrofit-Government | 80768 | 27339 | 3677215 | 538836 | 127994 | 4452152 | 0 | 1311 | 5725 | 70165
| Comm'l & Industrial Total | 16554821 | 6936196 | 239924682 | 40199741 | 12558724 | 20269555 | 155501431 | 218554 | 809505 | 10599588
| Notes: | Summer Peak: June – September; 6:00 a.m. – 10:00 p.m., weekdays excluding holidays.
Summer Peak Energy Benefit ($) = kWhNet * Energy%SumPk * SumPk$/kWh(@Life) * (1 + %LossesSumPk-kWh)
| Program Planning and Administration (PP&A) | The funds in the PP&A budget category provide for all in-house and outsourced costs associated with planning activities and program administration.
| Marketing and Advertising | This budget provides funds for all in-house and outsourced costs associated with marketing activities such as the development and implementation of advertising campaigns that inform customers about energy efficient products and services and other
special energy education efforts.
| Participant Incentive | The budget dollars in this category fund customer incentive costs (e.g., rebates) needed to overcome market barriers.
| Sales, Technical Assistance & Training | The function of the dollars budgeted in this category is to provide for all in-house and outsourced costs
associated with implementation activities, including inspections and technical assistance, and all costs related to delivery of the program.
| Evaluation & Market Research | Budgeted dollars in this category fund all in-house and outsourced costs associated with evaluation activities,
including costs related to cost-effectiveness evaluation, market research (e.g., baseline studies, market assessments, surveys),
impact and process evaluation reports, and other costs clearly associated with evaluating the program.
| Performance Incentive | This budget category funds the performance incentive that can be earned by electric distribution companiesgoals.
if they meet established
| Participant Costs | Program participant costs include initial costs incurred by customers as a result of their participation in the program.

## VT raw
| Project: | ISO-NE ORTP 2013 Study
| Date: | September 2013
| Worksheet: | Vermont EE Raw Data
| Sources: | VT- Efficient Vermont Savings Claim Summary 2012 pp. 26; Cost category definitions: pp.118-122
VT- Efficient Vermont Savings Claim Summary 2012; used "Summer Coincident Peak kW Savings"
|  |  | Residential New Construction | Efficient Products | Existing Homes | Business New Construction | Business Existing Facilities
Operating Costs
4 |  | Administration | 231727 | 278530 | 249045 | 129919 | 423386
1 |  | Operations and Implementation | 665010 | 876300 | 1494287 | 181164 | 1046346
4 |  | Strategy and Planning | 27166 | 8116 | 156516 | 461578 | 726786
|  | Subtotal Operating Costs | 923903 | 1162946 | 1899848 | 772660 | 2196519
Technical Assistance Costs
1 |  | Services to Participants | 948638 | 246572 | 494824 | 906413 | 2063339
1 |  | Services to Trade Allies | 17804 | 73796 | 16009 | 66406 | 164482
|  | Subtotal Technical Assistance Costs | 966442 | 320368 | 510833 | 972819 | 2227821
Support Services
1 |  | Transportation | 0 | 0 | 0 | 0 | 0
1 |  | Targeted Implementation | 0 | 0 | 0 | 0 | 0
4 |  | Consulting | 16387 | 44425 | 17743 | 7197 | 19253
4 |  | Marketing | 184835 | 389752 | 270058 | 133176 | 306915
6 |  | EM&V | 16007 | 14065 | 16542 | 39955 | 98233
4 |  | Policy | 20284 | 17964 | 19672 | 11036 | 27569
1 |  | Information Technology | 64 | 57 | 59 | 29 | 69
1 |  | Customer Support | 22904 | 36011 | 37485 | 24363 | 58505
4 |  | Business Development | 209 | 186 | 193 | 94 | 6456
|  | Subtotal Support Services Costs | 260690 | 502460 | 361753 | 215850 | 516999
Incentive Costs
3 |  | Incentives to Participants | 316459 | 4561686 | 2092425 | 1405784 | 9736743
3 |  | Incentives to Trade Allies | 11 | 74 | 5955 | 16694 | 51895
|  | Subtotal Incentive Costs | 316470 | 4561760 | 2098381 | 1422478 | 9788637
|  | Total Efficiency Vermont Costs | 2467505 | 6547533 | 4870814 | 3383808 | 14729976
5 |  | Total Participant Costs | 1362473 | 212751 | 879799 | 5630452 | 13145588
5 |  | Total Third Party Costs | 56804 | 1604776 | 236411 | 43 | 255002
|  | Total Resource Acquisition Costs | 3886783 | 8365060 | 5987025 | 9014303 | 28130565
Resource Size
|  | Resource Size (at meter) | 0.187 | 4.891 | 0.308 | 2.133 | 6.435
|  | Resource Size (at generator bus bar) | 0.206 | 5.405 | 0.341 | 2.357 | 7.111

## NH raw
|  |  |  | 4 | 4 | 3 | 1 | 4 | 6 | 5
|  | Project: | ISO-NE ORTP 2013 Study
|  | Date: | September 2013
|  | Worksheet: | New Hampshire EE Raw Data
|  | Source: | NH Core Energy Efficiency Programs, NHPUC Docket No. DE 10-188, Summary; pp.128 Attachment H Budget Details
NH Core Energy Efficiency Programs, NHPUC Docket No. DE 10-188, pp.90,100,110,120 Customer Costs
NH 2010 (Jan-Sept)
|  |  |  | Internal Adm | External Adm | Cust Rebts/Services | Internal Impl. | Marketing | Evaluation | Customer Costs | Lifetime MWh Savings | Annual MWh Savings | Summer kW Savings | Number of Customers Served
| 1 |  | ENERGY STAR Homes | 57130 | 19792 | 985439 | 161871 | 8892 | 26052 | 380500 | 13575.8 | 846.5 | 0.1238 | 497
| 1 |  | Liberty Utilities | 6412 | 8947 | 53632 | 2123 | 218 | 194 |  | 1501 | 154 | 21 | 50
| 1 |  | NHEC | 10363 | 9551 | 115637 | 32121 | 193 | 2140 | 69400 | 863.4 | 49.8 | 14.1 | 40
| 1 |  | PSNH | 32418 | 900 | 779241 | 90516 | 6887 | 17963 | 257700 | 9809.4 | 570.7 | 84.5 | 384
| 1 |  | Unitil | 7937 | 395 | 36929 | 37113 | 1595 | 5755 | 53400 | 1402 | 72 | 4.2 | 36
|  |  |  | Internal Adm | External Adm | Cust Rebts/Services | Internal Impl. | Marketing | Evaluation
| 2 |  | Home Energy Solutions | 95853 | 7548 | 1195715 | 409605 | 18580 | 44880 | 481300 | 10698.2 | 960.8 | 0.1721 | 1236
| 2 |  | Liberty Utilities | 16202 | 3538 | 112803 | 6081 | 1486 | 2996 | 5400 | 2894 | 198 | 10 | 110
| 2 |  | NHEC | 3359 | 2048 | 27522 | 19623 | 1338 | 2947 | 21200 | 2588.8 | 237.5 | 136.2 | 42
| 2 |  | PSNH | 59173 |  | 938325 | 300998 | 11434 | 33515 | 412800 | 4719.4 | 490.3 | 24.9 | 1019
| 2 |  | Unitil | 17119 | 1962 | 117065 | 82903 | 4322 | 5421 | 41900 | 496 | 35 | 1 | 65
|  |  |  | Internal Adm | External Adm | Cust Rebts/Services | Internal Impl. | Marketing | Evaluation
| 3 |  | ENERGY STAR Appliances | 41183 | 21241 | 848015 | 109525 | 21016 | 14098 | 1186500 | 28834.2 | 2813.4 | 0.3857 | 18111
| 3 |  | Liberty Utilities | 2345 | 9930 | 36780 | 1143 | 2741 | 86 | 51300 | 1207 | 119 | 17 | 875
| 3 |  | NHEC | 8471 | 7807 | 102124 | 14241 | 1398 | 1053 | 127700 | 3547.6 | 347.9 | 43 | 1848
| 3 |  | PSNH | 24654 |  | 638779 | 36423 | 13183 | 9847 | 825900 | 20646.6 | 2013.5 | 269.3 | 13766
| 3 |  | Unitil | 5714 | 3505 | 70332 | 57718 | 3694 | 3112 | 181600 | 3433 | 333 | 56.4 | 1622
|  |  |  | Internal Adm | External Adm | Cust Rebts/Services | Internal Impl. | Marketing | Evaluation
| 4 |  | Home Energy Assistance | 107697 | 24831 | 2543843 | 218107 | 2532 | 27815 | 1895200 | 20168.4 | 1359.8 | 0.0561 | 933
| 4 |  | Liberty Utilities | 11865 | 7282 | 246369 | 716 | 451 | 243 |  | 1324 | 88 | 9 | 54
| 4 |  | NHEC | 16273 | 14997 | 193222 | 31890 | 302 | 4553 |  | 879.6 | 71.8 | 24.2 | 61
| 4 |  | PSNH | 68224 |  | 1899172 | 119432 | - | 15758 | 1895200 | 9101.7 | 654.8 | 21.7 | 760
| 4 |  | Unitil | 11335 | 2552 | 205080 | 66069 | 1778 | 7261 |  | 8863.1 | 545.2 | 1.2 | 58
|  |  |  | Internal Adm | External Adm | Cust Rebts/Services | Internal Impl. | Marketing | Evaluation
| 5 |  | ENERGY STAR Lighting | 44318 | 28920 | 634378 | 150607 | 231005 | 28121 | 393300 | 62427.9 | 12054 | 0.755 | 284039
| 5 |  | Liberty Utilities | 4117 | 19625 | 28835 | 3403 | 25575 | 9779 | 39600 | 3207 | 632 | 39 | 14507
| 5 |  | NHEC | 6050 | 5575 | 59226 | 21921 | 7380 | 483 | 25100 | 8886.2 | 1704.7 | 106.9 | 39490
| 5 |  | PSNH | 26702 |  | 498888 | 58432 | 181328 | 11290 | 287300 | 41315.7 | 7917.3 | 493.2 | 186081
| 5 |  | Unitil | 7449 | 3720 | 47429 | 66851 | 16722 | 6569 | 41300 | 9019 | 1800 | 115.9 | 43961
|  |  |  | Internal Adm | External Adm | Cust Rebts/Services | Internal Impl. | Marketing | Evaluation
| 6 |  | New Equipment & Construction | 94542 | 9166 | 2319846 | 354962 | 3783 | 96896 | 811800 | 95601.8 | 6695.1 | 2.4076 | 188
| 6 |  | Liberty Utilities | 15823 | 317 | 342654 | 16744 | 749 | 8186 | 71100 | 9244 | 601 | 145 | 13
| 6 |  | NHEC | 8951 | 8249 | 100759 | 19830 | 396 | 6915 | 20100 | 2456 | 163.7 | 23.6 | 5
| 6 |  | PSNH | 58772 |  | 1669983 | 256103 | 1000 | 65356 | 671900 | 75470.8 | 5368.4 | 2083.4 | 157
| 6 |  | Unitil | 10996 | 600 | 206450 | 62285 | 1638 | 16439 | 48700 | 8431 | 562 | 155.6 | 13
|  |  |  | Internal Adm | External Adm | Cust Rebts/Services | Internal Impl. | Marketing | Evaluation
| 7 |  | Large C&I Retrofit | 121673 | 11989 | 2471948 | 591312 | 7732 | 39163 | 4866600 | 206040.8 | 16194.7 | 3.9676 | 189
| 7 |  | Liberty Utilities | 19338 | 317 | 277676 | 25410 | 921 | 1009 | 606100 | 40425 | 3110 | 540 | 2
| 7 |  | NHEC | 11750 | 10829 | 138108 | 28895 | 519 | 1461 | 253400 | 9768.9 | 751.5 | 94 | 24
| 7 |  | PSNH | 71287 |  | 1640504 | 452533 | 3234 | 24764 | 3502900 | 124738.9 | 9940.2 | 2899.7 | 144
| 7 |  | Unitil | 19298 | 843 | 415660 | 84474 | 3058 | 11929 | 504200 | 31108 | 2393 | 433.9 | 19
|  |  |  | Internal Adm | External Adm | Cust Rebts/Services | Internal Impl. | Marketing | Evaluation
| 8 |  | Small Business Energy Solutions | 131625 | 21619 | 2719006 | 601301 | 32820 | 100583 | 2621400 | 117850.1 | 9591.6 | 2.0543 | 764
| 8 |  | Liberty Utilities | 11055 | 4082 | 134911 | 8035 | 466 | 9609 | 130000 | 6082 | 553 | 127 | 33
| 8 |  | NHEC | 17145 | 15800 | 191524 | 55535 | 758 | 2269 | 74400 | 3601.9 | 277.1 | 53.2 | 35
| 8 |  | PSNH | 88863 | 327 | 2156103 | 469543 | 24493 | 77158 | 2181800 | 93559.2 | 7637.5 | 1596.2 | 656
| 8 |  | Unitil | 14562 | 1410 | 236468 | 68188 | 7103 | 11547 | 235200 | 14607 | 1124 | 277.9 | 40
Note 1: Evaluation amounts are based on 5% of total budgets. Actual program expenses will vary from numbers shown.
|  |  | Source: | NH - 2011-2012 CORE Joint Eletric Program Proposal - 2010-08-03, pp.91 of 137, Attachment D.
|  |  | National Grid |  |  | Annual MWh Savings | Lifetime MWh Savings | Winter kW Savings | Summer kW Savings | Number of Customers Served
2012
Residential Programs
Liberty Utilities1 | 1 |  | ENERGY STAR Homes |  |  | 154 | 1501 | 35 | 21 | 50
Liberty Utilities2 | 2 |  | NH Home Performance with ENERGY STA |  |  | 198 | 2894 | 21 | 10 | 110
Liberty Utilities5 | 5 |  | ENERGY STAR Lighting *1 |  |  | 632 | 3207 | 147 | 39 | 14507
Liberty Utilities3 | 3 |  | ENERGY STAR Appliances |  |  | 119 | 1207 | 16 | 17 | 875
Liberty Utilities4 | 4 |  | Home Energy Assistance |  |  | 88 | 1324 | 16 | 9 | 54
|  |  | Subtotal Residential |  |  | 1192 | 10134 | 235 | 96 | 15596
C&I Programs
Liberty Utilities6 | 6 |  | New Construction / Major Renovation |  |  | 601 | 9244 | 104 | 145 | 13
Liberty Utilities7 | 7 |  | Large C&I Retrofit |  |  | 3110 | 40425 | 394 | 540 | 2
Liberty Utilities8 | 8 |  | Small C&I Retrofit |  |  | 553 | 6082 | 71 | 127 | 33
|  |  | Subtotal C&I |  |  | 4264 | 55751 | 569 | 812 | 72
|  |  | Total |  |  | 5456 | 65884 | 804 | 908 | 15668
Note: 1.National Grid plan estimates number of products rebated.
|  |  | Source: | NH - 2011-2012 CORE Joint Eletric Program Proposal - 2010-08-03, pp.101 of 137, Attachment E.
|  |  | NHEC |  |  | Annual MWh Savings | Lifetime MWh Savings | Winter kW Savings | Summer kW Savings | Number of Customers Served
2012
Residential Programs
NHEC1 | 1 |  | ENERGY STAR Homes |  |  | 49.8 | 863.4 | 12.1 | 14.1 | 40
NHEC2 | 2 |  | Home Performance w/Energy Star |  |  | 237.5 | 2588.8 | 53 | 136.2 | 42
NHEC5 | 5 |  | ENERGY STAR Lighting *1 |  |  | 1704.7 | 8886.2 | 402.4 | 106.9 | 39490
NHEC3 | 3 |  | ENERGY STAR Appliances |  |  | 347.9 | 3547.6 | 47.9 | 43 | 1848
NHEC4 | 4 |  | Home Energy Assistance |  |  | 71.8 | 879.6 | 24.2 | 24.2 | 61
|  |  | Subtotal Residential |  |  | 2685.9 | 23621.9 | 690.7 | 333.6 | 41494
C&I Programs
NHEC6 | 6 |  | New Construction / Major Renovation |  |  | 163.7 | 2456 | 21.6 | 23.6 | 5
NHEC7 | 7 |  | Large C&I Retrofit |  |  | 751.5 | 9768.9 | 273.7 | 94 | 24
NHEC8 | 8 |  | Small C&I Retrofit |  |  | 277.1 | 3601.9 | 45.8 | 53.2 | 35
|  |  | Other (Education) |  |  | ‐ | ‐ | ‐ | ‐ | ‐
|  |  | Subtotal C&I |  |  | 1192.3 | 15826.9 | 341.1 | 170.8 | 64
|  |  | Total |  |  | 3878.2 | 39448.8 | 1031.8 | 504.4 | 41558
Note: 1.Plan included 8,966 members purchasing a total of 35,864 lighting products (4 per member)
|  |  | Source: | NH - 2011-2012 CORE Joint Eletric Program Proposal - 2010-08-03, pp.111 of 137, Attachment F.
|  |  | PSNH |  |  | Annual MWh Savings | Lifetime MWh Savings | Winter kW Savings | Summer kW Savings | Number of Customers Served
2012
Residential Programs
PSNH4 | 4 |  | Home Energy Assistance |  |  | 654.8 | 9101.7 | 81.7 | 21.7 | 760
PSNH2 | 2 |  | Home Performance w/Energy Star |  |  | 490.3 | 4719.4 | 141.1 | 24.9 | 1019
PSNH1 | 1 |  | ENERGY STAR Homes |  |  | 570.7 | 9809.4 | 130.7 | 84.5 | 384
PSNH3 | 3 |  | ENERGY STAR Appliances |  |  | 2013.5 | 20646.6 | 285.3 | 269.3 | 13766
PSNH5 | 5 |  | ENERGY STAR Lighting |  |  | 7917.3 | 41315.7 | 1855.9 | 493.2 | 186081
|  |  | Other |  |  | 0 | - | - | - | -
|  |  | Subtotal Residential |  |  | 12550.5 | 108192.682 | 3123 | 910.5 | 202058
Commercial/Industrial Programs
PSNH6 | 6 |  | New Construction / Major Renovation |  |  | 5368.4 | 75470.8 | 1082.6 | 2083.4 | 157
PSNH7 | 7 |  | Large C&I Retrofit |  |  | 9940.2 | 124738.9 | 1805 | 2899.7 | 144
PSNH8 | 8 |  | Small Business Energy Solutions |  |  | 7637.5 | 93559.2 | 1351.8 | 1596.2 | 656
|  |  | Subtotal C&I |  |  | 25484.8 | 323953.9 | 4703.8 | 7494.4 | 963
|  |  | Total |  |  | 38035.3 | 432146.6 | 7826.8 | 8404.9 | 203021
|  |  | Source: | NH - 2011-2012 CORE Joint Eletric Program Proposal - 2010-08-03, pp.121 of 137, Attachment G.
|  |  | UES |  |  | Annual MWh Savings | Lifetime MWh Savings | Winter kW Savings | Summer kW Savings | Number of Customers Served
2012
Residential Programs
Unitil1 | 1 |  | ENERGY STAR Homes |  |  | 72 | 1402 | 36 | 4.2 | 36
Unitil2 | 2 |  | Home Performance with Energy Star |  |  | 35 | 496 | 16.5 | 1 | 65
Unitil5 | 5 |  | ENERGY STAR Lighting (1) |  |  | 1800 | 9019 | 436 | 115.9 | 43961
Unitil3 | 3 |  | ENERGY STAR Appliances (2) |  |  | 333 | 3433 | 46.1 | 56.4 | 1622
Unitil4 | 4 |  | Home Energy Assistance (3) |  |  | 545.2 | 8863.1 | 13.3 | 1.2 | 58
|  |  | Subtotal Residential |  |  | 2785.2 | 23213.1 | 547.9 | 178.6 | 45742
Commercial/Industrial Programs
Unitil6 | 6 |  | New Construction / Major Renovation |  |  | 562 | 8431 | 127.6 | 155.6 | 13
Unitil7 | 7 |  | Large C&I Retrofit |  |  | 2393 | 31108 | 326.4 | 433.9 | 19
Unitil8 | 8 |  | Small C&I Retrofit |  |  | 1124 | 14607 | 203.7 | 277.9 | 40
|  |  | Subtotal C&I |  |  | 4079 | 54146 | 657.7 | 867.4 | 72
|  |  | Total |  |  | 6864.2 | 77359.1 | 1205.6 | 1046 | 45814
Notes:
|  |  | 1.STAR HOME | The New Hampshire ENERGY STAR homes program is designed to be a market driving program, encouraging both builders and homeowners to build a new home with energy efficiency in mind. The program provides incentives in the form of rebates and services to help offset the consumer cost of building to a more energy efficient standard.
|  |  | 2.Home Performance with Energy Star | This program will continue to improve the efficiency of the existing housing stock in NH by assisting customers with improvements to the energy efficiency of their home. Basic services include air sealing, insulation, and cost effective appliance and lighting upgrades. Participating customers can receive up to $4,000 in program services. Co-payments are required and are determined based on the measures installed. The program also has a strong educational component designed to help customers better understand their home and the factors that affect energy use.
|  |  | 3. Star Appliances | This program will increase the use and availability of energy efficient appliances in New Hampshire. Contractors will continue to provide services including retailer retention and recruitment, training, point of purchase promotional materials, and product labeling for the more than 90 participating retailers. Services will also include rebate processing and the development and placement of cooperative advertising with participating retailers.
|  |  | 4. Home Energy Assistance | This program is designed to help low income customers manage their energy use and reduce their energy burden. Basic services include insulation, weatherization, cost effective appliance and lighting upgrades, and appropriate health and safety measures. Participating customers can receive up to $5,000 in program services. The program will also have a strong educational component specifically tailored for income eligible customers and designed to help them better understand their home and the factors that affect energy use.
|  |  | 5. Star Lighting | This program will continue to increase the use and availability of energy efficient lighting products in New Hampshire. The program is open to all residential customers and will (1) offer rebates for interior and exterior ENERGY STAR labeled bulbs and fixtures, (2) promote the efficiency and environmental benefits of the latest lighting technologies, and (3) leverage the ENERGY STAR branding across three programs - Lighting, Homes, and Appliances.
|  |  | 6. New Equipment and Construction | This program targets customers with new construction, major renovation, or failed equipment replacement projects. The program offers prescriptive and custom rebates designed to cover the lesser of a one year payback or 75% of incremental costs up to the customer’s incentive cap. The program also offers Technical Assistance including project evaluation, measure identification, equipment monitoring, and efficiency studies. Technical Assistance and Commissioning services may require a customer co-payment.
|  |  | 7. Large C&I Retrofit | This program targets customers, 200 kW and larger18, operating aging, inefficient equipment and systems. The program offers prescriptive and custom rebates designed to cover the lesser of a one year payback or 35%19 of equipment and installation costs up to the customer’s incentive cap. Opportunities typically include lighting, motors, HVAC, air compressors, chillers, variable frequency drives as well as custom measures. The program also offers Technical Assistance including project evaluation, measure identification, equipment monitoring, compressed air leak detection, and energy audits. Technical Assistance services may require a customer co-payment.
|  |  | 8. Small Busienss | The Small Business Energy Solutions Program is a turnkey solution tailored to the unique needs of small businesses, a customer base which is very diverse in terms of technical capabilities and financial resources. This program will provide turnkey energy efficiency services for customers under 200 kW demand

## ME raw
|  | 3 | 1 | 4 | 5
Project: | ISO-NE ORTP 2013 Study
Date: | September 2013
Worksheet: | Maine EE Raw Data
Sources: | Efficiency Maine 2012 Annual Report Appendix B p56 Efficiency Maine Program Impacts
Efficiency Maine 2012 Annual Report Appendix B p57 Efficiency Maine Program Expenditures
Program Expenditures
| Program | Incentive | Technical Support | Administrative | Participant Cost
| Business Incentive Program | 6374703 | 2820445 | 160570 | 25874806
| Large Customer | 4309622 | 96021 | 172883 | 8632639
| Direct Install Pilot | - | 99826 | 28061
| Residential Lighting | 2926387 | 1065739 | 180215 | 249568
| Residential Appliances | 1414300 | 251974 | 67593 | 1248740
| Low Income | 836333 | 42542 | 51436 | -
Program Savings
|  | Annualized Savings | Lifetime Savings |  | Customer Costs
|  | Annual kWh | Lifetime kWh | Efficiency | Participant Cost | Lifetime Energy | Cost/kWh | Benefit To
| Program | Savings | Savings | Costs |  | Benefit | (lifetime) | Cost Ratio
| Business Incentive Program | 40565749 | 592752866 | 9355717 | 25874806 | 44208732 | 0.059 | 1.25
| Large Customer | 40685233 | 467859118 | 4578526 | 8632639 | 32001587 | 0.028 | 2.42
| Direct Install Pilot | 0 | 0 | 127888
| Residential Lighting | 134912741 | 682426718 | 4172340 | 249568 | 43701746 | 0.006 | 9.88
| Residential Appliances | 5332000 | 60675000 | 1733867 | 1248740 | 4410942 | 0.049 | 1.48
| Low Income | 1037695 | 16298995 | 930311 | - | 1849337 | 0.057 | 1.99
Only SBC and RGGI Funded Programs are included here, ARRA Funded Programs are not related to electricity
Program Brief:
pp.8 - The Business Incentive Program provides education, technical assistance, quality control and financial incentives for energy upgrades to businesses of all sizes.
pp.11 - In FY12, Efficiency Maine’s Large Customer Program provided grants for large-scale kilowatt-hour (kWh) saving projects.
pp.22 - Efficiency Maine’s Residential Lighting Program ... collaborating with Energy Star lighting manufacturers and retailers to lower the price of CFLs and other cost-effective, high-efficiency lights and to educate consumers on the benefits of efficient lighting.
pp.25 - Efficiency Maine [STAR Appliance] has worked with appliance retailers throughout the state to educate sales staff on the benefits of ENERGY STAR electrical appliances and offer rebates for customer purchases of new, qualified units.
pp.30 - The purpose of Efficiency Maine’s Residential Direct Install pilot and incentive is to break down barriers to entry for homeowners to participate in weatherization programs and take first steps toward making their homes more comfortable and energy efficient.
Participant costs: the customer (“participant”) cost-share to install energy upgrades.

## CT CLP raw
|  |  | 1 | 2 | 1 | 1 | 3 | 4 | 4 | 4 | 5
Project: | ISO-NE ORTP 2013 Study
Date: | September 2013
Worksheet: | Connecticut CLP EE Raw Data
Sources: | 2012 Electic and Natural Gas Conservation and Load Managemnet Plan, Docket No. 11-10-03, September 30, 2011
Table C
CL&P 2012 C&LM Budget Details - Increased Savings Model
|  | CL&P C&LM BUDGET ($000) | CL&P Labor | Materials & Supplies | Outside Services | Contractor Labor | Incentives | Marketing | Other | Administrative Expenses | Customer Costs | kW Impact (Y/E) | Annualized Savings | Lifetime Savings
| Consumer Products | Residential Retail Products | 144 | 2 | 865 | 9 | 3180 | 600 | 30 | 20 | 3103 | 3271 | 45894 | 214581
| Residential New Construction | Residential New Construction | 174 | 3 | 35 | 28 | 981 | 35 | 0 | 5 | 749 | 356 | 1718 | 29901
| Home Energy Solutions | Home Energy Solutions (HV AC, Duct Sealing, Lightin~) | 590 | 25 | 364 | 350 | 9996 | 325 | 75 | 32 | 3638 | 2631 | 19832 | 259149
| HES Income Eligible | HES Income Eligible | 662 | 30 | 107 | 442 | 7767 | 275 | 50 | 68 | 979 | 929 | 13728 | 116400
| C&I Lost Opportunity | Energy Conscious Blueprint | 950 | 10 | 867 | 321 | 6137 | 100 | 70 | 48 | 323 | 4375 | 20055 | 307732
|  | Energy Opportunities | 1509 | 20 | 377 | 503 | 10563 | 160 | 30 | 80 | 17747 | 6027 | 42199 | 521131
|  | O&M (Service, RetroCx, BSC) | 517 | 10 | 638 | 52 | 2844 | 60 | 15 | 35 | 3261 | 2349 | 17350 | 144421
|  | PRIME | 45 | 2 | 10 | 2 | 394 | 20 | 3 | 10 | 51 |  | 1896 | 9479
| C&I Large Retrofit | Total - C&I Large Retrofit | 2071 | 32 | 1025 | 557 | 13801 | 240 | 48 | 125 | 21059 | 8376 | 61445 | 675031
| C&I Small Business | Small Business | 683 | 10 | 237 | 274 | 8619 | 300 | 17 | 1500 | 11897 | 4828 | 28138 | 344349

## CT UI raw
|  | 1 | 2 | 1 | 1 | 3 | 4 | 4 | 4 |  | 5
Project: | ISO-NE ORTP 2013 Study
Date: | September 2013
Worksheet: | Connecticut UI EE Raw Data
Sources: | 2012 Electric and Natural Gas Conservation and Load Managemnet Plan, Docket No. 11-10-03, September 30, 2011
THE UNITED ILLUMINATING COMPANY 2012 CONSERVATION & LOAD MANAGEMENT TABLE C
|  | UI Labor | Materials & Supplies | Outside Services | Contractor Labor | Incentives | Marketing | Other (b) | Administrative Expenses | TOTAL | Customer Costs | Load Savings kW | Annualized Savings kWh | Lifetime Savings kWh
| Residential Relail Products | 184412 | 4993 | 190000 | $ | 1106000 | 260000 | 5803 | 4647 | 1755855 | 958138 | 1325.8 | 14731133 | 72381047
| Consumer Products | 184412 | 4993 | 190000 | $ | 1106000 | 260000 | 5803 | 4647 | 1755855 | 958138 | 1325.8 | 14731133 | 72381047
| Residential New Construction | 58166 | 1500 | 7500 | $ | 92663 | 15000 | $ | 2500 | 177329 | 154071 | 103 | 241509 | 2941285
| Home Energy Solutions | 271894 | 3500 | 60452 | $ | 1835212 | 100500 | $ | 10100 | 2281658 | 348298 | 734.1 | 3515822 | 41625954
| HES Income Eligible | 189057 | 5000 | 31000 | $ | 1851536 | 35000 | $ | 6500 | 2118093 | 641466 | 209.7 | 3070255 | 40277158
| Sub-Total Residential | 703529 | 14993 | 288952 | 0 | 4885411 | 410500 | 5803 | 23747 | 6332935 | 2101973 | 2372.6 | 21558719 | 157225443
| Energy Conscious Blueprint (a) | 537396 | 3000 | 96000 | 10000 | 1671825 | 30000 | 8000 | 30000 | 2386221 | 690775 | 1093.3 | 6738345 | 103249390
| C&I Lost Opportunity | 537396 | 3000 | 96000 | 10000 | 1671825 | 30000 | 8000 | 30000 | 2386221 | 690775 | 1093.3 | 6738345 | 103249390
| Energy Opportunities | 538015 | 3050 | 102500 | 15000 | 2160084 | 33000 | 3000 | 152670 | 3007319 | 5072532 | 1172.2 | 8992818 | 113819163
| O&M Services (RFP,BSC, Training, RetroX, PRIME) | 31696 | 1000 | 476400 | $ | 214000 | 15000 | 1250 | 8093 | 747439 | 336000 | 176.1
| C&I Large Retrofit | 569711 | 4050 | 578900 | 15000 | 2374084 | 48000 | 4250 | 160763 | 3754758 | 5408532 | 1348.3 | 10915603 | 127722819
| C&I Small Business | 262536 | 3266 | 50000 | 10500 | 1559934 | 30000 | 1100 | 310300 | 2227636 | 5408532 | 860.9 | 5074638 | 64551988
| Sub-Total C&I | 1369643 | 10316 | 724900 | 35500 | 5605843 | 108000 | 13350 | 501063 | 8368615 | 11507839 | 3302.5 | 22728586 | 295524197
| Notes: | (a) Energy Blueprint includes Motors and Cool Choice
(b) Other expenses include:
Performance Management Fee
Smart Living Center Lease
Smart Living Center Utilities
ECSU
Energy Conservation Loan Fund
Neighborhood Housing Services
C&LM Loan Defaults
NEEP Participation
Dues
Postage
Telephone Expense
Totals may vary due to rounding

## RI raw
|  |  |  | 3 | 5 | 6
Project: | ISO-NE ORTP 2013 Study
Date: | September 2013
Worksheet: | Rhode Island EE Raw Data
Sources: | Rhode Island 2012 Energy Efficency Plan Attachment 5 Page 6 of 10
Table E-5 Calculation of 2012 Program Year Cost-Effectiveness Summary of Benefit, Expenses, Evaluation Costs ($000)
| Commercial & Industrial | TRC Benefit/Cost | Total Benefit | Program Implementation Expenses | Customer Contribution | Evaluation Cost | Shareholder Incentive | Total Cost | Lifetime cents/kWh
| Large Commercial New Construction | 6.39 | $ 44,317.1 | $ 6,269.0 | $ 558.0 | $ 113.8 | NA | 6940.8 | 3.2
| Large Commercial Retrofit | 2.39 | $ 44,182.8 | $ 10,640.1 | $ 7,422.9 | $ 385.8 | NA | 18448.8 | 5.7
| Small Business Direct Install | 2.15 | $ 30,546.6 | $ 11,865.0 | $ 2,310.4 | $ 64.4 | NA | 14239.8 | 7.8
Low Income Residential
| Single Family - Low Income Services | 1.35 | $ 7,926.1 | $ 5,615.4 | 0 | 0 | $ 247.1 | 5862.5 | 23.7
Non-Low Income Residential
| Residential New Construction | 2.31 | $ 4,142.9 | $ 1,036.0 | $ 378.3 | $ 378.3 | NA | 1792.6 | 34.5
| ENERGY STAR® HVAC | 2.5 | $ 8,009.2 | $ 2,477.0 | $ 669.0 | $ 60.0 | NA | 3206 | 21.8
| EnergyWise | 3.22 | $ 27,552.2 | $ 7,541.5 | $ 923.6 | $ 86.4 | NA | 8551.5 | 14.7
| ENERGY STAR® Lighting | 3.1 | $ 14,198.7 | $ 4,507.4 | 0 | $ 71.4 | NA | 4578.8 | 4
| ENERGY STAR® Appliances | 1.89 | $ 3,997.1 | $ 2,045.4 | 0 | $ 71.4 | NA | 2116.8 | 7.1
Note: TRC B/C Test = (Energy + Capacity + Resource Benefits) / (Program Implementation + Evaluation Costs + Customer Contribution + Shareholder Incentive) Also includes effects of free-ridership and spillover.
Table E-6 2012 Program Year Goals Summary of Benefits, kW, and kWh by Program
|  | Loaded Reduction in kW |  |  | MWh Saved
| Commercial & Industrial | Summer | Winter | Lifetime | Annual | Lifetime
| Large Commercial New Construction | 9049 | 4895 | 124710 | 27216 | 324394
| Large Commercial Retrofit | 5527 | 4790 | 67675 | 39928 | 486584
| Small Business Direct Install | 4675 | 2577 | 55859 | 21113 | 252295
| Single Family - Low Income Services | 482 | 916 | 5716 | 3960 | 44539
| Residential New Construction | 246 | 204 | 5044 | 812 | 10153
| ENERGY STAR® HVAC | 2085 | 2667 | 22491 | 1964 | 24067
| EnergyWise | 798 | 1812 | 9580 | 8432 | 95369
| ENERGY STAR® Lighting | 2110 | 4221 | 15532 | 20174 | 154987
| ENERGY STAR® Appliances | 507 | 554 | 4158 | 4971 | 38992
Source: RI - 2012 Energy Efficency Plan Attachment 5 Page 7 of 10

## Capital Costs Summary
| CT_2013$ | Combustion Turbine | CT_2018$ | Combustion Turbine | CC_2013$ | CC_2018$ | Combined Cycle Gas Turbine | Combined Cycle Gas Turbine | Wind_2013$ | Wind_2018$ | On-Shore Wind | On-Shore Wind | Solar_2013$ | Solar_2018$ | Solar PV | Solar PV
| Combustion Turbine | Combustion Turbine | Combustion Turbine | Combustion Turbine | Combined Cycle Gas Turbine | Combined Cycle Gas Turbine | Combined Cycle Gas Turbine | Combined Cycle Gas Turbine | On-Shore Wind | On-Shore Wind | On-Shore Wind | On-Shore Wind | Solar PV | Solar PV | Solar PV | Solar PV
On-Shore Wind | 2013 Overnight Costs | 2013 Overnight Costs | 2018 Overnight Costs | 2018 Overnight Costs | 2013 Overnight Costs | 2018 Overnight Costs | 2013 Overnight Costs | 2018 Overnight Costs | 2013 Overnight Costs | 2018 Overnight Costs | 2013 Overnight Costs | 2018 Overnight Costs | 2013 Overnight Costs | 2018 Overnight Costs | 2013 Overnight Costs | 2018 Overnight Costs
| (2013 $) | (2013 $/kW) | (2018 $) | (2018 $/kW) | (2013 $) | (2018 $) | (2013 $/kW) | (2018 $/kW) | (2013 $) | (2018 $) | (2013 $/kW) | (2018 $/kW) | (2013 $) | (2018 $) | (2013 $/kW) | (2018 $/kW)
EPC Costs
Equipment
Gas Turbines | 77500000 | 402.9281 | 88328000 | 459.2237 | 90000000 | 102574000 | 123.3553 | 140.5894 | 0 | 0 | 0 | 0 | 0 |  | 0
Boiler / HRSG / SCR | 14000000 | 72.787 | 15956000 | 82.9564 | 43000000 | 49008000 | 58.9364 | 67.1711 | 0 | 0 | 0 | 0 | 0 |  | 0
Condenser | 0 | 0 | 0 | 0 | 26900000 | 30658000 | 36.8695 | 42.0203 | 0 | 0 | 0 | 0 | 0 |  | 0
Steam Turbines | 0 | 0 | 0 | 0 | 36000000 | 41030000 | 49.3421 | 56.2363 | 0 | 0 | 0 | 0 | 0 |  | 0
Wind Turbines | 0 | 0 | 0 | 0 | 0 | 0 | 0 | 0 | 77922000 | 88809000 | 1300 | 1481.6316 | 0 |  | 0
Solar PV Modules | 0 | 0 | 0 | 0 | 0 | 0 | 0 | 0 | 0 | 0 | 0 | 0 | 8100000 |  | 1350
Other Equipment | 29013000 | 150.8407 | 33066000 | 171.9125 | 50093000 | 57092000 | 68.6582 | 78.2511 | 5994000 | 6831000 | 100 | 113.964 | 0 |  | 0
Construction Labor | 38612000 | 200.7466 | 46415000 | 241.3149 | 154140000 | 185292000 | 211.2664 | 253.9638 | 7193000 | 8647000 | 120.0033 | 144.2609 | 2520000 |  | 420
Other Labor | 14121000 | 73.4161 | 16975000 | 88.2543 | 36833000 | 44277000 | 50.4838 | 60.6867 | 1798000 | 2161000 | 29.9967 | 36.0527 | 1020000 |  | 170
Materials | 7007000 | 36.4299 | 7986000 | 41.5198 | 33198000 | 37836000 | 45.5016 | 51.8586 | 6593000 | 7514000 | 109.9933 | 125.3587 | 2160000 |  | 360
Sales Tax | 7970000 | 41.4366 | 9084000 | 47.2284 | 17449000 | 19887000 | 23.9158 | 27.2574 | 4525000 | 5158000 | 75.4922 | 86.0527 | 0 |  | 0
EPC Contractor Fee | 18822000 | 97.8569 | 21781000 | 113.241 | 58514000 | 68118000 | 80.2001 | 93.3635 | 10403000 | 11912000 | 173.5569 | 198.7321 | 1380000 |  | 230
EPC Contingency | 20705000 | 107.6468 | 23959000 | 124.5646 | 54613000 | 63577000 | 74.8533 | 87.1395 | 11443000 | 13103000 | 190.9076 | 218.6019 | 1518000 |  | 253
Total EPC Costs | 227750000 | 1184.0888 | 263550000 | 1370.2156 | 600740000 | 699349000 | 823.3827 | 958.5376 | 125871000 | 144135000 | 2099.9499 | 2404.6547 | 16698000 |  | 2783
Non-EPC Costs
Owner's Costs (Services) | 15943000 | 82.8888 | 18449000 | 95.9177 | 42052000 | 48954000 | 57.6371 | 67.097 | 8811000 | 10089000 | 146.997 | 168.3183 | 1169000 |  | 194.8333
Electrical Interconnection | 4000000 | 20.7963 | 4559000 | 23.7026 | 16000000 | 18235000 | 21.9298 | 24.9931 | 19000000 | 21655000 | 316.9837 | 361.2779 | 300000 |  | 50
Gas Interconnection | 3600000 | 18.7167 | 4103000 | 21.3318 | 3600000 | 4103000 | 4.9342 | 5.6236 | 0 | 0 | 0 | 0 | 0 |  | 0
Emission Reduction Credits | 0 | 0 | 0 | 0 | 0 | 0 | 0 | 0 | 0 | 0 | 0 | 0 | 0 |  | 0
Land | 0 | 0 | 0 | 0 | 0 | 0 | 0 | 0 | 0 | 0 | 0 | 0 | 0 |  | 0
Fuel Inventories | 2529000 | 13.1485 | 2684000 | 13.9543 | 7499000 | 7960000 | 10.2782 | 10.9101 | 0 | 0 | 0 | 0 | 0 |  | 0
Working Capital | 2278000 | 11.8435 | 2636000 | 13.7048 | 6007000 | 6993000 | 8.2333 | 9.5847 | 1259000 | 1441000 | 21.0043 | 24.0407 | 167000 |  | 27.8333
Owner's Contingency | 2268000 | 11.7915 | 2594000 | 13.4864 | 6013000 | 6900000 | 8.2415 | 9.4572 | 2326000 | 2655000 | 38.8055 | 44.2943 | 131000 |  | 21.8333
Financing Fees | 5167000 | 26.8636 | 5972000 | 31.0489 | 13638000 | 15850000 | 18.6924 | 21.7242 | 3145000 | 3600000 | 52.4691 | 60.0601 | 369000 |  | 61.5
Total Non-EPC Costs | 35785000 | 186.0488 | 40997000 | 213.1464 | 94809000 | 108995000 | 129.9465 | 149.3901 | 34541000 | 39440000 | 576.2596 | 657.9913 | 2136000 |  | 356
Overnight Capital Costs ($) | 263535000 | 1370.1376 | 304547000 | 1583.3619 | 695549000 | 808344000 | 953.3292 | 1107.9276 | 160412000 | 183575000 | 2676.2095 | 3062.646 | 18834000 | 15558000 | 3139 | 2593

## Shaw Comparison
CT (LMS100 CT) | Units | S&L (2018$) | Shaw (2011$) | Shaw (2018$) | Difference | CC (2x1 501 G CCGT) | Units | S&L (2018$) | Shaw (2011$) | Shaw (2018$) | Difference | Onshore Wind | Units | S&L (2018$) | Shaw (2011$) | Shaw (2018$) | Difference
EPC (excluding Contingency) | $/kW | 1245.651 | 988 | 1154.5165 | 91.1344 | EPC (excluding Contingency) | $/kW | 871.398 | 1122 | 1311.1008 | -439.7027 | EPC (excluding Contingency) | $/kW | 2186.0527 | 2250 | 2629.2128 | -443.1601
Equipment, Materials, Tax | $/kW | 802.8408 | 626 | 731.5054 | 71.3354 | Equipment, Materials, Tax | $/kW | 463.384 | 543 | 634.5167 | -171.1326 | Equipment, Materials, Tax | $/kW | 1807.007 | 0 | 0
Labor (Construction and Other) | $/kW | 329.5692 | 136 | 158.9213 | 170.6479 | Labor (Construction and Other) | $/kW | 314.6505 | 237 | 276.9437 | 37.7067 | Labor (Construction and Other) | $/kW | 180.3136 | 0 | 0
Distributables and Indirects (Contractor Fee) | $/kW | 113.241 | 225 | 262.9213 | -149.6803 | Distributables and Indirects (Contractor Fee) | $/kW | 93.3635 | 342 | 399.6403 | -306.2769 | Distributables and Indirects (Contractor Fee) | $/kW | 198.7321 | 0 | 0
Owner's Costs (excluding Contingency) | $/kW | 199.66 | 70 | 81.7977 | 117.8622 | Owner's Costs (excluding Contingency) | $/kW | 139.9328 | 39 | 45.573 | 94.3598 | Owner's Costs (excluding Contingency) | $/kW | 613.697 | 45 | 52.5843 | 561.1128
Contingency | $/kW | 138.051 | 49 | 57.2584 | 80.7926 | Contingency | $/kW | 96.5968 | 56 | 65.4382 | 31.1586 | Contingency | $/kW | 262.8962 | 113 | 132.0449 | 130.8513
IDC (Installed Costs - Overnight Costs) | $/kW | 69 | 47 | 54.9213 | 14.0787 | IDC (Installed Costs - Overnight Costs) | $/kW | 95 | 78 | 91.146 | 3.854 | IDC (Installed Costs - Overnight Costs) | $/kW | 200 | 87 | 101.6629 | 98.3371
Total Capital Costs | $/kW | 1652.3619 | 1154 | 1348.494 | 303.8679 | Total Capital Costs | $/kW | 1202.9276 | 1295 | 1513.258 | -310.3304 | Total Capital Costs | $/kW | 3262.646 | 2495 | 2915.5048 | 347.1411
Fixed O&M | $/kW-yr | 32 | 30 | 35.0562 | -3.0562 | Fixed O&M | $/kW-yr | 28 | 16 | 18.6966 | 9.3034 | Fixed O&M | $/kW-yr | 79 | 41 | 47.9101 | 31.0899
ATWACC | % | 7.2% | 6.3% | 6.3% | 0.9% | ATWACC | % | 7.2% | 6.3% | 6.3% | 0.9% | ATWACC | % | 7.2% | 6.3% | 6.3% | 0.9%
Gross CONE | $/kW-mo | 16.1 | 13.1 | 15.3079 | 0.79214 | Gross CONE | $/kW-mo | 12.6 | 14.1 | 16.4764 | -3.8764 | Gross CONE | $/kW-mo | 23.9 | 26 | 30.382 | -6.482
Levelized Capital Costs | $/kW-mo | 13.4333 | 10.6 | 12.3865 | 1.0468 | Levelized Capital Costs | $/kW-mo | 10.2667 | 12.7667 | 14.9183 | -4.6517 | Levelized Capital Costs | $/kW-mo | 17.3167 | 22.5833 | 26.3895 | -9.0728
Fixed O&M | $/kW-mo | 2.6667 | 2.5 | 2.9213 | -0.25468 | Fixed O&M | $/kW-mo | 2.3333 | 1.3333 | 1.5581 | 0.77528 | Fixed O&M | $/kW-mo | 6.5833 | 3.4167 | 3.9925 | 2.5908
E&AS Offset | $/kW-mo | 2.7 | 2.9 | 3.3888 | -0.68876 | E&AS Offset | $/kW-mo | 3.8 | 3.2 | 3.7393 | 0.060675 | E&AS Offset | $/kW-mo | 27.5 | 21.3 | 24.8899 | 2.6101
Net CONE (Installed) | $/kW-mo | 13.4 | 10.2 | 11.9191 | 1.4809 | Net CONE (Installed) | $/kW-mo | 8.87 | 10.9 | 12.7371 | -3.8671 | Net CONE (Installed) | $/kW-mo | -3.6 | 4.7 | 5.4921 | -9.0921