## CoverPage
ISO New England Seasonal Claimed Capability (SCC) Report
as of 06/01/2000
Revision 1
A Monthly Listing of NEPOOL Participant Generating Units and their Summer and Winter Seasonal Claimed Capability (SCC), published by ISO-NE
Includes Generating units that are:
- registered as Generating Assets and modeled in the ISO-NE Energy Management System (EMS)
- registered as Load Assets, NOT modeled in the EMS, and receiving "Settlement Only" Generator treatment
Total NEPOOL Installed Capability (MW)
[5 empty] | Winter | Summer
[5 empty] | (January) | (June)
|  |  |  | Total EMS Capability: | 25581.917 | 24099.605
|  |  |  | Total Settlement Only Capability: | 216.571 | 202.625
|  |  |  | Total Capability: | 25798.488 | 24302.23
Summary reports in this Spreadsheet include:
Worksheet |  | Contents
SCC_Report_Current |  | Comprehensive listing of ALL units & SCC values
RetiredDeactivat |  | Listing of units Retired or Deactivated since the previously published SCC report
Inputs_SettlementOnly |  | Detailed listing of Settlement Only Generators, with Monthly Capabilities (units listed here are also listed in SCC_Report_Current)
Inputs_EMS_DCH_Wind |  | Detailed listing of EMS Daily Cycle Hydro and Wind Generators, with Monthly Capabilities (units listed here are also listed in SCC_Report_Current)
NotesAndAbbreviations |  | Explanatory notes, including definition of acronyms and column headings of reports
Notes:
This is the first issue of the SCC Monthly capability report in a new format.
To Print All Worksheets within this file, click on the "Print Entire SCC Report" button
To go to a specific report, click on the "Go to" button above (or simply click on the desired Worksheet tab)
To print a specific section (worksheet) of the report, go to that worksheet and click on the Print icon in the toolbar
Revision 1 changes:
Cover Page - Modified title to be consistent with report title in SCC_Report_Current
Cady Falls #1165 - corrected SSCC from 1.05 to 1.10
Cabot-Turner #766 - corrected Lead Participant from NU to SEI
Hadley Falls #769 - corrected Lead Participant from NU to SEI
Added several < 5 MW (Settlement Only) units previously not reported in SCC_Report_Current worksheet:
#973 - Concord 1
#1048 - Pioneer Hydro
#1266 - Marsh Power
#1267 - Sparhawk
#1270 - Sysko Stony Brook
#1271 - Sysko Wight Brook
#1272 - Garland Mill
#1273 - Kennebec Water
#1283 - Lewiston
Questions? Please contact Rick Paliuca, ISO-NE (telephone 413-535-4360; e-mail: rpaliuca@iso-ne.com)

## SCC_Report_Current
ISO New England Seasonal Claimed Capability (SCC) Report
| SCC values as of | 2000-06-01 | [7 empty] | ...with changes from previous SCC Report of | 2000-05-01
| Note: This SCC report is sorted by ISO-NE according to (1) Current_Lead_Participant, then by (2) Class and then by (3) UnitName |  |  |  | Lead Participant (for EMS units) or NEPOOL Participant with Majority Interest in the Resource (for SO Units) |  |  |  |  | Winter Seasonal Claimed Capability |  |  |  |  | Summer Seasonal Claimed Capability
Asset_Id | UnitName | UnitCategory | Class | SQF | Current_Lead_Participant | Cust_ID | LP_Most_Recent_Change_Date | ChangeLP | Previous_Lead_Participant | WSCC | WSCC_Most_Recent_Change_Date | ChangeWSCC | PrevWSCC | DiffWSCC | SSCC | SSCC_Most_Recent_Change_Date | ChangeSSCC | PrevSSCC | DiffSSCC | Footnote
----------- | ----------- | ----------- | ------ | ------ | ----------- | ------ | ----------- | --- | ----------- | ----------- | ----------- | --- | ----------- | ----------- | ----------- | ----------- | --- | ----------- | ----------- | ---
472 | M St. Jet | J | EMS |  | BE | 3 |  |  |  | 68.1 | 1999-05-01 |  |  |  | 50 | 1999-05-01
497 | Mass Power | CC | EMS |  | BE | 3 |  |  |  | 270 | 1999-05-01 |  |  |  | 231.5 | 1999-05-01
507 | NEA Bellingham | CC | EMS |  | BE | 3 |  |  |  | 326.334 | 2000-06-01 | n | 333.43 | -7.096 | 263.714 | 2000-06-01 | n | 270.81 | -7.096
540 | Potter 2 CC | CC | EMS |  | BELD | 5 |  |  |  | 97.5 | 1999-05-01 |  |  |  | 79.5 | 1999-05-01
361 | Potter Diesel 1 | D | EMS |  | BELD | 5 |  |  |  | 2.25 | 1999-05-01 |  |  |  | 2.25 | 1999-05-01
332 | Bar Harbor | D | EMS |  | BHE | 2 |  |  |  | 8.65 | 1999-05-01 |  |  |  | 6.3 | 1999-06-01
407 | Eastport Diesels 1-3 | D | EMS |  | BHE | 2 |  |  |  | 3.2 | 1999-05-01 |  |  |  | 3 | 1999-06-01
424 | Great Northern | HW | EMS |  | BHE | 2 |  |  |  | 18.95 | 1999-10-01 |  |  |  | 15.55 | 2000-06-01 | n | 17.7 | -2.15
475 | Medway 1-4 | D | EMS |  | BHE | 2 |  |  |  | 8.65 | 1999-05-01 |  |  |  | 7.95 | 1999-05-01
536 | Perc-Orrington 1 | F | EMS |  | BHE | 2 |  |  |  | 21.16 | 1999-05-01 |  |  |  | 21.19 | 1999-06-01
629 | Worcester Energy | F | EMS |  | BHE | 2 |  |  |  | 0 | 1999-10-01 |  |  |  | 0 | 1999-06-01
590 | Stratton Energy | F | EMS |  | CCT | 50045 |  |  |  | 46.7 | 1999-05-01 |  |  |  | 46.52 | 1999-09-09
395 | Doreen | J | EMS |  | CEEI | 50247 |  |  |  | 21.1 | 1999-05-01 |  |  |  | 16.6 | 1999-10-15
631 | W Springfield 1 | F | EMS |  | CEEI | 50247 |  |  |  | 49 | 1999-12-01 |  |  |  | 0 | 2000-06-01 | n | 49 | -49
630 | W Springfield 10 | J | EMS |  | CEEI | 50247 |  |  |  | 22 | 1999-05-01 |  |  |  | 17.2 | 1999-05-01
632 | W Springfield 2 | F | EMS |  | CEEI | 50247 |  |  |  | 49 | 1999-12-01 |  |  |  | 0 | 2000-06-01 | n | 49 | -49
633 | W Springfield 3 | F | EMS |  | CEEI | 50247 |  |  |  | 107 | 1999-05-01 |  |  |  | 107 | 1999-05-01
628 | Woodland | J | EMS |  | CEEI | 50247 |  |  |  | 20.4 | 1999-05-01 |  |  |  | 16.6 | 1999-05-01
864 | Dwight (Chic Rvr) | HD | SO |  | CEEI | 50247 |  |  |  | 1.7 | 2000-04-01 |  |  |  | 1.7 | 2000-04-01 | m | 1.34 | 0.36
851 | Gardner Falls | HD | SO |  | CEEI | 50247 |  |  |  | 3.7 | 2000-04-01 |  |  |  | 3.7 | 2000-04-01
867 | Indian Orchard (Chic Rvr) | HD | SO |  | CEEI | 50247 |  |  |  | 3.7 | 2000-04-01 |  |  |  | 3.7 | 2000-04-01
873 | Putts Bridge (Chic Rvr) | HD | SO |  | CEEI | 50247 |  |  |  | 4.1 | 2000-04-01 |  |  |  | 4.1 | 2000-04-01 | m | 3.75 | 0.35
874 | Red Bridge (Chic Rvr) | HD | SO |  | CEEI | 50247 |  |  |  | 4.26 | 2000-04-01 | m | 4.5 | -0.24 | 2.86 | 2000-04-01 | m | 0.38 | 2.48
343 | Blackstone 1 | F | EMS |  | CES | 108 |  |  |  | 8.979 | 1999-10-01 |  |  |  | 11.783 | 2000-06-01 | n | 13.3 | -1.517
348 | Boott Hydro | HD | EMS |  | CES | 108 |  |  |  | 20 | 1999-05-01 |  |  |  | 20 | 1999-05-01
388 | Dartmouth Power | CC | EMS |  | CES | 108 |  |  |  | 68.18 | 1999-05-01 |  |  |  | 61.8 | 1999-05-01
563 | SEMASS 1 | F | EMS |  | CES | 108 |  |  |  | 50.74 | 1999-10-01 |  |  |  | 46.18 | 1999-05-01
564 | SEMASS 2 | F | EMS |  | CES | 108 |  |  |  | 24.32 | 1999-05-01 |  |  |  | 20.85 | 1999-05-01
484 | Millstone Point 2 | N | EMS |  | CLP | 50092 |  |  |  | 872.275 | 2000-03-27 |  |  |  | 873.125 | 1999-08-19
798 | Colebrook | HD | SO |  | CLP | 50092 |  |  |  | 1.373 | 2000-04-01 |  |  |  | 1.373 | 2000-04-01
1209 | CRRA Hartford Landfill | F | SO | x | CLP | 50092 |  |  |  | 2.852 | 2000-04-01 |  |  |  | 2.852 | 2000-04-01
807 | Dayville Pond Hydro | HD | SO |  | CLP | 50092 |  |  |  | 0.05 | 2000-04-01 |  |  |  | 0.05 | 2000-04-01
977 | G. Fox | G | SO |  | CLP | 50092 |  |  |  | 3 | 2000-04-01 |  |  |  | 3 | 2000-04-01
805 | Glen Falls | HD | SO |  | CLP | 50092 |  |  |  | 0.096 | 2000-04-01 |  |  |  | 0.096 | 2000-04-01
796 | Goodwin Dam | HD | SO |  | CLP | 50092 |  |  |  | 2.064 | 2000-04-01 |  |  |  | 2.064 | 2000-04-01
799 | Kinneytown Unit A | HD | SO |  | CLP | 50092 |  |  |  | 0.246 | 2000-04-01 |  |  |  | 0.246 | 2000-04-01
800 | Kinneytown Unit B | HD | SO |  | CLP | 50092 |  |  |  | 0.654 | 2000-04-01 |  |  |  | 0.654 | 2000-04-01
806 | Mechanicsville Hydro | HD | SO |  | CLP | 50092 |  |  |  | 0.101 | 2000-04-01 |  |  |  | 0.101 | 2000-04-01
978 | New Milford Landfill | F | SO |  | CLP | 50092 |  |  |  | 2.992 | 2000-04-01 |  |  |  | 2.992 | 2000-04-01
809 | Pinchbeck | F | SO | x | CLP | 50092 |  |  |  | 0.009 | 2000-04-01 |  |  |  | 0.009 | 2000-04-01
804 | Putnam Hydro | HD | SO |  | CLP | 50092 |  |  |  | 0.268 | 2000-04-01 |  |  |  | 0.268 | 2000-04-01
810 | Quinebaug | HD | SO |  | CLP | 50092 |  |  |  | 2.81 | 2000-04-06 |  |  |  | 2.38 | 2000-04-06 | m | 0.98 | 1.4
808 | Rocky Glen Hydro | HD | SO |  | CLP | 50092 |  |  |  | 0.042 | 2000-04-01 |  |  |  | 0.042 | 2000-04-01
803 | Toutant Hydro | HD | SO |  | CLP | 50092 |  |  |  | 0.16 | 2000-04-01 |  |  |  | 0.16 | 2000-04-01
801 | Willimantic 1 | HD | SO |  | CLP | 50092 |  |  |  | 0.423 | 2000-04-01 |  |  |  | 0.423 | 2000-04-01
802 | Willimantic 2 | HD | SO |  | CLP | 50092 |  |  |  | 0.388 | 2000-04-01 |  |  |  | 0.388 | 2000-04-01
797 | Wyre Wynd | HD | SO |  | CLP | 50092 |  |  |  | 1.612 | 2000-04-01 |  |  |  | 1.612 | 2000-04-01
325 | A. L. Pierce | F | EMS |  | CMEEC | 8 |  |  |  | 14.91 | 1999-10-01 |  |  |  | 12.44 | 2000-06-01 | n | 14.6 | -2.16
515 | Norwich Jet | J | EMS |  | CMEEC | 8 |  |  |  | 18.8 | 1999-05-01 |  |  |  | 15.255 | 1999-05-01
788 | Greenville Dam | HD | SO |  | CMEEC | 8 |  |  |  | 0.95 | 2000-04-01 |  |  |  | 0.95 | 2000-04-01
1264 | South Norwalk # 6 | D | SO |  | CMEEC | 8 |  |  |  | 1.1 | 2000-04-01 |  |  |  | 1.05 | 2000-04-01
1064 | Tenth St. Hydro | HD | SO |  | CMEEC | 8 |  |  |  | 1.17 | 2000-04-01 | m | 1.21 | -0.04 | 1.25 | 2000-04-01 | m | 0.98 | 0.27
421 | Front Street Diesels 1-3 | D | EMS |  | CMLP | 7 |  |  |  | 8.25 | 1999-05-01 |  |  |  | 8.25 | 1999-05-01
790 | APLP (BFI) | F | SO |  | CMLP | 7 |  |  |  | 1.8 | 2000-04-08 |  |  |  | 1.8 | 2000-04-08
331 | Aziscohos Hydro | HD | EMS |  | CMP | 6 |  |  |  | 6.81 | 1999-05-01 |  |  |  | 6.81 | 1999-05-01
1108 | Champion_SQF | F | EMS | x | CMP | 6 |  |  |  | 32.7 | 1999-08-01 |  |  |  | 32.7 | 1999-08-01
542 | Greater Portland RR_SQF | F | EMS | x | CMP | 6 |  |  |  | 13.269 | 2000-02-01 |  |  |  | 13.269 | 2000-02-01
345 | Mead_SQF | F | EMS | x | CMP | 6 |  |  |  | 75 | 1999-07-01 |  |  |  | 75 | 1999-07-01
476 | MERC_SQF | F | EMS | x | CMP | 6 |  |  |  | 20.418 | 2000-02-01 |  |  |  | 20.418 | 2000-02-01
487 | Miller Hydro | HD | EMS |  | CMP | 6 |  |  |  | 9.81 | 1999-05-01 | m | 14 | -4.19 | 13.34 | 1999-05-01 | m | 7.52 | 5.82
532 | Pejepscot | HD | EMS |  | CMP | 6 |  |  |  | 13.55 | 1999-05-01 |  |  |  | 13.55 | 1999-05-01 | m | 10.21 | 3.34
1107 | Somerset_SQF | F | EMS | x | CMP | 6 |  |  |  | 126.497 | 2000-02-01 |  |  |  | 126.497 | 2000-02-01
597 | United Amer. Hydro | HD | EMS |  | CMP | 6 |  |  |  | 17.15 | 1999-05-01 |  |  |  | 17.15 | 1999-05-01 | m | 15.66 | 1.49
1113 | Brassua Hydro | HD | SO |  | CMP | 6 |  |  |  | 2.633 | 2000-04-01 | m | 4.203 | -1.57 | 4.203 | 2000-04-01 | m | 2.033 | 2.17
1112 | Dirigo Dowels | F | SO | x | CMP | 6 |  |  |  | 0.111 | 2000-04-01 |  |  |  | 0.111 | 2000-04-01
1120 | Goose River 2 | HD | SO |  | CMP | 6 |  |  |  | 0 | 2000-04-01 |  |  |  | 0 | 2000-04-01
1117 | Great Works Composite | HD | SO |  | CMP | 6 |  |  |  | 0.918 | 2000-04-01 | m | 1.05 | -0.132 | 0.866 | 2000-04-01 | m | 0.165 | 0.701
1119 | Kenebago Hydro | HD | SO |  | CMP | 6 |  |  |  | 0.644 | 2000-04-01 | m | 0.7 | -0.056 | 0.65 | 2000-04-01 | m | 0.391 | 0.259
1116 | Little Androscoggin Composite | HD | SO |  | CMP | 6 |  |  |  | 3.166 | 2000-04-01 | m | 4.25 | -1.084 | 3.726 | 2000-04-01 | m | 1.419 | 2.307
1114 | Madison Composite | HD | SO |  | CMP | 6 |  |  |  | 0 | 2000-04-01 |  |  |  | 0 | 2000-04-01
1109 | MMWAC | F | SO | x | CMP | 6 |  |  |  | 3.034 | 2000-04-01 |  |  |  | 3.034 | 2000-04-01
1118 | Ridgewood Composite | HD | SO |  | CMP | 6 |  |  |  | 3.519 | 2000-04-01 | m | 4.55 | -1.031 | 3.719 | 2000-04-01 | m | 1.997 | 1.722
1111 | Robinn's Lumber | F | SO | x | CMP | 6 |  |  |  | 0.011 | 2000-04-01 |  |  |  | 0.011 | 2000-04-01
1115 | Sebasticook Composite | HD | SO |  | CMP | 6 |  |  |  | 5.903 | 2000-04-01 | m | 5.953 | -0.05 | 5.767 | 2000-04-01 | m | 3.486 | 2.281
463 | AEI-Livermore | F | EMS |  | CPS | 50027 |  |  |  | 34.823 | 1999-05-01 |  |  |  | 35.25 | 1999-09-09
425 | Gorbell/Thermo | F | EMS |  | CPS | 50027 |  |  |  | 14.07 | 1999-08-24 |  |  |  | 13.74 | 1999-08-24
1032 | Bridgeport Energy 1 | CC | EMS |  | DETM | 50088 |  |  |  | 543.7 | 1999-07-27 |  |  |  | 464.5 | 1999-07-27
339 | Bridgeport Harbor 2 | F | EMS |  | DETM | 50088 |  |  |  | 166.15 | 1999-05-01 |  |  |  | 146.838 | 2000-06-01 | n | 166.15 | -19.312
1216 | Maine Independence 1 | CC | EMS |  | DETM | 50088 |  |  |  | 547.372 | 2000-05-27 | n | 0 | 547.372 | 497.372 | 2000-05-27 | n | 0 | 497.372 | 1
1005 | Dighton Power 1 | CC | EMS |  | DPA | 50035 |  |  |  | 181.81 | 1999-08-01 |  |  |  | 144.17 | 1999-08-01
1259 | Forster Strong | F | SO | x | EESI | 50373 |  |  |  | 0.131 | 2000-04-01 |  |  |  | 0.131 | 2000-04-01
537 | Pilgrim | N | EMS |  | ENGC | 50206 |  |  |  | 673.349 | 2000-01-01 |  |  |  | 664.628 | 2000-01-01
429 | Greenville_SQF | F | EMS | x | ENGEN | 50073 | 2000-05-23 | X | CMP | 16.082 | 2000-02-01 |  |  |  | 16.082 | 2000-02-01
591 | Scott-West Brook | F | EMS |  | ENGEN | 50073 |  |  |  | 29.12 | 1999-05-01 |  |  |  | 30.47 | 1999-05-01
1054 | Blackstone Hydro Associates | HD | SO |  | EUA | 36 |  |  |  | 0 | 2000-04-01 |  |  |  | 0 | 2000-04-01
1057 | Blackstone Hydro Tupp | HD | SO |  | EUA | 36 |  |  |  | 0 | 2000-04-01 |  |  |  | 0 | 2000-04-01
789 | Pawtucket #2 | HD | SO |  | EUA | 36 |  |  |  | 1.24 | 2000-04-01 | m | 1.17 | 0.07 | 0.73 | 2000-04-01 | m | 0.41 | 0.32
1056 | Roosevelt Hydro | HD | SO |  | EUA | 36 |  |  |  | 0 | 2000-04-01 |  |  |  | 0 | 2000-04-01
1055 | Woonsocket Hydro | HD | SO |  | EUA | 36 |  |  |  | 0 | 2000-04-01 |  |  |  | 0 | 2000-04-01
538 | Pinetree | F | EMS |  | FGE | 38 |  |  |  | 17.49 | 1999-05-01 |  |  |  | 17.3 | 2000-01-01
754 | Bar Mills Sta. | HD | EMS |  | FPL | 50086 |  |  |  | 4 | 1999-05-01 |  |  |  | 4 | 1999-05-01
755 | Bonny Eagle/W. Buxton | HD | EMS |  | FPL | 50086 |  |  |  | 17.5 | 1999-05-01 |  |  |  | 17.5 | 1999-05-01
358 | Brunswick Sta. | HD | EMS |  | FPL | 50086 |  |  |  | 20.2 | 1999-05-01 |  |  |  | 20.2 | 1999-05-01
367 | Cape GT 4 | G | EMS |  | FPL | 50086 |  |  |  | 17.289 | 2000-06-01 | n | 20.55 | -3.261 | 13.203 | 2000-06-01 | n | 16.47 | -3.267
368 | Cape GT 5 | G | EMS |  | FPL | 50086 |  |  |  | 20.76 | 1999-05-01 |  |  |  | 16.31 | 1999-06-01
369 | Cataract East | HD | EMS |  | FPL | 50086 |  |  |  | 8.9 | 1999-05-01 |  |  |  | 8.9 | 1999-05-01
758 | Fort Halifax Sta. | HD | EMS |  | FPL | 50086 |  |  |  | 1.8 | 1999-05-01 |  |  |  | 1.8 | 1999-05-01
328 | Gulf Island Project | HW | EMS |  | FPL | 50086 |  |  |  | 32.97 | 1999-05-01 |  |  |  | 32.97 | 1999-05-01
432 | Harris 1 | HW | EMS |  | FPL | 50086 |  |  |  | 17 | 1999-05-01 |  |  |  | 17 | 1999-05-01
433 | Harris 2 | HW | EMS |  | FPL | 50086 |  |  |  | 35.48 | 1999-05-01 |  |  |  | 35 | 1999-05-01
434 | Harris 3 | HW | EMS |  | FPL | 50086 |  |  |  | 34.47 | 1999-05-01 |  |  |  | 34 | 1999-05-01
757 | Harris 4 | HW | EMS |  | FPL | 50086 |  |  |  | 1.5 | 1999-05-01 |  |  |  | 1.5 | 1999-05-01
440 | Hiram Sta. | HD | EMS |  | FPL | 50086 |  |  |  | 11.6 | 1999-05-01 |  |  |  | 11.6 | 1999-05-01
460 | Lockwood | HD | EMS |  | FPL | 50086 |  |  |  | 7.5 | 1999-05-01 |  |  |  | 7.5 | 1999-05-01
469 | Mason 3 | F | EMS |  | FPL | 50086 |  |  |  | 31.66 | 1999-05-01 |  |  |  | 32.598 | 1999-09-27
470 | Mason 4 | F | EMS |  | FPL | 50086 |  |  |  | 32.89 | 1999-05-01 |  |  |  | 34.405 | 1999-09-27
471 | Mason 5 | F | EMS |  | FPL | 50086 |  |  |  | 33.23 | 1999-05-01 |  |  |  | 32.967 | 1999-09-27
759 | Messalonskee Composite | HD | EMS |  | FPL | 50086 |  |  |  | 5.95 | 1999-05-01 |  |  |  | 5.95 | 1999-05-01 | m | 5.92 | 0.03
495 | Monty Sta. | HD | EMS |  | FPL | 50086 |  |  |  | 28 | 1999-05-01 |  |  |  | 28 | 1999-05-01 | m | 22.83 | 5.17
760 | North Gorham Sta. | HD | EMS |  | FPL | 50086 |  |  |  | 1.94 | 1999-05-01 | m | 2 | -0.06 | 1.97 | 1999-05-01 | m | 1.56 | 0.41
761 | Shawmut Sta. | HD | EMS |  | FPL | 50086 |  |  |  | 9.5 | 1999-05-01 |  |  |  | 9.5 | 1999-05-01
569 | Skelton Sta. | HW | EMS |  | FPL | 50086 |  |  |  | 20 | 1999-05-01 |  |  |  | 19.95 | 2000-06-01 | n | 20 | -0.05
617 | Weston Sta. | HD | EMS |  | FPL | 50086 |  |  |  | 13.2 | 1999-05-01 |  |  |  | 13.2 | 1999-05-01
621 | Williams Sta. | HD | EMS |  | FPL | 50086 |  |  |  | 14.9 | 1999-05-01 |  |  |  | 14.9 | 1999-05-01
636 | Wyman Hydro 1 | HW | EMS |  | FPL | 50086 |  |  |  | 27.5 | 1999-05-01 |  |  |  | 26.67 | 1999-05-01
637 | Wyman Hydro 2 | HW | EMS |  | FPL | 50086 |  |  |  | 27.5 | 1999-10-01 |  |  |  | 27.66 | 1999-05-01
638 | Wyman Hydro 3 | HW | EMS |  | FPL | 50086 |  |  |  | 25.95 | 1999-05-01 |  |  |  | 25.67 | 1999-05-01
639 | Yarmouth 1 | F | EMS |  | FPL | 50086 |  |  |  | 53.5 | 1999-05-01 |  |  |  | 53.862 | 1999-09-27
640 | Yarmouth 2 | F | EMS |  | FPL | 50086 |  |  |  | 53.5 | 1999-05-01 |  |  |  | 52.27 | 1999-09-27
641 | Yarmouth 3 | F | EMS |  | FPL | 50086 |  |  |  | 119 | 1999-05-01 |  |  |  | 117.33 | 1999-09-27
642 | Yarmouth 4 | F | EMS |  | FPL | 50086 |  |  |  | 620 | 1999-05-01 |  |  |  | 613.99 | 1999-09-27
786 | Kezar Ledgemere | HD | SO |  | FPL | 50086 |  |  |  | 1.17 | 2000-04-01 | m | 1.26 | -0.09 | 1.17 | 2000-04-01 | m | 0.56 | 0.61
787 | Lewiston Canal Sys. | HD | SO |  | FPL | 50086 |  |  |  | 6.94 | 2000-04-01 |  |  |  | 3.43 | 2000-04-01 | m | 0 | 3.43
849 | Crescent Dam | HD | SO |  | GELD | 40 |  |  |  | 1 | 2000-04-01 |  |  |  | 1 | 2000-04-01 | m | 0.85 | 0.15
850 | Glendale Hydro | HD | SO |  | GELD | 40 |  |  |  | 1 | 2000-04-01 |  |  |  | 1 | 2000-04-01 | m | 0.84 | 0.16
951 | Baltic Mills | HD | SO |  | GSEC | 159 |  |  |  | 0.104 | 2000-04-01 |  |  |  | 0.104 | 2000-04-01
437 | Cabot 6 | F | EMS |  | HGE | 44 |  |  |  | 6 | 1999-05-01 |  |  |  | 9 | 1999-05-01
438 | Cabot 8 | F | EMS |  | HGE | 44 |  |  |  | 9 | 1999-05-01 |  |  |  | 9 | 1999-05-01
957 | Holyoke Hyd (Cab 1-4) | HD | SO |  | HGE | 44 |  |  |  | 2.05 | 2000-04-01 |  |  |  | 2.1 | 2000-04-01
442 | Cherry Street 7-12 | D | EMS |  | HLP | 45 |  |  |  | 19.6 | 1999-05-01 |  |  |  | 19.6 | 1999-05-01
852 | South Barre Hydro | HD | SO |  | HMLD | 43 |  |  |  | 0.07 | 2000-04-01 |  |  |  | 0.07 | 2000-04-01 | m | 0.065 | 0.005
853 | Webster Hydro | HD | SO |  | HMLD | 43 |  |  |  | 0.125 | 2000-04-01 | m | 0.145 | -0.02 | 0.055 | 2000-04-01 | m | 0 | 0.055
1224 | Randolf/BFG Electric Facility | F | SO |  | HMLP | 42 |  |  |  | 2.675 | 2000-06-01 |  |  |  | 2.675 | 2000-06-01
1067 | Ipswich 1 | D | SO |  | IMLD | 73 |  |  |  | 1.25 | 2000-04-01 |  |  |  | 1.25 | 2000-04-01
1073 | Ipswich 10 | D | SO |  | IMLD | 73 |  |  |  | 1.25 | 2000-04-01 |  |  |  | 1.25 | 2000-04-01
1074 | Ipswich 11 | D | SO |  | IMLD | 73 |  |  |  | 1.25 | 2000-04-01 |  |  |  | 1.25 | 2000-04-01
1075 | Ipswich 12 | D | SO |  | IMLD | 73 |  |  |  | 1.25 | 2000-04-01 |  |  |  | 1.25 | 2000-04-01
1068 | Ipswich 2 | D | SO |  | IMLD | 73 |  |  |  | 1.36 | 2000-04-01 |  |  |  | 1.36 | 2000-04-01
1124 | Ipswich 3 + 4 | D | SO |  | IMLD | 73 |  |  |  | 1.2 | 2000-04-01 |  |  |  | 1.2 | 2000-04-01
1069 | Ipswich 6 | D | SO |  | IMLD | 73 |  |  |  | 1.14 | 2000-04-01 |  |  |  | 1.14 | 2000-04-01
1070 | Ipswich 7 | D | SO |  | IMLD | 73 |  |  |  | 1.36 | 2000-04-01 |  |  |  | 1.36 | 2000-04-01
1071 | Ipswich 8 | D | SO |  | IMLD | 73 |  |  |  | 1.14 | 2000-04-01 |  |  |  | 1.14 | 2000-04-01
1072 | Ipswich 9 | D | SO |  | IMLD | 73 |  |  |  | 1.36 | 2000-04-01 |  |  |  | 1.36 | 2000-04-01
446 | Indeck-Jonesboro | F | EMS |  | INDCK | 86 |  |  |  | 26.817 | 1999-08-18 |  |  |  | 26.817 | 1999-08-18
445 | Indeck-W Enfield | F | EMS |  | INDCK | 86 |  |  |  | 25.967 | 1999-08-18 |  |  |  | 25.967 | 1999-08-18
535 | Pepperell | CC | EMS |  | IPPAI | 48 |  |  |  | 40.62 | 1999-10-01 |  |  |  | 34.89 | 1999-05-01
792 | Centennial Island | HD | SO |  | LELWD | 75 |  |  |  | 0.29 | 2000-04-01 |  |  |  | 0.79 | 2000-04-01 | m | 0.4 | 0.39
793 | Methuen Hydro | HD | SO |  | LELWD | 75 |  |  |  | 0.09 | 2000-04-01 |  |  |  | 0.24 | 2000-04-01 | m | 0.12 | 0.12
794 | Miniwawa | HD | SO |  | LELWD | 75 |  |  |  | 0.48 | 2000-04-01 |  |  |  | 0 | 2000-04-01
795 | River Mill Hydro | HD | SO |  | LELWD | 75 |  |  |  | 0.11 | 2000-04-01 |  |  |  | 0.2 | 2000-04-01 | m | 0.08 | 0.12
953 | Attleboro Landfill_ SQF | F | SO | x | MEC | 50075 |  |  |  | 1.535 | 2000-04-01 |  |  |  | 1.535 | 2000-04-01
1122 | Cascade Diamond | HD | SO |  | MEC | 50075 |  |  |  | 0 | 2000-04-01 |  |  |  | 0 | 2000-04-01
1060 | GE Lynn | F | SO | x | MEC | 50075 |  |  |  | 1.455 | 2000-04-01 |  |  |  | 1.455 | 2000-04-01
950 | LP Athol | HD | SO |  | MEC | 50075 |  |  |  | 0.03 | 2000-04-01 |  |  |  | 0.03 | 2000-04-01
946 | Merrimac Paper | HD | SO |  | MEC | 50075 |  |  |  | 0.003 | 2000-04-01 |  |  |  | 0.003 | 2000-04-01
954 | MM Lowell, Landfill_SQF | F | SO | x | MEC | 50075 |  |  |  | 0.998 | 2000-04-01 |  |  |  | 0.998 | 2000-04-01
948 | Pepperell Paper | HD | SO |  | MEC | 50075 |  |  |  | 0.028 | 2000-04-01 |  |  |  | 0.028 | 2000-04-01
947 | Riverdale Mills | HD | SO |  | MEC | 50075 |  |  |  | 0.001 | 2000-04-01 |  |  |  | 0.001 | 2000-04-01
956 | Ware Cogen | F | SO | x | MEC | 50075 |  |  |  | 0 | 2000-04-01 |  |  |  | 0 | 2000-04-01
1044 | Commercial St. 2 | D | SO |  | MMLD | 78 |  |  |  | 1 | 2000-04-01 |  |  |  | 1 | 2000-04-01
1045 | Wilkins #1 | D | SO |  | MMLD | 78 |  |  |  | 2.5 | 2000-04-01 |  |  |  | 2.5 | 2000-04-01
1046 | Wilkins #2 | D | SO |  | MMLD | 78 |  |  |  | 2.5 | 2000-04-01 |  |  |  | 2.5 | 2000-04-01
583 | Stony Brook 2A | G | EMS |  | MMWEC | 76 |  |  |  | 85 | 1999-05-01 |  |  |  | 65 | 1999-05-01
584 | Stony Brook 2B | G | EMS |  | MMWEC | 76 |  |  |  | 85 | 1999-05-01 |  |  |  | 65 | 1999-05-01
1185 | Stony Brook GT1A | G | EMS |  | MMWEC | 76 |  |  |  | 116 | 1999-11-01 |  |  |  | 93 | 1999-11-01
1186 | Stony Brook GT1B | G | EMS |  | MMWEC | 76 |  |  |  | 116 | 1999-11-01 |  |  |  | 93 | 1999-11-01
1187 | Stony Brook GT1C | G | EMS |  | MMWEC | 76 |  |  |  | 116 | 1999-11-01 |  |  |  | 93 | 1999-11-01
612 | Waters River 1 | J | EMS |  | MMWEC | 76 |  |  |  | 20 | 1999-05-01 |  |  |  | 14 | 1999-05-01
613 | Waters River 2 | J | EMS |  | MMWEC | 76 |  |  |  | 45.9 | 1999-05-01 |  |  |  | 30.6 | 1999-05-01
486 | Milford Power | CC | EMS |  | MPLP | 109 |  |  |  | 170.73 | 1999-05-01 |  |  |  | 149 | 2000-04-14
1258 | BHE Small Hydro Composite | HD | SO |  | MSCG | 85 |  |  |  | 2.087 | 2000-04-01 |  |  |  | 2.087 | 2000-04-01
952 | Pontiac Energy_SQF | F | SO | x | NEC | 156 |  |  |  | 0.44 | 2000-04-01 |  |  |  | 0.44 | 2000-04-01
949 | Valley Hydro | HD | SO |  | NEC | 156 |  |  |  | 0.205 | 2000-04-01 |  |  |  | 0.205 | 2000-04-01
1024 | Bunker Rd #1 Diesel Load | D | SO |  | NEP | 81 |  |  |  | 0 | 2000-04-01 |  |  |  | 0 | 2000-04-01
1028 | Bunker Rd #12 Gas Turb Load | G | SO |  | NEP | 81 |  |  |  | 0 | 2000-04-01 |  |  |  | 0 | 2000-04-01
1029 | Bunker Rd #13 Gas Turb Load | G | SO |  | NEP | 81 |  |  |  | 0 | 2000-04-01 |  |  |  | 0 | 2000-04-01
1025 | Bunker Rd #2 Diesel Load | D | SO |  | NEP | 81 |  |  |  | 0 | 2000-04-01 |  |  |  | 0 | 2000-04-01
1026 | Bunker Rd #3 Diesel Load | D | SO |  | NEP | 81 |  |  |  | 0 | 2000-04-01 |  |  |  | 0 | 2000-04-01
1027 | Bunker Rd #4 Diesel Load | D | SO |  | NEP | 81 |  |  |  | 0 | 2000-04-01 |  |  |  | 0 | 2000-04-01
715 | Rochester Landfill | F | EMS |  | NHEC | 157 |  |  |  | 4.98 | 1999-05-01 |  |  |  | 4.9 | 1999-05-01
355 | Branford 10 | J | EMS |  | NRGPM | 50192 |  |  |  | 18.8 | 1999-05-01 |  |  |  | 14.9 | 1999-05-01
370 | Cos Cob 10 | J | EMS |  | NRGPM | 50192 |  |  |  | 20.97 | 2000-06-01 | n | 23.3 | -2.33 | 15.52 | 2000-06-01 | n | 17.85 | -2.33
371 | Cos Cob 11 | J | EMS |  | NRGPM | 50192 |  |  |  | 20.87 | 2000-06-01 | n | 22.4 | -1.53 | 15.52 | 2000-06-01 | n | 17.05 | -1.53
372 | Cos Cob 12 | J | EMS |  | NRGPM | 50192 |  |  |  | 22.573 | 2000-06-01 | n | 22.8 | -0.227 | 16.123 | 2000-06-01 | n | 16.35 | -0.227
396 | Devon 10 | J | EMS |  | NRGPM | 50192 |  |  |  | 19.2 | 1999-05-01 |  |  |  | 17.2 | 1999-05-01
397 | Devon 11 | G | EMS |  | NRGPM | 50192 |  |  |  | 40.37 | 1999-05-01 |  |  |  | 30.85 | 1999-06-01
398 | Devon 12 | G | EMS |  | NRGPM | 50192 |  |  |  | 40.07 | 1999-05-01 |  |  |  | 30.86 | 1999-05-01
399 | Devon 13 | G | EMS |  | NRGPM | 50192 |  |  |  | 40 | 2000-06-07 | n | 41.03 | -1.03 | 31 | 2000-06-07 | n | 31.41 | -0.41
400 | Devon 14 | G | EMS |  | NRGPM | 50192 |  |  |  | 41.37 | 1999-09-29 |  |  |  | 30.8 | 1999-06-01
390 | Devon 7 | F | EMS |  | NRGPM | 50192 |  |  |  | 109 | 1999-05-01 |  |  |  | 107 | 1999-05-01
391 | Devon 8 | F | EMS |  | NRGPM | 50192 |  |  |  | 109 | 1999-05-01 |  |  |  | 107 | 1999-05-01
420 | Franklin Dr 10 | J | EMS |  | NRGPM | 50192 |  |  |  | 17.469 | 2000-06-01 | n | 18.25 | -0.781 | 16.419 | 2000-06-01 | n | 17.2 | -0.781
479 | Middletown 1 | F | EMS |  | NRGPM | 50192 |  |  |  | 0 | 1999-10-01 |  |  |  | 0 | 2000-06-01 | n | 66.37 | -66.37
478 | Middletown 10 | J | EMS |  | NRGPM | 50192 |  |  |  | 19.2 | 1999-05-01 |  |  |  | 17.2 | 1999-05-01
480 | Middletown 2 | F | EMS |  | NRGPM | 50192 |  |  |  | 120 | 1999-05-01 |  |  |  | 117 | 1999-05-01
481 | Middletown 3 | F | EMS |  | NRGPM | 50192 |  |  |  | 245 | 1999-05-01 |  |  |  | 236 | 1999-05-01
482 | Middletown 4 | F | EMS |  | NRGPM | 50192 |  |  |  | 402 | 1999-05-01 |  |  |  | 400 | 1999-05-01
492 | Montville 10,11 | D | EMS |  | NRGPM | 50192 |  |  |  | 5.5 | 1999-05-01 |  |  |  | 5.296 | 2000-06-01 | n | 5.5 | -0.204
493 | Montville 5 | F | EMS |  | NRGPM | 50192 |  |  |  | 81.59 | 1999-10-01 |  |  |  | 77.58 | 1999-06-01
494 | Montville 6 | F | EMS |  | NRGPM | 50192 |  |  |  | 410 | 1999-05-01 |  |  |  | 410 | 1999-05-01
519 | Norwalk Harbor 1 | F | EMS |  | NRGPM | 50192 |  |  |  | 164 | 1999-05-01 |  |  |  | 162 | 1999-05-01
521 | Norwalk Harbor 10 | J | EMS |  | NRGPM | 50192 |  |  |  | 17 | 1999-05-01 |  |  |  | 11.8 | 1999-05-01
520 | Norwalk Harbor 2 | F | EMS |  | NRGPM | 50192 |  |  |  | 172 | 1999-05-01 |  |  |  | 168 | 1999-05-01
577 | Somerset 6 | F | EMS |  | NRGPM | 50192 |  |  |  | 113.1 | 1999-05-01 |  |  |  | 113 | 1999-05-01
578 | Somerset J1 | J | EMS |  | NRGPM | 50192 |  |  |  | 22.1 | 1999-05-01 |  |  |  | 18.1 | 1999-05-01
579 | Somerset J2 | J | EMS |  | NRGPM | 50192 |  |  |  | 23 | 1999-05-01 |  |  |  | 18.3 | 1999-05-01
595 | Torrington Term 10 | J | EMS |  | NRGPM | 50192 |  |  |  | 19.193 | 2000-06-01 | n | 20.9 | -1.707 | 14.793 | 2000-06-01 | n | 16.5 | -1.707
594 | AES Thames | F | EMS |  | NU | 112 |  |  |  | 182.15 | 1999-05-01 |  |  |  | 181 | 1999-05-01
327 | Amoskeag Sta. | HD | EMS |  | NU | 112 |  |  |  | 17.5 | 1999-05-01 |  |  |  | 17.5 | 1999-05-01
330 | Ayers Sta. | HD | EMS |  | NU | 112 |  |  |  | 9.08 | 1999-05-01 |  |  |  | 9.08 | 1999-05-01
337 | Bethlehem | F | EMS |  | NU | 112 |  |  |  | 15.7 | 1999-05-01 |  |  |  | 15 | 1999-05-01
342 | Bio-Energy | F | EMS |  | NU | 112 |  |  |  | 10.904 | 1999-08-01 |  |  |  | 10.963 | 1999-08-01
357 | Bridgewater | F | EMS |  | NU | 112 |  |  |  | 15.7 | 1999-05-01 |  |  |  | 15 | 1999-05-01
356 | Bristol Refuse | F | EMS |  | NU | 112 |  |  |  | 13.2 | 1999-05-01 |  |  |  | 13.2 | 1999-05-01
392 | C.H Dexter | CC | EMS |  | NU | 112 |  |  |  | 39 | 1999-05-01 |  |  |  | 38 | 1999-05-01
324 | CDEC (Aetna) | CC | EMS |  | NU | 112 |  |  |  | 54.043 | 2000-06-01 | n | 56.32 | -2.277 | 47.963 | 2000-06-01 | n | 50.24 | -2.277
379 | Cobble Mountain | HW | EMS |  | NU | 112 |  |  |  | 33.96 | 1999-05-01 |  |  |  | 33.99 | 1999-05-01
389 | Derby Dam | HD | EMS |  | NU | 112 |  |  |  | 7.05 | 1999-05-01 |  |  |  | 7.05 | 1999-05-01
401 | Eastman Sta. | HD | EMS |  | NU | 112 |  |  |  | 6.47 | 1999-05-01 |  |  |  | 6.47 | 1999-05-01
411 | Exeter | F | EMS |  | NU | 112 |  |  |  | 26 | 1999-05-01 |  |  |  | 26 | 1999-05-01
768 | Garvins/Hooksett | HD | EMS |  | NU | 112 |  |  |  | 14 | 1999-05-01 |  |  |  | 14 | 1999-05-01
427 | Gorham Sta. | HD | EMS |  | NU | 112 |  |  |  | 2.05 | 1999-05-01 |  |  |  | 2.05 | 1999-05-01
436 | Hemphill No. 1 | F | EMS |  | NU | 112 |  |  |  | 14.45 | 1999-05-01 |  |  |  | 13.8 | 1999-05-01
449 | Jackman Sta. | HW | EMS |  | NU | 112 |  |  |  | 3.55 | 1999-05-01 |  |  |  | 3.6 | 1999-05-01
462 | Lisbon Resource Recovery | F | EMS |  | NU | 112 |  |  |  | 13.1 | 1999-05-01 |  |  |  | 13.1 | 1999-05-01
464 | Lost Nation | G | EMS |  | NU | 112 |  |  |  | 19.3 | 1999-05-01 |  |  |  | 14.1 | 1999-05-01
489 | Merrimack 1 | F | EMS |  | NU | 112 |  |  |  | 122.73 | 1999-05-01 |  |  |  | 112.5 | 1999-05-01
490 | Merrimack 2 | F | EMS |  | NU | 112 |  |  |  | 351.17 | 1999-10-01 |  |  |  | 320 | 1999-05-01
382 | Merrimack CT1 | J | EMS |  | NU | 112 |  |  |  | 22.152 | 2000-06-01 | n | 22 | 0.152 | 17.302 | 2000-06-01 | n | 17.8 | -0.498
383 | Merrimack CT2 | J | EMS |  | NU | 112 |  |  |  | 21.304 | 2000-06-01 | n | 22.1 | -0.796 | 16.804 | 2000-06-01 | n | 17.6 | -0.796
485 | Millstone Point 3 | N | EMS |  | NU | 112 |  |  |  | 1159.25 | 2000-03-27 |  |  |  | 1154.56 | 1999-10-25
508 | Newington 1 | F | EMS |  | NU | 112 |  |  |  | 420.83 | 1999-05-01 |  |  |  | 407.5 | 1999-05-01
562 | Preston(SCRRRA) | F | EMS |  | NU | 112 |  |  |  | 13.85 | 1999-05-01 |  |  |  | 9.88 | 1999-05-01
544 | Rainbow | HD | EMS |  | NU | 112 |  |  |  | 8.2 | 1999-05-01 |  |  |  | 8.2 | 1999-05-01
556 | Schiller 4 | F | EMS |  | NU | 112 |  |  |  | 48 | 1999-05-01 |  |  |  | 47.5 | 1999-05-01
557 | Schiller 5 | F | EMS |  | NU | 112 |  |  |  | 49.6 | 1999-05-01 |  |  |  | 49.54 | 2000-06-01 | n | 49.6 | -0.06
558 | Schiller 6 | F | EMS |  | NU | 112 |  |  |  | 48.58 | 1999-10-01 |  |  |  | 48 | 1999-05-01
559 | Schiller CT 1 | J | EMS |  | NU | 112 |  |  |  | 18 | 1999-05-01 |  |  |  | 17 | 1999-05-01
767 | SES Concord | F | EMS |  | NU | 112 |  |  |  | 13.044 | 1999-10-01 |  |  |  | 12.19 | 1999-05-01
570 | Smith Sta. (PSNH) | HD | EMS |  | NU | 112 |  |  |  | 14.18 | 1999-05-01 | m | 15.85 | -1.67 | 14.84 | 1999-05-01 | m | 11.32 | 3.52
580 | So. Meadow 5 | F | EMS |  | NU | 112 |  |  |  | 29.23 | 1999-10-01 |  |  |  | 28.55 | 1999-05-01
581 | So. Meadow 6 | F | EMS |  | NU | 112 |  |  |  | 30.445 | 1999-05-01 |  |  |  | 28.55 | 1999-05-01
582 | Springfield Refuse | F | EMS |  | NU | 112 |  |  |  | 6 | 1999-05-01 |  |  |  | 6 | 1999-05-01
592 | Tamworth | F | EMS |  | NU | 112 |  |  |  | 21 | 1999-05-01 |  |  |  | 20 | 1999-05-01
623 | Wallingford Refuse | F | EMS |  | NU | 112 |  |  |  | 6.9 | 1999-05-01 |  |  |  | 6.35 | 1999-05-01
619 | White Lake | J | EMS |  | NU | 112 |  |  |  | 23.165 | 2000-06-01 | n | 23.4 | -0.235 | 17.055 | 2000-06-01 | n | 17.3 | -0.245
618 | Whitefield | F | EMS |  | NU | 112 |  |  |  | 14.4 | 1999-05-01 |  |  |  | 13.8 | 1999-05-01
555 | Seabrook | N | EMS |  | NU_NAESCO | 50258 |  |  |  | 1161 | 1999-07-10 |  |  |  | 1161 | 1999-07-10
1083 | Androscoggin Energy Center | CC | EMS |  | PEC | 50099 |  |  |  | 109.195 | 2000-02-22 |  |  |  | 86.12 | 2000-02-22
326 | Altresco | CC | EMS |  | PGET | 188 |  |  |  | 173 | 1999-05-01 |  |  |  | 141.04 | 1999-05-01
359 | Bear Swamp 1 | PS | EMS |  | PGET | 188 |  |  |  | 294.5 | 1999-05-01 |  |  |  | 285 | 1999-05-01
360 | Bear Swamp 2 | PS | EMS |  | PGET | 188 |  |  |  | 294.5 | 1999-05-01 |  |  |  | 285 | 1999-05-01
335 | Bellows Falls | HD | EMS |  | PGET | 188 |  |  |  | 48.54 | 1999-05-01 |  |  |  | 48.54 | 1999-05-01
354 | Brayton Diesels 1-4 | D | EMS |  | PGET | 188 |  |  |  | 9.41 | 1999-10-01 |  |  |  | 10 | 1999-05-01
350 | Brayton Point 1 | F | EMS |  | PGET | 188 |  |  |  | 255 | 1999-05-01 |  |  |  | 243.512 | 2000-06-01 | n | 247 | -3.488
351 | Brayton Point 2 | F | EMS |  | PGET | 188 |  |  |  | 256.12 | 1999-10-01 |  |  |  | 240 | 1999-05-01
352 | Brayton Point 3 | F | EMS |  | PGET | 188 |  |  |  | 633 | 1999-05-01 |  |  |  | 612 | 1998-02-01
353 | Brayton Point 4 | F | EMS |  | PGET | 188 |  |  |  | 445.52 | 1999-10-01 |  |  |  | 435 | 1999-07-28
380 | Comerford | HW | EMS |  | PGET | 188 |  |  |  | 163.96 | 1999-05-01 |  |  |  | 163.96 | 1999-05-01
465 | Deerfield 2/Lwr Drfield | HD | EMS |  | PGET | 188 |  |  |  | 18.74 | 1999-05-01 |  |  |  | 18.74 | 1999-05-01
393 | Deerfield 5 | HD | EMS |  | PGET | 188 |  |  |  | 13.99 | 1999-05-01 |  |  |  | 13.99 | 1999-05-01
413 | Fife Brook | HD | EMS |  | PGET | 188 |  |  |  | 9.9 | 1999-05-01 |  |  |  | 9.9 | 1999-05-01
435 | Harriman | HW | EMS |  | PGET | 188 |  |  |  | 39 | 1999-05-01 |  |  |  | 40.4 | 2000-06-01 | n | 40.49 | -0.09
451 | Johnston Landfill_SQF | F | EMS | x | PGET | 188 |  |  |  | 12 | 1999-05-01 |  |  |  | 12 | 1999-05-01
457 | Lawrence Hydro | HD | EMS |  | PGET | 188 |  |  |  | 14.1 | 1999-05-01 |  |  |  | 14.1 | 1999-05-01 | m | 9.4 | 4.7
321 | Manchester 10/10A | CC | EMS |  | PGET | 188 |  |  |  | 165 | 1999-05-01 |  |  |  | 142 | 1999-05-01
322 | Manchester 11/11A | CC | EMS |  | PGET | 188 |  |  |  | 165 | 1999-05-01 |  |  |  | 142 | 1999-05-01
323 | Manchester 9/9A | CC | EMS |  | PGET | 188 |  |  |  | 165 | 1999-05-01 |  |  |  | 142 | 1999-05-01
473 | McIndoes | HD | EMS |  | PGET | 188 |  |  |  | 13 | 1999-05-01 |  |  |  | 13 | 1999-05-01
496 | Moore | HW | EMS |  | PGET | 188 |  |  |  | 191.96 | 1999-05-01 |  |  |  | 191.46 | 2000-06-01 | n | 192.96 | -1.5
527 | Ogden-Martin 1 | F | EMS |  | PGET | 188 |  |  |  | 41.06 | 1999-05-01 |  |  |  | 40.94 | 1999-06-01
531 | Pawtucket Power | CC | EMS |  | PGET | 188 |  |  |  | 68.71 | 1999-05-01 |  |  |  | 64.09 | 1999-11-01
539 | Pontook Hydro | HD | EMS |  | PGET | 188 |  |  |  | 10.16 | 1999-05-01 | m | 10.7 | -0.54 | 8.4 | 1999-05-01 | m | 7.07 | 1.33
547 | Resco N.A. | F | EMS |  | PGET | 188 |  |  |  | 30.74 | 1999-05-01 |  |  |  | 30.38 | 1999-05-01
546 | Resco Sg. | F | EMS |  | PGET | 188 |  |  |  | 31 | 1999-05-01 |  |  |  | 32.15 | 2000-06-01 | n | 32.51 | -0.36
551 | Salem Harbor 1 | F | EMS |  | PGET | 188 |  |  |  | 84 | 1999-05-01 |  |  |  | 82 | 1999-05-01
552 | Salem Harbor 2 | F | EMS |  | PGET | 188 |  |  |  | 80 | 1999-05-01 |  |  |  | 80 | 1999-05-01
553 | Salem Harbor 3 | F | EMS |  | PGET | 188 |  |  |  | 150 | 1999-05-01 |  |  |  | 150 | 1999-05-01
554 | Salem Harbor 4 | F | EMS |  | PGET | 188 |  |  |  | 431 | 1999-05-01 |  |  |  | 431 | 1999-08-31
561 | Searsburg | HD | EMS |  | PGET | 188 |  |  |  | 4.96 | 1999-05-01 |  |  |  | 4.96 | 1999-05-01
567 | Sherman | HW | EMS |  | PGET | 188 |  |  |  | 6.5 | 1999-05-01 |  |  |  | 6.5 | 1999-05-01
599 | Vernon | HD | EMS |  | PGET | 188 |  |  |  | 24.39 | 1999-05-01 |  |  |  | 24.39 | 1999-05-01
620 | Wilder | HW | EMS |  | PGET | 188 |  |  |  | 42.42 | 1999-10-01 |  |  |  | 42.46 | 2000-06-01 | n | 42.88 | -0.42
624 | WMI Millbury 1 | F | EMS |  | PGET | 188 |  |  |  | 40.73 | 1999-05-01 |  |  |  | 40.94 | 1999-05-01
1059 | Barre Landfill Load | F | SO |  | PGET | 188 |  |  |  | 0 | 2000-04-01 |  |  |  | 0 | 2000-04-01
1183 | Clark University | D | SO |  | PGET | 188 |  |  |  | 0 | 2000-04-01 |  |  |  | 0 | 2000-04-01
194 | Four Hills Load Reducer | F | SO |  | PGET | 188 |  |  |  | 0 | 2000-04-01 |  |  |  | 0 | 2000-04-01
1061 | Mascoma Hydro Load | HD | SO |  | PGET | 188 |  |  |  | 0 | 2000-04-01 |  |  |  | 0 | 2000-04-01
1062 | MWRA Cosgrove Load | HD | SO |  | PGET | 188 |  |  |  | 0 | 2000-04-01 |  |  |  | 0 | 2000-04-01
737 | Simpson G Load Reducer | HD | SO |  | PGET | 188 |  |  |  | 0 | 2000-04-01 |  |  |  | 0 | 2000-04-01
253 | Turnkey Load Reducer | F | SO |  | PGET | 188 |  |  |  | 0 | 2000-04-01 |  |  |  | 0 | 2000-04-01
405 | Ellsworth Hydro Sta. | HW | EMS |  | PPLEP | 50212 |  |  |  | 9.05 | 1999-05-01 |  |  |  | 9.05 | 1999-06-01
534 | Penobscot River Hydro | HD | EMS |  | PPLEP | 50212 |  |  |  | 22.07 | 1999-05-01 |  |  |  | 22.07 | 1999-05-01
616 | West Enfield | HD | EMS |  | PPLEP | 50212 |  |  |  | 18.22 | 1999-05-01 | m | 19.1 | -0.88 | 15.07 | 1999-05-01 | m | 11.41 | 3.66
1285 | Abbott's Mill | HD | SO |  | PPLEP | 50212 |  |  |  | 0.025 | 2000-06-01 |  |  |  | 0.025 | 2000-06-01
1273 | Kennebec Water | HD | SO |  | PPLEP | 50212 |  |  |  | 0.41 | 2000-05-03 |  |  |  | 0.41 | 2000-05-03
1283 | Lewiston | HD | SO |  | PPLEP | 50212 |  |  |  | 0.64 | 2000-05-18 |  |  |  | 0.64 | 2000-05-18
1266 | Marsh Power | HD | SO |  | PPLEP | 50212 |  |  |  | 0.15 | 2000-04-10 |  |  |  | 0.15 | 2000-04-10
1267 | Sparhawk | HD | SO |  | PPLEP | 50212 |  |  |  | 0.175 | 2000-04-10 |  |  |  | 0.175 | 2000-04-10
1270 | Sysko Stony Brook | HD | SO |  | PPLEP | 50212 |  |  |  | 0.025 | 2000-04-18 |  |  |  | 0.025 | 2000-04-18
1271 | Sysko Wight Brook | HD | SO |  | PPLEP | 50212 |  |  |  | 0.025 | 2000-04-18 |  |  |  | 0.025 | 2000-04-18
905 | Ashuelot Hydro | HD | SO |  | PSNH | 50094 |  |  |  | 0.425 | 2000-04-01 |  |  |  | 0.425 | 2000-04-01
931 | Avery Dam | HD | SO |  | PSNH | 50094 |  |  |  | 0.163 | 2000-04-01 |  |  |  | 0.163 | 2000-04-01
918 | Beech River Mill | HD | SO |  | PSNH | 50094 |  |  |  | 0.01 | 2000-04-01 |  |  |  | 0.01 | 2000-04-01
907 | Bell Mill_Elm St. Hydro | HD | SO |  | PSNH | 50094 |  |  |  | 0.058 | 2000-04-01 |  |  |  | 0.058 | 2000-04-01
923 | Boston Felt Hydro | HD | SO |  | PSNH | 50094 |  |  |  | 0.056 | 2000-04-01 |  |  |  | 0.056 | 2000-04-01
860 | Briar | HD | SO |  | PSNH | 50094 |  |  |  | 3.36 | 2000-04-01 | m | 5.32 | -1.96 | 1.92 | 2000-04-01 | m | 1.13 | 0.79
910 | Campton Dam | HD | SO |  | PSNH | 50094 |  |  |  | 0.183 | 2000-04-01 |  |  |  | 0.183 | 2000-04-01
861 | Canaan Sta. | HD | SO |  | PSNH | 50094 |  |  |  | 1.1 | 2000-04-01 |  |  |  | 1.1 | 2000-04-01
914 | Chamberlain Falls | HD | SO |  | PSNH | 50094 |  |  |  | 0.049 | 2000-04-01 |  |  |  | 0.049 | 2000-04-01
887 | China Mills Dam | HD | SO |  | PSNH | 50094 |  |  |  | 0.325 | 2000-04-01 |  |  |  | 0.325 | 2000-04-01
863 | Clement Dam Sta. | HD | SO |  | PSNH | 50094 |  |  |  | 2.4 | 2000-04-01 | m | 2.26 | 0.14 | 1.91 | 2000-04-01 | m | 0.86 | 1.05
886 | Cocheco Falls | HD | SO |  | PSNH | 50094 |  |  |  | 0.362 | 2000-04-01 |  |  |  | 0.362 | 2000-04-01
973 | Concord 1 | F | SO | x | PSNH | 50094 |  |  |  | 1.222 | 2000-05-01 |  |  |  | 1.222 | 2000-05-01
896 | Drew River Mill | HD | SO |  | PSNH | 50094 |  |  |  | 0.011 | 2000-04-01 |  | 0.011 | -0.011 | 0.011 | 2000-04-01 | n | 0.011 | -0.011
942 | Dunbarton Road Landfill_SQF | F | SO | x | PSNH | 50094 |  |  |  | 0.611 | 2000-03-01 |  |  |  | 0.611 | 2000-03-01
865 | Errol | HD | SO |  | PSNH | 50094 |  |  |  | 3 | 2000-04-01 |  |  |  | 2.81 | 2000-04-01 | m | 2.51 | 0.3
917 | Exeter River Hydro | HD | SO |  | PSNH | 50094 |  |  |  | 0.003 | 2000-04-01 |  |  |  | 0.003 | 2000-04-01
930 | Fiske Mill Hydro | HD | SO |  | PSNH | 50094 |  |  |  | 0.172 | 2000-04-01 |  |  |  | 0.172 | 2000-04-01
943 | Four Hills Landfill_SQF | F | SO | x | PSNH | 50094 |  |  |  | 0.482 | 2000-03-01 |  |  |  | 0.482 | 2000-03-01
882 | Franklin Falls | HD | SO |  | PSNH | 50094 |  |  |  | 0.508 | 2000-04-01 |  |  |  | 0.508 | 2000-04-01
1272 | Garland Mill | HD | SO |  | PSNH | 50094 |  |  |  | 0.004 | 2000-05-01 |  |  |  | 0.004 | 2000-05-01
924 | Golden Pond Hydro | HD | SO |  | PSNH | 50094 |  |  |  | 0.051 | 2000-04-01 |  |  |  | 0.051 | 2000-04-01
913 | Goodrich Falls | HD | SO |  | PSNH | 50094 |  |  |  | 0.235 | 2000-04-01 |  |  |  | 0.235 | 2000-04-01
900 | Great Falls Lower | HD | SO |  | PSNH | 50094 |  |  |  | 0.467 | 2000-04-01 |  |  |  | 0.467 | 2000-04-01
899 | Great Falls Upper | HD | SO |  | PSNH | 50094 |  |  |  | 0.006 | 2000-04-01 |  |  |  | 0.006 | 2000-04-01
866 | Gregg's Falls | HD | SO |  | PSNH | 50094 |  |  |  | 2.07 | 2000-04-01 | m | 1.78 | 0.29 | 0.88 | 2000-04-01 | m | 0 | 0.88
921 | Hadley Falls | HD | SO |  | PSNH | 50094 |  |  |  | 0.103 | 2000-04-01 |  |  |  | 0.103 | 2000-04-01
891 | Hillsboro Mills | HD | SO |  | PSNH | 50094 |  |  |  | 0.249 | 2000-04-01 |  |  |  | 0.249 | 2000-04-01
919 | Hopkinton Hydro | HD | SO |  | PSNH | 50094 |  |  |  | 0.078 | 2000-04-01 |  |  |  | 0.078 | 2000-04-01
902 | Hosiery Mill Dam | HD | SO |  | PSNH | 50094 |  |  |  | 0.435 | 2000-04-01 |  |  |  | 0.435 | 2000-04-01
916 | James River Hydro | HD | SO |  | PSNH | 50094 |  |  |  | 0.113 | 2000-04-01 |  |  |  | 0.113 | 2000-04-01
911 | Kelleys Falls | HD | SO |  | PSNH | 50094 |  |  |  | 0.231 | 2000-04-01 |  |  |  | 0.231 | 2000-04-01
892 | Lakeport Dam | HD | SO |  | PSNH | 50094 |  |  |  | 0.304 | 2000-04-01 |  |  |  | 0.304 | 2000-04-01
894 | Lisbon Hydro | HD | SO |  | PSNH | 50094 |  |  |  | 0.209 | 2000-04-01 |  |  |  | 0.209 | 2000-04-01
904 | Lochmere Dam | HD | SO |  | PSNH | 50094 |  |  |  | 0.51 | 2000-04-01 |  |  |  | 0.51 | 2000-04-01
895 | Lower Robertson Dam | HD | SO |  | PSNH | 50094 |  |  |  | 0.433 | 2000-04-01 |  |  |  | 0.433 | 2000-04-01
868 | Milton | HD | SO |  | PSNH | 50094 |  |  |  | 1.15 | 2000-04-01 | m | 1.31 | -0.16 | 0.86 | 2000-04-01 | m | 0.37 | 0.49
869 | Mine Falls | HD | SO |  | PSNH | 50094 |  |  |  | 1.7 | 2000-04-01 | m | 2.13 | -0.43 | 1.31 | 2000-04-01 | m | 0 | 1.31
915 | Monadnock Paper Mills | HD | SO |  | PSNH | 50094 |  |  |  | 0.015 | 2000-04-01 |  |  |  | 0.015 | 2000-04-01
890 | Nashua Hydro | HD | SO |  | PSNH | 50094 |  |  |  | 0.568 | 2000-04-01 |  |  |  | 0.568 | 2000-04-01
888 | Newfound Hydro | HD | SO |  | PSNH | 50094 |  |  |  | 0.786 | 2000-04-01 |  |  |  | 0.786 | 2000-04-01
922 | Noone Falls | HD | SO |  | PSNH | 50094 |  |  |  | 0.077 | 2000-04-01 |  |  |  | 0.077 | 2000-04-01
897 | Old Nash Dam | HD | SO |  | PSNH | 50094 |  |  |  | 0.064 | 2000-04-01 |  |  |  | 0.064 | 2000-04-01
908 | Otis Mill Hydro | HD | SO |  | PSNH | 50094 |  |  |  | 0.054 | 2000-04-01 |  |  |  | 0.054 | 2000-04-01
925 | Otter Lane Hydro | HD | SO |  | PSNH | 50094 |  |  |  | 0.039 | 2000-04-01 |  |  |  | 0.039 | 2000-04-01
870 | Pembroke | HD | SO |  | PSNH | 50094 |  |  |  | 1.48 | 2000-04-01 | m | 2.37 | -0.89 | 0.9 | 2000-04-01 | m | 0.52 | 0.38
871 | Penacook Falls Lower | HD | SO |  | PSNH | 50094 |  |  |  | 3.06 | 2000-04-01 | m | 4.61 | -1.55 | 1.88 | 2000-04-01 | m | 1.11 | 0.77
872 | Penacook Falls Upper | HD | SO |  | PSNH | 50094 |  |  |  | 2.53 | 2000-04-01 | m | 3.6 | -1.07 | 1.56 | 2000-04-01 | m | 0.92 | 0.64
926 | Peterborough Lower Hydro | HD | SO |  | PSNH | 50094 |  |  |  | 0.111 | 2000-04-01 |  |  |  | 0.111 | 2000-04-01
941 | Peterborough Upper Hydro | HD | SO |  | PSNH | 50094 |  |  |  | 0.114 | 2000-04-01 |  |  |  | 0.114 | 2000-04-01
920 | Pittsfield Mill | HD | SO |  | PSNH | 50094 |  |  |  | 0.129 | 2000-04-01 |  |  |  | 0.129 | 2000-04-01
875 | River Bend | HD | SO |  | PSNH | 50094 |  |  |  | 1.7 | 2000-04-01 |  |  |  | 1.7 | 2000-04-01 | m | 0.66 | 1.04
906 | Rollinsford Hydro | HD | SO |  | PSNH | 50094 |  |  |  | 0.691 | 2000-04-01 |  |  |  | 0.691 | 2000-04-01
928 | Salmon Brook Station #3 | HD | SO |  | PSNH | 50094 |  |  |  | 0.12 | 2000-04-01 |  |  |  | 0.12 | 2000-04-01
883 | Salmon Falls Hydro | HD | SO |  | PSNH | 50094 |  |  |  | 0.421 | 2000-04-01 |  |  |  | 0.421 | 2000-04-01
909 | Steels Pond Hydro | HD | SO |  | PSNH | 50094 |  |  |  | 0.256 | 2000-04-01 |  |  |  | 0.256 | 2000-04-01
885 | Stevens Mill | HD | SO |  | PSNH | 50094 |  |  |  | 0.115 | 2000-04-01 |  |  |  | 0.115 | 2000-04-01
898 | Sugar River Hydro | HD | SO |  | PSNH | 50094 |  |  |  | 0.075 | 2000-04-01 |  |  |  | 0.075 | 2000-04-01
889 | Sunapee Hydro | HD | SO |  | PSNH | 50094 |  |  |  | 0.265 | 2000-04-01 |  |  |  | 0.265 | 2000-04-01
912 | Sunnybrook Hydro #1 | HD | SO |  | PSNH | 50094 |  |  |  | 0.007 | 2000-04-01 |  |  |  | 0.007 | 2000-04-01
935 | Sunnybrook Hydro #2 | HD | SO |  | PSNH | 50094 |  |  |  | 0.02 | 2000-04-01 |  |  |  | 0.02 | 2000-04-01
884 | Swans Falls | HD | SO |  | PSNH | 50094 |  |  |  | 0.125 | 2000-04-01 |  |  |  | 0.125 | 2000-04-01
939 | Union Village Dam | HD | SO |  | PSNH | 50094 |  |  |  | 0.014 | 2000-04-01 |  |  |  | 0.014 | 2000-04-01
901 | Waterloom Falls | HD | SO |  | PSNH | 50094 |  |  |  | 0.04 | 2000-04-01 |  |  |  | 0.04 | 2000-04-01
932 | Watson Dam | HD | SO |  | PSNH | 50094 |  |  |  | 0.13 | 2000-04-01 |  |  |  | 0.13 | 2000-04-01
893 | West Hopkinton Hydro | HD | SO |  | PSNH | 50094 |  |  |  | 0.476 | 2000-04-01 |  |  |  | 0.476 | 2000-04-01
933 | Weston Dam | HD | SO |  | PSNH | 50094 |  |  |  | 0.292 | 2000-04-01 |  |  |  | 0.292 | 2000-04-01
903 | Wyandotte Hydro | HD | SO |  | PSNH | 50094 |  |  |  | 0.032 | 2000-04-01 |  |  |  | 0.032 | 2000-04-01
365 | Canal 1 | F | EMS |  | SCEM | 155 |  |  |  | 566 | 1999-05-01 |  |  |  | 558.67 | 2000-06-01 | n | 559 | -0.33
366 | Canal 2 | F | EMS |  | SCEM | 155 |  |  |  | 562 | 1999-05-06 |  |  |  | 553 | 1999-05-06
454 | Kendall 1 | F | EMS |  | SCEM | 155 |  |  |  | 17 | 1999-05-06 |  |  |  | 18 | 1999-05-01
455 | Kendall 2 | F | EMS |  | SCEM | 155 |  |  |  | 21 | 1999-05-01 |  |  |  | 19 | 1999-05-01
456 | Kendall 3 | F | EMS |  | SCEM | 155 |  |  |  | 23.141 | 1999-10-01 |  |  |  | 20.59 | 2000-06-01 | n | 24.93 | -4.34
452 | Kendall J1 | J | EMS |  | SCEM | 155 |  |  |  | 20.392 | 2000-06-01 | n | 22 | -1.608 | 15.392 | 2000-06-01 | n | 17 | -1.608
453 | Kendall J2 | J | EMS |  | SCEM | 155 |  |  |  | 22 | 1999-06-24 |  |  |  | 17 | 1999-06-24
1030 | Oak Bluffs 1-3 | D | EMS |  | SCEM | 155 |  |  |  | 8.25 | 1999-05-06 |  |  |  | 8 | 2000-06-01 | n | 8.25 | -0.25
461 | UAE Lowell Power | CC | EMS |  | SCEM | 155 |  |  |  | 86.94 | 1999-05-01 |  |  |  | 73.2 | 1999-05-01
1031 | W. Tisbury 1-2 | D | EMS |  | SCEM | 155 |  |  |  | 5.5 | 1999-05-06 |  |  |  | 5.5 | 1999-05-06
362 | Bulls Bridge | HD | EMS |  | SEI | 50168 |  |  |  | 8.4 | 1999-05-01 |  |  |  | 8.4 | 1999-05-01
766 | Cabot/Turners Falls | HD | EMS |  | SEI | 50168 |  |  |  | 59.25 | 1999-05-01 |  |  |  | 59.25 | 1999-05-01
412 | Falls Village | HD | EMS |  | SEI | 50168 |  |  |  | 11 | 1999-05-01 |  |  |  | 11 | 1999-05-01 | m | 9.76 | 1.24
769 | Hadley Falls 1&2 | HD | EMS |  | SEI | 50168 |  |  |  | 31.5 | 1999-05-01 |  |  |  | 31.5 | 1999-05-01
498 | Mount Tom | F | EMS |  | SEI | 50168 |  |  |  | 147 | 1999-05-01 |  |  |  | 146 | 1999-05-01
742 | Northfield Mountain 1-4 | PS | EMS |  | SEI | 50168 |  |  |  | 1080 | 1999-11-01 |  |  |  | 1080 | 1999-11-01
739 | Rocky River | HW | EMS |  | SEI | 50168 |  |  |  | 30.4 | 1999-05-01 |  |  |  | 29.35 | 1999-05-01
572 | S. Meadow 11 | J | EMS |  | SEI | 50168 |  |  |  | 47.163 | 2000-06-01 | n | 49 | -1.837 | 36.023 | 2000-06-01 | n | 37.86 | -1.837
573 | S. Meadow 12 | J | EMS |  | SEI | 50168 |  |  |  | 43.869 | 2000-06-01 | n | 49 | -5.131 | 33.869 | 2000-06-01 | n | 39 | -5.131
574 | S. Meadow 13 | J | EMS |  | SEI | 50168 |  |  |  | 46.666 | 2000-06-01 | n | 48.6 | -1.934 | 37.066 | 2000-06-01 | n | 39 | -1.934
575 | S. Meadow 14 | J | EMS |  | SEI | 50168 |  |  |  | 48.001 | 2000-06-01 | n | 49 | -0.999 | 38.001 | 2000-06-01 | n | 39 | -0.999
566 | Shepaug | HW | EMS |  | SEI | 50168 |  |  |  | 43.4 | 1999-05-01 |  |  |  | 41.71 | 2000-06-01 | n | 42.9 | -1.19
587 | Stevenson | HW | EMS |  | SEI | 50168 |  |  |  | 28.9 | 1999-05-01 |  |  |  | 28.94 | 1999-05-01
596 | Tunnel 10 | J | EMS |  | SEI | 50168 |  |  |  | 19.943 | 2000-06-01 | n | 20.8 | -0.857 | 15.993 | 2000-06-01 | n | 16.85 | -0.857
811 | Bantam Hydro | HD | SO |  | SEI | 50168 |  |  |  | 0.32 | 2000-04-01 |  |  |  | 0.32 | 2000-04-01 | m | 0.07 | 0.25
812 | Beebe Holbrook | HD | SO |  | SEI | 50168 |  |  |  | 0.5 | 2000-04-01 |  |  |  | 0.5 | 2000-04-01
859 | Boatlock | HD | SO |  | SEI | 50168 |  |  |  | 2.9 | 2000-04-01 |  |  |  | 2.9 | 2000-04-01
862 | Chemical | HD | SO |  | SEI | 50168 |  |  |  | 1.5 | 2000-04-01 |  |  |  | 1.5 | 2000-04-01
1050 | Chicopee Hydro | HD | SO |  | SEI | 50168 |  |  |  | 2.17 | 2000-04-01 |  |  |  | 2.17 | 2000-04-01
1049 | Collins Hydro | HD | SO |  | SEI | 50168 |  |  |  | 1.25 | 2000-04-01 |  |  |  | 1.25 | 2000-04-01
970 | Dudley Hydro | HD | SO |  | SEI | 50168 |  |  |  | 0 | 2000-04-01 |  |  |  | 0 | 2000-04-01
1048 | Pioneer Hydro | HD | SO |  | SEI | 50168 |  |  |  | 1.22 | 2000-05-01 | m | 1.24 | -0.02 | 0.95 | 2000-05-01 | m | 0.52 | 0.43
969 | Powder Mill Hydro | HD | SO |  | SEI | 50168 |  |  |  | 0.065 | 2000-04-01 |  |  |  | 0.065 | 2000-04-01 | m | 0.065 | 0
968 | Princeton Wind Farm | HD | SO |  | SEI | 50168 |  |  |  | 0.1 | 2000-04-01 |  |  |  | 0.06 | 2000-04-01
1034 | Riverside 4, 5, 7 | HD | SO |  | SEI | 50168 |  |  |  | 2.9 | 2000-04-01 |  |  |  | 2.9 | 2000-04-01
1035 | Riverside 8 | HD | SO |  | SEI | 50168 |  |  |  | 4 | 2000-04-01 |  |  |  | 4 | 2000-04-01
876 | Robertsville | HD | SO |  | SEI | 50168 |  |  |  | 0.62 | 2000-04-01 |  |  |  | 0.57 | 2000-04-01 | m | 0.32 | 0.25
877 | Scotland | HD | SO |  | SEI | 50168 |  |  |  | 2.2 | 2000-04-01 |  |  |  | 2.2 | 2000-04-01 | m | 1.69 | 0.51
878 | Skinner | HD | SO |  | SEI | 50168 |  |  |  | 0.26 | 2000-04-01 |  |  |  | 0.26 | 2000-04-01
879 | Taftville | HD | SO |  | SEI | 50168 |  |  |  | 2.03 | 2000-04-01 |  |  |  | 2.03 | 2000-04-01
813 | Tunnel | HD | SO |  | SEI | 50168 |  |  |  | 2.1 | 2000-04-01 |  |  |  | 2.1 | 2000-04-01 | m | 1.53 | 0.57
1076 | Shrewsbury Diesel 1 | D | SO |  | SELP | 149 |  |  |  | 2.75 | 2000-04-01 |  |  |  | 2.75 | 2000-04-01
1077 | Shrewsbury Diesel 2 | D | SO |  | SELP | 149 |  |  |  | 2.75 | 2000-04-01 |  |  |  | 2.75 | 2000-04-01
1078 | Shrewsbury Diesel 3 | D | SO |  | SELP | 149 |  |  |  | 2.75 | 2000-04-01 |  |  |  | 2.75 | 2000-04-01
1079 | Shrewsbury Diesel 4 | D | SO |  | SELP | 149 |  |  |  | 2.75 | 2000-04-01 |  |  |  | 2.75 | 2000-04-01
1080 | Shrewsbury Diesel 5 | D | SO |  | SELP | 149 |  |  |  | 2.75 | 2000-04-01 |  |  |  | 2.75 | 2000-04-01
402 | Edgar J1 | J | EMS |  | SITHE | 50074 |  |  |  | 14.778 | 2000-06-01 | n | 15 | -0.222 | 10.368 | 2000-06-01 | n | 10.59 | -0.222
403 | Edgar J2 | J | EMS |  | SITHE | 50074 |  |  |  | 14.88 | 2000-06-01 | n | 15 | -0.12 | 9.73 | 2000-06-01 | n | 9.85 | -0.12
417 | Fram J1 | J | EMS |  | SITHE | 50074 |  |  |  | 14.4 | 1999-05-01 |  |  |  | 10.35 | 1999-05-01
418 | Fram J2 | J | EMS |  | SITHE | 50074 |  |  |  | 13.25 | 1999-05-01 |  |  |  | 11 | 1999-05-01
419 | Fram J3 | J | EMS |  | SITHE | 50074 |  |  |  | 14.15 | 2000-06-01 | n | 14.2 | -0.05 | 10.65 | 2000-06-01 | n | 10.7 | -0.05
466 | L Street Jet | J | EMS |  | SITHE | 50074 |  |  |  | 21.984 | 2000-06-01 | n | 22.25 | -0.266 | 16.334 | 2000-06-01 | n | 16.6 | -0.266
499 | Mystic 4 | F | EMS |  | SITHE | 50074 |  |  |  | 135 | 1999-05-01 |  |  |  | 135 | 1999-05-01
500 | Mystic 5 | F | EMS |  | SITHE | 50074 |  |  |  | 111.675 | 1999-12-01 |  |  |  | 109 | 1999-08-18
501 | Mystic 6 | F | EMS |  | SITHE | 50074 |  |  |  | 135 | 1999-05-01 |  |  |  | 135 | 1999-05-01
502 | Mystic 7 | F | EMS |  | SITHE | 50074 |  |  |  | 590 | 1999-05-01 |  |  |  | 570.2 | 2000-06-01 | n | 590 | -19.8
503 | Mystic Jet | J | EMS |  | SITHE | 50074 |  |  |  | 13.006 | 2000-06-01 | n | 13.46 | -0.454 | 8.856 | 2000-06-01 | n | 9.31 | -0.454
505 | New Boston 1 | F | EMS |  | SITHE | 50074 |  |  |  | 380 | 1999-05-01 |  |  |  | 380 | 1999-05-01
506 | New Boston 2 | F | EMS |  | SITHE | 50074 |  |  |  | 380 | 1999-05-01 |  |  |  | 380 | 1999-05-01
625 | West Medway J1 | J | EMS |  | SITHE | 50074 |  |  |  | 60.25 | 2000-06-01 | n | 60.75 | -0.5 | 41 | 2000-06-01 | n | 41.5 | -0.5
626 | West Medway J2 | J | EMS |  | SITHE | 50074 |  |  |  | 37.18 | 2000-06-01 | n | 57.2 | -20.02 | 18.48 | 2000-06-01 | n | 38.5 | -20.02
627 | West Medway J3 | J | EMS |  | SITHE | 50074 |  |  |  | 58.753 | 2000-06-01 | n | 60 | -1.247 | 38.503 | 2000-06-01 | n | 39.75 | -1.247
858 | Sterling Diesel | D | SO |  | SMED | 152 |  |  |  | 0.33 | 2000-04-01 |  |  |  | 0.33 | 2000-04-01
376 | Cleary 8 | F | EMS |  | TMLP | 153 |  |  |  | 26 | 1999-05-01 |  |  |  | 26 | 1999-05-01
375 | Cleary 9,9A CC | CC | EMS |  | TMLP | 153 |  |  |  | 110 | 1999-05-01 |  |  |  | 105 | 1999-05-01
1052 | E Bridgewater 1-BFI | F | SO |  | TMLP | 153 |  |  |  | 3.9 | 2000-04-01 |  |  |  | 3.79 | 2000-04-01
1051 | Halifax-BFI | F | SO |  | TMLP | 153 |  |  |  | 2.85 | 2000-04-01 |  |  |  | 1.86 | 2000-04-01
528 | Ocean State Power I | CC | EMS |  | TPM | 50091 |  |  |  | 310 | 1999-05-01 |  |  |  | 264 | 1999-05-01
529 | Ocean State Power II | CC | EMS |  | TPM | 50091 |  |  |  | 314.053 | 2000-06-01 | n | 310 | 4.053 | 266.053 | 2000-06-01 | n | 262 | 4.053
856 | Hunt's Pond | HD | SO |  | TTMLP | 180 |  |  |  | 0.06 | 2000-04-01 | m | 0.07 | -0.01 | 0.05 | 2000-04-01 | m | 0.02 | 0.03
854 | Orange Hydro 1 | HD | SO |  | TTMLP | 180 |  |  |  | 0.15 | 2000-04-01 |  |  |  | 0.15 | 2000-04-01
855 | Orange Hydro 2 | HD | SO |  | TTMLP | 180 |  |  |  | 0.12 | 2000-04-01 |  |  |  | 0.12 | 2000-04-01
1225 | Tannery Dam | HD | SO |  | TTMLP | 180 |  |  |  | 0.2 | 2000-04-01 |  |  |  | 0.2 | 2000-04-01
1188 | Lowell Cogen Co LP | F | EMS |  | UAELT | 50254 |  |  |  | 28 | 2000-04-01 |  |  |  | 25 | 2000-04-05
349 | Bridgeport Resco | F | EMS |  | UI | 181 |  |  |  | 60.5 | 1999-05-01 |  |  |  | 59.5 | 1999-05-01
880 | McCallum Enterprises | HD | SO |  | UI | 181 |  |  |  | 0.278 | 2000-04-01 |  |  |  | 0.278 | 2000-04-01
881 | Shelton Landfill | F | SO |  | UI | 181 |  |  |  | 0.618 | 2000-04-01 |  |  |  | 0.202 | 2000-04-01
329 | Ascutney GT | G | EMS |  | VELCO | 182 |  |  |  | 14.589 | 2000-06-01 | n | 14.7 | -0.111 | 10.129 | 2000-06-01 | n | 10.24 | -0.111
334 | Beldens Sta. | HD | EMS |  | VELCO | 182 |  |  |  | 5.7 | 1999-05-01 |  |  |  | 5.7 | 1999-05-01 | m | 4.58 | 1.12
336 | Berlin 1 | G | EMS |  | VELCO | 182 |  |  |  | 53.28 | 2000-06-01 | n | 56.9 | -3.62 | 37.12 | 2000-06-01 | n | 40.74 | -3.62
346 | Bolton Falls Sta. | HD | EMS |  | VELCO | 182 |  |  |  | 7.8 | 1999-05-01 |  |  |  | 7.8 | 1999-05-01
363 | Burlington Jet | G | EMS |  | VELCO | 182 |  |  |  | 24.57 | 1999-05-01 |  |  |  | 19.74 | 1999-06-01
394 | Dodge Falls | HD | EMS |  | VELCO | 182 |  |  |  | 5 | 1999-05-01 |  |  |  | 5 | 1999-05-01
1221 | Essex 5->8 Diesels | D | EMS |  | VELCO | 182 |  |  |  | 4.4 | 2000-06-01 | n | 4.2 | 0.2 | 4.15 | 2000-06-01 | n | 4.4 | -0.25
410 | Essex No. 19 Sta. | HD | EMS |  | VELCO | 182 |  |  |  | 7.8 | 1999-05-01 |  |  |  | 7.8 | 1999-05-01
415 | Florence CG 1 | J | EMS |  | VELCO | 182 |  |  |  | 4.27 | 1999-10-01 |  |  |  | 3.19 | 1999-06-01
416 | Florence CG 2 | J | EMS |  | VELCO | 182 |  |  |  | 4.23 | 2000-06-01 | n | 4.27 | -0.04 | 3.15 | 2000-06-01 | n | 3.19 | -0.04
426 | Gorge 1 | G | EMS |  | VELCO | 182 |  |  |  | 10.328 | 2000-06-01 | n | 11.8 | -1.472 | 6.723 | 2000-06-01 | n | 8.2 | -1.477
778 | Gorge No. 18 Sta. | HD | EMS |  | VELCO | 182 |  |  |  | 3.3 | 1999-05-01 |  |  |  | 3.3 | 1999-05-01
783 | Highgate Falls Sta. | HW | EMS |  | VELCO | 182 |  |  |  | 9.52 | 1999-05-01 |  |  |  | 9.57 | 1999-05-01
443 | Huntington Falls Sta. | HD | EMS |  | VELCO | 182 |  |  |  | 5.76 | 1999-05-01 |  |  |  | 5.76 | 1999-05-01 | m | 4.37 | 1.39
474 | J C McNeil | F | EMS |  | VELCO | 182 |  |  |  | 53 | 1999-05-01 |  |  |  | 52 | 1999-05-01
774 | Lower Lamoille Composite | HW | EMS |  | VELCO | 182 |  |  |  | 16.35 | 1999-05-01 |  |  |  | 15.8 | 1999-05-01
468 | Marshfield No. 6 Sta. | HW | EMS |  | VELCO | 182 |  |  |  | 4.8 | 1999-10-01 |  |  |  | 4.67 | 2000-06-01 | n | 4.9 | -0.23
775 | Middlebury Composite | HW | EMS |  | VELCO | 182 |  |  |  | 5.25 | 1999-05-01 |  |  |  | 5.19 | 2000-06-01 | n | 5.25 | -0.06
779 | Middlesex No. 2 Sta. | HD | EMS |  | VELCO | 182 |  |  |  | 3.3 | 1999-05-01 |  |  |  | 3.3 | 1999-05-01 | m | 2.34 | 0.96
776 | N. Rutland Composite | HW | EMS |  | VELCO | 182 |  |  |  | 5.3 | 1999-05-01 |  |  |  | 5.2 | 1999-05-01
522 | Newport Diesels 4-7 | D | EMS |  | VELCO | 182 |  |  |  | 2.7 | 1999-10-01 |  |  |  | 2.75 | 2000-06-01 | n | 3.6 | -0.85
523 | Newport Diesels 8-10 | D | EMS |  | VELCO | 182 |  |  |  | 3 | 1999-05-01 |  |  |  | 2 | 2000-06-01 | n | 3 | -1
772 | Newport Hydro Sta. | HW | EMS |  | VELCO | 182 |  |  |  | 3.88 | 1999-10-01 |  |  |  | 3.84 | 2000-06-01 | n | 3.88 | -0.04
541 | Proctor Sta. | HD | EMS |  | VELCO | 182 |  |  |  | 6.65 | 1999-05-01 |  |  |  | 6.65 | 1999-05-01
549 | Rutland 5 | G | EMS |  | VELCO | 182 |  |  |  | 14.743 | 2000-06-01 | n | 14.8 | -0.057 | 10.343 | 2000-06-01 | n | 10.4 | -0.057
550 | Ryegate # 1 | F | EMS |  | VELCO | 182 |  |  |  | 20.6 | 1999-05-01 |  |  |  | 20.5 | 1999-05-01
565 | Sheldon Springs | HD | EMS |  | VELCO | 182 |  |  |  | 26.38 | 1999-05-01 |  |  |  | 18.62 | 1999-05-01 | m | 14.82 | 3.8
585 | St Albans 1 & 2 | D | EMS |  | VELCO | 182 |  |  |  | 2.4 | 1999-05-01 |  |  |  | 2.22 | 1999-05-01
598 | Vergennes 5&6 Diesels | D | EMS |  | VELCO | 182 |  |  |  | 4.05 | 1999-10-01 |  |  |  | 3.95 | 2000-06-01 | n | 4.1 | -0.15
780 | Vergennes No. 9 Sta. | HD | EMS |  | VELCO | 182 |  |  |  | 2.1 | 1999-05-01 |  |  |  | 2.1 | 1999-05-01
611 | Vermont Yankee | N | EMS |  | VELCO | 182 |  |  |  | 529.08 | 1999-05-01 |  |  |  | 506 | 1999-09-01
614 | Waterbury No. 22 Sta. | HW | EMS |  | VELCO | 182 |  |  |  | 4.455 | 1999-10-01 |  |  |  | 4.4 | 2000-06-01 | n | 4.8 | -0.4
781 | West Danville #15 Sta. | HD | EMS |  | VELCO | 182 |  |  |  | 1.1 | 1999-05-01 |  |  |  | 1.1 | 1999-05-01
622 | Winooski Sta. 1 | HD | EMS |  | VELCO | 182 |  |  |  | 7.3 | 1999-05-01 |  |  |  | 7.3 | 1999-05-01
833 | Barnet Sta. | HD | SO |  | VELCO | 182 |  |  |  | 0.32 | 2000-04-01 | m | 0.49 | -0.17 | 0.49 | 2000-04-01 | m | 0.35 | 0.14
959 | Barton Dsls. 1-4 | D | SO |  | VELCO | 182 |  |  |  | 1.22 | 2000-04-01 |  |  |  | 0.889 | 2000-04-01
828 | Barton Hydro | HD | SO |  | VELCO | 182 |  |  |  | 1.3 | 2000-04-01 |  |  |  | 1.3 | 2000-04-01
1165 | Cadys Falls | HD | SO |  | VELCO | 182 |  |  |  | 1.1 | 2000-04-01 |  |  |  | 1.1 | 2000-04-01
832 | Center Rutland Sta. | HD | SO |  | VELCO | 182 |  |  |  | 0.35 | 2000-04-01 |  |  |  | 0.35 | 2000-04-01
834 | Comtu Falls Sta. | HD | SO |  | VELCO | 182 |  |  |  | 0.46 | 2000-04-01 |  |  |  | 0.46 | 2000-04-01 | m | 0.29 | 0.17
835 | Dewey Mills Sta. | HD | SO |  | VELCO | 182 |  |  |  | 2.79 | 2000-04-01 |  |  |  | 2.47 | 2000-04-01 | m | 1.57 | 0.9
836 | Emerson Falls Sta. | HD | SO |  | VELCO | 182 |  |  |  | 0.23 | 2000-04-01 |  |  |  | 0.23 | 2000-04-01
829 | Enosburg Diesel # 2 | D | SO |  | VELCO | 182 |  |  |  | 0.7 | 2000-04-01 |  |  |  | 0.7 | 2000-04-01
830 | Enosburg Sta. | HD | SO |  | VELCO | 182 |  |  |  | 0.95 | 2000-04-01 |  |  |  | 0.95 | 2000-04-01
1168 | H.K. Sanders | HW | SO |  | VELCO | 182 |  |  |  | 1.8 | 2000-04-01 |  |  |  | 1.41 | 2000-04-01
1167 | Hardwick (Wolcott Hydro #1) | HD | SO |  | VELCO | 182 |  |  |  | 0.66 | 2000-04-01 | m | 0.8 | -0.14 | 0.76 | 2000-04-01 | m | 0.49 | 0.27
837 | Killington | HD | SO |  | VELCO | 182 |  |  |  | 0.1 | 2000-04-01 |  |  |  | 0.1 | 2000-04-01 | m | 0.07 | 0.03
838 | Kingsbury | HD | SO |  | VELCO | 182 |  |  |  | 0.2 | 2000-04-01 |  |  |  | 0.18 | 2000-04-01 | m | 0.08 | 0.1
839 | Ladd's Mill Sta. | HD | SO |  | VELCO | 182 |  |  |  | 0.17 | 2000-04-01 |  |  |  | 0.17 | 2000-04-01
840 | Martinsville | HD | SO |  | VELCO | 182 |  |  |  | 0.19 | 2000-04-01 | m | 0.25 | -0.06 | 0.16 | 2000-04-01 | m | 0.08 | 0.08
841 | Moretown 8 | HD | SO |  | VELCO | 182 |  |  |  | 0.53 | 2000-04-01 | m | 1.12 | -0.59 | 0.61 | 2000-04-01 | m | 0.36 | 0.25
1166 | Morrisville plant #2 | HD | SO |  | VELCO | 182 |  |  |  | 1.8 | 2000-04-01 |  |  |  | 1.8 | 2000-04-01 | m | 1.43 | 0.37
842 | Nantana Mill 1&2 | HD | SO |  | VELCO | 182 |  |  |  | 0.18 | 2000-04-01 | m | 0.22 | -0.04 | 0.18 | 2000-04-01 | m | 0.1 | 0.08
843 | Newbury | HD | SO |  | VELCO | 182 |  |  |  | 0.27 | 2000-04-01 |  |  |  | 0.27 | 2000-04-01 | m | 0.22 | 0.05
844 | Ottauquechee Hydro | HD | SO |  | VELCO | 182 |  |  |  | 2.18 | 2000-04-01 |  |  |  | 1.88 | 2000-04-01 | m | 1.48 | 0.4
827 | Searsburg Wind Sta. | HD | SO |  | VELCO | 182 |  |  |  | 1.69 | 2000-04-01 | m | 0.71 | 0.98 | 0.7 | 2000-04-01 | m | 0.48 | 0.22
845 | Slack Dam | HD | SO |  | VELCO | 182 |  |  |  | 0.37 | 2000-04-01 | m | 0.41 | -0.04 | 0.41 | 2000-04-01 | m | 0.21 | 0.2
826 | Troy Sta | HD | SO |  | VELCO | 182 |  |  |  | 0.6 | 2000-04-01 |  |  |  | 0.6 | 2000-04-01
831 | Vail & Great Falls | HD | SO |  | VELCO | 182 |  |  |  | 2.1 | 2000-04-01 |  |  |  | 2.1 | 2000-04-01
825 | West Charleston Sta | HD | SO |  | VELCO | 182 |  |  |  | 0.8 | 2000-04-01 |  |  |  | 0.8 | 2000-04-01
846 | Winooski Sta. 8 | HD | SO |  | VELCO | 182 |  |  |  | 0.6 | 2000-04-01 | m | 0.95 | -0.35 | 0.71 | 2000-04-01 | m | 0.4 | 0.31
847 | Woodside Sta. | HD | SO |  | VELCO | 182 |  |  |  | 0.12 | 2000-04-01 |  |  |  | 0.12 | 2000-04-01 | m | 0.11 | 0.01
848 | Wrightsville Sta. | HW | SO |  | VELCO | 182 |  |  |  | 0.72 | 2000-04-01 |  |  |  | 0.693 | 2000-04-01
857 | Oakdale Hydro | HD | SO |  | WBML | 186 |  |  |  | 3.2 | 2000-04-01 |  |  |  | 3.2 | 2000-04-01
340 | Bridgeport Harbor 3 | F | EMS |  | WSVST | 50195 |  |  |  | 400 | 1999-05-01 |  |  |  | 370.92 | 2000-06-01 | n | 385 | -14.08
341 | Bridgeport Harbor 4 | J | EMS |  | WSVST | 50195 |  |  |  | 16.88 | 2000-06-01 | n | 19.1 | -2.22 | 12.38 | 2000-06-01 | n | 14.6 | -2.22
513 | New Haven Harbor | F | EMS |  | WSVST | 50195 |  |  |  | 466 | 1999-05-01 |  |  |  | 449.562 | 2000-06-01 | n | 466 | -16.438
------- | ----------- | ----------- | ------ | ------ | ----------- | ------ | ----------- | --- | ----------- | ----------- | ----------- | --- | ----------- | ----------- | ----------- | ----------- | --- | ----------- | -----------
Summary Information: | [8 empty] | Total: | 25730.388 |  |  |  |  | 24252.23
[13 empty] | Sum of Positive differences: | 553.257 |  |  |  | Sum of Positive differences: | 572.335
[13 empty] | Sum of Negative differences: | -83.179 |  |  |  | Sum of Negative differences: | -319.034
[13 empty] | Net Sum of ALL differences: | 470.078 |  |  |  | Net Sum of ALL differences: | 253.301
[9 empty] | Total EMS Capability: | 25581.917 |  |  |  | Total EMS Capability: | 24099.605
[9 empty] | Total Settlement Only Capability: | 216.571 |  |  |  | Total Settlement Only Capability: | 202.625
[9 empty] | Total Capability: | 25798.488 |  |  |  | Total Capability: | 24302.23
[9 empty] | Subtotals, by Claimed Capability Audit Unit Type: |  |  |  |  | Subtotals, by Claimed Capability Audit Unit Type: | 24298.629
[8 empty] | Fossil (incl. wood and refuse) | F | 11966.457 |  |  | Fossil (incl. wood and refuse) | F | 11586.71
[8 empty] | Nuclear | N | 4394.954 |  |  | Nuclear | N | 4359.313
[8 empty] | Combined Cycle | CC | 4006.187 |  |  | Combined Cycle | CC | 3437.912
[8 empty] | Gas Turbine | G | 857.669 |  |  | Gas Turbine | G | 663.178
[8 empty] | Jet Engine | J | 1057.341 |  |  | Jet Engine | J | 791.626
[8 empty] | Diesel | D | 131.47 |  |  | Diesel | D | 126.495
[8 empty] | Pumped Storage | PS | 1669 |  |  | Pumped Storage | PS | 1650
[8 empty] | Hydro-Conventional Daily | HD | 828.915 |  |  | Hydro-Conventional Daily | HD | 808.833
[8 empty] | Hydro-Conventional Weekly | HW | 886.495 |  |  | Hydro-Conventional Weekly | HW | 878.163
Footnotes referenced in the last column are shown in the "NotesAndAbbreviations" Worksheet

## RetiredDeactivat
ISO New England Seasonal Claimed Capability (SCC) Report - Resources Retired and/or Deactivated During Prior Month
|  |  |  | Retirements/deactivations during month prior to: | 2000-06-01
AssetId | UnitName | UnitCategory | Class | SQF | LeadParticipant | WSCC Prior to Retirement / Deactivation | SSCC Prior to Retirement / Deactivation | Deactivated | Retired | Comments
----------- | ----------- | ----------- | ------ | ------ | ----------- | ----------- | ----------- | ------ | ------ | -----------
896 | Drew River Mill | HD | SO |  | NU | 0.011 | 0.011 |  | x | Elected not to register for Settlement Only Treatrment

## Inputs_SettlementOnly
Settlement Only Generators (in the Market System as Load Assets) - as of June 1, 2000
Seasonal Claimed Capability
LOAD_FACILITY_ID | LOAD_FACILITY_NAME | ContactPerson | ParticipantWithResourceEntitlement | UnitCategory | SCC | SQF | JAN | FEB | MAR | APR | MAY | JUN | JUL | AUG | SEP | OCT | NOV | DEC | BasisforSCC | WinEffectiveDate | SumEffectiveDate | COMMENTS | Winter SCC change this month? | Summer SCC change this month?
851 | GARDNER FALLS | Ivan Kimball | CEEI | HD |  |  | 3.7 | 3.7 | 3.7 | 3.7 | 3.7 | 3.7 | 3.7 | 3.7 | 3.7 | 3.7 | 3.7 | 3.7 | DCH study | 2000-04-01 | 2000-04-01 |  |  |  | O.K
864 | DWIGHT | Ivan Kimball | CEEI | HD |  |  | 1.7 | 1.7 | 1.7 | 1.7 | 1.7 | 1.7 | 1.14 | 1.34 | 1.09 | 1.7 | 1.7 | 1.7 | DCH study | 2000-04-01 | 2000-04-01 |  |  | m | O.K
867 | INDIAN ORCHARD | Ivan Kimball | CEEI | HD |  |  | 3.7 | 3.7 | 3.7 | 3.7 | 3.7 | 3.7 | 3.7 | 3.7 | 3.7 | 3.7 | 3.7 | 3.7 | DCH study | 2000-04-01 | 2000-04-01 |  |  |  | O.K
873 | PUTTS BRIDGE | Ivan Kimball | CEEI | HD |  |  | 4.1 | 4.1 | 4.1 | 4.1 | 4.1 | 4.1 | 3.52 | 3.75 | 3.46 | 4.1 | 4.1 | 4.1 | DCH study | 2000-04-01 | 2000-04-01 |  |  | m | O.K
874 | RED BRIDGE | Ivan Kimball | CEEI | HD |  |  | 4.26 | 4.5 | 4.5 | 4.5 | 4.5 | 2.86 | 0.35 | 0.38 | 0.34 | 3.19 | 3.65 | 4.3 | DCH study | 2000-04-01 | 2000-04-01 |  | m | m | O.K
796 | GOODWIN DAM | Richard Ludorf | CLP | HD |  |  | 2.064 | 2.064 | 2.064 | 2.064 | 2.064 | 2.064 | 2.064 | 2.064 | 2.064 | 2.064 | 2.064 | 2.064 | SQF meth. | 2000-04-01 | 2000-04-01 |  |  |  | O.K
797 | WYRE WIND | Richard Ludorf | CLP | HD |  |  | 1.612 | 1.612 | 1.612 | 1.612 | 1.612 | 1.612 | 1.612 | 1.612 | 1.612 | 1.612 | 1.612 | 1.612 | SQF meth. | 2000-04-01 | 2000-04-01 |  |  |  | O.K
798 | COLEBROOK | Richard Ludorf | CLP | HD |  |  | 1.373 | 1.373 | 1.373 | 1.373 | 1.373 | 1.373 | 1.373 | 1.373 | 1.373 | 1.373 | 1.373 | 1.373 | SQF meth. | 2000-04-01 | 2000-04-01 |  |  |  | O.K
799 | KINNEYTOWN UNIT A | Richard Ludorf | CLP | HD |  |  | 0.246 | 0.246 | 0.246 | 0.246 | 0.246 | 0.246 | 0.246 | 0.246 | 0.246 | 0.246 | 0.246 | 0.246 | SQF meth. | 2000-04-01 | 2000-04-01 |  |  |  | O.K
800 | KINNEYTOWN UNIT B | Richard Ludorf | CLP | HD |  |  | 0.654 | 0.654 | 0.654 | 0.654 | 0.654 | 0.654 | 0.654 | 0.654 | 0.654 | 0.654 | 0.654 | 0.654 | SQF meth. | 2000-04-01 | 2000-04-01 |  |  |  | O.K
801 | WILLIMANTIC 1 | Richard Ludorf | CLP | HD |  |  | 0.423 | 0.423 | 0.423 | 0.423 | 0.423 | 0.423 | 0.423 | 0.423 | 0.423 | 0.423 | 0.423 | 0.423 | SQF meth. | 2000-04-01 | 2000-04-01 |  |  |  | O.K
802 | WILLIMANTIC 2 | Richard Ludorf | CLP | HD |  |  | 0.388 | 0.388 | 0.388 | 0.388 | 0.388 | 0.388 | 0.388 | 0.388 | 0.388 | 0.388 | 0.388 | 0.388 | SQF meth. | 2000-04-01 | 2000-04-01 |  |  |  | O.K
803 | TOUTANT HYDRO | Richard Ludorf | CLP | HD |  |  | 0.16 | 0.16 | 0.16 | 0.16 | 0.16 | 0.16 | 0.16 | 0.16 | 0.16 | 0.16 | 0.16 | 0.16 | SQF meth. | 2000-04-01 | 2000-04-01 |  |  |  | O.K
804 | PUTNAM HYDRO | Richard Ludorf | CLP | HD |  |  | 0.268 | 0.268 | 0.268 | 0.268 | 0.268 | 0.268 | 0.268 | 0.268 | 0.268 | 0.268 | 0.268 | 0.268 | SQF meth. | 2000-04-01 | 2000-04-01 |  |  |  | O.K
805 | GLEN FALLS | Richard Ludorf | CLP | HD |  |  | 0.096 | 0.096 | 0.096 | 0.096 | 0.096 | 0.096 | 0.096 | 0.096 | 0.096 | 0.096 | 0.096 | 0.096 | SQF meth. | 2000-04-01 | 2000-04-01 |  |  |  | O.K
806 | MECHANICSVILLE HYDRO | Richard Ludorf | CLP | HD |  |  | 0.101 | 0.101 | 0.101 | 0.101 | 0.101 | 0.101 | 0.101 | 0.101 | 0.101 | 0.101 | 0.101 | 0.101 | SQF meth. | 2000-04-01 | 2000-04-01 | fuel=wood |  |  | O.K
807 | DAYVILLE POND HYDRO | Richard Ludorf | CLP | HD |  |  | 0.05 | 0.05 | 0.05 | 0.05 | 0.05 | 0.05 | 0.05 | 0.05 | 0.05 | 0.05 | 0.05 | 0.05 | SQF meth. | 2000-04-01 | 2000-04-01 |  |  |  | O.K
808 | ROCKY GLEN HYDRO | Richard Ludorf | CLP | HD |  |  | 0.042 | 0.042 | 0.042 | 0.042 | 0.042 | 0.042 | 0.042 | 0.042 | 0.042 | 0.042 | 0.042 | 0.042 | SQF meth. | 2000-04-01 | 2000-04-01 |  |  |  | O.K
809 | PINCHBEK | Richard Ludorf | CLP | F |  | Yes | 0.009 | 0.009 | 0.009 | 0.009 | 0.009 | 0.009 | 0.009 | 0.009 | 0.009 | 0.009 | 0.009 | 0.009 | SQF meth. | 2000-04-01 | 2000-04-01 |  |  |  | O.K
810 | QUINEBAUG | Richard Ludorf | CLP | HD |  |  | 2.81 | 2.81 | 2.81 | 2.81 | 2.81 | 2.38 | 0.96 | 0.98 | 0.88 | 2.81 | 2.81 | 2.81 | DCH study | 2000-04-06 | 2000-04-06 |  |  | m | O.K
977 | G FOX | Richard Ludorf | CLP | G |  |  | 3 | 3 | 3 | 3 | 3 | 3 | 3 | 3 | 3 | 3 | 3 | 3 | Demo | 2000-04-01 | 2000-04-01 |  |  |  | O.K
978 | NEW MILFORD LANDFILL | Richard Ludorf | CLP | F |  | Yes | 2.992 | 2.992 | 2.992 | 2.992 | 2.992 | 2.992 | 2.992 | 2.992 | 2.992 | 2.992 | 2.992 | 2.992 | SQF meth. | 2000-04-01 | 2000-04-01 | Landfill gas |  |  | O.K
1209 | CRRA HARTFORD LANDFILL | Richard Ludorf | CLP | F |  | Yes | 2.852 | 2.852 | 2.852 | 2.852 | 2.852 | 2.852 | 2.852 | 2.852 | 2.852 | 2.852 | 2.852 | 2.852 | SQF meth. | 2000-04-01 | 2000-04-01 | Landfill gas |  |  | O.K
788 | GREENVILLE DAM | Charles Carpinella | CMEEC | HD |  |  | 0.95 | 0.95 | 0.95 | 0.95 | 0.95 | 0.95 | 0.95 | 0.95 | 0.95 | 0.95 | 0.95 | 0.95 | DCH study | 2000-04-01 | 2000-04-01 |  |  |  | O.K
1064 | TENTH STREET LOAD | Charles Carpinella | CMEEC | HD |  |  | 1.17 | 1.12 | 1.16 | 1.23 | 1.21 | 1.25 | 1.25 | 0.98 | 0.76 | 1.06 | 0.78 | 0.79 | DCH study | 2000-04-01 | 2000-04-01 |  | m | m | O.K
1264 | SOUTH NORWALK #6 | Charles Carpinella | CMEEC | D |  |  | 1.1 | 1.1 | 1.1 | 1.1 | 1.1 | 1.05 | 1.05 | 1.05 | 1.05 | 1.1 | 1.1 | 1.1 | Demo | 2000-04-01 | 2000-04-06 |  |  |  | O.K
790 | APLP-BFI | Jeffrey R. Cady | CMLP | F |  |  | 1.8 | 1.8 | 1.8 | 1.8 | 1.8 | 1.8 | 1.8 | 1.8 | 1.8 | 1.8 | 1.8 | 1.8 | Demo | 2000-04-08 | 2000-04-08 | Landfill gas refuse |  |  | O.K
1109 | MMWAC | Mike Erskine | CMP | F |  | Yes | 3.034 | 3.034 | 3.034 | 3.034 | 3.034 | 3.034 | 3.034 | 3.034 | 3.034 | 3.034 | 3.034 | 3.034 | SQF meth. | 2000-04-01 | 2000-04-01 | waste |  |  | O.K
1111 | ROBBIN'S LUMBER | Mike Erskine | CMP | F |  | Yes | 0.011 | 0.011 | 0.011 | 0.011 | 0.011 | 0.011 | 0.011 | 0.011 | 0.011 | 0.011 | 0.011 | 0.011 | SQF meth. | 2000-04-01 | 2000-04-01 | wood/refuse |  |  | O.K
1112 | DIRIGO DOWELS | Mike Erskine | CMP | F |  | Yes | 0.111 | 0.111 | 0.111 | 0.111 | 0.111 | 0.111 | 0.111 | 0.111 | 0.111 | 0.111 | 0.111 | 0.111 | SQF meth. | 2000-04-01 | 2000-04-01 | wood/refuse |  |  | O.K
1113 | BRASSUA HYDRO | Mike Erskine | CMP | HD |  |  | 2.633 | 2.737 | 3.65 | 4.203 | 4.203 | 4.203 | 3.176 | 2.033 | 1.675 | 4.203 | 4.203 | 4.203 | DCH study | 2000-04-01 | 2000-04-01 | DCH calculations made by CMP | m | m | O.K
1114 | MADISON COMPOSITE | Mike Erskine | CMP | HD | No |  | 0 | 0 | 0 | 0 | 0 | 0 | 0 | 0 | 0 | 0 | 0 | 0 | NA | 2000-04-01 | 2000-04-01 | DCH calculations made by CMP |  |  | O.K
1115 | SEBASTICOOK COMPOSITE | Mike Erskine | CMP | HD |  |  | 5.903 | 5.95 | 5.953 | 5.953 | 5.953 | 5.767 | 3.975 | 3.486 | 4.405 | 5.569 | 5.953 | 5.953 | DCH study | 2000-04-01 | 2000-04-01 | DCH calculations made by CMP | m | m | O.K
1116 | LITTLE ANDROSCOGGIN COMPOSITE | Mike Erskine | CMP | HD |  |  | 3.166 | 3.411 | 4.25 | 4.25 | 4.25 | 3.726 | 2.178 | 1.419 | 1.383 | 2.793 | 4.062 | 4.007 | DCH study | 2000-04-01 | 2000-04-01 | DCH calculations made by CMP | m | m | O.K
1117 | GREAT WORKS COMPOSITE | Mike Erskine | CMP | HD |  |  | 0.918 | 0.976 | 1.05 | 1.05 | 1.05 | 0.866 | 0.271 | 0.165 | 0.131 | 0.285 | 1.05 | 1.05 | DCH study | 2000-04-01 | 2000-04-01 | DCH calculations made by CMP | m | m | O.K
1118 | RIDGEWOOD COMPOSITE | Mike Erskine | CMP | HD |  |  | 3.519 | 3.584 | 4.275 | 4.55 | 4.55 | 3.719 | 2.324 | 1.997 | 2.129 | 2.755 | 3.848 | 3.959 | DCH study | 2000-04-01 | 2000-04-01 | DCH calculations made by CMP | m | m | O.K
1119 | KENNEBAGO HYDRO | Mike Erskine | CMP | HD |  |  | 0.644 | 0.603 | 0.618 | 0.7 | 0.7 | 0.65 | 0.645 | 0.391 | 0.316 | 0.648 | 0.683 | 0.7 | DCH study | 2000-04-01 | 2000-04-01 | DCH calculations made by CMP | m | m | O.K
1120 | GOOSE RIVER 2 | Mike Erskine | CMP | HD | No |  | 0 | 0 | 0 | 0 | 0 | 0 | 0 | 0 | 0 | 0 | 0 | 0 | NA | 2000-04-01 | 2000-04-01 | DCH calculations made by CMP |  |  | O.K
1259 | FORSTER STRONG | Suneet Sharma | ENRON | F |  | Yes | 0.131 | 0.131 | 0.131 | 0.131 | 0.131 | 0.131 | 0.131 | 0.131 | 0.131 | 0.131 | 0.131 | 0.131 | SQF meth. | 2000-04-01 | 2000-04-01 | fuel=wood waste |  |  | O.K
789 | PAWTUCKET HYDRO 2 | Larry Boisvert | EUA | HD |  |  | 1.24 | 1.24 | 1.24 | 1.24 | 1.17 | 0.73 | 0.37 | 0.41 | 0.33 | 0.66 | 1.2 | 1.24 | DCH study | 2000-04-01 | 2000-04-01 |  | m | m | O.K
1054 | BLACKSTONE HYDRO ASSOC LOAD | Larry Boisvert | EUA | HD | No |  | 0 | 0 | 0 | 0 | 0 | 0 | 0 | 0 | 0 | 0 | 0 | 0 | NA | 2000-04-01 | 2000-04-01 |  |  |  | O.K
1055 | WOONSOCKET HYDRO LOAD | Larry Boisvert | EUA | HD | No |  | 0 | 0 | 0 | 0 | 0 | 0 | 0 | 0 | 0 | 0 | 0 | 0 | NA | 2000-04-01 | 2000-04-01 |  |  |  | O.K
1056 | ROOSEVELT HYDRO LOAD | Larry Boisvert | EUA | HD | No |  | 0 | 0 | 0 | 0 | 0 | 0 | 0 | 0 | 0 | 0 | 0 | 0 | NA | 2000-04-01 | 2000-04-01 |  |  |  | O.K
1057 | BLACKSTONE HYDRO TUPP LOAD | Larry Boisvert | EUA | HD | No |  | 0 | 0 | 0 | 0 | 0 | 0 | 0 | 0 | 0 | 0 | 0 | 0 | NA | 2000-04-01 | 2000-04-01 |  |  |  | O.K
786 | KEZAR LEDGEMERE COMPOSITE | Donna Meyer | FPL | HD |  |  | 1.17 | 1.25 | 1.45 | 1.45 | 1.26 | 1.17 | 0.64 | 0.56 | 0.46 | 1.3 | 1.32 | 1.34 | DCH study | 2000-04-01 | 2000-04-01 |  | m | m | O.K
787 | LEWISTON CANAL COMPOSITE | Donna Meyer | FPL | HD |  |  | 6.94 | 6.94 | 6.94 | 6.94 | 6.94 | 3.43 | 0 | 0 | 0 | 6.94 | 6.94 | 6.94 | DCH study | 2000-04-01 | 2000-04-01 |  |  | m | O.K
849 | CRESCENT DAM | Jeanette Sypek | GELD | HD |  |  | 1 | 1 | 1 | 1 | 1 | 1 | 0.7 | 0.85 | 0.68 | 1 | 1 | 1 | DCH study | 2000-04-01 | 2000-04-01 |  |  | m | O.K
850 | GLENDALE HYDRO | Jeanette Sypek | GELD | HD |  |  | 1 | 1 | 1 | 1 | 1 | 1 | 0.75 | 0.84 | 0.68 | 1 | 1 | 1 | DCH study | 2000-04-01 | 2000-04-01 |  |  | m | O.K
951 | BALTIC MILLS - QF | Mike Hager | GSEC | HD |  |  | 0.104 | 0.104 | 0.104 | 0.104 | 0.104 | 0.104 | 0.104 | 0.104 | 0.104 | 0.104 | 0.104 | 0.104 | SQF meth. | 2000-04-01 | 2000-04-01 |  |  |  | O.K
957 | HG&E HYDRO/CABOT 1-4 | Jeanette Sypek | HGE | HD |  |  | 2.05 | 2.05 | 2.5 | 2.05 | 2.05 | 2.1 | 2.1 | 2.1 | 2.1 | 2.05 | 2.05 | 2.05 | DCH study | 2000-04-01 | 2000-04-01 |  |  |  | O.K
852 | SOUTH BARRE HYDRO | Jeanette Sypek | HMLD | HD |  |  | 0.07 | 0.065 | 0.07 | 0.07 | 0.07 | 0.07 | 0.06 | 0.065 | 0.055 | 0.07 | 0.07 | 0.07 | DCH study | 2000-04-01 | 2000-04-01 |  |  | m | O.K
853 | WEBSTER HYDRO | Jeanette Sypek | HMLD | HD |  |  | 0.125 | 0.145 | 0.145 | 0.145 | 0.145 | 0.055 | 0 | 0 | 0 | 0.125 | 0.125 | 0.125 | DCH study | 2000-04-01 | 2000-04-01 |  | m | m | O.K
1224 | RANDOLPH/BFG ELECTRIC FACILITY | Jeanette Sypek | HMLP | F |  |  | 2.675 | 2.675 | 2.675 | 2.675 | 2.675 | 2.675 | 2.675 | 2.675 | 2.675 | 2.675 | 2.675 | 2.675 | Demo | 2000-06-01 | 2000-06-01 | Landfill Gas; tested 4/6/00 |  |  | O.K
1067 | IPSWICH #1 LOAD | Jeanette Sypek | IMLD | D |  |  | 1.25 | 1.25 | 1.25 | 1.25 | 1.25 | 1.25 | 1.25 | 1.25 | 1.25 | 1.25 | 1.25 | 1.25 | Demo | 2000-04-01 | 2000-04-01 |  |  |  | O.K
1068 | IPSWICH #2 LOAD | Jeanette Sypek | IMLD | D |  |  | 1.36 | 1.36 | 1.36 | 1.36 | 1.36 | 1.36 | 1.36 | 1.36 | 1.36 | 1.36 | 1.36 | 1.36 | Demo | 2000-04-01 | 2000-04-01 |  |  |  | O.K
1069 | IPSWICH #6 LOAD | Jeanette Sypek | IMLD | D |  |  | 1.14 | 1.14 | 1.14 | 1.14 | 1.14 | 1.14 | 1.14 | 1.14 | 1.14 | 1.14 | 1.14 | 1.14 | Demo | 2000-04-01 | 2000-04-01 |  |  |  | O.K
1070 | IPSWICH #7 LOAD | Jeanette Sypek | IMLD | D |  |  | 1.36 | 1.36 | 1.36 | 1.36 | 1.36 | 1.36 | 1.36 | 1.36 | 1.36 | 1.36 | 1.36 | 1.36 | Demo | 2000-04-01 | 2000-04-01 |  |  |  | O.K
1071 | IPSWICH #8 LOAD | Jeanette Sypek | IMLD | D |  |  | 1.14 | 1.14 | 1.14 | 1.14 | 1.14 | 1.14 | 1.14 | 1.14 | 1.14 | 1.14 | 1.14 | 1.14 | Demo | 2000-04-01 | 2000-04-01 |  |  |  | O.K
1072 | IPSWICH #9 LOAD | Jeanette Sypek | IMLD | D |  |  | 1.36 | 1.36 | 1.36 | 1.36 | 1.36 | 1.36 | 1.36 | 1.36 | 1.36 | 1.36 | 1.36 | 1.36 | Demo | 2000-04-01 | 2000-04-01 |  |  |  | O.K
1073 | IPSWICH #10 LOAD | Jeanette Sypek | IMLD | D |  |  | 1.25 | 1.25 | 1.25 | 1.25 | 1.25 | 1.25 | 1.25 | 1.25 | 1.25 | 1.25 | 1.25 | 1.25 | Demo | 2000-04-01 | 2000-04-01 |  |  |  | O.K
1074 | IPSWICH #11 LOAD | Jeanette Sypek | IMLD | D |  |  | 1.25 | 1.25 | 1.25 | 1.25 | 1.25 | 1.25 | 1.25 | 1.25 | 1.25 | 1.25 | 1.25 | 1.25 | Demo | 2000-04-01 | 2000-04-01 |  |  |  | O.K
1075 | IPSWICH #12 LOAD | Jeanette Sypek | IMLD | D |  |  | 1.25 | 1.25 | 1.25 | 1.25 | 1.25 | 1.25 | 1.25 | 1.25 | 1.25 | 1.25 | 1.25 | 1.25 | Demo | 2000-04-01 | 2000-04-01 |  |  |  | O.K
1124 | IPSWICH #3 & #4 LOADS | Jeanette Sypek | IMLD | D |  |  | 1.2 | 1.2 | 1.2 | 1.2 | 1.2 | 1.2 | 1.2 | 1.2 | 1.2 | 1.2 | 1.2 | 1.2 | Demo | 2000-04-01 | 2000-04-01 |  |  |  | O.K
792 | CENTENNIAL HYDRO | Scott Edwards | LELWD | HD |  |  | 0.29 | 0.79 | 0.29 | 0.29 | 0.29 | 0.79 | 0.31 | 0.4 | 0.29 | 0.29 | 0.29 | 0.29 | DCH study | 2000-04-01 | 2000-04-01 |  |  | m | O.K
793 | METHUEN HYDRO | Scott Edwards | LELWD | HD |  |  | 0.09 | 0.26 | 0.09 | 0.09 | 0.09 | 0.24 | 0.1 | 0.12 | 0.09 | 0.09 | 0.09 | 0.09 | DCH study | 2000-04-01 | 2000-04-01 |  |  | m | O.K
794 | MINNEWAWA | Scott Edwards | LELWD | HD |  |  | 0.48 | 0.63 | 0.48 | 0.48 | 0.48 | 0 | 0 | 0 | 0.48 | 0.48 | 0.48 | 0.48 | DCH study | 2000-04-01 | 2000-04-01 |  |  |  | O.K
795 | RIVER MILL HYDRO | Scott Edwards | LELWD | HD |  |  | 0.11 | 0.2 | 0.11 | 0.11 | 0.11 | 0.2 | 0.11 | 0.08 | 0.11 | 0.11 | 0.11 | 0.11 | DCH study | 2000-04-01 | 2000-04-01 |  |  | m | O.K
946 | MERRIMAC PAPER - QF | Mike Hager | MECO | HD |  |  | 0.003 | 0.003 | 0.003 | 0.003 | 0.003 | 0.003 | 0.003 | 0.003 | 0.003 | 0.003 | 0.003 | 0.003 | SQF meth. | 2000-04-01 | 2000-04-01 |  |  |  | O.K
947 | RIVERDALE MILLS - QF | Mike Hager | MECO | HD |  |  | 0.001 | 0.001 | 0.001 | 0.001 | 0.001 | 0.001 | 0.001 | 0.001 | 0.001 | 0.001 | 0.001 | 0.001 | SQF meth. | 2000-04-01 | 2000-04-01 |  |  |  | O.K
948 | PEPPERELL PAPER - QF | Mike Hager | MECO | HD |  |  | 0.028 | 0.028 | 0.028 | 0.028 | 0.028 | 0.028 | 0.028 | 0.028 | 0.028 | 0.028 | 0.028 | 0.028 | SQF meth. | 2000-04-01 | 2000-04-01 |  |  |  | O.K
950 | LP ATHOL - QF | Mike Hager | MECO | HD |  |  | 0.03 | 0.03 | 0.03 | 0.03 | 0.03 | 0.03 | 0.03 | 0.03 | 0.03 | 0.03 | 0.03 | 0.03 | SQF meth. | 2000-04-01 | 2000-04-01 |  |  |  | O.K
953 | ATTLEBORO LANDFILL - QF | Mike Hager | MECO | F |  | Yes | 1.535 | 1.535 | 1.535 | 1.535 | 1.535 | 1.535 | 1.535 | 1.535 | 1.535 | 1.535 | 1.535 | 1.535 | SQF meth. | 2000-04-01 | 2000-04-01 | landfill gas |  |  | O.K
954 | MM LOWELL LANDFILL - QF | Mike Hager | MECO | F |  | Yes | 0.998 | 0.998 | 0.998 | 0.998 | 0.998 | 0.998 | 0.998 | 0.998 | 0.998 | 0.998 | 0.998 | 0.998 | SQF meth. | 2000-04-01 | 2000-04-01 | landfill gas |  |  | O.K
956 | WARE COGEN - QF | Mike Hager | MECO | F | No |  | 0 | 0 | 0 | 0 | 0 | 0 | 0 | 0 | 0 | 0 | 0 | 0 | SQF meth. | 2000-04-01 | 2000-04-01 | biomass |  |  | O.K
1060 | GE LYNN EXCESS LOAD | Mike Hager | MECO | F |  | Yes | 1.455 | 1.455 | 1.455 | 1.455 | 1.455 | 1.455 | 1.455 | 1.455 | 1.455 | 1.455 | 1.455 | 1.455 | SQF meth. | 2000-04-01 | 2000-04-01 | gas/oil - cogen |  |  | O.K
1122 | CASCADE-DIAMOND-QF | Mike Hager | MECO | HD | No |  | 0 | 0 | 0 | 0 | 0 | 0 | 0 | 0 | 0 | 0 | 0 | 0 | NA | 2000-04-01 | 2000-04-01 |  |  |  | O.K
1044 | COMMERCIAL ST 2 LOAD | Jeanette Sypek | MMLD | D | [14 empty] | Demo | 2000-04-01 | 2000-04-01 |  |  |  | O.K | bar: Seasonal Claimed Capability JAN to Seasonal Claimed Capability DEC
1045 | WILKINS ST #1 LOAD | Jeanette Sypek | MMLD | D |  |  | 2.5 | 2.5 | 2.5 | 2.5 | 2.5 | 2.5 | 2.5 | 2.5 | 2.5 | 2.5 | 2.5 | 2.5 | Demo | 2000-04-01 | 2000-04-01 |  |  |  | O.K
1046 | WILKINS ST #2 LOAD | Jeanette Sypek | MMLD | D |  |  | 2.5 | 2.5 | 2.5 | 2.5 | 2.5 | 2.5 | 2.5 | 2.5 | 2.5 | 2.5 | 2.5 | 2.5 | Demo | 2000-04-01 | 2000-04-01 |  |  |  | O.K
1258 | BHE SMALL HYDRO COMPOSITE | Karen Kochonies | MSCG | HD |  |  | 2.087 | 2.087 | 2.087 | 2.087 | 2.087 | 2.087 | 2.087 | 2.087 | 2.087 | 2.087 | 2.087 | 2.087 | SQF meth. | 2000-04-01 | 2000-04-01 |  |  |  | O.K
949 | VALLEY HYDRO - QF | Mike Hager | NECO | HD |  |  | 0.205 | 0.205 | 0.205 | 0.205 | 0.205 | 0.205 | 0.205 | 0.205 | 0.205 | 0.205 | 0.205 | 0.205 | SQF meth. | 2000-04-01 | 2000-04-01 |  |  |  | O.K
952 | PONTIAC ENERGY - QF | Mike Hager | NECO | F |  | Yes | 0.44 | 0.44 | 0.44 | 0.44 | 0.44 | 0.44 | 0.44 | 0.44 | 0.44 | 0.44 | 0.44 | 0.44 | SQF meth. | 2000-04-01 | 2000-04-01 | landfill gas |  |  | O.K
1024 | BUNKER RD #1 DIESEL LOAD | Donald Rondeau | NEP | D | No |  | 0 | 0 | 0 | 0 | 0 | 0 | 0 | 0 | 0 | 0 | 0 | 0 | NA | 2000-04-01 | 2000-04-01 |  |  |  | O.K
1025 | BUNKER RD #2 DIESEL LOAD | Donald Rondeau | NEP | D | No |  | 0 | 0 | 0 | 0 | 0 | 0 | 0 | 0 | 0 | 0 | 0 | 0 | NA | 2000-04-01 | 2000-04-01 |  |  |  | O.K
1026 | BUNKER RD #3 DIESEL LOAD | Donald Rondeau | NEP | D | No |  | 0 | 0 | 0 | 0 | 0 | 0 | 0 | 0 | 0 | 0 | 0 | 0 | NA | 2000-04-01 | 2000-04-01 |  |  |  | O.K
1027 | BUNKER RD #4 DIESEL LOAD | Donald Rondeau | NEP | D | No |  | 0 | 0 | 0 | 0 | 0 | 0 | 0 | 0 | 0 | 0 | 0 | 0 | NA | 2000-04-01 | 2000-04-01 |  |  |  | O.K
1028 | BUNKER RD #12 GAS TURB LOAD | Donald Rondeau | NEP | D | No |  | 0 | 0 | 0 | 0 | 0 | 0 | 0 | 0 | 0 | 0 | 0 | 0 | NA | 2000-04-01 | 2000-04-01 |  |  |  | O.K
1029 | BUNKER RD #13 GAS TURB LOAD | Donald Rondeau | NEP | D | No |  | 0 | 0 | 0 | 0 | 0 | 0 | 0 | 0 | 0 | 0 | 0 | 0 | NA | 2000-04-01 | 2000-04-01 |  |  |  | O.K
194 | FOUR HILLS LOAD REDUCER | Tim Morrissey | PGET | F | No |  | 0 | 0 | 0 | 0 | 0 | 0 | 0 | 0 | 0 | 0 | 0 | 0 | NA | 2000-04-01 | 2000-04-01 | Methane |  |  | O.K
253 | TURNKEY LOAD REDUCER | Tim Morrissey | PGET | F | No |  | 0 | 0 | 0 | 0 | 0 | 0 | 0 | 0 | 0 | 0 | 0 | 0 | NA | 2000-04-01 | 2000-04-01 | Methane |  |  | O.K
737 | SIMPSON G LOAD REDUCER | Tim Morrissey | PGET | F | No |  | 0 | 0 | 0 | 0 | 0 | 0 | 0 | 0 | 0 | 0 | 0 | 0 | NA | 2000-04-01 | 2000-04-01 | hydro/wood |  |  | O.K
1059 | BARRE LANDFILL LOAD | Tim Morrissey | PGET | F | No |  | 0 | 0 | 0 | 0 | 0 | 0 | 0 | 0 | 0 | 0 | 0 | 0 | NA | 2000-04-01 | 2000-04-01 | Methane |  |  | O.K
1061 | MASCOMA HYDRO LOAD | Tim Morrissey | PGET | HD | No |  | 0 | 0 | 0 | 0 | 0 | 0 | 0 | 0 | 0 | 0 | 0 | 0 | NA | 2000-04-01 | 2000-04-01 |  |  |  | O.K
1062 | MWRA COSGROVE LOAD | Tim Morrissey | PGET | HD | No |  | 0 | 0 | 0 | 0 | 0 | 0 | 0 | 0 | 0 | 0 | 0 | 0 | NA | 2000-04-01 | 2000-04-01 |  |  |  | O.K
1183 | CLARK UNIVERSITY | Tim Morrissey | PGET | D | No |  | 0 | 0 | 0 | 0 | 0 | 0 | 0 | 0 | 0 | 0 | 0 | 0 | NA | 2000-04-01 | 2000-04-01 |  |  |  | O.K
1266 | MARSH POWER | John Brodbeck | PPL | HD |  |  | 0.15 | 0.15 | 0.15 | 0.15 | 0.15 | 0.15 | 0.15 | 0.15 | 0.15 | 0.15 | 0.15 | 0.15 | SQF meth. | 2000-04-10 | 2000-04-10 |  |  |  | O.K
1267 | SPARHAWK | John Brodbeck | PPL | HD |  |  | 0.175 | 0.175 | 0.175 | 0.175 | 0.175 | 0.175 | 0.175 | 0.175 | 0.175 | 0.175 | 0.175 | 0.175 | SQF meth. | 2000-04-10 | 2000-04-10 |  |  |  | O.K
1270 | SYSKO STONY BROOK | John Brodbeck | PPL | HD |  |  | 0.025 | 0.025 | 0.025 | 0.025 | 0.025 | 0.025 | 0.025 | 0.025 | 0.025 | 0.025 | 0.025 | 0.025 | SQF meth. | 2000-04-18 | 2000-04-18 |  |  |  | O.K
1271 | SYSKO WIGHT BROOK | John Brodbeck | PPL | HD |  |  | 0.025 | 0.025 | 0.025 | 0.025 | 0.025 | 0.025 | 0.025 | 0.025 | 0.025 | 0.025 | 0.025 | 0.025 | SQF meth. | 2000-04-18 | 2000-04-18 |  |  |  | O.K
1273 | KENNEBEC WATER | John Brodbeck | PPL | HD |  |  | 0.41 | 0.41 | 0.41 | 0.41 | 0.41 | 0.41 | 0.41 | 0.41 | 0.41 | 0.41 | 0.41 | 0.41 | SQF meth. | 2000-05-03 | 2000-05-03 |  |  |  | O.K
1283 | LEWISTON | John Brodbeck | PPL | HD |  |  | 0.64 | 0.64 | 0.64 | 0.64 | 0.64 | 0.64 | 0.64 | 0.64 | 0.64 | 0.64 | 0.64 | 0.64 | SQF meth. | 2000-05-18 | 2000-05-18 |  |  |  | O.K
1285 | ABBOTT'S MILL | John Brodbeck | PPL | HD |  |  | 0.025 | 0.025 | 0.025 | 0.025 | 0.025 | 0.025 | 0.025 | 0.025 | 0.025 | 0.025 | 0.025 | 0.025 | SQF meth. | 2000-06-01 | 2000-06-01 |  |  |  | O.K
860 | BRIAR HYDRO | Carl Vogel | PSNH | HD |  |  | 3.36 | 5.5 | 5.5 | 5.5 | 5.32 | 1.92 | 1.11 | 1.13 | 1.1 | 4.28 | 5.5 | 4.89 | DCH study | 2000-04-01 | 2000-04-01 |  | m | m | O.K
861 | CANAAN | Carl Vogel | PSNH | HD |  |  | 1.1 | 1.1 | 1.1 | 1.1 | 1.1 | 1.1 | 1.1 | 1.1 | 1.1 | 1.1 | 1.1 | 1.1 | DCH study | 2000-04-01 | 2000-04-01 |  |  |  | O.K
863 | CLEMENT DAM | Carl Vogel | PSNH | HD |  |  | 2.4 | 2.4 | 2.4 | 2.4 | 2.26 | 1.91 | 1.11 | 0.86 | 0.82 | 1.17 | 1.68 | 2.4 | DCH study | 2000-04-01 | 2000-04-01 |  | m | m | O.K
865 | ERROL | Carl Vogel | PSNH | HD |  |  | 3 | 3 | 3 | 3 | 3 | 2.81 | 2.58 | 2.51 | 2.67 | 3 | 3 | 3 | DCH study | 2000-04-01 | 2000-04-01 |  |  | m | O.K
866 | GREGGS | Carl Vogel | PSNH | HD |  |  | 2.07 | 2.5 | 3.3 | 3.3 | 1.78 | 0.88 | 0 | 0 | 0 | 1.19 | 1.76 | 1.87 | DCH study | 2000-04-01 | 2000-04-01 |  | m | m | O.K
868 | MILTON MILLS HYDRO | Carl Vogel | PSNH | HD |  |  | 1.15 | 1.16 | 1.31 | 1.31 | 1.31 | 0.86 | 0.29 | 0.37 | 0.61 | 1.2 | 1.31 | 1.31 | DCH study | 2000-04-01 | 2000-04-01 |  | m | m | O.K
869 | MINE FALLS | Carl Vogel | PSNH | HD |  |  | 1.7 | 2.08 | 3 | 3 | 2.13 | 1.31 | 0 | 0 | 0 | 1.19 | 1.76 | 1.87 | DCH study | 2000-04-01 | 2000-04-01 |  | m | m | O.K
870 | PEMBROKE | Carl Vogel | PSNH | HD |  |  | 1.48 | 2.71 | 2.75 | 2.75 | 2.37 | 0.9 | 0.51 | 0.52 | 0.51 | 1.92 | 2.49 | 2.14 | DCH study | 2000-04-01 | 2000-04-01 |  | m | m | O.K
871 | PENNACOOK FALLS LOWER | Carl Vogel | PSNH | HD |  |  | 3.06 | 4.61 | 4.61 | 4.61 | 4.61 | 1.88 | 1.1 | 1.11 | 1.09 | 3.94 | 4.61 | 4.39 | DCH study | 2000-04-01 | 2000-04-01 |  | m | m | O.K
872 | PENNACOOK FALLS UPPER | Carl Vogel | PSNH | HD |  |  | 2.53 | 3.6 | 3.6 | 3.6 | 3.6 | 1.56 | 0.91 | 0.92 | 0.9 | 3.27 | 3.6 | 3.6 | DCH study | 2000-04-01 | 2000-04-01 |  | m | m | O.K
875 | RIVER BEND | Carl Vogel | PSNH | HD |  |  | 1.7 | 1.7 | 1.7 | 1.7 | 1.7 | 1.7 | 0.92 | 0.66 | 0.62 | 0.97 | 1.49 | 1.7 | DCH study | 2000-04-01 | 2000-04-01 |  |  | m | O.K
882 | FRANKLIN FALLS | Carl Vogel | PSNH | HD |  |  | 0.508 | 0.508 | 0.508 | 0.508 | 0.508 | 0.508 | 0.508 | 0.508 | 0.508 | 0.508 | 0.508 | 0.508 | SQF meth. | 2000-04-01 | 2000-04-01 |  |  |  | O.K
883 | SALMON FALLS HYDRO | Carl Vogel | PSNH | HD |  |  | 0.421 | 0.421 | 0.421 | 0.421 | 0.421 | 0.421 | 0.421 | 0.421 | 0.421 | 0.421 | 0.421 | 0.421 | SQF meth. | 2000-04-01 | 2000-04-01 |  |  |  | O.K
884 | SWANS FALLS | Carl Vogel | PSNH | HD |  |  | 0.125 | 0.125 | 0.125 | 0.125 | 0.125 | 0.125 | 0.125 | 0.125 | 0.125 | 0.125 | 0.125 | 0.125 | SQF meth. | 2000-04-01 | 2000-04-01 |  |  |  | O.K
885 | STEVENS MILL | Carl Vogel | PSNH | HD |  |  | 0.115 | 0.115 | 0.115 | 0.115 | 0.115 | 0.115 | 0.115 | 0.115 | 0.115 | 0.115 | 0.115 | 0.115 | SQF meth. | 2000-04-01 | 2000-04-01 |  |  |  | O.K
886 | COCHECO FALLS | Carl Vogel | PSNH | HD |  |  | 0.362 | 0.362 | 0.362 | 0.362 | 0.362 | 0.362 | 0.362 | 0.362 | 0.362 | 0.362 | 0.362 | 0.362 | SQF meth. | 2000-04-01 | 2000-04-01 |  |  |  | O.K
887 | CHINA MILLS DAM | Carl Vogel | PSNH | HD |  |  | 0.325 | 0.325 | 0.325 | 0.325 | 0.325 | 0.325 | 0.325 | 0.325 | 0.325 | 0.325 | 0.325 | 0.325 | SQF meth. | 2000-04-01 | 2000-04-01 |  |  |  | O.K
888 | NEWFOUND HYDRO | Carl Vogel | PSNH | HD |  |  | 0.786 | 0.786 | 0.786 | 0.786 | 0.786 | 0.786 | 0.786 | 0.786 | 0.786 | 0.786 | 0.786 | 0.786 | SQF meth. | 2000-04-01 | 2000-04-01 |  |  |  | O.K
889 | SUNAPEE HYDRO | Carl Vogel | PSNH | HD |  |  | 0.265 | 0.265 | 0.265 | 0.265 | 0.265 | 0.265 | 0.265 | 0.265 | 0.265 | 0.265 | 0.265 | 0.265 | SQF meth. | 2000-04-01 | 2000-04-01 |  |  |  | O.K
890 | NASHUA HYDRO | Carl Vogel | PSNH | HD |  |  | 0.568 | 0.568 | 0.568 | 0.568 | 0.568 | 0.568 | 0.568 | 0.568 | 0.568 | 0.568 | 0.568 | 0.568 | SQF meth. | 2000-04-01 | 2000-04-01 |  |  |  | O.K
891 | HILLSBORO MILLS | Carl Vogel | PSNH | HD |  |  | 0.249 | 0.249 | 0.249 | 0.249 | 0.249 | 0.249 | 0.249 | 0.249 | 0.249 | 0.249 | 0.249 | 0.249 | SQF meth. | 2000-04-01 | 2000-04-01 |  |  |  | O.K
892 | LAKEPORT DAM | Carl Vogel | PSNH | HD |  |  | 0.304 | 0.304 | 0.304 | 0.304 | 0.304 | 0.304 | 0.304 | 0.304 | 0.304 | 0.304 | 0.304 | 0.304 | SQF meth. | 2000-04-01 | 2000-04-01 |  |  |  | O.K
893 | WEST HOPKINTON HYDRO | Carl Vogel | PSNH | HD |  |  | 0.476 | 0.476 | 0.476 | 0.476 | 0.476 | 0.476 | 0.476 | 0.476 | 0.476 | 0.476 | 0.476 | 0.476 | SQF meth. | 2000-04-01 | 2000-04-01 |  |  |  | O.K
894 | LISBON HYDRO | Carl Vogel | PSNH | HD |  |  | 0.209 | 0.209 | 0.209 | 0.209 | 0.209 | 0.209 | 0.209 | 0.209 | 0.209 | 0.209 | 0.209 | 0.209 | SQF meth. | 2000-04-01 | 2000-04-01 |  |  |  | O.K
895 | LOWER ROBERTSON DAM | Carl Vogel | PSNH | HD |  |  | 0.433 | 0.433 | 0.433 | 0.433 | 0.433 | 0.433 | 0.433 | 0.433 | 0.433 | 0.433 | 0.433 | 0.433 | SQF meth. | 2000-04-01 | 2000-04-01 |  |  |  | O.K
896 | DREW RIVER MILL | Carl Vogel | PSNH | HD |  |  | 0.011 | 0.011 | 0.011 | 0.011 | 0.011 | 0.011 | 0.011 | 0.011 | 0.011 | 0.011 | 0.011 | 0.011 | SQF meth. | 2000-04-01 | 2000-04-01 |  |  |  | O.K
897 | OLD NASH DAM | Carl Vogel | PSNH | HD |  |  | 0.064 | 0.064 | 0.064 | 0.064 | 0.064 | 0.064 | 0.064 | 0.064 | 0.064 | 0.064 | 0.064 | 0.064 | SQF meth. | 2000-04-01 | 2000-04-01 |  |  |  | O.K
898 | SUGAR RIVER HYDRO | Carl Vogel | PSNH | HD |  |  | 0.075 | 0.075 | 0.075 | 0.075 | 0.075 | 0.075 | 0.075 | 0.075 | 0.075 | 0.075 | 0.075 | 0.075 | SQF meth. | 2000-04-01 | 2000-04-01 |  |  |  | O.K
899 | GREAT FALLS UPPER | Carl Vogel | PSNH | HD |  |  | 0.006 | 0.006 | 0.006 | 0.006 | 0.006 | 0.006 | 0.006 | 0.006 | 0.006 | 0.006 | 0.006 | 0.006 | SQF meth. | 2000-04-01 | 2000-04-01 |  |  |  | O.K
900 | GREAT FALLS LOWER | Carl Vogel | PSNH | HD |  |  | 0.467 | 0.467 | 0.467 | 0.467 | 0.467 | 0.467 | 0.467 | 0.467 | 0.467 | 0.467 | 0.467 | 0.467 | SQF meth. | 2000-04-01 | 2000-04-01 |  |  |  | O.K
901 | WATERLOOM FALLS | Carl Vogel | PSNH | HD |  |  | 0.04 | 0.04 | 0.04 | 0.04 | 0.04 | 0.04 | 0.04 | 0.04 | 0.04 | 0.04 | 0.04 | 0.04 | SQF meth. | 2000-04-01 | 2000-04-01 |  |  |  | O.K
902 | HOSIERY MILL DAM | Carl Vogel | PSNH | HD |  |  | 0.435 | 0.435 | 0.435 | 0.435 | 0.435 | 0.435 | 0.435 | 0.435 | 0.435 | 0.435 | 0.435 | 0.435 | SQF meth. | 2000-04-01 | 2000-04-01 |  |  |  | O.K
903 | WYANDOTTE HYDRO | Carl Vogel | PSNH | HD |  |  | 0.032 | 0.032 | 0.032 | 0.032 | 0.032 | 0.032 | 0.032 | 0.032 | 0.032 | 0.032 | 0.032 | 0.032 | SQF meth. | 2000-04-01 | 2000-04-01 |  |  |  | O.K
904 | LOCHMERE DAM | Carl Vogel | PSNH | HD |  |  | 0.51 | 0.51 | 0.51 | 0.51 | 0.51 | 0.51 | 0.51 | 0.51 | 0.51 | 0.51 | 0.51 | 0.51 | SQF meth. | 2000-04-01 | 2000-04-01 |  |  |  | O.K
905 | ASHUELOT HYDRO | Carl Vogel | PSNH | HD |  |  | 0.425 | 0.425 | 0.425 | 0.425 | 0.425 | 0.425 | 0.425 | 0.425 | 0.425 | 0.425 | 0.425 | 0.425 | SQF meth. | 2000-04-01 | 2000-04-01 |  |  |  | O.K
906 | ROLLINSFORD HYDRO | Carl Vogel | PSNH | HD |  |  | 0.691 | 0.691 | 0.691 | 0.691 | 0.691 | 0.691 | 0.691 | 0.691 | 0.691 | 0.691 | 0.691 | 0.691 | SQF meth. | 2000-04-01 | 2000-04-01 |  |  |  | O.K
907 | BELL MILL/ELM ST. HYDRO | Carl Vogel | PSNH | HD |  |  | 0.058 | 0.058 | 0.058 | 0.058 | 0.058 | 0.058 | 0.058 | 0.058 | 0.058 | 0.058 | 0.058 | 0.058 | SQF meth. | 2000-04-01 | 2000-04-01 |  |  |  | O.K
908 | OTIS MILL HYDRO | Carl Vogel | PSNH | HD |  |  | 0.054 | 0.054 | 0.054 | 0.054 | 0.054 | 0.054 | 0.054 | 0.054 | 0.054 | 0.054 | 0.054 | 0.054 | SQF meth. | 2000-04-01 | 2000-04-01 |  |  |  | O.K
909 | STEELS POND HYDRO | Carl Vogel | PSNH | HD |  |  | 0.256 | 0.256 | 0.256 | 0.256 | 0.256 | 0.256 | 0.256 | 0.256 | 0.256 | 0.256 | 0.256 | 0.256 | SQF meth. | 2000-04-01 | 2000-04-01 |  |  |  | O.K
910 | CAMPTON DAM | Carl Vogel | PSNH | HD |  |  | 0.183 | 0.183 | 0.183 | 0.183 | 0.183 | 0.183 | 0.183 | 0.183 | 0.183 | 0.183 | 0.183 | 0.183 | SQF meth. | 2000-04-01 | 2000-04-01 |  |  |  | O.K
911 | KELLEYS FFALLS | Carl Vogel | PSNH | HD |  |  | 0.231 | 0.231 | 0.231 | 0.231 | 0.231 | 0.231 | 0.231 | 0.231 | 0.231 | 0.231 | 0.231 | 0.231 | SQF meth. | 2000-04-01 | 2000-04-01 |  |  |  | O.K
912 | SUNNYBROOK HYDRO 1 | Carl Vogel | PSNH | HD |  |  | 0.007 | 0.007 | 0.007 | 0.007 | 0.007 | 0.007 | 0.007 | 0.007 | 0.007 | 0.007 | 0.007 | 0.007 | SQF meth. | 2000-04-01 | 2000-04-01 |  |  |  | O.K
913 | GOODRICH FALLS | Carl Vogel | PSNH | HD |  |  | 0.235 | 0.235 | 0.235 | 0.235 | 0.235 | 0.235 | 0.235 | 0.235 | 0.235 | 0.235 | 0.235 | 0.235 | SQF meth. | 2000-04-01 | 2000-04-01 |  |  |  | O.K
914 | CHAMBERLAIN FALLS | Carl Vogel | PSNH | HD |  |  | 0.049 | 0.049 | 0.049 | 0.049 | 0.049 | 0.049 | 0.049 | 0.049 | 0.049 | 0.049 | 0.049 | 0.049 | SQF meth. | 2000-04-01 | 2000-04-01 |  |  |  | O.K
915 | MONADNOCK PAPER MILLS | Carl Vogel | PSNH | HD |  |  | 0.015 | 0.015 | 0.015 | 0.015 | 0.015 | 0.015 | 0.015 | 0.015 | 0.015 | 0.015 | 0.015 | 0.015 | SQF meth. | 2000-04-01 | 2000-04-01 |  |  |  | O.K
916 | JAMES RIVER HYDRO | Carl Vogel | PSNH | HD |  |  | 0.113 | 0.113 | 0.113 | 0.113 | 0.113 | 0.113 | 0.113 | 0.113 | 0.113 | 0.113 | 0.113 | 0.113 | SQF meth. | 2000-04-01 | 2000-04-01 |  |  |  | O.K
917 | EXETER RIVER HYDRO | Carl Vogel | PSNH | HD |  |  | 0.003 | 0.003 | 0.003 | 0.003 | 0.003 | 0.003 | 0.003 | 0.003 | 0.003 | 0.003 | 0.003 | 0.003 | SQF meth. | 2000-04-01 | 2000-04-01 |  |  |  | O.K
918 | BEECH RIVER MILL | Carl Vogel | PSNH | HD |  |  | 0.01 | 0.01 | 0.01 | 0.01 | 0.01 | 0.01 | 0.01 | 0.01 | 0.01 | 0.01 | 0.01 | 0.01 | SQF meth. | 2000-04-01 | 2000-04-01 |  |  |  | O.K
919 | HOPKINTON HYDRO | Carl Vogel | PSNH | HD |  |  | 0.078 | 0.078 | 0.078 | 0.078 | 0.078 | 0.078 | 0.078 | 0.078 | 0.078 | 0.078 | 0.078 | 0.078 | SQF meth. | 2000-04-01 | 2000-04-01 |  |  |  | O.K
920 | PITTSFIELD MILL | Carl Vogel | PSNH | HD |  |  | 0.129 | 0.129 | 0.129 | 0.129 | 0.129 | 0.129 | 0.129 | 0.129 | 0.129 | 0.129 | 0.129 | 0.129 | SQF meth. | 2000-04-01 | 2000-04-01 |  |  |  | O.K
921 | HADLEY FALLS | Carl Vogel | PSNH | HD |  |  | 0.103 | 0.103 | 0.103 | 0.103 | 0.103 | 0.103 | 0.103 | 0.103 | 0.103 | 0.103 | 0.103 | 0.103 | SQF meth. | 2000-04-01 | 2000-04-01 |  |  |  | O.K
922 | NOONE FALLS | Carl Vogel | PSNH | HD |  |  | 0.077 | 0.077 | 0.077 | 0.077 | 0.077 | 0.077 | 0.077 | 0.077 | 0.077 | 0.077 | 0.077 | 0.077 | SQF meth. | 2000-04-01 | 2000-04-01 |  |  |  | O.K
923 | BOSTON FELT HYDRO | Carl Vogel | PSNH | HD |  |  | 0.056 | 0.056 | 0.056 | 0.056 | 0.056 | 0.056 | 0.056 | 0.056 | 0.056 | 0.056 | 0.056 | 0.056 | SQF meth. | 2000-04-01 | 2000-04-01 |  |  |  | O.K
924 | GOLDEN POND HYDRO | Carl Vogel | PSNH | HD |  |  | 0.051 | 0.051 | 0.051 | 0.051 | 0.051 | 0.051 | 0.051 | 0.051 | 0.051 | 0.051 | 0.051 | 0.051 | SQF meth. | 2000-04-01 | 2000-04-01 |  |  |  | O.K
925 | OTTER LANE HYDRO | Carl Vogel | PSNH | HD |  |  | 0.039 | 0.039 | 0.039 | 0.039 | 0.039 | 0.039 | 0.039 | 0.039 | 0.039 | 0.039 | 0.039 | 0.039 | SQF meth. | 2000-04-01 | 2000-04-01 |  |  |  | O.K
926 | PETERBOROUGH LOWER HYDRO | Carl Vogel | PSNH | HD |  |  | 0.111 | 0.111 | 0.111 | 0.111 | 0.111 | 0.111 | 0.111 | 0.111 | 0.111 | 0.111 | 0.111 | 0.111 | SQF meth. | 2000-04-01 | 2000-04-01 |  |  |  | O.K
928 | SALMON BROOK STATION 3 | Carl Vogel | PSNH | HD |  |  | 0.12 | 0.12 | 0.12 | 0.12 | 0.12 | 0.12 | 0.12 | 0.12 | 0.12 | 0.12 | 0.12 | 0.12 | SQF meth. | 2000-04-01 | 2000-04-01 |  |  |  | O.K
930 | FISKE MILL HYDRO | Carl Vogel | PSNH | HD |  |  | 0.172 | 0.172 | 0.172 | 0.172 | 0.172 | 0.172 | 0.172 | 0.172 | 0.172 | 0.172 | 0.172 | 0.172 | SQF meth. | 2000-04-01 | 2000-04-01 |  |  |  | O.K
931 | AVERY DAM | Carl Vogel | PSNH | HD |  |  | 0.163 | 0.163 | 0.163 | 0.163 | 0.163 | 0.163 | 0.163 | 0.163 | 0.163 | 0.163 | 0.163 | 0.163 | SQF meth. | 2000-04-01 | 2000-04-01 |  |  |  | O.K
932 | WATSON DAM | Carl Vogel | PSNH | HD |  |  | 0.13 | 0.13 | 0.13 | 0.13 | 0.13 | 0.13 | 0.13 | 0.13 | 0.13 | 0.13 | 0.13 | 0.13 | SQF meth. | 2000-04-01 | 2000-04-01 |  |  |  | O.K
933 | WESTON DAM | Carl Vogel | PSNH | HD |  |  | 0.292 | 0.292 | 0.292 | 0.292 | 0.292 | 0.292 | 0.292 | 0.292 | 0.292 | 0.292 | 0.292 | 0.292 | SQF meth. | 2000-04-01 | 2000-04-01 |  |  |  | O.K
935 | SUNNYBROOK HYDRO 2 | Carl Vogel | PSNH | HD |  |  | 0.02 | 0.02 | 0.02 | 0.02 | 0.02 | 0.02 | 0.02 | 0.02 | 0.02 | 0.02 | 0.02 | 0.02 | SQF meth. | 2000-04-01 | 2000-04-01 |  |  |  | O.K
939 | UNION VILLAGE DAM | Carl Vogel | PSNH | HD |  |  | 0.014 | 0.014 | 0.014 | 0.014 | 0.014 | 0.014 | 0.014 | 0.014 | 0.014 | 0.014 | 0.014 | 0.014 | SQF meth. | 2000-04-01 | 2000-04-01 |  |  |  | O.K
941 | PETERBOROUGH UPPER HYDRO | Carl Vogel | PSNH | HD |  |  | 0.114 | 0.114 | 0.114 | 0.114 | 0.114 | 0.114 | 0.114 | 0.114 | 0.114 | 0.114 | 0.114 | 0.114 | SQF meth. | 2000-04-01 | 2000-04-01 |  |  |  | O.K
942 | DUNBARTON ROAD LANDFILL | Carl Vogel | PSNH | F |  | Yes | 0.611 | 0.611 | 0.611 | 0.611 | 0.611 | 0.611 | 0.611 | 0.611 | 0.611 | 0.611 | 0.611 | 0.611 | SQF meth. | 2000-03-01 | 2000-03-01 |  |  |  | O.K
943 | FOUR HILLS LANDFILL | Carl Vogel | PSNH | F |  | Yes | 0.482 | 0.482 | 0.482 | 0.482 | 0.482 | 0.482 | 0.482 | 0.482 | 0.482 | 0.482 | 0.482 | 0.482 | SQF meth. | 2000-03-01 | 2000-03-01 |  |  |  | O.K
973 | CONCORD 1 | Carl Vogel | PSNH | F |  | Yes | 1.222 | 1.222 | 1.222 | 1.222 | 1.222 | 1.222 | 1.222 | 1.222 | 1.222 | 1.222 | 1.222 | 1.222 | SQF meth. | 2000-05-01 | 2000-05-01 | Wood Chips |  |  | O.K
1272 | GARLAND MILL | Carl Vogel | PSNH | HD |  | Yes | 0.004 | 0.004 | 0.004 | 0.004 | 0.004 | 0.004 | 0.004 | 0.004 | 0.004 | 0.004 | 0.004 | 0.004 | SQF meth. | 2000-05-01 | 2000-05-01 |  |  |  | O.K
811 | BANTAM | Thomas Kenny | SEI | HD |  |  | 0.32 | 0.32 | 0.32 | 0.32 | 0.32 | 0.32 | 0.07 | 0.07 | 0.06 | 0.32 | 0.32 | 0.32 | DCH study | 2000-04-01 | 2000-04-01 |  |  | m | O.K
812 | BEEBE HOLBROOK | Thomas Kenny | SEI | HD |  |  | 0.5 | 0.5 | 0.5 | 0.5 | 0.5 | 0.5 | 0.5 | 0.5 | 0.5 | 0.5 | 0.5 | 0.5 | DCH study | 2000-04-01 | 2000-04-01 |  |  |  | O.K
813 | TUNNEL | Thomas Kenny | SEI | HD |  |  | 2.1 | 2.1 | 2.1 | 2.1 | 2.1 | 2.1 | 1.48 | 1.53 | 1.25 | 2.1 | 2.1 | 2.1 | DCH study | 2000-04-01 | 2000-04-01 |  |  | m | O.K
859 | BOATLOCK | Thomas Kenny | SEI | HD |  |  | 2.9 | 2.9 | 2.9 | 2.9 | 2.9 | 2.9 | 2.9 | 2.9 | 2.9 | 2.9 | 2.9 | 2.9 | DCH study | 2000-04-01 | 2000-04-01 |  |  |  | O.K
862 | CHEMICAL | Thomas Kenny | SEI | HD |  |  | 1.5 | 1.5 | 1.5 | 1.5 | 1.5 | 1.5 | 1.5 | 1.5 | 1.5 | 1.5 | 1.5 | 1.5 | DCH study | 2000-04-01 | 2000-04-01 |  |  |  | O.K
876 | ROBERTSVILLE | Thomas Kenny | SEI | HD |  |  | 0.62 | 0.62 | 0.62 | 0.62 | 0.62 | 0.57 | 0.32 | 0.32 | 0.34 | 0.62 | 0.62 | 0.62 | DCH study | 2000-04-01 | 2000-04-01 |  |  | m | O.K
877 | SCOTLAND | Thomas Kenny | SEI | HD |  |  | 2.2 | 2.2 | 2.2 | 2.2 | 2.2 | 2.2 | 1.78 | 1.69 | 1.67 | 2.2 | 2.2 | 2.2 | DCH study | 2000-04-01 | 2000-04-01 |  |  | m | O.K
878 | SKINNER | Thomas Kenny | SEI | HD |  |  | 0.26 | 0.26 | 0.26 | 0.26 | 0.26 | 0.26 | 0.26 | 0.26 | 0.26 | 0.26 | 0.26 | 0.26 | DCH study | 2000-04-01 | 2000-04-01 |  |  |  | O.K
879 | TAFTVILLE CT | Thomas Kenny | SEI | HD |  |  | 2.03 | 2.03 | 2.03 | 2.03 | 2.03 | 2.03 | 2.03 | 2.03 | 2.03 | 2.03 | 2.03 | 2.03 | DCH study | 2000-04-01 | 2000-04-01 |  |  |  | O.K
968 | PRINCETON WIND FARM | Thomas Kenny | SEI | HD |  |  | 0.1 | 0.1 | 0.1 | 0.1 | 0.1 | 0.06 | 0.06 | 0.06 | 0.06 | 0.1 | 0.1 | 0.1 | DCH study | 2000-04-01 | 2000-04-01 |  |  |  | O.K
969 | POWDER MILL HYDRO | Thomas Kenny | SEI | HD |  |  | 0.065 | 0.065 | 0.065 | 0.065 | 0.065 | 0.065 | 0.032 | 0.037 | 0.028 | 0.065 | 0.065 | 0.065 | DCH study | 2000-04-01 | 2000-04-01 |  |  | m | O.K
970 | DUDLEY HYDRO | Thomas Kenny | SEI | HD |  |  | 0 | 0 | 0 | 0 | 0 | 0 | 0 | 0 | 0 | 0 | 0 | 0 |  | 2000-04-01 | 2000-04-01 |  |  |  | O.K
1034 | RIVERSIDE 4-7 LOAD | Thomas Kenny | SEI | HD |  |  | 2.9 | 2.9 | 2.9 | 2.9 | 2.9 | 2.9 | 2.9 | 2.9 | 2.9 | 2.9 | 2.9 | 2.9 | DCH study | 2000-04-01 | 2000-04-01 |  |  |  | O.K
1035 | RIVERSIDE 8 LOAD | Thomas Kenny | SEI | HD |  |  | 4 | 4 | 4 | 4 | 4 | 4 | 4 | 4 | 4 | 4 | 4 | 4 | DCH study | 2000-04-01 | 2000-04-01 |  |  |  | O.K
1048 | PIONEER HYDRO (WARE) | Gail Azulay | SEI | HD |  |  | 1.22 | 1.26 | 1.46 | 1.46 | 1.24 | 0.95 | 0.46 | 0.52 | 0.39 | 0.98 | 1.09 | 1.15 | DCH study | 2000-05-01 | 2000-05-01 | aka Ware Hydro Load; CESacts as "Lead Participant" | m | m | O.K
1049 | COLLINS HYDRO | Gail Azulay | SEI | HD |  |  | 1.25 | 1.25 | 1.25 | 1.25 | 1.25 | 1.25 | 1.25 | 1.25 | 1.25 | 1.25 | 1.25 | 1.25 | DCH study | 2000-04-01 | 2000-04-01 | CES to act as "Lead Participant" |  |  | O.K
1050 | CHICOPEE HYDRO | Gail Azulay | SEI | HD |  |  | 2.17 | 2.17 | 2.17 | 2.17 | 2.17 | 2.17 | 2.17 | 2.17 | 2.17 | 2.17 | 2.17 | 2.17 | DCH study | 2000-04-01 | 2000-04-01 | CES to act as "Lead Participant" |  |  | O.K
1076 | SHREWSBURY DIESEL #1 LOAD | Francis Paika, Jr. | SELP | D |  |  | 2.75 | 2.75 | 2.75 | 2.75 | 2.75 | 2.75 | 2.75 | 2.75 | 2.75 | 2.75 | 2.75 | 2.75 | Demo | 2000-04-01 | 2000-04-01 |  |  |  | O.K
1077 | SHREWSBURY DIESEL #2 LOAD | Francis Paika, Jr. | SELP | D |  |  | 2.75 | 2.75 | 2.75 | 2.75 | 2.75 | 2.75 | 2.75 | 2.75 | 2.75 | 2.75 | 2.75 | 2.75 | Demo | 2000-04-01 | 2000-04-01 |  |  |  | O.K
1078 | SHREWSBURY DIESEL #3 LOAD | Francis Paika, Jr. | SELP | D |  |  | 2.75 | 2.75 | 2.75 | 2.75 | 2.75 | 2.75 | 2.75 | 2.75 | 2.75 | 2.75 | 2.75 | 2.75 | Demo | 2000-04-01 | 2000-04-01 |  |  |  | O.K
1079 | SHREWSBURY DIESEL # 4 LOAD | Francis Paika, Jr. | SELP | D |  |  | 2.75 | 2.75 | 2.75 | 2.75 | 2.75 | 2.75 | 2.75 | 2.75 | 2.75 | 2.75 | 2.75 | 2.75 | Demo | 2000-04-01 | 2000-04-01 |  |  |  | O.K
1080 | SHREWSBURY DIESEL #5 LOAD | Francis Paika, Jr. | SELP | D |  |  | 2.75 | 2.75 | 2.75 | 2.75 | 2.75 | 2.75 | 2.75 | 2.75 | 2.75 | 2.75 | 2.75 | 2.75 | Demo | 2000-04-01 | 2000-04-01 |  |  |  | O.K
858 | STERLING DIESELS | Jeanette Sypek | SMED | D |  |  | 0.33 | 0.33 | 0.33 | 0.33 | 0.33 | 0.33 | 0.33 | 0.33 | 0.33 | 0.33 | 0.33 | 0.33 | Demo | 2000-04-01 | 2000-04-01 |  |  |  | O.K
1051 | HAL-BFI LOAD | James Irving | TMLP | F |  |  | 2.85 | 2.85 | 2.85 | 2.85 | 2.85 | 1.86 | 1.86 | 1.86 | 1.86 | 2.85 | 2.85 | 2.85 | Demo | 2000-04-01 | 2000-06-01 | Summer 2000 derate |  |  | O.K
1052 | EB1-BFI LOAD | James Irving | TMLP | F |  |  | 3.9 | 3.9 | 3.9 | 3.9 | 3.9 | 3.79 | 3.79 | 3.79 | 3.79 | 3.9 | 3.9 | 3.9 | Demo | 2000-04-01 | 2000-06-01 | Summer 2000 derate |  |  | O.K
854 | ORANGE HYDRO 1 | Jeanette Sypek | TTMLP | HD |  |  | 0.15 | 0.15 | 0.15 | 0.15 | 0.15 | 0.15 | 0.15 | 0.15 | 0.14 | 0.15 | 0.15 | 0.15 | DCH study | 2000-04-01 | 2000-04-01 |  |  |  | O.K
855 | ORANGE HYDRO 2 | Jeanette Sypek | TTMLP | HD |  |  | 0.12 | 0.12 | 0.12 | 0.12 | 0.12 | 0.12 | 0.12 | 0.12 | 0.11 | 0.12 | 0.12 | 0.12 | DCH study | 2000-04-01 | 2000-04-01 |  |  |  | O.K
856 | HUNT'S POND | Jeanette Sypek | TTMLP | HD |  |  | 0.06 | 0.06 | 0.1 | 0.1 | 0.07 | 0.05 | 0.02 | 0.02 | 0.02 | 0.06 | 0.06 | 0.07 | DCH study | 2000-04-01 | 2000-04-01 |  | m | m | O.K
1225 | TANNERY DAM | Jeanette Sypek | TTMLP | HD |  |  | 0.2 | 0.2 | 0.2 | 0.2 | 0.2 | 0.2 | 0.2 | 0.2 | 0.2 | 0.2 | 0.2 | 0.2 | SQF meth. | 2000-04-01 | 2000-04-01 |  |  |  | O.K
880 | MCCALLUM ENTERPRISES | John Guman | UI | HD |  |  | 0.278 | 0.278 | 0.278 | 0.278 | 0.278 | 0.278 | 0.278 | 0.278 | 0.278 | 0.278 | 0.278 | 0.278 | SQF meth. | 2000-04-01 | 2000-04-01 |  |  |  | O.K
881 | SHELTON LANDFILL | John Guman | UI | F |  |  | 0.618 | 0.618 | 0.618 | 0.618 | 0.618 | 0.202 | 0.202 | 0.202 | 0.202 | 0.618 | 0.618 | 0.618 | Demo | 2000-04-01 | 2000-06-01 | Summer 2000 derate |  |  | O.K
825 | WEST CHARLESTON | Denise Scarborough | VELCO | HD |  |  | 0.8 | 0.8 | 0.8 | 0.8 | 0.8 | 0.8 | 0.8 | 0.8 | 0.8 | 0.8 | 0.8 | 0.8 | DCH study | 2000-04-01 | 2000-04-01 |  |  |  | O.K
826 | TROY | Denise Scarborough | VELCO | HD |  |  | 0.6 | 0.6 | 0.6 | 0.6 | 0.6 | 0.6 | 0.6 | 0.6 | 0.6 | 0.6 | 0.6 | 0.6 | DCH study | 2000-04-01 | 2000-04-01 |  |  |  | O.K
827 | SEARSBURG WIND | Denise Scarborough | VELCO | HD |  |  | 1.69 | 1.41 | 1.24 | 1 | 0.71 | 0.7 | 0.62 | 0.48 | 0.7 | 1.03 | 1.26 | 1.5 | DCH study | 2000-04-01 | 2000-04-01 |  | m | m | O.K
828 | BARTON HYDRO | Denise Scarborough | VELCO | HD |  |  | 1.3 | 1.3 | 1.3 | 1.3 | 1.3 | 1.3 | 1.3 | 1.3 | 1.3 | 1.3 | 1.3 | 1.3 | DCH study | 2000-04-01 | 2000-04-01 |  |  |  | O.K
829 | ENOSBURG 2 DIESEL | Denise Scarborough | VELCO | D |  |  | 0.7 | 0.7 | 0.7 | 0.7 | 0.7 | 0.7 | 0.7 | 0.7 | 0.7 | 0.7 | 0.7 | 0.7 | Demo | 2000-04-01 | 2000-04-01 |  |  |  | O.K
830 | ENOSBURG HYDRO | Denise Scarborough | VELCO | HD |  |  | 0.95 | 0.95 | 0.95 | 0.95 | 0.95 | 0.95 | 0.95 | 0.95 | 0.95 | 0.95 | 0.95 | 0.95 | DCH study | 2000-04-01 | 2000-04-01 |  |  |  | O.K
831 | VAIL & GREAT FALLS | Denise Scarborough | VELCO | HD |  |  | 2.1 | 2.1 | 2.1 | 2.1 | 2.1 | 2.1 | 2.1 | 2.1 | 2.1 | 2.1 | 2.1 | 2.1 | DCH study | 2000-04-01 | 2000-04-01 |  |  |  | O.K
832 | CENTER RUTLAND | Denise Scarborough | VELCO | HD |  |  | 0.35 | 0.35 | 0.35 | 0.35 | 0.35 | 0.35 | 0.35 | 0.35 | 0.35 | 0.35 | 0.35 | 0.35 | DCH study | 2000-04-01 | 2000-04-01 |  |  |  | O.K
833 | BARNET | Denise Scarborough | VELCO | HD |  |  | 0.32 | 0.37 | 0.49 | 0.49 | 0.49 | 0.49 | 0 | 0.35 | 0.42 | 0.49 | 0.49 | 0.49 | DCH study | 2000-04-01 | 2000-04-01 |  | m | m | O.K
834 | COMPTU FALLS | Denise Scarborough | VELCO | HD |  |  | 0.46 | 0.46 | 0.46 | 0.46 | 0.46 | 0.46 | 0.36 | 0.29 | 0.35 | 0.46 | 0.46 | 0.46 | DCH study | 2000-04-01 | 2000-04-01 |  |  | m | O.K
835 | DEWEY MILLS | Denise Scarborough | VELCO | HD |  |  | 2.79 | 2.79 | 2.79 | 2.79 | 2.79 | 2.47 | 1.67 | 1.57 | 1.52 | 2.79 | 2.79 | 2.79 | DCH study | 2000-04-01 | 2000-04-01 |  |  | m | O.K
836 | EMERSON FALLS | Denise Scarborough | VELCO | HD |  |  | 0.23 | 0.23 | 0.23 | 0.23 | 0.23 | 0.23 | 0.23 | 0.23 | 0.23 | 0.23 | 0.23 | 0.23 | DCH study | 2000-04-01 | 2000-04-01 |  |  |  | O.K
837 | KILLINGTON | Denise Scarborough | VELCO | HD |  |  | 0.1 | 0.1 | 0.1 | 0.1 | 0.1 | 0.1 | 0.07 | 0.07 | 0.07 | 0.1 | 0.1 | 0.1 | DCH study | 2000-04-01 | 2000-04-01 |  |  | m | O.K
838 | KINGSBURY | Denise Scarborough | VELCO | HD |  |  | 0.2 | 0.2 | 0.2 | 0.2 | 0.2 | 0.18 | 0.08 | 0.08 | 0.08 | 0.2 | 0.2 | 0.2 | DCH study | 2000-04-01 | 2000-04-01 |  |  | m | O.K
839 | LADD'S MILL | Denise Scarborough | VELCO | HD |  |  | 0.17 | 0.17 | 0.17 | 0.17 | 0.17 | 0.17 | 0.17 | 0.17 | 0.17 | 0.17 | 0.17 | 0.17 | DCH study | 2000-04-01 | 2000-04-01 |  |  |  | O.K
840 | MARTINSVILLE | Denise Scarborough | VELCO | HD |  |  | 0.19 | 0.19 | 0.25 | 0.25 | 0.25 | 0.16 | 0.08 | 0.08 | 0.08 | 0.25 | 0.25 | 0.24 | DCH study | 2000-04-01 | 2000-04-01 |  | m | m | O.K
841 | MORETOWN 8 | Denise Scarborough | VELCO | HD |  |  | 0.53 | 0.77 | 1.12 | 1.12 | 1.12 | 0.61 | 0.3 | 0.36 | 0.42 | 0.92 | 1.07 | 0.75 | DCH study | 2000-04-01 | 2000-04-01 |  | m | m | O.K
842 | NANTANA MILL | Denise Scarborough | VELCO | HD |  |  | 0.18 | 0.22 | 0.22 | 0.22 | 0.22 | 0.18 | 0.1 | 0.1 | 0.1 | 0.22 | 0.22 | 0.22 | DCH study | 2000-04-01 | 2000-04-01 |  | m | m | O.K
843 | NEWBURY | Denise Scarborough | VELCO | HD |  |  | 0.27 | 0.27 | 0.27 | 0.27 | 0.27 | 0.27 | 0.23 | 0.22 | 0.24 | 0.27 | 0.27 | 0.27 | DCH study | 2000-04-01 | 2000-04-01 |  |  | m | O.K
844 | OTTAUQUECHEE | Denise Scarborough | VELCO | HD |  |  | 2.18 | 2.18 | 2.18 | 2.18 | 2.18 | 1.88 | 1.52 | 1.48 | 1.46 | 2.18 | 2.18 | 2.18 | DCH study | 2000-04-01 | 2000-04-01 |  |  | m | O.K
845 | SLACK DAM | Denise Scarborough | VELCO | HD |  |  | 0.37 | 0.41 | 0.41 | 0.41 | 0.41 | 0.41 | 0.26 | 0.21 | 0.25 | 0.41 | 0.41 | 0.41 | DCH study | 2000-04-01 | 2000-04-01 |  | m | m | O.K
846 | WINOOSKI 8 | Denise Scarborough | VELCO | HD |  |  | 0.6 | 0.68 | 0.95 | 0.95 | 0.95 | 0.71 | 0.34 | 0.4 | 0.4 | 0.84 | 0.95 | 0.71 | DCH study | 2000-04-01 | 2000-04-01 |  | m | m | O.K
847 | WOODSIDE | Denise Scarborough | VELCO | HD |  |  | 0.12 | 0.12 | 0.12 | 0.12 | 0.12 | 0.12 | 0.1 | 0.11 | 0.12 | 0.12 | 0.12 | 0.12 | DCH study | 2000-04-01 | 2000-04-01 |  |  | m | O.K
848 | WRIGHTSVILLE | Denise Scarborough | VELCO | HW |  |  | 0.72 | 0.72 | 0.72 | 0.72 | 0.72 | 0.693 | 0.693 | 0.693 | 0.693 | 0.72 | 0.72 | 0.72 | Demo | 2000-04-01 | 2000-06-01 | Summer 2000 derate |  |  | O.K
959 | BARTON 1-4 DIESELS | Denise Scarborough | VELCO | D |  |  | 1.22 | 1.22 | 1.22 | 1.22 | 1.22 | 0.889 | 0.889 | 0.889 | 0.889 | 1.22 | 1.22 | 1.22 | Demo | 2000-04-01 | 2000-06-01 | Summer 2000 derate |  |  | O.K
1165 | CADYS FALLS | Denise Scarborough | VELCO | HD |  |  | 1.1 | 1.1 | 1.1 | 1.1 | 1.1 | 1.1 | 1.1 | 1.1 | 1.1 | 1.1 | 1.1 | 1.1 | DCH study | 2000-04-01 | 2000-04-01 |  |  |  | O.K
1166 | MORRISVILLE PLANT #2 | Denise Scarborough | VELCO | HD |  |  | 1.8 | 1.8 | 1.8 | 1.8 | 1.8 | 1.8 | 1.28 | 1.43 | 1.54 | 1.8 | 1.8 | 1.8 | DCH study | 2000-04-01 | 2000-04-01 |  |  | m | O.K
1167 | WOLCOTT HYDRO #1 | Denise Scarborough | VELCO | HD |  |  | 0.66 | 0.8 | 0.8 | 0.8 | 0.8 | 0.76 | 0.4 | 0.49 | 0.56 | 0.8 | 0.8 | 0.8 | DCH study | 2000-04-01 | 2000-04-01 |  | m | m | O.K
1168 | H.K. SANDERS | Denise Scarborough | VELCO | HW |  |  | 1.8 | 1.8 | 1.8 | 1.8 | 1.8 | 1.41 | 1.41 | 1.41 | 1.41 | 1.8 | 1.8 | 1.8 | Demo | 2000-04-01 | 2000-04-01 |  |  |  | O.K
857 | OAKDALE HYDRO | Jeanette Sypek | WBLD | HD |  |  | 3.2 | 3.2 | 3.2 | 3.2 | 3.2 | 3.2 | 3.2 | 3.2 | 3.2 | 3.2 | 3.2 | 3.2 | DCH study | 2000-04-01 | 2000-04-01 |  |  |  | O.K
[7 empty] | --------- | --------- | --------- | --------- | --------- | --------- | --------- | --------- | --------- | --------- | --------- | ---------
| Total | [5 empty] | 216.571 | 225.404 | 230.504 | 230.794 | 226.884 | 202.625 | 172.365 | 169.667 | 169.546 | 214.271 | 224.227 | 224.73

## Inputs_EMS_DCH_Wind
ISO New England Seasonal Claimed Capability (SCC) Report
Monthly Claimed Capability Values for Daily Cycle Hydro and Wind Generating Units Represented in the ISO-NE Energy Management System
| SCC values as of | 2000-06-01 |  |  | See Settlement Only listings for additional DCH units
[5 empty] | Winter Ratings |  |  |  |  | Summer Ratings |  |  |  | Winter Ratings |  |  | Date of Most Recent Change
AssetId | UnitName | UnitTypeForCCA | NEPOOL_Participant | ModeledAs | JAN | FEB | MAR | APR | MAY | JUN | JUL | AUG | SEP | OCT | NOV | DEC | WinterRating_DateOfChange | SummerRating_DateOfChange | Winter SCC change this month? | Summer SCC change this month?
327 | Amoskeag Sta. | HD | NU | EMS | 17.5 | 17.5 | 17.5 | 17.5 | 17.5 | 17.5 | 17.5 | 17.5 | 17.5 | 17.5 | 17.5 | 17.5 | 1999-05-01 | 1999-05-01
330 | Ayers Sta. | HD | NU | EMS | 9.08 | 9.08 | 9.08 | 9.08 | 9.08 | 9.08 | 9.08 | 9.08 | 9.08 | 9.08 | 9.08 | 9.08 | 1999-05-01 | 1999-05-01
331 | Aziscohos Hydro | HD | CMP | EMS | 6.81 | 6.81 | 6.81 | 6.81 | 6.81 | 6.81 | 6.81 | 6.81 | 6.81 | 6.81 | 6.81 | 6.81 | 1999-05-01 | 1999-05-01
334 | Beldens Sta. | HD | VELCO | EMS | 5.7 | 5.7 | 5.7 | 5.7 | 5.7 | 5.7 | 4.44 | 4.58 | 4.76 | 5.7 | 5.7 | 5.7 | 1999-05-01 | 1999-05-01 |  | m
335 | Bellows Falls | HD | PGET | EMS | 48.54 | 48.54 | 48.54 | 48.54 | 48.54 | 48.54 | 48.54 | 48.54 | 48.54 | 48.54 | 48.54 | 48.54 | 1999-05-01 | 1999-05-01
346 | Bolton Falls Sta. | HD | VELCO | EMS | 7.8 | 7.8 | 7.8 | 7.8 | 7.8 | 7.8 | 7.8 | 7.8 | 7.8 | 7.8 | 7.8 | 7.8 | 1999-05-01 | 1999-05-01
348 | Boott Hydro | HD | CES | EMS | 20 | 20 | 20 | 20 | 20 | 20 | 20 | 20 | 20 | 20 | 20 | 20 | 1999-05-01 | 1999-05-01
358 | Brunswick Sta. | HD | CMP | EMS | 20.2 | 20.2 | 20.2 | 20.2 | 20.2 | 20.2 | 20.2 | 20.2 | 20.2 | 20.2 | 20.2 | 20.2 | 1999-05-01 | 1999-05-01
362 | Bulls Bridge | HD | NU | EMS | 8.4 | 8.4 | 8.4 | 8.4 | 8.4 | 8.4 | 8.4 | 8.4 | 8.4 | 8.4 | 8.4 | 8.4 | 1999-05-01 | 1999-05-01
369 | Cataract East | HD | CMP | EMS | 8.9 | 8.9 | 8.9 | 8.9 | 8.9 | 8.9 | 8.9 | 8.9 | 8.9 | 8.9 | 8.9 | 8.9 | 1999-05-01 | 1999-05-01
389 | Derby Dam | HD | NU | EMS | 7.05 | 7.05 | 7.05 | 7.05 | 7.05 | 7.05 | 7.05 | 7.05 | 7.05 | 7.05 | 7.05 | 7.05 | 1999-05-01 | 1999-05-01
393 | Deerfield 5 | HD | PGET | EMS | 13.99 | 13.99 | 13.99 | 13.99 | 13.99 | 13.99 | 13.99 | 13.99 | 13.99 | 13.99 | 13.99 | 13.99 | 1999-05-01 | 1999-05-01
394 | Dodge Falls | HD | VELCO | EMS | 5 | 5 | 5 | 5 | 5 | 5 | 5 | 5 | 5 | 5 | 5 | 5 | 1999-05-01 | 1999-05-01
401 | Eastman Sta. | HD | NU | EMS | 6.47 | 6.47 | 6.47 | 6.47 | 6.47 | 6.47 | 6.47 | 6.47 | 6.47 | 6.47 | 6.47 | 6.47 | 1999-05-01 | 1999-05-01
410 | Essex No. 19 Sta. | HD | VELCO | EMS | 7.8 | 7.8 | 7.8 | 7.8 | 7.8 | 7.8 | 7.8 | 7.8 | 7.8 | 7.8 | 7.8 | 7.8 | 1999-05-01 | 1999-05-01
412 | Falls Village | HD | NU | EMS | 11 | 11 | 11 | 11 | 11 | 11 | 9.3 | 9.76 | 8.97 | 11 | 11 | 11 | 1999-05-01 | 1999-05-01 |  | m
413 | Fife Brook | HD | PGET | EMS | 9.9 | 9.9 | 9.9 | 9.9 | 9.9 | 9.9 | 9.9 | 9.9 | 9.9 | 9.9 | 9.9 | 9.9 | 1999-05-01 | 1999-05-01
427 | Gorham Sta. | HD | NU | EMS | 2.05 | 2.05 | 2.05 | 2.05 | 2.05 | 2.05 | 2.05 | 2.05 | 2.05 | 2.05 | 2.05 | 2.05 | 1999-05-01 | 1999-05-01
440 | Hiram Sta. | HD | CMP | EMS | 11.6 | 11.6 | 11.6 | 11.6 | 11.6 | 11.6 | 11.6 | 11.6 | 11.6 | 11.6 | 11.6 | 11.6 | 1999-05-01 | 1999-05-01
443 | Huntington Falls Sta. | HD | VELCO | EMS | 5.76 | 5.76 | 5.76 | 5.76 | 5.76 | 5.76 | 4.19 | 4.37 | 4.58 | 5.76 | 5.76 | 5.76 | 1999-05-01 | 1999-05-01 |  | m
457 | Lawrence Hydro | HD | PGET | EMS | 14.1 | 14.1 | 14.1 | 14.1 | 14.1 | 14.1 | 9.3 | 9.4 | 8.11 | 14.1 | 14.1 | 14.1 | 1999-05-01 | 1999-05-01 |  | m
460 | Lockwood | HD | CMP | EMS | 7.5 | 7.5 | 7.5 | 7.5 | 7.5 | 7.5 | 7.5 | 7.5 | 7.5 | 7.5 | 7.5 | 7.5 | 1999-05-01 | 1999-05-01
465 | Deerfield 2/Lwr Drfield | HD | PGET | EMS | 18.74 | 18.74 | 18.74 | 18.74 | 18.74 | 18.74 | 18.74 | 18.74 | 18.74 | 18.74 | 18.74 | 18.74 | 1999-05-01 | 1999-05-01
473 | McIndoes | HD | PGET | EMS | 13 | 13 | 13 | 13 | 13 | 13 | 13 | 13 | 13 | 13 | 13 | 13 | 1999-05-01 | 1999-05-01
487 | Miller Hydro | HD | CMP | EMS | 9.81 | 11.06 | 14 | 14 | 14 | 13.34 | 7.78 | 7.52 | 7.19 | 11.36 | 14 | 12.7 | 1999-05-01 | 1999-05-01 | m | m
495 | Monty Sta. | HD | CMP | EMS | 28 | 28 | 28 | 28 | 28 | 28 | 23.2 | 22.83 | 22.33 | 28 | 28 | 28 | 1999-05-01 | 1999-05-01 |  | m
532 | Pejepscot | HD | CMP | EMS | 13.55 | 13.55 | 13.55 | 13.55 | 13.55 | 13.55 | 10.42 | 10.21 | 9.92 | 13.55 | 13.55 | 13.55 | 1999-05-01 | 1999-05-01 |  | m
534 | Penobscot River Hydro | HD | BHE | EMS | 22.07 | 22.07 | 22.07 | 22.07 | 22.07 | 22.07 | 22.07 | 22.07 | 22.07 | 22.07 | 22.07 | 22.07 | 1999-05-01 | 1999-05-01
539 | Pontook Hydro | HD | PGET | EMS | 10.16 | 10.46 | 10.42 | 10.7 | 10.7 | 8.4 | 7.37 | 7.07 | 7.79 | 8.9 | 9.09 | 10.11 | 1999-05-01 | 1999-05-01 | m | m
541 | Proctor Sta. | HD | VELCO | EMS | 6.65 | 6.65 | 6.65 | 6.65 | 6.65 | 6.65 | 6.65 | 6.65 | 6.65 | 6.65 | 6.65 | 6.65 | 1999-05-01 | 1999-05-01
544 | Rainbow | HD | NU | EMS | 8.2 | 8.2 | 8.2 | 8.2 | 8.2 | 8.2 | 8.2 | 8.2 | 8.2 | 8.2 | 8.2 | 8.2 | 1999-05-01 | 1999-05-01
561 | Searsburg | HD | PGET | EMS | 4.96 | 4.96 | 4.96 | 4.96 | 4.96 | 4.96 | 4.96 | 4.96 | 4.96 | 4.96 | 4.96 | 4.96 | 1999-05-01 | 1999-05-01
565 | Sheldon Springs | HD | VELCO | EMS | 26.38 | 26.38 | 26.38 | 26.38 | 26.38 | 18.62 | 13.55 | 14.82 | 17.49 | 26.38 | 26.38 | 26.38 | 1999-05-01 | 1999-05-01 |  | m
570 | Smith Sta. (PSNH) | HD | NU | EMS | 14.18 | 14.72 | 15.85 | 15.85 | 15.85 | 14.84 | 11.59 | 11.32 | 11.96 | 14.08 | 15.29 | 14.81 | 1999-05-01 | 1999-05-01 | m | m
597 | United Amer. Hydro | HD | CMP | EMS | 17.15 | 17.15 | 17.15 | 17.15 | 17.15 | 17.15 | 16.02 | 15.66 | 15.7 | 17.15 | 17.15 | 17.15 | 1999-05-01 | 1999-05-01 |  | m
599 | Vernon | HD | PGET | EMS | 24.39 | 24.39 | 24.39 | 24.39 | 24.39 | 24.39 | 24.39 | 24.39 | 24.39 | 24.39 | 24.39 | 24.39 | 1999-05-01 | 1999-05-01
616 | West Enfield | HD | BHE | EMS | 18.22 | 17.82 | 19.1 | 19.1 | 19.1 | 15.07 | 10.96 | 11.41 | 10.62 | 19.1 | 19.1 | 19.1 | 1999-05-01 | 1999-05-01 | m | m
617 | Weston Sta. | HD | CMP | EMS | 13.2 | 13.2 | 13.2 | 13.2 | 13.2 | 13.2 | 13.2 | 13.2 | 13.2 | 13.2 | 13.2 | 13.2 | 1999-05-01 | 1999-05-01
621 | Williams Sta. | HD | CMP | EMS | 14.9 | 14.9 | 14.9 | 14.9 | 14.9 | 14.9 | 14.9 | 14.9 | 14.9 | 14.9 | 14.9 | 14.9 | 1999-05-01 | 1999-05-01
622 | Winooski Sta. 1 | HD | VELCO | EMS | 7.3 | 7.3 | 7.3 | 7.3 | 7.3 | 7.3 | 7.3 | 7.3 | 7.3 | 7.3 | 7.3 | 7.3 | 1999-05-01 | 1999-05-01
754 | Bar Mills Sta. | HD | CMP | EMS | 4 | 4 | 4 | 4 | 4 | 4 | 4 | 4 | 4 | 4 | 4 | 4 | 1999-05-01 | 1999-05-01
755 | Bonny Eagle/W. Buxton | HD | CMP | EMS | 17.5 | 17.5 | 17.5 | 17.5 | 17.5 | 17.5 | 17.5 | 17.5 | 17.5 | 17.5 | 17.5 | 17.5 | 1999-05-01 | 1999-05-01
758 | Fort Halifax Sta. | HD | CMP | EMS | 1.8 | 1.8 | 1.8 | 1.8 | 1.8 | 1.8 | 1.8 | 1.8 | 1.8 | 1.8 | 1.8 | 1.8 | 1999-05-01 | 1999-05-01
759 | Messalonskee Composite | HD | CMP | EMS | 5.95 | 5.95 | 5.95 | 5.95 | 5.95 | 5.95 | 5.78 | 5.92 | 5.95 | 5.95 | 5.95 | 5.95 | 1999-05-01 | 1999-05-01 |  | m
760 | North Gorham Sta. | HD | CMP | EMS | 1.94 | 2 | 1.97 | 2 | 2 | 1.97 | 1.56 | 1.56 | 1.53 | 1.53 | 1.56 | 1.94 | 1999-05-01 | 1999-05-01 | m | m
761 | Shawmut Sta. | HD | CMP | EMS | 9.5 | 9.5 | 9.5 | 9.5 | 9.5 | 9.5 | 9.5 | 9.5 | 9.5 | 9.5 | 9.5 | 9.5 | 1999-05-01 | 1999-05-01
766 | Cabot/Turners Falls | HD | SEI | EMS | 59.25 | 59.25 | 59.25 | 59.25 | 59.25 | 59.25 | 59.25 | 59.25 | 59.25 | 59.25 | 59.25 | 59.25 | 1999-05-01 | 1999-05-01
768 | Garvins/Hooksett | HD | NU | EMS | 14 | 14 | 14 | 14 | 14 | 14 | 14 | 14 | 13.61 | 14 | 14 | 14 | 1999-05-01 | 1999-05-01
769 | Hadley Falls 1&2 | HD | SEI | EMS | 31.5 | 31.5 | 31.5 | 31.5 | 31.5 | 31.5 | 31.5 | 31.5 | 31.5 | 31.5 | 31.5 | 31.5 | 1999-05-01 | 1999-05-01
778 | Gorge No. 18 Sta. | HD | VELCO | EMS | 3.3 | 3.3 | 3.3 | 3.3 | 3.3 | 3.3 | 3.3 | 3.3 | 3.3 | 3.3 | 3.3 | 3.3 | 1999-05-01 | 1999-05-01
779 | Middlesex No. 2 Sta. | HD | VELCO | EMS | 3.3 | 3.3 | 3.3 | 3.3 | 3.3 | 3.3 | 2.08 | 2.34 | 2.33 | 3.3 | 3.3 | 3.3 | 1999-05-01 | 1999-05-01 |  | m
780 | Vergennes No. 9 Sta. | HD | VELCO | EMS | 2.1 | 2.1 | 2.1 | 2.1 | 2.1 | 2.1 | 2.1 | 2.1 | 2.1 | 2.1 | 2.1 | 2.1 | 1999-05-01 | 1999-05-01
781 | West Danville #15 Sta. | HD | VELCO | EMS | 1.1 | 1.1 | 1.1 | 1.1 | 1.1 | 1.1 | 1.1 | 1.1 | 1.1 | 1.1 | 1.1 | 1.1 | 1999-05-01 | 1999-05-01

## NotesAndAbbreviations
List of Abbreviations
Footnotes from Main Report (Worksheet - SCC_Report_Current):
1 | New unit; declared commercial by Lead Participant on 5/1/00; SCC Values listed above reflect revisions due to results of Claimed Capability Audit, effective as of Change date listed above
List of Abbreviations
"LeadParticipant Name":
From file: 04_list_of_active_customers.xls
as posted on ISO-NE website |  | Abbreviation of Customer Name as developed for SCC report
http://www.iso-ne.com/implementation/main_page.html
CUSTOMER_ID | CUSTOMER_NAME | ABBREVIATION
3 | Boston Edison Company | BE
5 | Braintree Electric Light Dept | BELD
2 | Bangor Hydro-Electric Co | BHE
50045 | Cinergy Cap. & Trading, Inc | CCT
50247 | Consolidated Edison Energy | CEEI
108 | Commonwealth Electric Co | CES
50092 | Connecticut Light and Power | CLP
8 | Conn Mun Elec. Energy Coop | CMEEC
7 | Chicopee Mun Lighting Pl | CMLP
6 | Central Maine Power Co | CMP
50027 | Constellation Power Source | CPS
50088 | Duke Energy Trading and Mrktg | DETM
50035 | Dighton Power Associates | DPA
50373 | Enron Energy Services, Inc. | EESI
50206 | Entergy Nuclear Generation Co. | ENGC
50073 | Engage Energy US, L.P. | ENGEN
36 | Eastern Utilities Associates | EUA
38 | Fitchburg Gas & Elec Light | FGE
50086 | FPL Energy, Inc. | FPL
40 | Groton Electric Light Dept | GELD
159 | Granite State Electric | GSEC
44 | Holyoke Gas & Elec Dept | HGE
45 | Hudson Light & Power Dept | HLP
43 | Holden Municipal Light Dept | HMLD
42 | Hingham Mun Lighting Pl | HMLP
50095 | Holyoke Water Power | HWP
73 | Ipswich Municipal Light Dept | IMLD
86 | Indeck Maine Energy LLC | INDCK
48 | Indeck-Pepperell Pwr Assoc | IPPAI
75 | Littleton Elec Light & Water | LELWD
50075 | Mass Electric Company | MEC
78 | Marblehead Mun Light Dept | MMLD
76 | Mass Mun Wholesale Elec Co | MMWEC
109 | Milford Power Limited Partner | MPLP
85 | Morgan Stanley Capital Group | MSCG
111 | North Attleborough Elec Dept | NAED
156 | Narragansett Electric Co | NEC
81 | New England Power | NEP
157 | New Hampshire Electric Coop | NHEC
50192 | NRG Power Marketing Inc. | NRGPM
112 | Northeast Utilities Company | NU
50258 | North Atlantic Energy Services | NU_NAESCO
50099 | PEC Energy Marketing, Inc. | PEC
188 | PG & E Energy Trading L.P. | PGET
50248 | Penobscot Hydro, LLC | PHLLC
144 | Peabody Municipal Light Plant | PMLP
50212 | PP&L EnergyPlus Co. | PPLEP
50094 | Public Service Co. of NH | PSNH
155 | Southern Co. Energy Mktg | SCEM
50168 | Select Energy Inc. | SEI
149 | Shrewsbury Electric Light Plt | SELP
50178 | Southern Energy New England | SENE
50074 | Sithe New England Holdings | SITHE
152 | Sterling Municipal Elec Light | SMED
153 | Taunton Municipal Light Plant | TMLP
50091 | TransCanada Power Mktg. | TPM
180 | Templeton Municipal Lighting | TTMLP
50254 | UAE Lowell Power LLC | UAELT
181 | United Illuminating Company | UI
185 | Unitil Power Corp | UNTIL
182 | Vermont Electric Power Co | VELCO
186 | West Boylston Municipal Light | WBML
50195 | Wisvest-Connecticut, LLC | WSVST
"Unit Category" is the general classification of units, for Claimed Capability Audit (CCA) purposes (as per MRP 11-D). The duration, in hours, of a CCA is determined by the Unit Category.
Generating Unit Category (for Claimed Capability Audit Purposes):
ABBREVIATION | UNIT TYPE, FOR CCA PURPOSES | Duration of CCA for demonstrating/testing Summer SCC (in hours) | Duration of CCA for demonstrating/testing Winter SCC (in hours)
F | Fossil (incl. wood and refuse) | 8 | 4
N | Nuclear | 8 | 4
CC | Combined Cycle | 4 | 4
G | Gas Turbine | 2 | 2
J | Jet Engine | 2 | 2
D | Diesel | 2 | 2
PS | Pumped Storage | 4 | 2
HD | Hydro-Conventional Daily | NA | NA
HW | Hydro-Conventional Weekly | 2 | 2
"Class" may be one of two types:
EMS | a unit registered as a Generating Asset and modeled in the ISO-NE Energy Management System (EMS)
SO | a unit registered as a Load Asset ,NOT modeled in the EMS, and receiving "Settlement Only" Generator treatment
"SQF" refers to a unit that is eligible for and has elected to be classified as a"Special Qualifying Facility" in accordance with MRP 11-D. Such units are indicated with an "x" in this column. An SQF is not subject to Claimed Capability Audits.
Change Type (ChangeLP, ChangeWSCC, ChangeSSCC)
| ABBREVIATION | TYPE OF CHANGE FROM PREVIOUS VALUE
| n | Change derives from a new form (either an NX-12 Form or a Settlement Only Registration Form) which has been approved by ISO-NE and involves a change to the Seasonal Claimed Capability (SCC) and/or the Lead Participant.
| m | Change is NOT derived from a new form. This type of change applies to units that are allowed to have monthly ratings (Daily Cylce Hydro and Wind), and the monthly SCC value for the current month is different from that of the previous month.
| _r | If an "_r" is appended to the Change Type Code, it means that the change is to correct an error to a SCC value previously used in the Market System and that the correction will be handled by ISO-NE Settlement on a Retroactive basis, to the Effective Date shown.