## CoverPage
ISO New England Seasonal Claimed Capability (SCC) Report
as of 01/01/2002
Revision 0
A Monthly Listing of NEPOOL Participant Generating Units and their Summer and Winter Seasonal Claimed Capability (SCC), published by ISO-NE
Includes Generating units that are:
- registered as Generating Assets and modeled in the ISO-NE Energy Management System (EMS)
- registered as Load Assets, NOT modeled in the EMS, and receiving "Settlement Only" Generator treatment
Total NEPOOL Installed Capability (MW)
[5 empty] | Winter | Summer
[5 empty] | (January) | (August)
|  |  |  | Total EMS Capability: | 27644.31 | 26080.722
|  |  |  | Total Settlement Only Capability: | 239.953 | 210.936
|  |  |  | Total Capability: | 27884.263 | 26291.658
Summary reports in this Spreadsheet include:
Worksheet |  | Contents
SCC_Report_Current |  | Comprehensive listing of ALL units & SCC values
RetiredDeactivated |  | Listing of units Retired or Deactivated (since 5/1/00)
Detail_SettlementOnly |  | Detailed listing of Settlement Only Generators, with Monthly Capabilities (units listed here are also listed in SCC_Report_Current)
Detail_EMS_DCH_Wind |  | Detailed listing of EMS Daily Cycle Hydro and Wind Generators, with Monthly Capabilities (units listed here are also listed in SCC_Report_Current)
NotesAndAbbreviations |  | Explanatory notes, including definition of acronyms and column headings of reports
General Notes:
This Report includes changes since the previous Report, and changes that occurred on the first of the month.
To Print All Worksheets within this file, click on the "Print Entire SCC Report" button
To go to a specific report, click on the "Go to" button above (or simply click on the desired Worksheet tab)
To print a specific section (worksheet) of the report, go to that worksheet and click on the Print icon in the toolbar
SCC report issued on January 2, 2002 by Crystal J. Jackson
There are two new units Wallingford 1 & 3 Asset #1376 & Asset #1378 effective commercially on 12/31/01.
There are several new Settlement Only units added to the SCC report effective date 12/01/01.
If you have any questions, about this report please contact Crystal J. Jackson @ (413) 535-4066 or e-mail cjackson@iso-ne.com

## SCC_Report_Current
ISO New England Seasonal Claimed Capability (SCC) Report
| SCC values as of | 2002-01-01 | [7 empty] | ...with changes from previous SCC Report of | 2001-12-01
| Note: This SCC report is sorted by ISO-NE according to (1) Current_Lead_Participant, then by (2) Class and then by (3) UnitName |  |  |  | Lead Participant (for EMS units) or NEPOOL Participant with Majority Interest in the Resource (for SO Units) |  |  |  |  | Winter Seasonal Claimed Capability |  |  |  |  | Summer Seasonal Claimed Capability
Asset_Id | UnitName | UnitCategory | Class | SQF | Current_Lead_Participant | Cust_ID | LP_Most_Recent_Change_Date | ChangeLP | Previous_Lead_Participant | WSCC | WSCC_Most_Recent_Change_Date | ChangeWSCC | PrevWSCC | DiffWSCC | SSCC | SSCC_Most_Recent_Change_Date | ChangeSSCC | PrevSSCC | DiffSSCC | Footnote | checks: | UnitName check |  |  | Manual Input Required?
----------- | ----------- | ----------- | ------ | ------ | ----------- | ------ | ----------- | --- | ----------- | ----------- | ----------- | --- | ----------- | ----------- | ----------- | ----------- | --- | ----------- | ----------- | ---
429 | GREENVILLE STEAM | F | EMS | x | AES | 50017 | 2002-01-01 | x | SCEM | 16.082 | 2000-09-08 | #N/A | #N/A | #N/A | 16.082 | 2000-09-08 | #N/A | #N/A | #N/A |  |  | ERR: check unit name in Lookups sheet | GREENVILLE | #N/A
1286 | ANP BLACKSTONE 1 | CC | EMS |  | ANP | 50453 | 2001-07-01 |  | AMC | 212.875 | 2001-07-03 | #N/A | #N/A | #N/A | 209.05 | 2001-07-03 | #N/A | #N/A | #N/A |  |  | ERR: check unit name in Lookups sheet | ANP-BLACKSTONE 1 | #N/A
1287 | ANP BLACKSTONE 2 | CC | EMS |  | ANP | 50453 | 2001-07-01 |  | AMC | 243.647 | 2001-09-15 |  |  |  | 213.547 | 2001-09-15 | [5 empty] | O.K. | ANP BLACKSTONE 2 | ANP BLACKSTONE 2
472 | M STREET JET | J | EMS |  | BE | 3 |  |  |  | 68.1 | 2001-08-31 |  |  |  | 50 | 2001-08-31 | [5 empty] | O.K. | M STREET JET | #N/A
497 | MASS POWER | CC | EMS |  | BE | 3 |  |  |  | 270 | 1999-05-01 |  |  |  | 231.5 | 1999-05-01 | [5 empty] | O.K. | MASS POWER | #N/A
507 | NEA BELLINGHAM | CC | EMS |  | BE | 3 |  |  |  | 321.242 | 2001-09-24 |  |  |  | 258.662 | 2001-09-24 | [5 empty] | O.K. | NEA BELLINGHAM | #N/A
540 | POTTER 2 CC | CC | EMS |  | BELD | 5 |  |  |  | 96.055 | 2001-04-24 |  |  |  | 78.055 | 2001-04-24 | [5 empty] | O.K. | POTTER 2 CC | #N/A
361 | POTTER DIESEL 1 | D | EMS |  | BELD | 5 |  |  |  | 2.25 | 1999-05-01 |  |  |  | 2.25 | 1999-05-01 | [5 empty] | O.K. | POTTER DIESEL 1 | #N/A
332 | BAR HARBOR DIESELS 1-4 | D | EMS |  | BHE | 2 |  |  |  | 8.65 | 1999-05-01 |  |  |  | 7.9 | 2001-09-01 | [5 empty] | O.K. | BAR HARBOR DIESELS 1-4 | #N/A
407 | EASTPORT DIESELS 1-3 | D | EMS |  | BHE | 2 |  |  |  | 3.2 | 1999-05-01 |  |  |  | 2.6 | 2001-10-11 | [5 empty] | O.K. | EASTPORT DIESELS 1-3 | #N/A
424 | GREAT NORTHERN | HW | EMS |  | BHE | 2 |  |  |  | 18.95 | 1999-10-01 |  |  |  | 20.45 | 2000-08-01 | [5 empty] | O.K. | GREAT NORTHERN | #N/A
475 | MEDWAY DIESELS 1-4 | D | EMS |  | BHE | 2 |  |  |  | 8.65 | 1999-05-01 |  |  |  | 7.95 | 1999-05-01 | [5 empty] | O.K. | MEDWAY DIESELS 1-4 | #N/A
536 | PERC-ORRINGTON 1 | F | EMS |  | BHE | 2 |  |  |  | 21.16 | 1999-05-01 |  |  |  | 20.851 | 2000-09-06 | [5 empty] | O.K. | PERC-ORRINGTON 1 | #N/A
629 | WORCESTER ENERGY | F | EMS |  | BHE | 2 |  |  |  | 12.75 | 2001-02-01 |  |  |  | 12.475 | 2001-08-06 | [5 empty] | O.K. | WORCESTER ENERGY | #N/A
538 | PINETREE POWER | F | EMS |  | CEC | 50395 |  |  | FGE | 17.49 | 1999-05-01 |  |  |  | 16.62 | 2001-07-27 | [5 empty] | O.K. | PINETREE POWER | #N/A
807 | DAYVILLE POND | HD | SO |  | CEC | 50395 |  |  | CLP | 0.05 | 2001-05-01 | m | 0.061 | -0.011 | 0.061 | 2001-05-01 | [5 empty] | O.K. | #N/A | DAYVILLE POND
942 | DUNBARTON ROAD LANDFILL | F | SO | x | CEC | 50395 | 2000-10-01 |  | PSNH | 0.581 | 2001-07-01 |  |  |  | 0.581 | 2001-07-01 | [5 empty] | O.K. | #N/A | DUNBARTON ROAD LANDFILL
789 | PAWTUCKET HYDRO 2 | HD | SO |  | CEC | 50395 | 2001-01-12 |  | EUA | 1.24 | 2000-04-01 |  |  |  | 0.41 | 2000-04-01 | [5 empty] | ERR: check unit name in Lookups sheet | #N/A | CEC 002 PAWTUCKET U5
797 | WYRE WYND | HD | SO |  | CEC | 50395 |  |  | CLP | 1.8 | 2001-05-01 |  |  |  | 1.8 | 2001-05-01 | [5 empty] | O.K. | #N/A | WYRE WYND
395 | DOREEN | J | EMS |  | CEEI | 50247 | 1999-07-01 |  | NU | 21.1 | 1999-05-01 |  |  |  | 16.6 | 1999-10-15 | [5 empty] | O.K. | DOREEN | #N/A
631 | WEST SPRINGFIELD 1 | F | EMS |  | CEEI | 50247 | 1999-07-01 |  | NU | 0 | 2001-04-24 |  |  |  | 0 | 2001-04-24 | [5 empty] | O.K. | WEST SPRINGFIELD 1 | #N/A
630 | WEST SPRINGFIELD 10 | J | EMS |  | CEEI | 50247 | 1999-07-01 |  | NU | 22 | 1999-05-01 |  |  |  | 17.588 | 2000-09-23 | [5 empty] | O.K. | WEST SPRINGFIELD 10 | #N/A
632 | WEST SPRINGFIELD 2 | F | EMS |  | CEEI | 50247 | 1999-07-01 |  | NU | 0 | 2001-04-24 |  |  |  | 0 | 2001-04-24 | [5 empty] | O.K. | WEST SPRINGFIELD 2 | #N/A
633 | WEST SPRINGFIELD 3 | F | EMS |  | CEEI | 50247 | 1999-07-01 |  | NU | 107 | 1999-05-01 |  |  |  | 102.55 | 2001-10-01 | [5 empty] | O.K. | WEST SPRINGFIELD 3 | #N/A
628 | WOODLAND ROAD | J | EMS |  | CEEI | 50247 | 1999-07-01 |  | NU | 0 | 2001-09-26 |  |  |  | 0 | 2001-09-26 | [5 empty] | O.K. | WOODLAND ROAD | #N/A
864 | DWIGHT | HD | SO |  | CEEI | 50247 | 1999-07-01 |  | NU | 1.7 | 2000-04-01 |  |  |  | 1.34 | 2000-04-01 | [5 empty] | O.K. | #N/A | DWIGHT
851 | GARDNER FALLS | HD | SO |  | CEEI | 50247 | 1999-07-01 |  | NU | 3.7 | 2000-04-01 |  |  |  | 3.7 | 2000-04-01 | [5 empty] | O.K. | #N/A | GARDNER FALLS
867 | INDIAN ORCHARD | HD | SO |  | CEEI | 50247 | 1999-07-01 |  | NU | 3.7 | 2000-04-01 |  |  |  | 3.7 | 2000-04-01 | [5 empty] | O.K. | #N/A | INDIAN ORCHARD
873 | PUTTS BRIDGE | HD | SO |  | CEEI | 50247 | 1999-07-01 |  | NU | 4.1 | 2000-04-01 |  |  |  | 3.75 | 2000-04-01 | [5 empty] | O.K. | #N/A | PUTTS BRIDGE
874 | RED BRIDGE | HD | SO |  | CEEI | 50247 | 1999-07-01 |  | NU | 4.26 | 2000-04-01 | m | 4.3 | -0.04 | 0.38 | 2000-04-01 | [5 empty] | O.K. | #N/A | RED BRIDGE
1083 | ANDROSCOGGIN ENERGY CENTER | CC | EMS |  | CEN | 50375 |  |  | PEC | 155.605 | 2001-09-05 |  |  |  | 132.53 | 2001-09-05 | [5 empty] | O.K. | ANDROSCOGGIN ENERGY CENTER | #N/A
1255 | RUMFORD POWER | CC | EMS |  | CEN | 50375 | 2001-04-01 |  | RPA | 269.75 | 2001-03-14 |  |  |  | 244.94 | 2001-03-14 | [5 empty] | O.K. | RUMFORD POWER | #N/A
1226 | TIVERTON POWER | CC | EMS |  | CEN | 50375 | 2001-04-01 |  | TPA | 278.587 | 2001-09-11 |  |  |  | 243.917 | 2001-09-11 | [5 empty] | O.K. | TIVERTON POWER | #N/A
1345 | WESTBROOK | CC | EMS |  | CEN | 50375 | 2001-04-13 |  | CEN | 551.194 | 2001-09-25 |  |  |  | 511.556 | 2001-09-25 | [5 empty] | O.K. | WESTBROOK | #N/A
343 | BLACKSTONE 1 | F | EMS |  | CES | 108 |  |  |  | 12.6 | 2001-08-01 |  |  |  | 12.6 | 2001-08-01 | [5 empty] | O.K. | BLACKSTONE 1 | #N/A
348 | BOOT MILLS | HD | EMS |  | CES | 108 |  |  |  | 20 | 1999-05-01 |  |  |  | 20 | 1999-05-01 | [5 empty] | O.K. | BOOT MILLS | #N/A
388 | DARTMOUTH POWER | CC | EMS |  | CES | 108 |  |  |  | 68.18 | 1999-05-01 |  |  |  | 61.8 | 1999-05-01 | [5 empty] | O.K. | DARTMOUTH POWER | #N/A
563 | SEMASS 1 | F | EMS |  | CES | 108 |  |  |  | 50.74 | 1999-10-01 |  |  |  | 46.18 | 1999-05-01 | [5 empty] | O.K. | SEMASS 1 | #N/A
564 | SEMASS 2 | F | EMS |  | CES | 108 |  |  |  | 24.32 | 1999-05-01 |  |  |  | 20.85 | 1999-05-01 | [5 empty] | O.K. | SEMASS 2 | #N/A
798 | COLEBROOK | HD | SO |  | CLP | 50092 |  |  |  | 1.373 | 2000-04-01 |  |  |  | 1.373 | 2000-04-01 | [5 empty] | O.K. | #N/A | COLEBROOK
1209 | CRRA HARTFORD LANDFILL | F | SO | x | CLP | 50092 |  |  |  | 2.852 | 2001-03-01 | m | 2.853 | -0.001 | 2.853 | 2001-03-01 | [5 empty] | O.K. | #N/A | CRRA HARTFORD LANDFILL
977 | G FOX | G | SO |  | CLP | 50092 |  |  |  | 3 | 2000-04-01 |  |  |  | 3 | 2000-04-01 | [5 empty] | O.K. | #N/A | G FOX
805 | GLEN FALLS | HD | SO |  | CLP | 50092 |  |  |  | 0.096 | 2000-04-01 |  |  |  | 0.096 | 2000-04-01 | [5 empty] | O.K. | #N/A | GLEN FALLS
796 | GOODWIN DAM | HD | SO |  | CLP | 50092 |  |  |  | 2.064 | 2000-04-01 |  |  |  | 2.064 | 2000-04-01 | [5 empty] | O.K. | #N/A | GOODWIN DAM
799 | KINNEYTOWN A | HD | SO |  | CLP | 50092 |  |  |  | 0.246 | 2000-04-01 |  |  |  | 0.246 | 2000-04-01 | [5 empty] | O.K. | #N/A | KINNEYTOWN A
800 | KINNEYTOWN B | HD | SO |  | CLP | 50092 |  |  |  | 0.654 | 2000-04-01 |  |  |  | 0.654 | 2000-04-01 | [5 empty] | O.K. | #N/A | KINNEYTOWN B
806 | MECHANICSVILLE | HD | SO |  | CLP | 50092 |  |  |  | 0.101 | 2000-04-01 |  |  |  | 0.101 | 2000-04-01 | [5 empty] | O.K. | #N/A | MECHANICSVILLE
809 | PINCHBECK | F | SO | x | CLP | 50092 |  |  |  | 0.009 | 2001-03-01 | m | 0.012 | -0.003 | 0.012 | 2001-03-01 | [5 empty] | O.K. | #N/A | PINCHBECK
804 | PUTNAM | HD | SO |  | CLP | 50092 |  |  |  | 0.268 | 2000-04-01 |  |  |  | 0.268 | 2000-04-01 | [5 empty] | O.K. | #N/A | PUTNAM
810 | QUINEBAUG | HD | SO |  | CLP | 50092 |  |  |  | 2.81 | 2000-04-06 |  |  |  | 0.98 | 2000-04-06 | [5 empty] | O.K. | #N/A | QUINEBAUG
808 | ROCKY GLEN | HD | SO |  | CLP | 50092 |  |  |  | 0.042 | 2000-04-01 |  |  |  | 0.042 | 2000-04-01 | [5 empty] | O.K. | #N/A | ROCKY GLEN
803 | TOUTANT | HD | SO |  | CLP | 50092 |  |  |  | 0.16 | 2000-04-01 |  |  |  | 0.16 | 2000-04-01 | [5 empty] | O.K. | #N/A | TOUTANT
801 | WILLIMANTIC 1 | HD | SO |  | CLP | 50092 |  |  |  | 0.423 | 2000-04-01 |  |  |  | 0.423 | 2000-04-01 | [5 empty] | O.K. | #N/A | WILLIMANTIC 1
802 | WILLIMANTIC 2 | HD | SO |  | CLP | 50092 |  |  |  | 0.388 | 2000-04-01 |  |  |  | 0.388 | 2000-04-01 | [5 empty] | O.K. | #N/A | WILLIMANTIC 2
411 | EXETER | F | EMS |  | CMA | 50418 | 2001-05-01 |  | NU | 26 | 1999-05-01 |  |  |  | 26 | 1999-05-01 | [5 empty] | O.K. | EXETER | #N/A
515 | NORWICH JET | J | EMS |  | CMEEC | 8 |  |  |  | 18.8 | 1999-05-01 |  |  |  | 15.255 | 1999-05-01 | [5 empty] | O.K. | NORWICH JET | #N/A
1290 | SNEW #1 | D | EMS |  | CMEEC | 8 |  |  |  | 0 | 2001-12-28 | n | 4.95 | -4.95 | 0 | 2001-09-05 | [5 empty] | O.K. | SNEW #1 | #N/A
1291 | SNEW #2 & 4 | D | EMS |  | CMEEC | 8 |  |  |  | 1.884 | 2001-12-14 | n | 5.2 | -3.316 | 1.94 | 2001-09-05 | n | 1.884 | 0.056 |  |  | O.K. | SNEW #2 & 4 | #N/A
1292 | SNEW #3 & 5 | D | EMS |  | CMEEC | 8 |  |  |  | 2.187 | 2001-12-14 | n | 5.3 | -3.113 | 2.006 | 2001-09-05 | [5 empty] | O.K. | SNEW #3 & 5 | #N/A
1293 | SNEW #6 | D | EMS |  | CMEEC | 8 |  |  |  | 0.984 | 2001-12-14 | n | 1.1 | -0.116 | 0.984 | 2001-09-05 | [5 empty] | O.K. | SNEW #6 | #N/A
788 | GREENVILLE DAM | HD | SO |  | CMEEC | 8 |  |  |  | 0.95 | 2000-04-01 |  |  |  | 0.95 | 2000-04-01 | [5 empty] | O.K. | #N/A | GREENVILLE DAM
1064 | TENTH STREET | HD | SO |  | CMEEC | 8 |  |  |  | 1.17 | 2000-04-01 | m | 0.79 | 0.38 | 0.98 | 2000-04-01 | [5 empty] | O.K. | #N/A | TENTH STREET
421 | FRONT STREET DIESELS 1-3 | D | EMS |  | CMLP | 7 |  |  |  | 8.25 | 1999-05-01 |  |  |  | 7.74 | 2001-07-18 | [5 empty] | O.K. | FRONT STREET DIESELS 1-3 | #N/A
790 | APLP-BFI | D | SO |  | CMLP | 7 |  |  |  | 1.8 | 2000-04-08 |  |  |  | 1.8 | 2000-04-08 | [5 empty] | O.K. | #N/A | APLP-BFI
331 | AZISCOHOS HYDRO | HD | EMS |  | CMP | 6 |  |  |  | 6.81 | 1999-05-01 |  |  |  | 6.81 | 1999-05-01 | [5 empty] | O.K. | AZISCOHOS HYDRO | #N/A
1108 | CHAMPION | F | EMS | x | CMP | 6 |  |  |  | 32.7 | 1999-08-01 |  |  |  | 32.7 | 1999-08-01 | [5 empty] | O.K. | CHAMPION | #N/A
345 | MEAD | F | EMS | x | CMP | 6 |  |  |  | 75 | 1999-07-01 |  |  |  | 75 | 1999-07-01 | [5 empty] | O.K. | MEAD | #N/A
476 | MERC | F | EMS | x | CMP | 6 |  |  |  | 19.165 | 2001-04-01 |  |  |  | 19.165 | 2001-04-01 | [5 empty] | O.K. | MERC | #N/A
487 | MILLER HYDRO | HD | EMS |  | CMP | 6 |  |  |  | 18.6 | 2002-01-01 |  |  |  | 9.269 | 1999-05-01 | [5 empty] | O.K. | MILLER HYDRO | #N/A
532 | PEJEPSCOT | HD | EMS |  | CMP | 6 |  |  |  | 13.55 | 1999-05-01 |  |  |  | 10.21 | 1999-05-01 | [5 empty] | O.K. | PEJEPSCOT | #N/A
1107 | SOMERSET | F | EMS | x | CMP | 6 |  |  |  | 105.99 | 2001-04-01 |  |  |  | 105.99 | 2001-04-01 | [5 empty] | O.K. | SOMERSET | #N/A
597 | UNITED AMERICAN HYDRO | HD | EMS |  | CMP | 6 |  |  |  | 17.15 | 1999-05-01 |  |  |  | 15.66 | 1999-05-01 | [5 empty] | O.K. | UNITED AMERICAN HYDRO | #N/A
1113 | BRASSUA HYDRO | HD | SO |  | CMP | 6 |  |  |  | 2.633 | 2000-04-01 | m | 4.203 | -1.57 | 2.033 | 2000-04-01 | [5 empty] | O.K. | #N/A | BRASSUA HYDRO
1112 | DIRIGO DOWELS | F | SO | x | CMP | 6 |  |  |  | 0.111 | 2001-03-01 | m | 0.017 | 0.094 | 0.017 | 2001-03-01 | [5 empty] | O.K. | #N/A | DIRIGO DOWELS
1120 | GOOSE RIVER 2 | HD | SO |  | CMP | 6 |  |  |  | 0 | 2000-04-01 |  |  |  | 0 | 2000-04-01 | [5 empty] | O.K. | #N/A | GOOSE RIVER 2
1117 | GREAT WORKS COMPOSITE | HD | SO |  | CMP | 6 |  |  |  | 0.368 | 2000-04-01 | m | 0.5 | -0.132 | 0 | 2000-04-01 | [5 empty] | O.K. | #N/A | GREAT WORKS COMPOSITE
1119 | KENNEBAGO HYDRO | HD | SO |  | CMP | 6 |  |  |  | 0.644 | 2000-04-01 | m | 0.7 | -0.056 | 0.391 | 2000-04-01 | [5 empty] | O.K. | #N/A | KENNEBAGO HYDRO
1116 | LITTLE ANDROSCOGGIN COMPOSITE | HD | SO |  | CMP | 6 |  |  |  | 3.166 | 2000-04-01 | m | 4.007 | -0.841 | 1.419 | 2000-04-01 | [5 empty] | O.K. | #N/A | LITTLE ANDROSCOGGIN COMPOSITE
1109 | MMWAC | F | SO | x | CMP | 6 |  |  |  | 3.034 | 2001-03-01 | m | 2.984 | 0.05 | 2.984 | 2001-03-01 | [5 empty] | O.K. | #N/A | MMWAC
1118 | RIDGEWOOD COMPOSITE | HD | SO |  | CMP | 6 |  |  |  | 3.519 | 2000-04-01 | m | 3.959 | -0.44 | 1.997 | 2000-04-01 | [5 empty] | O.K. | #N/A | RIDGEWOOD COMPOSITE
1115 | SEBASTICOOK COMPOSITE | HD | SO |  | CMP | 6 |  |  |  | 5.903 | 2000-04-01 | m | 5.953 | -0.05 | 3.486 | 2000-04-01 | [5 empty] | O.K. | #N/A | SEBASTICOOK COMPOSITE
463 | AEI LIVERMORE | F | EMS |  | CPS | 50027 | 2000-03-01 |  | CCT | 34.62 | 2001-01-10 |  |  |  | 34.735 | 2000-10-09 | [5 empty] | O.K. | AEI LIVERMORE | #N/A
1326 | BEAVER WOOD JOINT VENTURE | F | EMS |  | CPS | 50027 | 2000-03-01 |  | CPS | 0 | 2001-07-10 |  |  |  | 0 | 2001-07-10
425 | GORBELL/THERMO | F | EMS |  | CPS | 50027 | 2000-01-17 |  | MSCG | 14.07 | 1999-08-24 |  |  |  | 13.74 | 1999-08-24 | [5 empty] | O.K. | GORBELL/THERMO | #N/A
590 | STRATTON | F | EMS |  | CPS | 50027 | 2001-08-01 |  | CCT | 46.108 | 2000-11-21 |  |  |  | 45.024 | 2001-07-30 | [5 empty] | O.K. | STRATTON | #N/A
1050 | CHICOPEE HYDRO | HD | SO |  | CPS | 50027 | 2002-01-01 | x | BE | 2.17 | 2002-01-01 |  |  |  | 2.17 | 2002-01-01 | [5 empty] | O.K. | #N/A | CHICOPEE HYDRO
1049 | COLLINS HYDRO | HD | SO |  | CPS | 50027 | 2002-01-01 | x | BE | 1.25 | 2002-01-01 |  |  |  | 1.25 | 2002-01-01 | [5 empty] | O.K. | #N/A | COLLINS HYDRO
1048 | WARE HYDRO | HD | SO |  | CPS | 50027 | 2002-01-01 | x | BE | 1.25 | 2002-01-01 |  |  |  | 1.25 | 2002-01-01 | [5 empty] | O.K. | #N/A | WARE HYDRO
1032 | BRIDGEPORT ENERGY 1 | CC | EMS |  | DETM | 50088 |  |  |  | 527.122 | 2000-09-19 |  |  |  | 447.878 | 2000-09-19 | [5 empty] | O.K. | BRIDGEPORT ENERGY 1 | #N/A
542 | GREATER PORTLAND RESOURCE RECOVERY | F | EMS | x | DETM | 50088 | 2001-01-01 |  | CMP | 13.398 | 2001-04-01 |  |  |  | 13.398 | 2001-04-01 | [5 empty] | ERR: check unit name in Lookups sheet | REGIONAL WASTE SYSTEMS | #N/A
1216 | MAINE INDEPENDENCE STATION | CC | EMS |  | DETM | 50088 |  |  |  | 543.718 | 2000-12-15 |  |  |  | 493.718 | 2000-08-10 | [5 empty] | O.K. | MAINE INDEPENDENCE STATION | #N/A
484 | MILLSTONE POINT 2 | N | EMS |  | DNC | 50435 | 2001-04-01 |  | CLP | 874.975 | 2001-03-14 |  |  |  | 869.403 | 2001-09-21 | [5 empty] | O.K. | MILLSTONE POINT 2 | #N/A
485 | MILLSTONE POINT 3 | N | EMS |  | DNC | 50435 | 2001-04-01 |  | NU | 1156.5 | 2001-01-04 |  |  |  | 1136.434 | 2001-07-23 | [5 empty] | O.K. | MILLSTONE POINT 3 | #N/A
1005 | DIGHTON POWER 1 | CC | EMS |  | DPA | 50035 |  |  |  | 188.107 | 2001-09-14 |  |  |  | 150.467 | 2001-09-14 | [5 empty] | O.K. | DIGHTON POWER 1 | #N/A
591 | S.D. WARREN-WESTBROOK | F | EMS |  | EEAC | 50362 | 2001-05-01 |  | EAC | 39.779 | 2000-09-15 |  |  |  | 39.779 | 2000-09-15 |  |  |  | 1 |  | O.K. | S.D. WARREN-WESTBROOK | #N/A
1259 | FORSTER STRONG | F | SO | x | EESI | 50373 |  |  |  | 0.11 | 2001-04-01 |  |  |  | 0.11 | 2001-04-01 | [5 empty] | O.K. | #N/A | FORSTER STRONG
537 | PILGRIM | N | EMS |  | ENGC | 50206 | 1999-09-25 |  | BE | 673.349 | 2000-01-01 |  |  |  | 666.678 | 2001-09-01 | [5 empty] | O.K. | PILGRIM | #N/A
324 | AETNA CAPITOL DISTRICT | CC | EMS |  | EPME | 50383 | 2001-11-08 |  | NU | 47.8 | 2001-03-14 |  |  |  | 41.72 | 2001-03-14 | [5 empty] | O.K. | AETNA CAPITOL DISTRICT | #N/A
1086 | BERKSHIRE POWER | CC | EMS |  | EPME | 50383 |  |  | EPPS | 263.024 | 2001-07-27 |  |  |  | 246.024 | 2001-07-27 | [5 empty] | O.K. | BERKSHIRE POWER | #N/A
754 | BAR MILLS | HD | EMS |  | FPL | 50086 | 2000-03-01 |  | CMP | 4 | 1999-05-01 |  |  |  | 4 | 1999-05-01 | [5 empty] | O.K. | BAR MILLS | #N/A
755 | BONNY EAGLE/W. BUXTON | HD | EMS |  | FPL | 50086 | 2000-03-01 |  | CMP | 17.5 | 1999-05-01 |  |  |  | 17.5 | 1999-05-01 | [5 empty] | O.K. | BONNY EAGLE/W. BUXTON | #N/A
358 | BRUNSWICK | HD | EMS |  | FPL | 50086 | 2000-03-01 |  | CMP | 20.2 | 1999-05-01 |  |  |  | 20.2 | 1999-05-01 | [5 empty] | O.K. | BRUNSWICK | #N/A
367 | CAPE GT 4 | G | EMS |  | FPL | 50086 | 2000-03-01 |  | CMP | 17.289 | 2000-06-01 |  |  |  | 13.203 | 2000-06-01 | [5 empty] | O.K. | CAPE GT 4 | #N/A
368 | CAPE GT 5 | G | EMS |  | FPL | 50086 | 2000-03-01 |  | CMP | 20.76 | 1999-05-01 |  |  |  | 16.31 | 1999-06-01 | [5 empty] | O.K. | CAPE GT 5 | #N/A
369 | CATARACT EAST | HD | EMS |  | FPL | 50086 | 2000-03-01 |  | CMP | 8 | 2001-11-01 |  |  |  | 8 | 2001-11-01 | [5 empty] | O.K. | CATARACT EAST | #N/A
758 | FT HALIFAX | HD | EMS |  | FPL | 50086 | 2000-03-01 |  | CMP | 1.8 | 1999-05-01 |  |  |  | 1.8 | 1999-05-01 | [5 empty] | O.K. | FT HALIFAX | #N/A
328 | GULF ISLAND COMPOSITE | HW | EMS |  | FPL | 50086 | 2000-03-01 |  | CMP | 32.97 | 1999-05-01 |  |  |  | 32.97 | 1999-05-01 | [5 empty] | O.K. | GULF ISLAND COMPOSITE | #N/A
432 | HARRIS 1 | HW | EMS |  | FPL | 50086 | 2000-03-01 |  | CMP | 16.776 | 2000-12-11 |  |  |  | 16.79 | 2000-08-01 | [5 empty] | O.K. | HARRIS 1 | #N/A
433 | HARRIS 2 | HW | EMS |  | FPL | 50086 | 2000-03-01 |  | CMP | 34.862 | 2000-12-11 |  |  |  | 34.948 | 2000-08-01 | [5 empty] | O.K. | HARRIS 2 | #N/A
434 | HARRIS 3 | HW | EMS |  | FPL | 50086 | 2000-03-01 |  | CMP | 34.16 | 2000-12-11 |  |  |  | 34.21 | 2000-08-01 | [5 empty] | O.K. | HARRIS 3 | #N/A
757 | HARRIS 4 | HW | EMS |  | FPL | 50086 | 2000-03-01 |  | CMP | 1.456 | 2000-12-11 |  |  |  | 1.436 | 2000-08-01 | [5 empty] | O.K. | HARRIS 4 | #N/A
440 | HIRAM | HD | EMS |  | FPL | 50086 | 2000-03-01 |  | CMP | 11.6 | 1999-05-01 |  |  |  | 11.6 | 1999-05-01 | [5 empty] | O.K. | HIRAM | #N/A
460 | LOCKWOOD | HD | EMS |  | FPL | 50086 | 2000-03-01 |  | CMP | 7.5 | 1999-05-01 |  |  |  | 7.5 | 1999-05-01 | [5 empty] | O.K. | LOCKWOOD | #N/A
469 | MASON 3 | F | EMS |  | FPL | 50086 | 1999-05-01 |  | CMP | 31.66 | 1999-05-01 |  |  |  | 32.114 | 2001-09-20 | [5 empty] | O.K. | MASON 3 | #N/A
470 | MASON 4 | F | EMS |  | FPL | 50086 | 1999-05-01 |  | CMP | 32.669 | 2001-01-12 |  |  |  | 32.748 | 2000-09-20 | [5 empty] | O.K. | MASON 4 | #N/A
471 | MASON 5 | F | EMS |  | FPL | 50086 | 1999-05-01 |  | CMP | 33.23 | 1999-05-01 |  |  |  | 32.967 | 1999-09-27 | [5 empty] | O.K. | MASON 5 | #N/A
759 | MESSALONSKEE COMPOSITE | HD | EMS |  | FPL | 50086 | 2000-03-01 |  | CMP | 4.4 | 2001-12-07 |  |  |  | 4.34 | 1999-05-01 | [5 empty] | O.K. | MESSALONSKEE COMPOSITE | #N/A
495 | MONTY | HD | EMS |  | FPL | 50086 | 2000-03-01 |  | CMP | 28 | 1999-05-01 |  |  |  | 22.83 | 1999-05-01 | [5 empty] | O.K. | MONTY | #N/A
760 | NORTH GORHAM | HD | EMS |  | FPL | 50086 | 2000-03-01 |  | CMP | 1.94 | 1999-05-01 |  |  |  | 1.56 | 1999-05-01 | [5 empty] | O.K. | NORTH GORHAM | #N/A
761 | SHAWMUT | HD | EMS |  | FPL | 50086 | 2000-03-01 |  | CMP | 9.5 | 1999-05-01 |  |  |  | 9.5 | 1999-05-01 | [5 empty] | O.K. | SHAWMUT | #N/A
569 | SKELTON | HW | EMS |  | FPL | 50086 | 2000-03-01 |  | CMP | 19.704 | 2000-12-06 |  |  |  | 19.415 | 2000-08-09 | [5 empty] | O.K. | SKELTON | #N/A
617 | WESTON | HD | EMS |  | FPL | 50086 | 2000-03-01 |  | CMP | 13.2 | 1999-05-01 |  |  |  | 13.2 | 1999-05-01 | [5 empty] | O.K. | WESTON | #N/A
621 | WILLIAMS | HD | EMS |  | FPL | 50086 | 2000-03-01 |  | CMP | 14.9 | 1999-05-01 |  |  |  | 14.9 | 1999-05-01 | [5 empty] | O.K. | WILLIAMS | #N/A
636 | WYMAN HYDRO 1 | HW | EMS |  | FPL | 50086 | 2000-03-01 |  | CMP | 27.362 | 2001-08-01 |  |  |  | 27.362 | 2001-08-01 | [5 empty] | O.K. | WYMAN HYDRO 1 | #N/A
637 | WYMAN HYDRO 2 | HW | EMS |  | FPL | 50086 | 2000-03-01 |  | CMP | 29.866 | 2001-08-01 |  |  |  | 29.866 | 2001-08-01 | [5 empty] | O.K. | WYMAN HYDRO 2 | #N/A
638 | WYMAN HYDRO 3 | HW | EMS |  | FPL | 50086 | 2000-03-01 |  | CMP | 25.728 | 2001-08-01 |  |  |  | 25.728 | 2001-08-01 | [5 empty] | O.K. | WYMAN HYDRO 3 | #N/A
639 | YARMOUTH 1 | F | EMS |  | FPL | 50086 | 1999-05-01 |  | CMP | 53.5 | 1999-05-01 |  |  |  | 52.252 | 2001-10-24 | [5 empty] | O.K. | YARMOUTH 1 | #N/A
640 | YARMOUTH 2 | F | EMS |  | FPL | 50086 | 1999-05-01 |  | CMP | 53.5 | 1999-05-01 |  |  |  | 52.27 | 1999-09-27 | [5 empty] | O.K. | YARMOUTH 2 | #N/A
641 | YARMOUTH 3 | F | EMS |  | FPL | 50086 | 1999-05-01 |  | CMP | 119 | 1999-05-01 |  |  |  | 117.048 | 2001-07-25 | [5 empty] | O.K. | YARMOUTH 3 | #N/A
642 | YARMOUTH 4 | F | EMS |  | FPL | 50086 | 1999-05-01 |  | CMP | 615.72 | 2001-01-24 |  |  |  | 609.17 | 2001-09-20 | [5 empty] | O.K. | YARMOUTH 4 | #N/A
786 | KEZAR LEDGEMERE COMPOSITE | HD | SO |  | FPL | 50086 | 1999-05-01 |  | CMP | 1.17 | 2000-04-01 | m | 1.34 | -0.17 | 0.56 | 2000-04-01 | [5 empty] | O.K. | #N/A | KEZAR LEDGEMERE COMPOSITE
787 | LEWISTON CANAL COMPOSITE | HD | SO |  | FPL | 50086 | 1999-05-01 |  | CMP | 6.94 | 2000-04-01 |  |  |  | 0 | 2000-04-01 | [5 empty] | O.K. | #N/A | LEWISTON CANAL COMPOSITE
849 | CRESCENT DAM | HD | SO |  | GELD | 40 |  |  |  | 1 | 2000-04-01 |  |  |  | 0.85 | 2000-04-01 | [5 empty] | O.K. | #N/A | CRESCENT DAM
850 | GLENDALE HYDRO | HD | SO |  | GELD | 40 |  |  |  | 1 | 2000-04-01 |  |  |  | 0.84 | 2000-04-01 | [5 empty] | O.K. | #N/A | GLENDALE HYDRO
951 | BALTIC MILLS - QF | HD | SO |  | GSEC | 159 |  |  |  | 0.104 | 2000-04-01 |  |  |  | 0.104 | 2000-04-01 | [5 empty] | O.K. | #N/A | BALTIC MILLS - QF
769 | HADLEY FALLS 1&2 | HD | EMS |  | HGE | 44 | 2001-12-14 | x | SEI | 31.5 | 1999-05-01 |  |  |  | 31.5 | 1999-05-01 | [5 empty] | O.K. | HADLEY FALLS 1&2 | #N/A
437 | HOLYOKE 6/CABOT 6 | F | EMS |  | HGE | 44 |  |  |  | 6 | 1999-05-01 |  |  |  | 8.756 | 2000-10-05 | [5 empty] | O.K. | HOLYOKE 6/CABOT 6 | #N/A
438 | HOLYOKE 8/CABOT 8 | F | EMS |  | HGE | 44 |  |  |  | 9 | 1999-05-01 |  |  |  | 8.704 | 2000-10-01 | [5 empty] | O.K. | HOLYOKE 8/CABOT 8 | #N/A
957 | HG&E HYDRO/CABOT 1-4 | HD | SO |  | HGE | 44 |  |  |  | 2.05 | 2000-04-01 |  |  |  | 2.1 | 2000-04-01 | [5 empty] | O.K. | #N/A | HG&E HYDRO/CABOT 1-4
442 | CHERRY STREET 7-12 | D | EMS |  | HLP | 45 |  |  |  | 19.25 | 2001-03-02 |  |  |  | 17.4 | 2000-07-27 | [5 empty] | O.K. | CHERRY STREET 7-12 | #N/A
852 | SOUTH BARRE HYDRO | HD | SO |  | HMLD | 43 |  |  |  | 0.14 | 2000-05-01 |  |  |  | 0.13 | 2000-05-01 | [5 empty] | O.K. | #N/A | SOUTH BARRE HYDRO
853 | WEBSTER HYDRO | HD | SO |  | HMLD | 43 |  |  |  | 0.29 | 2000-05-01 |  |  |  | 0 | 2000-05-01 | [5 empty] | O.K. | #N/A | WEBSTER HYDRO
1224 | RANDOLPH/BFG ELECTRIC FACILITY | D | SO |  | HMLP | 42 |  |  |  | 2.434 | 2001-09-01 | m | 2.497 | -0.063 | 2.497 | 2001-09-01 | [5 empty] | O.K. | #N/A | RANDOLPH/BFG ELECTRIC FACILITY
1288 | BUCKSPORT ENERGY | G | EMS |  | HQE | 50084 | 2001-01-01 |  | HQE | 193.13 | 2001-01-01 |  |  |  | 164.757 | 2001-01-01 | [5 empty] | ERR: check unit name in Lookups sheet | BUCKSPORT ENERGY 4 | #N/A
1067 | IPSWICH #1 | D | SO |  | IMLD | 73 |  |  |  | 1.25 | 2000-04-01 |  |  |  | 1.25 | 2000-04-01 | [5 empty] | O.K. | #N/A | IPSWICH #1
1073 | IPSWICH #10 | D | SO |  | IMLD | 73 |  |  |  | 1.25 | 2000-04-01 |  |  |  | 1.25 | 2000-04-01 | [5 empty] | O.K. | #N/A | IPSWICH #10
1074 | IPSWICH #11 | D | SO |  | IMLD | 73 |  |  |  | 1.25 | 2000-04-01 |  |  |  | 1.25 | 2000-04-01 | [5 empty] | O.K. | #N/A | IPSWICH #11
1075 | IPSWICH #12 | D | SO |  | IMLD | 73 |  |  |  | 1.25 | 2000-04-01 |  |  |  | 1.25 | 2000-04-01 | [5 empty] | O.K. | #N/A | IPSWICH #12
1068 | IPSWICH #2 | D | SO |  | IMLD | 73 |  |  |  | 1.36 | 2000-04-01 |  |  |  | 1.36 | 2000-04-01 | [5 empty] | O.K. | #N/A | IPSWICH #2
1124 | IPSWICH #3 & #4 | D | SO |  | IMLD | 73 |  |  |  | 1.2 | 2000-04-01 |  |  |  | 1.2 | 2000-04-01 | [5 empty] | O.K. | #N/A | IPSWICH #3 & #4
1069 | IPSWICH #6 | D | SO |  | IMLD | 73 |  |  |  | 1.14 | 2000-04-01 |  |  |  | 1.14 | 2000-04-01 | [5 empty] | O.K. | #N/A | IPSWICH #6
1070 | IPSWICH #7 | D | SO |  | IMLD | 73 |  |  |  | 1.36 | 2000-04-01 |  |  |  | 1.36 | 2000-04-01 | [5 empty] | O.K. | #N/A | IPSWICH #7
1071 | IPSWICH #8 | D | SO |  | IMLD | 73 |  |  |  | 1.14 | 2000-04-01 |  |  |  | 1.14 | 2000-04-01 | [5 empty] | O.K. | #N/A | IPSWICH #8
1072 | IPSWICH #9 | D | SO |  | IMLD | 73 |  |  |  | 1.36 | 2000-04-01 |  |  |  | 1.36 | 2000-04-01 | [5 empty] | O.K. | #N/A | IPSWICH #9
446 | INDECK JONESBORO | F | EMS |  | INDCK | 86 |  |  |  | 26.15 | 2001-03-14 |  |  |  | 26.863 | 2001-03-14 | [5 empty] | O.K. | INDECK JONESBORO | #N/A
445 | INDECK WEST ENFIELD | F | EMS |  | INDCK | 86 |  |  |  | 25.775 | 2001-06-16 |  |  |  | 25.179 | 2001-09-11 | [5 empty] | O.K. | INDECK WEST ENFIELD | #N/A
535 | PEPPERELL | CC | EMS |  | IPPAI | 48 |  |  |  | 40.115 | 2001-03-06 |  |  |  | 33.135 | 2001-03-06 | [5 empty] | O.K. | PEPPERELL | #N/A
792 | CENTENNIAL HYDRO | HD | SO |  | LELWD | 75 |  |  |  | 0.29 | 2000-04-01 |  |  |  | 0.4 | 2000-04-01 | [5 empty] | O.K. | #N/A | CENTENNIAL HYDRO
793 | METHUEN HYDRO | HD | SO |  | LELWD | 75 |  |  |  | 0.09 | 2000-04-01 |  |  |  | 0.12 | 2000-04-01 | [5 empty] | O.K. | #N/A | METHUEN HYDRO
794 | MINNEWAWA | HD | SO |  | LELWD | 75 |  |  |  | 0.48 | 2000-04-01 |  |  |  | 0 | 2000-04-01 | [5 empty] | O.K. | #N/A | MINNEWAWA
795 | RIVER MILL HYDRO | HD | SO |  | LELWD | 75 |  |  |  | 0.11 | 2000-04-01 |  |  |  | 0.08 | 2000-04-01 | [5 empty] | O.K. | #N/A | RIVER MILL HYDRO
953 | ATTLEBORO LANDFILL - QF | F | SO | x | MEC | 50075 |  |  |  | 1.37 | 2001-03-01 |  |  |  | 1.37 | 2001-03-01 | [5 empty] | O.K. | #N/A | ATTLEBORO LANDFILL - QF
1122 | CASCADE-DIAMOND-QF | HD | SO |  | MEC | 50075 |  |  |  | 0 | 2000-04-01 |  |  |  | 0 | 2000-04-01 | [5 empty] | O.K. | #N/A | CASCADE-DIAMOND-QF
1060 | GE LYNN EXCESS | F | SO | x | MEC | 50075 |  |  |  | 1.806 | 2001-03-01 |  |  |  | 1.806 | 2001-03-01 | [5 empty] | O.K. | #N/A | GE LYNN EXCESS
950 | LP ATHOL - QF | HD | SO |  | MEC | 50075 |  |  |  | 0.03 | 2000-04-01 |  |  |  | 0.03 | 2000-04-01 | [5 empty] | O.K. | #N/A | LP ATHOL - QF
946 | MERRIMAC PAPER - QF | HD | SO |  | MEC | 50075 |  |  |  | 0.003 | 2000-04-01 |  |  |  | 0.003 | 2000-04-01 | [5 empty] | O.K. | #N/A | MERRIMAC PAPER - QF
954 | MM LOWELL LANDFILL - QF | F | SO | x | MEC | 50075 |  |  |  | 1.093 | 2001-03-01 |  |  |  | 1.093 | 2001-03-01 | [5 empty] | O.K. | #N/A | MM LOWELL LANDFILL - QF
948 | PEPPERELL PAPER - QF | HD | SO |  | MEC | 50075 |  |  |  | 0.028 | 2000-04-01 |  |  |  | 0.028 | 2000-04-01 | [5 empty] | O.K. | #N/A | PEPPERELL PAPER - QF
947 | RIVERDALE MILLS - QF | HD | SO |  | MEC | 50075 |  |  |  | 0.001 | 2000-04-01 |  |  |  | 0.001 | 2000-04-01 | [5 empty] | O.K. | #N/A | RIVERDALE MILLS - QF
1495 | SOUTHBRIDGE P&T QF | F | SO | x | MEC | 50075 |  |  | MEC | 0 | 2001-06-18 | 0 |  |  | 0 | 2001-06-18 | 0 |  |  |  |  | ERR: check unit name in Lookups sheet | #N/A | #N/A
956 | WARE COGEN - QF | F | SO | x | MEC | 50075 |  |  |  | 0 | 2001-03-01 |  |  |  | 0 | 2001-03-01 | [5 empty] | O.K. | #N/A | WARE COGEN - QF
1044 | COMMERCIAL ST 2 | D | SO |  | MMLD | 78 |  |  |  | 1 | 2000-04-01 |  |  |  | 1 | 2000-04-01 | [5 empty] | O.K. | #N/A | COMMERCIAL ST 2
1045 | WILKINS ST #1 | D | SO |  | MMLD | 78 |  |  |  | 2.5 | 2000-04-01 |  |  |  | 2.5 | 2000-04-01 | [5 empty] | O.K. | #N/A | WILKINS ST #1
1046 | WILKINS ST #2 | D | SO |  | MMLD | 78 |  |  |  | 2.5 | 2000-04-01 |  |  |  | 2.5 | 2000-04-01 | [5 empty] | O.K. | #N/A | WILKINS ST #2
1656 | HULL WIND TURBINE | HD | EMS |  | MMWEC | 76 |  |  | New Unit | 0.165 | 2001-12-15 |  |  |  | 0.165 | 2001-12-15
583 | STONY BROOK 2A | G | EMS |  | MMWEC | 76 |  |  |  | 90 | 2001-05-23 |  |  |  | 70 | 2001-05-23 | [5 empty] | O.K. | STONY BROOK 2A | #N/A
584 | STONY BROOK 2B | G | EMS |  | MMWEC | 76 |  |  |  | 90 | 2001-05-23 |  |  |  | 70 | 2001-05-23 | [5 empty] | O.K. | STONY BROOK 2B | #N/A
1185 | STONY BROOK GT1A | G | EMS |  | MMWEC | 76 |  |  |  | 119 | 2001-08-31 |  |  |  | 104 | 2001-08-31 | [5 empty] | O.K. | STONY BROOK GT1A | #N/A
1186 | STONY BROOK GT1B | G | EMS |  | MMWEC | 76 |  |  |  | 116 | 1999-11-01 |  |  |  | 100 | 2001-08-31 | [5 empty] | O.K. | STONY BROOK GT1B | #N/A
1187 | STONY BROOK GT1C | G | EMS |  | MMWEC | 76 |  |  |  | 119 | 2001-08-31 |  |  |  | 104 | 2001-08-31 | [5 empty] | O.K. | STONY BROOK GT1C | #N/A
612 | WATERS RIVER JET 1 | J | EMS |  | MMWEC | 76 |  |  |  | 20 | 1999-05-01 |  |  |  | 14 | 1999-05-01 | [5 empty] | O.K. | WATERS RIVER JET 1 | #N/A
613 | WATERS RIVER JET 2 | J | EMS |  | MMWEC | 76 |  |  |  | 45.556 | 2001-08-17 |  |  |  | 30.256 | 2001-08-17 | [5 empty] | O.K. | WATERS RIVER JET 2 | #N/A
486 | MILFORD POWER | CC | EMS |  | MPLP | 109 |  |  |  | 170.73 | 1999-05-01 |  |  |  | 149 | 2000-04-14 | [5 empty] | O.K. | MILFORD POWER | #N/A
1258 | BHE SMALL HYDRO COMPOSITE | HD | SO |  | MSCG | 85 |  |  |  | 2.087 | 2000-04-01 |  |  |  | 2.087 | 2000-04-01 | [5 empty] | O.K. | #N/A | BHE SMALL HYDRO COMPOSITE
952 | PONTIAC ENERGY - QF | F | SO | x | NEC | 156 |  |  |  | 0.185 | 2001-03-01 |  |  |  | 0.185 | 2001-03-01 | [5 empty] | O.K. | #N/A | PONTIAC ENERGY - QF
949 | VALLEY HYDRO - QF | HD | SO |  | NEC | 156 |  |  |  | 0.205 | 2000-04-01 |  |  |  | 0.205 | 2000-04-01 | [5 empty] | O.K. | #N/A | VALLEY HYDRO - QF
1054 | BLACKSTONE HYDRO ASSOC | HD | SO |  | NEP | 81 | 2000-04-01 |  | EUA | 0 | 2000-04-01 |  |  |  | 0 | 2000-04-01 | [5 empty] | O.K. | #N/A | BLACKSTONE HYDRO ASSOC
1057 | BLACKSTONE HYDRO TUPP LOAD | HD | SO |  | NEP | 81 | 2000-04-01 |  | EUA | 0 | 2000-04-01 |  |  |  | 0 | 2000-04-01 | [5 empty] | O.K. | #N/A | BLACKSTONE HYDRO TUPP LOAD
1024 | BUNKER RD #1 DIESEL | D | SO |  | NEP | 81 |  |  |  | 0 | 2000-04-01 |  |  |  | 0 | 2000-04-01 | [5 empty] | O.K. | #N/A | BUNKER RD #1 DIESEL
1028 | BUNKER RD #12 GAS TURB | G | SO |  | NEP | 81 |  |  |  | 0 | 2000-04-01 |  |  |  | 0 | 2000-04-01 | [5 empty] | O.K. | #N/A | BUNKER RD #12 GAS TURB
1029 | BUNKER RD #13 GAS TURB | G | SO |  | NEP | 81 |  |  |  | 0 | 2000-04-01 |  |  |  | 0 | 2000-04-01 | [5 empty] | O.K. | #N/A | BUNKER RD #13 GAS TURB
1025 | BUNKER RD #2 DIESEL | D | SO |  | NEP | 81 |  |  |  | 0 | 2000-04-01 |  |  |  | 0 | 2000-04-01 | [5 empty] | O.K. | #N/A | BUNKER RD #2 DIESEL
1026 | BUNKER RD #3 DIESEL | D | SO |  | NEP | 81 |  |  |  | 0 | 2000-04-01 |  |  |  | 0 | 2000-04-01 | [5 empty] | O.K. | #N/A | BUNKER RD #3 DIESEL
1027 | BUNKER RD #4 DIESEL | D | SO |  | NEP | 81 |  |  |  | 0 | 2000-04-01 |  |  |  | 0 | 2000-04-01 | [5 empty] | O.K. | #N/A | BUNKER RD #4 DIESEL
1300 | BUNKER ROAD #10 DIESEL LOAD U5 | D | SO |  | NEP | 81 |  |  |  | 0 | 2000-04-01 |  |  |  | 0 | 2000-04-01 | [5 empty] | O.K. | #N/A | BUNKER ROAD #10 DIESEL LOAD U5
1301 | BUNKER ROAD #11 DIESEL LOAD U5 | D | SO |  | NEP | 81 |  |  |  | 0 | 2000-07-01 |  |  |  | 0 | 2000-07-01 | [5 empty] | O.K. | #N/A | BUNKER ROAD #11 DIESEL LOAD U5
1056 | ROOSEVELT HYDRO | HD | SO |  | NEP | 81 | 2000-04-01 |  | EUA | 0 | 2000-04-01 |  |  |  | 0 | 2000-04-01 | [5 empty] | O.K. | #N/A | ROOSEVELT HYDRO
1055 | WOONSOCKET HYDRO | HD | SO |  | NEP | 81 | 2000-04-01 |  | EUA | 0 | 2000-04-01 |  |  |  | 0 | 2000-04-01 | [5 empty] | O.K. | #N/A | WOONSOCKET HYDRO
715 | ROCHESTER LANDFILL | F | EMS |  | NHEC | 157 |  |  |  | 4.98 | 1999-05-01 |  |  |  | 4.9 | 1999-05-01 | [5 empty] | O.K. | ROCHESTER LANDFILL | #N/A
355 | BRANFORD 10 | J | EMS |  | NRGPM | 50192 | 2000-01-01 |  | NU | 21.284 | 2001-03-15 |  |  |  | 16.174 | 2001-03-15 | [5 empty] | O.K. | BRANFORD 10 | #N/A
370 | COS COB 10 | J | EMS |  | NRGPM | 50192 | 2000-01-01 |  | NU | 23.728 | 2001-09-11 |  |  |  | 18.828 | 2001-09-11 | [5 empty] | O.K. | COS COB 10 | #N/A
371 | COS COB 11 | J | EMS |  | NRGPM | 50192 | 2000-01-01 |  | NU | 23.229 | 2001-09-21 |  |  |  | 18.239 | 2001-09-21 | [5 empty] | O.K. | COS COB 11 | #N/A
372 | COS COB 12 | J | EMS |  | NRGPM | 50192 | 2000-01-01 |  | NU | 23.56 | 2001-09-11 |  |  |  | 18.66 | 2001-09-11 | [5 empty] | O.K. | COS COB 12 | #N/A
396 | DEVON 10 | J | EMS |  | NRGPM | 50192 | 2000-01-01 |  | NU | 19.2 | 1999-05-01 |  |  |  | 17.2 | 1999-05-01 | [5 empty] | O.K. | DEVON 10 | #N/A
397 | DEVON 11 | G | EMS |  | NRGPM | 50192 | 2000-01-01 |  | NU | 40.126 | 2001-01-26 |  |  |  | 30.606 | 2001-01-26 | [5 empty] | O.K. | DEVON 11 | #N/A
398 | DEVON 12 | G | EMS |  | NRGPM | 50192 | 2000-01-01 |  | NU | 40.042 | 2001-01-26 |  |  |  | 30.832 | 2001-01-26 | [5 empty] | O.K. | DEVON 12 | #N/A
399 | DEVON 13 | G | EMS |  | NRGPM | 50192 | 2000-01-01 |  | NU | 39.917 | 2001-01-26 |  |  |  | 30.917 | 2001-01-26 | [5 empty] | O.K. | DEVON 13 | #N/A
400 | DEVON 14 | G | EMS |  | NRGPM | 50192 | 2000-01-01 |  | NU | 41.37 | 1999-09-29 |  |  |  | 30.8 | 1999-06-01 | [5 empty] | O.K. | DEVON 14 | #N/A
390 | DEVON 7 | F | EMS |  | NRGPM | 50192 | 2000-01-01 |  | NU | 109 | 1999-05-01 |  |  |  | 107 | 1999-05-01 | [5 empty] | O.K. | DEVON 7 | #N/A
391 | DEVON 8 | F | EMS |  | NRGPM | 50192 | 2000-01-01 |  | NU | 106.189 | 2001-03-19 |  |  |  | 106.844 | 2000-08-22 | [5 empty] | O.K. | DEVON 8 | #N/A
420 | FRANKLIN DRIVE 10 | J | EMS |  | NRGPM | 50192 | 2000-01-01 |  | NU | 20.952 | 2001-03-15 |  |  |  | 15.842 | 2001-03-15 | [5 empty] | O.K. | FRANKLIN DRIVE 10 | #N/A
479 | MIDDLETOWN 1 | F | EMS |  | NRGPM | 50192 | 2000-01-01 |  | NU | 0 | 1999-10-01 |  |  |  | 0 | 2000-06-01 | [5 empty] | O.K. | MIDDLETOWN 1 | #N/A
478 | MIDDLETOWN 10 | J | EMS |  | NRGPM | 50192 | 2000-01-01 |  | NU | 22.1 | 2001-03-07 |  |  |  | 17.2 | 1999-05-01 | [5 empty] | O.K. | MIDDLETOWN 10 | #N/A
480 | MIDDLETOWN 2 | F | EMS |  | NRGPM | 50192 | 2000-01-01 |  | NU | 120 | 1999-05-01 |  |  |  | 117 | 1999-05-01 | [5 empty] | O.K. | MIDDLETOWN 2 | #N/A
481 | MIDDLETOWN 3 | F | EMS |  | NRGPM | 50192 | 2000-01-01 |  | NU | 245 | 1999-05-01 |  |  |  | 236 | 1999-05-01 | [5 empty] | O.K. | MIDDLETOWN 3 | #N/A
482 | MIDDLETOWN 4 | F | EMS |  | NRGPM | 50192 | 2000-01-01 |  | NU | 402 | 1999-05-01 |  |  |  | 400 | 1999-05-01 | [5 empty] | O.K. | MIDDLETOWN 4 | #N/A
492 | MONTVILLE 10 and 11 | D | EMS |  | NRGPM | 50192 | 2000-01-01 |  | NU | 5.483 | 2001-01-23 |  |  |  | 5.296 | 2000-06-01 | [5 empty] | O.K. | MONTVILLE 10 and 11 | #N/A
493 | MONTVILLE 5 | F | EMS |  | NRGPM | 50192 | 2000-01-01 |  | NU | 81.59 | 1999-10-01 |  |  |  | 81 | 2000-09-29 | [5 empty] | O.K. | MONTVILLE 5 | #N/A
494 | MONTVILLE 6 | F | EMS |  | NRGPM | 50192 | 2000-01-01 |  | NU | 409.913 | 2000-12-06 |  |  |  | 409.616 | 2001-08-16 | [5 empty] | O.K. | MONTVILLE 6 | #N/A
519 | NORWALK HARBOR 1 | F | EMS |  | NRGPM | 50192 | 2000-01-01 |  | NU | 164 | 2001-07-31 |  |  |  | 162 | 1999-05-01 | [5 empty] | O.K. | NORWALK HARBOR 1 | #N/A
521 | NORWALK HARBOR 10 (3) | J | EMS |  | NRGPM | 50192 | 2000-01-01 |  | NU | 16.731 | 2000-09-12 |  |  |  | 11.531 | 2000-09-12 | [5 empty] | O.K. | NORWALK HARBOR 10 (3) | #N/A
520 | NORWALK HARBOR 2 | F | EMS |  | NRGPM | 50192 | 2000-01-01 |  | NU | 170.267 | 2001-06-27 |  |  |  | 168 | 1999-05-01 | [5 empty] | O.K. | NORWALK HARBOR 2 | #N/A
577 | SOMERSET 6 | F | EMS |  | NRGPM | 50192 | 1999-07-03 |  | CPS | 108.245 | 2001-02-15 |  |  |  | 105.599 | 2001-09-11 | [5 empty] | O.K. | SOMERSET 6 | #N/A
579 | SOMERSET JET 2 | J | EMS |  | NRGPM | 50192 | 1999-07-03 |  | CPS | 23 | 1999-05-01 |  |  |  | 18.3 | 1999-05-01 | [5 empty] | O.K. | SOMERSET JET 2 | #N/A
595 | TORRINGTON TERMINAL 10 | J | EMS |  | NRGPM | 50192 | 2000-01-01 |  | NU | 21.142 | 2001-03-15 |  |  |  | 16.032 | 2001-03-15 | [5 empty] | O.K. | TORRINGTON TERMINAL 10 | #N/A
594 | AES THAMES | F | EMS |  | NU | 112 |  |  |  | 182.15 | 1999-05-01 |  |  |  | 181 | 1999-05-01 | [5 empty] | O.K. | AES THAMES | #N/A
327 | AMOSKEAG | HD | EMS |  | NU | 112 |  |  |  | 17.5 | 1999-05-01 |  |  |  | 17.5 | 1999-05-01 | [5 empty] | O.K. | AMOSKEAG | #N/A
330 | AYERS ISLAND | HD | EMS |  | NU | 112 |  |  |  | 9.08 | 1999-05-01 |  |  |  | 9.08 | 1999-05-01 | [5 empty] | O.K. | AYERS ISLAND | #N/A
337 | BETHLEHEM | F | EMS |  | NU | 112 |  |  |  | 15.7 | 1999-05-01 |  |  |  | 15.75 | 2001-08-28 | [5 empty] | O.K. | BETHLEHEM | #N/A
342 | BIO ENERGY | F | EMS |  | NU | 112 |  |  |  | 11 | 2001-12-01 |  |  |  | 11 | 2001-08-01 | [5 empty] | O.K. | BIO ENERGY | #N/A
357 | BRIDGEWATER | F | EMS |  | NU | 112 |  |  |  | 15.552 | 2001-02-23 |  |  |  | 15.75 | 2001-08-28 | [5 empty] | O.K. | BRIDGEWATER | #N/A
356 | BRISTOL REFUSE | F | EMS |  | NU | 112 |  |  |  | 12.736 | 2001-03-07 |  |  |  | 13.2 | 1999-05-01 | [5 empty] | O.K. | BRISTOL REFUSE | #N/A
389 | DERBY DAM | HD | EMS |  | NU | 112 |  |  |  | 7.05 | 2001-04-20 |  |  |  | 7.05 | 2001-04-20 | [5 empty] | ERR: check unit name in Lookups sheet | #N/A | #N/A
392 | DEXTER | CC | EMS |  | NU | 112 |  |  |  | 39 | 1999-05-01 |  |  |  | 38 | 1999-05-01 | [5 empty] | O.K. | DEXTER | #N/A
401 | EASTMAN FALLS | HD | EMS |  | NU | 112 |  |  |  | 6.47 | 1999-05-01 |  |  |  | 6.47 | 1999-05-01 | [5 empty] | O.K. | EASTMAN FALLS | #N/A
768 | GARVINS/HOOKSETT | HD | EMS |  | NU | 112 |  |  |  | 14 | 1999-05-01 |  |  |  | 14 | 1999-05-01 | [5 empty] | O.K. | GARVINS/HOOKSETT | #N/A
427 | GORHAM | HD | EMS |  | NU | 112 |  |  |  | 2.05 | 1999-05-01 |  |  |  | 2.05 | 1999-05-01 | [5 empty] | O.K. | GORHAM | #N/A
436 | HEMPHILL 1 | F | EMS |  | NU | 112 |  |  |  | 14.295 | 2001-02-23 |  |  |  | 14.13 | 2001-08-28 | [5 empty] | O.K. | HEMPHILL 1 | #N/A
449 | JACKMAN | HW | EMS |  | NU | 112 |  |  |  | 3.46 | 2001-02-01 |  |  |  | 3.585 | 2001-08-01 | [5 empty] | O.K. | JACKMAN | #N/A
462 | LISBON RESOURCE RECOVERY | F | EMS |  | NU | 112 |  |  |  | 13.036 | 2001-02-20 |  |  |  | 12.961 | 2001-09-19 | [5 empty] | O.K. | LISBON RESOURCE RECOVERY | #N/A
464 | LOST NATION | G | EMS |  | NU | 112 |  |  |  | 19.3 | 1999-05-01 |  |  |  | 14.1 | 1999-05-01 | [5 empty] | O.K. | LOST NATION | #N/A
489 | MERRIMACK 1 | F | EMS |  | NU | 112 |  |  |  | 120.425 | 2001-01-23 |  |  |  | 112.5 | 1999-05-01 | [5 empty] | O.K. | MERRIMACK 1 | #N/A
490 | MERRIMACK 2 | F | EMS |  | NU | 112 |  |  |  | 320 | 2001-03-20 |  |  |  | 320 | 1999-05-01 | [5 empty] | O.K. | MERRIMACK 2 | #N/A
382 | MERRIMACK CT1 | J | EMS |  | NU | 112 |  |  |  | 21.825 | 2000-09-18 |  |  |  | 16.975 | 2000-09-18 | [5 empty] | O.K. | MERRIMACK CT1 | #N/A
383 | MERRIMACK CT2 | J | EMS |  | NU | 112 |  |  |  | 21.304 | 2000-06-01 |  |  |  | 16.804 | 2000-06-01 | [5 empty] | O.K. | MERRIMACK CT2 | #N/A
508 | NEWINGTON 1 | F | EMS |  | NU | 112 |  |  |  | 400.2 | 2001-07-20 |  |  |  | 400.2 | 2001-07-20 | [5 empty] | O.K. | NEWINGTON 1 | #N/A
544 | RAINBOW | HD | EMS |  | NU | 112 |  |  |  | 8.2 | 1999-05-01 |  |  |  | 8.2 | 1999-05-01 | [5 empty] | O.K. | RAINBOW | #N/A
556 | SCHILLER 4 | F | EMS |  | NU | 112 |  |  |  | 48 | 1999-05-01 |  |  |  | 47.5 | 1999-05-01 | [5 empty] | O.K. | SCHILLER 4 | #N/A
557 | SCHILLER 5 | F | EMS |  | NU | 112 |  |  |  | 49.6 | 1999-05-01 |  |  |  | 47.238 | 2000-09-12 | [5 empty] | O.K. | SCHILLER 5 | #N/A
558 | SCHILLER 6 | F | EMS |  | NU | 112 |  |  |  | 48.58 | 1999-10-01 |  |  |  | 47.938 | 2000-09-06 | [5 empty] | O.K. | SCHILLER 6 | #N/A
559 | SCHILLER CT 1 | J | EMS |  | NU | 112 |  |  |  | 18 | 1999-05-01 |  |  |  | 17 | 1999-05-01 | [5 empty] | O.K. | SCHILLER CT 1 | #N/A
562 | SECREC-PRESTON | F | EMS |  | NU | 112 |  |  |  | 17.07 | 2001-04-16 |  |  |  | 16.011 | 2001-08-08 | [5 empty] | O.K. | SECREC-PRESTON | #N/A
767 | SES CONCORD | F | EMS |  | NU | 112 |  |  |  | 12.761 | 2001-02-23 |  |  |  | 12.693 | 2001-09-19 | [5 empty] | O.K. | SES CONCORD | #N/A
570 | SMITH | HD | EMS |  | NU | 112 |  |  |  | 14.18 | 1999-05-01 | m | 14.81 | -0.63 | 11.32 | 1999-05-01 | [5 empty] | O.K. | SMITH | #N/A
580 | SO. MEADOW 5 | F | EMS |  | NU | 112 |  |  |  | 29.23 | 1999-10-01 |  |  |  | 28.55 | 1999-05-01 | [5 empty] | O.K. | SO. MEADOW 5 | #N/A
581 | SO. MEADOW 6 | F | EMS |  | NU | 112 |  |  |  | 30.445 | 1999-05-01 |  |  |  | 28.55 | 1999-05-01 | [5 empty] | O.K. | SO. MEADOW 6 | #N/A
582 | SPRINGFIELD REFUSE | F | EMS |  | NU | 112 |  |  |  | 6 | 1999-05-01 |  |  |  | 6 | 1999-05-01 | [5 empty] | O.K. | SPRINGFIELD REFUSE | #N/A
592 | TAMWORTH | F | EMS |  | NU | 112 |  |  |  | 21 | 1999-05-01 |  |  |  | 21 | 2001-08-28 | [5 empty] | O.K. | TAMWORTH | #N/A
623 | WALLINGFORD REFUSE | F | EMS |  | NU | 112 |  |  |  | 6.9 | 1999-05-01 |  |  |  | 6.35 | 1999-05-01 | [5 empty] | O.K. | WALLINGFORD REFUSE | #N/A
619 | WHITE LAKE JET | J | EMS |  | NU | 112 |  |  |  | 22.363 | 2001-03-14 |  |  |  | 17.055 | 2000-06-01 | [5 empty] | O.K. | WHITE LAKE JET | #N/A
618 | WHITEFIELD PWR and LGT | F | EMS |  | NU | 112 |  |  |  | 14.4 | 1999-05-01 |  |  |  | 14.383 | 2001-08-28 | [5 empty] | O.K. | WHITEFIELD PWR and LGT | #N/A
555 | SEABROOK | N | EMS |  | NU_NAESCO | 50258 | 1999-05-11 |  | NU | 1160.55 | 2001-11-21 |  |  |  | 1161 | 2001-07-20 | [5 empty] | O.K. | SEABROOK | #N/A
326 | ALTRESCO | CC | EMS |  | PGET | 188 | 1998-09-01 |  | NEP | 173 | 1999-05-01 |  |  |  | 141.04 | 1999-05-01 | [5 empty] | O.K. | ALTRESCO | #N/A
359 | BEAR SWAMP 1 | PS | EMS |  | PGET | 188 | 1998-09-01 |  | NEP | 293.21 | 2001-02-15 |  |  |  | 282.513 | 2001-09-05 | [5 empty] | O.K. | BEAR SWAMP 1 | #N/A
360 | BEAR SWAMP 2 | PS | EMS |  | PGET | 188 | 1998-09-01 |  | NEP | 294.2 | 2001-02-08 |  |  |  | 280.362 | 2001-09-05 | [5 empty] | O.K. | BEAR SWAMP 2 | #N/A
335 | BELLOWS FALLS | HD | EMS |  | PGET | 188 | 1998-09-01 |  | NEP | 48.54 | 1999-05-01 |  |  |  | 48.54 | 1999-05-01 | [5 empty] | O.K. | BELLOWS FALLS | #N/A
354 | BRAYTON DIESELS 1-4 | D | EMS |  | PGET | 188 | 1998-09-01 |  | NEP | 7.55 | 2001-03-19 |  |  |  | 7.636 | 2001-10-01 | [5 empty] | O.K. | BRAYTON DIESELS 1-4 | #N/A
350 | BRAYTON PT 1 | F | EMS |  | PGET | 188 | 1998-09-01 |  | NEP | 255 | 1999-05-01 |  |  |  | 243.512 | 2000-06-01 | [5 empty] | O.K. | BRAYTON PT 1 | #N/A
351 | BRAYTON PT 2 | F | EMS |  | PGET | 188 | 1998-09-01 |  | NEP | 254.819 | 2001-03-14 |  |  |  | 240 | 1999-05-01 | [5 empty] | O.K. | BRAYTON PT 2 | #N/A
352 | BRAYTON PT 3 | F | EMS |  | PGET | 188 | 1998-09-01 |  | NEP | 633 | 1999-05-01 |  |  |  | 612 | 1998-02-01 | [5 empty] | O.K. | BRAYTON PT 3 | #N/A
353 | BRAYTON PT 4 | F | EMS |  | PGET | 188 | 1998-09-01 |  | NEP | 445.52 | 1999-10-01 |  |  |  | 435 | 1999-07-28 | [5 empty] | O.K. | BRAYTON PT 4 | #N/A
380 | COMERFORD | HW | EMS |  | PGET | 188 | 1998-09-01 |  | NEP | 162.344 | 2001-03-21 |  |  |  | 161.432 | 2000-09-08 | [5 empty] | O.K. | COMERFORD | #N/A
465 | DEERFIELD 2/LWR DRFIELD | HD | EMS |  | PGET | 188 | 1998-09-01 |  | NEP | 18.74 | 1999-05-01 |  |  |  | 18.74 | 1999-05-01 | [5 empty] | O.K. | DEERFIELD 2/LWR DRFIELD | #N/A
393 | DEERFIELD 5 | HD | EMS |  | PGET | 188 | 1998-09-01 |  | NEP | 13.99 | 1999-05-01 |  |  |  | 13.99 | 1999-05-01 | [5 empty] | O.K. | DEERFIELD 5 | #N/A
413 | FIFE BROOK | HD | EMS |  | PGET | 188 | 1998-09-01 |  | NEP | 9.9 | 1999-05-01 |  |  |  | 9.9 | 1999-05-01 | [5 empty] | O.K. | FIFE BROOK | #N/A
435 | HARRIMAN | HW | EMS |  | PGET | 188 | 1998-09-01 |  | NEP | 38.7 | 2001-12-03 | n | 38.719 | -0.019 | 40.4 | 2000-06-01 | [5 empty] | O.K. | HARRIMAN | #N/A
451 | JOHNSTON LANDFILL | F | EMS | x | PGET | 188 | 1998-09-01 |  | NEP | 12 | 1999-05-01 |  |  |  | 12 | 1999-05-01 | [5 empty] | O.K. | JOHNSTON LANDFILL | #N/A
457 | LAWRENCE HYDRO | HD | EMS |  | PGET | 188 | 1998-09-01 |  | NEP | 14.1 | 1999-05-01 |  |  |  | 9.4 | 1999-05-01 | [5 empty] | O.K. | LAWRENCE HYDRO | #N/A
321 | MANCHESTER 10/10A CC | CC | EMS |  | PGET | 188 | 1998-09-01 |  | NEP | 165 | 1999-05-01 |  |  |  | 142 | 1999-05-01 | [5 empty] | O.K. | MANCHESTER 10/10A CC | #N/A
322 | MANCHESTER 11/11A CC | CC | EMS |  | PGET | 188 | 1998-09-01 |  | NEP | 164.912 | 2001-08-10 |  |  |  | 141.912 | 2001-08-10 | [5 empty] | O.K. | MANCHESTER 11/11A CC | #N/A
323 | MANCHESTER 9/9A CC | CC | EMS |  | PGET | 188 | 1998-09-01 |  | NEP | 165 | 1999-05-01 |  |  |  | 142 | 1999-05-01 | [5 empty] | O.K. | MANCHESTER 9/9A CC | #N/A
473 | MCINDOES | HD | EMS |  | PGET | 188 | 1998-09-01 |  | NEP | 13 | 1999-05-01 |  |  |  | 13 | 1999-05-01 | [5 empty] | O.K. | MCINDOES | #N/A
1210 | MILLENNIUM | CC | EMS |  | PGET | 188 | 2001-04-17 |  | PGET | 388.128 | 2001-04-17 |  |  |  | 339.128 | 2001-04-17 | [5 empty] | O.K. | MILLENNIUM | #N/A
496 | MOORE | HW | EMS |  | PGET | 188 | 1998-09-01 |  | NEP | 191.318 | 2001-11-15 |  |  |  | 190.5 | 2000-08-18 | [5 empty] | O.K. | MOORE | #N/A
527 | OGDEN-MARTIN 1 | F | EMS |  | PGET | 188 | 1998-09-01 |  | NEP | 41.06 | 1999-05-01 |  |  |  | 40.94 | 1999-06-01 | [5 empty] | O.K. | OGDEN-MARTIN 1 | #N/A
531 | PAWTUCKET POWER | CC | EMS |  | PGET | 188 | 1998-09-01 |  | NEP | 67.155 | 2000-10-24 |  |  |  | 63.841 | 2000-10-24 | [5 empty] | O.K. | PAWTUCKET POWER | #N/A
539 | PONTOOK HYDRO | HD | EMS |  | PGET | 188 | 1998-09-01 |  | NEP | 10.16 | 1999-05-01 | m | 10.11 | 0.05 | 7.07 | 1999-05-01 | [5 empty] | O.K. | PONTOOK HYDRO | #N/A
547 | RESCO NO. ANDOVER | F | EMS |  | PGET | 188 | 1998-09-01 |  | NEP | 30.74 | 1999-05-01 |  |  |  | 28.306 | 2000-10-05 | [5 empty] | O.K. | RESCO NO. ANDOVER | #N/A
546 | RESCO SAUGUS | F | EMS |  | PGET | 188 | 1998-09-01 |  | NEP | 31 | 1999-05-01 |  |  |  | 30.577 | 2000-10-04 | [5 empty] | O.K. | RESCO SAUGUS | #N/A
551 | SALEM HARBOR 1 | F | EMS |  | PGET | 188 | 1998-09-01 |  | NEP | 83.994 | 2001-12-04 | n | 84 | -0.006 | 82 | 1999-05-01 | [5 empty] | O.K. | SALEM HARBOR 1 | #N/A
552 | SALEM HARBOR 2 | F | EMS |  | PGET | 188 | 1998-09-01 |  | NEP | 80 | 1999-05-01 |  |  |  | 80 | 1999-05-01 | [5 empty] | O.K. | SALEM HARBOR 2 | #N/A
553 | SALEM HARBOR 3 | F | EMS |  | PGET | 188 | 1998-09-01 |  | NEP | 149.907 | 2001-12-04 | n | 150 | -0.093 | 149.285 | 2001-09-11 | [5 empty] | O.K. | SALEM HARBOR 3 | #N/A
554 | SALEM HARBOR 4 | F | EMS |  | PGET | 188 | 1998-09-01 |  | NEP | 431 | 2001-05-29 |  |  |  | 431 | 1999-08-31 | [5 empty] | O.K. | SALEM HARBOR 4 | #N/A
561 | SEARSBURG | HD | EMS |  | PGET | 188 | 1998-09-01 |  | NEP | 4.96 | 1999-05-01 |  |  |  | 4.96 | 1999-05-01 | [5 empty] | O.K. | SEARSBURG | #N/A
567 | SHERMAN | HW | EMS |  | PGET | 188 | 1998-09-01 |  | NEP | 6.237 | 2001-02-15 |  |  |  | 6.081 | 2000-09-12 | [5 empty] | O.K. | SHERMAN | #N/A
599 | VERNON | HD | EMS |  | PGET | 188 | 1998-09-01 |  | NEP | 24.39 | 1999-05-01 |  |  |  | 24.39 | 1999-05-01 | [5 empty] | O.K. | VERNON | #N/A
620 | WILDER | HW | EMS |  | PGET | 188 | 1998-09-01 |  | NEP | 41.381 | 2001-01-24 |  |  |  | 41.587 | 2000-09-24 | [5 empty] | O.K. | WILDER | #N/A
624 | WMI MILLBURY 1 | F | EMS |  | PGET | 188 | 1998-09-01 |  | NEP | 39.982 | 2001-03-02 |  |  |  | 39.73 | 2001-09-26 | [5 empty] | O.K. | WMI MILLBURY 1 | #N/A
1059 | BARRE LANDFILL | F | SO | x | PGET | 188 | 1998-09-01 |  | NEP | 0.936 | 2001-03-01 | m | 0.926 | 0.01 | 0.926 | 2001-03-01 | [5 empty] | O.K. | #N/A | BARRE LANDFILL
1183 | CLARK UNIVERSITY | D | SO |  | PGET | 188 | 1998-09-01 |  | NEP | 0 | 2000-04-01 |  |  |  | 0 | 2000-04-01 | [5 empty] | O.K. | #N/A | CLARK UNIVERSITY
194 | FOUR HILLS LOAD REDUCER | F | SO | x | PGET | 188 | 1998-09-01 |  | NEP | 2.024 | 2001-03-01 | m | 1.995 | 0.029 | 1.995 | 2001-03-01 | [5 empty] | O.K. | #N/A | FOUR HILLS LOAD REDUCER
1061 | MASCOMA HYDRO | HD | SO |  | PGET | 188 | 1998-09-01 |  | NEP | 0.834 | 2000-06-30 |  |  |  | 0.834 | 2000-06-30 | [5 empty] | O.K. | #N/A | MASCOMA HYDRO
1062 | MWRA COSGROVE | HW | SO | x | PGET | 188 | 1998-09-01 |  | NEP | 1.901 | 2001-03-01 | m | 1.07 | 0.831 | 1.07 | 2001-03-01 | [5 empty] | O.K. | #N/A | MWRA COSGROVE
737 | SIMPSON G LOAD REDUCER | HD | SO |  | PGET | 188 | 1998-09-01 |  | NEP | 3.84 | 2001-03-01 | m | 1.01 | 2.83 | 1.01 | 2001-03-01 | [5 empty] | O.K. | #N/A | SIMPSON G LOAD REDUCER
253 | TURNKEY LOAD REDUCER | F | SO | x | PGET | 188 | 1998-09-01 |  | NEP | 3.2 | 2001-03-01 | m | 4.202 | -1.002 | 4.202 | 2001-03-01 | [5 empty] | O.K. | #N/A | TURNKEY LOAD REDUCER
405 | ELLSWORTH HYDRO | HW | EMS |  | PPLEP | 50212 | 2000-03-01 |  | BHE | 8.821 | 2001-01-25 |  |  |  | 8.829 | 2000-09-14 | [5 empty] | O.K. | ELLSWORTH HYDRO | #N/A
534 | PENOBSCOT RIVER HYDRO | HD | EMS |  | PPLEP | 50212 | 2000-03-01 |  | BHE | 22.07 | 1999-05-01 |  |  |  | 22.07 | 1999-05-01 | [5 empty] | O.K. | PENOBSCOT RIVER HYDRO | #N/A
1376 | WALLINGFORD 1 | G | EMS |  | PPLEP | 50212 |  |  | New Unit | 0 | 2001-12-31 |  |  |  | 0 | 2001-12-31
1378 | WALLINGFORD 3 | G | EMS |  | PPLEP | 50212 |  |  | New Unit | 0 | 2001-12-31 |  |  |  | 0 | 2001-12-31
616 | WEST ENFIELD | HD | EMS |  | PPLEP | 50212 | 2000-03-01 |  | BHE | 18.22 | 1999-05-01 | m | 19.1 | -0.88 | 11.41 | 1999-05-01 | [5 empty] | O.K. | WEST ENFIELD | #N/A
1285 | ABBOTT'S MILL U5 | HD | SO |  | PPLEP | 50212 |  |  |  | 0.025 | 2000-06-01 |  |  |  | 0.025 | 2000-06-01 | [5 empty] | O.K. | #N/A | ABBOTT'S MILL U5
1369 | GILMAN STREAM | HD | SO |  | PPLEP | 50212 | 2001-01-01 |  | PPLEP | 0.055 | 2001-01-01 |  |  |  | 0.055 | 2001-01-01 | [5 empty] | ERR: check unit name in Lookups sheet | #N/A | GILMAN STREAM U5
1273 | KENNEBEC WATER U5 | HD | SO |  | PPLEP | 50212 |  |  |  | 0.41 | 2000-05-03 |  |  |  | 0.41 | 2000-05-03 | [5 empty] | O.K. | #N/A | KENNEBEC WATER U5
1283 | LEWISTON U5 | HD | SO |  | PPLEP | 50212 |  |  |  | 0.64 | 2000-05-18 |  |  |  | 0.64 | 2000-05-18 | [5 empty] | O.K. | #N/A | LEWISTON U5
1266 | MARSH POWER | HD | SO |  | PPLEP | 50212 |  |  |  | 0.15 | 2000-04-10 |  |  |  | 0.15 | 2000-04-10 | [5 empty] | O.K. | #N/A | MARSH POWER
1368 | ROCKY GORGE | HD | SO |  | PPLEP | 50212 | 2001-01-01 |  | PPLEP | 0.362 | 2001-01-01 |  |  |  | 0.362 | 2001-01-01 | [5 empty] | ERR: check unit name in Lookups sheet | #N/A | ROCKY GORGE U5
1267 | SPARHAWK | HD | SO |  | PPLEP | 50212 |  |  |  | 0.175 | 2000-04-10 |  |  |  | 0.175 | 2000-04-10 | [5 empty] | O.K. | #N/A | SPARHAWK
1270 | SYSKO STONY BROOK | HD | SO |  | PPLEP | 50212 |  |  |  | 0.025 | 2000-04-18 |  |  |  | 0.025 | 2000-04-18 | [5 empty] | O.K. | #N/A | SYSKO STONY BROOK
1271 | SYSKO WIGHT BROOK | HD | SO |  | PPLEP | 50212 |  |  |  | 0.025 | 2000-04-18 |  |  |  | 0.025 | 2000-04-18 | [5 empty] | O.K. | #N/A | SYSKO WIGHT BROOK
905 | ASHUELOT HYDRO | HD | SO |  | PSNH | 50094 |  |  |  | 0.425 | 2000-04-01 |  |  |  | 0.425 | 2000-04-01 | [5 empty] | O.K. | #N/A | ASHUELOT HYDRO
931 | AVERY DAM | HD | SO |  | PSNH | 50094 |  |  |  | 0.163 | 2000-04-01 |  |  |  | 0.163 | 2000-04-01 | [5 empty] | O.K. | #N/A | AVERY DAM
918 | BEECH RIVER MILL | HD | SO |  | PSNH | 50094 |  |  |  | 0.01 | 2000-04-01 |  |  |  | 0.01 | 2000-04-01 | [5 empty] | O.K. | #N/A | BEECH RIVER MILL
907 | BELL MILL/ELM ST. HYDRO | HD | SO |  | PSNH | 50094 |  |  |  | 0.058 | 2000-04-01 |  |  |  | 0.058 | 2000-04-01 | [5 empty] | O.K. | #N/A | BELL MILL/ELM ST. HYDRO
923 | BOSTON FELT HYDRO | HD | SO |  | PSNH | 50094 |  |  |  | 0.056 | 2000-04-01 |  |  |  | 0.056 | 2000-04-01 | [5 empty] | O.K. | #N/A | BOSTON FELT HYDRO
860 | BRIAR HYDRO | HD | SO |  | PSNH | 50094 |  |  |  | 3.36 | 2000-04-01 | m | 4.89 | -1.53 | 1.13 | 2000-04-01 | [5 empty] | O.K. | #N/A | BRIAR HYDRO
910 | CAMPTON DAM | HD | SO |  | PSNH | 50094 |  |  |  | 0.183 | 2000-04-01 |  |  |  | 0.183 | 2000-04-01 | [5 empty] | O.K. | #N/A | CAMPTON DAM
861 | CANAAN | HD | SO |  | PSNH | 50094 |  |  |  | 1.1 | 2000-04-01 |  |  |  | 1.1 | 2000-04-01 | [5 empty] | O.K. | #N/A | CANAAN
914 | CHAMBERLAIN FALLS | HD | SO |  | PSNH | 50094 |  |  |  | 0.049 | 2000-04-01 |  |  |  | 0.049 | 2000-04-01 | [5 empty] | O.K. | #N/A | CHAMBERLAIN FALLS
887 | CHINA MILLS DAM | HD | SO |  | PSNH | 50094 |  |  |  | 0.325 | 2000-04-01 |  |  |  | 0.325 | 2000-04-01 | [5 empty] | O.K. | #N/A | CHINA MILLS DAM
863 | CLEMENT DAM | HD | SO |  | PSNH | 50094 |  |  |  | 2.4 | 2000-04-01 |  |  |  | 0.86 | 2000-04-01 | [5 empty] | O.K. | #N/A | CLEMENT DAM
886 | COCHECO FALLS | HD | SO |  | PSNH | 50094 |  |  |  | 0.362 | 2000-04-01 |  |  |  | 0.362 | 2000-04-01 | [5 empty] | O.K. | #N/A | COCHECO FALLS
973 | CONCORD 1 | F | SO | x | PSNH | 50094 |  |  |  | 1.263 | 2001-02-01 |  |  |  | 1.263 | 2001-02-01 | [5 empty] | O.K. | #N/A | CONCORD 1
865 | ERROL | HD | SO |  | PSNH | 50094 |  |  |  | 3 | 2000-04-01 |  |  |  | 2.51 | 2000-04-01 | [5 empty] | O.K. | #N/A | ERROL
917 | EXETER RIVER HYDRO | HD | SO |  | PSNH | 50094 |  |  |  | 0.003 | 2000-04-01 |  |  |  | 0.003 | 2000-04-01 | [5 empty] | O.K. | #N/A | EXETER RIVER HYDRO
930 | FISKE MILL HYDRO | HD | SO |  | PSNH | 50094 |  |  |  | 0.172 | 2000-04-01 |  |  |  | 0.172 | 2000-04-01 | [5 empty] | O.K. | #N/A | FISKE MILL HYDRO
943 | FOUR HILLS LANDFILL | F | SO | x | PSNH | 50094 |  |  |  | 0.645 | 2001-02-01 |  |  |  | 0.645 | 2001-02-01 | [5 empty] | O.K. | #N/A | FOUR HILLS LANDFILL
882 | FRANKLIN FALLS | HD | SO |  | PSNH | 50094 |  |  |  | 0.508 | 2000-04-01 |  |  |  | 0.508 | 2000-04-01 | [5 empty] | O.K. | #N/A | FRANKLIN FALLS
1272 | GARLAND MILL U5 | HD | SO |  | PSNH | 50094 |  |  |  | 0.004 | 2000-05-01 |  |  |  | 0.004 | 2000-05-01 | [5 empty] | O.K. | #N/A | GARLAND MILL U5
924 | GOLDEN POND HYDRO | HD | SO |  | PSNH | 50094 |  |  |  | 0.051 | 2000-04-01 |  |  |  | 0.051 | 2000-04-01 | [5 empty] | O.K. | #N/A | GOLDEN POND HYDRO
913 | GOODRICH FALLS | HD | SO |  | PSNH | 50094 |  |  |  | 0.235 | 2000-04-01 |  |  |  | 0.235 | 2000-04-01 | [5 empty] | O.K. | #N/A | GOODRICH FALLS
900 | GREAT FALLS LOWER | HD | SO |  | PSNH | 50094 |  |  |  | 0.467 | 2000-04-01 |  |  |  | 0.467 | 2000-04-01 | [5 empty] | O.K. | #N/A | GREAT FALLS LOWER
899 | GREAT FALLS UPPER | HD | SO |  | PSNH | 50094 |  |  |  | 0.006 | 2000-04-01 |  |  |  | 0.006 | 2000-04-01 | [5 empty] | O.K. | #N/A | GREAT FALLS UPPER
866 | GREGGS | HD | SO |  | PSNH | 50094 |  |  |  | 2.07 | 2000-04-01 | m | 1.87 | 0.2 | 0 | 2000-04-01 | [5 empty] | O.K. | #N/A | GREGGS
921 | HADLEY FALLS | HD | SO |  | PSNH | 50094 |  |  |  | 0.103 | 2000-04-01 |  |  |  | 0.103 | 2000-04-01 | [5 empty] | O.K. | #N/A | HADLEY FALLS
891 | HILLSBORO MILLS | HD | SO |  | PSNH | 50094 |  |  |  | 0.249 | 2000-04-01 |  |  |  | 0.249 | 2000-04-01 | [5 empty] | O.K. | #N/A | HILLSBORO MILLS
919 | HOPKINTON HYDRO | HD | SO |  | PSNH | 50094 |  |  |  | 0.078 | 2000-04-01 |  |  |  | 0.078 | 2000-04-01 | [5 empty] | O.K. | #N/A | HOPKINTON HYDRO
902 | HOSIERY MILL DAM | HD | SO |  | PSNH | 50094 |  |  |  | 0.435 | 2000-04-01 |  |  |  | 0.435 | 2000-04-01 | [5 empty] | O.K. | #N/A | HOSIERY MILL DAM
916 | JAMES RIVER HYDRO | HD | SO |  | PSNH | 50094 |  |  |  | 0.113 | 2000-04-01 |  |  |  | 0.113 | 2000-04-01 | [5 empty] | O.K. | #N/A | JAMES RIVER HYDRO
911 | KELLEYS FFALLS | HD | SO |  | PSNH | 50094 |  |  |  | 0.231 | 2000-04-01 |  |  |  | 0.231 | 2000-04-01 | [5 empty] | O.K. | #N/A | KELLEYS FFALLS
892 | LAKEPORT DAM | HD | SO |  | PSNH | 50094 |  |  |  | 0.304 | 2000-04-01 |  |  |  | 0.304 | 2000-04-01 | [5 empty] | O.K. | #N/A | LAKEPORT DAM
894 | LISBON HYDRO | HD | SO |  | PSNH | 50094 |  |  |  | 0.209 | 2000-04-01 |  |  |  | 0.209 | 2000-04-01 | [5 empty] | O.K. | #N/A | LISBON HYDRO
904 | LOCHMERE DAM | HD | SO |  | PSNH | 50094 |  |  |  | 0.51 | 2000-04-01 |  |  |  | 0.51 | 2000-04-01 | [5 empty] | O.K. | #N/A | LOCHMERE DAM
895 | LOWER ROBERTSON DAM | HD | SO |  | PSNH | 50094 |  |  |  | 0.433 | 2000-04-01 |  |  |  | 0.433 | 2000-04-01 | [5 empty] | O.K. | #N/A | LOWER ROBERTSON DAM
868 | MILTON MILLS HYDRO | HD | SO |  | PSNH | 50094 |  |  |  | 1.15 | 2000-04-01 | m | 1.31 | -0.16 | 0.37 | 2000-04-01 | [5 empty] | O.K. | #N/A | MILTON MILLS HYDRO
869 | MINE FALLS | HD | SO |  | PSNH | 50094 |  |  |  | 1.7 | 2000-04-01 | m | 1.87 | -0.17 | 0 | 2000-04-01 | [5 empty] | O.K. | #N/A | MINE FALLS
915 | MONADNOCK PAPER MILLS | HD | SO |  | PSNH | 50094 |  |  |  | 0.015 | 2000-04-01 |  |  |  | 0.015 | 2000-04-01 | [5 empty] | O.K. | #N/A | MONADNOCK PAPER MILLS
890 | NASHUA HYDRO | HD | SO |  | PSNH | 50094 |  |  |  | 0.568 | 2000-04-01 |  |  |  | 0.568 | 2000-04-01 | [5 empty] | O.K. | #N/A | NASHUA HYDRO
888 | NEWFOUND HYDRO | HD | SO |  | PSNH | 50094 |  |  |  | 0.786 | 2000-04-01 |  |  |  | 0.786 | 2000-04-01 | [5 empty] | O.K. | #N/A | NEWFOUND HYDRO
922 | NOONE FALLS | HD | SO |  | PSNH | 50094 |  |  |  | 0.077 | 2000-04-01 |  |  |  | 0.077 | 2000-04-01 | [5 empty] | O.K. | #N/A | NOONE FALLS
897 | OLD NASH DAM | HD | SO |  | PSNH | 50094 |  |  |  | 0.064 | 2000-04-01 |  |  |  | 0.064 | 2000-04-01 | [5 empty] | O.K. | #N/A | OLD NASH DAM
908 | OTIS MILL HYDRO | HD | SO |  | PSNH | 50094 |  |  |  | 0.054 | 2000-04-01 |  |  |  | 0.054 | 2000-04-01 | [5 empty] | O.K. | #N/A | OTIS MILL HYDRO
925 | OTTER LANE HYDRO | HD | SO |  | PSNH | 50094 |  |  |  | 0.039 | 2000-04-01 |  |  |  | 0.039 | 2000-04-01 | [5 empty] | O.K. | #N/A | OTTER LANE HYDRO
870 | PEMBROKE | HD | SO |  | PSNH | 50094 |  |  |  | 1.48 | 2000-04-01 | m | 2.14 | -0.66 | 0.52 | 2000-04-01 | [5 empty] | O.K. | #N/A | PEMBROKE
871 | PENNACOOK FALLS LOWER | HD | SO |  | PSNH | 50094 |  |  |  | 3.06 | 2000-04-01 | m | 4.39 | -1.33 | 1.11 | 2000-04-01 | [5 empty] | O.K. | #N/A | PENNACOOK FALLS LOWER
872 | PENNACOOK FALLS UPPER | HD | SO |  | PSNH | 50094 |  |  |  | 2.53 | 2000-04-01 | m | 3.6 | -1.07 | 0.92 | 2000-04-01 | [5 empty] | O.K. | #N/A | PENNACOOK FALLS UPPER
926 | PETERBOROUGH LOWER HYDRO | HD | SO |  | PSNH | 50094 |  |  |  | 0.111 | 2000-04-01 |  |  |  | 0.111 | 2000-04-01 | [5 empty] | O.K. | #N/A | PETERBOROUGH LOWER HYDRO
941 | PETERBOROUGH UPPER HYDRO | HD | SO |  | PSNH | 50094 |  |  |  | 0.114 | 2000-04-01 |  |  |  | 0.114 | 2000-04-01 | [5 empty] | O.K. | #N/A | PETERBOROUGH UPPER HYDRO
920 | PITTSFIELD MILL | HD | SO |  | PSNH | 50094 |  |  |  | 0.129 | 2000-04-01 |  |  |  | 0.129 | 2000-04-01 | [5 empty] | O.K. | #N/A | PITTSFIELD MILL
875 | RIVER BEND | HD | SO |  | PSNH | 50094 |  |  |  | 1.7 | 2000-04-01 |  |  |  | 0.66 | 2000-04-01 | [5 empty] | O.K. | #N/A | RIVER BEND
906 | ROLLINSFORD HYDRO | HD | SO |  | PSNH | 50094 |  |  |  | 0.691 | 2000-04-01 |  |  |  | 0.691 | 2000-04-01 | [5 empty] | O.K. | #N/A | ROLLINSFORD HYDRO
928 | SALMON BROOK STATION 3 | HD | SO |  | PSNH | 50094 |  |  |  | 0.12 | 2000-04-01 |  |  |  | 0.12 | 2000-04-01 | [5 empty] | O.K. | #N/A | SALMON BROOK STATION 3
883 | SALMON FALLS HYDRO | HD | SO |  | PSNH | 50094 |  |  |  | 0.421 | 2000-04-01 |  |  |  | 0.421 | 2000-04-01 | [5 empty] | O.K. | #N/A | SALMON FALLS HYDRO
909 | STEELS POND HYDRO | HD | SO |  | PSNH | 50094 |  |  |  | 0.256 | 2000-04-01 |  |  |  | 0.256 | 2000-04-01 | [5 empty] | O.K. | #N/A | STEELS POND HYDRO
885 | STEVENS MILL | HD | SO |  | PSNH | 50094 |  |  |  | 0.115 | 2000-04-01 |  |  |  | 0.115 | 2000-04-01 | [5 empty] | O.K. | #N/A | STEVENS MILL
898 | SUGAR RIVER HYDRO | HD | SO |  | PSNH | 50094 |  |  |  | 0.075 | 2000-04-01 |  |  |  | 0.075 | 2000-04-01 | [5 empty] | O.K. | #N/A | SUGAR RIVER HYDRO
889 | SUNAPEE HYDRO | HD | SO |  | PSNH | 50094 |  |  |  | 0.265 | 2000-04-01 |  |  |  | 0.265 | 2000-04-01 | [5 empty] | O.K. | #N/A | SUNAPEE HYDRO
912 | SUNNYBROOK HYDRO 1 | HD | SO |  | PSNH | 50094 |  |  |  | 0.007 | 2000-04-01 |  |  |  | 0.007 | 2000-04-01 | [5 empty] | O.K. | #N/A | SUNNYBROOK HYDRO 1
935 | SUNNYBROOK HYDRO 2 | HD | SO |  | PSNH | 50094 |  |  |  | 0.02 | 2000-04-01 |  |  |  | 0.02 | 2000-04-01 | [5 empty] | O.K. | #N/A | SUNNYBROOK HYDRO 2
884 | SWANS FALLS | HD | SO |  | PSNH | 50094 |  |  |  | 0.125 | 2000-04-01 |  |  |  | 0.125 | 2000-04-01 | [5 empty] | O.K. | #N/A | SWANS FALLS
939 | UNION VILLAGE DAM | HD | SO |  | PSNH | 50094 |  |  |  | 0.014 | 2000-04-01 |  |  |  | 0.014 | 2000-04-01 | [5 empty] | O.K. | #N/A | UNION VILLAGE DAM
901 | WATERLOOM FALLS | HD | SO |  | PSNH | 50094 |  |  |  | 0.04 | 2000-04-01 |  |  |  | 0.04 | 2000-04-01 | [5 empty] | O.K. | #N/A | WATERLOOM FALLS
932 | WATSON DAM | HD | SO |  | PSNH | 50094 |  |  |  | 0.13 | 2000-04-01 |  |  |  | 0.13 | 2000-04-01 | [5 empty] | O.K. | #N/A | WATSON DAM
893 | WEST HOPKINTON HYDRO | HD | SO |  | PSNH | 50094 |  |  |  | 0.476 | 2000-04-01 |  |  |  | 0.476 | 2000-04-01 | [5 empty] | O.K. | #N/A | WEST HOPKINTON HYDRO
933 | WESTON DAM | HD | SO |  | PSNH | 50094 |  |  |  | 0.292 | 2000-04-01 |  |  |  | 0.292 | 2000-04-01 | [5 empty] | O.K. | #N/A | WESTON DAM
903 | WYANDOTTE HYDRO | HD | SO |  | PSNH | 50094 |  |  |  | 0.032 | 2000-04-01 |  |  |  | 0.032 | 2000-04-01 | [5 empty] | O.K. | #N/A | WYANDOTTE HYDRO
365 | CANAL 1 | F | EMS |  | SCEM | 155 | 1998-12-31 |  | CES | 566 | 1999-05-01 |  |  |  | 558.67 | 2000-06-01 | [5 empty] | O.K. | CANAL 1 | #N/A
366 | CANAL 2 | F | EMS |  | SCEM | 155 | 1998-12-31 |  | CES | 562 | 1999-05-06 |  |  |  | 553 | 1999-05-06 | [5 empty] | O.K. | CANAL 2 | #N/A
454 | KENDALL 1 | F | EMS |  | SCEM | 155 | 1998-12-31 |  | CES | 17 | 1999-05-06 |  |  |  | 17.3 | 2001-10-29 | [5 empty] | O.K. | KENDALL 1 | #N/A
455 | KENDALL 2 | F | EMS |  | SCEM | 155 | 1998-12-31 |  | CES | 21 | 1999-05-01 |  |  |  | 18.141 | 2001-10-29 | [5 empty] | O.K. | KENDALL 2 | #N/A
456 | KENDALL 3 | F | EMS |  | SCEM | 155 | 1998-12-31 |  | CES | 23.141 | 1999-10-01 |  |  |  | 20.077 | 2001-10-29 | [5 empty] | O.K. | KENDALL 3 | #N/A
452 | KENDALL JET 1 | J | EMS |  | SCEM | 155 | 1998-12-31 |  | CES | 20.392 | 2000-06-01 |  |  |  | 15.392 | 2000-06-01 | [5 empty] | O.K. | KENDALL JET 1 | #N/A
453 | KENDALL JET 2 | J | EMS |  | SCEM | 155 | 1998-12-31 |  | CES | 21.42 | 2001-03-20 |  |  |  | 16.422 | 2001-03-20 | [5 empty] | O.K. | KENDALL JET 2 | #N/A
1030 | OAK BLUFFS | D | EMS |  | SCEM | 155 | 1998-12-31 |  | CES | 8.25 | 1999-05-06 |  |  |  | 8 | 2000-06-01 | [5 empty] | O.K. | OAK BLUFFS | #N/A
1031 | WEST TISBURY | D | EMS |  | SCEM | 155 | 1998-12-31 |  | CES | 5.5 | 1999-05-06 |  |  |  | 5.5 | 1999-05-06 | [5 empty] | O.K. | WEST TISBURY | #N/A
362 | BULLS BRIDGE | HD | EMS |  | SEI | 50168 | 2000-01-01 |  | NU | 8.4 | 1999-05-01 |  |  |  | 8.4 | 1999-05-01 | [5 empty] | O.K. | BULLS BRIDGE | #N/A
766 | CABOT/TURNERS FALLS | HD | EMS |  | SEI | 50168 | 2000-01-01 |  | NU | 59.25 | 1999-05-01 |  |  |  | 59.25 | 1999-05-01 | [5 empty] | O.K. | CABOT/TURNERS FALLS | #N/A
379 | COBBLE MOUNTAIN | HW | EMS |  | SEI | 50168 | 2001-01-18 |  | NU | 31.991 | 2001-02-19 |  |  |  | 32.077 | 2001-08-21 | [5 empty] | O.K. | COBBLE MOUNTAIN | #N/A
412 | FALLS VILLAGE | HD | EMS |  | SEI | 50168 | 2000-01-01 |  | NU | 11 | 1999-05-01 |  |  |  | 9.76 | 1999-05-01 | [5 empty] | O.K. | FALLS VILLAGE | #N/A
498 | MT TOM | F | EMS |  | SEI | 50168 | 2000-01-01 |  | NU | 146.976 | 2001-12-07 | n | 147 | -0.024 | 145.111 | 2000-09-23 | [5 empty] | O.K. | MT TOM | #N/A
742 | NORTHFIELD MOUNTAIN 1-4 | PS | EMS |  | SEI | 50168 | 2000-01-01 |  | NU | 1080 | 1999-11-01 |  |  |  | 1080 | 1999-11-01 | [5 empty] | O.K. | NORTHFIELD MOUNTAIN 1-4 | #N/A
739 | ROCKY RIVER | HW | EMS |  | SEI | 50168 | 2000-01-01 |  | NU | 29.01 | 2001-03-27 |  |  |  | 29.35 | 1999-05-01 | [5 empty] | O.K. | ROCKY RIVER | #N/A
566 | SHEPAUG | HW | EMS |  | SEI | 50168 | 2000-01-01 |  | NU | 43.324 | 2001-02-22 |  |  |  | 41.511 | 2001-08-28 | [5 empty] | O.K. | SHEPAUG | #N/A
572 | SO. MEADOW 11 | J | EMS |  | SEI | 50168 | 2000-01-01 |  | NU | 48.106 | 2001-09-13 |  |  |  | 36.996 | 2001-09-13 | [5 empty] | O.K. | SO. MEADOW 11 | #N/A
573 | SO. MEADOW 12 | J | EMS |  | SEI | 50168 | 2000-01-02 |  | NU | 48.662 | 2001-09-13 |  |  |  | 37.701 | 2001-01-16 | [5 empty] | O.K. | SO. MEADOW 12 | #N/A
574 | SO. MEADOW 13 | J | EMS |  | SEI | 50168 | 2000-01-03 |  | NU | 47.917 | 2001-09-14 |  |  |  | 38.317 | 2001-09-14 | [5 empty] | O.K. | SO. MEADOW 13 | #N/A
575 | SO. MEADOW 14 | J | EMS |  | SEI | 50168 | 2000-01-04 |  | NU | 47.353 | 2001-01-11 |  |  |  | 37.353 | 2001-01-11 | [5 empty] | O.K. | SO. MEADOW 14 | #N/A
587 | STEVENSON | HW | EMS |  | SEI | 50168 | 2000-01-01 |  | NU | 28.9 | 1999-05-01 |  |  |  | 28.311 | 2000-10-01 | [5 empty] | O.K. | STEVENSON | #N/A
596 | TUNNEL 10 | J | EMS |  | SEI | 50168 | 2000-01-01 |  | NU | 19.978 | 2000-09-20 |  |  |  | 15.108 | 2000-09-20 | [5 empty] | O.K. | TUNNEL 10 | #N/A
811 | BANTAM | HD | SO |  | SEI | 50168 |  |  |  | 0.32 | 2000-04-01 |  |  |  | 0.07 | 2000-04-01 | [5 empty] | O.K. | #N/A | BANTAM
812 | BEEBE HOLBROOK | HD | SO |  | SEI | 50168 |  |  |  | 0.5 | 2000-04-01 |  |  |  | 0.5 | 2000-04-01 | [5 empty] | O.K. | #N/A | BEEBE HOLBROOK
859 | BOATLOCK | HD | SO |  | SEI | 50168 |  |  |  | 2.9 | 2000-04-01 |  |  |  | 2.9 | 2000-04-01 | [5 empty] | O.K. | #N/A | BOATLOCK
862 | CHEMICAL | HD | SO |  | SEI | 50168 |  |  |  | 1.5 | 2000-04-01 |  |  |  | 1.5 | 2000-04-01 | [5 empty] | O.K. | #N/A | CHEMICAL
970 | DUDLEY HYDRO | HD | SO |  | SEI | 50168 |  |  |  | 0 | 2000-04-01 |  |  |  | 0 | 2000-04-01 | [5 empty] | O.K. | #N/A | DUDLEY HYDRO
1114 | MADISON COMPOSITE | HD | SO |  | SEI | 50168 | 2000-01-01 |  | SEI | 0 | 2001-08-01 | m | 22 | -22 | 22 | 2001-08-01 | [5 empty] | O.K. | #N/A | MADISON COMPOSITE
969 | POWDER MILL HYDRO | HD | SO |  | SEI | 50168 |  |  |  | 0.14 | 2000-09-01 |  |  |  | 0.08 | 2000-09-01 | [5 empty] | O.K. | #N/A | POWDER MILL HYDRO
968 | PRINCETON WIND FARM | HD | SO |  | SEI | 50168 |  |  |  | 0.1 | 2000-04-01 |  |  |  | 0.06 | 2000-04-01 | [5 empty] | O.K. | #N/A | PRINCETON WIND FARM
1034 | RIVERSIDE 4-7 | HD | SO |  | SEI | 50168 |  |  |  | 2.9 | 2000-04-01 |  |  |  | 2.9 | 2000-04-01 | [5 empty] | O.K. | #N/A | RIVERSIDE 4-7
1035 | RIVERSIDE 8 | HD | SO |  | SEI | 50168 |  |  |  | 4 | 2000-04-01 |  |  |  | 4 | 2000-04-01 | [5 empty] | O.K. | #N/A | RIVERSIDE 8
876 | ROBERTSVILLE | HD | SO |  | SEI | 50168 |  |  |  | 0.62 | 2000-04-01 |  |  |  | 0.32 | 2000-04-01 | [5 empty] | O.K. | #N/A | ROBERTSVILLE
877 | SCOTLAND | HD | SO |  | SEI | 50168 |  |  |  | 2.2 | 2000-04-01 |  |  |  | 1.69 | 2000-04-01 | [5 empty] | O.K. | #N/A | SCOTLAND
878 | SKINNER | HD | SO |  | SEI | 50168 |  |  |  | 0.26 | 2000-04-01 |  |  |  | 0.26 | 2000-04-01 | [5 empty] | O.K. | #N/A | SKINNER
879 | TAFTVILLE CT | HD | SO |  | SEI | 50168 |  |  |  | 2.03 | 2000-04-01 |  |  |  | 2.03 | 2000-04-01 | [5 empty] | O.K. | #N/A | TAFTVILLE CT
813 | TUNNEL | HD | SO |  | SEI | 50168 |  |  |  | 2.1 | 2000-04-01 |  |  |  | 1.53 | 2000-04-01 | [5 empty] | O.K. | #N/A | TUNNEL
1079 | SHREWSBURY DIESEL # 4 | D | SO |  | SELP | 149 |  |  |  | 2.75 | 2000-04-01 |  |  |  | 2.75 | 2000-04-01 | [5 empty] | O.K. | #N/A | SHREWSBURY DIESEL # 4
1076 | SHREWSBURY DIESEL #1 | D | SO |  | SELP | 149 |  |  |  | 2.75 | 2000-04-01 |  |  |  | 2.75 | 2000-04-01 | [5 empty] | O.K. | #N/A | SHREWSBURY DIESEL #1
1077 | SHREWSBURY DIESEL #2 | D | SO |  | SELP | 149 |  |  |  | 2.75 | 2000-04-01 |  |  |  | 2.75 | 2000-04-01 | [5 empty] | O.K. | #N/A | SHREWSBURY DIESEL #2
1078 | SHREWSBURY DIESEL #3 | D | SO |  | SELP | 149 |  |  |  | 2.75 | 2000-04-01 |  |  |  | 2.75 | 2000-04-01 | [5 empty] | O.K. | #N/A | SHREWSBURY DIESEL #3
1080 | SHREWSBURY DIESEL #5 | D | SO |  | SELP | 149 |  |  |  | 2.75 | 2000-04-01 |  |  |  | 2.75 | 2000-04-01 | [5 empty] | O.K. | #N/A | SHREWSBURY DIESEL #5
1188 | LOWELL COGENERATION PLANT | F | EMS |  | SET | 14 | 2002-01-01 | x | UAELT | 28 | 2000-04-01 |  |  |  | 25 | 2000-04-05 | [5 empty] | O.K. | LOWELL COGENERATION PLANT | #N/A
461 | UAE LOWELL POWER | CC | EMS |  | SET | 14 | 2002-01-01 | x | SCEM | 87.5 | 2001-08-30 |  |  |  | 75.5 | 2001-08-30 | [5 empty] | O.K. | UAE LOWELL POWER | #N/A
402 | EDGAR JET 1 | J | EMS |  | SITHE | 50074 | 1998-09-01 |  | BE | 0 | 2001-09-26 |  |  |  | 0 | 2001-09-26 | [5 empty] | O.K. | EDGAR JET 1 | #N/A
403 | EDGAR JET 2 | J | EMS |  | SITHE | 50074 | 1998-09-01 |  | BE | 0 | 2001-09-26 |  |  |  | 0 | 2001-09-26 | [5 empty] | O.K. | EDGAR JET 2 | #N/A
417 | FRAMINGHAM JET 1 | J | EMS |  | SITHE | 50074 | 1998-09-01 |  | BE | 0 | 2001-08-07 |  |  |  | 0 | 2001-08-07 | [5 empty] | O.K. | FRAMINGHAM JET 1 | #N/A
418 | FRAMINGHAM JET 2 | J | EMS |  | SITHE | 50074 | 1998-09-01 |  | BE | 14.05 | 2000-11-01 |  |  |  | 10.05 | 2000-11-01 | [5 empty] | O.K. | FRAMINGHAM JET 2 | #N/A
419 | FRAMINGHAM JET 3 | J | EMS |  | SITHE | 50074 | 1998-09-01 |  | BE | 14.233 | 2001-12-01 |  |  |  | 10.733 | 2001-12-01 | [5 empty] | O.K. | FRAMINGHAM JET 3 | #N/A
466 | L STREET JET | J | EMS |  | SITHE | 50074 | 1998-09-01 |  | BE | 20.249 | 2001-02-01 |  |  |  | 14.599 | 2001-02-01 | [5 empty] | O.K. | L STREET JET | #N/A
499 | MYSTIC 4 | F | EMS |  | SITHE | 50074 | 1998-09-01 |  | BE | 133.65 | 2001-01-03 |  |  |  | 99.75 | 2001-10-01 | [5 empty] | O.K. | MYSTIC 4 | #N/A
500 | MYSTIC 5 | F | EMS |  | SITHE | 50074 | 1998-09-01 |  | BE | 90.9 | 2001-12-19 | n | 103.45 | -12.55 | 91.625 | 2001-10-01 | [5 empty] | O.K. | MYSTIC 5 | #N/A
501 | MYSTIC 6 | F | EMS |  | SITHE | 50074 | 1998-09-01 |  | BE | 134.075 | 2001-01-23 |  |  |  | 107.387 | 2001-07-31 | [5 empty] | O.K. | MYSTIC 6 | #N/A
502 | MYSTIC 7 | F | EMS |  | SITHE | 50074 | 1998-09-01 |  | BE | 559.775 | 2000-12-26 |  |  |  | 554.85 | 2001-08-27 | [5 empty] | O.K. | MYSTIC 7 | #N/A
503 | MYSTIC JET | J | EMS |  | SITHE | 50074 | 1998-09-01 |  | BE | 12.474 | 2001-01-31 |  |  |  | 8.324 | 2001-01-31 | [5 empty] | O.K. | MYSTIC JET | #N/A
505 | NEW BOSTON 1 | F | EMS |  | SITHE | 50074 | 1998-09-01 |  | BE | 352.975 | 2001-01-29 |  |  |  | 353.6 | 2001-01-29 | [5 empty] | O.K. | NEW BOSTON 1 | #N/A
506 | NEW BOSTON 2 | F | EMS |  | SITHE | 50074 | 1998-09-01 |  | BE | 351.225 | 2001-12-20 | n | 358.825 | -7.6 | 353.175 | 2001-08-23 | [5 empty] | O.K. | NEW BOSTON 2 | #N/A
625 | WEST MEDWAY JET 1 | J | EMS |  | SITHE | 50074 | 1998-09-01 |  | BE | 63.671 | 2001-12-18 | n | 65.943 | -2.272 | 39.421 | 2001-12-18 | n | 41.693 | -2.272 |  |  | O.K. | WEST MEDWAY JET 1 | #N/A
626 | WEST MEDWAY JET 2 | J | EMS |  | SITHE | 50074 | 1998-09-01 |  | BE | 53.86 | 2001-09-17 |  |  |  | 35.66 | 2001-09-17 | [5 empty] | O.K. | WEST MEDWAY JET 2 | #N/A
627 | WEST MEDWAY JET 3 | J | EMS |  | SITHE | 50074 | 1998-09-01 |  | BE | 56.119 | 2001-09-04 |  |  |  | 35.719 | 2001-09-04 | [5 empty] | O.K. | WEST MEDWAY JET 3 | #N/A
858 | STERLING DIESELS | D | SO |  | SMED | 152 |  |  |  | 0.33 | 2000-04-01 |  |  |  | 0.33 | 2000-04-01 | [5 empty] | O.K. | #N/A | STERLING DIESELS
376 | CLEARY 8 | F | EMS |  | TMLP | 153 |  |  |  | 26 | 1999-05-01 |  |  |  | 26 | 1999-05-01 | [5 empty] | O.K. | CLEARY 8 | #N/A
375 | CLEARY 9/9A CC | CC | EMS |  | TMLP | 153 |  |  |  | 110 | 1999-05-01 |  |  |  | 105 | 1999-05-01 | [5 empty] | O.K. | CLEARY 9/9A CC | #N/A
1432 | FALL RIVER | F | EMS |  | TMLP | 153 |  |  | TMLP | 0 | 2001-06-01 |  |  |  | 0 | 2001-06-01 | [5 empty] | ERR: check unit name in Lookups sheet | #N/A | #N/A
1052 | EB1-BFI | F | SO |  | TMLP | 153 |  |  |  | 3.9 | 2000-04-01 |  |  |  | 3.79 | 2000-04-01 | [5 empty] | O.K. | #N/A | EB1-BFI
1318 | GRS-FALL RIVER U5 | G | SO |  | TMLP | 153 | 2000-08-01 |  | TMLP | 3.5 | 2000-08-01 | m | 0 | 3.5 | 0 | 2000-08-01 | [5 empty] | O.K. | #N/A | GRS-FALL RIVER U5
1051 | HAL-BFI | F | SO |  | TMLP | 153 |  |  |  | 1.703 | 2001-03-21 |  |  |  | 1.824 | 2001-03-21 | [5 empty] | O.K. | #N/A | HAL-BFI
528 | OCEAN ST PWR GT1/GT2/ST1 | CC | EMS |  | TPM | 50091 |  |  |  | 318.342 | 2000-07-01 |  |  |  | 272.342 | 2000-07-01 | [5 empty] | O.K. | OCEAN ST PWR GT1/GT2/ST1 | #N/A
529 | OCEAN ST PWR GT3/GT4/ST2 | CC | EMS |  | TPM | 50091 |  |  |  | 322.815 | 2000-07-01 |  |  |  | 274.815 | 2000-07-01 | [5 empty] | O.K. | OCEAN ST PWR GT3/GT4/ST2 | #N/A
1302 | TCPMCMPAGF GEN1 U5 | F | SO |  | TPM | 50091 |  |  |  | 0 | 2000-06-28 |  |  |  | 0 | 2000-06-28 | [5 empty] | O.K. | #N/A | TCPMCMPAGF GEN1 U5
856 | HUNT'S POND | HD | SO |  | TTMLP | 180 |  |  |  | 0.06 | 2000-04-01 | m | 0.07 | -0.01 | 0.02 | 2000-04-01 | [5 empty] | O.K. | #N/A | HUNT'S POND
854 | ORANGE HYDRO 1 | HD | SO |  | TTMLP | 180 |  |  |  | 0.15 | 2000-04-01 |  |  |  | 0.15 | 2000-04-01 | [5 empty] | O.K. | #N/A | ORANGE HYDRO 1
855 | ORANGE HYDRO 2 | HD | SO |  | TTMLP | 180 |  |  |  | 0.12 | 2000-04-01 |  |  |  | 0.12 | 2000-04-01 | [5 empty] | O.K. | #N/A | ORANGE HYDRO 2
1225 | TANNERY DAM | HD | SO |  | TTMLP | 180 |  |  |  | 0.2 | 2000-04-01 |  |  |  | 0.2 | 2000-04-01 | [5 empty] | O.K. | #N/A | TANNERY DAM
349 | BRIDGEPORT RESCO | F | EMS |  | UI | 181 |  |  |  | 59.65 | 2000-12-06 |  |  |  | 59.5 | 1999-05-01 | [5 empty] | O.K. | BRIDGEPORT RESCO | #N/A
880 | MCCALLUM ENTERPRISES | HD | SO |  | UI | 181 |  |  |  | 0.278 | 2000-04-01 |  |  |  | 0.278 | 2000-04-01 | [5 empty] | O.K. | #N/A | MCCALLUM ENTERPRISES
881 | SHELTON LANDFILL | F | SO |  | UI | 181 |  |  |  | 0 | 2001-04-01 |  |  |  | 0 | 2001-04-01 | [5 empty] | O.K. | #N/A | SHELTON LANDFILL
329 | ASCUTNEY GT | G | EMS |  | VELCO | 182 |  |  |  | 14.237 | 2000-09-05 |  |  |  | 9.827 | 2000-09-05 | [5 empty] | O.K. | ASCUTNEY GT | #N/A
334 | BELDENS | HD | EMS |  | VELCO | 182 |  |  |  | 5.7 | 1999-05-01 |  |  |  | 4.58 | 1999-05-01 | [5 empty] | O.K. | BELDENS | #N/A
336 | BERLIN 1 GT | G | EMS |  | VELCO | 182 |  |  |  | 47.651 | 2001-10-10 |  |  |  | 35.491 | 2001-10-10 | [5 empty] | O.K. | BERLIN 1 GT | #N/A
346 | BOLTON FALLS | HD | EMS |  | VELCO | 182 |  |  |  | 7.8 | 1999-05-01 |  |  |  | 7.8 | 1999-05-01 | [5 empty] | O.K. | BOLTON FALLS | #N/A
363 | BURLINGTON GT | G | EMS |  | VELCO | 182 |  |  |  | 22.96 | 2001-08-21 |  |  |  | 19.71 | 2001-08-21 | [5 empty] | O.K. | BURLINGTON GT | #N/A
394 | DODGE FALLS | HD | EMS |  | VELCO | 182 |  |  |  | 5 | 1999-05-01 |  |  |  | 5 | 1999-05-01 | [5 empty] | O.K. | DODGE FALLS | #N/A
410 | ESSEX 19 HYDRO | HD | EMS |  | VELCO | 182 |  |  |  | 7.8 | 1999-05-01 |  |  |  | 7.8 | 1999-05-01 | [5 empty] | O.K. | ESSEX 19 HYDRO | #N/A
1221 | ESSEX DIESELS | D | EMS |  | VELCO | 182 |  |  |  | 3.25 | 2002-03-27 |  |  |  | 3.15 | 2001-10-08 | [5 empty] | O.K. | ESSEX DIESELS | #N/A
415 | FLORENCE 1 CG | J | EMS |  | VELCO | 182 |  |  |  | 4.174 | 2001-10-10 |  |  |  | 3.154 | 2001-10-10 | [5 empty] | O.K. | FLORENCE 1 CG | #N/A
416 | FLORENCE 2 CG | J | EMS |  | VELCO | 182 |  |  |  | 4.174 | 2001-10-08 |  |  |  | 3.15 | 2000-06-01 | [5 empty] | O.K. | FLORENCE 2 CG | #N/A
426 | GORGE 1 DIESEL | G | EMS |  | VELCO | 182 |  |  |  | 10.328 | 2000-06-01 |  |  |  | 6.723 | 2000-06-01 | [5 empty] | O.K. | GORGE 1 DIESEL | #N/A
778 | GORGE 18 HYDRO | HD | EMS |  | VELCO | 182 |  |  |  | 3.3 | 1999-05-01 |  |  |  | 3.3 | 1999-05-01 | [5 empty] | O.K. | GORGE 18 HYDRO | #N/A
783 | HIGHGATE FALLS | HW | EMS |  | VELCO | 182 |  |  |  | 9.34 | 2000-12-12 |  |  |  | 9.318 | 2000-10-02 | [5 empty] | O.K. | HIGHGATE FALLS | #N/A
443 | HUNTINGTON FALLS | HD | EMS |  | VELCO | 182 |  |  |  | 5.76 | 1999-05-01 |  |  |  | 4.37 | 1999-05-01 | [5 empty] | O.K. | HUNTINGTON FALLS | #N/A
474 | J C MCNEIL | F | EMS |  | VELCO | 182 |  |  |  | 53 | 1999-05-01 |  |  |  | 52 | 1999-05-01 | [5 empty] | O.K. | J C MCNEIL | #N/A
774 | LOWER LAMOILLE COMPOSITE | HW | EMS |  | VELCO | 182 |  |  |  | 16.35 | 1999-05-01 |  |  |  | 15.8 | 1999-05-01 | [5 empty] | O.K. | LOWER LAMOILLE COMPOSITE | #N/A
468 | MARSHFIELD 6 HYDRO | HW | EMS |  | VELCO | 182 |  |  |  | 4.5 | 2001-03-21 |  |  |  | 4.67 | 2000-06-01 | [5 empty] | O.K. | MARSHFIELD 6 HYDRO | #N/A
775 | MIDDLEBURY COMPOSITE | HW | EMS |  | VELCO | 182 |  |  |  | 5 | 2001-03-05 |  |  |  | 4.55 | 2001-10-08 | [5 empty] | O.K. | MIDDLEBURY COMPOSITE | #N/A
779 | MIDDLESEX 2 | HD | EMS |  | VELCO | 182 |  |  |  | 3.3 | 1999-05-01 |  |  |  | 2.34 | 1999-05-01 | [5 empty] | O.K. | MIDDLESEX 2 | #N/A
776 | N. RUTLAND COMPOSITE | HW | EMS |  | VELCO | 182 |  |  |  | 5.3 | 1999-05-01 |  |  |  | 5.2 | 1999-05-01 | [5 empty] | O.K. | N. RUTLAND COMPOSITE | #N/A
522 | NEWPORT DIESELS 4-7 | D | EMS |  | VELCO | 182 |  |  |  | 2.7 | 1999-10-01 |  |  |  | 2.7 | 2000-10-05 | [5 empty] | O.K. | NEWPORT DIESELS 4-7 | #N/A
523 | NEWPORT DIESELS 8-10 | D | EMS |  | VELCO | 182 |  |  |  | 3 | 1999-05-01 |  |  |  | 2 | 2000-06-01 | [5 empty] | O.K. | NEWPORT DIESELS 8-10 | #N/A
772 | NEWPORT HYDRO | HW | EMS |  | VELCO | 182 |  |  |  | 3.6 | 2000-12-04 |  |  |  | 3.4 | 2001-10-24 | [5 empty] | O.K. | NEWPORT HYDRO | #N/A
541 | PROCTOR | HD | EMS |  | VELCO | 182 |  |  |  | 6.65 | 1999-05-01 |  |  |  | 6.65 | 1999-05-01 | [5 empty] | O.K. | PROCTOR | #N/A
549 | RUTLAND 5 GT | G | EMS |  | VELCO | 182 |  |  |  | 14.48 | 2001-10-05 |  |  |  | 10.07 | 2001-10-05 | [5 empty] | O.K. | RUTLAND 5 GT | #N/A
550 | RYEGATE 1 | F | EMS |  | VELCO | 182 |  |  |  | 20.6 | 1999-05-01 |  |  |  | 20.5 | 1999-05-01 | [5 empty] | O.K. | RYEGATE 1 | #N/A
1298 | SANDBAR JET 1 | J | EMS |  | VELCO | 182 |  |  |  | 0 | 2001-03-23 |  |  |  | 0 | 2001-03-23 | [5 empty] | ERR: check unit name in Lookups sheet | #N/A | #N/A
565 | SHELDON SPRINGS | HD | EMS |  | VELCO | 182 |  |  |  | 26.38 | 1999-05-01 |  |  |  | 14.82 | 1999-05-01 | [5 empty] | O.K. | SHELDON SPRINGS | #N/A
585 | ST ALBANS 1 and 2 | D | EMS |  | VELCO | 182 |  |  |  | 2.4 | 1999-05-01 |  |  |  | 2.22 | 1999-05-01 | [5 empty] | O.K. | ST ALBANS 1 and 2 | #N/A
598 | VERGENNES 5 and 6 DIESELS | D | EMS |  | VELCO | 182 |  |  |  | 4.05 | 1999-10-01 |  |  |  | 3.95 | 2000-06-01 | [5 empty] | O.K. | VERGENNES 5 and 6 DIESELS | #N/A
780 | VERGENNES HYDRO | HD | EMS |  | VELCO | 182 |  |  |  | 2.1 | 1999-05-01 |  |  |  | 2.1 | 1999-05-01 | [5 empty] | O.K. | VERGENNES HYDRO | #N/A
611 | VERMONT YANKEE | N | EMS |  | VELCO | 182 |  |  |  | 529.08 | 1999-05-01 |  |  |  | 506 | 1999-09-01 | [5 empty] | O.K. | VERMONT YANKEE | #N/A
614 | WATERBURY 22 | HW | EMS |  | VELCO | 182 |  |  |  | 2.6 | 2001-03-21 |  |  |  | 2.8 | 2001-10-24 | [5 empty] | O.K. | WATERBURY 22 | #N/A
781 | WEST DANVILLE 1 | HD | EMS |  | VELCO | 182 |  |  |  | 1.1 | 1999-05-01 |  |  |  | 1.1 | 1999-05-01 | [5 empty] | O.K. | WEST DANVILLE 1 | #N/A
622 | WINOOSKI 1 | HD | EMS |  | VELCO | 182 |  |  |  | 7.3 | 1999-05-01 |  |  |  | 7.3 | 1999-05-01 | [5 empty] | O.K. | WINOOSKI 1 | #N/A
819 | ARNOLD FALLS | HD | SO |  | VELCO | 182 |  |  | New Unit | 0.3 | 2001-12-01 |  |  |  | 0.3 | 2001-12-01
833 | BARNET | HD | SO |  | VELCO | 182 |  |  |  | 0.32 | 2000-04-01 | m | 0.49 | -0.17 | 0.35 | 2000-04-01 | [5 empty] | O.K. | #N/A | BARNET
959 | BARTON 1-4 DIESELS | D | SO |  | VELCO | 182 |  |  |  | 0.929 | 2001-03-21 |  |  |  | 0.889 | 2001-03-21 | [5 empty] | O.K. | #N/A | BARTON 1-4 DIESELS
828 | BARTON HYDRO | HD | SO |  | VELCO | 182 |  |  |  | 1.3 | 2000-04-01 |  |  |  | 1.3 | 2000-04-01 | [5 empty] | O.K. | #N/A | BARTON HYDRO
824 | BATH ELECTRIC | HD | SO |  | VELCO | 182 |  |  | New Unit | 0.8 | 2001-12-01 |  |  |  | 0.8 | 2001-12-01
1165 | CADYS FALLS | HD | SO |  | VELCO | 182 |  |  |  | 1.1 | 2000-04-01 |  |  |  | 1.1 | 2000-04-01 | [5 empty] | O.K. | #N/A | CADYS FALLS
815 | CARVER FALLS | HD | SO |  | VELCO | 182 |  |  | New Unit | 1.9 | 2001-12-01 |  |  |  | 1.48 | 2001-12-01
816 | CAVENDISH | HD | SO |  | VELCO | 182 |  |  | New Unit | 1.27 | 2001-12-01 |  |  |  | 1.18 | 2001-12-01
832 | CENTER RUTLAND | HD | SO |  | VELCO | 182 |  |  |  | 0.35 | 2000-04-01 |  |  |  | 0.35 | 2000-04-01 | [5 empty] | O.K. | #N/A | CENTER RUTLAND
834 | COMPTU FALLS | HD | SO |  | VELCO | 182 |  |  |  | 0.46 | 2000-04-01 |  |  |  | 0.29 | 2000-04-01 | [5 empty] | O.K. | #N/A | COMPTU FALLS
835 | DEWEY MILLS | HD | SO |  | VELCO | 182 |  |  |  | 2.79 | 2000-04-01 |  |  |  | 1.57 | 2000-04-01 | [5 empty] | O.K. | #N/A | DEWEY MILLS
823 | EAST BARNET | HD | SO |  | VELCO | 182 |  |  | New Unit | 1.73 | 2001-12-01 |  |  |  | 1.6 | 2001-12-01
836 | EMERSON FALLS | HD | SO |  | VELCO | 182 |  |  |  | 0.23 | 2000-04-01 |  |  |  | 0.23 | 2000-04-01 | [5 empty] | O.K. | #N/A | EMERSON FALLS
829 | ENOSBURG 2 DIESEL | D | SO |  | VELCO | 182 |  |  |  | 0.661 | 2001-03-01 |  |  |  | 0.7 | 2001-03-01 | [5 empty] | O.K. | #N/A | ENOSBURG 2 DIESEL
830 | ENOSBURG HYDRO | HD | SO |  | VELCO | 182 |  |  |  | 0.95 | 2000-04-01 |  |  |  | 0.95 | 2000-04-01 | [5 empty] | O.K. | #N/A | ENOSBURG HYDRO
1047 | FAIRFAX LOAD | HD | SO |  | VELCO | 182 |  |  | New Unit | 3.25 | 2001-12-01 |  |  |  | 3.25 | 2001-12-01
821 | GAGE | HD | SO |  | VELCO | 182 |  |  | New Unit | 0.8 | 2001-12-01 |  |  |  | 0.76 | 2001-12-01
1168 | H.K. SANDERS | HW | SO |  | VELCO | 182 |  |  |  | 1.8 | 2000-04-01 |  |  |  | 1.41 | 2000-04-01 | [5 empty] | O.K. | #N/A | H.K. SANDERS
837 | KILLINGTON | HD | SO |  | VELCO | 182 |  |  |  | 0.1 | 2000-04-01 |  |  |  | 0.07 | 2000-04-01 | [5 empty] | O.K. | #N/A | KILLINGTON
838 | KINGSBURY | HD | SO |  | VELCO | 182 |  |  |  | 0.2 | 2000-04-01 |  |  |  | 0.08 | 2000-04-01 | [5 empty] | O.K. | #N/A | KINGSBURY
839 | LADD'S MILL | HD | SO |  | VELCO | 182 |  |  |  | 0.17 | 2000-04-01 |  |  |  | 0.17 | 2000-04-01 | [5 empty] | O.K. | #N/A | LADD'S MILL
840 | MARTINSVILLE | HD | SO |  | VELCO | 182 |  |  |  | 0.19 | 2000-04-01 | m | 0.24 | -0.05 | 0.08 | 2000-04-01 | [5 empty] | O.K. | #N/A | MARTINSVILLE
841 | MORETOWN 8 | HD | SO |  | VELCO | 182 |  |  |  | 0.53 | 2000-04-01 | m | 0.75 | -0.22 | 0.36 | 2000-04-01 | [5 empty] | O.K. | #N/A | MORETOWN 8
1166 | MORRISVILLE PLANT #2 | HD | SO |  | VELCO | 182 |  |  |  | 1.8 | 2000-04-01 |  |  |  | 1.43 | 2000-04-01 | [5 empty] | O.K. | #N/A | MORRISVILLE PLANT #2
842 | NANTANA MILL | HD | SO |  | VELCO | 182 |  |  |  | 0.18 | 2000-04-01 | m | 0.22 | -0.04 | 0.1 | 2000-04-01 | [5 empty] | O.K. | #N/A | NANTANA MILL
978 | NEW MILFORD | F | SO | x | VELCO | 182 | 2002-01-01 | x | CLP | 2.992 | 2001-03-01 | m | 3.014 | -0.022 | 3.014 | 2001-03-01 | [5 empty] | O.K. | #N/A | NEW MILFORD
843 | NEWBURY | HD | SO |  | VELCO | 182 |  |  |  | 0.27 | 2000-04-01 |  |  |  | 0.22 | 2000-04-01 | [5 empty] | O.K. | #N/A | NEWBURY
844 | OTTAUQUECHEE | HD | SO |  | VELCO | 182 |  |  |  | 2.18 | 2000-04-01 |  |  |  | 1.48 | 2000-04-01 | [5 empty] | O.K. | #N/A | OTTAUQUECHEE
827 | SEARSBURG WIND | HD | SO |  | VELCO | 182 |  |  |  | 1.69 | 2000-04-01 | m | 1.5 | 0.19 | 0.48 | 2000-04-01 | [5 empty] | O.K. | #N/A | SEARSBURG WIND
845 | SLACK DAM | HD | SO |  | VELCO | 182 |  |  |  | 0.37 | 2000-04-01 | m | 0.41 | -0.04 | 0.21 | 2000-04-01 | [5 empty] | O.K. | #N/A | SLACK DAM
826 | TROY | HD | SO |  | VELCO | 182 |  |  |  | 0.6 | 2000-04-01 |  |  |  | 0.6 | 2000-04-01 | [5 empty] | O.K. | #N/A | TROY
831 | VAIL & GREAT FALLS | HD | SO |  | VELCO | 182 |  |  |  | 2.1 | 2000-04-01 |  |  |  | 2.1 | 2000-04-01 | [5 empty] | O.K. | #N/A | VAIL & GREAT FALLS
825 | WEST CHARLESTON | HD | SO |  | VELCO | 182 |  |  |  | 0.8 | 2000-04-01 |  |  |  | 0.8 | 2000-04-01 | [5 empty] | O.K. | #N/A | WEST CHARLESTON
846 | WINOOSKI 8 | HD | SO |  | VELCO | 182 |  |  |  | 0.6 | 2000-04-01 | m | 0.71 | -0.11 | 0.4 | 2000-04-01 | [5 empty] | O.K. | #N/A | WINOOSKI 8
1167 | WOLCOTT HYDRO #1 | HD | SO |  | VELCO | 182 |  |  |  | 0.66 | 2000-04-01 | m | 0.8 | -0.14 | 0.49 | 2000-04-01 | [5 empty] | O.K. | #N/A | WOLCOTT HYDRO #1
847 | WOODSIDE | HD | SO |  | VELCO | 182 |  |  |  | 0.12 | 2000-04-01 |  |  |  | 0.11 | 2000-04-01 | [5 empty] | O.K. | #N/A | WOODSIDE
848 | WRIGHTSVILLE | HW | SO |  | VELCO | 182 |  |  |  | 0.701 | 2001-03-21 |  |  |  | 0.693 | 2001-03-21 | [5 empty] | O.K. | #N/A | WRIGHTSVILLE
857 | OAKDALE HYDRO | HD | SO |  | WBML | 186 |  |  |  | 3.2 | 2000-04-01 |  |  |  | 3.2 | 2000-04-01 | [5 empty] | O.K. | #N/A | OAKDALE HYDRO
339 | BRIDGEPORT HARBOR 2 | F | EMS |  | WSVST | 50195 | 2000-08-10 |  | DETM | 157.679 | 2001-04-25 |  |  |  | 152.448 | 2001-07-24 | [5 empty] | O.K. | BRIDGEPORT HARBOR 2 | #N/A
340 | BRIDGEPORT HARBOR 3 | F | EMS |  | WSVST | 50195 | 1999-04-15 |  | UI | 370.368 | 2001-03-27 |  |  |  | 388.872 | 2001-07-24 | [5 empty] | O.K. | BRIDGEPORT HARBOR 3 | #N/A
341 | BRIDGEPORT HARBOR 4 | J | EMS |  | WSVST | 50195 | 1999-04-15 |  | UI | 14.718 | 2001-08-06 |  |  |  | 9.918 | 2001-08-06 | [5 empty] | O.K. | BRIDGEPORT HARBOR 4 | #N/A
513 | NEW HAVEN HARBOR | F | EMS |  | WSVST | 50195 | 1999-04-15 |  | UI | 466 | 1999-05-01 |  |  |  | 464.472 | 2001-08-09 | [5 empty] | O.K. | NEW HAVEN HARBOR | #N/A
Summary Information: | [8 empty] | Total: | 27884.263 |  |  |  |  | 26291.658
[13 empty] | Sum of Positive differences: | 8.164 |  |  |  | Sum of Positive differences: | 0.056
[13 empty] | Sum of Negative differences: | -67.67 |  |  |  | Sum of Negative differences: | -2.272
[13 empty] | Net Sum of ALL differences: | #N/A |  |  |  | Net Sum of ALL differences: | #N/A
[9 empty] | Total EMS Capability: | 27644.31 |  |  |  | Total EMS Capability: | 26080.722
[9 empty] | Total Settlement Only Capability: | 239.953 |  |  |  | Total Settlement Only Capability: | 210.936
[9 empty] | Total Capability: | 27884.263 |  |  |  | Total Capability: | 26291.658
[9 empty] | Subtotals, by Claimed Capability Audit Unit Type: |  |  |  |  | Subtotals, by Claimed Capability Audit Unit Type: | 26291.658
[8 empty] | Fossil (incl. wood and refuse) | F | 11641.29 |  |  | Fossil (incl. wood and refuse) | F | 11436.971
[8 empty] | Nuclear | N | 4394.454 |  |  | Nuclear | N | 4339.515
[8 empty] | Combined Cycle | CC | 6248.603 |  |  | Combined Cycle | CC | 5483.077
[8 empty] | Gas Turbine | G | 1062.09 |  |  | Gas Turbine | G | 864.346
[8 empty] | Jet Engine | J | 1005.524 |  |  | Jet Engine | J | 747.556
[8 empty] | Diesel | D | 135.952 |  |  | Diesel | D | 129.748
[8 empty] | Pumped Storage | PS | 1667.41 |  |  | Pumped Storage | PS | 1642.875
[8 empty] | Hydro-Conventional Daily | HD | 850.528 |  |  | Hydro-Conventional Daily | HD | 771.821
[8 empty] | Hydro-Conventional Weekly | HW | 878.412 |  |  | Hydro-Conventional Weekly | HW | 875.749
Footnotes referenced in the last column are shown in the "NotesAndAbbreviations" Worksheet
#N/A
Note on E4: Enter "x" in this column for any unit that is claiming SQF status.
Note on D4: Enter either "EMS" (unit is represented in Energy Management System) or "SO" (Settlement Only unit) in this column.
Note on C4: Enter Unit Category, for CCA purposes (as per MRP 11-D, Table 1, Att. A) in this column.
Note on G4: Enter Customer ID# for Lead Participant (see list of Participants and ID#s in "Lookups" sheet) in this column.
Note on AA4: Enter "x" if manual input required and formulas have been overwritten.

## Retired Deactivated
ISO New England Seasonal Claimed Capability (SCC) Report - Resources Retired and/or Deactivated
|  |  |  | Retirements/deactivations during period 5/1/00 to: | 2002-01-01
< shaded row indicates new entry as of 01/01/2002
Asset_Id | UnitName | UnitCategory | Class | SQF | Current_Lead_Participant | Cust_ID | LP_Most_Recent_Change_Date | ChangeLP | Previous_Lead_Participant | WSCC | WSCC_Most_Recent_Change_Date | ChangeWSCC | PrevWSCC | DiffWSCC | SSCC | SSCC_Most_Recent_Change_Date |  |  |  | Deactivated | Retired | Comments | Effective Date of Retirement or Deactivation | Date to delete record from SCC Report Current and Detail Sheet
----------- | ----------- | ----------- | ------ | ------ | ----------- |  |  |  |  | ----------- |  |  |  |  | ----------- |  |  |  |  | ------ | ------ | -----------
1114 | Madison Composite | HD | SO |  | CMP | 6 |  |  |  | 0 | 2000-04-01 |  |  |  | 0 | 2000-04-01 |  |  |  |  | x | Was 0 MW prior to retirement/This unit was reactivated on 3/01/01 | 2000-10-01
1264 | South Norwalk # 6 | D | SO |  | CMEEC |  |  |  |  | 1.1 | 2000-04-01 |  |  |  | 1.05 | 2000-04-01 |  |  |  |  | x | SO Unit retired; re-registered as EMS unit # 1293 | 2000-09-01
578 | Somerset J1 | J | EMS |  | NRGPM |  |  |  |  | 22.1 | 2000-06-20 |  |  |  | 18.1 | 2000-06-20 |  |  |  | x |  | Physically disconnected from power system | 2000-07-01
325 | A. L. Pierce | F | EMS |  | CMEEC |  |  |  |  | 14.91 | 2000-07-01 |  |  |  | 12.44 | 2000-07-01 |  |  |  | x |  | Retired Contract | 2000-07-01
896 | Drew River Mill | HD | SO |  | NU |  |  |  |  | 0.011 |  |  |  |  | 0.011 | [5 empty] | x | Elected not to register for Settlement Only Treatment | 2000-06-01
1111 | Robbins Lumber | F | SO |  | CMP |  |  |  |  | 0.011 | 2001-01-24 |  |  |  | 0.011 | 2001-01-24 |  |  |  | x |  | Deactivation of Unit | 2001-01-24
389 | Derby Dam | HD | EMS |  | NU |  |  |  |  | 7.05 |  |  |  |  | 7.05 |  |  |  |  | x |  | per NX-12 and K2/ Derby Dam has been reactivated effective 4/20/01/Initially it was deactivated on 2/23/01 | 2001-02-23
1318 | Fall River | G | SO |  | TMLP |  |  |  |  | 3.5 |  |  |  |  | 3.5 | [5 empty] | x | Per TMLP this less than 5mw unit has been retired and replaced with Asset #1432 (EMS) as of May 31, 2001
1298 | Sandbar Jet | J | EMS |  | VELCO | 182 |  |  |  | 22.5 |  |  |  |  | 18.1 |  | n | 0 | 18.1 |  | x |  | 2001-03-23
1326 | Beaver Wood Joint Venture | F | EMS |  | CPS |  |  |  |  | 15.125 |  |  |  |  | 14.7 | [5 empty] | x |  | 2001-07-10
402 | Edgar Jet 1 | J | EMS |  | SITHE |  |  |  |  | 13.612 |  |  |  |  | 9.202 | [5 empty] | x |  | 2001-09-26
403 | Edgar Jet 2 | J | EMS |  | SITHE |  |  |  |  | 14.06 |  |  |  |  | 12 | [5 empty] | x |  | 2001-09-26

## Detail_SettlementOnly
SCC Report Detail: Settlement Only Generators (in the Market System as Load Assets) - as of 01/01/2002
[7 empty] | Claimed Capability, as Reported in SCC Report | [17 empty] | SCC values as of: | 2002-01-01 |  |  |  | 2000-10-01 | 2000-10-01 |  |  | 2000-10-01
LOAD_FACILITY_ID | LOAD_FACILITY_NAME | ContactPerson | ParticipantWithResourceEntitlement | UnitCategory | SCC | SQF | JAN | FEB | MAR | APR | MAY | JUN | JUL | AUG | SEP | OCT | NOV | DEC | BasisforSCC | Win_DateOfChange | Sum_DateOfChange | COMMENTS | Winter SCC change this month? | Summer SCC change this month? | WSCC | SSCC | Main SCC Report | Main SCC Report |  | UnitCategory | SCC | Main SCC Report |  | SQF
1048 | WARE HYDRO | Gail Azulay | CPS | HD |  |  | 1.25 | 1.25 | 1.25 | 1.25 | 1.25 | 1.25 | 1.25 | 1.25 | 1.25 | 1.25 | 1.25 | 1.25 | DCH study | 2002-01-01 | 2002-01-01 | aka Ware Hydro Load; CESacts as "Lead Participant" |  |  | 1.25 | 1.25 | WARE HYDRO | HD |  | HD |  |  | ERR |  | ok | WARE HYDRO
1049 | COLLINS HYDRO | Gail Azulay | CPS | HD |  |  | 1.25 | 1.25 | 1.25 | 1.25 | 1.25 | 1.25 | 1.25 | 1.25 | 1.25 | 1.25 | 1.25 | 1.25 | DCH study | 2002-01-01 | 2000-04-01 | CES to act as "Lead Participant" |  |  | 1.25 | 1.25 | COLLINS HYDRO | HD |  | HD |  |  | ERR |  | ok | COLLINS HYDRO
1050 | CHICOPEE HYDRO | Gail Azulay | CPS | HD |  |  | 2.17 | 2.17 | 2.17 | 2.17 | 2.17 | 2.17 | 2.17 | 2.17 | 2.17 | 2.17 | 2.17 | 2.17 | DCH study | 2002-01-01 | 2000-04-01 | CES to act as "Lead Participant" |  |  | 2.17 | 2.17 | CHICOPEE HYDRO | HD |  | HD |  |  | ERR |  | ok | CHICOPEE HYDRO
851 | GARDNER FALLS | Ivan Kimball | CEEI | HD |  |  | 3.7 | 3.7 | 3.7 | 3.7 | 3.7 | 3.7 | 3.7 | 3.7 | 3.7 | 3.7 | 3.7 | 3.7 | DCH study | 2000-04-01 | 2000-04-01 |  |  |  | 3.7 | 3.7 | GARDNER FALLS | HD |  | HD |  |  | ERR |  | ok | GARDNER FALLS
864 | DWIGHT | Ivan Kimball | CEEI | HD |  |  | 1.7 | 1.7 | 1.7 | 1.7 | 1.7 | 1.7 | 1.14 | 1.34 | 1.09 | 1.7 | 1.7 | 1.7 | DCH study | 2000-04-01 | 2000-04-01 |  |  |  | 1.7 | 1.34 | DWIGHT | HD |  | HD |  |  | ERR |  | ok | DWIGHT
867 | INDIAN ORCHARD | Ivan Kimball | CEEI | HD |  |  | 3.7 | 3.7 | 3.7 | 3.7 | 3.7 | 3.7 | 3.7 | 3.7 | 3.7 | 3.7 | 3.7 | 3.7 | DCH study | 2000-04-01 | 2000-04-01 |  |  |  | 3.7 | 3.7 | INDIAN ORCHARD | HD |  | HD |  |  | ERR |  | ok | INDIAN ORCHARD
873 | PUTTS BRIDGE | Ivan Kimball | CEEI | HD |  |  | 4.1 | 4.1 | 4.1 | 4.1 | 4.1 | 4.1 | 3.52 | 3.75 | 3.46 | 4.1 | 4.1 | 4.1 | DCH study | 2000-04-01 | 2000-04-01 |  |  |  | 4.1 | 3.75 | PUTTS BRIDGE | HD |  | HD |  |  | ERR |  | ok | PUTTS BRIDGE
874 | RED BRIDGE | Ivan Kimball | CEEI | HD |  |  | 4.26 | 4.5 | 4.5 | 4.5 | 4.5 | 2.86 | 0.35 | 0.38 | 0.34 | 3.19 | 3.65 | 4.3 | DCH study | 2000-04-01 | 2000-04-01 |  | m |  | 4.26 | 0.38 | RED BRIDGE | HD |  | HD |  |  | ERR |  | ok | RED BRIDGE
796 | GOODWIN DAM | Richard Ludorf | CLP | HD |  |  | 2.064 | 2.064 | 2.064 | 2.064 | 2.064 | 2.064 | 2.064 | 2.064 | 2.064 | 2.064 | 2.064 | 2.064 | SQF meth. | 2000-04-01 | 2000-04-01 |  |  |  | 2.064 | 2.064 | GOODWIN DAM | HD |  | HD |  |  | ERR |  | ok | GOODWIN DAM
797 | WYRE WYND | Richard Ludorf | CEC | HD |  |  | 1.8 | 1.8 | 1.8 | 1.8 | 1.8 | 1.8 | 1.8 | 1.8 | 1.8 | 1.8 | 1.8 | 1.8 | SQF meth. | 2001-05-01 | 2001-05-01 |  |  |  | 1.8 | 1.8 | WYRE WYND | HD |  | HD |  |  | ERR |  | ok | WYRE WYND
798 | COLEBROOK | Richard Ludorf | CLP | HD |  |  | 1.373 | 1.373 | 1.373 | 1.373 | 1.373 | 1.373 | 1.373 | 1.373 | 1.373 | 1.373 | 1.373 | 1.373 | SQF meth. | 2000-04-01 | 2000-04-01 |  |  |  | 1.373 | 1.373 | COLEBROOK | HD |  | HD |  |  | ERR |  | ok | COLEBROOK
799 | KINNEYTOWN A | Richard Ludorf | CLP | HD |  |  | 0.246 | 0.246 | 0.246 | 0.246 | 0.246 | 0.246 | 0.246 | 0.246 | 0.246 | 0.246 | 0.246 | 0.246 | SQF meth. | 2000-04-01 | 2000-04-01 |  |  |  | 0.246 | 0.246 | KINNEYTOWN A | HD |  | HD |  |  | ERR |  | ok | KINNEYTOWN A
800 | KINNEYTOWN B | Richard Ludorf | CLP | HD |  |  | 0.654 | 0.654 | 0.654 | 0.654 | 0.654 | 0.654 | 0.654 | 0.654 | 0.654 | 0.654 | 0.654 | 0.654 | SQF meth. | 2000-04-01 | 2000-04-01 |  |  |  | 0.654 | 0.654 | KINNEYTOWN B | HD |  | HD |  |  | ERR |  | ok | KINNEYTOWN B
801 | WILLIMANTIC 1 | Richard Ludorf | CLP | HD |  |  | 0.423 | 0.423 | 0.423 | 0.423 | 0.423 | 0.423 | 0.423 | 0.423 | 0.423 | 0.423 | 0.423 | 0.423 | SQF meth. | 2000-04-01 | 2000-04-01 |  |  |  | 0.423 | 0.423 | WILLIMANTIC 1 | HD |  | HD |  |  | ERR |  | ok | WILLIMANTIC 1
802 | WILLIMANTIC 2 | Richard Ludorf | CLP | HD |  |  | 0.388 | 0.388 | 0.388 | 0.388 | 0.388 | 0.388 | 0.388 | 0.388 | 0.388 | 0.388 | 0.388 | 0.388 | SQF meth. | 2000-04-01 | 2000-04-01 |  |  |  | 0.388 | 0.388 | WILLIMANTIC 2 | HD |  | HD |  |  | ERR |  | ok | WILLIMANTIC 2
803 | TOUTANT | Richard Ludorf | CLP | HD |  |  | 0.16 | 0.16 | 0.16 | 0.16 | 0.16 | 0.16 | 0.16 | 0.16 | 0.16 | 0.16 | 0.16 | 0.16 | SQF meth. | 2000-04-01 | 2000-04-01 |  |  |  | 0.16 | 0.16 | TOUTANT | HD |  | HD |  |  | ERR |  | ok | TOUTANT
804 | PUTNAM | Richard Ludorf | CLP | HD |  |  | 0.268 | 0.268 | 0.268 | 0.268 | 0.268 | 0.268 | 0.268 | 0.268 | 0.268 | 0.268 | 0.268 | 0.268 | SQF meth. | 2000-04-01 | 2000-04-01 |  |  |  | 0.268 | 0.268 | PUTNAM | HD |  | HD |  |  | ERR |  | ok | PUTNAM
805 | GLEN FALLS | Richard Ludorf | CLP | HD |  |  | 0.096 | 0.096 | 0.096 | 0.096 | 0.096 | 0.096 | 0.096 | 0.096 | 0.096 | 0.096 | 0.096 | 0.096 | SQF meth. | 2000-04-01 | 2000-04-01 |  |  |  | 0.096 | 0.096 | GLEN FALLS | HD |  | HD |  |  | ERR |  | ok | GLEN FALLS
806 | MECHANICSVILLE | Richard Ludorf | CLP | HD |  |  | 0.101 | 0.101 | 0.101 | 0.101 | 0.101 | 0.101 | 0.101 | 0.101 | 0.101 | 0.101 | 0.101 | 0.101 | SQF meth. | 2000-04-01 | 2000-04-01 | fuel=wood |  |  | 0.101 | 0.101 | MECHANICSVILLE | HD |  | HD |  |  | ERR |  | ok | MECHANICSVILLE
807 | DAYVILLE POND | Richard Ludorf | CEC | HD |  |  | 0.05 | 0.061 | 0.061 | 0.061 | 0.061 | 0.061 | 0.061 | 0.061 | 0.061 | 0.061 | 0.061 | 0.061 | SQF meth. | 2001-05-01 | 2001-05-01 |  | m |  | 0.05 | 0.061 | DAYVILLE POND | HD |  | HD |  |  | ERR |  | ok | DAYVILLE POND
808 | ROCKY GLEN | Richard Ludorf | CLP | HD |  |  | 0.042 | 0.042 | 0.042 | 0.042 | 0.042 | 0.042 | 0.042 | 0.042 | 0.042 | 0.042 | 0.042 | 0.042 | SQF meth. | 2000-04-01 | 2000-04-01 |  |  |  | 0.042 | 0.042 | ROCKY GLEN | HD |  | HD |  |  | ERR |  | ok | ROCKY GLEN
809 | PINCHBECK | Richard Ludorf | CLP | F |  | Yes | 0.009 | 0.009 | 0.012 | 0.012 | 0.012 | 0.012 | 0.012 | 0.012 | 0.012 | 0.012 | 0.012 | 0.012 | SQF meth. | 2001-03-01 | 2001-03-01 |  | m |  | 0.009 | 0.012 | PINCHBECK | F |  | F |  | Yes |  | Yes | ok | PINCHBECK
810 | QUINEBAUG | Richard Ludorf | CLP | HD |  |  | 2.81 | 2.81 | 2.81 | 2.81 | 2.81 | 2.38 | 0.96 | 0.98 | 0.88 | 2.81 | 2.81 | 2.81 | DCH study | 2000-04-06 | 2000-04-06 |  |  |  | 2.81 | 0.98 | QUINEBAUG | HD |  | HD |  |  | ERR |  | ok | QUINEBAUG
977 | G FOX | Richard Ludorf | CLP | G |  |  | 3 | 3 | 3 | 3 | 3 | 3 | 3 | 3 | 3 | 3 | 3 | 3 | Demo | 2000-04-01 | 2000-04-01 |  |  |  | 3 | 3 | G FOX | G |  | G |  |  | ERR |  | ok | G FOX
978 | NEW MILFORD | Richard Ludorf | VELCO | F |  | Yes | 2.992 | 2.992 | 3.014 | 3.014 | 3.014 | 3.014 | 3.014 | 3.014 | 3.014 | 3.014 | 3.014 | 3.014 | SQF meth. | 2001-03-01 | 2001-03-01 | Landfill gas | m |  | 2.992 | 3.014 | NEW MILFORD | F |  | F |  | Yes |  | Yes | ok | NEW MILFORD
1209 | CRRA HARTFORD LANDFILL | Richard Ludorf | CLP | F |  | Yes | 2.852 | 2.852 | 2.853 | 2.853 | 2.853 | 2.853 | 2.853 | 2.853 | 2.853 | 2.853 | 2.853 | 2.853 | SQF meth. | 2001-03-01 | 2001-03-01 | Landfill gas | m |  | 2.852 | 2.853 | CRRA HARTFORD LANDFILL | F |  | F |  | Yes |  | Yes | ok | CRRA HARTFORD LANDFILL
788 | GREENVILLE DAM | Charles Carpinella | CMEEC | HD |  |  | 0.95 | 0.95 | 0.95 | 0.95 | 0.95 | 0.95 | 0.95 | 0.95 | 0.95 | 0.95 | 0.95 | 0.95 | DCH study | 2000-04-01 | 2000-04-01 |  |  |  | 0.95 | 0.95 | GREENVILLE DAM | HD |  | HD |  |  | ERR |  | ok | GREENVILLE DAM
1064 | TENTH STREET | Charles Carpinella | CMEEC | HD |  |  | 1.17 | 1.12 | 1.16 | 1.23 | 1.21 | 1.25 | 1.25 | 0.98 | 0.76 | 1.06 | 0.78 | 0.79 | DCH study | 2000-04-01 | 2000-04-01 |  | m |  | 1.17 | 0.98 | TENTH STREET | HD |  | HD |  |  | ERR |  | ok | TENTH STREET
790 | APLP-BFI | Jeffrey R. Cady | CMLP | D |  |  | 1.8 | 1.8 | 1.8 | 1.8 | 1.8 | 0 | 1.8 | 1.8 | 1.8 | 1.8 | 1.8 | 1.8 | Demo | 2000-04-08 | 2000-04-08 | Landfill gas refuse |  |  | 1.8 | 1.8 | APLP-BFI | D | ERR | F |  |  | ERR |  | ok | APLP-BFI
1109 | MMWAC | Mike Erskine | CMP | F |  | Yes | 3.034 | 3.034 | 2.984 | 2.984 | 2.984 | 2.984 | 2.984 | 2.984 | 2.984 | 2.984 | 2.984 | 2.984 | SQF meth. | 2001-03-01 | 2001-03-01 | waste | m |  | 3.034 | 2.984 | MMWAC | F |  | F |  | Yes |  | Yes | ok | MMWAC
1112 | DIRIGO DOWELS | Mike Erskine | CMP | F |  | Yes | 0.111 | 0.111 | 0.017 | 0.017 | 0.017 | 0.017 | 0.017 | 0.017 | 0.017 | 0.017 | 0.017 | 0.017 | SQF meth. | 2001-03-01 | 2001-03-01 | wood/refuse | m |  | 0.111 | 0.017 | DIRIGO DOWELS | F |  | F |  | Yes |  | Yes | ok | DIRIGO DOWELS
1113 | BRASSUA HYDRO | Mike Erskine | CMP | HD |  |  | 2.633 | 2.737 | 3.65 | 4.203 | 4.203 | 4.203 | 3.176 | 2.033 | 1.675 | 4.203 | 4.203 | 4.203 | DCH study | 2000-04-01 | 2000-04-01 | DCH calculations made by CMP | m |  | 2.633 | 2.033 | BRASSUA HYDRO | HD |  | HD |  |  | ERR |  | ok | BRASSUA HYDRO
1115 | SEBASTICOOK COMPOSITE | Mike Erskine | CMP | HD |  |  | 5.903 | 5.95 | 5.953 | 5.953 | 5.953 | 5.767 | 3.975 | 3.486 | 4.405 | 5.569 | 5.953 | 5.953 | DCH study | 2000-04-01 | 2000-04-01 | DCH calculations made by CMP | m |  | 5.903 | 3.486 | SEBASTICOOK COMPOSITE | HD |  | HD |  |  | ERR |  | ok | SEBASTICOOK COMPOSITE
1116 | LITTLE ANDROSCOGGIN COMPOSITE | Mike Erskine | CMP | HD |  |  | 3.166 | 3.411 | 4.25 | 4.25 | 4.25 | 3.726 | 2.178 | 1.419 | 1.383 | 2.793 | 4.062 | 4.007 | DCH study | 2000-04-01 | 2000-04-01 | DCH calculations made by CMP | m |  | 3.166 | 1.419 | LITTLE ANDROSCOGGIN COMPOSITE | HD |  | HD |  |  | ERR |  | ok | LITTLE ANDROSCOGGIN COMPOSITE
1117 | GREAT WORKS COMPOSITE | Mike Erskine | CMP | HD |  |  | 0.368 | 0.426 | 0.5 | 0.5 | 0.5 | 0.316 | 0 | 0 | 0 | 0 | 0.5 | 0.5 | DCH study | 2000-04-01 | 2000-04-01 | DCH calculations made by CMP | m |  | 0.368 | 0 | GREAT WORKS COMPOSITE | HD |  | HD |  |  | ERR |  | ok | GREAT WORKS COMPOSITE
1118 | RIDGEWOOD COMPOSITE | Mike Erskine | CMP | HD |  |  | 3.519 | 3.584 | 4.275 | 4.55 | 4.55 | 3.719 | 2.324 | 1.997 | 2.129 | 2.755 | 3.848 | 3.959 | DCH study | 2000-04-01 | 2000-04-01 | DCH calculations made by CMP | m |  | 3.519 | 1.997 | RIDGEWOOD COMPOSITE | HD |  | HD |  |  | ERR |  | ok | RIDGEWOOD COMPOSITE
1119 | KENNEBAGO HYDRO | Mike Erskine | CMP | HD |  |  | 0.644 | 0.603 | 0.618 | 0.7 | 0.7 | 0.65 | 0.645 | 0.391 | 0.316 | 0.648 | 0.683 | 0.7 | DCH study | 2000-04-01 | 2000-04-01 | DCH calculations made by CMP | m |  | 0.644 | 0.391 | KENNEBAGO HYDRO | HD |  | HD |  |  | ERR |  | ok | KENNEBAGO HYDRO
1120 | GOOSE RIVER 2 | Mike Erskine | CMP | HD | No |  | 0 | 0 | 0 | 0 | 0 | 0 | 0 | 0 | 0 | 0 | 0 | 0 | NA | 2000-04-01 | 2000-04-01 | DCH calculations made by CMP |  |  | 0 | 0 | GOOSE RIVER 2 | HD |  | HD | No |  | ERR |  | ok | GOOSE RIVER 2
1259 | FORSTER STRONG | Suneet Sharma | EESI | F |  | Yes | 0.11 | 0.11 | 0.11 | 0.11 | 0.11 | 0.11 | 0.11 | 0.11 | 0.11 | 0.11 | 0.11 | 0.11 | SQF meth. | 2001-04-01 | 2001-04-01 | fuel=wood waste |  |  | 0.11 | 0.11 | FORSTER STRONG | F |  | F |  | Yes |  | Yes | ok | FORSTER STRONG
789 | PAWTUCKET HYDRO 2 | Larry Boisvert | CEC | HD |  |  | 1.24 | 1.24 | 1.24 | 1.24 | 1.17 | 0.73 | 0.37 | 0.41 | 0.33 | 0.66 | 1.2 | 1.24 | DCH study | 2000-04-01 | 2000-04-01 |  |  |  | 1.24 | 0.41 | CEC 002 PAWTUCKET U5 | HD |  | HD |  |  | ERR |  | ok | PAWTUCKET HYDRO 2
1054 | BLACKSTONE HYDRO ASSOC | Larry Boisvert | NEP | HD | No |  | 0 | 0 | 0 | 0 | 0 | 0 | 0 | 0 | 0 | 0 | 0 | 0 | NA | 2000-04-01 | 2000-04-01 |  |  |  | 0 | 0 | BLACKSTONE HYDRO ASSOC | HD |  | HD | No |  | ERR |  | ok | BLACKSTONE HYDRO ASSOC
1055 | WOONSOCKET HYDRO | Larry Boisvert | NEP | HD | No |  | 0 | 0 | 0 | 0 | 0 | 0 | 0 | 0 | 0 | 0 | 0 | 0 | NA | 2000-04-01 | 2000-04-01 |  |  |  | 0 | 0 | WOONSOCKET HYDRO | HD |  | HD | No |  | ERR |  | ok | WOONSOCKET HYDRO
1056 | ROOSEVELT HYDRO | Larry Boisvert | NEP | HD | No |  | 0 | 0 | 0 | 0 | 0 | 0 | 0 | 0 | 0 | 0 | 0 | 0 | NA | 2000-04-01 | 2000-04-01 |  |  |  | 0 | 0 | ROOSEVELT HYDRO | HD |  | HD | No |  | ERR |  | ok | ROOSEVELT HYDRO
1057 | BLACKSTONE HYDRO TUPP LOAD | Larry Boisvert | NEP | HD | No |  | 0 | 0 | 0 | 0 | 0 | 0 | 0 | 0 | 0 | 0 | 0 | 0 | NA | 2000-04-01 | 2000-04-01 |  |  |  | 0 | 0 | BLACKSTONE HYDRO TUPP LOAD | HD |  | HD | No |  | ERR |  | ok | BLACKSTONE HYDRO TUPP LOAD
786 | KEZAR LEDGEMERE COMPOSITE | Donna Meyer | FPL | HD |  |  | 1.17 | 1.25 | 1.45 | 1.45 | 1.26 | 1.17 | 0.64 | 0.56 | 0.46 | 1.3 | 1.32 | 1.34 | DCH study | 2000-04-01 | 2000-04-01 |  | m |  | 1.17 | 0.56 | KEZAR LEDGEMERE COMPOSITE | HD |  | HD |  |  | ERR |  | ok | KEZAR LEDGEMERE COMPOSITE
787 | LEWISTON CANAL COMPOSITE | Donna Meyer | FPL | HD |  |  | 6.94 | 6.94 | 6.94 | 6.94 | 6.94 | 3.43 | 0 | 0 | 0 | 6.94 | 6.94 | 6.94 | DCH study | 2000-04-01 | 2000-04-01 |  |  |  | 6.94 | 0 | LEWISTON CANAL COMPOSITE | HD |  | HD |  |  | ERR |  | ok | LEWISTON CANAL COMPOSITE
849 | CRESCENT DAM | Jeanette Sypek | GELD | HD |  |  | 1 | 1 | 1 | 1 | 1 | 1 | 0.7 | 0.85 | 0.68 | 1 | 1 | 1 | DCH study | 2000-04-01 | 2000-04-01 |  |  |  | 1 | 0.85 | CRESCENT DAM | HD |  | HD |  |  | ERR |  | ok | CRESCENT DAM
850 | GLENDALE HYDRO | Jeanette Sypek | GELD | HD |  |  | 1 | 1 | 1 | 1 | 1 | 1 | 0.75 | 0.84 | 0.68 | 1 | 1 | 1 | DCH study | 2000-04-01 | 2000-04-01 |  |  |  | 1 | 0.84 | GLENDALE HYDRO | HD |  | HD |  |  | ERR |  | ok | GLENDALE HYDRO
951 | BALTIC MILLS - QF | Mike Hager | GSEC | HD |  |  | 0.104 | 0.104 | 0.104 | 0.104 | 0.104 | 0.104 | 0.104 | 0.104 | 0.104 | 0.104 | 0.104 | 0.104 | SQF meth. | 2000-04-01 | 2000-04-01 |  |  |  | 0.104 | 0.104 | BALTIC MILLS - QF | HD |  | HD |  |  | ERR |  | ok | BALTIC MILLS - QF
957 | HG&E HYDRO/CABOT 1-4 | Jeanette Sypek | HGE | HD |  |  | 2.05 | 2.05 | 2.5 | 2.05 | 2.05 | 2.1 | 2.1 | 2.1 | 2.1 | 2.05 | 2.05 | 2.05 | DCH study | 2000-04-01 | 2000-04-01 |  |  |  | 2.05 | 2.1 | HG&E HYDRO/CABOT 1-4 | HD |  | HD |  |  | ERR |  | ok | HG&E HYDRO/CABOT 1-4
852 | SOUTH BARRE HYDRO | Jeanette Sypek | HMLD | HD |  |  | 0.14 | 0.14 | 0.14 | 0.14 | 0.14 | 0.14 | 0.12 | 0.13 | 0.11 | 0.14 | 0.14 | 0.14 | DCH study | 2000-05-01 | 2000-05-01 | Incorrect cap. data; corrected 9/1 |  |  | 0.14 | 0.13 | SOUTH BARRE HYDRO | HD |  | HD |  |  | ERR |  | ok | SOUTH BARRE HYDRO
853 | WEBSTER HYDRO | Jeanette Sypek | HMLD | HD |  |  | 0.29 | 0.29 | 0.29 | 0.29 | 0.29 | 0.11 | 0 | 0 | 0 | 0.25 | 0.25 | 0.29 | DCH study | 2000-05-01 | 2000-05-01 | Incorrect cap. data; corrected 9/1 |  |  | 0.29 | 0 | WEBSTER HYDRO | HD |  | HD |  |  | ERR |  | ok | WEBSTER HYDRO
1224 | RANDOLPH/BFG ELECTRIC FACILITY | Jeanette Sypek | HMLP | D |  |  | 2.434 | 2.434 | 2.434 | 2.497 | 2.497 | 2.497 | 2.497 | 2.497 | 2.497 | 2.497 | 2.497 | 2.497 | Demo | 2001-09-01 | 2001-09-01 | Landfill Gas; tested 4/6/00 | m |  | 2.434 | 2.497 | RANDOLPH/BFG ELECTRIC FACILITY | D | ERR | F |  |  | ERR |  | ok | RANDOLPH/BFG ELECTRIC FACILITY
1067 | IPSWICH #1 | Jeanette Sypek | IMLD | D |  |  | 1.25 | 1.25 | 1.25 | 1.25 | 1.25 | 1.25 | 1.25 | 1.25 | 1.25 | 1.25 | 1.25 | 1.25 | Demo | 2000-04-01 | 2000-04-01 |  |  |  | 1.25 | 1.25 | IPSWICH #1 | D |  | D |  |  | ERR |  | ok | IPSWICH #1
1068 | IPSWICH #2 | Jeanette Sypek | IMLD | D |  |  | 1.36 | 1.36 | 1.36 | 1.36 | 1.36 | 1.36 | 1.36 | 1.36 | 1.36 | 1.36 | 1.36 | 1.36 | Demo | 2000-04-01 | 2000-04-01 |  |  |  | 1.36 | 1.36 | IPSWICH #2 | D |  | D |  |  | ERR |  | ok | IPSWICH #2
1069 | IPSWICH #6 | Jeanette Sypek | IMLD | D |  |  | 1.14 | 1.14 | 1.14 | 1.14 | 1.14 | 1.14 | 1.14 | 1.14 | 1.14 | 1.14 | 1.14 | 1.14 | Demo | 2000-04-01 | 2000-04-01 |  |  |  | 1.14 | 1.14 | IPSWICH #6 | D |  | D |  |  | ERR |  | ok | IPSWICH #6
1070 | IPSWICH #7 | Jeanette Sypek | IMLD | D |  |  | 1.36 | 1.36 | 1.36 | 1.36 | 1.36 | 1.36 | 1.36 | 1.36 | 1.36 | 1.36 | 1.36 | 1.36 | Demo | 2000-04-01 | 2000-04-01 |  |  |  | 1.36 | 1.36 | IPSWICH #7 | D |  | D |  |  | ERR |  | ok | IPSWICH #7
1071 | IPSWICH #8 | Jeanette Sypek | IMLD | D |  |  | 1.14 | 1.14 | 1.14 | 1.14 | 1.14 | 1.14 | 1.14 | 1.14 | 1.14 | 1.14 | 1.14 | 1.14 | Demo | 2000-04-01 | 2000-04-01 |  |  |  | 1.14 | 1.14 | IPSWICH #8 | D |  | D |  |  | ERR |  | ok | IPSWICH #8
1072 | IPSWICH #9 | Jeanette Sypek | IMLD | D |  |  | 1.36 | 1.36 | 1.36 | 1.36 | 1.36 | 1.36 | 1.36 | 1.36 | 1.36 | 1.36 | 1.36 | 1.36 | Demo | 2000-04-01 | 2000-04-01 |  |  |  | 1.36 | 1.36 | IPSWICH #9 | D |  | D |  |  | ERR |  | ok | IPSWICH #9
1073 | IPSWICH #10 | Jeanette Sypek | IMLD | D |  |  | 1.25 | 1.25 | 1.25 | 1.25 | 1.25 | 1.25 | 1.25 | 1.25 | 1.25 | 1.25 | 1.25 | 1.25 | Demo | 2000-04-01 | 2000-04-01 |  |  |  | 1.25 | 1.25 | IPSWICH #10 | D |  | D |  |  | ERR |  | ok | IPSWICH #10
1074 | IPSWICH #11 | Jeanette Sypek | IMLD | D |  |  | 1.25 | 1.25 | 1.25 | 1.25 | 1.25 | 1.25 | 1.25 | 1.25 | 1.25 | 1.25 | 1.25 | 1.25 | Demo | 2000-04-01 | 2000-04-01 |  |  |  | 1.25 | 1.25 | IPSWICH #11 | D |  | D |  |  | ERR |  | ok | IPSWICH #11
1075 | IPSWICH #12 | Jeanette Sypek | IMLD | D |  |  | 1.25 | 1.25 | 1.25 | 1.25 | 1.25 | 1.25 | 1.25 | 1.25 | 1.25 | 1.25 | 1.25 | 1.25 | Demo | 2000-04-01 | 2000-04-01 |  |  |  | 1.25 | 1.25 | IPSWICH #12 | D |  | D |  |  | ERR |  | ok | IPSWICH #12
1124 | IPSWICH #3 & #4 | Jeanette Sypek | IMLD | D |  |  | 1.2 | 1.2 | 1.2 | 1.2 | 1.2 | 1.2 | 1.2 | 1.2 | 1.2 | 1.2 | 1.2 | 1.2 | Demo | 2000-04-01 | 2000-04-01 |  |  |  | 1.2 | 1.2 | IPSWICH #3 & #4 | D |  | D |  |  | ERR |  | ok | IPSWICH #3 & #4
792 | CENTENNIAL HYDRO | Scott Edwards | LELWD | HD |  |  | 0.29 | 0.79 | 0.29 | 0.29 | 0.29 | 0.79 | 0.31 | 0.4 | 0.29 | 0.29 | 0.29 | 0.29 | DCH study | 2000-04-01 | 2000-04-01 |  |  |  | 0.29 | 0.4 | CENTENNIAL HYDRO | HD |  | HD |  |  | ERR |  | ok | CENTENNIAL HYDRO
793 | METHUEN HYDRO | Scott Edwards | LELWD | HD |  |  | 0.09 | 0.26 | 0.09 | 0.09 | 0.09 | 0.24 | 0.1 | 0.12 | 0.09 | 0.09 | 0.09 | 0.09 | DCH study | 2000-04-01 | 2000-04-01 |  |  |  | 0.09 | 0.12 | METHUEN HYDRO | HD |  | HD |  |  | ERR |  | ok | METHUEN HYDRO
794 | MINNEWAWA | Scott Edwards | LELWD | HD |  |  | 0.48 | 0.63 | 0.48 | 0.48 | 0.48 | 0 | 0 | 0 | 0.48 | 0.48 | 0.48 | 0.48 | DCH study | 2000-04-01 | 2000-04-01 |  |  |  | 0.48 | 0 | MINNEWAWA | HD |  | HD |  |  | ERR |  | ok | MINNEWAWA
795 | RIVER MILL HYDRO | Scott Edwards | LELWD | HD |  |  | 0.11 | 0.2 | 0.11 | 0.11 | 0.11 | 0.2 | 0.11 | 0.08 | 0.11 | 0.11 | 0.11 | 0.11 | DCH study | 2000-04-01 | 2000-04-01 |  |  |  | 0.11 | 0.08 | RIVER MILL HYDRO | HD |  | HD |  |  | ERR |  | ok | RIVER MILL HYDRO
946 | MERRIMAC PAPER - QF | Mike Hager | MEC | HD |  |  | 0.003 | 0.003 | 0.003 | 0.003 | 0.003 | 0.003 | 0.003 | 0.003 | 0.003 | 0.003 | 0.003 | 0.003 | SQF meth. | 2000-04-01 | 2000-04-01 |  |  |  | 0.003 | 0.003 | MERRIMAC PAPER - QF | HD |  | HD |  |  | ERR |  | ok | MERRIMAC PAPER - QF
947 | RIVERDALE MILLS - QF | Mike Hager | MEC | HD |  |  | 0.001 | 0.001 | 0.001 | 0.001 | 0.001 | 0.001 | 0.001 | 0.001 | 0.001 | 0.001 | 0.001 | 0.001 | SQF meth. | 2000-04-01 | 2000-04-01 |  |  |  | 0.001 | 0.001 | RIVERDALE MILLS - QF | HD |  | HD |  |  | ERR |  | ok | RIVERDALE MILLS - QF
948 | PEPPERELL PAPER - QF | Mike Hager | MEC | HD |  |  | 0.028 | 0.028 | 0.028 | 0.028 | 0.028 | 0.028 | 0.028 | 0.028 | 0.028 | 0.028 | 0.028 | 0.028 | SQF meth. | 2000-04-01 | 2000-04-01 |  |  |  | 0.028 | 0.028 | PEPPERELL PAPER - QF | HD |  | HD |  |  | ERR |  | ok | PEPPERELL PAPER - QF
950 | LP ATHOL - QF | Mike Hager | MEC | HD |  |  | 0.03 | 0.03 | 0.03 | 0.03 | 0.03 | 0.03 | 0.03 | 0.03 | 0.03 | 0.03 | 0.03 | 0.03 | SQF meth. | 2000-04-01 | 2000-04-01 |  |  |  | 0.03 | 0.03 | LP ATHOL - QF | HD |  | HD |  |  | ERR |  | ok | LP ATHOL - QF
953 | ATTLEBORO LANDFILL - QF | Mike Hager | MEC | F |  | Yes | 1.37 | 1.37 | 1.37 | 1.37 | 1.37 | 1.37 | 1.37 | 1.37 | 1.37 | 1.37 | 1.37 | 1.37 | SQF meth. | 2001-03-01 | 2001-03-01 | landfill gas |  |  | 1.37 | 1.37 | ATTLEBORO LANDFILL - QF | F |  | F |  | Yes |  | Yes | ok | ATTLEBORO LANDFILL - QF
954 | MM LOWELL LANDFILL - QF | Mike Hager | MEC | F |  | Yes | 1.093 | 1.093 | 1.093 | 1.093 | 1.093 | 1.093 | 1.093 | 1.093 | 1.093 | 1.093 | 1.093 | 1.093 | SQF meth. | 2001-03-01 | 2001-03-01 | landfill gas |  |  | 1.093 | 1.093 | MM LOWELL LANDFILL - QF | F |  | F |  | Yes |  | Yes | ok | MM LOWELL LANDFILL - QF
956 | WARE COGEN - QF | Mike Hager | MEC | F | No | Yes | 0 | 0 | 0 | 0 | 0 | 0 | 0 | 0 | 0 | 0 | 0 | 0 | SQF meth. | 2001-03-01 | 2001-03-01 | biomass |  |  | 0 | 0 | WARE COGEN - QF | F |  | F | No | Yes |  | Yes | ok | WARE COGEN - QF
1060 | GE LYNN EXCESS | Mike Hager | MEC | F |  | Yes | 1.806 | 1.806 | 1.806 | 1.806 | 1.806 | 1.806 | 1.806 | 1.806 | 1.806 | 1.806 | 1.806 | 1.806 | SQF meth. | 2001-03-01 | 2001-03-01 | gas/oil - cogen |  |  | 1.806 | 1.806 | GE LYNN EXCESS | F |  | F |  | Yes |  | Yes | ok | GE LYNN EXCESS
1122 | CASCADE-DIAMOND-QF | Mike Hager | MEC | HD | No |  | 0 | 0 | 0 | 0 | 0 | 0 | 0 | 0 | 0 | 0 | 0 | 0 | NA | 2000-04-01 | 2000-04-01 |  |  |  | 0 | 0 | CASCADE-DIAMOND-QF | HD |  | HD | No |  | ERR |  | ok | CASCADE-DIAMOND-QF
1495 | SOUTHBRIDGE P&T QF | Mike Hager | MEC | F | No | Yes | 0 | 0 | 0 | 0 | 0 | 0 | 0 | 0 | 0 | 0 | 0 | 0 | NA | 2001-06-18 | 2001-06-18
1044 | COMMERCIAL ST 2 | Jeanette Sypek | MMLD | D | [14 empty] | Demo | 2000-04-01 | 2000-04-01 |  |  |  | 1 | 1 | COMMERCIAL ST 2 | D |  | D |  |  | ERR |  | ok | COMMERCIAL ST 2 | bar: Claimed Capability, as Reported in SCC Report JAN to Claimed Capability, as Reported in SCC Report DEC
1045 | WILKINS ST #1 | Jeanette Sypek | MMLD | D |  |  | 2.5 | 2.5 | 2.5 | 2.5 | 2.5 | 2.5 | 2.5 | 2.5 | 2.5 | 2.5 | 2.5 | 2.5 | Demo | 2000-04-01 | 2000-04-01 |  |  |  | 2.5 | 2.5 | WILKINS ST #1 | D |  | D |  |  | ERR |  | ok | WILKINS ST #1
1046 | WILKINS ST #2 | Jeanette Sypek | MMLD | D |  |  | 2.5 | 2.5 | 2.5 | 2.5 | 2.5 | 2.5 | 2.5 | 2.5 | 2.5 | 2.5 | 2.5 | 2.5 | Demo | 2000-04-01 | 2000-04-01 |  |  |  | 2.5 | 2.5 | WILKINS ST #2 | D |  | D |  |  | ERR |  | ok | WILKINS ST #2
1258 | BHE SMALL HYDRO COMPOSITE | Karen Kochonies | MSCG | HD |  |  | 2.087 | 2.087 | 2.087 | 2.087 | 2.087 | 2.087 | 2.087 | 2.087 | 2.087 | 2.087 | 2.087 | 2.087 | SQF meth. | 2000-04-01 | 2000-04-01 |  |  |  | 2.087 | 2.087 | BHE SMALL HYDRO COMPOSITE | HD |  | HD |  |  | ERR |  | ok | BHE SMALL HYDRO COMPOSITE
949 | VALLEY HYDRO - QF | Mike Hager | NEC | HD |  |  | 0.205 | 0.205 | 0.205 | 0.205 | 0.205 | 0.205 | 0.205 | 0.205 | 0.205 | 0.205 | 0.205 | 0.205 | SQF meth. | 2000-04-01 | 2000-04-01 |  |  |  | 0.205 | 0.205 | VALLEY HYDRO - QF | HD |  | HD |  |  | ERR |  | ok | VALLEY HYDRO - QF
952 | PONTIAC ENERGY - QF | Mike Hager | NEC | F |  | Yes | 0.185 | 0.185 | 0.185 | 0.185 | 0.185 | 0.185 | 0.185 | 0.185 | 0.185 | 0.185 | 0.185 | 0.185 | SQF meth. | 2001-03-01 | 2000-04-01 | landfill gas |  |  | 0.185 | 0.185 | PONTIAC ENERGY - QF | F |  | F |  | Yes |  | Yes | ok | PONTIAC ENERGY - QF
1024 | BUNKER RD #1 DIESEL | Donald Rondeau | NEP | D | No |  | 0 | 0 | 0 | 0 | 0 | 0 | 0 | 0 | 0 | 0 | 0 | 0 | NA | 2000-04-01 | 2000-04-01 |  |  |  | 0 | 0 | BUNKER RD #1 DIESEL | D |  | D | No |  | ERR |  | ok | BUNKER RD #1 DIESEL
1025 | BUNKER RD #2 DIESEL | Donald Rondeau | NEP | D | No |  | 0 | 0 | 0 | 0 | 0 | 0 | 0 | 0 | 0 | 0 | 0 | 0 | NA | 2000-04-01 | 2000-04-01 |  |  |  | 0 | 0 | BUNKER RD #2 DIESEL | D |  | D | No |  | ERR |  | ok | BUNKER RD #2 DIESEL
1026 | BUNKER RD #3 DIESEL | Donald Rondeau | NEP | D | No |  | 0 | 0 | 0 | 0 | 0 | 0 | 0 | 0 | 0 | 0 | 0 | 0 | NA | 2000-04-01 | 2000-04-01 |  |  |  | 0 | 0 | BUNKER RD #3 DIESEL | D |  | D | No |  | ERR |  | ok | BUNKER RD #3 DIESEL
1027 | BUNKER RD #4 DIESEL | Donald Rondeau | NEP | D | No |  | 0 | 0 | 0 | 0 | 0 | 0 | 0 | 0 | 0 | 0 | 0 | 0 | NA | 2000-04-01 | 2000-04-01 |  |  |  | 0 | 0 | BUNKER RD #4 DIESEL | D |  | D | No |  | ERR |  | ok | BUNKER RD #4 DIESEL
1028 | BUNKER RD #12 GAS TURB | Donald Rondeau | NEP | G | No |  | 0 | 0 | 0 | 0 | 0 | 0 | 0 | 0 | 0 | 0 | 0 | 0 | NA | 2000-04-01 | 2000-04-01 |  |  |  | 0 | 0 | BUNKER RD #12 GAS TURB | G | ERR | D | No |  | ERR |  | ok | BUNKER RD #12 GAS TURB
1029 | BUNKER RD #13 GAS TURB | Donald Rondeau | NEP | G | No |  | 0 | 0 | 0 | 0 | 0 | 0 | 0 | 0 | 0 | 0 | 0 | 0 | NA | 2000-04-01 | 2000-04-01 |  |  |  | 0 | 0 | BUNKER RD #13 GAS TURB | G | ERR | D | No |  | ERR |  | ok | BUNKER RD #13 GAS TURB
1300 | BUNKER ROAD #10 DIESEL LOAD U5 | David Chace | NEP | D | No |  | 0 | 0 | 0 | 0 | 0 | 0 | 0 | 0 | 0 | 0 | 0 | 0 | NA | 2000-04-01 | 2000-04-01 |  |  |  | 0 | 0 | BUNKER ROAD #10 DIESEL LOAD U5 | D |  | D | No |  | ERR |  | ok | BUNKER ROAD #10 DIESEL LOAD U5
1301 | BUNKER ROAD #11 DIESEL LOAD U5 | David Chace | NEP | D | No |  | 0 | 0 | 0 | 0 | 0 | 0 | 0 | 0 | 0 | 0 | 0 | 0 | NA | 2000-07-01 | 2000-07-01 |  |  |  | 0 | 0 | BUNKER ROAD #11 DIESEL LOAD U5 | D |  | D | No |  | ERR |  | ok | BUNKER ROAD #11 DIESEL LOAD U5
1572 | GRANBY SANITARY LANDFILL | Lawrence Union | NEP | F |  | Yes | 1.6 | 1.6 | 1.6 | 1.6 | 1.6 | 1.6 | 1.6 | 1.6 | 1.6 | 1.6 | 1.6 | 1.6 | NA | 2001-10-16 | 2001-09-01 | Landfill Gas
194 | FOUR HILLS LOAD REDUCER | Cindy Burgess | PGET | F |  | Yes | 2.024 | 2.024 | 1.995 | 1.995 | 1.995 | 1.995 | 1.995 | 1.995 | 1.995 | 1.995 | 1.995 | 1.995 | SQF meth. | 2001-03-01 | 2001-03-01 | Methane | m |  | 2.024 | 1.995 | FOUR HILLS LOAD REDUCER | F |  | F |  | Yes |  | Yes | ok | FOUR HILLS LOAD REDUCER
253 | TURNKEY LOAD REDUCER | Cindy Burgess | PGET | F |  | Yes | 3.2 | 3.2 | 4.202 | 4.202 | 4.202 | 4.202 | 4.202 | 4.202 | 4.202 | 4.202 | 4.202 | 4.202 | SQF meth. | 2001-03-01 | 2001-03-01 | Methane | m |  | 3.2 | 4.202 | TURNKEY LOAD REDUCER | F |  | F |  | Yes |  | Yes | ok | TURNKEY LOAD REDUCER
737 | SIMPSON G LOAD REDUCER | Cindy Burgess | PGET | F |  |  | 3.84 | 3.84 | 1.01 | 1.01 | 1.01 | 1.01 | 1.01 | 1.01 | 1.01 | 1.01 | 1.01 | 1.01 | SQF meth. | 2001-03-01 | 2001-03-01 | hydro/wood | m |  | 3.84 | 1.01 | SIMPSON G LOAD REDUCER | HD | ERR | F |  |  | ERR |  | ok | SIMPSON G LOAD REDUCER
1059 | BARRE LANDFILL | Cindy Burgess | PGET | F |  | Yes | 0.936 | 0.936 | 0.926 | 0.926 | 0.926 | 0.926 | 0.926 | 0.926 | 0.926 | 0.926 | 0.926 | 0.926 | SQF meth. | 2001-03-01 | 2001-03-01 | Methane | m |  | 0.936 | 0.926 | BARRE LANDFILL | F |  | F |  | Yes |  | Yes | ok | BARRE LANDFILL
1061 | MASCOMA HYDRO | Cindy Burgess | PGET | HD |  |  | 0.834 | 0.834 | 0.834 | 0.834 | 0.834 | 0.834 | 0.834 | 0.834 | 0.834 | 0.834 | 0.834 | 0.834 | SQF meth. | 2000-06-30 | 2000-06-30 | DCH |  |  | 0.834 | 0.834 | MASCOMA HYDRO | HD |  | HD |  |  | ERR |  | ok | MASCOMA HYDRO
1062 | MWRA COSGROVE | Cindy Burgess | PGET | HW |  | Yes | 1.901 | 1.901 | 1.07 | 1.07 | 1.07 | 1.07 | 1.07 | 1.07 | 1.07 | 1.07 | 1.07 | 1.07 | SQF meth. | 2001-03-01 | 2001-03-01 | Weekly hydro | m |  | 1.901 | 1.07 | MWRA COSGROVE | HW |  | HW |  | Yes |  | Yes | ok | MWRA COSGROVE
1183 | CLARK UNIVERSITY | Tim Morrissey | PGET | D | No |  | 0 | 0 | 0 | 0 | 0 | 0 | 0 | 0 | 0 | 0 | 0 | 0 | NA | 2000-04-01 | 2000-04-01 |  |  |  | 0 | 0 | CLARK UNIVERSITY | D |  | D | No |  | ERR |  | ok | CLARK UNIVERSITY
1266 | MARSH POWER | John Brodbeck | PPLEP | HD |  |  | 0.15 | 0.15 | 0.15 | 0.15 | 0.15 | 0.15 | 0.15 | 0.15 | 0.15 | 0.15 | 0.15 | 0.15 | SQF meth. | 2000-04-10 | 2000-04-10 |  |  |  | 0.15 | 0.15 | MARSH POWER | HD |  | HD |  |  | ERR |  | ok | MARSH POWER
1267 | SPARHAWK | John Brodbeck | PPLEP | HD |  |  | 0.175 | 0.175 | 0.175 | 0.175 | 0.175 | 0.175 | 0.175 | 0.175 | 0.175 | 0.175 | 0.175 | 0.175 | SQF meth. | 2000-04-10 | 2000-04-10 |  |  |  | 0.175 | 0.175 | SPARHAWK | HD |  | HD |  |  | ERR |  | ok | SPARHAWK
1270 | SYSKO STONY BROOK | John Brodbeck | PPLEP | HD |  |  | 0.025 | 0.025 | 0.025 | 0.025 | 0.025 | 0.025 | 0.025 | 0.025 | 0.025 | 0.025 | 0.025 | 0.025 | SQF meth. | 2000-04-18 | 2000-04-18 |  |  |  | 0.025 | 0.025 | SYSKO STONY BROOK | HD |  | HD |  |  | ERR |  | ok | SYSKO STONY BROOK
1368 | ROCKY GORGE | John Brodbeck | PPLEP | HD |  |  | 0.362 | 0.362 | 0.362 | 0.362 | 0.362 | 0.362 | 0.362 | 0.362 | 0.362 | 0.362 | 0.362 | 0.362 | SQF meth. | 2001-01-01 | 2001-01-01 |  |  |  | 0.362 | 0.362 | ROCKY GORGE U5 | HD |  | HD |  |  | ERR |  | ok | ROCKY GORGE
1369 | GILMAN STREAM | John Brodbeck | PPLEP | HD |  |  | 0.055 | 0.055 | 0.055 | 0.055 | 0.055 | 0.055 | 0.055 | 0.055 | 0.055 | 0.055 | 0.055 | 0.055 | SQF meth. | 2001-01-01 | 2001-01-01 |  |  |  | 0.055 | 0.055 | GILMAN STREAM U5 | HD |  | HD |  |  | ERR |  | ok | GILMAN STREAM
1271 | SYSKO WIGHT BROOK | John Brodbeck | PPLEP | HD |  |  | 0.025 | 0.025 | 0.025 | 0.025 | 0.025 | 0.025 | 0.025 | 0.025 | 0.025 | 0.025 | 0.025 | 0.025 | SQF meth. | 2000-04-18 | 2000-04-18 |  |  |  | 0.025 | 0.025 | SYSKO WIGHT BROOK | HD |  | HD |  |  | ERR |  | ok | SYSKO WIGHT BROOK
1273 | KENNEBEC WATER U5 | John Brodbeck | PPLEP | HD |  |  | 0.41 | 0.41 | 0.41 | 0.41 | 0.41 | 0.41 | 0.41 | 0.41 | 0.41 | 0.41 | 0.41 | 0.41 | SQF meth. | 2000-05-03 | 2000-05-03 |  |  |  | 0.41 | 0.41 | KENNEBEC WATER U5 | HD |  | HD |  |  | ERR |  | ok | KENNEBEC WATER U5
1283 | LEWISTON U5 | John Brodbeck | PPLEP | HD |  |  | 0.64 | 0.64 | 0.64 | 0.64 | 0.64 | 0.64 | 0.64 | 0.64 | 0.64 | 0.64 | 0.64 | 0.64 | SQF meth. | 2000-05-18 | 2000-05-18 |  |  |  | 0.64 | 0.64 | LEWISTON U5 | HD |  | HD |  |  | ERR |  | ok | LEWISTON U5
1285 | ABBOTT'S MILL U5 | John Brodbeck | PPLEP | HD |  |  | 0.025 | 0.025 | 0.025 | 0.025 | 0.025 | 0.025 | 0.025 | 0.025 | 0.025 | 0.025 | 0.025 | 0.025 | SQF meth. | 2000-06-01 | 2000-06-01 |  |  |  | 0.025 | 0.025 | ABBOTT'S MILL U5 | HD |  | HD |  |  | ERR |  | ok | ABBOTT'S MILL U5
860 | BRIAR HYDRO | Carl Vogel | PSNH | HD |  |  | 3.36 | 5.5 | 5.5 | 5.5 | 5.32 | 1.92 | 1.11 | 1.13 | 1.1 | 4.28 | 5.5 | 4.89 | DCH study | 2000-04-01 | 2000-04-01 |  | m |  | 3.36 | 1.13 | BRIAR HYDRO | HD |  | HD |  |  | ERR |  | ok | BRIAR HYDRO
861 | CANAAN | Carl Vogel | PSNH | HD |  |  | 1.1 | 1.1 | 1.1 | 1.1 | 1.1 | 1.1 | 1.1 | 1.1 | 1.1 | 1.1 | 1.1 | 1.1 | DCH study | 2000-04-01 | 2000-04-01 |  |  |  | 1.1 | 1.1 | CANAAN | HD |  | HD |  |  | ERR |  | ok | CANAAN
863 | CLEMENT DAM | Carl Vogel | PSNH | HD |  |  | 2.4 | 2.4 | 2.4 | 2.4 | 2.26 | 1.91 | 1.11 | 0.86 | 0.82 | 1.17 | 1.68 | 2.4 | DCH study | 2000-04-01 | 2000-04-01 |  |  |  | 2.4 | 0.86 | CLEMENT DAM | HD |  | HD |  |  | ERR |  | ok | CLEMENT DAM
865 | ERROL | Carl Vogel | PSNH | HD |  |  | 3 | 3 | 3 | 3 | 3 | 2.81 | 2.58 | 2.51 | 2.67 | 3 | 3 | 3 | DCH study | 2000-04-01 | 2000-04-01 |  |  |  | 3 | 2.51 | ERROL | HD |  | HD |  |  | ERR |  | ok | ERROL
866 | GREGGS | Carl Vogel | PSNH | HD |  |  | 2.07 | 2.5 | 3.3 | 3.3 | 1.78 | 0.88 | 0 | 0 | 0 | 1.19 | 1.76 | 1.87 | DCH study | 2000-04-01 | 2000-04-01 |  | m |  | 2.07 | 0 | GREGGS | HD |  | HD |  |  | ERR |  | ok | GREGGS
868 | MILTON MILLS HYDRO | Carl Vogel | PSNH | HD |  |  | 1.15 | 1.16 | 1.31 | 1.31 | 1.31 | 0.86 | 0.29 | 0.37 | 0.61 | 1.2 | 1.31 | 1.31 | DCH study | 2000-04-01 | 2000-04-01 |  | m |  | 1.15 | 0.37 | MILTON MILLS HYDRO | HD |  | HD |  |  | ERR |  | ok | MILTON MILLS HYDRO
869 | MINE FALLS | Carl Vogel | PSNH | HD |  |  | 1.7 | 2.08 | 3 | 3 | 2.13 | 1.31 | 0 | 0 | 0 | 1.19 | 1.76 | 1.87 | DCH study | 2000-04-01 | 2000-04-01 |  | m |  | 1.7 | 0 | MINE FALLS | HD |  | HD |  |  | ERR |  | ok | MINE FALLS
870 | PEMBROKE | Carl Vogel | PSNH | HD |  |  | 1.48 | 2.71 | 2.75 | 2.75 | 2.37 | 0.9 | 0.51 | 0.52 | 0.51 | 1.92 | 2.49 | 2.14 | DCH study | 2000-04-01 | 2000-04-01 |  | m |  | 1.48 | 0.52 | PEMBROKE | HD |  | HD |  |  | ERR |  | ok | PEMBROKE
871 | PENNACOOK FALLS LOWER | Carl Vogel | PSNH | HD |  |  | 3.06 | 4.61 | 4.61 | 4.61 | 4.61 | 1.88 | 1.1 | 1.11 | 1.09 | 3.94 | 4.61 | 4.39 | DCH study | 2000-04-01 | 2000-04-01 |  | m |  | 3.06 | 1.11 | PENNACOOK FALLS LOWER | HD |  | HD |  |  | ERR |  | ok | PENNACOOK FALLS LOWER
872 | PENNACOOK FALLS UPPER | Carl Vogel | PSNH | HD |  |  | 2.53 | 3.6 | 3.6 | 3.6 | 3.6 | 1.56 | 0.91 | 0.92 | 0.9 | 3.27 | 3.6 | 3.6 | DCH study | 2000-04-01 | 2000-04-01 |  | m |  | 2.53 | 0.92 | PENNACOOK FALLS UPPER | HD |  | HD |  |  | ERR |  | ok | PENNACOOK FALLS UPPER
875 | RIVER BEND | Carl Vogel | PSNH | HD |  |  | 1.7 | 1.7 | 1.7 | 1.7 | 1.7 | 1.7 | 0.92 | 0.66 | 0.62 | 0.97 | 1.49 | 1.7 | DCH study | 2000-04-01 | 2000-04-01 |  |  |  | 1.7 | 0.66 | RIVER BEND | HD |  | HD |  |  | ERR |  | ok | RIVER BEND
882 | FRANKLIN FALLS | Carl Vogel | PSNH | HD |  |  | 0.508 | 0.508 | 0.508 | 0.508 | 0.508 | 0.508 | 0.508 | 0.508 | 0.508 | 0.508 | 0.508 | 0.508 | SQF meth. | 2000-04-01 | 2000-04-01 |  |  |  | 0.508 | 0.508 | FRANKLIN FALLS | HD |  | HD |  |  | ERR |  | ok | FRANKLIN FALLS
883 | SALMON FALLS HYDRO | Carl Vogel | PSNH | HD |  |  | 0.421 | 0.421 | 0.421 | 0.421 | 0.421 | 0.421 | 0.421 | 0.421 | 0.421 | 0.421 | 0.421 | 0.421 | SQF meth. | 2000-04-01 | 2000-04-01 |  |  |  | 0.421 | 0.421 | SALMON FALLS HYDRO | HD |  | HD |  |  | ERR |  | ok | SALMON FALLS HYDRO
884 | SWANS FALLS | Carl Vogel | PSNH | HD |  |  | 0.125 | 0.125 | 0.125 | 0.125 | 0.125 | 0.125 | 0.125 | 0.125 | 0.125 | 0.125 | 0.125 | 0.125 | SQF meth. | 2000-04-01 | 2000-04-01 |  |  |  | 0.125 | 0.125 | SWANS FALLS | HD |  | HD |  |  | ERR |  | ok | SWANS FALLS
885 | STEVENS MILL | Carl Vogel | PSNH | HD |  |  | 0.115 | 0.115 | 0.115 | 0.115 | 0.115 | 0.115 | 0.115 | 0.115 | 0.115 | 0.115 | 0.115 | 0.115 | SQF meth. | 2000-04-01 | 2000-04-01 |  |  |  | 0.115 | 0.115 | STEVENS MILL | HD |  | HD |  |  | ERR |  | ok | STEVENS MILL
886 | COCHECO FALLS | Carl Vogel | PSNH | HD |  |  | 0.362 | 0.362 | 0.362 | 0.362 | 0.362 | 0.362 | 0.362 | 0.362 | 0.362 | 0.362 | 0.362 | 0.362 | SQF meth. | 2000-04-01 | 2000-04-01 |  |  |  | 0.362 | 0.362 | COCHECO FALLS | HD |  | HD |  |  | ERR |  | ok | COCHECO FALLS
887 | CHINA MILLS DAM | Carl Vogel | PSNH | HD |  |  | 0.325 | 0.325 | 0.325 | 0.325 | 0.325 | 0.325 | 0.325 | 0.325 | 0.325 | 0.325 | 0.325 | 0.325 | SQF meth. | 2000-04-01 | 2000-04-01 |  |  |  | 0.325 | 0.325 | CHINA MILLS DAM | HD |  | HD |  |  | ERR |  | ok | CHINA MILLS DAM
888 | NEWFOUND HYDRO | Carl Vogel | PSNH | HD |  |  | 0.786 | 0.786 | 0.786 | 0.786 | 0.786 | 0.786 | 0.786 | 0.786 | 0.786 | 0.786 | 0.786 | 0.786 | SQF meth. | 2000-04-01 | 2000-04-01 |  |  |  | 0.786 | 0.786 | NEWFOUND HYDRO | HD |  | HD |  |  | ERR |  | ok | NEWFOUND HYDRO
889 | SUNAPEE HYDRO | Carl Vogel | PSNH | HD |  |  | 0.265 | 0.265 | 0.265 | 0.265 | 0.265 | 0.265 | 0.265 | 0.265 | 0.265 | 0.265 | 0.265 | 0.265 | SQF meth. | 2000-04-01 | 2000-04-01 |  |  |  | 0.265 | 0.265 | SUNAPEE HYDRO | HD |  | HD |  |  | ERR |  | ok | SUNAPEE HYDRO
890 | NASHUA HYDRO | Carl Vogel | PSNH | HD |  |  | 0.568 | 0.568 | 0.568 | 0.568 | 0.568 | 0.568 | 0.568 | 0.568 | 0.568 | 0.568 | 0.568 | 0.568 | SQF meth. | 2000-04-01 | 2000-04-01 |  |  |  | 0.568 | 0.568 | NASHUA HYDRO | HD |  | HD |  |  | ERR |  | ok | NASHUA HYDRO
891 | HILLSBORO MILLS | Carl Vogel | PSNH | HD |  |  | 0.249 | 0.249 | 0.249 | 0.249 | 0.249 | 0.249 | 0.249 | 0.249 | 0.249 | 0.249 | 0.249 | 0.249 | SQF meth. | 2000-04-01 | 2000-04-01 |  |  |  | 0.249 | 0.249 | HILLSBORO MILLS | HD |  | HD |  |  | ERR |  | ok | HILLSBORO MILLS
892 | LAKEPORT DAM | Carl Vogel | PSNH | HD |  |  | 0.304 | 0.304 | 0.304 | 0.304 | 0.304 | 0.304 | 0.304 | 0.304 | 0.304 | 0.304 | 0.304 | 0.304 | SQF meth. | 2000-04-01 | 2000-04-01 |  |  |  | 0.304 | 0.304 | LAKEPORT DAM | HD |  | HD |  |  | ERR |  | ok | LAKEPORT DAM
893 | WEST HOPKINTON HYDRO | Carl Vogel | PSNH | HD |  |  | 0.476 | 0.476 | 0.476 | 0.476 | 0.476 | 0.476 | 0.476 | 0.476 | 0.476 | 0.476 | 0.476 | 0.476 | SQF meth. | 2000-04-01 | 2000-04-01 |  |  |  | 0.476 | 0.476 | WEST HOPKINTON HYDRO | HD |  | HD |  |  | ERR |  | ok | WEST HOPKINTON HYDRO
894 | LISBON HYDRO | Carl Vogel | PSNH | HD |  |  | 0.209 | 0.209 | 0.209 | 0.209 | 0.209 | 0.209 | 0.209 | 0.209 | 0.209 | 0.209 | 0.209 | 0.209 | SQF meth. | 2000-04-01 | 2000-04-01 |  |  |  | 0.209 | 0.209 | LISBON HYDRO | HD |  | HD |  |  | ERR |  | ok | LISBON HYDRO
895 | LOWER ROBERTSON DAM | Carl Vogel | PSNH | HD |  |  | 0.433 | 0.433 | 0.433 | 0.433 | 0.433 | 0.433 | 0.433 | 0.433 | 0.433 | 0.433 | 0.433 | 0.433 | SQF meth. | 2000-04-01 | 2000-04-01 |  |  |  | 0.433 | 0.433 | LOWER ROBERTSON DAM | HD |  | HD |  |  | ERR |  | ok | LOWER ROBERTSON DAM
897 | OLD NASH DAM | Carl Vogel | PSNH | HD |  |  | 0.064 | 0.064 | 0.064 | 0.064 | 0.064 | 0.064 | 0.064 | 0.064 | 0.064 | 0.064 | 0.064 | 0.064 | SQF meth. | 2000-04-01 | 2000-04-01 |  |  |  | 0.064 | 0.064 | OLD NASH DAM | HD |  | HD |  |  | ERR |  | ok | OLD NASH DAM
898 | SUGAR RIVER HYDRO | Carl Vogel | PSNH | HD |  |  | 0.075 | 0.075 | 0.075 | 0.075 | 0.075 | 0.075 | 0.075 | 0.075 | 0.075 | 0.075 | 0.075 | 0.075 | SQF meth. | 2000-04-01 | 2000-04-01 |  |  |  | 0.075 | 0.075 | SUGAR RIVER HYDRO | HD |  | HD |  |  | ERR |  | ok | SUGAR RIVER HYDRO
899 | GREAT FALLS UPPER | Carl Vogel | PSNH | HD |  |  | 0.006 | 0.006 | 0.006 | 0.006 | 0.006 | 0.006 | 0.006 | 0.006 | 0.006 | 0.006 | 0.006 | 0.006 | SQF meth. | 2000-04-01 | 2000-04-01 |  |  |  | 0.006 | 0.006 | GREAT FALLS UPPER | HD |  | HD |  |  | ERR |  | ok | GREAT FALLS UPPER
900 | GREAT FALLS LOWER | Carl Vogel | PSNH | HD |  |  | 0.467 | 0.467 | 0.467 | 0.467 | 0.467 | 0.467 | 0.467 | 0.467 | 0.467 | 0.467 | 0.467 | 0.467 | SQF meth. | 2000-04-01 | 2000-04-01 |  |  |  | 0.467 | 0.467 | GREAT FALLS LOWER | HD |  | HD |  |  | ERR |  | ok | GREAT FALLS LOWER
901 | WATERLOOM FALLS | Carl Vogel | PSNH | HD |  |  | 0.04 | 0.04 | 0.04 | 0.04 | 0.04 | 0.04 | 0.04 | 0.04 | 0.04 | 0.04 | 0.04 | 0.04 | SQF meth. | 2000-04-01 | 2000-04-01 |  |  |  | 0.04 | 0.04 | WATERLOOM FALLS | HD |  | HD |  |  | ERR |  | ok | WATERLOOM FALLS
902 | HOSIERY MILL DAM | Carl Vogel | PSNH | HD |  |  | 0.435 | 0.435 | 0.435 | 0.435 | 0.435 | 0.435 | 0.435 | 0.435 | 0.435 | 0.435 | 0.435 | 0.435 | SQF meth. | 2000-04-01 | 2000-04-01 |  |  |  | 0.435 | 0.435 | HOSIERY MILL DAM | HD |  | HD |  |  | ERR |  | ok | HOSIERY MILL DAM
903 | WYANDOTTE HYDRO | Carl Vogel | PSNH | HD |  |  | 0.032 | 0.032 | 0.032 | 0.032 | 0.032 | 0.032 | 0.032 | 0.032 | 0.032 | 0.032 | 0.032 | 0.032 | SQF meth. | 2000-04-01 | 2000-04-01 |  |  |  | 0.032 | 0.032 | WYANDOTTE HYDRO | HD |  | HD |  |  | ERR |  | ok | WYANDOTTE HYDRO
904 | LOCHMERE DAM | Carl Vogel | PSNH | HD |  |  | 0.51 | 0.51 | 0.51 | 0.51 | 0.51 | 0.51 | 0.51 | 0.51 | 0.51 | 0.51 | 0.51 | 0.51 | SQF meth. | 2000-04-01 | 2000-04-01 |  |  |  | 0.51 | 0.51 | LOCHMERE DAM | HD |  | HD |  |  | ERR |  | ok | LOCHMERE DAM
905 | ASHUELOT HYDRO | Carl Vogel | PSNH | HD |  |  | 0.425 | 0.425 | 0.425 | 0.425 | 0.425 | 0.425 | 0.425 | 0.425 | 0.425 | 0.425 | 0.425 | 0.425 | SQF meth. | 2000-04-01 | 2000-04-01 |  |  |  | 0.425 | 0.425 | ASHUELOT HYDRO | HD |  | HD |  |  | ERR |  | ok | ASHUELOT HYDRO
906 | ROLLINSFORD HYDRO | Carl Vogel | PSNH | HD |  |  | 0.691 | 0.691 | 0.691 | 0.691 | 0.691 | 0.691 | 0.691 | 0.691 | 0.691 | 0.691 | 0.691 | 0.691 | SQF meth. | 2000-04-01 | 2000-04-01 |  |  |  | 0.691 | 0.691 | ROLLINSFORD HYDRO | HD |  | HD |  |  | ERR |  | ok | ROLLINSFORD HYDRO
907 | BELL MILL/ELM ST. HYDRO | Carl Vogel | PSNH | HD |  |  | 0.058 | 0.058 | 0.058 | 0.058 | 0.058 | 0.058 | 0.058 | 0.058 | 0.058 | 0.058 | 0.058 | 0.058 | SQF meth. | 2000-04-01 | 2000-04-01 |  |  |  | 0.058 | 0.058 | BELL MILL/ELM ST. HYDRO | HD |  | HD |  |  | ERR |  | ok | BELL MILL/ELM ST. HYDRO
908 | OTIS MILL HYDRO | Carl Vogel | PSNH | HD |  |  | 0.054 | 0.054 | 0.054 | 0.054 | 0.054 | 0.054 | 0.054 | 0.054 | 0.054 | 0.054 | 0.054 | 0.054 | SQF meth. | 2000-04-01 | 2000-04-01 |  |  |  | 0.054 | 0.054 | OTIS MILL HYDRO | HD |  | HD |  |  | ERR |  | ok | OTIS MILL HYDRO
909 | STEELS POND HYDRO | Carl Vogel | PSNH | HD |  |  | 0.256 | 0.256 | 0.256 | 0.256 | 0.256 | 0.256 | 0.256 | 0.256 | 0.256 | 0.256 | 0.256 | 0.256 | SQF meth. | 2000-04-01 | 2000-04-01 |  |  |  | 0.256 | 0.256 | STEELS POND HYDRO | HD |  | HD |  |  | ERR |  | ok | STEELS POND HYDRO
910 | CAMPTON DAM | Carl Vogel | PSNH | HD |  |  | 0.183 | 0.183 | 0.183 | 0.183 | 0.183 | 0.183 | 0.183 | 0.183 | 0.183 | 0.183 | 0.183 | 0.183 | SQF meth. | 2000-04-01 | 2000-04-01 |  |  |  | 0.183 | 0.183 | CAMPTON DAM | HD |  | HD |  |  | ERR |  | ok | CAMPTON DAM
911 | KELLEYS FFALLS | Carl Vogel | PSNH | HD |  |  | 0.231 | 0.231 | 0.231 | 0.231 | 0.231 | 0.231 | 0.231 | 0.231 | 0.231 | 0.231 | 0.231 | 0.231 | SQF meth. | 2000-04-01 | 2000-04-01 |  |  |  | 0.231 | 0.231 | KELLEYS FFALLS | HD |  | HD |  |  | ERR |  | ok | KELLEYS FFALLS
912 | SUNNYBROOK HYDRO 1 | Carl Vogel | PSNH | HD |  |  | 0.007 | 0.007 | 0.007 | 0.007 | 0.007 | 0.007 | 0.007 | 0.007 | 0.007 | 0.007 | 0.007 | 0.007 | SQF meth. | 2000-04-01 | 2000-04-01 |  |  |  | 0.007 | 0.007 | SUNNYBROOK HYDRO 1 | HD |  | HD |  |  | ERR |  | ok | SUNNYBROOK HYDRO 1
913 | GOODRICH FALLS | Carl Vogel | PSNH | HD |  |  | 0.235 | 0.235 | 0.235 | 0.235 | 0.235 | 0.235 | 0.235 | 0.235 | 0.235 | 0.235 | 0.235 | 0.235 | SQF meth. | 2000-04-01 | 2000-04-01 |  |  |  | 0.235 | 0.235 | GOODRICH FALLS | HD |  | HD |  |  | ERR |  | ok | GOODRICH FALLS
914 | CHAMBERLAIN FALLS | Carl Vogel | PSNH | HD |  |  | 0.049 | 0.049 | 0.049 | 0.049 | 0.049 | 0.049 | 0.049 | 0.049 | 0.049 | 0.049 | 0.049 | 0.049 | SQF meth. | 2000-04-01 | 2000-04-01 |  |  |  | 0.049 | 0.049 | CHAMBERLAIN FALLS | HD |  | HD |  |  | ERR |  | ok | CHAMBERLAIN FALLS
915 | MONADNOCK PAPER MILLS | Carl Vogel | PSNH | HD |  |  | 0.015 | 0.015 | 0.015 | 0.015 | 0.015 | 0.015 | 0.015 | 0.015 | 0.015 | 0.015 | 0.015 | 0.015 | SQF meth. | 2000-04-01 | 2000-04-01 |  |  |  | 0.015 | 0.015 | MONADNOCK PAPER MILLS | HD |  | HD |  |  | ERR |  | ok | MONADNOCK PAPER MILLS
916 | JAMES RIVER HYDRO | Carl Vogel | PSNH | HD |  |  | 0.113 | 0.113 | 0.113 | 0.113 | 0.113 | 0.113 | 0.113 | 0.113 | 0.113 | 0.113 | 0.113 | 0.113 | SQF meth. | 2000-04-01 | 2000-04-01 |  |  |  | 0.113 | 0.113 | JAMES RIVER HYDRO | HD |  | HD |  |  | ERR |  | ok | JAMES RIVER HYDRO
917 | EXETER RIVER HYDRO | Carl Vogel | PSNH | HD |  |  | 0.003 | 0.003 | 0.003 | 0.003 | 0.003 | 0.003 | 0.003 | 0.003 | 0.003 | 0.003 | 0.003 | 0.003 | SQF meth. | 2000-04-01 | 2000-04-01 |  |  |  | 0.003 | 0.003 | EXETER RIVER HYDRO | HD |  | HD |  |  | ERR |  | ok | EXETER RIVER HYDRO
918 | BEECH RIVER MILL | Carl Vogel | PSNH | HD |  |  | 0.01 | 0.01 | 0.01 | 0.01 | 0.01 | 0.01 | 0.01 | 0.01 | 0.01 | 0.01 | 0.01 | 0.01 | SQF meth. | 2000-04-01 | 2000-04-01 |  |  |  | 0.01 | 0.01 | BEECH RIVER MILL | HD |  | HD |  |  | ERR |  | ok | BEECH RIVER MILL
919 | HOPKINTON HYDRO | Carl Vogel | PSNH | HD |  |  | 0.078 | 0.078 | 0.078 | 0.078 | 0.078 | 0.078 | 0.078 | 0.078 | 0.078 | 0.078 | 0.078 | 0.078 | SQF meth. | 2000-04-01 | 2000-04-01 |  |  |  | 0.078 | 0.078 | HOPKINTON HYDRO | HD |  | HD |  |  | ERR |  | ok | HOPKINTON HYDRO
920 | PITTSFIELD MILL | Carl Vogel | PSNH | HD |  |  | 0.129 | 0.129 | 0.129 | 0.129 | 0.129 | 0.129 | 0.129 | 0.129 | 0.129 | 0.129 | 0.129 | 0.129 | SQF meth. | 2000-04-01 | 2000-04-01 |  |  |  | 0.129 | 0.129 | PITTSFIELD MILL | HD |  | HD |  |  | ERR |  | ok | PITTSFIELD MILL
921 | HADLEY FALLS | Carl Vogel | PSNH | HD |  |  | 0.103 | 0.103 | 0.103 | 0.103 | 0.103 | 0.103 | 0.103 | 0.103 | 0.103 | 0.103 | 0.103 | 0.103 | SQF meth. | 2000-04-01 | 2000-04-01 |  |  |  | 0.103 | 0.103 | HADLEY FALLS | HD |  | HD |  |  | ERR |  | ok | HADLEY FALLS
922 | NOONE FALLS | Carl Vogel | PSNH | HD |  |  | 0.077 | 0.077 | 0.077 | 0.077 | 0.077 | 0.077 | 0.077 | 0.077 | 0.077 | 0.077 | 0.077 | 0.077 | SQF meth. | 2000-04-01 | 2000-04-01 |  |  |  | 0.077 | 0.077 | NOONE FALLS | HD |  | HD |  |  | ERR |  | ok | NOONE FALLS
923 | BOSTON FELT HYDRO | Carl Vogel | PSNH | HD |  |  | 0.056 | 0.056 | 0.056 | 0.056 | 0.056 | 0.056 | 0.056 | 0.056 | 0.056 | 0.056 | 0.056 | 0.056 | SQF meth. | 2000-04-01 | 2000-04-01 |  |  |  | 0.056 | 0.056 | BOSTON FELT HYDRO | HD |  | HD |  |  | ERR |  | ok | BOSTON FELT HYDRO
924 | GOLDEN POND HYDRO | Carl Vogel | PSNH | HD |  |  | 0.051 | 0.051 | 0.051 | 0.051 | 0.051 | 0.051 | 0.051 | 0.051 | 0.051 | 0.051 | 0.051 | 0.051 | SQF meth. | 2000-04-01 | 2000-04-01 |  |  |  | 0.051 | 0.051 | GOLDEN POND HYDRO | HD |  | HD |  |  | ERR |  | ok | GOLDEN POND HYDRO
925 | OTTER LANE HYDRO | Carl Vogel | PSNH | HD |  |  | 0.039 | 0.039 | 0.039 | 0.039 | 0.039 | 0.039 | 0.039 | 0.039 | 0.039 | 0.039 | 0.039 | 0.039 | SQF meth. | 2000-04-01 | 2000-04-01 |  |  |  | 0.039 | 0.039 | OTTER LANE HYDRO | HD |  | HD |  |  | ERR |  | ok | OTTER LANE HYDRO
926 | PETERBOROUGH LOWER HYDRO | Carl Vogel | PSNH | HD |  |  | 0.111 | 0.111 | 0.111 | 0.111 | 0.111 | 0.111 | 0.111 | 0.111 | 0.111 | 0.111 | 0.111 | 0.111 | SQF meth. | 2000-04-01 | 2000-04-01 |  |  |  | 0.111 | 0.111 | PETERBOROUGH LOWER HYDRO | HD |  | HD |  |  | ERR |  | ok | PETERBOROUGH LOWER HYDRO
928 | SALMON BROOK STATION 3 | Carl Vogel | PSNH | HD |  |  | 0.12 | 0.12 | 0.12 | 0.12 | 0.12 | 0.12 | 0.12 | 0.12 | 0.12 | 0.12 | 0.12 | 0.12 | SQF meth. | 2000-04-01 | 2000-04-01 |  |  |  | 0.12 | 0.12 | SALMON BROOK STATION 3 | HD |  | HD |  |  | ERR |  | ok | SALMON BROOK STATION 3
930 | FISKE MILL HYDRO | Carl Vogel | PSNH | HD |  |  | 0.172 | 0.172 | 0.172 | 0.172 | 0.172 | 0.172 | 0.172 | 0.172 | 0.172 | 0.172 | 0.172 | 0.172 | SQF meth. | 2000-04-01 | 2000-04-01 |  |  |  | 0.172 | 0.172 | FISKE MILL HYDRO | HD |  | HD |  |  | ERR |  | ok | FISKE MILL HYDRO
931 | AVERY DAM | Carl Vogel | PSNH | HD |  |  | 0.163 | 0.163 | 0.163 | 0.163 | 0.163 | 0.163 | 0.163 | 0.163 | 0.163 | 0.163 | 0.163 | 0.163 | SQF meth. | 2000-04-01 | 2000-04-01 |  |  |  | 0.163 | 0.163 | AVERY DAM | HD |  | HD |  |  | ERR |  | ok | AVERY DAM
932 | WATSON DAM | Carl Vogel | PSNH | HD |  |  | 0.13 | 0.13 | 0.13 | 0.13 | 0.13 | 0.13 | 0.13 | 0.13 | 0.13 | 0.13 | 0.13 | 0.13 | SQF meth. | 2000-04-01 | 2000-04-01 |  |  |  | 0.13 | 0.13 | WATSON DAM | HD |  | HD |  |  | ERR |  | ok | WATSON DAM
933 | WESTON DAM | Carl Vogel | PSNH | HD |  |  | 0.292 | 0.292 | 0.292 | 0.292 | 0.292 | 0.292 | 0.292 | 0.292 | 0.292 | 0.292 | 0.292 | 0.292 | SQF meth. | 2000-04-01 | 2000-04-01 |  |  |  | 0.292 | 0.292 | WESTON DAM | HD |  | HD |  |  | ERR |  | ok | WESTON DAM
935 | SUNNYBROOK HYDRO 2 | Carl Vogel | PSNH | HD |  |  | 0.02 | 0.02 | 0.02 | 0.02 | 0.02 | 0.02 | 0.02 | 0.02 | 0.02 | 0.02 | 0.02 | 0.02 | SQF meth. | 2000-04-01 | 2000-04-01 |  |  |  | 0.02 | 0.02 | SUNNYBROOK HYDRO 2 | HD |  | HD |  |  | ERR |  | ok | SUNNYBROOK HYDRO 2
939 | UNION VILLAGE DAM | Carl Vogel | PSNH | HD |  |  | 0.014 | 0.014 | 0.014 | 0.014 | 0.014 | 0.014 | 0.014 | 0.014 | 0.014 | 0.014 | 0.014 | 0.014 | SQF meth. | 2000-04-01 | 2000-04-01 |  |  |  | 0.014 | 0.014 | UNION VILLAGE DAM | HD |  | HD |  |  | ERR |  | ok | UNION VILLAGE DAM
941 | PETERBOROUGH UPPER HYDRO | Carl Vogel | PSNH | HD |  |  | 0.114 | 0.114 | 0.114 | 0.114 | 0.114 | 0.114 | 0.114 | 0.114 | 0.114 | 0.114 | 0.114 | 0.114 | SQF meth. | 2000-04-01 | 2000-04-01 |  |  |  | 0.114 | 0.114 | PETERBOROUGH UPPER HYDRO | HD |  | HD |  |  | ERR |  | ok | PETERBOROUGH UPPER HYDRO
942 | DUNBARTON ROAD LANDFILL | Lawrence Union | CEC | F |  | Yes | 0.581 | 0.581 | 0.581 | 0.581 | 0.581 | 0.581 | 0.581 | 0.581 | 0.581 | 0.581 | 0.581 | 0.581 | SQF meth. | 2001-07-01 | 2001-07-01 |  |  |  | 0.581 | 0.581 | DUNBARTON ROAD LANDFILL | F |  | F |  | Yes |  | Yes | ok | DUNBARTON ROAD LANDFILL
943 | FOUR HILLS LANDFILL | Carl Vogel | PSNH | F |  | Yes | 0.645 | 0.645 | 0.645 | 0.645 | 0.645 | 0.645 | 0.645 | 0.645 | 0.645 | 0.645 | 0.645 | 0.645 | SQF meth. | 2001-02-01 | 2001-02-01 |  |  |  | 0.645 | 0.645 | FOUR HILLS LANDFILL | F |  | F |  | Yes |  | Yes | ok | FOUR HILLS LANDFILL
973 | CONCORD 1 | Carl Vogel | PSNH | F |  | Yes | 1.263 | 1.263 | 1.263 | 1.263 | 1.263 | 1.263 | 1.263 | 1.263 | 1.263 | 1.263 | 1.263 | 1.263 | SQF meth. | 2001-02-01 | 2001-02-01 | Wood Chips |  |  | 1.263 | 1.263 | CONCORD 1 | F |  | F |  | Yes |  | Yes | ok | CONCORD 1
1272 | GARLAND MILL U5 | Carl Vogel | PSNH | HD |  |  | 0.004 | 0.004 | 0.004 | 0.004 | 0.004 | 0.004 | 0.004 | 0.004 | 0.004 | 0.004 | 0.004 | 0.004 | SQF meth. | 2000-05-01 | 2000-05-01 |  |  |  | 0.004 | 0.004 | GARLAND MILL U5 | HD |  | HD |  |  | ERR |  | ok | GARLAND MILL U5
1640 | GROVETON COGEN | Carl Vogel | PSNH | D |  |  | 0 | 0 | 0 | 0 | 0 | 0 | 0 | 0 | 0 | 0 | 0 | 0 | SQF meth. | 2001-12-01
1641 | WAUSAU COGEN | Carl Vogel | PSNH | D |  |  | 0 | 0 | 0 | 0 | 0 | 0 | 0 | 0 | 0 | 0 | 0 | 0 | SQF meth. | 2001-12-01
811 | BANTAM | Thomas Kenny | SEI | HD |  |  | 0.32 | 0.32 | 0.32 | 0.32 | 0.32 | 0.32 | 0.07 | 0.07 | 0.06 | 0.32 | 0.32 | 0.32 | DCH study | 2000-04-01 | 2000-04-01 |  |  |  | 0.32 | 0.07 | BANTAM | HD |  | HD |  |  | ERR |  | ok | BANTAM
812 | BEEBE HOLBROOK | Thomas Kenny | SEI | HD |  |  | 0.5 | 0.5 | 0.5 | 0.5 | 0.5 | 0.5 | 0.5 | 0.5 | 0.5 | 0.5 | 0.5 | 0.5 | DCH study | 2000-04-01 | 2000-04-01 |  |  |  | 0.5 | 0.5 | BEEBE HOLBROOK | HD |  | HD |  |  | ERR |  | ok | BEEBE HOLBROOK
813 | TUNNEL | Thomas Kenny | SEI | HD |  |  | 2.1 | 2.1 | 2.1 | 2.1 | 2.1 | 2.1 | 1.48 | 1.53 | 1.25 | 2.1 | 2.1 | 2.1 | DCH study | 2000-04-01 | 2000-04-01 |  |  |  | 2.1 | 1.53 | TUNNEL | HD |  | HD |  |  | ERR |  | ok | TUNNEL
859 | BOATLOCK | Thomas Kenny | SEI | HD |  |  | 2.9 | 2.9 | 2.9 | 2.9 | 2.9 | 2.9 | 2.9 | 2.9 | 2.9 | 2.9 | 2.9 | 2.9 | DCH study | 2000-04-01 | 2000-04-01 |  |  |  | 2.9 | 2.9 | BOATLOCK | HD |  | HD |  |  | ERR |  | ok | BOATLOCK
862 | CHEMICAL | Thomas Kenny | SEI | HD |  |  | 1.5 | 1.5 | 1.5 | 1.5 | 1.5 | 1.5 | 1.5 | 1.5 | 1.5 | 1.5 | 1.5 | 1.5 | DCH study | 2000-04-01 | 2000-04-01 |  |  |  | 1.5 | 1.5 | CHEMICAL | HD |  | HD |  |  | ERR |  | ok | CHEMICAL
876 | ROBERTSVILLE | Thomas Kenny | SEI | HD |  |  | 0.62 | 0.62 | 0.62 | 0.62 | 0.62 | 0.57 | 0.32 | 0.32 | 0.34 | 0.62 | 0.62 | 0.62 | DCH study | 2000-04-01 | 2000-04-01 |  |  |  | 0.62 | 0.32 | ROBERTSVILLE | HD |  | HD |  |  | ERR |  | ok | ROBERTSVILLE
877 | SCOTLAND | Thomas Kenny | SEI | HD |  |  | 2.2 | 2.2 | 2.2 | 2.2 | 2.2 | 2.2 | 1.78 | 1.69 | 1.67 | 2.2 | 2.2 | 2.2 | DCH study | 2000-04-01 | 2000-04-01 |  |  |  | 2.2 | 1.69 | SCOTLAND | HD |  | HD |  |  | ERR |  | ok | SCOTLAND
878 | SKINNER | Thomas Kenny | SEI | HD |  |  | 0.26 | 0.26 | 0.26 | 0.26 | 0.26 | 0.26 | 0.26 | 0.26 | 0.26 | 0.26 | 0.26 | 0.26 | DCH study | 2000-04-01 | 2000-04-01 |  |  |  | 0.26 | 0.26 | SKINNER | HD |  | HD |  |  | ERR |  | ok | SKINNER
879 | TAFTVILLE CT | Thomas Kenny | SEI | HD |  |  | 2.03 | 2.03 | 2.03 | 2.03 | 2.03 | 2.03 | 2.03 | 2.03 | 2.03 | 2.03 | 2.03 | 2.03 | DCH study | 2000-04-01 | 2000-04-01 |  |  |  | 2.03 | 2.03 | TAFTVILLE CT | HD |  | HD |  |  | ERR |  | ok | TAFTVILLE CT
968 | PRINCETON WIND FARM | Thomas Kenny | SEI | HD |  |  | 0.1 | 0.1 | 0.1 | 0.1 | 0.1 | 0.06 | 0.06 | 0.06 | 0.06 | 0.1 | 0.1 | 0.1 | DCH study | 2000-04-01 | 2000-04-01 |  |  |  | 0.1 | 0.06 | PRINCETON WIND FARM | HD |  | HD |  |  | ERR |  | ok | PRINCETON WIND FARM
969 | POWDER MILL HYDRO | Thomas Kenny | SEI | HD |  |  | 0.14 | 0.14 | 0.14 | 0.14 | 0.14 | 0.14 | 0.07 | 0.08 | 0.06 | 0.14 | 0.14 | 0.14 | DCH study | 2000-09-01 | 2000-09-01 | Incorrect cap. data; corrected 9/1 |  |  | 0.14 | 0.08 | POWDER MILL HYDRO | HD |  | HD |  |  | ERR |  | ok | POWDER MILL HYDRO
970 | DUDLEY HYDRO | Thomas Kenny | SEI | HD |  |  | 0 | 0 | 0 | 0 | 0 | 0 | 0 | 0 | 0 | 0 | 0 | 0 |  | 2000-04-01 | 2000-04-01 | 6/6/00 registration retroactive to 4/1/00 |  |  | 0 | 0 | DUDLEY HYDRO | HD |  | HD |  |  | ERR |  | ok | DUDLEY HYDRO
1114 | MADISON COMPOSITE | Thomas Kenny | SEI | HD |  |  | 0 | 0 | 22 | 22 | 22 | 22 | 22 | 22 | 22 | 22 | 22 | 22 |  | 2001-08-01 | 2000-04-01 |  | m |  | 0 | 22 | MADISON COMPOSITE | HD |  | HD |  |  | ERR |  | ok | MADISON COMPOSITE
1034 | RIVERSIDE 4-7 | Thomas Kenny | SEI | HD |  |  | 2.9 | 2.9 | 2.9 | 2.9 | 2.9 | 2.9 | 2.9 | 2.9 | 2.9 | 2.9 | 2.9 | 2.9 | DCH study | 2000-04-01 | 2000-04-01 |  |  |  | 2.9 | 2.9 | RIVERSIDE 4-7 | HD |  | HD |  |  | ERR |  | ERR | MADISON COMPOSITE
1035 | RIVERSIDE 8 | Thomas Kenny | SEI | HD |  |  | 4 | 4 | 4 | 4 | 4 | 4 | 4 | 4 | 4 | 4 | 4 | 4 | DCH study | 2000-04-01 | 2000-04-01 |  |  |  | 4 | 4 | RIVERSIDE 8 | HD |  | HD |  |  | ERR |  | ERR | RIVERSIDE 4-7
1076 | SHREWSBURY DIESEL #1 | Francis Paika, Jr. | SELP | D |  |  | 2.75 | 2.75 | 2.75 | 2.75 | 2.75 | 2.75 | 2.75 | 2.75 | 2.75 | 2.75 | 2.75 | 2.75 | Demo | 2000-04-01 | 2000-04-01 |  |  |  | 2.75 | 2.75 | SHREWSBURY DIESEL #1 | D |  | D |  |  | ERR |  | ERR | RIVERSIDE 8
1077 | SHREWSBURY DIESEL #2 | Francis Paika, Jr. | SELP | D |  |  | 2.75 | 2.75 | 2.75 | 2.75 | 2.75 | 2.75 | 2.75 | 2.75 | 2.75 | 2.75 | 2.75 | 2.75 | Demo | 2000-04-01 | 2000-04-01 |  |  |  | 2.75 | 2.75 | SHREWSBURY DIESEL #2 | D |  | D |  |  | ERR |  | ERR | SHREWSBURY DIESEL #1
1078 | SHREWSBURY DIESEL #3 | Francis Paika, Jr. | SELP | D |  |  | 2.75 | 2.75 | 2.75 | 2.75 | 2.75 | 2.75 | 2.75 | 2.75 | 2.75 | 2.75 | 2.75 | 2.75 | Demo | 2000-04-01 | 2000-04-01 |  |  |  | 2.75 | 2.75 | SHREWSBURY DIESEL #3 | D |  | D |  |  | ERR |  | ERR | SHREWSBURY DIESEL #2
1079 | SHREWSBURY DIESEL # 4 | Francis Paika, Jr. | SELP | D |  |  | 2.75 | 2.75 | 2.75 | 2.75 | 2.75 | 2.75 | 2.75 | 2.75 | 2.75 | 2.75 | 2.75 | 2.75 | Demo | 2000-04-01 | 2000-04-01 |  |  |  | 2.75 | 2.75 | SHREWSBURY DIESEL # 4 | D |  | D |  |  | ERR |  | ERR | SHREWSBURY DIESEL #3
1080 | SHREWSBURY DIESEL #5 | Francis Paika, Jr. | SELP | D |  |  | 2.75 | 2.75 | 2.75 | 2.75 | 2.75 | 2.75 | 2.75 | 2.75 | 2.75 | 2.75 | 2.75 | 2.75 | Demo | 2000-04-01 | 2000-04-01 |  |  |  | 2.75 | 2.75 | SHREWSBURY DIESEL #5 | D |  | D |  |  | ERR |  | ERR | SHREWSBURY DIESEL # 4
858 | STERLING DIESELS | Jeanette Sypek | SMED | D |  |  | 0.33 | 0.33 | 0.33 | 0.33 | 0.33 | 0.33 | 0.33 | 0.33 | 0.33 | 0.33 | 0.33 | 0.33 | Demo | 2000-04-01 | 2000-04-01 |  |  |  | 0.33 | 0.33 | STERLING DIESELS | D |  | D |  |  | ERR |  | ERR | SHREWSBURY DIESEL #5
1302 | TCPMCMPAGF GEN1 U5 | John Bennett | TPM | F |  |  | 0 | 0 | 0 | 0 | 0 | 0 | 0 | 0 | 0 | 0 | 0 | 0 | NA | 2000-06-28 | 2000-06-28 |  |  |  | 0 | 0 | TCPMCMPAGF GEN1 U5 | F |  | F |  |  | ERR |  | ERR | STERLING DIESELS
1051 | HAL-BFI | James Irving | TMLP | F |  |  | 1.703 | 1.703 | 1.703 | 1.703 | 1.703 | 1.703 | 1.824 | 1.824 | 1.824 | 1.824 | 1.703 | 1.703 | Demo | 2001-03-21 | 2000-06-01 | Summer 2000 derate |  |  | 1.703 | 1.824 | HAL-BFI | F |  | F |  |  | ERR |  | ERR | TCPMCMPAGF GEN1 U5
1052 | EB1-BFI | James Irving | TMLP | F |  |  | 3.9 | 3.9 | 3.9 | 3.9 | 3.9 | 3.79 | 3.79 | 3.79 | 3.79 | 3.9 | 3.9 | 3.9 | Demo | 2000-04-01 | 2000-06-01 | Summer 2000 derate |  |  | 3.9 | 3.79 | EB1-BFI | F |  | F |  |  | ERR |  | ERR | HAL-BFI
1318 | GRS-FALL RIVER U5 | James Irving | TMLP | G |  |  | 3.5 | 3.5 | 3.5 | 3.5 | 3.5 | 0 | 0 | 0 | 0 | 0 | 0 | 0 | Demo | 2000-08-01 | 2000-08-01 | Retired 5/31/01 | m |  | 3.5 | 0 | GRS-FALL RIVER U5 | G | ERR | F |  |  | ERR |  | ERR | EB1-BFI
854 | ORANGE HYDRO 1 | Jeanette Sypek | TTMLP | HD |  |  | 0.15 | 0.15 | 0.15 | 0.15 | 0.15 | 0.15 | 0.15 | 0.15 | 0.14 | 0.15 | 0.15 | 0.15 | DCH study | 2000-04-01 | 2000-04-01 |  |  |  | 0.15 | 0.15 | ORANGE HYDRO 1 | HD |  | HD |  |  | ERR |  | ERR | GRS-FALL RIVER U5
855 | ORANGE HYDRO 2 | Jeanette Sypek | TTMLP | HD |  |  | 0.12 | 0.12 | 0.12 | 0.12 | 0.12 | 0.12 | 0.12 | 0.12 | 0.11 | 0.12 | 0.12 | 0.12 | DCH study | 2000-04-01 | 2000-04-01 |  |  |  | 0.12 | 0.12 | ORANGE HYDRO 2 | HD |  | HD |  |  | ERR |  | ERR | ORANGE HYDRO 1
856 | HUNT'S POND | Jeanette Sypek | TTMLP | HD |  |  | 0.06 | 0.06 | 0.1 | 0.1 | 0.07 | 0.05 | 0.02 | 0.02 | 0.02 | 0.06 | 0.06 | 0.07 | DCH study | 2000-04-01 | 2000-04-01 |  | m |  | 0.06 | 0.02 | HUNT'S POND | HD |  | HD |  |  | ERR |  | ERR | ORANGE HYDRO 2
1225 | TANNERY DAM | Jeanette Sypek | TTMLP | HD |  |  | 0.2 | 0.2 | 0.2 | 0.2 | 0.2 | 0.2 | 0.2 | 0.2 | 0.2 | 0.2 | 0.2 | 0.2 | SQF meth. | 2000-04-01 | 2000-04-01 |  |  |  | 0.2 | 0.2 | TANNERY DAM | HD |  | HD |  |  | ERR |  | ERR | HUNT'S POND
880 | MCCALLUM ENTERPRISES | John Guman | UI | HD |  |  | 0.278 | 0.278 | 0.278 | 0.278 | 0.278 | 0.278 | 0.278 | 0.278 | 0.278 | 0.278 | 0.278 | 0.278 | SQF meth. | 2000-04-01 | 2000-04-01 |  |  |  | 0.278 | 0.278 | MCCALLUM ENTERPRISES | HD |  | HD |  |  | ERR |  | ERR | TANNERY DAM
881 | SHELTON LANDFILL | John Guman | UI | F |  |  | 0 | 0 | 0 | 0 | 0 | 0 | 0 | 0 | 0 | 0 | 0 | 0 | Demo | 2001-04-01 | 2001-04-01 | Summer 2000 derate |  |  | 0 | 0 | SHELTON LANDFILL | F |  | F |  |  | ERR |  | ERR | MCCALLUM ENTERPRISES
815 | CARVER FALLS | Denise Scarborough | VELCO | HD |  |  | 1.9 | 1.9 | 1.9 | 1.9 | 1.9 | 1.48 | 0.73 | 0.66 | 0.73 | 1.9 | 1.9 | 1.9 | SQF meth. | 2001-12-01
816 | CAVENDISH | Denise Scarborough | VELCO | HD |  |  | 0.76 | 1.2 | 1.6 | 1.6 | 1.6 | 1.18 | 0.51 | 0.39 | 0.5 | 1.27 | 1.48 | 1.1 | SQF meth. | 2001-12-01
819 | ARNOLD FALLS | Denise Scarborough | VELCO | HD |  |  | 0.3 | 0.3 | 0.3 | 0.3 | 0.3 | 0.3 | 0.3 | 0.3 | 0.3 | 0.3 | 0.3 | 0.3 | SQF meth. | 2001-12-01
821 | GAGE | Denise Scarborough | VELCO | HD |  |  | 0.54 | 0.61 | 0.8 | 0.8 | 0.8 | 0.76 | 0.35 | 0.39 | 0.44 | 0.8 | 0.8 | 0.73 | SQF meth. | 2001-12-01
823 | EAST BARNETT | Denise Scarborough | VELCO | HD |  |  | 1.2 | 1.34 | 1.9 | 1.9 | 1.9 | 1.6 | 0.89 | 0.95 | 1.05 | 1.73 | 1.9 | 1.55 | SQF meth. | 2001-12-01
824 | BATH ELECTRIC | Denise Scarborough | VELCO | HD |  |  | 0.8 | 0.8 | 0.8 | 0.8 | 0.8 | 0.8 | 0.8 | 0.8 | 0.8 | 0.8 | 0.8 | 0.8 | SQF meth. | 2001-12-01
825 | WEST CHARLESTON | Denise Scarborough | VELCO | HD |  |  | 0.8 | 0.8 | 0.8 | 0.8 | 0.8 | 0.8 | 0.8 | 0.8 | 0.8 | 0.8 | 0.8 | 0.8 | DCH study | 2000-04-01 | 2000-04-01 |  |  |  | 0.8 | 0.8 | WEST CHARLESTON | HD |  | HD |  |  | ERR |  | ERR | SHELTON LANDFILL
826 | TROY | Denise Scarborough | VELCO | HD |  |  | 0.6 | 0.6 | 0.6 | 0.6 | 0.6 | 0.6 | 0.6 | 0.6 | 0.6 | 0.6 | 0.6 | 0.6 | DCH study | 2000-04-01 | 2000-04-01 |  |  |  | 0.6 | 0.6 | TROY | HD |  | HD |  |  | ERR |  | ERR | WEST CHARLESTON
827 | SEARSBURG WIND | Denise Scarborough | VELCO | HD |  |  | 1.69 | 1.41 | 1.24 | 1 | 0.71 | 0.7 | 0.62 | 0.48 | 0.7 | 1.03 | 1.26 | 1.5 | DCH study | 2000-04-01 | 2000-04-01 |  | m |  | 1.69 | 0.48 | SEARSBURG WIND | HD |  | HD |  |  | ERR |  | ERR | TROY
828 | BARTON HYDRO | Denise Scarborough | VELCO | HD |  |  | 1.3 | 1.3 | 1.3 | 1.3 | 1.3 | 1.3 | 1.3 | 1.3 | 1.3 | 1.3 | 1.3 | 1.3 | DCH study | 2000-04-01 | 2000-04-01 |  |  |  | 1.3 | 1.3 | BARTON HYDRO | HD |  | HD |  |  | ERR |  | ERR | SEARSBURG WIND
829 | ENOSBURG 2 DIESEL | Denise Scarborough | VELCO | D |  |  | 0.7 | 0.661 | 0.661 | 0.661 | 0.661 | 0.661 | 0.7 | 0.7 | 0.7 | 0.7 | 0.7 | 0.7 | Demo | 2001-03-01 | 2001-03-01 |  |  |  | 0.661 | 0.7 | ENOSBURG 2 DIESEL | D |  | D |  |  | ERR |  | ERR | BARTON HYDRO
830 | ENOSBURG HYDRO | Denise Scarborough | VELCO | HD |  |  | 0.95 | 0.95 | 0.95 | 0.95 | 0.95 | 0.95 | 0.95 | 0.95 | 0.95 | 0.95 | 0.95 | 0.95 | DCH study | 2000-04-01 | 2000-04-01 |  |  |  | 0.95 | 0.95 | ENOSBURG HYDRO | HD |  | HD |  |  | ERR |  | ERR | ENOSBURG 2 DIESEL
831 | VAIL & GREAT FALLS | Denise Scarborough | VELCO | HD |  |  | 2.1 | 2.1 | 2.1 | 2.1 | 2.1 | 2.1 | 2.1 | 2.1 | 2.1 | 2.1 | 2.1 | 2.1 | DCH study | 2000-04-01 | 2000-04-01 |  |  |  | 2.1 | 2.1 | VAIL & GREAT FALLS | HD |  | HD |  |  | ERR |  | ERR | ENOSBURG HYDRO
832 | CENTER RUTLAND | Denise Scarborough | VELCO | HD |  |  | 0.35 | 0.35 | 0.35 | 0.35 | 0.35 | 0.35 | 0.35 | 0.35 | 0.35 | 0.35 | 0.35 | 0.35 | DCH study | 2000-04-01 | 2000-04-01 |  |  |  | 0.35 | 0.35 | CENTER RUTLAND | HD |  | HD |  |  | ERR |  | ERR | VAIL & GREAT FALLS
833 | BARNET | Denise Scarborough | VELCO | HD |  |  | 0.32 | 0.37 | 0.49 | 0.49 | 0.49 | 0.49 | 0 | 0.35 | 0.42 | 0.49 | 0.49 | 0.49 | DCH study | 2000-04-01 | 2000-04-01 |  | m |  | 0.32 | 0.35 | BARNET | HD |  | HD |  |  | ERR |  | ERR | CENTER RUTLAND
834 | COMPTU FALLS | Denise Scarborough | VELCO | HD |  |  | 0.46 | 0.46 | 0.46 | 0.46 | 0.46 | 0.46 | 0.36 | 0.29 | 0.35 | 0.46 | 0.46 | 0.46 | DCH study | 2000-04-01 | 2000-04-01 |  |  |  | 0.46 | 0.29 | COMPTU FALLS | HD |  | HD |  |  | ERR |  | ERR | BARNET
835 | DEWEY MILLS | Denise Scarborough | VELCO | HD |  |  | 2.79 | 2.79 | 2.79 | 2.79 | 2.79 | 2.47 | 1.67 | 1.57 | 1.52 | 2.79 | 2.79 | 2.79 | DCH study | 2000-04-01 | 2000-04-01 |  |  |  | 2.79 | 1.57 | DEWEY MILLS | HD |  | HD |  |  | ERR |  | ERR | COMPTU FALLS
836 | EMERSON FALLS | Denise Scarborough | VELCO | HD |  |  | 0.23 | 0.23 | 0.23 | 0.23 | 0.23 | 0.23 | 0.23 | 0.23 | 0.23 | 0.23 | 0.23 | 0.23 | DCH study | 2000-04-01 | 2000-04-01 |  |  |  | 0.23 | 0.23 | EMERSON FALLS | HD |  | HD |  |  | ERR |  | ERR | DEWEY MILLS
837 | KILLINGTON | Denise Scarborough | VELCO | HD |  |  | 0.1 | 0.1 | 0.1 | 0.1 | 0.1 | 0.1 | 0.07 | 0.07 | 0.07 | 0.1 | 0.1 | 0.1 | DCH study | 2000-04-01 | 2000-04-01 |  |  |  | 0.1 | 0.07 | KILLINGTON | HD |  | HD |  |  | ERR |  | ERR | EMERSON FALLS
838 | KINGSBURY | Denise Scarborough | VELCO | HD |  |  | 0.2 | 0.2 | 0.2 | 0.2 | 0.2 | 0.18 | 0.08 | 0.08 | 0.08 | 0.2 | 0.2 | 0.2 | DCH study | 2000-04-01 | 2000-04-01 |  |  |  | 0.2 | 0.08 | KINGSBURY | HD |  | HD |  |  | ERR |  | ERR | KILLINGTON
839 | LADD'S MILL | Denise Scarborough | VELCO | HD |  |  | 0.17 | 0.17 | 0.17 | 0.17 | 0.17 | 0.17 | 0.17 | 0.17 | 0.17 | 0.17 | 0.17 | 0.17 | DCH study | 2000-04-01 | 2000-04-01 |  |  |  | 0.17 | 0.17 | LADD'S MILL | HD |  | HD |  |  | ERR |  | ERR | KINGSBURY
840 | MARTINSVILLE | Denise Scarborough | VELCO | HD |  |  | 0.19 | 0.19 | 0.25 | 0.25 | 0.25 | 0.16 | 0.08 | 0.08 | 0.08 | 0.25 | 0.25 | 0.24 | DCH study | 2000-04-01 | 2000-04-01 |  | m |  | 0.19 | 0.08 | MARTINSVILLE | HD |  | HD |  |  | ERR |  | ERR | LADD'S MILL
841 | MORETOWN 8 | Denise Scarborough | VELCO | HD |  |  | 0.53 | 0.77 | 1.12 | 1.12 | 1.12 | 0.61 | 0.3 | 0.36 | 0.42 | 0.92 | 1.07 | 0.75 | DCH study | 2000-04-01 | 2000-04-01 |  | m |  | 0.53 | 0.36 | MORETOWN 8 | HD |  | HD |  |  | ERR |  | ERR | MARTINSVILLE
842 | NANTANA MILL | Denise Scarborough | VELCO | HD |  |  | 0.18 | 0.22 | 0.22 | 0.22 | 0.22 | 0.18 | 0.1 | 0.1 | 0.1 | 0.22 | 0.22 | 0.22 | DCH study | 2000-04-01 | 2000-04-01 |  | m |  | 0.18 | 0.1 | NANTANA MILL | HD |  | HD |  |  | ERR |  | ERR | MORETOWN 8
843 | NEWBURY | Denise Scarborough | VELCO | HD |  |  | 0.27 | 0.27 | 0.27 | 0.27 | 0.27 | 0.27 | 0.23 | 0.22 | 0.24 | 0.27 | 0.27 | 0.27 | DCH study | 2000-04-01 | 2000-04-01 |  |  |  | 0.27 | 0.22 | NEWBURY | HD |  | HD |  |  | ERR |  | ERR | NANTANA MILL
844 | OTTAUQUECHEE | Denise Scarborough | VELCO | HD |  |  | 2.18 | 2.18 | 2.18 | 2.18 | 2.18 | 1.88 | 1.52 | 1.48 | 1.46 | 2.18 | 2.18 | 2.18 | DCH study | 2000-04-01 | 2000-04-01 |  |  |  | 2.18 | 1.48 | OTTAUQUECHEE | HD |  | HD |  |  | ERR |  | ERR | NEWBURY
845 | SLACK DAM | Denise Scarborough | VELCO | HD |  |  | 0.37 | 0.41 | 0.41 | 0.41 | 0.41 | 0.41 | 0.26 | 0.21 | 0.25 | 0.41 | 0.41 | 0.41 | DCH study | 2000-04-01 | 2000-04-01 |  | m |  | 0.37 | 0.21 | SLACK DAM | HD |  | HD |  |  | ERR |  | ERR | OTTAUQUECHEE
846 | WINOOSKI 8 | Denise Scarborough | VELCO | HD |  |  | 0.6 | 0.68 | 0.95 | 0.95 | 0.95 | 0.71 | 0.34 | 0.4 | 0.4 | 0.84 | 0.95 | 0.71 | DCH study | 2000-04-01 | 2000-04-01 |  | m |  | 0.6 | 0.4 | WINOOSKI 8 | HD |  | HD |  |  | ERR |  | ERR | SLACK DAM
847 | WOODSIDE | Denise Scarborough | VELCO | HD |  |  | 0.12 | 0.12 | 0.12 | 0.12 | 0.12 | 0.12 | 0.1 | 0.11 | 0.12 | 0.12 | 0.12 | 0.12 | DCH study | 2000-04-01 | 2000-04-01 |  |  |  | 0.12 | 0.11 | WOODSIDE | HD |  | HD |  |  | ERR |  | ERR | WINOOSKI 8
848 | WRIGHTSVILLE | Denise Scarborough | VELCO | HW |  |  | 0.701 | 0.701 | 0.701 | 0.701 | 0.701 | 0 | 0 | 0 | 0 | 0.701 | 0.701 | 0.701 | Demo | 2001-03-21 | 2000-06-01 | Summer 2000 derate |  |  | 0.701 | 0.693 | WRIGHTSVILLE | HW |  | HW |  |  | ERR |  | ERR | WOODSIDE
959 | BARTON 1-4 DIESELS | Denise Scarborough | VELCO | D |  |  | 0.929 | 0.929 | 0.929 | 0.929 | 0.929 | 0.929 | 0.889 | 0.889 | 0.889 | 0.929 | 0.929 | 0.929 | Demo | 2001-03-21 | 2000-06-01 | Summer 2000 derate |  |  | 0.929 | 0.889 | BARTON 1-4 DIESELS | D |  | D |  |  | ERR |  | ERR | WRIGHTSVILLE
1047 | FAIRFAX LOAD | Denise Scarborough | VELCO | HD |  |  | 3.25 | 3.25 | 3.25 | 3.25 | 3.25 | 3.25 | 3.16 | 3.25 | 3.25 | 3.25 | 3.25 | 3.25 | SQF meth. | 2001-12-01
1165 | CADYS FALLS | Denise Scarborough | VELCO | HD |  |  | 1.1 | 1.1 | 1.1 | 1.1 | 1.1 | 1.1 | 1.1 | 1.1 | 1.1 | 1.1 | 1.1 | 1.1 | DCH study | 2000-04-01 | 2000-04-01 |  |  |  | 1.1 | 1.1 | CADYS FALLS | HD |  | HD |  |  | ERR |  | ERR | BARTON 1-4 DIESELS
1166 | MORRISVILLE PLANT #2 | Denise Scarborough | VELCO | HD |  |  | 1.8 | 1.8 | 1.8 | 1.8 | 1.8 | 1.8 | 1.28 | 1.43 | 1.54 | 1.8 | 1.8 | 1.8 | DCH study | 2000-04-01 | 2000-04-01 |  |  |  | 1.8 | 1.43 | MORRISVILLE PLANT #2 | HD |  | HD |  |  | ERR |  | ERR | CADYS FALLS
1167 | WOLCOTT HYDRO #1 | Denise Scarborough | VELCO | HD |  |  | 0.66 | 0.8 | 0.8 | 0.8 | 0.8 | 0.76 | 0.4 | 0.49 | 0.56 | 0.8 | 0.8 | 0.8 | DCH study | 2000-04-01 | 2000-04-01 |  | m |  | 0.66 | 0.49 | WOLCOTT HYDRO #1 | HD |  | HD |  |  | ERR |  | ERR | MORRISVILLE PLANT #2
1168 | H.K. SANDERS | Denise Scarborough | VELCO | HW |  |  | 1.8 | 1.8 | 1.8 | 1.8 | 1.8 | 1.41 | 1.41 | 1.41 | 1.41 | 1.8 | 1.8 | 1.8 | Demo | 2000-04-01 | 2000-04-01 |  |  |  | 1.8 | 1.41 | H.K. SANDERS | HW |  | HW |  |  | ERR |  | ERR | WOLCOTT HYDRO #1
857 | OAKDALE HYDRO | Jeanette Sypek | WBML | HD |  |  | 3.2 | 3.2 | 3.2 | 3.2 | 3.2 | 3.2 | 3.2 | 3.2 | 3.2 | 3.2 | 3.2 | 3.2 | DCH study | 2000-04-01 | 2000-04-01 |  |  |  | 3.2 | 3.2 | OAKDALE HYDRO | HD |  | HD |  |  | ERR |  | ERR | H.K. SANDERS
[7 empty] | --------- | --------- | --------- | --------- | --------- | --------- | --------- | --------- | --------- | --------- | --------- | --------- | [6 empty] | ----------- | ----------- | [8 empty] | ERR | OAKDALE HYDRO
| Total | [5 empty] | 231.908 | 240.726 | 245.821 | 246.111 | 242.201 | 217.902 | 187.54 | 184.852 | 184.71 | 229.568 | 239.524 | 240.067 | [6 empty] | 229.903 | 201.566
Monthly Adjustments to Capability from Winter and Summer Values in SCC Report - Settlement Only units: | [6 empty] | 2.005 | 10.823 | 15.918 | 16.208 | 12.298 | 16.336 | -14.026 | -16.714 | -16.856 | -0.335 | 9.621 | 10.164
COMBINED: Settlement Only and EMS DCH/Wind Monthly Adjustments to Capability from Winter and Summer Values in SCC Report:
[7 empty] | 2.005 | 11.323 | 18.758 | 19.358 | 15.448 | 48.466 | -15.376 | -16.714 | -16.486 | -1.225 | 10.161 | 11.624
[23 empty] | #N/A | #N/A | < copy of old formulas from above (before 1/1/01 fix)

## Detail_EMS_DCH_Wind
SCC Report Detail: EMS Daily Cycle Hydro & Wind Units, as of 01/01/2002
Monthly Claimed Capability Values for Daily Cycle Hydro and Wind Generating Units Represented in the ISO-NE Energy Management System
| SCC values as of | 2002-01-01 |  |  | See Settlement Only listings for additional DCH units
[5 empty] | Winter Ratings |  |  |  |  | Summer Ratings |  |  |  | Winter Ratings |  |  | Date of Most Recent Change |  |  |  | SCC values as of: | 2002-01-01
AssetId | UnitName | UnitTypeForCCA | NEPOOL_Participant | ModeledAs | JAN | FEB | MAR | APR | MAY | JUN | JUL | AUG | SEP | OCT | NOV | DEC | WinterRating_DateOfChange | SummerRating_DateOfChange | Winter SCC change this month? | Summer SCC change this month? | WSCC | SSCC
327 | AMOSKEAG | HD | NU | EMS | 17.5 | 17.5 | 17.5 | 17.5 | 17.5 | 17.5 | 17.5 | 17.5 | 17.5 | 17.5 | 17.5 | 17.5 | 1999-05-01 | 1999-05-01 |  |  | 17.5 | 17.5 | AMOSKEAG | 17.5
330 | AYERS ISLAND | HD | NU | EMS | 9.08 | 9.08 | 9.08 | 9.08 | 9.08 | 9.08 | 9.08 | 9.08 | 9.08 | 9.08 | 9.08 | 9.08 | 1999-05-01 | 1999-05-01 |  |  | 9.08 | 9.08 | AYERS ISLAND | #N/A
331 | AZISCOHOS HYDRO | HD | CMP | EMS | 6.81 | 6.81 | 6.81 | 6.81 | 6.81 | 6.81 | 6.81 | 6.81 | 6.81 | 6.81 | 6.81 | 6.81 | 1999-05-01 | 1999-05-01 |  |  | 6.81 | 6.81 | AZISCOHOS HYDRO | 17.5
334 | BELDENS | HD | VELCO | EMS | 5.7 | 5.7 | 5.7 | 5.7 | 5.7 | 5.7 | 4.44 | 4.58 | 4.76 | 5.7 | 5.7 | 5.7 | 1999-05-01 | 1999-05-01 |  |  | 5.7 | 4.58 | BELDENS
335 | BELLOWS FALLS | HD | PGET | EMS | 48.54 | 48.54 | 48.54 | 48.54 | 48.54 | 48.54 | 48.54 | 48.54 | 48.54 | 48.54 | 48.54 | 48.54 | 1999-05-01 | 1999-05-01 |  |  | 48.54 | 48.54 | BELLOWS FALLS | =IF(VLOOKUP($A6,$A$6:$Q$58,VLOOKUP(Lookups!$C$3,Lookups!$A$6:$E$17,4,"False"),"False")=VLOOKUP($A6,$A$6:$Q$58,VLOOKUP(Lookups!$C$3-1,Lookups!$A$22:$E$33,4,"False"),"False")," ","m")
346 | BOLTON FALLS | HD | VELCO | EMS | 7.8 | 7.8 | 7.8 | 7.8 | 7.8 | 7.8 | 7.8 | 7.8 | 7.8 | 7.8 | 7.8 | 7.8 | 1999-05-01 | 1999-05-01 |  |  | 7.8 | 7.8 | BOLTON FALLS | =IF(VLOOKUP($A6,$A$6:$Q$58,VLOOKUP(Lookups!$C$3,Lookups!$A$6:$E$17,4,"False"),"False")=VLOOKUP($A6,$A$6:$Q$58,VLOOKUP(Lookups!$C$3-1,Lookups!$A$22:$E$33,4,"False"),"False")," ","m")
348 | BOOT MILLS | HD | CES | EMS | 20 | 20 | 20 | 20 | 20 | 20 | 20 | 20 | 20 | 20 | 20 | 20 | 1999-05-01 | 1999-05-01 |  |  | 20 | 20 | BOOT MILLS
358 | BRUNSWICK | HD | FPL | EMS | 20.2 | 20.2 | 20.2 | 20.2 | 20.2 | 20.2 | 20.2 | 20.2 | 20.2 | 20.2 | 20.2 | 20.2 | 1999-05-01 | 1999-05-01 |  |  | 20.2 | 20.2 | BRUNSWICK
362 | BULLS BRIDGE | HD | SEI | EMS | 8.4 | 8.4 | 8.4 | 8.4 | 8.4 | 8.4 | 8.4 | 8.4 | 8.4 | 8.4 | 8.4 | 8.4 | 1999-05-01 | 1999-05-01 |  |  | 8.4 | 8.4 | BULLS BRIDGE
369 | CATARACT EAST | HD | FPL | EMS | 8 | 8 | 8 | 8 | 8 | 8 | 8 | 8 | 8 | 8 | 8 | 8 | 2001-11-01 | 2001-11-01 |  |  | 8 | 8 | CATARACT EAST
389 | DERBY DAM | HD | NU | EMS | 7.05 | 7.05 | 7.05 | 7.05 | 7.05 | 7.05 | 7.05 | 7.05 | 7.05 | 7.05 | 7.05 | 7.05 | 2001-04-20 | 2001-04-20 |  |  | 7.05 | 7.05 | #N/A
393 | DEERFIELD 5 | HD | PGET | EMS | 13.99 | 13.99 | 13.99 | 13.99 | 13.99 | 13.99 | 13.99 | 13.99 | 13.99 | 13.99 | 13.99 | 13.99 | 1999-05-01 | 1999-05-01 |  |  | 13.99 | 13.99 | DEERFIELD 5
394 | DODGE FALLS | HD | VELCO | EMS | 5 | 5 | 5 | 5 | 5 | 5 | 5 | 5 | 5 | 5 | 5 | 5 | 1999-05-01 | 1999-05-01 |  |  | 5 | 5 | DODGE FALLS
401 | EASTMAN FALLS | HD | NU | EMS | 6.47 | 6.47 | 6.47 | 6.47 | 6.47 | 6.47 | 6.47 | 6.47 | 6.47 | 6.47 | 6.47 | 6.47 | 1999-05-01 | 1999-05-01 |  |  | 6.47 | 6.47 | EASTMAN FALLS
410 | ESSEX 19 HYDRO | HD | VELCO | EMS | 7.8 | 7.8 | 7.8 | 7.8 | 7.8 | 7.8 | 7.8 | 7.8 | 7.8 | 7.8 | 7.8 | 7.8 | 1999-05-01 | 1999-05-01 |  |  | 7.8 | 7.8 | ESSEX 19 HYDRO
412 | FALLS VILLAGE | HD | SEI | EMS | 11 | 11 | 11 | 11 | 11 | 11 | 9.3 | 9.76 | 8.97 | 11 | 11 | 11 | 1999-05-01 | 1999-05-01 |  |  | 11 | 9.76 | FALLS VILLAGE
413 | FIFE BROOK | HD | PGET | EMS | 9.9 | 9.9 | 9.9 | 9.9 | 9.9 | 9.9 | 9.9 | 9.9 | 9.9 | 9.9 | 9.9 | 9.9 | 1999-05-01 | 1999-05-01 |  |  | 9.9 | 9.9 | FIFE BROOK
427 | GORHAM | HD | NU | EMS | 2.05 | 2.05 | 2.05 | 2.05 | 2.05 | 2.05 | 2.05 | 2.05 | 2.05 | 2.05 | 2.05 | 2.05 | 1999-05-01 | 1999-05-01 |  |  | 2.05 | 2.05 | GORHAM
440 | HIRAM | HD | FPL | EMS | 11.6 | 11.6 | 11.6 | 11.6 | 11.6 | 11.6 | 11.6 | 11.6 | 11.6 | 11.6 | 11.6 | 11.6 | 1999-05-01 | 1999-05-01 |  |  | 11.6 | 11.6 | HIRAM
443 | HUNTINGTON FALLS | HD | VELCO | EMS | 5.76 | 5.76 | 5.76 | 5.76 | 5.76 | 5.76 | 4.19 | 4.37 | 4.58 | 5.76 | 5.76 | 5.76 | 1999-05-01 | 1999-05-01 |  |  | 5.76 | 4.37 | HUNTINGTON FALLS
457 | LAWRENCE HYDRO | HD | PGET | EMS | 14.1 | 14.1 | 14.1 | 14.1 | 14.1 | 14.1 | 9.3 | 9.4 | 8.11 | 14.1 | 14.1 | 14.1 | 1999-05-01 | 1999-05-01 |  |  | 14.1 | 9.4 | LAWRENCE HYDRO
460 | LOCKWOOD | HD | FPL | EMS | 7.5 | 7.5 | 7.5 | 7.5 | 7.5 | 7.5 | 7.5 | 7.5 | 7.5 | 7.5 | 7.5 | 7.5 | 1999-05-01 | 1999-05-01 |  |  | 7.5 | 7.5 | LOCKWOOD
465 | DEERFIELD 2/LWR DRFIELD | HD | PGET | EMS | 18.74 | 18.74 | 18.74 | 18.74 | 18.74 | 18.74 | 18.74 | 18.74 | 18.74 | 18.74 | 18.74 | 18.74 | 1999-05-01 | 1999-05-01 |  |  | 18.74 | 18.74 | DEERFIELD 2/LWR DRFIELD
473 | MCINDOES | HD | PGET | EMS | 13 | 13 | 13 | 13 | 13 | 13 | 13 | 13 | 13 | 13 | 13 | 13 | 1999-05-01 | 1999-05-01 |  |  | 13 | 13 | MCINDOES
487 | MILLER HYDRO | HD | CMP | EMS | 18.6 | 18.6 | 18.6 | 18.6 | 18.6 | 9.269 | 9.269 | 9.269 | 9.269 | 18.6 | 18.6 | 18.6 | 2002-01-01 | 1999-05-01 |  |  | 18.6 | 9.269 | MILLER HYDRO
495 | MONTY | HD | FPL | EMS | 28 | 28 | 28 | 28 | 28 | 28 | 23.2 | 22.83 | 22.33 | 28 | 28 | 28 | 1999-05-01 | 1999-05-01 |  |  | 28 | 22.83 | MONTY
532 | PEJEPSCOT | HD | CMP | EMS | 13.55 | 13.55 | 13.55 | 13.55 | 13.55 | 13.55 | 10.42 | 10.21 | 9.92 | 13.55 | 13.55 | 13.55 | 1999-05-01 | 1999-05-01 |  |  | 13.55 | 10.21 | PEJEPSCOT
534 | PENOBSCOT RIVER HYDRO | HD | PPLEP | EMS | 22.07 | 22.07 | 22.07 | 22.07 | 22.07 | 22.07 | 22.07 | 22.07 | 22.07 | 22.07 | 22.07 | 22.07 | 1999-05-01 | 1999-05-01 |  |  | 22.07 | 22.07 | PENOBSCOT RIVER HYDRO
539 | PONTOOK HYDRO | HD | PGET | EMS | 10.16 | 10.46 | 10.42 | 10.7 | 10.7 | 8.4 | 7.37 | 7.07 | 7.79 | 8.9 | 9.09 | 10.11 | 1999-05-01 | 1999-05-01 | m |  | 10.16 | 7.07 | PONTOOK HYDRO
541 | PROCTOR | HD | VELCO | EMS | 6.65 | 6.65 | 6.65 | 6.65 | 6.65 | 6.65 | 6.65 | 6.65 | 6.65 | 6.65 | 6.65 | 6.65 | 1999-05-01 | 1999-05-01 |  |  | 6.65 | 6.65 | PROCTOR
544 | RAINBOW | HD | NU | EMS | 8.2 | 8.2 | 8.2 | 8.2 | 8.2 | 8.2 | 8.2 | 8.2 | 8.2 | 8.2 | 8.2 | 8.2 | 1999-05-01 | 1999-05-01 |  |  | 8.2 | 8.2 | RAINBOW
561 | SEARSBURG | HD | PGET | EMS | 4.96 | 4.96 | 4.96 | 4.96 | 4.96 | 4.96 | 4.96 | 4.96 | 4.96 | 4.96 | 4.96 | 4.96 | 1999-05-01 | 1999-05-01 |  |  | 4.96 | 4.96 | SEARSBURG
565 | SHELDON SPRINGS | HD | VELCO | EMS | 26.38 | 26.38 | 26.38 | 26.38 | 26.38 | 18.62 | 13.55 | 14.82 | 17.49 | 26.38 | 26.38 | 26.38 | 1999-05-01 | 1999-05-01 |  |  | 26.38 | 14.82 | SHELDON SPRINGS
570 | SMITH | HD | NU | EMS | 14.18 | 14.72 | 15.85 | 15.85 | 15.85 | 14.84 | 11.59 | 11.32 | 11.96 | 14.08 | 15.29 | 14.81 | 1999-05-01 | 1999-05-01 | m |  | 14.18 | 11.32 | SMITH
597 | UNITED AMERICAN HYDRO | HD | CMP | EMS | 17.15 | 17.15 | 17.15 | 17.15 | 17.15 | 17.15 | 16.02 | 15.66 | 15.7 | 17.15 | 17.15 | 17.15 | 1999-05-01 | 1999-05-01 |  |  | 17.15 | 15.66 | UNITED AMERICAN HYDRO
599 | VERNON | HD | PGET | EMS | 24.39 | 24.39 | 24.39 | 24.39 | 24.39 | 24.39 | 24.39 | 24.39 | 24.39 | 24.39 | 24.39 | 24.39 | 1999-05-01 | 1999-05-01 |  |  | 24.39 | 24.39 | VERNON
616 | WEST ENFIELD | HD | PPLEP | EMS | 18.22 | 17.82 | 19.1 | 19.1 | 19.1 | 15.07 | 10.96 | 11.41 | 10.62 | 19.1 | 19.1 | 19.1 | 1999-05-01 | 1999-05-01 | m |  | 18.22 | 11.41 | WEST ENFIELD
617 | WESTON | HD | FPL | EMS | 13.2 | 13.2 | 13.2 | 13.2 | 13.2 | 13.2 | 13.2 | 13.2 | 13.2 | 13.2 | 13.2 | 13.2 | 1999-05-01 | 1999-05-01 |  |  | 13.2 | 13.2 | WESTON
621 | WILLIAMS | HD | FPL | EMS | 14.9 | 14.9 | 14.9 | 14.9 | 14.9 | 14.9 | 14.9 | 14.9 | 14.9 | 14.9 | 14.9 | 14.9 | 1999-05-01 | 1999-05-01 |  |  | 14.9 | 14.9 | WILLIAMS
622 | WINOOSKI 1 | HD | VELCO | EMS | 7.3 | 7.3 | 7.3 | 7.3 | 7.3 | 7.3 | 7.3 | 7.3 | 7.3 | 7.3 | 7.3 | 7.3 | 1999-05-01 | 1999-05-01 |  |  | 7.3 | 7.3 | WINOOSKI 1
754 | BAR MILLS | HD | FPL | EMS | 4 | 4 | 4 | 4 | 4 | 4 | 4 | 4 | 4 | 4 | 4 | 4 | 1999-05-01 | 1999-05-01 |  |  | 4 | 4 | BAR MILLS
755 | BONNY EAGLE/W. BUXTON | HD | FPL | EMS | 17.5 | 17.5 | 17.5 | 17.5 | 17.5 | 17.5 | 17.5 | 17.5 | 17.5 | 17.5 | 17.5 | 17.5 | 1999-05-01 | 1999-05-01 |  |  | 17.5 | 17.5 | BONNY EAGLE/W. BUXTON
758 | FT HALIFAX | HD | FPL | EMS | 1.8 | 1.8 | 1.8 | 1.8 | 1.8 | 1.8 | 1.8 | 1.8 | 1.8 | 1.8 | 1.8 | 1.8 | 1999-05-01 | 1999-05-01 |  |  | 1.8 | 1.8 | FT HALIFAX
759 | MESSALONSKEE COMPOSITE | HD | FPL | EMS | 4.4 | 4.4 | 4.4 | 4.4 | 4.4 | 4.34 | 4.34 | 4.34 | 4.34 | 4.4 | 4.4 | 4.4 | 2001-12-07 | 1999-05-01 |  |  | 4.4 | 4.34 | MESSALONSKEE COMPOSITE
760 | NORTH GORHAM | HD | FPL | EMS | 1.94 | 2 | 1.97 | 2 | 2 | 1.97 | 1.56 | 1.56 | 1.53 | 1.53 | 1.56 | 1.94 | 1999-05-01 | 1999-05-01 |  |  | 1.94 | 1.56 | NORTH GORHAM
761 | SHAWMUT | HD | FPL | EMS | 9.5 | 9.5 | 9.5 | 9.5 | 9.5 | 9.5 | 9.5 | 9.5 | 9.5 | 9.5 | 9.5 | 9.5 | 1999-05-01 | 1999-05-01 |  |  | 9.5 | 9.5 | SHAWMUT
766 | CABOT/TURNERS FALLS | HD | SEI | EMS | 59.25 | 59.25 | 59.25 | 59.25 | 59.25 | 59.25 | 59.25 | 59.25 | 59.25 | 59.25 | 59.25 | 59.25 | 1999-05-01 | 1999-05-01 |  |  | 59.25 | 59.25 | CABOT/TURNERS FALLS
768 | GARVINS/HOOKSETT | HD | NU | EMS | 14 | 14 | 14 | 14 | 14 | 14 | 14 | 14 | 13.61 | 14 | 14 | 14 | 1999-05-01 | 1999-05-01 |  |  | 14 | 14 | GARVINS/HOOKSETT
769 | HADLEY FALLS 1&2 | HD | HGE | EMS | 31.5 | 31.5 | 31.5 | 31.5 | 31.5 | 31.5 | 31.5 | 31.5 | 31.5 | 31.5 | 31.5 | 31.5 | 1999-05-01 | 1999-05-01 |  |  | 31.5 | 31.5 | HADLEY FALLS 1&2
778 | GORGE 18 HYDRO | HD | VELCO | EMS | 3.3 | 3.3 | 3.3 | 3.3 | 3.3 | 3.3 | 3.3 | 3.3 | 3.3 | 3.3 | 3.3 | 3.3 | 1999-05-01 | 1999-05-01 |  |  | 3.3 | 3.3 | GORGE 18 HYDRO
779 | MIDDLESEX 2 | HD | VELCO | EMS | 3.3 | 3.3 | 3.3 | 3.3 | 3.3 | 3.3 | 2.08 | 2.34 | 2.33 | 3.3 | 3.3 | 3.3 | 1999-05-01 | 1999-05-01 |  |  | 3.3 | 2.34 | MIDDLESEX 2
780 | VERGENNES HYDRO | HD | VELCO | EMS | 2.1 | 2.1 | 2.1 | 2.1 | 2.1 | 2.1 | 2.1 | 2.1 | 2.1 | 2.1 | 2.1 | 2.1 | 1999-05-01 | 1999-05-01 |  |  | 2.1 | 2.1 | VERGENNES HYDRO
781 | WEST DANVILLE 1 | HD | VELCO | EMS | 1.1 | 1.1 | 1.1 | 1.1 | 1.1 | 1.1 | 1.1 | 1.1 | 1.1 | 1.1 | 1.1 | 1.1 | 1999-05-01 | 1999-05-01 |  |  | 1.1 | 1.1 | WEST DANVILLE 1
1656 | HULL WIND TURBINE | HD | MMWEC | EMS | 0.165 | 0.165 | 0.165 | 0.165 | 0.165 | 0.165 | 0.165 | 0.165 | 0.165 | 0.165 | 0.165 | 0.165 | 2001-12-15 | 1999-05-01 |  |  | 0.165 | 0.165 | #N/A
[5 empty] | ----------- | ----------- | ----------- | ----------- | ----------- | ----------- | ----------- | ----------- | ----------- | ----------- | ----------- | ----------- |  |  |  |  | ----------- | -----------
[5 empty] | 687.755 | 688.255 | 690.595 | 690.905 | 690.905 | 666.384 | 632.904 | 634.254 | 634.624 | 686.865 | 688.295 | 689.215 |  |  |  |  | 687.755 | 634.254
Monthly Adjustments to Capability from Winter and Summer Values in SCC Report - EMS units: |  |  |  |  | 0 | 0.5 | 2.84 | 3.15 | 3.15 | 32.13 | -1.35 | 0 | 0.37 | -0.89 | 0.54 | 1.46
COMBINED: Settlement Only and EMS DCH/Wind Monthly Adjustments to Capability from Winter and Summer Values in SCC Report:
[5 empty] | 2.005 | 11.323 | 18.758 | 19.358 | 15.448 | 48.466 | -15.376 | -16.714 | -16.486 | -1.225 | 10.161 | 11.624
[19 empty] | #N/A | #N/A | < copy of old formulas from above (before 1/1/01 fix)

## Notes & Abbreviations
SCC Report Detail: Footnotes and List of Abbreviations, as of 01/01/2002
Footnotes from Main Report (Worksheet - SCC_Report_Current):
List of Abbreviations
"LeadParticipant Name":
From file: 04_list_of_active_customers.xls
as posted on ISO-NE website |  | Abbreviation of Customer Name as developed for SCC report
http://www.iso-ne.com/implementation/main_page.html
CUSTOMER_ID | CUSTOMER_NAME | ABBREVIATION
50437 | Anp Marketing Company | AMC
50453 | Anp Funding I,LLC | ANP
50017 | Aes New Energy, Inc | AES
3 | Boston Edison Company | BE
5 | Braintree Electric Light Dept | BELD
2 | Bangor Hydro-Electric Co | BHE
50375 | Calpine Energy Services, L.P. | CEN
50045 | Cinergy Cap. & Trading, Inc | CCT
50247 | Consolidated Edison Energy | CEEI
108 | Commonwealth Electric Co | CES
50395 | Connecticut Energy Coop., Inc. | CEC
50092 | Connecticut Light and Power | CLP
8 | Conn Mun Elec. Energy Coop | CMEEC
7 | Chicopee Mun Lighting Pl | CMLP
6 | Central Maine Power Co | CMP
50418 | CMS Marketing Servs. & Trading | CMA
50027 | Constellation Power Source | CPS
50435 | Dominion Nuclear CT,Inc. | DNC
50088 | Duke Energy Trading and Mrktg | DETM
50035 | Dighton Power Associates | DPA
52 | Dynegy Power Marketing, Inc. | DPM
50362 | Engage Energy America | EEAC
50373 | Enron Energy Services, Inc. | EESI
50446 | Energy-Koch Trading, LP | EKT
50206 | Entergy Nuclear Generation Co. | ENGC
50073 | Coastal Merchant Energy, L.P. | ENGEN
50383 | El Paso Merchant Energy LP | EPME
36 | Eastern Utilities Associates | EUA
38 | Fitchburg Gas & Elec Light | FGE
50086 | FPL Energy Power Mktg. Inc. | FPL
40 | Groton Electric Light Dept | GELD
159 | Granite State Electric | GSEC
44 | Holyoke Gas & Elec Dept | HGE
45 | Hudson Light & Power Dept | HLP
43 | Holden Municipal Light Dept | HMLD
42 | Hingham Mun Lighting Pl | HMLP
50095 | Holyoke Water Power | HWP
50084 | HQ Energy Service (US) Inc. | HQE
73 | Ipswich Municipal Light Dept | IMLD
86 | Indeck Maine Energy LLC | INDCK
48 | Indeck-Pepperell Pwr Assoc | IPPAI
75 | Littleton Elec Light & Water | LELWD
50075 | Mass Electric Company | MEC
78 | Marblehead Mun Light Dept | MMLD
76 | Mass Mun Wholesale Elec Co | MMWEC
109 | Milford Power Limited Partner | MPLP
85 | Morgan Stanley Capital Group | MSCG
111 | North Attleborough Elec Dept | NAED
156 | Narragansett Electric Co | NEC
81 | New England Power | NEP
157 | New Hampshire Electric Coop | NHEC
50192 | NRG Power Marketing Inc. | NRGPM
112 | Northeast Utilities Company | NU
50258 | North Atlantic Energy Services | NU_NAESCO
50099 | PEC Energy Marketing, Inc. | PEC
188 | PG & E Energy Trading L.P. | PGET
50248 | Penobscot Hydro, LLC | PHLLC
144 | Peabody Municipal Light Plant | PMLP
50212 | PP&L EnergyPlus Co. | PPLEP
50094 | Public Service Co. of NH | PSNH
50377 | Rumford Power Associates | RPA
155 | Mirant Americas Engy Mark., LP | SCEM
50168 | Select Energy Inc. | SEI
14 | Sempra Energy Trading Corp | SET
149 | Shrewsbury Electric Light Plt | SELP
50178 | Mirant New England, LLC | SENE
50074 | Sithe New England Holdings | SITHE
152 | Sterling Municipal Elec Light | SMED
153 | Taunton Municipal Light Plant | TMLP
50371 | Tiverton Power | TPA
50091 | TransCanada Power Mktg. | TPM
180 | Templeton Municipal Lighting | TTMLP
50254 | UAE Lowell Power LLC | UAELT
181 | United Illuminating Company | UI
185 | Unitil Power Corp | UNTIL
182 | Vermont Electric Power Co | VELCO
186 | West Boylston Municipal Light | WBML
50195 | Wisvest-Connecticut, LLC | WSVST
"Unit Category" is the general classification of units, for Claimed Capability Audit (CCA) purposes (as per MRP 11-D). The duration, in hours, of a CCA is determined by the Unit Category.
Generating Unit Category (for Claimed Capability Audit Purposes):
ABBREVIATION | UNIT TYPE, FOR CCA PURPOSES | Duration of CCA for demonstrating/testing Summer SCC (in hours) | Duration of CCA for demonstrating/testing Winter SCC (in hours)
F | Fossil (incl. wood and refuse) | 8 | 4
N | Nuclear | 8 | 4
CC | Combined Cycle | 4 | 4
G | Gas Turbine | 2 | 2
J | Jet Engine | 2 | 2
D | Diesel | 2 | 2
PS | Pumped Storage | 4 | 2
HD | Hydro-Conventional Daily | NA | NA
HW | Hydro-Conventional Weekly | 2 | 2
"Class" may be one of two types:
EMS | a unit registered as a Generating Asset and modeled in the ISO-NE Energy Management System (EMS)
SO | a unit registered as a Load Asset ,NOT modeled in the EMS, and receiving "Settlement Only" Generator treatment
"SQF" refers to a unit that is eligible for and has elected to be classified as a"Special Qualifying Facility" in accordance with MRP 11-D. Such units are indicated with an "x" in this column. An SQF is not subject to Claimed Capability Audits.
Change Type (ChangeLP, ChangeWSCC, ChangeSSCC)
| ABBREVIATION | TYPE OF CHANGE FROM PREVIOUS VALUE
| n | Change derives from a new form (either an NX-12 Form or a Settlement Only Registration Form) which has been approved by ISO-NE and involves a change to the Seasonal Claimed Capability (SCC) and/or the Lead Participant.
| m | Change is NOT derived from a new form. This type of change applies to units that are allowed to have monthly ratings (Daily Cylce Hydro and Wind), and the monthly SCC value for the current month is different from that of the previous month.
| _r | If an "_r" is appended to the Change Type Code, it means that the change is to correct an error to a SCC value previously used in the Market System and that the correction will be handled by ISO-NE Settlement on a Retroactive basis, to the Effective Date shown.

## Detail_Type 2,3,4,6 Loads
SCC Report Detail: Load Reduction Audits of Type 2, 3, 4 & 6 Loads, as of 08/01/2001

## Detail_LT Ext ICAP Purchaases
SCC Report Detail: Claimed Capability Audit of Long Term External ICAP Purchases, as of 08/01/2001
Contract # | Lead Participant | Date | Pass/Fail
230583 | Select | 2001-07-01 | Pass
230583 | Select | 2001-07-01 | Pass
230583 | Select | 2001-07-01 | Pass
211425 | VELCO | 2001-07-09 | Pass
204733 | VELCO | 2001-07-09 | Pass
163361 | VELCO | 2001-07-09 | Pass
163357 | VELCO | 2001-07-09 | Pass
163362 | VELCO | 2001-07-07 | Pass
231762 | VELCO | 2001-07-09 | Pass
195737 | VELCO | 2001-07-09 | Pass