## CoverPage
ISO New England Seasonal Claimed Capability (SCC) Report
as of 11/01/2002
Revision 0
A Monthly Listing of NEPOOL Participant Generating Units and their Summer and Winter Seasonal Claimed Capability (SCC), published by ISO-NE
Includes Generating units that are:
- registered as Generating Assets and modeled in the ISO-NE Energy Management System (EMS)
- registered as Load Assets, NOT modeled in the EMS, and receiving "Settlement Only" Generator treatment
Total NEPOOL Installed Capability (MW)
[5 empty] | Winter | Summer
[5 empty] | (November) | (August)
|  |  |  | Total EMS Capability: | 28665.671 | 26762.799
|  |  |  | Total Settlement Only Capability: | 262.143 | 210.054
|  |  |  | Total Capability: | 28899.814 | 26947.853
Summary reports in this Spreadsheet include:
Worksheet |  | Contents
SCC_Report_Current |  | Comprehensive listing of ALL units & SCC values
RetiredDeactivated |  | Listing of units Retired or Deactivated (since 5/1/00)
Detail_SettlementOnly |  | Detailed listing of Settlement Only Generators, with Monthly Capabilities (units listed here are also listed in SCC_Report_Current)
Detail_EMS_DCH_Wind |  | Detailed listing of EMS Daily Cycle Hydro and Wind Generators, with Monthly Capabilities (units listed here are also listed in SCC_Report_Current)
NotesAndAbbreviations |  | Explanatory notes, including definition of acronyms and column headings of reports
General Notes:
This Report includes changes since the previous Report, and changes that occurred on the first of the month.
To Print All Worksheets within this file, click on the "Print Entire SCC Report" button
To go to a specific report, click on the "Go to" button above (or simply click on the desired Worksheet tab)
To print a specific section (worksheet) of the report, go to that worksheet and click on the Print icon in the toolbar
SCC report issued on November 1, 2002 by Crystal J. Jackson
New Boston 1 #505 is reactivated & New Boston 2 #506 retired
There are 15 new Less than 5mw registrations effective date 9/01/02.
If you have any questions, about this report please contact Crystal J. Jackson @ (413) 535-4066 or e-mail cjackson@iso-ne.com

## SCC_Report_Current
ISO New England Seasonal Claimed Capability (SCC) Report
| SCC values as of | 2002-11-01 | [7 empty] | ...with changes from previous SCC Report of | 2002-10-01
| Note: This SCC report is sorted by ISO-NE according to (1) Current_Lead_Participant, then by (2) Class and then by (3) UnitName |  |  |  | Lead Participant (for EMS units) or NEPOOL Participant with Majority Interest in the Resource (for SO Units) |  |  |  |  | Winter Seasonal Claimed Capability |  |  |  |  | Summer Seasonal Claimed Capability
Asset_Id | UnitName | UnitCategory | Class | SQF | Current_Lead_Participant | Cust_ID | LP_Most_Recent_Change_Date | ChangeLP | Previous_Lead_Participant | WSCC | WSCC_Most_Recent_Change_Date | ChangeWSCC | PrevWSCC | DiffWSCC | SSCC | SSCC_Most_Recent_Change_Date | ChangeSSCC | PrevSSCC | DiffSSCC | Footnote | checks: | UnitName check |  |  | Manual Input Required?
----------- | ----------- | ----------- | ------ | ------ | ----------- | ------ | ----------- | --- | ----------- | ----------- | ----------- | --- | ----------- | ----------- | ----------- | ----------- | --- | ----------- | ----------- | ---
411 | EXETER | F | EMS |  | AES | 50017 | 2002-06-01 |  | CMA | 26 | 1999-05-01 | #N/A | #N/A | #N/A | 26 | 1999-05-01 | #N/A | #N/A | #N/A |  |  | OK | EXETER | #N/A
429 | GREENVILLE STEAM | F | EMS | x | AES | 50017 | 2002-01-01 |  | SCEM | 16.082 | 2002-03-23 | #N/A | #N/A | #N/A | 16.082 | 2002-03-23 | [5 empty] | O.K. | GREENVILLE | #N/A
591 | S.D. WARREN-WESTBROOK | F | EMS |  | AES | 50017 | 2002-04-01 |  | EEAC | 38.62 | 2002-03-21 |  |  |  | 39.779 | 2000-09-15 |  |  |  | 1 |  | O.K. | S.D. WARREN-WESTBROOK | #N/A
1259 | FORSTER STRONG | F | SO | x | AES | 50017 | 2002-04-01 |  | EESI | 0.11 | 2001-04-01 | 0 |  |  | 0.11 | 2001-04-01 | 0 |  |  |  |  | O.K. | #N/A | FORSTER STRONG
1286 | ANP BLACKSTONE 1 | CC | EMS |  | ANP | 50453 | 2001-07-01 |  | AMC | 252.067 | 2002-09-30 |  |  |  | 221.867 | 2002-09-30 | [5 empty] | O.K. | ANP-BLACKSTONE 1 | #N/A
1287 | ANP BLACKSTONE 2 | CC | EMS |  | ANP | 50453 | 2001-07-01 |  | AMC | 252.414 | 2002-02-26 |  |  |  | 222.314 | 2002-02-26 | [5 empty] | O.K. | ANP BLACKSTONE 2 | ANP BLACKSTONE 2
472 | M STREET JET | J | EMS |  | BE | 3 |  |  |  | 68.1 | 2002-06-20 |  |  |  | 50 | 2002-06-20 | [5 empty] | O.K. | M STREET JET | #N/A
497 | MASS POWER | CC | EMS |  | BE | 3 |  |  |  | 270 | 1999-05-01 |  |  |  | 231.5 | 1999-05-01 | [5 empty] | O.K. | MASS POWER | #N/A
507 | NEA BELLINGHAM | CC | EMS |  | BE | 3 |  |  |  | 328.056 | 2002-09-03 |  |  |  | 265.436 | 2002-09-03 | [5 empty] | O.K. | NEA BELLINGHAM | #N/A
540 | POTTER 2 CC | CC | EMS |  | BELD | 5 |  |  |  | 96.028 | 2002-04-15 |  |  |  | 78.028 | 2002-04-15 | [5 empty] | O.K. | POTTER 2 CC | #N/A
361 | POTTER DIESEL 1 | D | EMS |  | BELD | 5 |  |  |  | 2.25 | 1999-05-01 |  |  |  | 2.25 | 1999-05-01 | [5 empty] | O.K. | POTTER DIESEL 1 | #N/A
332 | BAR HARBOR DIESELS 1-4 | D | EMS |  | BHE | 2 |  |  |  | 8.6 | 2002-03-01 |  |  |  | 7.9 | 2001-09-01 | [5 empty] | O.K. | BAR HARBOR DIESELS 1-4 | #N/A
407 | EASTPORT DIESELS 1-3 | D | EMS |  | BHE | 2 |  |  |  | 3.05 | 2002-03-11 |  |  |  | 2.6 | 2001-10-11 | [5 empty] | O.K. | EASTPORT DIESELS 1-3 | #N/A
475 | MEDWAY DIESELS 1-4 | D | EMS |  | BHE | 2 |  |  |  | 8.65 | 1999-05-01 |  |  |  | 7.95 | 1999-05-01 | [5 empty] | O.K. | MEDWAY DIESELS 1-4 | #N/A
536 | PERC-ORRINGTON 1 | F | EMS |  | BHE | 2 |  |  |  | 21.16 | 1999-05-01 |  |  |  | 20.851 | 2000-09-06 | [5 empty] | O.K. | PERC-ORRINGTON 1 | #N/A
629 | WORCESTER ENERGY | F | EMS |  | BHE | 2 |  |  |  | 0 | 2002-03-13 |  |  |  | 0 | 2002-03-13 | [5 empty] | O.K. | WORCESTER ENERGY | #N/A
395 | DOREEN | J | EMS |  | CEEI | 50247 | 1999-07-01 |  | NU | 21.1 | 1999-05-01 |  |  |  | 16.6 | 1999-10-15 | [5 empty] | O.K. | DOREEN | #N/A
1649 | NEWINGTON ENERGY | CC | EMS |  | CEEI | 50247 |  |  | CEEI | 488.35 | 2002-09-30 |  |  |  | 474.15 | 2002-09-30 | [5 empty] | O.K. | WEST SPRINGFIELD 3 | #N/A
631 | WEST SPRINGFIELD 1 | F | EMS |  | CEEI | 50247 | 1999-07-01 |  | NU | 0 | 2001-04-24 |  |  |  | 0 | 2001-04-24 | [5 empty] | O.K. | WEST SPRINGFIELD 1 | #N/A
630 | WEST SPRINGFIELD 10 | J | EMS |  | CEEI | 50247 | 1999-07-01 |  | NU | 22 | 1999-05-01 |  |  |  | 17.215 | 2002-03-11 | [5 empty] | O.K. | WEST SPRINGFIELD 10 | #N/A
632 | WEST SPRINGFIELD 2 | F | EMS |  | CEEI | 50247 | 1999-07-01 |  | NU | 0 | 2001-04-24 |  |  |  | 0 | 2001-04-24 | [5 empty] | O.K. | WEST SPRINGFIELD 2 | #N/A
633 | WEST SPRINGFIELD 3 | F | EMS |  | CEEI | 50247 | 1999-07-01 |  | NU | 100.087 | 2002-03-20 |  |  |  | 101.185 | 2002-09-24 | [5 empty] | O.K. | WEST SPRINGFIELD 3 | #N/A
1693 | WEST SPRINGFIELD GT 1 | G | EMS |  | CEEI | 50247 |  |  | CEEI | 49.75 | 2002-06-28 |  |  |  | 41.8 | 2002-06-28 | [5 empty] | O.K. | WEST SPRINGFIELD 3 | #N/A
1694 | WEST SPRINGFIELD GT 2 | G | EMS |  | CEEI | 50247 |  |  | CEEI | 49.75 | 2002-06-28 |  |  |  | 43.8 | 2002-06-28 | [5 empty] | O.K. | WEST SPRINGFIELD 3 | #N/A
628 | WOODLAND ROAD | J | EMS |  | CEEI | 50247 | 1999-07-01 |  | NU | 21 | 2002-02-01 |  |  |  | 16.7 | 2002-02-01 | [5 empty] | O.K. | WOODLAND ROAD | #N/A
864 | DWIGHT | HD | SO |  | CEEI | 50247 | 1999-07-01 |  | NU | 1.7 | 2000-04-01 | 0 |  |  | 1.34 | 2000-04-01 | 0 |  |  |  |  | O.K. | #N/A | DWIGHT
851 | GARDNER FALLS | HD | SO |  | CEEI | 50247 | 1999-07-01 |  | NU | 3.7 | 2000-04-01 | 0 |  |  | 3.7 | 2000-04-01 | 0 |  |  |  |  | O.K. | #N/A | GARDNER FALLS
867 | INDIAN ORCHARD | HD | SO |  | CEEI | 50247 | 1999-07-01 |  | NU | 3.7 | 2000-04-01 | 0 |  |  | 3.7 | 2000-04-01 | 0 |  |  |  |  | O.K. | #N/A | INDIAN ORCHARD
873 | PUTTS BRIDGE | HD | SO |  | CEEI | 50247 | 1999-07-01 |  | NU | 4.1 | 2000-04-01 | 0 |  |  | 3.75 | 2000-04-01 | 0 |  |  |  |  | O.K. | #N/A | PUTTS BRIDGE
874 | RED BRIDGE | HD | SO |  | CEEI | 50247 | 1999-07-01 |  | NU | 3.65 | 2000-04-01 | 0 |  |  | 0.38 | 2000-04-01 | 0 |  |  |  |  | O.K. | #N/A | RED BRIDGE
1083 | ANDROSCOGGIN ENERGY CENTER | CC | EMS |  | CEN | 50375 |  |  | PEC | 155.605 | 2001-09-05 |  |  |  | 127.9 | 2002-08-05 | [5 empty] | O.K. | ANDROSCOGGIN ENERGY CENTER | #N/A
1005 | DIGHTON POWER 1 | CC | EMS |  | CEN | 50375 | 2002-04-01 |  | DPA | 180.79 | 2002-01-24 |  |  |  | 143.15 | 2002-01-24 | [5 empty] | O.K. | DIGHTON POWER 1 | #N/A
1255 | RUMFORD POWER | CC | EMS |  | CEN | 50375 | 2001-04-01 |  | RPA | 269.75 | 2001-03-14 |  |  |  | 244.94 | 2001-03-14 | [5 empty] | O.K. | RUMFORD POWER | #N/A
1226 | TIVERTON POWER | CC | EMS |  | CEN | 50375 | 2001-04-01 |  | TPA | 275.131 | 2002-09-25 |  |  |  | 240.461 | 2002-09-25 | [5 empty] | O.K. | TIVERTON POWER | #N/A
1345 | WESTBROOK | CC | EMS |  | CEN | 50375 | 2001-04-13 |  | CEN | 551.194 | 2001-09-25 |  |  |  | 511.556 | 2001-09-25 | [5 empty] | O.K. | WESTBROOK | #N/A
343 | BLACKSTONE 1 | F | EMS |  | CES | 108 |  |  |  | 0 | 2002-03-13 |  |  |  | 12.6 | 2001-08-01 | [5 empty] | O.K. | BLACKSTONE 1 | #N/A
348 | BOOT MILLS | HD | EMS |  | CES | 108 |  |  |  | 20 | 1999-05-01 |  |  |  | 20 | 1999-05-01 | [5 empty] | O.K. | BOOT MILLS | #N/A
388 | DARTMOUTH POWER | CC | EMS |  | CES | 108 |  |  |  | 68.18 | 1999-05-01 |  |  |  | 61.8 | 1999-05-01 | [5 empty] | O.K. | DARTMOUTH POWER | #N/A
563 | SEMASS 1 | F | EMS |  | CES | 108 |  |  |  | 50.74 | 1999-10-01 |  |  |  | 46.18 | 1999-05-01 | [5 empty] | O.K. | SEMASS 1 | #N/A
564 | SEMASS 2 | F | EMS |  | CES | 108 |  |  |  | 24.32 | 1999-05-01 |  |  |  | 20.85 | 1999-05-01 | [5 empty] | O.K. | SEMASS 2 | #N/A
1050 | CHICOPEE HYDRO | HD | SO |  | CES | 108 | 2002-01-01 |  | CPS | 2.17 | 2002-01-01 | 0 |  |  | 2.17 | 2002-01-01 | 0 |  |  |  |  | O.K. | #N/A | CHICOPEE HYDRO
1049 | COLLINS HYDRO | HD | SO |  | CES | 108 | 2002-01-01 |  | CPS | 1.25 | 2002-01-01 | 0 |  |  | 1.25 | 2002-01-01 | 0 |  |  |  |  | O.K. | #N/A | COLLINS HYDRO
1048 | WARE HYDRO | HD | SO |  | CES | 108 | 2002-01-01 |  | CPS | 1.25 | 2002-01-01 | 0 |  |  | 1.25 | 2002-01-01 | 0 |  |  |  |  | O.K. | #N/A | WARE HYDRO
798 | COLEBROOK | HD | SO |  | CLP | 50092 |  |  |  | 1.373 | 2000-04-01 | 0 |  |  | 1.373 | 2000-04-01 | 0 |  |  |  |  | O.K. | #N/A | COLEBROOK
1209 | CRRA HARTFORD LANDFILL | F | SO | x | CLP | 50092 |  |  |  | 2.571 | 2002-03-01 | 0 |  |  | 2.571 | 2002-03-01 | 0 |  |  |  |  | O.K. | #N/A | CRRA HARTFORD LANDFILL
807 | DAYVILLE POND | HD | SO |  | CLP | 50092 | 2002-09-01 |  | CEC | 0.061 | 2002-09-01 | 0 |  |  | 0.061 | 2002-09-01 | 0 |  |  |  |  | O.K. | #N/A | DAYVILLE POND
977 | G FOX | G | SO |  | CLP | 50092 |  |  |  | 0 | 2002-03-13 | 0 |  |  | 0 | 2002-03-13 | 0 |  |  |  |  | O.K. | #N/A | G FOX
805 | GLEN FALLS | HD | SO |  | CLP | 50092 |  |  |  | 0.096 | 2000-04-01 | 0 |  |  | 0.096 | 2000-04-01 | 0 |  |  |  |  | O.K. | #N/A | GLEN FALLS
796 | GOODWIN DAM | HD | SO |  | CLP | 50092 |  |  |  | 2.064 | 2000-04-01 | 0 |  |  | 2.064 | 2000-04-01 | 0 |  |  |  |  | O.K. | #N/A | GOODWIN DAM
799 | KINNEYTOWN A | HD | SO |  | CLP | 50092 |  |  |  | 0.246 | 2000-04-01 | 0 |  |  | 0.246 | 2000-04-01 | 0 |  |  |  |  | O.K. | #N/A | KINNEYTOWN A
800 | KINNEYTOWN B | HD | SO |  | CLP | 50092 |  |  |  | 0.654 | 2000-04-01 | 0 |  |  | 0.654 | 2000-04-01 | 0 |  |  |  |  | O.K. | #N/A | KINNEYTOWN B
806 | MECHANICSVILLE | HD | SO |  | CLP | 50092 |  |  |  | 0.101 | 2000-04-01 | 0 |  |  | 0.101 | 2000-04-01 | 0 |  |  |  |  | O.K. | #N/A | MECHANICSVILLE
809 | PINCHBECK | F | SO | x | CLP | 50092 |  |  |  | 0.009 | 2002-03-01 | 0 |  |  | 0.009 | 2002-03-01 | 0 |  |  |  |  | O.K. | #N/A | PINCHBECK
804 | PUTNAM | HD | SO |  | CLP | 50092 | 2002-09-01 |  | CEC | 0.58 | 2002-05-01 | 0 |  |  | 0.58 | 2002-05-01 | 0 |  |  |  |  | O.K. | #N/A | PUTNAM
810 | QUINEBAUG | HD | SO |  | CLP | 50092 |  |  |  | 2.81 | 2000-04-06 | 0 |  |  | 0.98 | 2000-04-06 | 0 |  |  |  |  | O.K. | #N/A | QUINEBAUG
808 | ROCKY GLEN | HD | SO |  | CLP | 50092 |  |  |  | 0.042 | 2000-04-01 | 0 |  |  | 0.042 | 2000-04-01 | 0 |  |  |  |  | O.K. | #N/A | ROCKY GLEN
803 | TOUTANT | HD | SO |  | CLP | 50092 |  |  |  | 0.16 | 2000-04-01 | 0 |  |  | 0.16 | 2000-04-01 | 0 |  |  |  |  | O.K. | #N/A | TOUTANT
801 | WILLIMANTIC 1 | HD | SO |  | CLP | 50092 |  |  |  | 0.423 | 2000-04-01 | 0 |  |  | 0.423 | 2000-04-01 | 0 |  |  |  |  | O.K. | #N/A | WILLIMANTIC 1
802 | WILLIMANTIC 2 | HD | SO |  | CLP | 50092 |  |  |  | 0.388 | 2000-04-01 | 0 |  |  | 0.388 | 2000-04-01 | 0 |  |  |  |  | O.K. | #N/A | WILLIMANTIC 2
797 | WYRE WYND | HD | SO |  | CLP | 50092 | 2002-09-01 |  | CEC | 1.8 | 2001-05-01 | 0 |  |  | 1.8 | 2001-05-01 | 0 |  |  |  |  | O.K. | #N/A | WYRE WYND
515 | NORWICH JET | J | EMS |  | CMEEC | 8 |  |  |  | 18.8 | 1999-05-01 |  |  |  | 15.255 | 1999-05-01 | [5 empty] | O.K. | NORWICH JET | #N/A
1290 | SNEW #1 | D | EMS |  | CMEEC | 8 |  |  |  | 0 | 2002-10-01 |  |  |  | 0 | 2002-10-01 | [5 empty] | O.K. | SNEW #1 | #N/A
1291 | SNEW #2 & 4 | D | EMS |  | CMEEC | 8 |  |  |  | 0 | 2002-10-01 |  |  |  | 0 | 2002-10-01 | [5 empty] | O.K. | SNEW #2 & 4 | #N/A
1292 | SNEW #3 & 5 | D | EMS |  | CMEEC | 8 |  |  |  | 0 | 2002-10-01 |  |  |  | 0 | 2002-10-01 | [5 empty] | O.K. | SNEW #3 & 5 | #N/A
1293 | SNEW #6 | D | EMS |  | CMEEC | 8 |  |  |  | 0 | 2002-10-01 |  |  |  | 0 | 2002-10-01 | [5 empty] | O.K. | SNEW #6 | #N/A
788 | GREENVILLE DAM | HD | SO |  | CMEEC | 8 |  |  |  | 0.95 | 2000-04-01 | 0 |  |  | 0.95 | 2000-04-01 | 0 |  |  |  |  | O.K. | #N/A | GREENVILLE DAM
1064 | TENTH STREET | HD | SO |  | CMEEC | 8 |  |  |  | 0.78 | 2000-04-01 | 0 |  |  | 0.98 | 2000-04-01 | 0 |  |  |  |  | O.K. | #N/A | TENTH STREET
421 | FRONT STREET DIESELS 1-3 | D | EMS |  | CMLP | 7 |  |  |  | 8.25 | 1999-05-01 |  |  |  | 7.74 | 2001-07-18 | [5 empty] | O.K. | FRONT STREET DIESELS 1-3 | #N/A
790 | APLP-BFI | D | SO |  | CMLP | 7 |  |  |  | 1.31 | 2002-03-01 | 0 |  |  | 1.13 | 2002-03-01 | 0 |  |  |  |  | O.K. | #N/A | APLP-BFI
331 | AZISCOHOS HYDRO | HD | EMS |  | CMP | 6 |  |  |  | 6.81 | 1999-05-01 |  |  |  | 6.81 | 1999-05-01 | [5 empty] | O.K. | AZISCOHOS HYDRO | #N/A
1108 | CHAMPION | F | EMS | x | CMP | 6 |  |  |  | 32.7 | 1999-08-01 |  |  |  | 32.7 | 1999-08-01 | [5 empty] | O.K. | CHAMPION | #N/A
345 | MEAD | F | EMS | x | CMP | 6 |  |  |  | 75 | 1999-07-01 |  |  |  | 75 | 1999-07-01 | [5 empty] | O.K. | MEAD | #N/A
476 | MERC | F | EMS | x | CMP | 6 |  |  |  | 18.858 | 2002-03-01 |  |  |  | 18.858 | 2002-03-01 | [5 empty] | O.K. | MERC | #N/A
487 | MILLER HYDRO | HD | EMS |  | CMP | 6 |  |  |  | 0 | 2002-01-01 | m | 0 | 0 | 0 | 2002-01-01 | [5 empty] | O.K. | MILLER HYDRO | #N/A
532 | PEJEPSCOT | HD | EMS |  | CMP | 6 |  |  |  | 13.55 | 1999-05-01 |  |  |  | 10.21 | 1999-05-01 | [5 empty] | O.K. | PEJEPSCOT | #N/A
1107 | SOMERSET | F | EMS | x | CMP | 6 |  |  |  | 9.7 | 2002-03-01 |  |  |  | 9.7 | 2002-03-01 | [5 empty] | O.K. | SOMERSET | #N/A
597 | UNITED AMERICAN HYDRO | HD | EMS |  | CMP | 6 |  |  |  | 17.15 | 1999-05-01 |  |  |  | 15.66 | 1999-05-01 | [5 empty] | O.K. | UNITED AMERICAN HYDRO | #N/A
1113 | BRASSUA HYDRO | HD | SO |  | CMP | 6 |  |  |  | 4.203 | 2000-04-01 | 0 |  |  | 2.033 | 2000-04-01 | 0 |  |  |  |  | O.K. | #N/A | BRASSUA HYDRO
1112 | DIRIGO DOWELS | F | SO | x | CMP | 6 |  |  |  | 0.11 | 2002-03-01 | 0 |  |  | 0.11 | 2002-03-01 | 0 |  |  |  |  | O.K. | #N/A | DIRIGO DOWELS
1120 | GOOSE RIVER 2 | HD | SO |  | CMP | 6 |  |  |  | 0 | 2000-04-01 | 0 |  |  | 0 | 2000-04-01 | 0 |  |  |  |  | O.K. | #N/A | GOOSE RIVER 2
1117 | GREAT WORKS COMPOSITE | HD | SO |  | CMP | 6 |  |  |  | 0.5 | 2000-04-01 | 0 |  |  | 0 | 2000-04-01 | 0 |  |  |  |  | O.K. | #N/A | GREAT WORKS COMPOSITE
1119 | KENNEBAGO HYDRO | HD | SO |  | CMP | 6 |  |  |  | 0.683 | 2000-04-01 | 0 |  |  | 0.391 | 2000-04-01 | 0 |  |  |  |  | O.K. | #N/A | KENNEBAGO HYDRO
1116 | LITTLE ANDROSCOGGIN COMPOSITE | HD | SO |  | CMP | 6 |  |  |  | 0 | 2000-04-01 | 0 |  |  | 0 | 2000-04-01 | 0 |  |  |  |  | O.K. | #N/A | LITTLE ANDROSCOGGIN COMPOSITE
1109 | MMWAC | F | SO | x | CMP | 6 |  |  |  | 2.865 | 2002-03-01 | 0 |  |  | 2.865 | 2002-03-01 | 0 |  |  |  |  | O.K. | #N/A | MMWAC
1118 | RIDGEWOOD COMPOSITE | HD | SO |  | CMP | 6 |  |  |  | 0 | 2000-04-01 | 0 |  |  | 0 | 2000-04-01 | 0 |  |  |  |  | O.K. | #N/A | RIDGEWOOD COMPOSITE
1115 | SEBASTICOOK COMPOSITE | HD | SO |  | CMP | 6 |  |  |  | 0 | 2000-04-01 | 0 |  |  | 0 | 2000-04-01 | 0 |  |  |  |  | O.K. | #N/A | SEBASTICOOK COMPOSITE
2278 | BARKER LOWER HYDRO | HD | SO |  | CMP | 6 |  |  | New Unit | 1.25 | 2002-09-01 | 0 |  |  | 0.652 | 2002-09-01 | 0 |  |  |  |  | O.K. | #N/A | #N/A
2285 | GREENVILLE HYDRO | HD | SO |  | CMP | 6 |  |  | New Unit | 0.362 | 2002-09-01 | 0 |  |  | 0.132 | 2002-09-01 | 0 |  |  |  |  | O.K. | #N/A | #N/A
2279 | BARKER UPPER HYDRO | HD | SO |  | CMP | 6 |  |  | New Unit | 1.262 | 2002-09-01 | 0 |  |  | 0.377 | 2002-09-01 | 0 |  |  |  |  | O.K. | #N/A | #N/A
2280 | BENTON FALLS HYDRO | HD | SO |  | CMP | 6 |  |  | New Unit | 4.355 | 2002-09-01 | 0 |  |  | 2.511 | 2002-09-01 | 0 |  |  |  |  | O.K. | #N/A | #N/A
2281 | BROWN'S MILL HYDRO | HD | SO |  | CMP | 6 |  |  | New Unit | 0.65 | 2002-09-01 | 0 |  |  | 0.318 | 2002-09-01 | 0 |  |  |  |  | O.K. | #N/A | #N/A
2282 | DAMAISCOTTA HYDRO | HD | SO |  | CMP | 6 |  |  | New Unit | 0.5 | 2002-09-01 | 0 |  |  | 0 | 2002-09-01 | 0 |  |  |  |  | O.K. | #N/A | #N/A
2283 | EUSTIS HYDRO | HD | SO |  | CMP | 6 |  |  | New Unit | 0.25 | 2002-09-01 | 0 |  |  | 0.248 | 2002-09-01 | 0 |  |  |  |  | O.K. | #N/A | #N/A
2284 | GARDNER HYDRO | HD | SO |  | CMP | 6 |  |  | New Unit | 0.66 | 2002-09-01 | 0 |  |  | 0.438 | 2002-09-01 | 0 |  |  |  |  | O.K. | #N/A | #N/A
2287 | MECHANIC FALLS HYDRO | HD | SO |  | CMP | 6 |  |  | New Unit | 1.05 | 2002-09-01 | 0 |  |  | 0.231 | 2002-09-01 | 0 |  |  |  |  | O.K. | #N/A | #N/A
2286 | HACKETT MILLS HYDRO | HD | SO |  | CMP | 6 |  |  | New Unit | 0.5 | 2002-09-01 | 0 |  |  | 0.159 | 2002-09-01 | 0 |  |  |  |  | O.K. | #N/A | #N/A
2288 | NORWAY HYDRO | HD | SO |  | CMP | 6 |  |  | New Unit | 0.226 | 2002-09-01 | 0 |  |  | 0 | 2002-09-01 | 0 |  |  |  |  | O.K. | #N/A | #N/A
2289 | PIONEER DAM | HD | SO |  | CMP | 6 |  |  | New Unit | 0.198 | 2002-09-01 | 0 |  |  | 0.198 | 2002-09-01 | 0 |  |  |  |  | O.K. | #N/A | #N/A
2290 | PITTSFIELD HYDRO | HD | SO |  | CMP | 6 |  |  | New Unit | 1 | 2002-09-01 | 0 |  |  | 0.377 | 2002-09-01 | 0 |  |  |  |  | O.K. | #N/A | #N/A
2291 | WAVERLY AVENUE HYDRO | HD | SO |  | CMP | 6 |  |  | New Unit | 0.4 | 2002-09-01 | 0 |  |  | 0.4 | 2002-09-01 | 0 |  |  |  |  | O.K. | #N/A | #N/A
2292 | YORK HYDRO | HD | SO |  | CMP | 6 |  |  | New Unit | 1.2 | 2002-09-01 | 0 |  |  | 0.861 | 2002-09-01 | 0 |  |  |  |  | O.K. | #N/A | #N/A
463 | AEI LIVERMORE | F | EMS |  | CPS | 50027 | 2000-03-01 |  | CCT | 34.62 | 2001-01-10 |  |  |  | 34.735 | 2000-10-09 | [5 empty] | O.K. | AEI LIVERMORE | #N/A
425 | GORBELL/THERMO | F | EMS |  | CPS | 50027 | 2000-01-17 |  | MSCG | 0 | 2002-06-07 |  |  |  | 0 | 2002-06-07 | [5 empty] | O.K. | GORBELL/THERMO | #N/A
590 | STRATTON | F | EMS |  | CPS | 50027 | 2001-08-01 |  | CCT | 46.108 | 2000-11-21 |  |  |  | 45.024 | 2001-07-30 | [5 empty] | O.K. | STRATTON | #N/A
1032 | BRIDGEPORT ENERGY 1 | CC | EMS |  | DETM | 50088 |  |  |  | 527.122 | 2000-09-19 |  |  |  | 447.878 | 2000-09-19 | [5 empty] | O.K. | BRIDGEPORT ENERGY 1 | #N/A
1216 | MAINE INDEPENDENCE STATION | CC | EMS |  | DETM | 50088 |  |  |  | 543.718 | 2000-12-15 |  |  |  | 493.718 | 2000-08-10 | [5 empty] | O.K. | MAINE INDEPENDENCE STATION | #N/A
542 | REGIONAL WASTE SYSTEMS | F | EMS | x | DETM | 50088 | 2001-01-01 |  | CMP | 13.705 | 2002-03-01 |  |  |  | 13.705 | 2002-03-01 | [5 empty] | O.K. | REGIONAL WASTE SYSTEMS | #N/A
484 | MILLSTONE POINT 2 | N | EMS |  | DNC | 50435 | 2001-04-01 |  | CLP | 867.908 | 2002-01-24 |  |  |  | 871.545 | 2002-07-15 | [5 empty] | O.K. | MILLSTONE POINT 2 | #N/A
485 | MILLSTONE POINT 3 | N | EMS |  | DNC | 50435 | 2001-04-01 |  | NU | 1145.754 | 2002-01-24 |  |  |  | 1130.468 | 2002-07-29 | [5 empty] | O.K. | MILLSTONE POINT 3 | #N/A
1368 | ROCKY GORGE | HD | SO |  | EA | 50098 | 2002-06-01 |  | PPLEP | 0.362 | 2001-01-01 | 0 |  |  | 0.362 | 2001-01-01 | 0 |  |  |  |  | O.K. | #N/A | ROCKY GORGE U5
537 | PILGRIM | N | EMS |  | ENGC | 50206 | 1999-09-25 |  | BE | 673.349 | 2000-01-01 |  |  |  | 666.678 | 2001-09-01 | [5 empty] | O.K. | PILGRIM | #N/A
324 | AETNA CAPITOL DISTRICT | CC | EMS |  | EPME | 50383 | 2001-11-08 |  | NU | 61.331 | 2002-07-30 |  |  |  | 55.251 | 2002-07-30 | [5 empty] | O.K. | AETNA CAPITOL DISTRICT | #N/A
1086 | BERKSHIRE POWER | CC | EMS |  | EPME | 50383 |  |  | EPPS | 262.219 | 2002-09-18 |  |  |  | 245.219 | 2002-09-18 | [5 empty] | O.K. | BERKSHIRE POWER | #N/A
531 | PAWTUCKET POWER | CC | EMS |  | EPME | 50383 | 1998-09-01 |  | PGET | 66.452 | 2002-08-12 |  |  |  | 63.138 | 2002-08-12 | [5 empty] | O.K. | PAWTUCKET POWER | #N/A
611 | VERMONT YANKEE | N | EMS |  | EWG | 50474 | 2002-07-31 |  | VELCO | 529.08 | 1999-05-01 |  |  |  | 506 | 1999-09-01 | [5 empty] | O.K. | VERMONT YANKEE | #N/A
538 | PINETREE POWER | F | EMS |  | FGE | 38 | 2002-03-01 |  | CEC | 17.49 | 1999-05-01 |  |  |  | 16.62 | 2001-07-27 | [5 empty] | O.K. | PINETREE POWER | #N/A
754 | BAR MILLS | HD | EMS |  | FPL | 50086 | 2000-03-01 |  | CMP | 4 | 1999-05-01 |  |  |  | 4 | 1999-05-01 | [5 empty] | O.K. | BAR MILLS | #N/A
755 | BONNY EAGLE/W. BUXTON | HD | EMS |  | FPL | 50086 | 2000-03-01 |  | CMP | 17.5 | 1999-05-01 |  |  |  | 17.5 | 1999-05-01 | [5 empty] | O.K. | BONNY EAGLE/W. BUXTON | #N/A
358 | BRUNSWICK | HD | EMS |  | FPL | 50086 | 2000-03-01 |  | CMP | 20.2 | 1999-05-01 |  |  |  | 20.2 | 1999-05-01 | [5 empty] | O.K. | BRUNSWICK | #N/A
367 | CAPE GT 4 | G | EMS |  | FPL | 50086 | 2000-03-01 |  | CMP | 17.289 | 2000-06-01 |  |  |  | 13.203 | 2000-06-01 | [5 empty] | O.K. | CAPE GT 4 | #N/A
368 | CAPE GT 5 | G | EMS |  | FPL | 50086 | 2000-03-01 |  | CMP | 20.647 | 2002-09-11 |  |  |  | 16.197 | 2002-09-11 | [5 empty] | O.K. | CAPE GT 5 | #N/A
369 | CATARACT EAST | HD | EMS |  | FPL | 50086 | 2000-03-01 |  | CMP | 8 | 2001-11-01 |  |  |  | 8 | 2001-11-01 | [5 empty] | O.K. | CATARACT EAST | #N/A
758 | FT HALIFAX | HD | EMS |  | FPL | 50086 | 2000-03-01 |  | CMP | 1.8 | 1999-05-01 |  |  |  | 1.8 | 1999-05-01 | [5 empty] | O.K. | FT HALIFAX | #N/A
328 | GULF ISLAND COMPOSITE | HW | EMS |  | FPL | 50086 | 2000-03-01 |  | CMP | 32.97 | 1999-05-01 |  |  |  | 32.97 | 1999-05-01 | [5 empty] | O.K. | GULF ISLAND COMPOSITE | #N/A
432 | HARRIS 1 | HW | EMS |  | FPL | 50086 | 2000-03-01 |  | CMP | 16.776 | 2000-12-11 |  |  |  | 16.79 | 2000-08-01 | [5 empty] | O.K. | HARRIS 1 | #N/A
433 | HARRIS 2 | HW | EMS |  | FPL | 50086 | 2000-03-01 |  | CMP | 34.862 | 2000-12-11 |  |  |  | 34.948 | 2000-08-01 | [5 empty] | O.K. | HARRIS 2 | #N/A
434 | HARRIS 3 | HW | EMS |  | FPL | 50086 | 2000-03-01 |  | CMP | 34.16 | 2000-12-11 |  |  |  | 34.21 | 2000-08-01 | [5 empty] | O.K. | HARRIS 3 | #N/A
757 | HARRIS 4 | HW | EMS |  | FPL | 50086 | 2000-03-01 |  | CMP | 1.456 | 2000-12-11 |  |  |  | 1.436 | 2000-08-01 | [5 empty] | O.K. | HARRIS 4 | #N/A
440 | HIRAM | HD | EMS |  | FPL | 50086 | 2000-03-01 |  | CMP | 11.6 | 1999-05-01 |  |  |  | 11.6 | 1999-05-01 | [5 empty] | O.K. | HIRAM | #N/A
460 | LOCKWOOD | HD | EMS |  | FPL | 50086 | 2000-03-01 |  | CMP | 7.5 | 1999-05-01 |  |  |  | 7.5 | 1999-05-01 | [5 empty] | O.K. | LOCKWOOD | #N/A
469 | MASON 3 | F | EMS |  | FPL | 50086 | 1999-05-01 |  | CMP | 31.66 | 1999-05-01 |  |  |  | 32.114 | 2001-09-20 | [5 empty] | O.K. | MASON 3 | #N/A
470 | MASON 4 | F | EMS |  | FPL | 50086 | 1999-05-01 |  | CMP | 32.669 | 2001-01-12 |  |  |  | 32.748 | 2000-09-20 | [5 empty] | O.K. | MASON 4 | #N/A
471 | MASON 5 | F | EMS |  | FPL | 50086 | 1999-05-01 |  | CMP | 33.23 | 1999-05-01 |  |  |  | 32.967 | 1999-09-27 | [5 empty] | O.K. | MASON 5 | #N/A
759 | MESSALONSKEE COMPOSITE | HD | EMS |  | FPL | 50086 | 2000-03-01 |  | CMP | 4.4 | 2001-12-07 |  |  |  | 4.34 | 1999-05-01 | [5 empty] | O.K. | MESSALONSKEE COMPOSITE | #N/A
495 | MONTY | HD | EMS |  | FPL | 50086 | 2000-03-01 |  | CMP | 28 | 1999-05-01 |  |  |  | 22.83 | 1999-05-01 | [5 empty] | O.K. | MONTY | #N/A
760 | NORTH GORHAM | HD | EMS |  | FPL | 50086 | 2000-03-01 |  | CMP | 1.56 | 1999-05-01 | m | 1.53 | 0.03 | 1.56 | 1999-05-01 | [5 empty] | O.K. | NORTH GORHAM | #N/A
761 | SHAWMUT | HD | EMS |  | FPL | 50086 | 2000-03-01 |  | CMP | 9.5 | 1999-05-01 |  |  |  | 9.5 | 1999-05-01 | [5 empty] | O.K. | SHAWMUT | #N/A
569 | SKELTON | HW | EMS |  | FPL | 50086 | 2000-03-01 |  | CMP | 19.704 | 2000-12-06 |  |  |  | 19.415 | 2000-08-09 | [5 empty] | O.K. | SKELTON | #N/A
617 | WESTON | HD | EMS |  | FPL | 50086 | 2000-03-01 |  | CMP | 13.2 | 1999-05-01 |  |  |  | 13.2 | 1999-05-01 | [5 empty] | O.K. | WESTON | #N/A
621 | WILLIAMS | HD | EMS |  | FPL | 50086 | 2000-03-01 |  | CMP | 14.9 | 1999-05-01 |  |  |  | 14.9 | 1999-05-01 | [5 empty] | O.K. | WILLIAMS | #N/A
636 | WYMAN HYDRO 1 | HW | EMS |  | FPL | 50086 | 2000-03-01 |  | CMP | 27.362 | 2001-08-01 |  |  |  | 27.362 | 2001-08-01 | [5 empty] | O.K. | WYMAN HYDRO 1 | #N/A
637 | WYMAN HYDRO 2 | HW | EMS |  | FPL | 50086 | 2000-03-01 |  | CMP | 29.866 | 2001-08-01 |  |  |  | 29.866 | 2001-08-01 | [5 empty] | O.K. | WYMAN HYDRO 2 | #N/A
638 | WYMAN HYDRO 3 | HW | EMS |  | FPL | 50086 | 2000-03-01 |  | CMP | 25.728 | 2001-08-01 |  |  |  | 25.728 | 2001-08-01 | [5 empty] | O.K. | WYMAN HYDRO 3 | #N/A
639 | YARMOUTH 1 | F | EMS |  | FPL | 50086 | 1999-05-01 |  | CMP | 53.5 | 1999-05-01 |  |  |  | 52.252 | 2001-10-24 | [5 empty] | O.K. | YARMOUTH 1 | #N/A
640 | YARMOUTH 2 | F | EMS |  | FPL | 50086 | 1999-05-01 |  | CMP | 53.19 | 2002-02-25 |  |  |  | 52.27 | 1999-09-27 | [5 empty] | O.K. | YARMOUTH 2 | #N/A
641 | YARMOUTH 3 | F | EMS |  | FPL | 50086 | 1999-05-01 |  | CMP | 118.335 | 2002-03-15 |  |  |  | 117.048 | 2001-07-25 | [5 empty] | O.K. | YARMOUTH 3 | #N/A
642 | YARMOUTH 4 | F | EMS |  | FPL | 50086 | 1999-05-01 |  | CMP | 615.08 | 2002-02-21 |  |  |  | 609.17 | 2001-09-20 | [5 empty] | O.K. | YARMOUTH 4 | #N/A
786 | KEZAR LEDGEMERE COMPOSITE | HD | SO |  | FPL | 50086 | 1999-05-01 |  | CMP | 1.32 | 2000-04-01 | 0 |  |  | 0.56 | 2000-04-01 | 0 |  |  |  |  | O.K. | #N/A | KEZAR LEDGEMERE COMPOSITE
787 | LEWISTON CANAL COMPOSITE | HD | SO |  | FPL | 50086 | 1999-05-01 |  | CMP | 6.94 | 2000-04-01 | 0 |  |  | 0 | 2000-04-01 | 0 |  |  |  |  | O.K. | #N/A | LEWISTON CANAL COMPOSITE
849 | CRESCENT DAM | HD | SO |  | GELD | 40 |  |  |  | 1 | 2000-04-01 | 0 |  |  | 0.85 | 2000-04-01 | 0 |  |  |  |  | O.K. | #N/A | CRESCENT DAM
850 | GLENDALE HYDRO | HD | SO |  | GELD | 40 |  |  |  | 1 | 2000-04-01 | 0 |  |  | 0.84 | 2000-04-01 | 0 |  |  |  |  | O.K. | #N/A | GLENDALE HYDRO
951 | BALTIC MILLS - QF | HD | SO |  | GSEC | 159 |  |  |  | 0.104 | 2000-04-01 | 0 |  |  | 0.104 | 2000-04-01 | 0 |  |  |  |  | O.K. | #N/A | BALTIC MILLS - QF
769 | HADLEY FALLS 1&2 | HD | EMS |  | HGE | 44 | 2001-12-14 |  | SEI | 31.5 | 1999-05-01 |  |  |  | 31.5 | 1999-05-01 | [5 empty] | O.K. | HADLEY FALLS 1&2 | #N/A
437 | HOLYOKE 6/CABOT 6 | F | EMS |  | HGE | 44 |  |  |  | 6 | 1999-05-01 |  |  |  | 8.756 | 2000-10-05 | [5 empty] | O.K. | HOLYOKE 6/CABOT 6 | #N/A
438 | HOLYOKE 8/CABOT 8 | F | EMS |  | HGE | 44 |  |  |  | 9 | 1999-05-01 |  |  |  | 8.704 | 2000-10-01 | [5 empty] | O.K. | HOLYOKE 8/CABOT 8 | #N/A
812 | BEEBE HOLBROOK | HD | SO |  | HGE | 44 | 2001-12-14 |  | SEI | 0.5 | 2000-04-01 | 0 |  |  | 0.5 | 2000-04-01 | 0 |  |  |  |  | O.K. | #N/A | BEEBE HOLBROOK
859 | BOATLOCK | HD | SO |  | HGE | 44 | 2001-12-14 |  | SEI | 2.9 | 2000-04-01 | 0 |  |  | 2.9 | 2000-04-01 | 0 |  |  |  |  | O.K. | #N/A | BOATLOCK
862 | CHEMICAL | HD | SO |  | HGE | 44 | 2001-12-14 |  | SEI | 1.5 | 2000-04-01 | 0 |  |  | 1.5 | 2000-04-01 | 0 |  |  |  |  | O.K. | #N/A | CHEMICAL
957 | HG&E HYDRO/CABOT 1-4 | HD | SO |  | HGE | 44 |  |  |  | 2.05 | 2000-04-01 | 0 |  |  | 2.1 | 2000-04-01 | 0 |  |  |  |  | O.K. | #N/A | HG&E HYDRO/CABOT 1-4
1034 | RIVERSIDE 4-7 | HD | SO |  | HGE | 44 | 2001-12-14 |  | SEI | 2.9 | 2000-04-01 | 0 |  |  | 2.9 | 2000-04-01 | 0 |  |  |  |  | O.K. | #N/A | RIVERSIDE 4-7
1035 | RIVERSIDE 8 | HD | SO |  | HGE | 44 | 2001-12-14 |  | SEI | 4 | 2000-04-01 | 0 |  |  | 4 | 2000-04-01 | 0 |  |  |  |  | O.K. | #N/A | RIVERSIDE 8
878 | SKINNER | HD | SO |  | HGE | 44 | 2001-12-14 |  | SEI | 0.26 | 2000-04-01 | 0 |  |  | 0.26 | 2000-04-01 | 0 |  |  |  |  | O.K. | #N/A | SKINNER
442 | CHERRY STREET 7-12 | D | EMS |  | HLP | 45 |  |  |  | 15.8 | 2002-03-18 |  |  |  | 15.6 | 2002-09-24 | [5 empty] | O.K. | CHERRY STREET 7-12 | #N/A
852 | SOUTH BARRE HYDRO | HD | SO |  | HMLD | 43 |  |  |  | 0.14 | 2000-05-01 | 0 |  |  | 0.13 | 2000-05-01 | 0 |  |  |  |  | O.K. | #N/A | SOUTH BARRE HYDRO
853 | WEBSTER HYDRO | HD | SO |  | HMLD | 43 |  |  |  | 0.25 | 2000-05-01 | 0 |  |  | 0 | 2000-05-01 | 0 |  |  |  |  | O.K. | #N/A | WEBSTER HYDRO
1224 | RANDOLPH/BFG ELECTRIC FACILITY | D | SO |  | HMLP | 42 |  |  |  | 2.233 | 2002-03-25 | 0 |  |  | 2.065 | 2002-03-25 | 0 |  |  |  |  | O.K. | #N/A | RANDOLPH/BFG ELECTRIC FACILITY
1288 | BUCKSPORT ENERGY | G | EMS |  | HQE | 50084 | 2001-01-01 |  | HQE | 193.13 | 2001-01-01 |  |  |  | 164.757 | 2001-01-01 | [5 empty] | O.K. | BUCKSPORT ENERGY 4 | #N/A
1067 | IPSWICH #1 | D | SO |  | IMLD | 73 |  |  |  | 1.25 | 2000-04-01 | 0 |  |  | 1.25 | 2000-04-01 | 0 |  |  |  |  | O.K. | #N/A | IPSWICH #1
1073 | IPSWICH #10 | D | SO |  | IMLD | 73 |  |  |  | 1.25 | 2000-04-01 | 0 |  |  | 1.25 | 2000-04-01 | 0 |  |  |  |  | O.K. | #N/A | IPSWICH #10
1074 | IPSWICH #11 | D | SO |  | IMLD | 73 |  |  |  | 1.25 | 2000-04-01 | 0 |  |  | 1.25 | 2000-04-01 | 0 |  |  |  |  | O.K. | #N/A | IPSWICH #11
1075 | IPSWICH #12 | D | SO |  | IMLD | 73 |  |  |  | 1.25 | 2000-04-01 | 0 |  |  | 1.25 | 2000-04-01 | 0 |  |  |  |  | O.K. | #N/A | IPSWICH #12
1068 | IPSWICH #2 | D | SO |  | IMLD | 73 |  |  |  | 1.36 | 2000-04-01 | 0 |  |  | 1.36 | 2000-04-01 | 0 |  |  |  |  | O.K. | #N/A | IPSWICH #2
1124 | IPSWICH #3 & #4 | D | SO |  | IMLD | 73 |  |  |  | 1.2 | 2000-04-01 | 0 |  |  | 1.2 | 2000-04-01 | 0 |  |  |  |  | O.K. | #N/A | IPSWICH #3 & #4
1069 | IPSWICH #6 | D | SO |  | IMLD | 73 |  |  |  | 1.14 | 2000-04-01 | 0 |  |  | 1.14 | 2000-04-01 | 0 |  |  |  |  | O.K. | #N/A | IPSWICH #6
1070 | IPSWICH #7 | D | SO |  | IMLD | 73 |  |  |  | 1.36 | 2000-04-01 | 0 |  |  | 1.36 | 2000-04-01 | 0 |  |  |  |  | O.K. | #N/A | IPSWICH #7
1071 | IPSWICH #8 | D | SO |  | IMLD | 73 |  |  |  | 1.14 | 2000-04-01 | 0 |  |  | 1.14 | 2000-04-01 | 0 |  |  |  |  | O.K. | #N/A | IPSWICH #8
1072 | IPSWICH #9 | D | SO |  | IMLD | 73 |  |  |  | 1.36 | 2000-04-01 | 0 |  |  | 1.36 | 2000-04-01 | 0 |  |  |  |  | O.K. | #N/A | IPSWICH #9
446 | INDECK JONESBORO | F | EMS |  | INDCK | 86 |  |  |  | 26.15 | 2001-03-14 |  |  |  | 24.791 | 2002-10-07 | n | 26.863 | -2.072 |  |  | O.K. | INDECK JONESBORO | #N/A
445 | INDECK WEST ENFIELD | F | EMS |  | INDCK | 86 |  |  |  | 25.528 | 2002-01-11 |  |  |  | 24.957 | 2002-09-13 | [5 empty] | O.K. | INDECK WEST ENFIELD | #N/A
535 | PEPPERELL | CC | EMS |  | IPPAI | 48 |  |  |  | 40.115 | 2001-03-06 |  |  |  | 33.135 | 2001-03-06 | [5 empty] | O.K. | PEPPERELL | #N/A
792 | CENTENNIAL HYDRO | HD | SO |  | LELWD | 75 |  |  |  | 0.29 | 2000-04-01 | 0 |  |  | 0.4 | 2000-04-01 | 0 |  |  |  |  | O.K. | #N/A | CENTENNIAL HYDRO
793 | METHUEN HYDRO | HD | SO |  | LELWD | 75 |  |  |  | 0.09 | 2000-04-01 | 0 |  |  | 0.12 | 2000-04-01 | 0 |  |  |  |  | O.K. | #N/A | METHUEN HYDRO
794 | MINNEWAWA | HD | SO |  | LELWD | 75 |  |  |  | 0.48 | 2000-04-01 | 0 |  |  | 0 | 2000-04-01 | 0 |  |  |  |  | O.K. | #N/A | MINNEWAWA
795 | RIVER MILL HYDRO | HD | SO |  | LELWD | 75 |  |  |  | 0.11 | 2000-04-01 | 0 |  |  | 0.08 | 2000-04-01 | 0 |  |  |  |  | O.K. | #N/A | RIVER MILL HYDRO
424 | GREAT NORTHERN | HW | EMS |  | MCI | 50475 | 2002-07-01 |  | BHE | 18.95 | 1999-10-01 |  |  |  | 20.45 | 2000-08-01 | [5 empty] | O.K. | GREAT NORTHERN | #N/A
953 | ATTLEBORO LANDFILL - QF | F | SO | x | MEC | 50075 |  |  |  | 1.336 | 2002-03-01 | 0 |  |  | 1.336 | 2002-03-01 | 0 |  |  |  |  | O.K. | #N/A | ATTLEBORO LANDFILL - QF
1122 | CASCADE-DIAMOND-QF | HD | SO |  | MEC | 50075 |  |  |  | 0 | 2000-04-01 | 0 |  |  | 0 | 2000-04-01 | 0 |  |  |  |  | O.K. | #N/A | CASCADE-DIAMOND-QF
1060 | GE LYNN EXCESS | F | SO | x | MEC | 50075 |  |  |  | 2.401 | 2002-03-01 | 0 |  |  | 2.401 | 2002-03-01 | 0 |  |  |  |  | O.K. | #N/A | GE LYNN EXCESS
950 | LP ATHOL - QF | HD | SO |  | MEC | 50075 |  |  |  | 0.03 | 2000-04-01 | 0 |  |  | 0.03 | 2000-04-01 | 0 |  |  |  |  | O.K. | #N/A | LP ATHOL - QF
946 | MERRIMAC PAPER - QF | HD | SO |  | MEC | 50075 |  |  |  | 0.003 | 2000-04-01 | 0 |  |  | 0.003 | 2000-04-01 | 0 |  |  |  |  | O.K. | #N/A | MERRIMAC PAPER - QF
954 | MM LOWELL LANDFILL - QF | F | SO | x | MEC | 50075 |  |  |  | 0.934 | 2002-03-01 | 0 |  |  | 0.934 | 2002-03-01 | 0 |  |  |  |  | O.K. | #N/A | MM LOWELL LANDFILL - QF
948 | PEPPERELL PAPER - QF | HD | SO |  | MEC | 50075 |  |  |  | 0.028 | 2000-04-01 | 0 |  |  | 0.028 | 2000-04-01 | 0 |  |  |  |  | O.K. | #N/A | PEPPERELL PAPER - QF
947 | RIVERDALE MILLS - QF | HD | SO |  | MEC | 50075 |  |  |  | 0.001 | 2000-04-01 | 0 |  |  | 0.001 | 2000-04-01 | 0 |  |  |  |  | O.K. | #N/A | RIVERDALE MILLS - QF
1495 | SOUTHBRIDGE P&T QF | F | SO | x | MEC | 50075 |  |  | MEC | 0 | 2001-06-18 | 0 |  |  | 0 | 2001-06-18 | 0 |  |  |  |  | O.K. | #N/A | #N/A
956 | WARE COGEN - QF | F | SO | x | MEC | 50075 |  |  |  | 0 | 2001-03-01 | 0 |  |  | 0 | 2001-03-01 | 0 |  |  |  |  | O.K. | #N/A | WARE COGEN - QF
1044 | COMMERCIAL ST 2 | D | SO |  | MMLD | 78 |  |  |  | 1 | 2000-04-01 | 0 |  |  | 1 | 2000-04-01 | 0 |  |  |  |  | O.K. | #N/A | COMMERCIAL ST 2
1045 | WILKINS ST #1 | D | SO |  | MMLD | 78 |  |  |  | 2.5 | 2000-04-01 | 0 |  |  | 2.5 | 2000-04-01 | 0 |  |  |  |  | O.K. | #N/A | WILKINS ST #1
1046 | WILKINS ST #2 | D | SO |  | MMLD | 78 |  |  |  | 2.5 | 2000-04-01 | 0 |  |  | 2.5 | 2000-04-01 | 0 |  |  |  |  | O.K. | #N/A | WILKINS ST #2
583 | STONY BROOK 2A | G | EMS |  | MMWEC | 76 |  |  |  | 87.4 | 2002-02-28 |  |  |  | 67.4 | 2002-02-28 | [5 empty] | O.K. | STONY BROOK 2A | #N/A
584 | STONY BROOK 2B | G | EMS |  | MMWEC | 76 |  |  |  | 85.3 | 2002-03-04 |  |  |  | 65.3 | 2002-03-04 | [5 empty] | O.K. | STONY BROOK 2B | #N/A
1185 | STONY BROOK GT1A | G | EMS |  | MMWEC | 76 |  |  |  | 119 | 2001-08-31 |  |  |  | 104 | 2001-08-31 | [5 empty] | O.K. | STONY BROOK GT1A | #N/A
1186 | STONY BROOK GT1B | G | EMS |  | MMWEC | 76 |  |  |  | 116 | 1999-11-01 |  |  |  | 100 | 2001-08-31 | [5 empty] | O.K. | STONY BROOK GT1B | #N/A
1187 | STONY BROOK GT1C | G | EMS |  | MMWEC | 76 |  |  |  | 119 | 2001-08-31 |  |  |  | 104 | 2001-08-31 | [5 empty] | O.K. | STONY BROOK GT1C | #N/A
612 | WATERS RIVER JET 1 | J | EMS |  | MMWEC | 76 |  |  |  | 20 | 1999-05-01 |  |  |  | 14 | 1999-05-01 | [5 empty] | O.K. | WATERS RIVER JET 1 | #N/A
613 | WATERS RIVER JET 2 | J | EMS |  | MMWEC | 76 |  |  |  | 45.556 | 2001-08-17 |  |  |  | 30.256 | 2001-08-17 | [5 empty] | O.K. | WATERS RIVER JET 2 | #N/A
1656 | HULL WIND TURBINE | HD | SO |  | MMWEC | 76 |  |  | MMWEC | 0.165 | 2001-12-15 |  |  |  | 0.165 | 2001-12-15
365 | CANAL 1 | F | EMS |  | MNE | 50178 | 2002-01-01 |  | SCEM | 564.41 | 2002-01-24 |  |  |  | 558.67 | 2000-06-01 | [5 empty] | O.K. | CANAL 1 | #N/A
366 | CANAL 2 | F | EMS |  | MNE | 50178 | 2002-01-01 |  | SCEM | 562 | 1999-05-06 |  |  |  | 553 | 1999-05-06 | [5 empty] | O.K. | CANAL 2 | #N/A
454 | KENDALL 1 | F | EMS |  | MNE | 50178 | 2002-01-01 |  | SCEM | 17 | 1999-05-06 |  |  |  | 17.3 | 2001-10-29 | [5 empty] | O.K. | KENDALL 1 | #N/A
455 | KENDALL 2 | F | EMS |  | MNE | 50178 | 2002-01-01 |  | SCEM | 21 | 1999-05-01 |  |  |  | 18.141 | 2001-10-29 | [5 empty] | O.K. | KENDALL 2 | #N/A
456 | KENDALL 3 | F | EMS |  | MNE | 50178 | 2002-01-01 |  | SCEM | 23.141 | 1999-10-01 |  |  |  | 20.077 | 2001-10-29 | [5 empty] | O.K. | KENDALL 3 | #N/A
452 | KENDALL JET 1 | J | EMS |  | MNE | 50178 | 2002-01-01 |  | SCEM | 20.392 | 2000-06-01 |  |  |  | 15.392 | 2000-06-01 | [5 empty] | O.K. | KENDALL JET 1 | #N/A
453 | KENDALL JET 2 | J | EMS |  | MNE | 50178 | 2002-01-01 |  | SCEM | 21.063 | 2002-10-17 | n | 21.42 | -0.357 | 16.063 | 2002-10-17 | n | 16.422 | -0.359 |  |  | O.K. | KENDALL JET 2 | #N/A
1030 | OAK BLUFFS | D | EMS |  | MNE | 50178 | 2002-01-01 |  | SCEM | 8.25 | 1999-05-06 |  |  |  | 8 | 2000-06-01 | [5 empty] | O.K. | OAK BLUFFS | #N/A
1031 | WEST TISBURY | D | EMS |  | MNE | 50178 | 2002-01-01 |  | SCEM | 5.5 | 1999-05-06 |  |  |  | 5.5 | 1999-05-06 | [5 empty] | O.K. | WEST TISBURY | #N/A
486 | MILFORD POWER | CC | EMS |  | MPLP | 109 |  |  |  | 170.73 | 1999-05-01 |  |  |  | 149 | 2000-04-14 | [5 empty] | O.K. | MILFORD POWER | #N/A
1258 | BHE SMALL HYDRO COMPOSITE | HD | SO |  | MSCG | 85 |  |  |  | 2.087 | 2000-04-01 | 0 |  |  | 2.087 | 2000-04-01 | 0 |  |  |  |  | O.K. | #N/A | BHE SMALL HYDRO COMPOSITE
789 | PAWTUCKET HYDRO 2 | HD | SO |  | NEC | 156 | 2002-09-01 |  | CEC | 1.2 | 2002-09-01 | 0 |  |  | 1.2 | 2002-09-01 | 0 |  |  |  |  | O.K. | #N/A | CEC 002 PAWTUCKET U5
952 | PONTIAC ENERGY - QF | F | SO | x | NEC | 156 |  |  |  | 0.089 | 2002-03-01 | 0 |  |  | 0.089 | 2002-03-01 | 0 |  |  |  |  | O.K. | #N/A | PONTIAC ENERGY - QF
949 | VALLEY HYDRO - QF | HD | SO |  | NEC | 156 |  |  |  | 0.205 | 2000-04-01 | 0 |  |  | 0.205 | 2000-04-01 | 0 |  |  |  |  | O.K. | #N/A | VALLEY HYDRO - QF
1054 | BLACKSTONE HYDRO ASSOC | HD | SO |  | NEP | 81 | 2000-04-01 |  | EUA | 0 | 2000-04-01 | 0 |  |  | 0 | 2000-04-01 | 0 |  |  |  |  | O.K. | #N/A | BLACKSTONE HYDRO ASSOC
1057 | BLACKSTONE HYDRO TUPP LOAD | HD | SO |  | NEP | 81 | 2000-04-01 |  | EUA | 0 | 2000-04-01 | 0 |  |  | 0 | 2000-04-01 | 0 |  |  |  |  | O.K. | #N/A | BLACKSTONE HYDRO TUPP LOAD
1024 | BUNKER RD #1 DIESEL | D | SO |  | NEP | 81 |  |  |  | 0 | 2000-04-01 | 0 |  |  | 0 | 2000-04-01 | 0 |  |  |  |  | O.K. | #N/A | BUNKER RD #1 DIESEL
1028 | BUNKER RD #12 GAS TURB | G | SO |  | NEP | 81 |  |  |  | 0 | 2000-04-01 | 0 |  |  | 0 | 2000-04-01 | 0 |  |  |  |  | O.K. | #N/A | BUNKER RD #12 GAS TURB
1029 | BUNKER RD #13 GAS TURB | G | SO |  | NEP | 81 |  |  |  | 0 | 2000-04-01 | 0 |  |  | 0 | 2000-04-01 | 0 |  |  |  |  | O.K. | #N/A | BUNKER RD #13 GAS TURB
1025 | BUNKER RD #2 DIESEL | D | SO |  | NEP | 81 |  |  |  | 0 | 2000-04-01 | 0 |  |  | 0 | 2000-04-01 | 0 |  |  |  |  | O.K. | #N/A | BUNKER RD #2 DIESEL
1026 | BUNKER RD #3 DIESEL | D | SO |  | NEP | 81 |  |  |  | 0 | 2000-04-01 | 0 |  |  | 0 | 2000-04-01 | 0 |  |  |  |  | O.K. | #N/A | BUNKER RD #3 DIESEL
1027 | BUNKER RD #4 DIESEL | D | SO |  | NEP | 81 |  |  |  | 0 | 2000-04-01 | 0 |  |  | 0 | 2000-04-01 | 0 |  |  |  |  | O.K. | #N/A | BUNKER RD #4 DIESEL
1300 | BUNKER ROAD #10 DIESEL LOAD U5 | D | SO |  | NEP | 81 |  |  |  | 0 | 2000-04-01 | 0 |  |  | 0 | 2000-04-01 | 0 |  |  |  |  | O.K. | #N/A | BUNKER ROAD #10 DIESEL LOAD U5
1301 | BUNKER ROAD #11 DIESEL LOAD U5 | D | SO |  | NEP | 81 |  |  |  | 0 | 2000-07-01 | 0 |  |  | 0 | 2000-07-01 | 0 |  |  |  |  | O.K. | #N/A | BUNKER ROAD #11 DIESEL LOAD U5
1056 | ROOSEVELT HYDRO | HD | SO |  | NEP | 81 | 2000-04-01 |  | EUA | 0 | 2000-04-01 | 0 |  |  | 0 | 2000-04-01 | 0 |  |  |  |  | O.K. | #N/A | ROOSEVELT HYDRO
1055 | WOONSOCKET HYDRO | HD | SO |  | NEP | 81 | 2000-04-01 |  | EUA | 0 | 2000-04-01 | 0 |  |  | 0 | 2000-04-01 | 0 |  |  |  |  | O.K. | #N/A | WOONSOCKET HYDRO
715 | ROCHESTER LANDFILL | F | EMS |  | NHEC | 157 |  |  |  | 4.98 | 1999-05-01 |  |  |  | 4.9 | 1999-05-01 | [5 empty] | O.K. | ROCHESTER LANDFILL | #N/A
355 | BRANFORD 10 | J | EMS |  | NRGPM | 50192 | 2000-01-01 |  | NU | 21.284 | 2001-03-15 |  |  |  | 16.174 | 2001-03-15 | [5 empty] | O.K. | BRANFORD 10 | #N/A
370 | COS COB 10 | J | EMS |  | NRGPM | 50192 | 2000-01-01 |  | NU | 22.779 | 2002-08-28 |  |  |  | 17.879 | 2002-08-28 | [5 empty] | O.K. | COS COB 10 | #N/A
371 | COS COB 11 | J | EMS |  | NRGPM | 50192 | 2000-01-01 |  | NU | 23.229 | 2001-09-21 |  |  |  | 18.239 | 2001-09-21 | [5 empty] | O.K. | COS COB 11 | #N/A
372 | COS COB 12 | J | EMS |  | NRGPM | 50192 | 2000-01-01 |  | NU | 20.626 | 2002-08-28 |  |  |  | 15.726 | 2002-08-28 | [5 empty] | O.K. | COS COB 12 | #N/A
396 | DEVON 10 | J | EMS |  | NRGPM | 50192 | 2000-01-01 |  | NU | 15.838 | 1999-05-01 |  |  |  | 13.838 | 2002-09-04 | [5 empty] | O.K. | DEVON 10 | #N/A
397 | DEVON 11 | G | EMS |  | NRGPM | 50192 | 2000-01-01 |  | NU | 40.126 | 2001-01-26 |  |  |  | 30.606 | 2001-01-26 | [5 empty] | O.K. | DEVON 11 | #N/A
398 | DEVON 12 | G | EMS |  | NRGPM | 50192 | 2000-01-01 |  | NU | 40.042 | 2001-01-26 |  |  |  | 30.832 | 2001-01-26 | [5 empty] | O.K. | DEVON 12 | #N/A
399 | DEVON 13 | G | EMS |  | NRGPM | 50192 | 2000-01-01 |  | NU | 42.326 | 2002-07-30 |  |  |  | 33.326 | 2002-07-30 | [5 empty] | O.K. | DEVON 13 | #N/A
400 | DEVON 14 | G | EMS |  | NRGPM | 50192 | 2000-01-01 |  | NU | 40.191 | 2002-07-30 |  |  |  | 29.621 | 2002-07-30 | [5 empty] | O.K. | DEVON 14 | #N/A
390 | DEVON 7 | F | EMS |  | NRGPM | 50192 | 2000-01-01 |  | NU | 109 | 1999-05-01 |  |  |  | 107 | 1999-05-01 | [5 empty] | O.K. | DEVON 7 | #N/A
391 | DEVON 8 | F | EMS |  | NRGPM | 50192 | 2000-01-01 |  | NU | 106.189 | 2001-03-19 |  |  |  | 106.844 | 2000-08-22 | [5 empty] | O.K. | DEVON 8 | #N/A
420 | FRANKLIN DRIVE 10 | J | EMS |  | NRGPM | 50192 | 2000-01-01 |  | NU | 20.839 | 2002-02-08 |  |  |  | 15.729 | 2002-02-08 | [5 empty] | O.K. | FRANKLIN DRIVE 10 | #N/A
479 | MIDDLETOWN 1 | F | EMS |  | NRGPM | 50192 | 2000-01-01 |  | NU | 0 | 1999-10-01 |  |  |  | 0 | 2000-06-01 | [5 empty] | O.K. | MIDDLETOWN 1 | #N/A
478 | MIDDLETOWN 10 | J | EMS |  | NRGPM | 50192 | 2000-01-01 |  | NU | 22.081 | 2002-02-20 |  |  |  | 17.181 | 2002-02-20 | [5 empty] | O.K. | MIDDLETOWN 10 | #N/A
480 | MIDDLETOWN 2 | F | EMS |  | NRGPM | 50192 | 2000-01-01 |  | NU | 120 | 1999-05-01 |  |  |  | 117 | 1999-05-01 | [5 empty] | O.K. | MIDDLETOWN 2 | #N/A
481 | MIDDLETOWN 3 | F | EMS |  | NRGPM | 50192 | 2000-01-01 |  | NU | 245 | 1999-05-01 |  |  |  | 236 | 1999-05-01 | [5 empty] | O.K. | MIDDLETOWN 3 | #N/A
482 | MIDDLETOWN 4 | F | EMS |  | NRGPM | 50192 | 2000-01-01 |  | NU | 402 | 1999-05-01 |  |  |  | 400 | 1999-05-01 | [5 empty] | O.K. | MIDDLETOWN 4 | #N/A
492 | MONTVILLE 10 and 11 | D | EMS |  | NRGPM | 50192 | 2000-01-01 |  | NU | 5.483 | 2001-01-23 |  |  |  | 5.296 | 2000-06-01 | [5 empty] | O.K. | MONTVILLE 10 and 11 | #N/A
493 | MONTVILLE 5 | F | EMS |  | NRGPM | 50192 | 2000-01-01 |  | NU | 81.59 | 1999-10-01 |  |  |  | 81 | 2000-09-29 | [5 empty] | O.K. | MONTVILLE 5 | #N/A
494 | MONTVILLE 6 | F | EMS |  | NRGPM | 50192 | 2000-01-01 |  | NU | 409.913 | 2000-12-06 |  |  |  | 407.401 | 2002-09-03 | [5 empty] | O.K. | MONTVILLE 6 | #N/A
519 | NORWALK HARBOR 1 | F | EMS |  | NRGPM | 50192 | 2000-01-01 |  | NU | 164 | 2001-07-31 |  |  |  | 162 | 1999-05-01 | [5 empty] | O.K. | NORWALK HARBOR 1 | #N/A
521 | NORWALK HARBOR 10 (3) | J | EMS |  | NRGPM | 50192 | 2000-01-01 |  | NU | 0 | 2002-03-13 |  |  |  | 0 | 2002-03-13 | [5 empty] | O.K. | NORWALK HARBOR 10 (3) | #N/A
520 | NORWALK HARBOR 2 | F | EMS |  | NRGPM | 50192 | 2000-01-01 |  | NU | 172 | 2002-03-08 |  |  |  | 168 | 1999-05-01 | [5 empty] | O.K. | NORWALK HARBOR 2 | #N/A
577 | SOMERSET 6 | F | EMS |  | NRGPM | 50192 | 1999-07-03 |  | CPS | 108.245 | 2001-02-15 |  |  |  | 105.599 | 2001-09-11 | [5 empty] | O.K. | SOMERSET 6 | #N/A
579 | SOMERSET JET 2 | J | EMS |  | NRGPM | 50192 | 1999-07-03 |  | CPS | 0 | 2002-09-26 |  |  |  | 0 | 2002-09-26 | [5 empty] | O.K. | SOMERSET JET 2 | #N/A
595 | TORRINGTON TERMINAL 10 | J | EMS |  | NRGPM | 50192 | 2000-01-01 |  | NU | 21.142 | 2001-03-15 |  |  |  | 16.032 | 2001-03-15 | [5 empty] | O.K. | TORRINGTON TERMINAL 10 | #N/A
594 | AES THAMES | F | EMS |  | NU | 112 |  |  |  | 182.15 | 1999-05-01 |  |  |  | 181 | 1999-05-01 | [5 empty] | O.K. | AES THAMES | #N/A
327 | AMOSKEAG | HD | EMS |  | NU | 112 |  |  |  | 17.5 | 1999-05-01 |  |  |  | 17.5 | 1999-05-01 | [5 empty] | O.K. | AMOSKEAG | #N/A
330 | AYERS ISLAND | HD | EMS |  | NU | 112 |  |  |  | 9.08 | 1999-05-01 |  |  |  | 9.08 | 1999-05-01 | [5 empty] | O.K. | AYERS ISLAND | #N/A
337 | BETHLEHEM | F | EMS |  | NU | 112 |  |  |  | 15.7 | 1999-05-01 |  |  |  | 15.75 | 2001-08-28 | [5 empty] | O.K. | BETHLEHEM | #N/A
342 | BIO ENERGY | F | EMS |  | NU | 112 |  |  |  | 11 | 2001-12-01 |  |  |  | 0 | 2002-09-26 | [5 empty] | O.K. | BIO ENERGY | #N/A
357 | BRIDGEWATER | F | EMS |  | NU | 112 |  |  |  | 15.552 | 2001-02-23 |  |  |  | 15.75 | 2001-08-28 | [5 empty] | O.K. | BRIDGEWATER | #N/A
356 | BRISTOL REFUSE | F | EMS |  | NU | 112 |  |  |  | 12.736 | 2001-03-07 |  |  |  | 13.2 | 1999-05-01 | [5 empty] | O.K. | BRISTOL REFUSE | #N/A
389 | DERBY DAM | HD | EMS |  | NU | 112 |  |  |  | 7.05 | 2001-04-20 |  |  |  | 7.05 | 2001-04-20 | [5 empty] | O.K. | #N/A | #N/A
392 | DEXTER | CC | EMS |  | NU | 112 |  |  |  | 39 | 1999-05-01 |  |  |  | 38 | 1999-05-01 | [5 empty] | O.K. | DEXTER | #N/A
401 | EASTMAN FALLS | HD | EMS |  | NU | 112 |  |  |  | 6.47 | 1999-05-01 |  |  |  | 6.47 | 1999-05-01 | [5 empty] | O.K. | EASTMAN FALLS | #N/A
768 | GARVINS/HOOKSETT | HD | EMS |  | NU | 112 |  |  |  | 14 | 1999-05-01 |  |  |  | 14 | 1999-05-01 | [5 empty] | O.K. | GARVINS/HOOKSETT | #N/A
427 | GORHAM | HD | EMS |  | NU | 112 |  |  |  | 2.05 | 1999-05-01 |  |  |  | 2.05 | 1999-05-01 | [5 empty] | O.K. | GORHAM | #N/A
436 | HEMPHILL 1 | F | EMS |  | NU | 112 |  |  |  | 14.295 | 2001-02-23 |  |  |  | 14.13 | 2001-08-28 | [5 empty] | O.K. | HEMPHILL 1 | #N/A
449 | JACKMAN | HW | EMS |  | NU | 112 |  |  |  | 3.46 | 2001-02-01 |  |  |  | 3.548 | 2002-10-09 | n | 3.585 | -0.037 |  |  | O.K. | JACKMAN | #N/A
462 | LISBON RESOURCE RECOVERY | F | EMS |  | NU | 112 |  |  |  | 13.036 | 2001-02-20 |  |  |  | 12.961 | 2001-09-19 | [5 empty] | O.K. | LISBON RESOURCE RECOVERY | #N/A
464 | LOST NATION | G | EMS |  | NU | 112 |  |  |  | 18.322 | 2002-07-17 |  |  |  | 14.1 | 1999-05-01 | [5 empty] | O.K. | LOST NATION | #N/A
489 | MERRIMACK 1 | F | EMS |  | NU | 112 |  |  |  | 114 | 2002-03-06 |  |  |  | 112.5 | 1999-05-01 | [5 empty] | O.K. | MERRIMACK 1 | #N/A
490 | MERRIMACK 2 | F | EMS |  | NU | 112 |  |  |  | 320 | 2001-03-20 |  |  |  | 320 | 1999-05-01 | [5 empty] | O.K. | MERRIMACK 2 | #N/A
382 | MERRIMACK CT1 | J | EMS |  | NU | 112 |  |  |  | 21.825 | 2000-09-18 |  |  |  | 16.975 | 2000-09-18 | [5 empty] | O.K. | MERRIMACK CT1 | #N/A
383 | MERRIMACK CT2 | J | EMS |  | NU | 112 |  |  |  | 21.304 | 2000-06-01 |  |  |  | 16.804 | 2000-06-01 | [5 empty] | O.K. | MERRIMACK CT2 | #N/A
508 | NEWINGTON 1 | F | EMS |  | NU | 112 |  |  |  | 400.2 | 2001-07-20 |  |  |  | 400.2 | 2001-07-20 | [5 empty] | O.K. | NEWINGTON 1 | #N/A
544 | RAINBOW | HD | EMS |  | NU | 112 |  |  |  | 8.2 | 1999-05-01 |  |  |  | 8.2 | 1999-05-01 | [5 empty] | O.K. | RAINBOW | #N/A
556 | SCHILLER 4 | F | EMS |  | NU | 112 |  |  |  | 48 | 1999-05-01 |  |  |  | 47.5 | 1999-05-01 | [5 empty] | O.K. | SCHILLER 4 | #N/A
557 | SCHILLER 5 | F | EMS |  | NU | 112 |  |  |  | 49.6 | 1999-05-01 |  |  |  | 47.238 | 2000-09-12 | [5 empty] | O.K. | SCHILLER 5 | #N/A
558 | SCHILLER 6 | F | EMS |  | NU | 112 |  |  |  | 48.58 | 1999-10-01 |  |  |  | 47.938 | 2000-09-06 | [5 empty] | O.K. | SCHILLER 6 | #N/A
559 | SCHILLER CT 1 | J | EMS |  | NU | 112 |  |  |  | 18 | 1999-05-01 |  |  |  | 17 | 1999-05-01 | [5 empty] | O.K. | SCHILLER CT 1 | #N/A
562 | SECREC-PRESTON | F | EMS |  | NU | 112 |  |  |  | 16.946 | 2002-03-25 |  |  |  | 16.011 | 2001-08-08 | [5 empty] | O.K. | SECREC-PRESTON | #N/A
767 | SES CONCORD | F | EMS |  | NU | 112 |  |  |  | 12.761 | 2001-02-23 |  |  |  | 12.519 | 2002-09-12 | [5 empty] | O.K. | SES CONCORD | #N/A
570 | SMITH | HD | EMS |  | NU | 112 |  |  |  | 15.29 | 1999-05-01 | m | 14.08 | 1.21 | 11.32 | 1999-05-01 | [5 empty] | O.K. | SMITH | #N/A
580 | SO. MEADOW 5 | F | EMS |  | NU | 112 |  |  |  | 29.23 | 1999-10-01 |  |  |  | 25.596 | 2002-09-30 | [5 empty] | O.K. | SO. MEADOW 5 | #N/A
581 | SO. MEADOW 6 | F | EMS |  | NU | 112 |  |  |  | 30.445 | 1999-05-01 |  |  |  | 27.113 | 2002-09-30 | [5 empty] | O.K. | SO. MEADOW 6 | #N/A
582 | SPRINGFIELD REFUSE | F | EMS |  | NU | 112 |  |  |  | 6 | 1999-05-01 |  |  |  | 6 | 1999-05-01 | [5 empty] | O.K. | SPRINGFIELD REFUSE | #N/A
592 | TAMWORTH | F | EMS |  | NU | 112 |  |  |  | 21 | 1999-05-01 |  |  |  | 21 | 2001-08-28 | [5 empty] | O.K. | TAMWORTH | #N/A
623 | WALLINGFORD REFUSE | F | EMS |  | NU | 112 |  |  |  | 6.9 | 1999-05-01 |  |  |  | 6.35 | 1999-05-01 | [5 empty] | O.K. | WALLINGFORD REFUSE | #N/A
619 | WHITE LAKE JET | J | EMS |  | NU | 112 |  |  |  | 22.26 | 2002-03-14 |  |  |  | 17.055 | 2000-06-01 | [5 empty] | O.K. | WHITE LAKE JET | #N/A
618 | WHITEFIELD PWR and LGT | F | EMS |  | NU | 112 | 2002-10-01 |  | PSNH | 14.4 | 1999-05-01 |  |  |  | 14.383 | 2001-08-28 | [5 empty] | O.K. | WHITEFIELD PWR and LGT | #N/A
555 | SEABROOK | N | EMS |  | FPL | 50086 | 2002-11-01 | x | NU_NAESCO | 1160.55 | 2001-11-21 |  |  |  | 1158.113 | 2002-09-30 | [5 empty] | O.K. | SEABROOK | #N/A
326 | ALTRESCO | CC | EMS |  | PGET | 188 |  |  | NU | 173 | 1999-05-01 |  |  |  | 141.04 | 1999-05-01 | [5 empty] | O.K. | ALTRESCO | #N/A
359 | BEAR SWAMP 1 | PS | EMS |  | PGET | 188 | 1998-09-01 |  | NEP | 292.275 | 2002-03-26 |  |  |  | 282.513 | 2001-09-05 | [5 empty] | O.K. | BEAR SWAMP 1 | #N/A
360 | BEAR SWAMP 2 | PS | EMS |  | PGET | 188 | 1998-09-01 |  | NEP | 293.052 | 2002-03-26 |  |  |  | 280.362 | 2001-09-05 | [5 empty] | O.K. | BEAR SWAMP 2 | #N/A
335 | BELLOWS FALLS | HD | EMS |  | PGET | 188 | 1998-09-01 |  | NEP | 48.54 | 1999-05-01 |  |  |  | 48.54 | 1999-05-01 | [5 empty] | O.K. | BELLOWS FALLS | #N/A
354 | BRAYTON DIESELS 1-4 | D | EMS |  | PGET | 188 | 1998-09-01 |  | NEP | 7.55 | 2001-03-19 |  |  |  | 7.614 | 2002-09-24 | [5 empty] | O.K. | BRAYTON DIESELS 1-4 | #N/A
350 | BRAYTON PT 1 | F | EMS |  | PGET | 188 | 1998-09-01 |  | NEP | 254.753 | 2002-03-11 |  |  |  | 243.512 | 2000-06-01 | [5 empty] | O.K. | BRAYTON PT 1 | #N/A
351 | BRAYTON PT 2 | F | EMS |  | PGET | 188 | 1998-09-01 |  | NEP | 254.819 | 2001-03-14 |  |  |  | 240 | 1999-05-01 | [5 empty] | O.K. | BRAYTON PT 2 | #N/A
352 | BRAYTON PT 3 | F | EMS |  | PGET | 188 | 1998-09-01 |  | NEP | 633 | 1999-05-01 |  |  |  | 612 | 1998-02-01 | [5 empty] | O.K. | BRAYTON PT 3 | #N/A
353 | BRAYTON PT 4 | F | EMS |  | PGET | 188 | 1998-09-01 |  | NEP | 445.52 | 1999-10-01 |  |  |  | 435 | 1999-07-28 | [5 empty] | O.K. | BRAYTON PT 4 | #N/A
380 | COMERFORD | HW | EMS |  | PGET | 188 | 1998-09-01 |  | NEP | 162.344 | 2001-03-21 |  |  |  | 161.432 | 2000-09-08 | [5 empty] | O.K. | COMERFORD | #N/A
465 | DEERFIELD 2/LWR DRFIELD | HD | EMS |  | PGET | 188 | 1998-09-01 |  | NEP | 18.74 | 1999-05-01 |  |  |  | 18.74 | 1999-05-01 | [5 empty] | O.K. | DEERFIELD 2/LWR DRFIELD | #N/A
393 | DEERFIELD 5 | HD | EMS |  | PGET | 188 | 1998-09-01 |  | NEP | 13.99 | 1999-05-01 |  |  |  | 13.99 | 1999-05-01 | [5 empty] | O.K. | DEERFIELD 5 | #N/A
413 | FIFE BROOK | HD | EMS |  | PGET | 188 | 1998-09-01 |  | NEP | 9.9 | 1999-05-01 |  |  |  | 9.9 | 1999-05-01 | [5 empty] | O.K. | FIFE BROOK | #N/A
435 | HARRIMAN | HW | EMS |  | PGET | 188 | 1998-09-01 |  | NEP | 38.7 | 2001-12-03 |  |  |  | 40.4 | 2000-06-01 | [5 empty] | O.K. | HARRIMAN | #N/A
451 | JOHNSTON LANDFILL | F | EMS | x | PGET | 188 | 1998-09-01 |  | NEP | 12 | 1999-05-01 |  |  |  | 12 | 1999-05-01 | [5 empty] | O.K. | JOHNSTON LANDFILL | #N/A
1342 | LAKE ROAD 1 | CC | EMS |  | PGET | 188 |  |  | PGET | 258.419 | 2002-04-01 |  |  |  | 222.795 | 2002-04-01 | [5 empty] | O.K. | #N/A | #N/A
1343 | LAKE ROAD 2 | CC | EMS |  | PGET | 188 |  |  | PGET | 266.873 | 2002-06-12 |  |  |  | 231.249 | 2002-06-12 | [5 empty] | O.K. | #N/A | #N/A
1344 | LAKE ROAD 3 | CC | EMS |  | PGET | 188 |  |  | PGET | 272.494 | 2002-05-22 |  |  |  | 236.87 | 2002-05-22 | [5 empty] | O.K. | #N/A | #N/A
457 | LAWRENCE HYDRO | HD | EMS |  | PGET | 188 | 1998-09-01 |  | NEP | 14.1 | 1999-05-01 |  |  |  | 9.4 | 1999-05-01 | [5 empty] | O.K. | LAWRENCE HYDRO | #N/A
321 | MANCHESTER 10/10A CC | CC | EMS |  | PGET | 188 | 1998-09-01 |  | NEP | 160.533 | 2002-02-12 |  |  |  | 137.533 | 2002-02-12 | [5 empty] | O.K. | MANCHESTER 10/10A CC | #N/A
322 | MANCHESTER 11/11A CC | CC | EMS |  | PGET | 188 | 1998-09-01 |  | NEP | 164.912 | 2001-08-10 |  |  |  | 141.912 | 2001-08-10 | [5 empty] | O.K. | MANCHESTER 11/11A CC | #N/A
323 | MANCHESTER 9/9A CC | CC | EMS |  | PGET | 188 | 1998-09-01 |  | NEP | 165 | 2002-08-13 |  |  |  | 142 | 2002-08-13 | [5 empty] | O.K. | MANCHESTER 9/9A CC | #N/A
473 | MCINDOES | HD | EMS |  | PGET | 188 | 1998-09-01 |  | NEP | 13 | 1999-05-01 |  |  |  | 13 | 1999-05-01 | [5 empty] | O.K. | MCINDOES | #N/A
1210 | MILLENNIUM | CC | EMS |  | PGET | 188 | 2001-04-17 |  | PGET | 386.802 | 2002-09-30 |  |  |  | 337.802 | 2002-09-30 | [5 empty] | O.K. | MILLENNIUM | #N/A
496 | MOORE | HW | EMS |  | PGET | 188 | 1998-09-01 |  | NEP | 191.318 | 2001-11-15 |  |  |  | 183.768 | 2002-07-24 | [5 empty] | O.K. | MOORE | #N/A
527 | OGDEN-MARTIN 1 | F | EMS |  | PGET | 188 | 1998-09-01 |  | NEP | 41.06 | 1999-05-01 |  |  |  | 40.94 | 1999-06-01 | [5 empty] | O.K. | OGDEN-MARTIN 1 | #N/A
539 | PONTOOK HYDRO | HD | EMS |  | PGET | 188 | 1998-09-01 |  | NEP | 9.09 | 1999-05-01 | m | 8.9 | 0.19 | 7.07 | 1999-05-01 | [5 empty] | O.K. | PONTOOK HYDRO | #N/A
547 | RESCO NO. ANDOVER | F | EMS |  | PGET | 188 | 1998-09-01 |  | NEP | 29.079 | 2002-02-05 |  |  |  | 28.306 | 2000-10-05 | [5 empty] | O.K. | RESCO NO. ANDOVER | #N/A
546 | RESCO SAUGUS | F | EMS |  | PGET | 188 | 1998-09-01 |  | NEP | 31 | 1999-05-01 |  |  |  | 30.577 | 2000-10-04 | [5 empty] | O.K. | RESCO SAUGUS | #N/A
551 | SALEM HARBOR 1 | F | EMS |  | PGET | 188 | 1998-09-01 |  | NEP | 83.994 | 2001-12-04 |  |  |  | 82 | 1999-05-01 | [5 empty] | O.K. | SALEM HARBOR 1 | #N/A
552 | SALEM HARBOR 2 | F | EMS |  | PGET | 188 | 1998-09-01 |  | NEP | 78.595 | 2002-03-14 |  |  |  | 80 | 1999-05-01 | [5 empty] | O.K. | SALEM HARBOR 2 | #N/A
553 | SALEM HARBOR 3 | F | EMS |  | PGET | 188 | 1998-09-01 |  | NEP | 149.907 | 2001-12-04 |  |  |  | 149.285 | 2001-09-11 | [5 empty] | O.K. | SALEM HARBOR 3 | #N/A
554 | SALEM HARBOR 4 | F | EMS |  | PGET | 188 | 1998-09-01 |  | NEP | 431 | 2001-05-29 |  |  |  | 400.451 | 2002-09-26 | [5 empty] | O.K. | SALEM HARBOR 4 | #N/A
561 | SEARSBURG | HD | EMS |  | PGET | 188 | 1998-09-01 |  | NEP | 4.96 | 1999-05-01 |  |  |  | 4.96 | 1999-05-01 | [5 empty] | O.K. | SEARSBURG | #N/A
567 | SHERMAN | HW | EMS |  | PGET | 188 | 1998-09-01 |  | NEP | 6.237 | 2001-02-15 |  |  |  | 6.081 | 2000-09-12 | [5 empty] | O.K. | SHERMAN | #N/A
599 | VERNON | HD | EMS |  | PGET | 188 | 1998-09-01 |  | NEP | 24.39 | 1999-05-01 |  |  |  | 24.39 | 1999-05-01 | [5 empty] | O.K. | VERNON | #N/A
620 | WILDER | HW | EMS |  | PGET | 188 | 1998-09-01 |  | NEP | 41.381 | 2001-01-24 |  |  |  | 41.16 | 2002-09-30 | [5 empty] | O.K. | WILDER | #N/A
624 | WMI MILLBURY 1 | F | EMS |  | PGET | 188 | 1998-09-01 |  | NEP | 39.982 | 2001-03-02 |  |  |  | 39.73 | 2001-09-26 | [5 empty] | O.K. | WMI MILLBURY 1 | #N/A
1059 | BARRE LANDFILL | F | SO | x | PGET | 188 | 1998-09-01 |  | NEP | 0.964 | 2001-03-01 | 0 |  |  | 0.964 | 2001-03-01 | 0 |  |  |  |  | O.K. | #N/A | BARRE LANDFILL
1183 | CLARK UNIVERSITY | D | SO |  | PGET | 188 | 1998-09-01 |  | NEP | 0 | 2000-04-01 | 0 |  |  | 0 | 2000-04-01 | 0 |  |  |  |  | O.K. | #N/A | CLARK UNIVERSITY
194 | FOUR HILLS LOAD REDUCER | F | SO | x | PGET | 188 | 1998-09-01 |  | NEP | 2.091 | 2001-03-01 | 0 |  |  | 2.091 | 2001-03-01 | 0 |  |  |  |  | O.K. | #N/A | FOUR HILLS LOAD REDUCER
1061 | MASCOMA HYDRO | HD | SO |  | PGET | 188 | 1998-09-01 |  | NEP | 0.834 | 2000-06-30 | 0 |  |  | 0.834 | 2000-06-30 | 0 |  |  |  |  | O.K. | #N/A | MASCOMA HYDRO
1062 | MWRA COSGROVE | HW | SO | x | PGET | 188 | 1998-09-01 |  | NEP | 1.046 | 2001-03-01 | 0 |  |  | 1.046 | 2001-03-01 | 0 |  |  |  |  | O.K. | #N/A | MWRA COSGROVE
737 | SIMPSON G LOAD REDUCER | HD | SO |  | PGET | 188 | 1998-09-01 |  | NEP | 0.838 | 2001-03-01 | 0 |  |  | 0.838 | 2001-03-01 | 0 |  |  |  |  | O.K. | #N/A | SIMPSON G LOAD REDUCER
253 | TURNKEY LOAD REDUCER | F | SO | x | PGET | 188 | 1998-09-01 |  | NEP | 3.152 | 2001-03-01 | 0 |  |  | 3.152 | 2001-03-01 | 0 |  |  |  |  | O.K. | #N/A | TURNKEY LOAD REDUCER
405 | ELLSWORTH HYDRO | HW | EMS |  | PPLEP | 50212 | 2000-03-01 |  | BHE | 8.821 | 2002-10-31 |  |  |  | 9.115 | 2002-10-31 | n | 8.829 | 0.286 |  |  | O.K. | ELLSWORTH HYDRO | #N/A
534 | PENOBSCOT RIVER HYDRO | HD | EMS |  | PPLEP | 50212 | 2000-03-01 |  | BHE | 22.07 | 1999-05-01 |  |  |  | 22.07 | 1999-05-01 | [5 empty] | O.K. | PENOBSCOT RIVER HYDRO | #N/A
1376 | WALLINGFORD 1 | G | EMS |  | PPLEP | 50212 |  |  | PPLEP | 48.945 | 2002-01-28 |  |  |  | 44.496 | 2002-06-01 | [5 empty] | O.K.
1377 | WALLINGFORD 2 | G | EMS |  | PPLEP | 50212 |  |  | PPLEP | 52.378 | 2002-06-01 |  |  |  | 41.378 | 2002-06-01 | [5 empty] | O.K.
1378 | WALLINGFORD 3 | G | EMS |  | PPLEP | 50212 |  |  | PPLEP | 50.508 | 2002-06-01 |  |  |  | 45.613 | 2002-06-01 | [5 empty] | O.K.
1379 | WALLINGFORD 4 | G | EMS |  | PPLEP | 50212 |  |  | PPLEP | 47.462 | 2002-06-01 |  |  |  | 42.177 | 2002-06-01 | [5 empty] | O.K.
1380 | WALLINGFORD 5 | G | EMS |  | PPLEP | 50212 |  |  | PPLEP | 52.024 | 2002-06-01 |  |  |  | 41.024 | 2002-06-01 | [5 empty] | O.K.
616 | WEST ENFIELD | HD | EMS |  | PPLEP | 50212 | 2000-03-01 |  | BHE | 19.1 | 1999-05-01 |  |  |  | 11.41 | 1999-05-01 | [5 empty] | O.K. | WEST ENFIELD | #N/A
1285 | ABBOTT'S MILL U5 | HD | SO |  | PPLEP | 50212 |  |  |  | 0.025 | 2000-06-01 | 0 |  |  | 0.025 | 2000-06-01 | 0 |  |  |  |  | O.K. | #N/A | ABBOTT'S MILL U5
1369 | GILMAN STREAM | HD | SO |  | PPLEP | 50212 | 2001-01-01 |  | PPLEP | 0.055 | 2001-01-01 | 0 |  |  | 0.055 | 2001-01-01 | 0 |  |  |  |  | O.K. | #N/A | GILMAN STREAM U5
1273 | KENNEBEC WATER U5 | HD | SO |  | PPLEP | 50212 |  |  |  | 0.41 | 2000-05-03 | 0 |  |  | 0.41 | 2000-05-03 | 0 |  |  |  |  | O.K. | #N/A | KENNEBEC WATER U5
1283 | LEWISTON U5 | HD | SO |  | PPLEP | 50212 |  |  |  | 0.64 | 2000-05-18 | 0 |  |  | 0.64 | 2000-05-18 | 0 |  |  |  |  | O.K. | #N/A | LEWISTON U5
1266 | MARSH POWER | HD | SO |  | PPLEP | 50212 |  |  |  | 0.15 | 2000-04-10 | 0 |  |  | 0.15 | 2000-04-10 | 0 |  |  |  |  | O.K. | #N/A | MARSH POWER
1267 | SPARHAWK | HD | SO |  | PPLEP | 50212 |  |  |  | 0.175 | 2000-04-10 | 0 |  |  | 0.175 | 2000-04-10 | 0 |  |  |  |  | O.K. | #N/A | SPARHAWK
1678 | SYSKO GARDNER BROOK | HD | SO |  | PPLEP | 50212 |  |  |  | 0.034 | 2002-02-01 |  |  |  | 0.034 | 2002-02-01 | [5 empty] | O.K.
1270 | SYSKO STONY BROOK | HD | SO |  | PPLEP | 50212 |  |  |  | 0.025 | 2000-04-18 | 0 |  |  | 0.025 | 2000-04-18 | 0 |  |  |  |  | O.K. | #N/A | SYSKO STONY BROOK
1271 | SYSKO WIGHT BROOK | HD | SO |  | PPLEP | 50212 |  |  |  | 0.025 | 2000-04-18 | 0 |  |  | 0.025 | 2000-04-18 | 0 |  |  |  |  | O.K. | #N/A | SYSKO WIGHT BROOK
905 | ASHUELOT HYDRO | HD | SO |  | PSNH | 50094 |  |  |  | 0.425 | 2000-04-01 | 0 |  |  | 0.425 | 2000-04-01 | 0 |  |  |  |  | O.K. | #N/A | ASHUELOT HYDRO
931 | AVERY DAM | HD | SO |  | PSNH | 50094 |  |  |  | 0.163 | 2000-04-01 | 0 |  |  | 0.163 | 2000-04-01 | 0 |  |  |  |  | O.K. | #N/A | AVERY DAM
918 | BEECH RIVER MILL | HD | SO |  | PSNH | 50094 |  |  |  | 0.01 | 2000-04-01 | 0 |  |  | 0.01 | 2000-04-01 | 0 |  |  |  |  | O.K. | #N/A | BEECH RIVER MILL
907 | BELL MILL/ELM ST. HYDRO | HD | SO |  | PSNH | 50094 |  |  |  | 0.058 | 2000-04-01 | 0 |  |  | 0.058 | 2000-04-01 | 0 |  |  |  |  | O.K. | #N/A | BELL MILL/ELM ST. HYDRO
923 | BOSTON FELT HYDRO | HD | SO |  | PSNH | 50094 |  |  |  | 0.056 | 2000-04-01 | 0 |  |  | 0.056 | 2000-04-01 | 0 |  |  |  |  | O.K. | #N/A | BOSTON FELT HYDRO
860 | BRIAR HYDRO | HD | SO |  | PSNH | 50094 |  |  |  | 5.5 | 2000-04-01 | 0 |  |  | 1.13 | 2000-04-01 | 0 |  |  |  |  | O.K. | #N/A | BRIAR HYDRO
910 | CAMPTON DAM | HD | SO |  | PSNH | 50094 |  |  |  | 0.183 | 2000-04-01 | 0 |  |  | 0.183 | 2000-04-01 | 0 |  |  |  |  | O.K. | #N/A | CAMPTON DAM
861 | CANAAN | HD | SO |  | PSNH | 50094 |  |  |  | 1.1 | 2000-04-01 | 0 |  |  | 1.1 | 2000-04-01 | 0 |  |  |  |  | O.K. | #N/A | CANAAN
914 | CHAMBERLAIN FALLS | HD | SO |  | PSNH | 50094 |  |  |  | 0.049 | 2000-04-01 | 0 |  |  | 0.049 | 2000-04-01 | 0 |  |  |  |  | O.K. | #N/A | CHAMBERLAIN FALLS
887 | CHINA MILLS DAM | HD | SO |  | PSNH | 50094 |  |  |  | 0.325 | 2000-04-01 | 0 |  |  | 0.325 | 2000-04-01 | 0 |  |  |  |  | O.K. | #N/A | CHINA MILLS DAM
863 | CLEMENT DAM | HD | SO |  | PSNH | 50094 |  |  |  | 1.68 | 2000-04-01 | 0 |  |  | 0.86 | 2000-04-01 | 0 |  |  |  |  | O.K. | #N/A | CLEMENT DAM
886 | COCHECO FALLS | HD | SO |  | PSNH | 50094 |  |  |  | 0.362 | 2000-04-01 | 0 |  |  | 0.362 | 2000-04-01 | 0 |  |  |  |  | O.K. | #N/A | COCHECO FALLS
973 | CONCORD 1 | F | SO | x | PSNH | 50094 |  |  |  | 1.246 | 2001-02-01 | 0 |  |  | 1.246 | 2001-02-01 | 0 |  |  |  |  | O.K. | #N/A | CONCORD 1
942 | DUNBARTON ROAD LANDFILL | F | SO | x | PSNH | 50094 | 2002-09-01 |  | CEC | 0.581 | 2002-09-01 | 0 |  |  | 0.581 | 2002-09-01 | 0 |  |  |  |  | O.K. | #N/A | DUNBARTON ROAD LANDFILL
865 | ERROL | HD | SO |  | PSNH | 50094 |  |  |  | 3 | 2000-04-01 | 0 |  |  | 2.51 | 2000-04-01 | 0 |  |  |  |  | O.K. | #N/A | ERROL
917 | EXETER RIVER HYDRO | HD | SO |  | PSNH | 50094 |  |  |  | 0.003 | 2000-04-01 | 0 |  |  | 0.003 | 2000-04-01 | 0 |  |  |  |  | O.K. | #N/A | EXETER RIVER HYDRO
930 | FISKE MILL HYDRO | HD | SO |  | PSNH | 50094 |  |  |  | 0.172 | 2000-04-01 | 0 |  |  | 0.172 | 2000-04-01 | 0 |  |  |  |  | O.K. | #N/A | FISKE MILL HYDRO
943 | FOUR HILLS LANDFILL | F | SO | x | PSNH | 50094 |  |  |  | 0.882 | 2001-02-01 | 0 |  |  | 0.882 | 2001-02-01 | 0 |  |  |  |  | O.K. | #N/A | FOUR HILLS LANDFILL
882 | FRANKLIN FALLS | HD | SO |  | PSNH | 50094 |  |  |  | 0.508 | 2000-04-01 | 0 |  |  | 0.508 | 2000-04-01 | 0 |  |  |  |  | O.K. | #N/A | FRANKLIN FALLS
1272 | GARLAND MILL U5 | HD | SO |  | PSNH | 50094 |  |  |  | 0.004 | 2000-05-01 | 0 |  |  | 0.004 | 2000-05-01 | 0 |  |  |  |  | O.K. | #N/A | GARLAND MILL U5
924 | GOLDEN POND HYDRO | HD | SO |  | PSNH | 50094 |  |  |  | 0.051 | 2000-04-01 | 0 |  |  | 0.051 | 2000-04-01 | 0 |  |  |  |  | O.K. | #N/A | GOLDEN POND HYDRO
913 | GOODRICH FALLS | HD | SO |  | PSNH | 50094 |  |  |  | 0.113 | 2000-04-01 | 0 |  |  | 0.113 | 2000-04-01 | 0 |  |  |  |  | O.K. | #N/A | GOODRICH FALLS
900 | GREAT FALLS LOWER | HD | SO |  | PSNH | 50094 |  |  |  | 0.467 | 2000-04-01 | 0 |  |  | 0.467 | 2000-04-01 | 0 |  |  |  |  | O.K. | #N/A | GREAT FALLS LOWER
899 | GREAT FALLS UPPER | HD | SO |  | PSNH | 50094 |  |  |  | 0.006 | 2000-04-01 | 0 |  |  | 0.006 | 2000-04-01 | 0 |  |  |  |  | O.K. | #N/A | GREAT FALLS UPPER
866 | GREGGS | HD | SO |  | PSNH | 50094 |  |  |  | 1.76 | 2000-04-01 | 0 |  |  | 0 | 2000-04-01 | 0 |  |  |  |  | O.K. | #N/A | GREGGS
921 | HADLEY FALLS | HD | SO |  | PSNH | 50094 |  |  |  | 0.103 | 2000-04-01 | 0 |  |  | 0.103 | 2000-04-01 | 0 |  |  |  |  | O.K. | #N/A | HADLEY FALLS
891 | HILLSBORO MILLS | HD | SO |  | PSNH | 50094 |  |  |  | 0.249 | 2000-04-01 | 0 |  |  | 0.249 | 2000-04-01 | 0 |  |  |  |  | O.K. | #N/A | HILLSBORO MILLS
919 | HOPKINTON HYDRO | HD | SO |  | PSNH | 50094 |  |  |  | 0.078 | 2000-04-01 | 0 |  |  | 0.078 | 2000-04-01 | 0 |  |  |  |  | O.K. | #N/A | HOPKINTON HYDRO
902 | HOSIERY MILL DAM | HD | SO |  | PSNH | 50094 |  |  |  | 0.435 | 2000-04-01 | 0 |  |  | 0.435 | 2000-04-01 | 0 |  |  |  |  | O.K. | #N/A | HOSIERY MILL DAM
916 | JAMES RIVER HYDRO | HD | SO |  | PSNH | 50094 |  |  |  | 0.113 | 2000-04-01 | 0 |  |  | 0.113 | 2000-04-01 | 0 |  |  |  |  | O.K. | #N/A | JAMES RIVER HYDRO
911 | KELLEYS FALLS | HD | SO |  | PSNH | 50094 |  |  |  | 0.231 | 2000-04-01 | 0 |  |  | 0.231 | 2000-04-01 | 0 |  |  |  |  | O.K. | #N/A | KELLEYS FFALLS
892 | LAKEPORT DAM | HD | SO |  | PSNH | 50094 |  |  |  | 0.304 | 2000-04-01 | 0 |  |  | 0.304 | 2000-04-01 | 0 |  |  |  |  | O.K. | #N/A | LAKEPORT DAM
894 | LISBON HYDRO | HD | SO |  | PSNH | 50094 |  |  |  | 0.209 | 2000-04-01 | 0 |  |  | 0.209 | 2000-04-01 | 0 |  |  |  |  | O.K. | #N/A | LISBON HYDRO
904 | LOCHMERE DAM | HD | SO |  | PSNH | 50094 |  |  |  | 0.51 | 2000-04-01 | 0 |  |  | 0.51 | 2000-04-01 | 0 |  |  |  |  | O.K. | #N/A | LOCHMERE DAM
895 | LOWER ROBERTSON DAM | HD | SO |  | PSNH | 50094 |  |  |  | 0.433 | 2000-04-01 | 0 |  |  | 0.433 | 2000-04-01 | 0 |  |  |  |  | O.K. | #N/A | LOWER ROBERTSON DAM
868 | MILTON MILLS HYDRO | HD | SO |  | PSNH | 50094 |  |  |  | 1.31 | 2000-04-01 | 0 |  |  | 0.37 | 2000-04-01 | 0 |  |  |  |  | O.K. | #N/A | MILTON MILLS HYDRO
869 | MINE FALLS | HD | SO |  | PSNH | 50094 |  |  |  | 1.76 | 2000-04-01 | 0 |  |  | 0 | 2000-04-01 | 0 |  |  |  |  | O.K. | #N/A | MINE FALLS
915 | MONADNOCK PAPER MILLS | HD | SO |  | PSNH | 50094 |  |  |  | 0.015 | 2000-04-01 | 0 |  |  | 0.015 | 2000-04-01 | 0 |  |  |  |  | O.K. | #N/A | MONADNOCK PAPER MILLS
890 | NASHUA HYDRO | HD | SO |  | PSNH | 50094 |  |  |  | 0.568 | 2000-04-01 | 0 |  |  | 0.568 | 2000-04-01 | 0 |  |  |  |  | O.K. | #N/A | NASHUA HYDRO
888 | NEWFOUND HYDRO | HD | SO |  | PSNH | 50094 |  |  |  | 0.786 | 2000-04-01 | 0 |  |  | 0.786 | 2000-04-01 | 0 |  |  |  |  | O.K. | #N/A | NEWFOUND HYDRO
922 | NOONE FALLS | HD | SO |  | PSNH | 50094 |  |  |  | 0.077 | 2000-04-01 | 0 |  |  | 0.077 | 2000-04-01 | 0 |  |  |  |  | O.K. | #N/A | NOONE FALLS
897 | OLD NASH DAM | HD | SO |  | PSNH | 50094 |  |  |  | 0.064 | 2000-04-01 | 0 |  |  | 0.064 | 2000-04-01 | 0 |  |  |  |  | O.K. | #N/A | OLD NASH DAM
908 | OTIS MILL HYDRO | HD | SO |  | PSNH | 50094 |  |  |  | 0.054 | 2000-04-01 | 0 |  |  | 0.054 | 2000-04-01 | 0 |  |  |  |  | O.K. | #N/A | OTIS MILL HYDRO
925 | OTTER LANE HYDRO | HD | SO |  | PSNH | 50094 |  |  |  | 0.039 | 2000-04-01 | 0 |  |  | 0.039 | 2000-04-01 | 0 |  |  |  |  | O.K. | #N/A | OTTER LANE HYDRO
870 | PEMBROKE | HD | SO |  | PSNH | 50094 |  |  |  | 2.49 | 2000-04-01 | 0 |  |  | 0.52 | 2000-04-01 | 0 |  |  |  |  | O.K. | #N/A | PEMBROKE
871 | PENNACOOK FALLS LOWER | HD | SO |  | PSNH | 50094 |  |  |  | 4.61 | 2000-04-01 | 0 |  |  | 1.11 | 2000-04-01 | 0 |  |  |  |  | O.K. | #N/A | PENNACOOK FALLS LOWER
872 | PENNACOOK FALLS UPPER | HD | SO |  | PSNH | 50094 |  |  |  | 3.6 | 2000-04-01 | 0 |  |  | 0.92 | 2000-04-01 | 0 |  |  |  |  | O.K. | #N/A | PENNACOOK FALLS UPPER
926 | PETERBOROUGH LOWER HYDRO | HD | SO |  | PSNH | 50094 |  |  |  | 0.111 | 2000-04-01 | 0 |  |  | 0.111 | 2000-04-01 | 0 |  |  |  |  | O.K. | #N/A | PETERBOROUGH LOWER HYDRO
941 | PETERBOROUGH UPPER HYDRO | HD | SO |  | PSNH | 50094 |  |  |  | 0.114 | 2000-04-01 | 0 |  |  | 0.114 | 2000-04-01 | 0 |  |  |  |  | O.K. | #N/A | PETERBOROUGH UPPER HYDRO
920 | PITTSFIELD MILL | HD | SO |  | PSNH | 50094 |  |  |  | 0.129 | 2000-04-01 | 0 |  |  | 0.129 | 2000-04-01 | 0 |  |  |  |  | O.K. | #N/A | PITTSFIELD MILL
875 | RIVER BEND | HD | SO |  | PSNH | 50094 |  |  |  | 1.49 | 2000-04-01 | 0 |  |  | 0.66 | 2000-04-01 | 0 |  |  |  |  | O.K. | #N/A | RIVER BEND
906 | ROLLINSFORD HYDRO | HD | SO |  | PSNH | 50094 |  |  |  | 0.691 | 2000-04-01 | 0 |  |  | 0.691 | 2000-04-01 | 0 |  |  |  |  | O.K. | #N/A | ROLLINSFORD HYDRO
928 | SALMON BROOK STATION 3 | HD | SO |  | PSNH | 50094 |  |  |  | 0.12 | 2000-04-01 | 0 |  |  | 0.12 | 2000-04-01 | 0 |  |  |  |  | O.K. | #N/A | SALMON BROOK STATION 3
883 | SALMON FALLS HYDRO | HD | SO |  | PSNH | 50094 |  |  |  | 0.421 | 2000-04-01 | 0 |  |  | 0.421 | 2000-04-01 | 0 |  |  |  |  | O.K. | #N/A | SALMON FALLS HYDRO
909 | STEELS POND HYDRO | HD | SO |  | PSNH | 50094 |  |  |  | 0.256 | 2000-04-01 | 0 |  |  | 0.256 | 2000-04-01 | 0 |  |  |  |  | O.K. | #N/A | STEELS POND HYDRO
885 | STEVENS MILL | HD | SO |  | PSNH | 50094 |  |  |  | 0.115 | 2000-04-01 | 0 |  |  | 0.115 | 2000-04-01 | 0 |  |  |  |  | O.K. | #N/A | STEVENS MILL
898 | SUGAR RIVER HYDRO | HD | SO |  | PSNH | 50094 |  |  |  | 0.075 | 2000-04-01 | 0 |  |  | 0.075 | 2000-04-01 | 0 |  |  |  |  | O.K. | #N/A | SUGAR RIVER HYDRO
889 | SUNAPEE HYDRO | HD | SO |  | PSNH | 50094 |  |  |  | 0.265 | 2000-04-01 | 0 |  |  | 0.265 | 2000-04-01 | 0 |  |  |  |  | O.K. | #N/A | SUNAPEE HYDRO
912 | SUNNYBROOK HYDRO 1 | HD | SO |  | PSNH | 50094 |  |  |  | 0.007 | 2000-04-01 | 0 |  |  | 0.007 | 2000-04-01 | 0 |  |  |  |  | O.K. | #N/A | SUNNYBROOK HYDRO 1
935 | SUNNYBROOK HYDRO 2 | HD | SO |  | PSNH | 50094 |  |  |  | 0.02 | 2000-04-01 | 0 |  |  | 0.02 | 2000-04-01 | 0 |  |  |  |  | O.K. | #N/A | SUNNYBROOK HYDRO 2
884 | SWANS FALLS | HD | SO |  | PSNH | 50094 |  |  |  | 0.125 | 2000-04-01 | 0 |  |  | 0.125 | 2000-04-01 | 0 |  |  |  |  | O.K. | #N/A | SWANS FALLS
939 | UNION VILLAGE DAM | HD | SO |  | PSNH | 50094 |  |  |  | 0.014 | 2000-04-01 | 0 |  |  | 0.014 | 2000-04-01 | 0 |  |  |  |  | O.K. | #N/A | UNION VILLAGE DAM
901 | WATERLOOM FALLS | HD | SO |  | PSNH | 50094 |  |  |  | 0.04 | 2000-04-01 | 0 |  |  | 0.04 | 2000-04-01 | 0 |  |  |  |  | O.K. | #N/A | WATERLOOM FALLS
932 | WATSON DAM | HD | SO |  | PSNH | 50094 |  |  |  | 0.13 | 2000-04-01 | 0 |  |  | 0.13 | 2000-04-01 | 0 |  |  |  |  | O.K. | #N/A | WATSON DAM
893 | WEST HOPKINTON HYDRO | HD | SO |  | PSNH | 50094 |  |  |  | 0.476 | 2000-04-01 | 0 |  |  | 0.476 | 2000-04-01 | 0 |  |  |  |  | O.K. | #N/A | WEST HOPKINTON HYDRO
933 | WESTON DAM | HD | SO |  | PSNH | 50094 |  |  |  | 0.292 | 2000-04-01 | 0 |  |  | 0.292 | 2000-04-01 | 0 |  |  |  |  | O.K. | #N/A | WESTON DAM
903 | WYANDOTTE HYDRO | HD | SO |  | PSNH | 50094 |  |  |  | 0.032 | 2000-04-01 | 0 |  |  | 0.032 | 2000-04-01 | 0 |  |  |  |  | O.K. | #N/A | WYANDOTTE HYDRO
362 | BULLS BRIDGE | HD | EMS |  | SEI | 50168 | 2000-01-01 |  | NU | 8.4 | 1999-05-01 |  |  |  | 8.4 | 1999-05-01 | [5 empty] | O.K. | BULLS BRIDGE | #N/A
766 | CABOT/TURNERS FALLS | HD | EMS |  | SEI | 50168 | 2000-01-01 |  | NU | 62.19 | 2002-04-17 |  |  |  | 62.19 | 2002-04-17 | [5 empty] | O.K. | CABOT/TURNERS FALLS | #N/A
379 | COBBLE MOUNTAIN | HW | EMS |  | SEI | 50168 | 2001-01-18 |  | NU | 30.603 | 2002-03-11 |  |  |  | 30.862 | 2002-08-05 | [5 empty] | O.K. | COBBLE MOUNTAIN | #N/A
412 | FALLS VILLAGE | HD | EMS |  | SEI | 50168 | 2000-01-01 |  | NU | 11 | 1999-05-01 |  |  |  | 9.76 | 1999-05-01 | [5 empty] | O.K. | FALLS VILLAGE | #N/A
498 | MT TOM | F | EMS |  | SEI | 50168 | 2000-01-01 |  | NU | 146.976 | 2001-12-07 |  |  |  | 145.111 | 2002-09-18 | [5 empty] | O.K. | MT TOM | #N/A
742 | NORTHFIELD MOUNTAIN 1-4 | PS | EMS |  | SEI | 50168 | 2000-01-01 |  | NU | 1080 | 1999-11-01 |  |  |  | 1080 | 1999-11-01 | [5 empty] | O.K. | NORTHFIELD MOUNTAIN 1-4 | #N/A
739 | ROCKY RIVER | HW | EMS |  | SEI | 50168 | 2000-01-01 |  | NU | 29.01 | 2001-03-27 |  |  |  | 29.35 | 1999-05-01 | [5 empty] | O.K. | ROCKY RIVER | #N/A
566 | SHEPAUG | HW | EMS |  | SEI | 50168 | 2000-01-01 |  | NU | 42.559 | 2002-03-21 |  |  |  | 41.511 | 2001-08-28 | [5 empty] | O.K. | SHEPAUG | #N/A
572 | SO. MEADOW 11 | J | EMS |  | SEI | 50168 | 2000-01-01 |  | NU | 46.921 | 2002-08-28 |  |  |  | 35.781 | 2002-08-28 | [5 empty] | O.K. | SO. MEADOW 11 | #N/A
573 | SO. MEADOW 12 | J | EMS |  | SEI | 50168 | 2000-01-02 |  | NU | 47.867 | 2002-01-15 |  |  |  | 37.701 | 2001-01-16 | [5 empty] | O.K. | SO. MEADOW 12 | #N/A
574 | SO. MEADOW 13 | J | EMS |  | SEI | 50168 | 2000-01-03 |  | NU | 47.917 | 2001-09-14 |  |  |  | 38.317 | 2001-09-14 | [5 empty] | O.K. | SO. MEADOW 13 | #N/A
575 | SO. MEADOW 14 | J | EMS |  | SEI | 50168 | 2000-01-04 |  | NU | 47.353 | 2001-01-11 |  |  |  | 37.353 | 2001-01-11 | [5 empty] | O.K. | SO. MEADOW 14 | #N/A
587 | STEVENSON | HW | EMS |  | SEI | 50168 | 2000-01-01 |  | NU | 28.9 | 1999-05-01 |  |  |  | 28.311 | 2000-10-01 | [5 empty] | O.K. | STEVENSON | #N/A
596 | TUNNEL 10 | J | EMS |  | SEI | 50168 | 2000-01-01 |  | NU | 21.492 | 2002-09-04 |  |  |  | 16.622 | 2002-09-04 | [5 empty] | O.K. | TUNNEL 10 | #N/A
811 | BANTAM | HD | SO |  | SEI | 50168 |  |  |  | 0.32 | 2000-04-01 | 0 |  |  | 0.07 | 2000-04-01 | 0 |  |  |  |  | O.K. | #N/A | BANTAM
970 | DUDLEY HYDRO | HD | SO |  | SEI | 50168 |  |  |  | 0 | 2000-04-01 | 0 |  |  | 0 | 2000-04-01 | 0 |  |  |  |  | O.K. | #N/A | DUDLEY HYDRO
1114 | MADISON COMPOSITE | HD | SO |  | SEI | 50168 | 2000-01-01 |  | SEI | 22 | 2001-08-01 | 0 |  |  | 22 | 2001-08-01 | 0 |  |  |  |  | O.K. | #N/A | MADISON COMPOSITE
969 | POWDER MILL HYDRO | HD | SO |  | SEI | 50168 |  |  |  | 0.14 | 2000-09-01 | 0 |  |  | 0.08 | 2000-09-01 | 0 |  |  |  |  | O.K. | #N/A | POWDER MILL HYDRO
968 | PRINCETON WIND FARM | HD | SO |  | SEI | 50168 |  |  |  | 0.1 | 2000-04-01 | 0 |  |  | 0.06 | 2000-04-01 | 0 |  |  |  |  | O.K. | #N/A | PRINCETON WIND FARM
876 | ROBERTSVILLE | HD | SO |  | SEI | 50168 |  |  |  | 0.62 | 2000-04-01 | 0 |  |  | 0.32 | 2000-04-01 | 0 |  |  |  |  | O.K. | #N/A | ROBERTSVILLE
877 | SCOTLAND | HD | SO |  | SEI | 50168 |  |  |  | 2.2 | 2000-04-01 | 0 |  |  | 1.69 | 2000-04-01 | 0 |  |  |  |  | O.K. | #N/A | SCOTLAND
879 | TAFTVILLE CT | HD | SO |  | SEI | 50168 |  |  |  | 2.03 | 2000-04-01 | 0 |  |  | 2.03 | 2000-04-01 | 0 |  |  |  |  | O.K. | #N/A | TAFTVILLE CT
813 | TUNNEL | HD | SO |  | SEI | 50168 |  |  |  | 2.1 | 2000-04-01 | 0 |  |  | 1.53 | 2000-04-01 | 0 |  |  |  |  | O.K. | #N/A | TUNNEL
1079 | SHREWSBURY DIESEL # 4 | D | SO |  | SELP | 149 |  |  |  | 2.75 | 2000-04-01 | 0 |  |  | 2.75 | 2000-04-01 | 0 |  |  |  |  | O.K. | #N/A | SHREWSBURY DIESEL # 4
1076 | SHREWSBURY DIESEL #1 | D | SO |  | SELP | 149 |  |  |  | 2.75 | 2000-04-01 | 0 |  |  | 2.75 | 2000-04-01 | 0 |  |  |  |  | O.K. | #N/A | SHREWSBURY DIESEL #1
1077 | SHREWSBURY DIESEL #2 | D | SO |  | SELP | 149 |  |  |  | 2.75 | 2000-04-01 | 0 |  |  | 2.75 | 2000-04-01 | 0 |  |  |  |  | O.K. | #N/A | SHREWSBURY DIESEL #2
1078 | SHREWSBURY DIESEL #3 | D | SO |  | SELP | 149 |  |  |  | 2.75 | 2000-04-01 | 0 |  |  | 2.75 | 2000-04-01 | 0 |  |  |  |  | O.K. | #N/A | SHREWSBURY DIESEL #3
1080 | SHREWSBURY DIESEL #5 | D | SO |  | SELP | 149 |  |  |  | 2.75 | 2000-04-01 | 0 |  |  | 2.75 | 2000-04-01 | 0 |  |  |  |  | O.K. | #N/A | SHREWSBURY DIESEL #5
1188 | LOWELL COGENERATION PLANT | CC | EMS |  | SET | 14 | 2002-01-01 |  | UAELT | 28 | 2000-04-01 |  |  |  | 25 | 2002-09-01 | [5 empty] | O.K. | LOWELL COGENERATION PLANT | #N/A
461 | UAE LOWELL POWER | CC | EMS |  | SET | 14 | 2002-01-01 |  | SCEM | 87.5 | 2001-08-30 |  |  |  | 75.5 | 2001-08-30 | [5 empty] | O.K. | UAE LOWELL POWER | #N/A
417 | FRAMINGHAM JET 1 | J | EMS |  | SITHE | 50074 | 1998-09-01 |  | BE | 13.836 | 2002-07-22 |  |  |  | 9.786 | 2002-07-22 | [5 empty] | O.K. | FRAMINGHAM JET 1 | #N/A
418 | FRAMINGHAM JET 2 | J | EMS |  | SITHE | 50074 | 1998-09-01 |  | BE | 14.05 | 2000-11-01 |  |  |  | 10.05 | 2000-11-01 | [5 empty] | O.K. | FRAMINGHAM JET 2 | #N/A
419 | FRAMINGHAM JET 3 | J | EMS |  | SITHE | 50074 | 1998-09-01 |  | BE | 12.866 | 2002-03-11 |  |  |  | 9.366 | 2002-03-11 | [5 empty] | O.K. | FRAMINGHAM JET 3 | #N/A
466 | L STREET JET | J | EMS |  | SITHE | 50074 | 1998-09-01 |  | BE | 18.706 | 2002-01-10 |  |  |  | 13.056 | 2002-01-10 | [5 empty] | O.K. | L STREET JET | #N/A
499 | MYSTIC 4 | F | EMS |  | SITHE | 50074 | 1998-09-01 |  | BE | 89.95 | 2002-02-12 |  |  |  | 95.438 | 2002-09-11 | [5 empty] | O.K. | MYSTIC 4 | #N/A
500 | MYSTIC 5 | F | EMS |  | SITHE | 50074 | 1998-09-01 |  | BE | 90.9 | 2001-12-19 |  |  |  | 91.625 | 2001-10-01 | [5 empty] | O.K. | MYSTIC 5 | #N/A
501 | MYSTIC 6 | F | EMS |  | SITHE | 50074 | 1998-09-01 |  | BE | 99.625 | 2002-03-15 |  |  |  | 28.013 | 2002-09-30 | [5 empty] | O.K. | MYSTIC 6 | #N/A
502 | MYSTIC 7 | F | EMS |  | SITHE | 50074 | 1998-09-01 |  | BE | 559.775 | 2000-12-26 |  |  |  | 554.85 | 2001-08-27 | [5 empty] | O.K. | MYSTIC 7 | #N/A
503 | MYSTIC JET | J | EMS |  | SITHE | 50074 | 1998-09-01 |  | BE | 12.474 | 2001-01-31 |  |  |  | 8.324 | 2001-01-31 | [5 empty] | O.K. | MYSTIC JET | #N/A
625 | WEST MEDWAY JET 1 | J | EMS |  | SITHE | 50074 | 1998-09-01 |  | BE | 63.671 | 2001-12-18 |  |  |  | 39.421 | 2001-12-18 | [5 empty] | O.K. | WEST MEDWAY JET 1 | #N/A
626 | WEST MEDWAY JET 2 | J | EMS |  | SITHE | 50074 | 1998-09-01 |  | BE | 52.932 | 2002-09-03 |  |  |  | 34.732 | 2002-09-03 | [5 empty] | O.K. | WEST MEDWAY JET 2 | #N/A
627 | WEST MEDWAY JET 3 | J | EMS |  | SITHE | 50074 | 1998-09-01 |  | BE | 55.841 | 2002-09-03 |  |  |  | 35.441 | 2002-09-03 | [5 empty] | O.K. | WEST MEDWAY JET 3 | #N/A
858 | STERLING DIESELS | D | SO |  | SMED | 152 |  |  |  | 0.33 | 2000-04-01 | 0 |  |  | 0.33 | 2000-04-01 | 0 |  |  |  |  | O.K. | #N/A | STERLING DIESELS
505 | NEW BOSTON 1 | F | EMS |  | SNB | 50487 | 2002-04-01 |  | SITHE | 352.4 | 2002-11-01 | n | 0 | 352.4 | 350 | 2002-11-01 | n | 0 | 350 |  |  | O.K. | NEW BOSTON 1 | #N/A
506 | NEW BOSTON 2 | F | EMS |  | SNB | 50487 | 2002-04-01 |  | SITHE | 0 | 2002-11-01 | n | 351.225 | -351.225 | 0 | 2002-11-01 | n | 351.513 | -351.513 |  |  | O.K. | NEW BOSTON 2 | #N/A
376 | CLEARY 8 | F | EMS |  | TMLP | 153 |  |  |  | 26 | 1999-05-01 |  |  |  | 26 | 1999-05-01 | [5 empty] | O.K. | CLEARY 8 | #N/A
375 | CLEARY 9/9A CC | CC | EMS |  | TMLP | 153 |  |  |  | 110 | 1999-05-01 |  |  |  | 105 | 1999-05-01 | [5 empty] | O.K. | CLEARY 9/9A CC | #N/A
1432 | FALL RIVER | F | EMS |  | TMLP | 153 |  |  | TMLP | 5.9 | 2001-06-01 |  |  |  | 5.125 | 2002-09-26 | [5 empty] | O.K. | #N/A | #N/A
1052 | EB1-BFI | F | SO |  | TMLP | 153 |  |  |  | 2.913 | 2002-03-29 | 0 |  |  | 3.181 | 2002-03-29 | 0 |  |  |  |  | O.K. | #N/A | EB1-BFI
1051 | HAL-BFI | F | SO |  | TMLP | 153 |  |  |  | 1.308 | 2002-03-29 | 0 |  |  | 1.496 | 2002-03-29 | 0 |  |  |  |  | O.K. | #N/A | HAL-BFI
528 | OCEAN ST PWR GT1/GT2/ST1 | CC | EMS |  | TPM | 50091 |  |  |  | 316.925 | 2002-09-17 |  |  |  | 270.925 | 2002-09-17 | [5 empty] | O.K. | OCEAN ST PWR GT1/GT2/ST1 | #N/A
529 | OCEAN ST PWR GT3/GT4/ST2 | CC | EMS |  | TPM | 50091 |  |  |  | 320.4 | 2002-02-28 |  |  |  | 272.4 | 2002-02-28 | [5 empty] | O.K. | OCEAN ST PWR GT3/GT4/ST2 | #N/A
1302 | TCPMCMPAGF GEN1 U5 | F | SO |  | TPM | 50091 |  |  |  | 0 | 2000-06-28 | 0 |  |  | 0 | 2000-06-28 | 0 |  |  |  |  | O.K. | #N/A | TCPMCMPAGF GEN1 U5
856 | HUNT'S POND | HD | SO |  | TTMLP | 180 |  |  |  | 0.06 | 2000-04-01 | 0 |  |  | 0.02 | 2000-04-01 | 0 |  |  |  |  | O.K. | #N/A | HUNT'S POND
854 | ORANGE HYDRO 1 | HD | SO |  | TTMLP | 180 |  |  |  | 0.15 | 2000-04-01 | 0 |  |  | 0.15 | 2000-04-01 | 0 |  |  |  |  | O.K. | #N/A | ORANGE HYDRO 1
855 | ORANGE HYDRO 2 | HD | SO |  | TTMLP | 180 |  |  |  | 0.12 | 2000-04-01 | 0 |  |  | 0.12 | 2000-04-01 | 0 |  |  |  |  | O.K. | #N/A | ORANGE HYDRO 2
1225 | TANNERY DAM | HD | SO |  | TTMLP | 180 |  |  |  | 0.2 | 2000-04-01 | 0 |  |  | 0.2 | 2000-04-01 | 0 |  |  |  |  | O.K. | #N/A | TANNERY DAM
349 | BRIDGEPORT RESCO | F | EMS |  | UI | 181 |  |  |  | 59.416 | 2002-02-25 |  |  |  | 59.063 | 2002-08-01 | [5 empty] | O.K. | BRIDGEPORT RESCO | #N/A
880 | MCCALLUM ENTERPRISES | HD | SO |  | UI | 181 |  |  |  | 0.278 | 2000-04-01 | 0 |  |  | 0.278 | 2000-04-01 | 0 |  |  |  |  | O.K. | #N/A | MCCALLUM ENTERPRISES
881 | SHELTON LANDFILL | F | SO |  | UI | 181 |  |  |  | 0 | 2001-04-01 | 0 |  |  | 0 | 2001-04-01 | 0 |  |  |  |  | O.K. | #N/A | SHELTON LANDFILL
329 | ASCUTNEY GT | G | EMS |  | VELCO | 182 |  |  |  | 14.237 | 2000-09-05 |  |  |  | 9.827 | 2000-09-05 | [5 empty] | O.K. | ASCUTNEY GT | #N/A
334 | BELDENS | HD | EMS |  | VELCO | 182 |  |  |  | 5.7 | 1999-05-01 |  |  |  | 4.58 | 1999-05-01 | [5 empty] | O.K. | BELDENS | #N/A
336 | BERLIN 1 GT | G | EMS |  | VELCO | 182 |  |  |  | 47.651 | 2001-10-10 |  |  |  | 35.491 | 2001-10-10 | [5 empty] | O.K. | BERLIN 1 GT | #N/A
346 | BOLTON FALLS | HD | EMS |  | VELCO | 182 |  |  |  | 7.8 | 1999-05-01 |  |  |  | 7.8 | 1999-05-01 | [5 empty] | O.K. | BOLTON FALLS | #N/A
363 | BURLINGTON GT | G | EMS |  | VELCO | 182 |  |  |  | 22.96 | 2001-08-21 |  |  |  | 19.71 | 2001-08-21 | [5 empty] | O.K. | BURLINGTON GT | #N/A
394 | DODGE FALLS | HD | EMS |  | VELCO | 182 |  |  |  | 5 | 1999-05-01 |  |  |  | 5 | 1999-05-01 | [5 empty] | O.K. | DODGE FALLS | #N/A
410 | ESSEX 19 HYDRO | HD | EMS |  | VELCO | 182 |  |  |  | 7.8 | 1999-05-01 |  |  |  | 7.8 | 1999-05-01 | [5 empty] | O.K. | ESSEX 19 HYDRO | #N/A
1221 | ESSEX DIESELS | D | EMS |  | VELCO | 182 |  |  |  | 1.9 | 2002-03-21 |  |  |  | 2.15 | 2002-10-11 | n | 3.15 | -1 |  |  | O.K. | ESSEX DIESELS | #N/A
415 | FLORENCE 1 CG | J | EMS |  | VELCO | 182 |  |  |  | 4.094 | 2002-10-11 | n | 4.174 | -0.08 | 3.074 | 2002-10-11 | n | 3.154 | -0.08 |  |  | O.K. | FLORENCE 1 CG | #N/A
416 | FLORENCE 2 CG | J | EMS |  | VELCO | 182 |  |  |  | 4.044 | 2002-10-11 | n | 4.174 | -0.13 | 3.024 | 2002-10-11 | n | 3.15 | -0.126 |  |  | O.K. | FLORENCE 2 CG | #N/A
426 | GORGE 1 | G | EMS |  | VELCO | 182 |  |  |  | 13.492 | 2002-03-28 |  |  |  | 8.032 | 2002-03-28 | [5 empty] | O.K. | GORGE 1 DIESEL | #N/A
778 | GORGE 18 HYDRO | HD | EMS |  | VELCO | 182 |  |  |  | 3.3 | 1999-05-01 |  |  |  | 3.3 | 1999-05-01 | [5 empty] | O.K. | GORGE 18 HYDRO | #N/A
783 | HIGHGATE FALLS | HW | EMS |  | VELCO | 182 |  |  |  | 9.34 | 2000-12-12 |  |  |  | 9.318 | 2000-10-02 | [5 empty] | O.K. | HIGHGATE FALLS | #N/A
443 | HUNTINGTON FALLS | HD | EMS |  | VELCO | 182 |  |  |  | 5.76 | 1999-05-01 |  |  |  | 4.37 | 1999-05-01 | [5 empty] | O.K. | HUNTINGTON FALLS | #N/A
474 | J C MCNEIL | F | EMS |  | VELCO | 182 |  |  |  | 53 | 1999-05-01 |  |  |  | 52 | 1999-05-01 | [5 empty] | O.K. | J C MCNEIL | #N/A
774 | LOWER LAMOILLE COMPOSITE | HW | EMS |  | VELCO | 182 |  |  |  | 16.35 | 1999-05-01 |  |  |  | 15.8 | 1999-05-01 | [5 empty] | O.K. | LOWER LAMOILLE COMPOSITE | #N/A
468 | MARSHFIELD 6 HYDRO | HW | EMS |  | VELCO | 182 |  |  |  | 4.5 | 2001-03-21 |  |  |  | 4.67 | 2000-06-01 | [5 empty] | O.K. | MARSHFIELD 6 HYDRO | #N/A
775 | MIDDLEBURY COMPOSITE | HW | EMS |  | VELCO | 182 |  |  |  | 5 | 2001-03-05 |  |  |  | 4.55 | 2001-10-08 | [5 empty] | O.K. | MIDDLEBURY COMPOSITE | #N/A
1720 | MIDDLEBURY LOWER | HD | SO |  | VELCO | 182 |  |  |  | 1.85 | 2002-05-01 |  |  |  | 1.81 | 2002-05-01 | [5 empty] | O.K.
779 | MIDDLESEX 2 | HD | EMS |  | VELCO | 182 |  |  |  | 3.3 | 1999-05-01 |  |  |  | 2.34 | 1999-05-01 | [5 empty] | O.K. | MIDDLESEX 2 | #N/A
776 | N. RUTLAND COMPOSITE | HW | EMS |  | VELCO | 182 |  |  |  | 5.3 | 1999-05-01 |  |  |  | 5.2 | 1999-05-01 | [5 empty] | O.K. | N. RUTLAND COMPOSITE | #N/A
522 | NEWPORT DIESELS 4-7 | D | EMS |  | VELCO | 182 |  |  |  | 1.8 | 2002-02-13 |  |  |  | 1.8 | 2002-10-11 | n | 2.7 | -0.9 |  |  | O.K. | NEWPORT DIESELS 4-7 | #N/A
523 | NEWPORT DIESELS 8-10 | D | EMS |  | VELCO | 182 |  |  |  | 2 | 2002-02-13 |  |  |  | 2 | 2000-06-01 | [5 empty] | O.K. | NEWPORT DIESELS 8-10 | #N/A
772 | NEWPORT HYDRO | HW | EMS |  | VELCO | 182 |  |  |  | 3.45 | 2002-03-21 |  |  |  | 3.4 | 2001-10-24 | [5 empty] | O.K. | NEWPORT HYDRO | #N/A
541 | PROCTOR | HD | EMS |  | VELCO | 182 |  |  |  | 6.65 | 1999-05-01 |  |  |  | 6.65 | 1999-05-01 | [5 empty] | O.K. | PROCTOR | #N/A
549 | RUTLAND 5 GT | G | EMS |  | VELCO | 182 |  |  |  | 14.48 | 2001-10-05 |  |  |  | 10.07 | 2001-10-05 | [5 empty] | O.K. | RUTLAND 5 GT | #N/A
550 | RYEGATE 1 | F | EMS |  | VELCO | 182 |  |  |  | 20.6 | 1999-05-01 |  |  |  | 20.5 | 1999-05-01 | [5 empty] | O.K. | RYEGATE 1 | #N/A
1298 | SANDBAR JET 1 | J | EMS |  | VELCO | 182 |  |  |  | 0 | 2001-03-23 |  |  |  | 0 | 2001-03-23 | [5 empty] | O.K. | #N/A | #N/A
565 | SHELDON SPRINGS | HD | EMS |  | VELCO | 182 |  |  |  | 26.38 | 1999-05-01 |  |  |  | 14.82 | 1999-05-01 | [5 empty] | O.K. | SHELDON SPRINGS | #N/A
585 | ST ALBANS 1 and 2 | D | EMS |  | VELCO | 182 |  |  |  | 2.4 | 1999-05-01 |  |  |  | 2.22 | 1999-05-01 | [5 empty] | O.K. | ST ALBANS 1 and 2 | #N/A
598 | VERGENNES 5 and 6 DIESELS | D | EMS |  | VELCO | 182 |  |  |  | 4.05 | 1999-10-01 |  |  |  | 3.95 | 2000-06-01 | [5 empty] | O.K. | VERGENNES 5 and 6 DIESELS | #N/A
780 | VERGENNES HYDRO | HD | EMS |  | VELCO | 182 |  |  |  | 2.1 | 1999-05-01 |  |  |  | 2.1 | 1999-05-01 | [5 empty] | O.K. | VERGENNES HYDRO | #N/A
614 | WATERBURY 22 | HW | EMS |  | VELCO | 182 |  |  |  | 2.6 | 2001-03-21 |  |  |  | 2.8 | 2001-10-24 | [5 empty] | O.K. | WATERBURY 22 | #N/A
781 | WEST DANVILLE 1 | HD | EMS |  | VELCO | 182 |  |  |  | 1.1 | 1999-05-01 |  |  |  | 1.1 | 1999-05-01 | [5 empty] | O.K. | WEST DANVILLE 1 | #N/A
622 | WINOOSKI 1 | HD | EMS |  | VELCO | 182 |  |  |  | 7.3 | 1999-05-01 |  |  |  | 7.3 | 1999-05-01 | [5 empty] | O.K. | WINOOSKI 1 | #N/A
819 | ARNOLD FALLS | HD | SO |  | VELCO | 182 |  |  | VELCO | 0.3 | 2001-12-01 |  |  |  | 0.3 | 2001-12-01 | [5 empty] | O.K.
833 | BARNET | HD | SO |  | VELCO | 182 |  |  |  | 0.49 | 2000-04-01 | 0 |  |  | 0.35 | 2000-04-01 | 0 |  |  |  |  | O.K. | #N/A | BARNET
959 | BARTON 1-4 DIESELS | D | SO |  | VELCO | 182 |  |  |  | 0.899 | 2002-02-14 | 0 |  |  | 0.889 | 2002-02-14 | 0 |  |  |  |  | O.K. | #N/A | BARTON 1-4 DIESELS
828 | BARTON HYDRO | HD | SO |  | VELCO | 182 |  |  |  | 1.3 | 2000-04-01 | 0 |  |  | 1.3 | 2000-04-01 | 0 |  |  |  |  | O.K. | #N/A | BARTON HYDRO
824 | BATH ELECTRIC | HD | SO |  | VELCO | 182 |  |  | VELCO | 0.4 | 2001-12-01 |  |  |  | 0.4 | 2001-12-01 | [5 empty] | O.K.
1165 | CADYS FALLS | HD | SO |  | VELCO | 182 |  |  |  | 1.1 | 2000-04-01 | 0 |  |  | 1.1 | 2000-04-01 | 0 |  |  |  |  | O.K. | #N/A | CADYS FALLS
815 | CARVER FALLS | HD | SO |  | VELCO | 182 |  |  | VELCO | 1.9 | 2001-12-01 |  |  |  | 1.48 | 2001-12-01 | [5 empty] | O.K.
816 | CAVENDISH | HD | SO |  | VELCO | 182 |  |  | VELCO | 1.27 | 2001-12-01 |  |  |  | 1.18 | 2001-12-01 | [5 empty] | O.K.
832 | CENTER RUTLAND | HD | SO |  | VELCO | 182 |  |  |  | 0.35 | 2000-04-01 | 0 |  |  | 0.35 | 2000-04-01 | 0 |  |  |  |  | O.K. | #N/A | CENTER RUTLAND
834 | COMPTU FALLS | HD | SO |  | VELCO | 182 |  |  |  | 0.46 | 2000-04-01 | 0 |  |  | 0.29 | 2000-04-01 | 0 |  |  |  |  | O.K. | #N/A | COMPTU FALLS
835 | DEWEY MILLS | HD | SO |  | VELCO | 182 |  |  |  | 2.79 | 2000-04-01 | 0 |  |  | 1.57 | 2000-04-01 | 0 |  |  |  |  | O.K. | #N/A | DEWEY MILLS
823 | EAST BARNET | HD | SO |  | VELCO | 182 |  |  | VELCO | 1.73 | 2001-12-01 |  |  |  | 1.6 | 2001-12-01 | [5 empty] | O.K.
836 | EMERSON FALLS | HD | SO |  | VELCO | 182 |  |  |  | 0.23 | 2000-04-01 | 0 |  |  | 0.23 | 2000-04-01 | 0 |  |  |  |  | O.K. | #N/A | EMERSON FALLS
829 | ENOSBURG 2 DIESEL | D | SO |  | VELCO | 182 |  |  |  | 0.661 | 2001-03-01 | 0 |  |  | 0.7 | 2001-03-01 | 0 |  |  |  |  | O.K. | #N/A | ENOSBURG 2 DIESEL
830 | ENOSBURG HYDRO | HD | SO |  | VELCO | 182 |  |  |  | 0.95 | 2000-04-01 | 0 |  |  | 0.95 | 2000-04-01 | 0 |  |  |  |  | O.K. | #N/A | ENOSBURG HYDRO
1047 | FAIRFAX LOAD | HD | SO |  | VELCO | 182 |  |  | VELCO | 3.25 | 2001-12-01 |  |  |  | 3.25 | 2001-12-01 | [5 empty] | O.K.
821 | GAGE | HD | SO |  | VELCO | 182 |  |  | VELCO | 0.8 | 2001-12-01 |  |  |  | 0.76 | 2001-12-01 | [5 empty] | O.K.
1168 | H.K. SANDERS | HW | SO |  | VELCO | 182 |  |  |  | 1.8 | 2000-04-01 | 0 |  |  | 1.41 | 2000-04-01 | 0 |  |  |  |  | O.K. | #N/A | H.K. SANDERS
837 | KILLINGTON | HD | SO |  | VELCO | 182 |  |  |  | 0.1 | 2000-04-01 | 0 |  |  | 0.07 | 2000-04-01 | 0 |  |  |  |  | O.K. | #N/A | KILLINGTON
838 | KINGSBURY | HD | SO |  | VELCO | 182 |  |  |  | 0.2 | 2000-04-01 | 0 |  |  | 0.08 | 2000-04-01 | 0 |  |  |  |  | O.K. | #N/A | KINGSBURY
839 | LADD'S MILL | HD | SO |  | VELCO | 182 |  |  |  | 0.17 | 2000-04-01 | 0 |  |  | 0.17 | 2000-04-01 | 0 |  |  |  |  | O.K. | #N/A | LADD'S MILL
840 | MARTINSVILLE | HD | SO |  | VELCO | 182 |  |  |  | 0.25 | 2000-04-01 | 0 |  |  | 0.08 | 2000-04-01 | 0 |  |  |  |  | O.K. | #N/A | MARTINSVILLE
841 | MORETOWN 8 | HD | SO |  | VELCO | 182 |  |  |  | 1.07 | 2000-04-01 | 0 |  |  | 0.36 | 2000-04-01 | 0 |  |  |  |  | O.K. | #N/A | MORETOWN 8
1166 | MORRISVILLE PLANT #2 | HD | SO |  | VELCO | 182 |  |  |  | 1.8 | 2000-04-01 | 0 |  |  | 1.43 | 2000-04-01 | 0 |  |  |  |  | O.K. | #N/A | MORRISVILLE PLANT #2
842 | NANTANA MILL | HD | SO |  | VELCO | 182 |  |  |  | 0.22 | 2000-04-01 | 0 |  |  | 0.1 | 2000-04-01 | 0 |  |  |  |  | O.K. | #N/A | NANTANA MILL
978 | NEW MILFORD | F | SO | x | VELCO | 182 | 2002-01-01 |  | CLP | 3.014 | 2001-03-01 | 0 |  |  | 3.014 | 2001-03-01 | 0 |  |  |  |  | O.K. | #N/A | NEW MILFORD
843 | NEWBURY | HD | SO |  | VELCO | 182 |  |  |  | 0.27 | 2000-04-01 | 0 |  |  | 0.22 | 2000-04-01 | 0 |  |  |  |  | O.K. | #N/A | NEWBURY
844 | OTTAUQUECHEE | HD | SO |  | VELCO | 182 |  |  |  | 2.18 | 2000-04-01 | 0 |  |  | 1.48 | 2000-04-01 | 0 |  |  |  |  | O.K. | #N/A | OTTAUQUECHEE
820 | PASSUMPSIC | HD | SO |  | VELCO | 182 |  |  |  | 0.7 | 2001-12-01 |  |  |  | 0.7 | 2001-12-01 | [5 empty] | O.K.
814 | PATCH | HD | SO |  | VELCO | 182 |  |  |  | 0.3 | 2001-12-01 |  |  |  | 0.3 | 2001-12-01 | [5 empty] | O.K.
818 | PIERCE MILLS | HD | SO |  | VELCO | 182 |  |  |  | 0.2 | 2001-12-01 |  |  |  | 0.2 | 2001-12-01 | [5 empty] | O.K.
827 | SEARSBURG WIND | HD | SO |  | VELCO | 182 |  |  |  | 1.26 | 2000-04-01 | 0 |  |  | 0.48 | 2000-04-01 | 0 |  |  |  |  | O.K. | #N/A | SEARSBURG WIND
845 | SLACK DAM | HD | SO |  | VELCO | 182 |  |  |  | 0.41 | 2000-04-01 | 0 |  |  | 0.21 | 2000-04-01 | 0 |  |  |  |  | O.K. | #N/A | SLACK DAM
822 | SMITH | HD | SO |  | VELCO | 182 |  |  |  | 1.31 | 2001-12-01 |  |  |  | 0.93 | 2001-12-01 | [5 empty] | O.K.
817 | TAFTSVILLE | HD | SO |  | VELCO | 182 |  |  |  | 0.4 | 2001-12-01 |  |  |  | 0.33 | 2001-12-01 | [5 empty] | O.K.
826 | TROY | HD | SO |  | VELCO | 182 |  |  |  | 0.6 | 2000-04-01 | 0 |  |  | 0.6 | 2000-04-01 | 0 |  |  |  |  | O.K. | #N/A | TROY
831 | VAIL & GREAT FALLS | HD | SO |  | VELCO | 182 |  |  |  | 2.1 | 2000-04-01 | 0 |  |  | 2.1 | 2000-04-01 | 0 |  |  |  |  | O.K. | #N/A | VAIL & GREAT FALLS
825 | WEST CHARLESTON | HD | SO |  | VELCO | 182 |  |  |  | 0.8 | 2000-04-01 | 0 |  |  | 0.8 | 2000-04-01 | 0 |  |  |  |  | O.K. | #N/A | WEST CHARLESTON
846 | WINOOSKI 8 | HD | SO |  | VELCO | 182 |  |  |  | 0.95 | 2000-04-01 | 0 |  |  | 0.4 | 2000-04-01 | 0 |  |  |  |  | O.K. | #N/A | WINOOSKI 8
1167 | WOLCOTT HYDRO #1 | HD | SO |  | VELCO | 182 |  |  |  | 0.8 | 2000-04-01 | 0 |  |  | 0.49 | 2000-04-01 | 0 |  |  |  |  | O.K. | #N/A | WOLCOTT HYDRO #1
847 | WOODSIDE | HD | SO |  | VELCO | 182 |  |  |  | 0.12 | 2000-04-01 | 0 |  |  | 0.11 | 2000-04-01 | 0 |  |  |  |  | O.K. | #N/A | WOODSIDE
848 | WRIGHTSVILLE | HW | SO |  | VELCO | 182 |  |  |  | 0.701 | 2001-03-21 | 0 |  |  | 0.698 | 2001-03-21 | 0 |  |  |  |  | O.K. | #N/A | WRIGHTSVILLE
857 | OAKDALE HYDRO | HD | SO |  | WBML | 186 |  |  |  | 3.2 | 2000-04-01 | 0 |  |  | 3.2 | 2000-04-01 | 0 |  |  |  |  | O.K. | #N/A | OAKDALE HYDRO
339 | BRIDGEPORT HARBOR 2 | F | EMS |  | WSVST | 50195 | 2000-08-10 |  | DETM | 157.679 | 2001-04-25 |  |  |  | 34.407 | 2002-09-17 | [5 empty] | O.K. | BRIDGEPORT HARBOR 2 | #N/A
340 | BRIDGEPORT HARBOR 3 | F | EMS |  | WSVST | 50195 | 1999-04-15 |  | UI | 370.368 | 2001-03-27 |  |  |  | 372.205 | 2002-09-17 | [5 empty] | O.K. | BRIDGEPORT HARBOR 3 | #N/A
341 | BRIDGEPORT HARBOR 4 | J | EMS |  | WSVST | 50195 | 1999-04-15 |  | UI | 14.718 | 2001-08-06 |  |  |  | 9.918 | 2001-08-06 | [5 empty] | O.K. | BRIDGEPORT HARBOR 4 | #N/A
513 | NEW HAVEN HARBOR | F | EMS |  | WSVST | 50195 | 1999-04-15 |  | UI | 454.644 | 2001-03-04 |  |  |  | 461.178 | 2002-08-05 | [5 empty] | O.K. | NEW HAVEN HARBOR | #N/A
Summary Information: | [8 empty] | Total: | 28927.814 |  |  |  |  | 26972.853
[13 empty] | Sum of Positive differences: | 353.83 |  |  |  | Sum of Positive differences:
[13 empty] | Sum of Negative differences: | -351.792 |  |  |  | Sum of Negative differences:
[13 empty] | Net Sum of ALL differences: | #N/A |  |  |  | Net Sum of ALL differences:
[9 empty] | Total EMS Capability: | 28665.671 |  |  |  | Total EMS Capability: | 26762.799
[9 empty] | Total Settlement Only Capability: | 262.143 |  |  |  | Total Settlement Only Capability: | 210.054
[9 empty] | Total Capability: | 28899.814 |  |  |  | Total Capability: | 26947.853
[9 empty] | Subtotals, by Claimed Capability Audit Unit Type: |  |  |  |  | Subtotals, by Claimed Capability Audit Unit Type: | 26947.853
[8 empty] | Fossil (incl. wood and refuse) | F | 11021.049 |  |  | Fossil (incl. wood and refuse) | F | 10662.065
[8 empty] | Nuclear | N | 4376.641 |  |  | Nuclear | N | 4332.804
[8 empty] | Combined Cycle | CC | 7581.11 |  |  | Combined Cycle | CC | 6663.467
[8 empty] | Gas Turbine | G | 1402.41 |  |  | Gas Turbine | G | 1156.76
[8 empty] | Jet Engine | J | 988 |  |  | Jet Engine | J | 732.079
[8 empty] | Diesel | D | 123.276 |  |  | Diesel | D | 119.994
[8 empty] | Pumped Storage | PS | 1665.327 |  |  | Pumped Storage | PS | 1642.875
[8 empty] | Hydro-Conventional Daily | HD | 866.747 |  |  | Hydro-Conventional Daily | HD | 770.204
[8 empty] | Hydro-Conventional Weekly | HW | 875.254 |  |  | Hydro-Conventional Weekly | HW | 867.605
Footnotes referenced in the last column are shown in the "NotesAndAbbreviations" Worksheet
#N/A
Note on E4: Enter "x" in this column for any unit that is claiming SQF status.
Note on D4: Enter either "EMS" (unit is represented in Energy Management System) or "SO" (Settlement Only unit) in this column.
Note on C4: Enter Unit Category, for CCA purposes (as per MRP 11-D, Table 1, Att. A) in this column.
Note on G4: Enter Customer ID# for Lead Participant (see list of Participants and ID#s in "Lookups" sheet) in this column.
Note on AA4: Enter "x" if manual input required and formulas have been overwritten.

## Retired Deactivated
ISO New England Seasonal Claimed Capability (SCC) Report - Resources Retired and/or Deactivated
|  |  |  | Retirements/deactivations during period 5/1/00 to: | 2002-11-01
< shaded row indicates new entry as of 11/01/2002
Asset_Id | UnitName | UnitCategory | Class | SQF | Current_Lead_Participant | Cust_ID | LP_Most_Recent_Change_Date | ChangeLP | Previous_Lead_Participant | WSCC | WSCC_Most_Recent_Change_Date | ChangeWSCC | PrevWSCC | DiffWSCC | SSCC | SSCC_Most_Recent_Change_Date |  |  |  | Deactivated | Retired | Comments | Effective Date of Retirement or Deactivation | Date to delete record from SCC Report Current and Detail Sheet
----------- | ----------- | ----------- | ------ | ------ | ----------- |  |  |  |  | ----------- |  |  |  |  | ----------- |  |  |  |  | ------ | ------ | -----------
1114 | Madison Composite | HD | SO |  | CMP | 6 |  |  |  | 0 | 2000-04-01 |  |  |  | 0 | 2000-04-01 |  |  |  |  | x | Was 0 MW prior to retirement/This unit was reactivated on 3/01/01 | 2000-10-01
1264 | South Norwalk # 6 | D | SO |  | CMEEC |  |  |  |  | 1.1 | 2000-04-01 |  |  |  | 1.05 | 2000-04-01 |  |  |  |  | x | SO Unit retired; re-registered as EMS unit # 1293 | 2000-09-01
578 | Somerset J1 | J | EMS |  | NRGPM |  |  |  |  | 22.1 | 2000-06-20 |  |  |  | 18.1 | 2000-06-20 |  |  |  | x |  | Physically disconnected from power system | 2000-07-01
325 | A. L. Pierce | F | EMS |  | CMEEC |  |  |  |  | 14.91 | 2000-07-01 |  |  |  | 12.44 | 2000-07-01 |  |  |  | x |  | Retired Contract | 2000-07-01
896 | Drew River Mill | HD | SO |  | NU |  |  |  |  | 0.011 |  |  |  |  | 0.011 | [5 empty] | x | Elected not to register for Settlement Only Treatment | 2000-06-01
1111 | Robbins Lumber | F | SO |  | CMP |  |  |  |  | 0.011 | 2001-01-24 |  |  |  | 0.011 | 2001-01-24 |  |  |  | x |  | Deactivation of Unit | 2001-01-24
389 | Derby Dam | HD | EMS |  | NU |  |  |  |  | 7.05 |  |  |  |  | 7.05 |  |  |  |  | x |  | per NX-12 and K2/ Derby Dam has been reactivated effective 4/20/01/Initially it was deactivated on 2/23/01 | 2001-02-23
1318 | Fall River | G | SO |  | TMLP |  |  |  |  | 3.5 |  |  |  |  | 3.5 | [5 empty] | x | Per TMLP this less than 5mw unit has been retired and replaced with Asset #1432 (EMS) as of May 31, 2001
1298 | Sandbar Jet | J | EMS |  | VELCO | 182 |  |  |  | 22.5 |  |  |  |  | 18.1 |  | n | 0 | 18.1 |  | x |  | 2001-03-23
1326 | Beaver Wood Joint Venture | F | EMS |  | CPS |  |  |  |  | 15.125 |  |  |  |  | 14.7 | [5 empty] | x |  | 2001-07-10
402 | Edgar Jet 1 | J | EMS |  | SITHE |  |  |  |  | 13.612 |  |  |  |  | 9.202 | [5 empty] | x |  | 2001-09-26
403 | Edgar Jet 2 | J | EMS |  | SITHE |  |  |  |  | 14.06 |  |  |  |  | 12 | [5 empty] | x |  | 2001-09-26
425 | Gorbell | F | EMS |  | CPS |  |  |  |  | 14.07 |  |  |  |  | 13.74 | [5 empty] | x | effective June 7, 2002
1115 | Sebasticook Composite | HD | SO |  | CMP |  |  |  |  | 5.903 |  |  |  |  | 4.405 |  |  |  |  | x |  | effective Sept. 1, 2002
1116 | Androscoggin Composite | HD | SO |  | CMP |  |  |  |  | 3.166 |  |  |  |  | 1.383 |  |  |  |  | x |  | effective Sept. 1, 2002
1118 | Ridgewood Composite | HD | SO |  | CMP |  |  |  |  | 3.519 |  |  |  |  | 2.129 |  |  |  |  | x |  | effective Sept. 1, 2002
1290 | SNEW 1 | D | EMS |  | CMEEC |  |  |  |  | 0 |  |  |  |  | 0 | [5 empty] | x | eff. October 1, 2002
1291 | SNEW 2 & 4 | D | EMS |  | CMEEC |  |  |  |  | 0 |  |  |  |  | 0 | [5 empty] | x | eff. October 1, 2002
1292 | SNEW 3 & 5 | D | EMS |  | CMEEC |  |  |  |  | 0 |  |  |  |  | 0 | [5 empty] | x | eff. October 1, 2002
1293 | SNEW 6 | D | EMS |  | CMEEC |  |  |  |  | 0 |  |  |  |  | 0 | [5 empty] | x | eff. October 1, 2002
506 | New Boston 2 |  |  |  | SNB |  |  |  |  | 351.225 |  |  |  |  | 351.513 | [5 empty] | x | eff. November 1, 2002

## Detail_SettlementOnly
SCC Report Detail: Settlement Only Generators (in the Market System as Load Assets) - as of 11/01/2002
Claimed Capability, as Reported in SCC Report
LOAD_FACILITY_ID | LOAD_FACILITY_NAME | ContactPerson | ParticipantWithResourceEntitlement | UnitCategory | SCC | SQF | JAN | FEB | MAR | APR | MAY | JUN | JUL | AUG | SEP | OCT | NOV | DEC | BasisforSCC | Win_DateOfChange | Sum_DateOfChange | COMMENTS
1048 | WARE HYDRO | Gail Azulay | CES | HD |  |  | 1.25 | 1.25 | 1.25 | 1.25 | 1.25 | 1.25 | 1.25 | 1.25 | 1.25 | 1.25 | 1.25 | 1.25 | DCH study | 2002-01-01 | 2002-01-01 | aka Ware Hydro Load; CESacts as "Lead Participant"
1049 | COLLINS HYDRO | Gail Azulay | CES | HD |  |  | 1.25 | 1.25 | 1.25 | 1.25 | 1.25 | 1.25 | 1.25 | 1.25 | 1.25 | 1.25 | 1.25 | 1.25 | DCH study | 2002-01-01 | 2000-04-01 | CES to act as "Lead Participant"
1050 | CHICOPEE HYDRO | Gail Azulay | CES | HD |  |  | 2.17 | 2.17 | 2.17 | 2.17 | 2.17 | 2.17 | 2.17 | 2.17 | 2.17 | 2.17 | 2.17 | 2.17 | DCH study | 2002-01-01 | 2000-04-01 | CES to act as "Lead Participant"
851 | GARDNER FALLS | Ivan Kimball | CEEI | HD |  |  | 3.7 | 3.7 | 3.7 | 3.7 | 3.7 | 3.7 | 3.7 | 3.7 | 3.7 | 3.7 | 3.7 | 3.7 | DCH study | 2000-04-01 | 2000-04-01
864 | DWIGHT | Ivan Kimball | CEEI | HD |  |  | 1.7 | 1.7 | 1.7 | 1.7 | 1.7 | 1.7 | 1.14 | 1.34 | 1.09 | 1.7 | 1.7 | 1.7 | DCH study | 2000-04-01 | 2000-04-01
867 | INDIAN ORCHARD | Ivan Kimball | CEEI | HD |  |  | 3.7 | 3.7 | 3.7 | 3.7 | 3.7 | 3.7 | 3.7 | 3.7 | 3.7 | 3.7 | 3.7 | 3.7 | DCH study | 2000-04-01 | 2000-04-01
873 | PUTTS BRIDGE | Ivan Kimball | CEEI | HD |  |  | 4.1 | 4.1 | 4.1 | 4.1 | 4.1 | 4.1 | 3.52 | 3.75 | 3.46 | 4.1 | 4.1 | 4.1 | DCH study | 2000-04-01 | 2000-04-01
874 | RED BRIDGE | Ivan Kimball | CEEI | HD |  |  | 4.26 | 4.5 | 4.5 | 4.5 | 4.5 | 2.86 | 0.35 | 0.38 | 0.34 | 3.19 | 3.65 | 4.3 | DCH study | 2000-04-01 | 2000-04-01
796 | GOODWIN DAM | Richard Ludorf | CLP | HD |  |  | 2.064 | 2.064 | 2.064 | 2.064 | 2.064 | 2.064 | 2.064 | 2.064 | 2.064 | 2.064 | 2.064 | 2.064 | SQF meth. | 2000-04-01 | 2000-04-01
797 | WYRE WYND | Richard Ludorf | CLP | HD |  |  | 1.8 | 1.8 | 1.8 | 1.8 | 1.8 | 1.8 | 1.8 | 1.8 | 1.8 | 1.8 | 1.8 | 1.8 | SQF meth. | 2001-05-01 | 2001-05-01
798 | COLEBROOK | Richard Ludorf | CLP | HD |  |  | 1.373 | 1.373 | 1.373 | 1.373 | 1.373 | 1.373 | 1.373 | 1.373 | 1.373 | 1.373 | 1.373 | 1.373 | SQF meth. | 2000-04-01 | 2000-04-01
799 | KINNEYTOWN A | Richard Ludorf | CLP | HD |  |  | 0.246 | 0.246 | 0.246 | 0.246 | 0.246 | 0.246 | 0.246 | 0.246 | 0.246 | 0.246 | 0.246 | 0.246 | SQF meth. | 2000-04-01 | 2000-04-01
800 | KINNEYTOWN B | Richard Ludorf | CLP | HD |  |  | 0.654 | 0.654 | 0.654 | 0.654 | 0.654 | 0.654 | 0.654 | 0.654 | 0.654 | 0.654 | 0.654 | 0.654 | SQF meth. | 2000-04-01 | 2000-04-01
801 | WILLIMANTIC 1 | Richard Ludorf | CLP | HD |  |  | 0.423 | 0.423 | 0.423 | 0.423 | 0.423 | 0.423 | 0.423 | 0.423 | 0.423 | 0.423 | 0.423 | 0.423 | SQF meth. | 2000-04-01 | 2000-04-01
802 | WILLIMANTIC 2 | Richard Ludorf | CLP | HD |  |  | 0.388 | 0.388 | 0.388 | 0.388 | 0.388 | 0.388 | 0.388 | 0.388 | 0.388 | 0.388 | 0.388 | 0.388 | SQF meth. | 2000-04-01 | 2000-04-01
803 | TOUTANT | Richard Ludorf | CLP | HD |  |  | 0.16 | 0.16 | 0.16 | 0.16 | 0.16 | 0.16 | 0.16 | 0.16 | 0.16 | 0.16 | 0.16 | 0.16 | SQF meth. | 2000-04-01 | 2000-04-01
804 | PUTNAM | Richard Ludorf | CLP | HD |  |  | 0.58 | 0.58 | 0.58 | 0.58 | 0.58 | 0.58 | 0.58 | 0.58 | 0.58 | 0.58 | 0.58 | 0.58 | SQF meth. | 2002-05-01 | 2002-05-01
805 | GLEN FALLS | Richard Ludorf | CLP | HD |  |  | 0.096 | 0.096 | 0.096 | 0.096 | 0.096 | 0.096 | 0.096 | 0.096 | 0.096 | 0.096 | 0.096 | 0.096 | SQF meth. | 2000-04-01 | 2000-04-01
806 | MECHANICSVILLE | Richard Ludorf | CLP | HD |  |  | 0.101 | 0.101 | 0.101 | 0.101 | 0.101 | 0.101 | 0.101 | 0.101 | 0.101 | 0.101 | 0.101 | 0.101 | SQF meth. | 2000-04-01 | 2000-04-01 | fuel=wood
807 | DAYVILLE POND | Greg Tardiff | CLP | HD |  |  | 0.061 | 0.061 | 0.061 | 0.061 | 0.061 | 0.061 | 0.061 | 0.061 | 0.061 | 0.061 | 0.061 | 0.061 | SQF meth. | 2002-09-01 | 2002-09-01
808 | ROCKY GLEN | Richard Ludorf | CLP | HD |  |  | 0.042 | 0.042 | 0.042 | 0.042 | 0.042 | 0.042 | 0.042 | 0.042 | 0.042 | 0.042 | 0.042 | 0.042 | SQF meth. | 2000-04-01 | 2000-04-01
809 | PINCHBECK | Richard Ludorf | CLP | F |  | Yes | 0.009 | 0.009 | 0.009 | 0.009 | 0.009 | 0.009 | 0.009 | 0.009 | 0.009 | 0.009 | 0.009 | 0.009 | SQF meth. | 2002-03-01 | 2002-03-01
810 | QUINEBAUG | Richard Ludorf | CLP | HD |  |  | 2.81 | 2.81 | 2.81 | 2.81 | 2.81 | 2.38 | 0.96 | 0.98 | 0.88 | 2.81 | 2.81 | 2.81 | DCH study | 2000-04-06 | 2000-04-06
977 | G FOX | Richard Ludorf | CLP | G |  |  | 0 | 0 | 0 | 0 | 0 | 0 | 0 | 0 | 0 | 0 | 0 | 0 | Demo | 2002-03-13 | 2002-03-13
978 | NEW MILFORD | Richard Ludorf | VELCO | F |  | Yes | 3.014 | 3.014 | 3.014 | 3.014 | 3.014 | 3.014 | 3.014 | 3.014 | 3.014 | 3.014 | 3.014 | 3.014 | SQF meth. | 2001-03-01 | 2001-03-01 | Landfill gas
1209 | CRRA HARTFORD LANDFILL | Richard Ludorf | CLP | F |  | Yes | 2.571 | 2.571 | 2.571 | 2.571 | 2.571 | 2.571 | 2.571 | 2.571 | 2.571 | 2.571 | 2.571 | 2.571 | SQF meth. | 2002-03-01 | 2002-03-01 | Landfill gas
788 | GREENVILLE DAM | Charles Carpinella | CMEEC | HD |  |  | 0.95 | 0.95 | 0.95 | 0.95 | 0.95 | 0.95 | 0.95 | 0.95 | 0.95 | 0.95 | 0.95 | 0.95 | DCH study | 2000-04-01 | 2000-04-01
1064 | TENTH STREET | Charles Carpinella | CMEEC | HD |  |  | 1.17 | 1.12 | 1.16 | 1.23 | 1.21 | 1.25 | 1.25 | 0.98 | 0.76 | 1.06 | 0.78 | 0.79 | DCH study | 2000-04-01 | 2000-04-01
790 | APLP-BFI | Jeffrey R. Cady | CMLP | D |  |  | 1.31 | 1.31 | 1.31 | 1.31 | 1.31 | 1.13 | 1.13 | 1.13 | 1.13 | 1.31 | 1.31 | 1.31 | Demo | 2002-03-01 | 2002-09-18 | Landfill gas refuse
1109 | MMWAC | Mike Erskine | CMP | F |  | Yes | 2.865 | 2.865 | 2.865 | 2.865 | 2.865 | 2.865 | 2.865 | 2.865 | 2.865 | 2.865 | 2.865 | 2.865 | SQF meth. | 2002-03-01 | 2002-03-01 | waste
1112 | DIRIGO DOWELS | Mike Erskine | CMP | F |  | Yes | 0.11 | 0.11 | 0.11 | 0.11 | 0.11 | 0.11 | 0.11 | 0.11 | 0.11 | 0.11 | 0.11 | 0.11 | SQF meth. | 2002-03-01 | 2002-03-01 | wood/refuse
1113 | BRASSUA HYDRO | Mike Erskine | CMP | HD |  |  | 2.633 | 2.737 | 3.65 | 4.203 | 4.203 | 4.203 | 3.176 | 2.033 | 1.675 | 4.203 | 4.203 | 4.203 | DCH study | 2000-04-01 | 2000-04-01 | DCH calculations made by CMP
1115 | SEBASTICOOK COMPOSITE | Mike Erskine | CMP | HD |  |  | 0 | 0 | 0 | 0 | 0 | 0 | 0 | 0 | 0 | 0 | 0 | 0 | DCH study | 2000-04-01 | 2000-04-01 | DCH calculations made by CMP
1116 | LITTLE ANDROSCOGGIN COMPOSITE | Mike Erskine | CMP | HD |  |  | 0 | 0 | 0 | 0 | 0 | 0 | 0 | 0 | 0 | 0 | 0 | 0 | DCH study | 2000-04-01 | 2000-04-01 | DCH calculations made by CMP
1117 | GREAT WORKS COMPOSITE | Mike Erskine | CMP | HD |  |  | 0.368 | 0.426 | 0.5 | 0.5 | 0.5 | 0.316 | 0 | 0 | 0 | 0 | 0.5 | 0.5 | DCH study | 2000-04-01 | 2000-04-01 | DCH calculations made by CMP
1118 | RIDGEWOOD COMPOSITE | Mike Erskine | CMP | HD |  |  | 0 | 0 | 0 | 0 | 0 | 0 | 0 | 0 | 0 | 0 | 0 | 0 | DCH study | 2000-04-01 | 2000-04-01 | DCH calculations made by CMP
1119 | KENNEBAGO HYDRO | Mike Erskine | CMP | HD |  |  | 0.644 | 0.603 | 0.618 | 0.7 | 0.7 | 0.65 | 0.645 | 0.391 | 0.316 | 0.648 | 0.683 | 0.7 | DCH study | 2000-04-01 | 2000-04-01 | DCH calculations made by CMP
1120 | GOOSE RIVER 2 | Mike Erskine | CMP | HD | No |  | 0 | 0 | 0 | 0 | 0 | 0 | 0 | 0 | 0 | 0 | 0 | 0 | NA | 2000-04-01 | 2000-04-01 | DCH calculations made by CMP
2278 | BARKER LOWER HYDRO | Gary R. Cole | CMP | HD |  |  | 1.25 | 1.25 | 1.25 | 1.25 | 1.25 | 1.25 | 1.045 | 0.652 | 0.584 | 1.25 | 1.25 | 1.25 |  | 2002-09-01 | 2002-09-01
2285 | GREENVILLE HYDRO | Gary R. Cole | CMP | HD |  |  | 0.23 | 0.26 | 0.316 | 0.55 | 0.55 | 0.321 | 0.16 | 0.132 | 0.22 | 0.215 | 0.362 | 0.323 |  | 2002-09-01 | 2002-09-01
2279 | BARKER UPPER HYDRO | Gary R. Cole | CMP | HD |  |  | 0.879 | 1.028 | 1.45 | 1.45 | 1.45 | 1.118 | 0.559 | 0.377 | 0.401 | 0.676 | 1.262 | 1.259 |  | 2002-09-01 | 2002-09-01
2280 | BENTON FALLS HYDRO | Gary R. Cole | CMP | HD |  |  | 4.355 | 4.355 | 4.355 | 4.355 | 4.355 | 4.355 | 2.88 | 2.511 | 3.294 | 4.355 | 4.355 | 4.355 |  | 2002-09-01 | 2002-09-01
2281 | BROWN'S MILL HYDRO | Gary R. Cole | CMP | HD |  |  | 0.565 | 0.498 | 0.65 | 0.65 | 0.65 | 0.65 | 0.463 | 0.318 | 0.288 | 0.65 | 0.65 | 0.65 |  | 2002-09-01 | 2002-09-01
2282 | DAMAISCOTTA HYDRO | Gary R. Cole | CMP | HD |  |  | 0.426 | 0.5 | 0.5 | 0.5 | 0.5 | 0.357 | 0 | 0 | 0 | 0 | 0.5 | 0.5 |  | 2002-09-01 | 2002-09-01
2283 | EUSTIS HYDRO | Gary R. Cole | CMP | HD |  |  | 0.25 | 0.25 | 0.25 | 0.25 | 0.25 | 0.25 | 0.25 | 0.248 | 0.228 | 0.25 | 0.25 | 0.25 |  | 2002-09-01 | 2002-09-01
2284 | GARDNER HYDRO | Gary R. Cole | CMP | HD |  |  | 0.718 | 0.753 | 1.05 | 1.05 | 1.05 | 0.76 | 0.473 | 0.438 | 0.49 | 0.62 | 0.66 | 0.838 |  | 2002-09-01 | 2002-09-01
2287 | MECHANIC FALLS HYDRO | Gary R. Cole | CMP | HD |  |  | 0.627 | 0.666 | 1.05 | 1.05 | 1.05 | 0.858 | 0.346 | 0.231 | 0.231 | 0.57 | 1.05 | 0.998 |  | 2002-09-01 | 2002-09-01
2286 | HACKETT MILLS HYDRO | Gary R. Cole | CMP | HD |  |  | 0.41 | 0.467 | 0.5 | 0.5 | 0.5 | 0.5 | 0.228 | 0.159 | 0.167 | 0.297 | 0.5 | 0.5 |  | 2002-09-01 | 2002-09-01
2288 | NORWAY HYDRO | Gary R. Cole | CMP | HD |  |  | 0.13 | 0.123 | 0.309 | 0.35 | 0.35 | 0.181 | 0 | 0 | 0 | 0.124 | 0.226 | 0.198 |  | 2002-09-01 | 2002-09-01
2289 | PIONEER DAM | Gary R. Cole | CMP | HD |  |  | 0.198 | 0.198 | 0.198 | 0.198 | 0.198 | 0.198 | 0.198 | 0.198 | 0.198 | 0.198 | 0.198 | 0.198 |  | 2002-09-01 | 2002-09-01
2290 | PITTSFIELD HYDRO | Gary R. Cole | CMP | HD |  |  | 0.95 | 0.997 | 1 | 1 | 1 | 0.814 | 0.497 | 0.377 | 0.513 | 0.616 | 1 | 1 |  | 2002-09-01 | 2002-09-01
2291 | WAVERLY AVENUE HYDRO | Gary R. Cole | CMP | HD |  |  | 0.4 | 0.4 | 0.4 | 0.4 | 0.4 | 0.4 | 0.4 | 0.4 | 0.4 | 0.4 | 0.4 | 0.4 |  | 2002-09-01 | 2002-09-01
2292 | YORK HYDRO | Gary R. Cole | CMP | HD |  |  | 1.2 | 1.2 | 1.2 | 1.2 | 1.2 | 1.2 | 0.978 | 0.861 | 0.903 | 0.896 | 1.2 | 1.2 |  | 2002-09-01 | 2002-09-01
1259 | FORSTER STRONG | Suneet Sharma | AES | F |  | Yes | 0.11 | 0.11 | 0.11 | 0.11 | 0.11 | 0.11 | 0.11 | 0.11 | 0.11 | 0.11 | 0.11 | 0.11 | SQF meth. | 2001-04-01 | 2001-04-01 | fuel=wood waste
789 | PAWTUCKET HYDRO 2 | John Warshaw | NEC | HD |  |  | 1.2 | 1.2 | 1.2 | 1.2 | 1.2 | 1.2 | 1.2 | 1.2 | 1.2 | 1.2 | 1.2 | 1.2 | DCH study | 2002-09-01 | 2002-09-01
1054 | BLACKSTONE HYDRO ASSOC | Larry Boisvert | NEP | HD | No |  | 0 | 0 | 0 | 0 | 0 | 0 | 0 | 0 | 0 | 0 | 0 | 0 | NA | 2000-04-01 | 2000-04-01
1055 | WOONSOCKET HYDRO | Larry Boisvert | NEP | HD | No |  | 0 | 0 | 0 | 0 | 0 | 0 | 0 | 0 | 0 | 0 | 0 | 0 | NA | 2000-04-01 | 2000-04-01
1056 | ROOSEVELT HYDRO | Larry Boisvert | NEP | HD | No |  | 0 | 0 | 0 | 0 | 0 | 0 | 0 | 0 | 0 | 0 | 0 | 0 | NA | 2000-04-01 | 2000-04-01
1057 | BLACKSTONE HYDRO TUPP LOAD | Larry Boisvert | NEP | HD | No |  | 0 | 0 | 0 | 0 | 0 | 0 | 0 | 0 | 0 | 0 | 0 | 0 | NA | 2000-04-01 | 2000-04-01
786 | KEZAR LEDGEMERE COMPOSITE | Donna Meyer | FPL | HD |  |  | 1.17 | 1.25 | 1.45 | 1.45 | 1.26 | 1.17 | 0.64 | 0.56 | 0.46 | 1.3 | 1.32 | 1.34 | DCH study | 2000-04-01 | 2000-04-01
787 | LEWISTON CANAL COMPOSITE | Donna Meyer | FPL | HD |  |  | 6.94 | 6.94 | 6.94 | 6.94 | 6.94 | 3.43 | 0 | 0 | 0 | 6.94 | 6.94 | 6.94 | DCH study | 2000-04-01 | 2000-04-01
849 | CRESCENT DAM | Jeanette Sypek | GELD | HD |  |  | 1 | 1 | 1 | 1 | 1 | 1 | 0.7 | 0.85 | 0.68 | 1 | 1 | 1 | DCH study | 2000-04-01 | 2000-04-01
850 | GLENDALE HYDRO | Jeanette Sypek | GELD | HD |  |  | 1 | 1 | 1 | 1 | 1 | 1 | 0.75 | 0.84 | 0.68 | 1 | 1 | 1 | DCH study | 2000-04-01 | 2000-04-01
951 | BALTIC MILLS - QF | Mike Hager | GSEC | HD |  |  | 0.104 | 0.104 | 0.104 | 0.104 | 0.104 | 0.104 | 0.104 | 0.104 | 0.104 | 0.104 | 0.104 | 0.104 | SQF meth. | 2000-04-01 | 2000-04-01
957 | HG&E HYDRO/CABOT 1-4 | Jeanette Sypek | HGE | HD |  |  | 2.05 | 2.05 | 2.5 | 2.05 | 2.05 | 2.1 | 2.1 | 2.1 | 2.1 | 2.05 | 2.05 | 2.05 | DCH study | 2000-04-01 | 2000-04-01
852 | SOUTH BARRE HYDRO | Jeanette Sypek | HMLD | HD |  |  | 0.14 | 0.14 | 0.14 | 0.14 | 0.14 | 0.14 | 0.12 | 0.13 | 0.11 | 0.14 | 0.14 | 0.14 | DCH study | 2000-05-01 | 2000-05-01 | Incorrect cap. data; corrected 9/1
853 | WEBSTER HYDRO | Jeanette Sypek | HMLD | HD |  |  | 0.29 | 0.29 | 0.29 | 0.29 | 0.29 | 0.11 | 0 | 0 | 0 | 0.25 | 0.25 | 0.29 | DCH study | 2000-05-01 | 2000-05-01 | Incorrect cap. data; corrected 9/1
1224 | RANDOLPH/BFG ELECTRIC FACILITY | Jeanette Sypek | HMLP | D |  |  | 2.233 | 2.233 | 2.233 | 2.233 | 2.233 | 2.065 | 2.065 | 2.065 | 2.065 | 2.223 | 2.233 | 2.233 | Demo | 2002-03-25 | 2002-09-30 | Landfill Gas; tested 4/6/00
1067 | IPSWICH #1 | Jeanette Sypek | IMLD | D |  |  | 1.25 | 1.25 | 1.25 | 1.25 | 1.25 | 1.25 | 1.25 | 1.25 | 1.25 | 1.25 | 1.25 | 1.25 | Demo | 2000-04-01 | 2000-04-01
1068 | IPSWICH #2 | Jeanette Sypek | IMLD | D |  |  | 1.36 | 1.36 | 1.36 | 1.36 | 1.36 | 1.36 | 1.36 | 1.36 | 1.36 | 1.36 | 1.36 | 1.36 | Demo | 2000-04-01 | 2000-04-01
1069 | IPSWICH #6 | Jeanette Sypek | IMLD | D |  |  | 1.14 | 1.14 | 1.14 | 1.14 | 1.14 | 1.14 | 1.14 | 1.14 | 1.14 | 1.14 | 1.14 | 1.14 | Demo | 2000-04-01 | 2000-04-01
1070 | IPSWICH #7 | Jeanette Sypek | IMLD | D |  |  | 1.36 | 1.36 | 1.36 | 1.36 | 1.36 | 1.36 | 1.36 | 1.36 | 1.36 | 1.36 | 1.36 | 1.36 | Demo | 2000-04-01 | 2000-04-01
1071 | IPSWICH #8 | Jeanette Sypek | IMLD | D |  |  | 1.14 | 1.14 | 1.14 | 1.14 | 1.14 | 1.14 | 1.14 | 1.14 | 1.14 | 1.14 | 1.14 | 1.14 | Demo | 2000-04-01 | 2000-04-01
1072 | IPSWICH #9 | Jeanette Sypek | IMLD | D |  |  | 1.36 | 1.36 | 1.36 | 1.36 | 1.36 | 1.36 | 1.36 | 1.36 | 1.36 | 1.36 | 1.36 | 1.36 | Demo | 2000-04-01 | 2000-04-01
1073 | IPSWICH #10 | Jeanette Sypek | IMLD | D |  |  | 1.25 | 1.25 | 1.25 | 1.25 | 1.25 | 1.25 | 1.25 | 1.25 | 1.25 | 1.25 | 1.25 | 1.25 | Demo | 2000-04-01 | 2000-04-01
1074 | IPSWICH #11 | Jeanette Sypek | IMLD | D |  |  | 1.25 | 1.25 | 1.25 | 1.25 | 1.25 | 1.25 | 1.25 | 1.25 | 1.25 | 1.25 | 1.25 | 1.25 | Demo | 2000-04-01 | 2000-04-01
1075 | IPSWICH #12 | Jeanette Sypek | IMLD | D |  |  | 1.25 | 1.25 | 1.25 | 1.25 | 1.25 | 1.25 | 1.25 | 1.25 | 1.25 | 1.25 | 1.25 | 1.25 | Demo | 2000-04-01 | 2000-04-01
1124 | IPSWICH #3 & #4 | Jeanette Sypek | IMLD | D |  |  | 1.2 | 1.2 | 1.2 | 1.2 | 1.2 | 1.2 | 1.2 | 1.2 | 1.2 | 1.2 | 1.2 | 1.2 | Demo | 2000-04-01 | 2000-04-01
792 | CENTENNIAL HYDRO | Scott Edwards | LELWD | HD |  |  | 0.29 | 0.79 | 0.29 | 0.29 | 0.29 | 0.79 | 0.31 | 0.4 | 0.29 | 0.29 | 0.29 | 0.29 | DCH study | 2000-04-01 | 2000-04-01
793 | METHUEN HYDRO | Scott Edwards | LELWD | HD |  |  | 0.09 | 0.26 | 0.09 | 0.09 | 0.09 | 0.24 | 0.1 | 0.12 | 0.09 | 0.09 | 0.09 | 0.09 | DCH study | 2000-04-01 | 2000-04-01
794 | MINNEWAWA | Scott Edwards | LELWD | HD |  |  | 0.48 | 0.63 | 0.48 | 0.48 | 0.48 | 0 | 0 | 0 | 0.48 | 0.48 | 0.48 | 0.48 | DCH study | 2000-04-01 | 2000-04-01
795 | RIVER MILL HYDRO | Scott Edwards | LELWD | HD |  |  | 0.11 | 0.2 | 0.11 | 0.11 | 0.11 | 0.2 | 0.11 | 0.08 | 0.11 | 0.11 | 0.11 | 0.11 | DCH study | 2000-04-01 | 2000-04-01
946 | MERRIMAC PAPER - QF | Mike Hager | MEC | HD |  |  | 0.003 | 0.003 | 0.003 | 0.003 | 0.003 | 0.003 | 0.003 | 0.003 | 0.003 | 0.003 | 0.003 | 0.003 | SQF meth. | 2000-04-01 | 2000-04-01
947 | RIVERDALE MILLS - QF | Mike Hager | MEC | HD |  |  | 0.001 | 0.001 | 0.001 | 0.001 | 0.001 | 0.001 | 0.001 | 0.001 | 0.001 | 0.001 | 0.001 | 0.001 | SQF meth. | 2000-04-01 | 2000-04-01
948 | PEPPERELL PAPER - QF | Mike Hager | MEC | HD |  |  | 0.028 | 0.028 | 0.028 | 0.028 | 0.028 | 0.028 | 0.028 | 0.028 | 0.028 | 0.028 | 0.028 | 0.028 | SQF meth. | 2000-04-01 | 2000-04-01
950 | LP ATHOL - QF | Mike Hager | MEC | HD |  |  | 0.03 | 0.03 | 0.03 | 0.03 | 0.03 | 0.03 | 0.03 | 0.03 | 0.03 | 0.03 | 0.03 | 0.03 | SQF meth. | 2000-04-01 | 2000-04-01
953 | ATTLEBORO LANDFILL - QF | Mike Hager | MEC | F |  | Yes | 1.336 | 1.336 | 1.336 | 1.336 | 1.336 | 1.336 | 1.336 | 1.336 | 1.336 | 1.336 | 1.336 | 1.336 | SQF meth. | 2002-03-01 | 2002-03-01 | landfill gas
954 | MM LOWELL LANDFILL - QF | Mike Hager | MEC | F |  | Yes | 0.934 | 0.934 | 0.934 | 0.934 | 0.934 | 0.934 | 0.934 | 0.934 | 0.934 | 0.934 | 0.934 | 0.934 | SQF meth. | 2002-03-01 | 2002-03-01 | landfill gas
956 | WARE COGEN - QF | Mike Hager | MEC | F | No | Yes | 0 | 0 | 0 | 0 | 0 | 0 | 0 | 0 | 0 | 0 | 0 | 0 | SQF meth. | 2001-03-01 | 2001-03-01 | biomass
1060 | GE LYNN EXCESS | Mike Hager | MEC | F |  | Yes | 2.401 | 2.401 | 2.401 | 2.401 | 2.401 | 2.401 | 2.401 | 2.401 | 2.401 | 2.401 | 2.401 | 2.401 | SQF meth. | 2002-03-01 | 2001-03-01 | gas/oil - cogen
1122 | CASCADE-DIAMOND-QF | Mike Hager | MEC | HD | No |  | 0 | 0 | 0 | 0 | 0 | 0 | 0 | 0 | 0 | 0 | 0 | 0 | NA | 2000-04-01 | 2000-04-01
1495 | SOUTHBRIDGE P&T QF | Mike Hager | MEC | F | No | Yes | 0 | 0 | 0 | 0 | 0 | 0 | 0 | 0 | 0 | 0 | 0 | 0 | NA | 2001-06-18 | 2001-06-18
1044 | COMMERCIAL ST 2 | Jeanette Sypek | MMLD | D | [14 empty] | Demo | 2000-04-01 | 2002-10-24 | bar: Claimed Capability, as Reported in SCC Report JAN to Claimed Capability, as Reported in SCC Report DEC
1045 | WILKINS ST #1 | Jeanette Sypek | MMLD | D |  |  | 2.5 | 2.5 | 2.5 | 2.5 | 2.5 | 2.5 | 2.5 | 2.5 | 2.5 | 2.5 | 2.5 | 2.5 | Demo | 2000-04-01 | 2000-04-01
1046 | WILKINS ST #2 | Jeanette Sypek | MMLD | D |  |  | 2.5 | 2.5 | 2.5 | 2.5 | 2.5 | 2.5 | 2.5 | 2.5 | 2.5 | 2.5 | 2.5 | 2.5 | Demo | 2000-04-01 | 2000-04-01
1258 | BHE SMALL HYDRO COMPOSITE | Karen Kochonies | MSCG | HD |  |  | 2.087 | 2.087 | 2.087 | 2.087 | 2.087 | 2.087 | 2.087 | 2.087 | 2.087 | 2.087 | 2.087 | 2.087 | SQF meth. | 2000-04-01 | 2000-04-01
949 | VALLEY HYDRO - QF | Mike Hager | NEC | HD |  |  | 0.205 | 0.205 | 0.205 | 0.205 | 0.205 | 0.205 | 0.205 | 0.205 | 0.205 | 0.205 | 0.205 | 0.205 | SQF meth. | 2000-04-01 | 2000-04-01
952 | PONTIAC ENERGY - QF | Mike Hager | NEC | F |  | Yes | 0.089 | 0.089 | 0.089 | 0.089 | 0.089 | 0.089 | 0.089 | 0.089 | 0.089 | 0.089 | 0.089 | 0.089 | SQF meth. | 2002-03-01 | 2002-03-01 | landfill gas
1024 | BUNKER RD #1 DIESEL | Donald Rondeau | NEP | D | No |  | 0 | 0 | 0 | 0 | 0 | 0 | 0 | 0 | 0 | 0 | 0 | 0 | NA | 2000-04-01 | 2000-04-01
1025 | BUNKER RD #2 DIESEL | Donald Rondeau | NEP | D | No |  | 0 | 0 | 0 | 0 | 0 | 0 | 0 | 0 | 0 | 0 | 0 | 0 | NA | 2000-04-01 | 2000-04-01
1026 | BUNKER RD #3 DIESEL | Donald Rondeau | NEP | D | No |  | 0 | 0 | 0 | 0 | 0 | 0 | 0 | 0 | 0 | 0 | 0 | 0 | NA | 2000-04-01 | 2000-04-01
1027 | BUNKER RD #4 DIESEL | Donald Rondeau | NEP | D | No |  | 0 | 0 | 0 | 0 | 0 | 0 | 0 | 0 | 0 | 0 | 0 | 0 | NA | 2000-04-01 | 2000-04-01
1028 | BUNKER RD #12 GAS TURB | Donald Rondeau | NEP | G | No |  | 0 | 0 | 0 | 0 | 0 | 0 | 0 | 0 | 0 | 0 | 0 | 0 | NA | 2000-04-01 | 2000-04-01
1029 | BUNKER RD #13 GAS TURB | Donald Rondeau | NEP | G | No |  | 0 | 0 | 0 | 0 | 0 | 0 | 0 | 0 | 0 | 0 | 0 | 0 | NA | 2000-04-01 | 2000-04-01
1300 | BUNKER ROAD #10 DIESEL LOAD U5 | David Chace | NEP | D | No |  | 0 | 0 | 0 | 0 | 0 | 0 | 0 | 0 | 0 | 0 | 0 | 0 | NA | 2000-04-01 | 2000-04-01
1301 | BUNKER ROAD #11 DIESEL LOAD U5 | David Chace | NEP | D | No |  | 0 | 0 | 0 | 0 | 0 | 0 | 0 | 0 | 0 | 0 | 0 | 0 | NA | 2000-07-01 | 2000-07-01
1572 | GRANBY SANITARY LANDFILL | Paul B. Popinchalk | AES | F |  | Yes | 1.6 | 1.6 | 1.6 | 1.6 | 1.6 | 1.6 | 1.6 | 1.6 | 1.6 | 1.6 | 1.6 | 1.6 | NA | 2001-10-16 | 2001-09-01 | Landfill Gas
194 | FOUR HILLS LOAD REDUCER | Cindy Burgess | PGET | F |  | Yes | 2.091 | 2.091 | 2.091 | 2.091 | 2.091 | 2.091 | 2.091 | 2.091 | 2.091 | 2.091 | 2.091 | 2.091 | SQF meth. | 2001-03-01 | 2001-03-01 | Methane
253 | TURNKEY LOAD REDUCER | Cindy Burgess | PGET | F |  | Yes | 3.152 | 3.152 | 3.152 | 3.152 | 3.152 | 3.152 | 3.152 | 3.152 | 3.152 | 3.152 | 3.152 | 3.152 | SQF meth. | 2001-03-01 | 2001-03-01 | Methane
737 | SIMPSON G LOAD REDUCER | Cindy Burgess | PGET | F |  |  | 0.838 | 0.838 | 0.838 | 0.838 | 0.838 | 0.838 | 0.838 | 0.838 | 0.838 | 0.838 | 0.838 | 0.838 | SQF meth. | 2001-03-01 | 2001-03-01 | hydro/wood
1059 | BARRE LANDFILL | Cindy Burgess | PGET | F |  | Yes | 0.964 | 0.964 | 0.964 | 0.964 | 0.964 | 0.964 | 0.964 | 0.964 | 0.964 | 0.964 | 0.964 | 0.964 | SQF meth. | 2001-03-01 | 2001-03-01 | Methane
1061 | MASCOMA HYDRO | Cindy Burgess | PGET | HD |  |  | 0.834 | 0.834 | 0.834 | 0.834 | 0.834 | 0.834 | 0.834 | 0.834 | 0.834 | 0.834 | 0.834 | 0.834 | SQF meth. | 2000-06-30 | 2000-06-30 | DCH
1062 | MWRA COSGROVE | Cindy Burgess | PGET | HW |  | Yes | 1.046 | 1.046 | 1.046 | 1.046 | 1.046 | 1.046 | 1.046 | 1.046 | 1.046 | 1.046 | 1.046 | 1.046 | SQF meth. | 2001-03-01 | 2001-03-01 | Weekly hydro
1183 | CLARK UNIVERSITY | Tim Morrissey | PGET | D | No |  | 0 | 0 | 0 | 0 | 0 | 0 | 0 | 0 | 0 | 0 | 0 | 0 | NA | 2000-04-01 | 2000-04-01
1266 | MARSH POWER | John Brodbeck | PPLEP | HD |  |  | 0.15 | 0.15 | 0.15 | 0.15 | 0.15 | 0.15 | 0.15 | 0.15 | 0.15 | 0.15 | 0.15 | 0.15 | SQF meth. | 2000-04-10 | 2000-04-10
1267 | SPARHAWK | John Brodbeck | PPLEP | HD |  |  | 0.175 | 0.175 | 0.175 | 0.175 | 0.175 | 0.175 | 0.175 | 0.175 | 0.175 | 0.175 | 0.175 | 0.175 | SQF meth. | 2000-04-10 | 2000-04-10
1270 | SYSKO STONY BROOK | John Brodbeck | PPLEP | HD |  |  | 0.025 | 0.025 | 0.025 | 0.025 | 0.025 | 0.025 | 0.025 | 0.025 | 0.025 | 0.025 | 0.025 | 0.025 | SQF meth. | 2000-04-18 | 2000-04-18
1368 | ROCKY GORGE | John Brodbeck | EA | HD |  |  | 0.362 | 0.362 | 0.362 | 0.362 | 0.362 | 0.362 | 0.362 | 0.362 | 0.362 | 0.362 | 0.362 | 0.362 | SQF meth. | 2001-01-01 | 2001-01-01
1369 | GILMAN STREAM | John Brodbeck | PPLEP | HD |  |  | 0.055 | 0.055 | 0.055 | 0.055 | 0.055 | 0.055 | 0.055 | 0.055 | 0.055 | 0.055 | 0.055 | 0.055 | SQF meth. | 2001-01-01 | 2001-01-01
1271 | SYSKO WIGHT BROOK | John Brodbeck | PPLEP | HD |  |  | 0.025 | 0.025 | 0.025 | 0.025 | 0.025 | 0.025 | 0.025 | 0.025 | 0.025 | 0.025 | 0.025 | 0.025 | SQF meth. | 2000-04-18 | 2000-04-18
1273 | KENNEBEC WATER U5 | John Brodbeck | PPLEP | HD |  |  | 0.41 | 0.41 | 0.41 | 0.41 | 0.41 | 0.41 | 0.41 | 0.41 | 0.41 | 0.41 | 0.41 | 0.41 | SQF meth. | 2000-05-03 | 2000-05-03
1283 | LEWISTON U5 | John Brodbeck | PPLEP | HD |  |  | 0.64 | 0.64 | 0.64 | 0.64 | 0.64 | 0.64 | 0.64 | 0.64 | 0.64 | 0.64 | 0.64 | 0.64 | SQF meth. | 2000-05-18 | 2000-05-18
1285 | ABBOTT'S MILL U5 | John Brodbeck | PPLEP | HD |  |  | 0.025 | 0.025 | 0.025 | 0.025 | 0.025 | 0.025 | 0.025 | 0.025 | 0.025 | 0.025 | 0.025 | 0.025 | SQF meth. | 2000-06-01 | 2000-06-01
1678 | SYSKO GARDNER BROOK | John Brodbeck | PPLEP | HD |  |  | 0.034 | 0.034 | 0.034 | 0.034 | 0.034 | 0.034 | 0.034 | 0.034 | 0.034 | 0.034 | 0.034 | 0.034 |  | 2002-02-01
860 | BRIAR HYDRO | Carl Vogel | PSNH | HD |  |  | 3.36 | 5.5 | 5.5 | 5.5 | 5.32 | 1.92 | 1.11 | 1.13 | 1.1 | 4.28 | 5.5 | 4.89 | DCH study | 2000-04-01 | 2000-04-01
861 | CANAAN | Carl Vogel | PSNH | HD |  |  | 1.1 | 1.1 | 1.1 | 1.1 | 1.1 | 1.1 | 1.1 | 1.1 | 1.1 | 1.1 | 1.1 | 1.1 | DCH study | 2000-04-01 | 2000-04-01
863 | CLEMENT DAM | Carl Vogel | PSNH | HD |  |  | 2.4 | 2.4 | 2.4 | 2.4 | 2.26 | 1.91 | 1.11 | 0.86 | 0.82 | 1.17 | 1.68 | 2.4 | DCH study | 2000-04-01 | 2000-04-01
865 | ERROL | Carl Vogel | PSNH | HD |  |  | 3 | 3 | 3 | 3 | 3 | 2.81 | 2.58 | 2.51 | 2.67 | 3 | 3 | 3 | DCH study | 2000-04-01 | 2000-04-01
866 | GREGGS | Carl Vogel | PSNH | HD |  |  | 2.07 | 2.5 | 3.3 | 3.3 | 1.78 | 0.88 | 0 | 0 | 0 | 1.19 | 1.76 | 1.87 | DCH study | 2000-04-01 | 2000-04-01
868 | MILTON MILLS HYDRO | Carl Vogel | PSNH | HD |  |  | 1.15 | 1.16 | 1.31 | 1.31 | 1.31 | 0.86 | 0.29 | 0.37 | 0.61 | 1.2 | 1.31 | 1.31 | DCH study | 2000-04-01 | 2000-04-01
869 | MINE FALLS | Carl Vogel | PSNH | HD |  |  | 1.7 | 2.08 | 3 | 3 | 2.13 | 1.31 | 0 | 0 | 0 | 1.19 | 1.76 | 1.87 | DCH study | 2000-04-01 | 2000-04-01
870 | PEMBROKE | Carl Vogel | PSNH | HD |  |  | 1.48 | 2.71 | 2.75 | 2.75 | 2.37 | 0.9 | 0.51 | 0.52 | 0.51 | 1.92 | 2.49 | 2.14 | DCH study | 2000-04-01 | 2000-04-01
871 | PENNACOOK FALLS LOWER | Carl Vogel | PSNH | HD |  |  | 3.06 | 4.61 | 4.61 | 4.61 | 4.61 | 1.88 | 1.1 | 1.11 | 1.09 | 3.94 | 4.61 | 4.39 | DCH study | 2000-04-01 | 2000-04-01
872 | PENNACOOK FALLS UPPER | Carl Vogel | PSNH | HD |  |  | 2.53 | 3.6 | 3.6 | 3.6 | 3.6 | 1.56 | 0.91 | 0.92 | 0.9 | 3.27 | 3.6 | 3.6 | DCH study | 2000-04-01 | 2000-04-01
875 | RIVER BEND | Carl Vogel | PSNH | HD |  |  | 1.7 | 1.7 | 1.7 | 1.7 | 1.7 | 1.7 | 0.92 | 0.66 | 0.62 | 0.97 | 1.49 | 1.7 | DCH study | 2000-04-01 | 2000-04-01
882 | FRANKLIN FALLS | Carl Vogel | PSNH | HD |  |  | 0.508 | 0.508 | 0.508 | 0.508 | 0.508 | 0.508 | 0.508 | 0.508 | 0.508 | 0.508 | 0.508 | 0.508 | SQF meth. | 2000-04-01 | 2000-04-01
883 | SALMON FALLS HYDRO | Carl Vogel | PSNH | HD |  |  | 0.421 | 0.421 | 0.421 | 0.421 | 0.421 | 0.421 | 0.421 | 0.421 | 0.421 | 0.421 | 0.421 | 0.421 | SQF meth. | 2000-04-01 | 2000-04-01
884 | SWANS FALLS | Carl Vogel | PSNH | HD |  |  | 0.125 | 0.125 | 0.125 | 0.125 | 0.125 | 0.125 | 0.125 | 0.125 | 0.125 | 0.125 | 0.125 | 0.125 | SQF meth. | 2000-04-01 | 2000-04-01
885 | STEVENS MILL | Carl Vogel | PSNH | HD |  |  | 0.115 | 0.115 | 0.115 | 0.115 | 0.115 | 0.115 | 0.115 | 0.115 | 0.115 | 0.115 | 0.115 | 0.115 | SQF meth. | 2000-04-01 | 2000-04-01
886 | COCHECO FALLS | Carl Vogel | PSNH | HD |  |  | 0.362 | 0.362 | 0.362 | 0.362 | 0.362 | 0.362 | 0.362 | 0.362 | 0.362 | 0.362 | 0.362 | 0.362 | SQF meth. | 2000-04-01 | 2000-04-01
887 | CHINA MILLS DAM | Carl Vogel | PSNH | HD |  |  | 0.325 | 0.325 | 0.325 | 0.325 | 0.325 | 0.325 | 0.325 | 0.325 | 0.325 | 0.325 | 0.325 | 0.325 | SQF meth. | 2000-04-01 | 2000-04-01
888 | NEWFOUND HYDRO | Carl Vogel | PSNH | HD |  |  | 0.786 | 0.786 | 0.786 | 0.786 | 0.786 | 0.786 | 0.786 | 0.786 | 0.786 | 0.786 | 0.786 | 0.786 | SQF meth. | 2000-04-01 | 2000-04-01
889 | SUNAPEE HYDRO | Carl Vogel | PSNH | HD |  |  | 0.265 | 0.265 | 0.265 | 0.265 | 0.265 | 0.265 | 0.265 | 0.265 | 0.265 | 0.265 | 0.265 | 0.265 | SQF meth. | 2000-04-01 | 2000-04-01
890 | NASHUA HYDRO | Carl Vogel | PSNH | HD |  |  | 0.568 | 0.568 | 0.568 | 0.568 | 0.568 | 0.568 | 0.568 | 0.568 | 0.568 | 0.568 | 0.568 | 0.568 | SQF meth. | 2000-04-01 | 2000-04-01
891 | HILLSBORO MILLS | Carl Vogel | PSNH | HD |  |  | 0.249 | 0.249 | 0.249 | 0.249 | 0.249 | 0.249 | 0.249 | 0.249 | 0.249 | 0.249 | 0.249 | 0.249 | SQF meth. | 2000-04-01 | 2000-04-01
892 | LAKEPORT DAM | Carl Vogel | PSNH | HD |  |  | 0.304 | 0.304 | 0.304 | 0.304 | 0.304 | 0.304 | 0.304 | 0.304 | 0.304 | 0.304 | 0.304 | 0.304 | SQF meth. | 2000-04-01 | 2000-04-01
893 | WEST HOPKINTON HYDRO | Carl Vogel | PSNH | HD |  |  | 0.476 | 0.476 | 0.476 | 0.476 | 0.476 | 0.476 | 0.476 | 0.476 | 0.476 | 0.476 | 0.476 | 0.476 | SQF meth. | 2000-04-01 | 2000-04-01
894 | LISBON HYDRO | Carl Vogel | PSNH | HD |  |  | 0.209 | 0.209 | 0.209 | 0.209 | 0.209 | 0.209 | 0.209 | 0.209 | 0.209 | 0.209 | 0.209 | 0.209 | SQF meth. | 2000-04-01 | 2000-04-01
895 | LOWER ROBERTSON DAM | Carl Vogel | PSNH | HD |  |  | 0.433 | 0.433 | 0.433 | 0.433 | 0.433 | 0.433 | 0.433 | 0.433 | 0.433 | 0.433 | 0.433 | 0.433 | SQF meth. | 2000-04-01 | 2000-04-01
897 | OLD NASH DAM | Carl Vogel | PSNH | HD |  |  | 0.064 | 0.064 | 0.064 | 0.064 | 0.064 | 0.064 | 0.064 | 0.064 | 0.064 | 0.064 | 0.064 | 0.064 | SQF meth. | 2000-04-01 | 2000-04-01
898 | SUGAR RIVER HYDRO | Carl Vogel | PSNH | HD |  |  | 0.075 | 0.075 | 0.075 | 0.075 | 0.075 | 0.075 | 0.075 | 0.075 | 0.075 | 0.075 | 0.075 | 0.075 | SQF meth. | 2000-04-01 | 2000-04-01
899 | GREAT FALLS UPPER | Carl Vogel | PSNH | HD |  |  | 0.006 | 0.006 | 0.006 | 0.006 | 0.006 | 0.006 | 0.006 | 0.006 | 0.006 | 0.006 | 0.006 | 0.006 | SQF meth. | 2000-04-01 | 2000-04-01
900 | GREAT FALLS LOWER | Carl Vogel | PSNH | HD |  |  | 0.467 | 0.467 | 0.467 | 0.467 | 0.467 | 0.467 | 0.467 | 0.467 | 0.467 | 0.467 | 0.467 | 0.467 | SQF meth. | 2000-04-01 | 2000-04-01
901 | WATERLOOM FALLS | Carl Vogel | PSNH | HD |  |  | 0.04 | 0.04 | 0.04 | 0.04 | 0.04 | 0.04 | 0.04 | 0.04 | 0.04 | 0.04 | 0.04 | 0.04 | SQF meth. | 2000-04-01 | 2000-04-01
902 | HOSIERY MILL DAM | Carl Vogel | PSNH | HD |  |  | 0.435 | 0.435 | 0.435 | 0.435 | 0.435 | 0.435 | 0.435 | 0.435 | 0.435 | 0.435 | 0.435 | 0.435 | SQF meth. | 2000-04-01 | 2000-04-01
903 | WYANDOTTE HYDRO | Carl Vogel | PSNH | HD |  |  | 0.032 | 0.032 | 0.032 | 0.032 | 0.032 | 0.032 | 0.032 | 0.032 | 0.032 | 0.032 | 0.032 | 0.032 | SQF meth. | 2000-04-01 | 2000-04-01
904 | LOCHMERE DAM | Carl Vogel | PSNH | HD |  |  | 0.51 | 0.51 | 0.51 | 0.51 | 0.51 | 0.51 | 0.51 | 0.51 | 0.51 | 0.51 | 0.51 | 0.51 | SQF meth. | 2000-04-01 | 2000-04-01
905 | ASHUELOT HYDRO | Carl Vogel | PSNH | HD |  |  | 0.425 | 0.425 | 0.425 | 0.425 | 0.425 | 0.425 | 0.425 | 0.425 | 0.425 | 0.425 | 0.425 | 0.425 | SQF meth. | 2000-04-01 | 2000-04-01
906 | ROLLINSFORD HYDRO | Carl Vogel | PSNH | HD |  |  | 0.691 | 0.691 | 0.691 | 0.691 | 0.691 | 0.691 | 0.691 | 0.691 | 0.691 | 0.691 | 0.691 | 0.691 | SQF meth. | 2000-04-01 | 2000-04-01
907 | BELL MILL/ELM ST. HYDRO | Carl Vogel | PSNH | HD |  |  | 0.058 | 0.058 | 0.058 | 0.058 | 0.058 | 0.058 | 0.058 | 0.058 | 0.058 | 0.058 | 0.058 | 0.058 | SQF meth. | 2000-04-01 | 2000-04-01
908 | OTIS MILL HYDRO | Carl Vogel | PSNH | HD |  |  | 0.054 | 0.054 | 0.054 | 0.054 | 0.054 | 0.054 | 0.054 | 0.054 | 0.054 | 0.054 | 0.054 | 0.054 | SQF meth. | 2000-04-01 | 2000-04-01
909 | STEELS POND HYDRO | Carl Vogel | PSNH | HD |  |  | 0.256 | 0.256 | 0.256 | 0.256 | 0.256 | 0.256 | 0.256 | 0.256 | 0.256 | 0.256 | 0.256 | 0.256 | SQF meth. | 2000-04-01 | 2000-04-01
910 | CAMPTON DAM | Carl Vogel | PSNH | HD |  |  | 0.183 | 0.183 | 0.183 | 0.183 | 0.183 | 0.183 | 0.183 | 0.183 | 0.183 | 0.183 | 0.183 | 0.183 | SQF meth. | 2000-04-01 | 2000-04-01
911 | KELLEYS FALLS | Carl Vogel | PSNH | HD |  |  | 0.231 | 0.231 | 0.231 | 0.231 | 0.231 | 0.231 | 0.231 | 0.231 | 0.231 | 0.231 | 0.231 | 0.231 | SQF meth. | 2000-04-01 | 2000-04-01
912 | SUNNYBROOK HYDRO 1 | Carl Vogel | PSNH | HD |  |  | 0.007 | 0.007 | 0.007 | 0.007 | 0.007 | 0.007 | 0.007 | 0.007 | 0.007 | 0.007 | 0.007 | 0.007 | SQF meth. | 2000-04-01 | 2000-04-01
913 | GOODRICH FALLS | Carl Vogel | PSNH | HD |  |  | 0.113 | 0.113 | 0.113 | 0.113 | 0.113 | 0.113 | 0.113 | 0.113 | 0.113 | 0.113 | 0.113 | 0.113 | SQF meth. | 2000-04-01 | 2000-04-01
914 | CHAMBERLAIN FALLS | Carl Vogel | PSNH | HD |  |  | 0.049 | 0.049 | 0.049 | 0.049 | 0.049 | 0.049 | 0.049 | 0.049 | 0.049 | 0.049 | 0.049 | 0.049 | SQF meth. | 2000-04-01 | 2000-04-01
915 | MONADNOCK PAPER MILLS | Carl Vogel | PSNH | HD |  |  | 0.015 | 0.015 | 0.015 | 0.015 | 0.015 | 0.015 | 0.015 | 0.015 | 0.015 | 0.015 | 0.015 | 0.015 | SQF meth. | 2000-04-01 | 2000-04-01
916 | JAMES RIVER HYDRO | Carl Vogel | PSNH | HD |  |  | 0.113 | 0.113 | 0.113 | 0.113 | 0.113 | 0.113 | 0.113 | 0.113 | 0.113 | 0.113 | 0.113 | 0.113 | SQF meth. | 2000-04-01 | 2000-04-01
917 | EXETER RIVER HYDRO | Carl Vogel | PSNH | HD |  |  | 0.003 | 0.003 | 0.003 | 0.003 | 0.003 | 0.003 | 0.003 | 0.003 | 0.003 | 0.003 | 0.003 | 0.003 | SQF meth. | 2000-04-01 | 2000-04-01
918 | BEECH RIVER MILL | Carl Vogel | PSNH | HD |  |  | 0.01 | 0.01 | 0.01 | 0.01 | 0.01 | 0.01 | 0.01 | 0.01 | 0.01 | 0.01 | 0.01 | 0.01 | SQF meth. | 2000-04-01 | 2000-04-01
919 | HOPKINTON HYDRO | Carl Vogel | PSNH | HD |  |  | 0.078 | 0.078 | 0.078 | 0.078 | 0.078 | 0.078 | 0.078 | 0.078 | 0.078 | 0.078 | 0.078 | 0.078 | SQF meth. | 2000-04-01 | 2000-04-01
920 | PITTSFIELD MILL | Carl Vogel | PSNH | HD |  |  | 0.129 | 0.129 | 0.129 | 0.129 | 0.129 | 0.129 | 0.129 | 0.129 | 0.129 | 0.129 | 0.129 | 0.129 | SQF meth. | 2000-04-01 | 2000-04-01
921 | HADLEY FALLS | Carl Vogel | PSNH | HD |  |  | 0.103 | 0.103 | 0.103 | 0.103 | 0.103 | 0.103 | 0.103 | 0.103 | 0.103 | 0.103 | 0.103 | 0.103 | SQF meth. | 2000-04-01 | 2000-04-01
922 | NOONE FALLS | Carl Vogel | PSNH | HD |  |  | 0.077 | 0.077 | 0.077 | 0.077 | 0.077 | 0.077 | 0.077 | 0.077 | 0.077 | 0.077 | 0.077 | 0.077 | SQF meth. | 2000-04-01 | 2000-04-01
923 | BOSTON FELT HYDRO | Carl Vogel | PSNH | HD |  |  | 0.056 | 0.056 | 0.056 | 0.056 | 0.056 | 0.056 | 0.056 | 0.056 | 0.056 | 0.056 | 0.056 | 0.056 | SQF meth. | 2000-04-01 | 2000-04-01
924 | GOLDEN POND HYDRO | Carl Vogel | PSNH | HD |  |  | 0.051 | 0.051 | 0.051 | 0.051 | 0.051 | 0.051 | 0.051 | 0.051 | 0.051 | 0.051 | 0.051 | 0.051 | SQF meth. | 2000-04-01 | 2000-04-01
925 | OTTER LANE HYDRO | Carl Vogel | PSNH | HD |  |  | 0.039 | 0.039 | 0.039 | 0.039 | 0.039 | 0.039 | 0.039 | 0.039 | 0.039 | 0.039 | 0.039 | 0.039 | SQF meth. | 2000-04-01 | 2000-04-01
926 | PETERBOROUGH LOWER HYDRO | Carl Vogel | PSNH | HD |  |  | 0.111 | 0.111 | 0.111 | 0.111 | 0.111 | 0.111 | 0.111 | 0.111 | 0.111 | 0.111 | 0.111 | 0.111 | SQF meth. | 2000-04-01 | 2000-04-01
928 | SALMON BROOK STATION 3 | Carl Vogel | PSNH | HD |  |  | 0.12 | 0.12 | 0.12 | 0.12 | 0.12 | 0.12 | 0.12 | 0.12 | 0.12 | 0.12 | 0.12 | 0.12 | SQF meth. | 2000-04-01 | 2000-04-01
930 | FISKE MILL HYDRO | Carl Vogel | PSNH | HD |  |  | 0.172 | 0.172 | 0.172 | 0.172 | 0.172 | 0.172 | 0.172 | 0.172 | 0.172 | 0.172 | 0.172 | 0.172 | SQF meth. | 2000-04-01 | 2000-04-01
931 | AVERY DAM | Carl Vogel | PSNH | HD |  |  | 0.163 | 0.163 | 0.163 | 0.163 | 0.163 | 0.163 | 0.163 | 0.163 | 0.163 | 0.163 | 0.163 | 0.163 | SQF meth. | 2000-04-01 | 2000-04-01
932 | WATSON DAM | Carl Vogel | PSNH | HD |  |  | 0.13 | 0.13 | 0.13 | 0.13 | 0.13 | 0.13 | 0.13 | 0.13 | 0.13 | 0.13 | 0.13 | 0.13 | SQF meth. | 2000-04-01 | 2000-04-01
933 | WESTON DAM | Carl Vogel | PSNH | HD |  |  | 0.292 | 0.292 | 0.292 | 0.292 | 0.292 | 0.292 | 0.292 | 0.292 | 0.292 | 0.292 | 0.292 | 0.292 | SQF meth. | 2000-04-01 | 2000-04-01
935 | SUNNYBROOK HYDRO 2 | Carl Vogel | PSNH | HD |  |  | 0.02 | 0.02 | 0.02 | 0.02 | 0.02 | 0.02 | 0.02 | 0.02 | 0.02 | 0.02 | 0.02 | 0.02 | SQF meth. | 2000-04-01 | 2000-04-01
939 | UNION VILLAGE DAM | Carl Vogel | PSNH | HD |  |  | 0.014 | 0.014 | 0.014 | 0.014 | 0.014 | 0.014 | 0.014 | 0.014 | 0.014 | 0.014 | 0.014 | 0.014 | SQF meth. | 2000-04-01 | 2000-04-01
941 | PETERBOROUGH UPPER HYDRO | Carl Vogel | PSNH | HD |  |  | 0.114 | 0.114 | 0.114 | 0.114 | 0.114 | 0.114 | 0.114 | 0.114 | 0.114 | 0.114 | 0.114 | 0.114 | SQF meth. | 2000-04-01 | 2000-04-01
942 | DUNBARTON ROAD LANDFILL | Carl Vogel | PSNH | F |  | Yes | 0.581 | 0.581 | 0.581 | 0.581 | 0.581 | 0.581 | 0.581 | 0.581 | 0.581 | 0.581 | 0.581 | 0.581 | SQF meth. | 2002-09-01 | 2002-09-01 | Landfill
943 | FOUR HILLS LANDFILL | Carl Vogel | PSNH | F |  | Yes | 0.882 | 0.882 | 0.882 | 0.882 | 0.882 | 0.882 | 0.882 | 0.882 | 0.882 | 0.882 | 0.882 | 0.882 | SQF meth. | 2001-02-01 | 2001-02-01
973 | CONCORD 1 | Carl Vogel | PSNH | F |  | Yes | 1.246 | 1.246 | 1.246 | 1.246 | 1.246 | 1.246 | 1.246 | 1.246 | 1.246 | 1.246 | 1.246 | 1.246 | SQF meth. | 2001-02-01 | 2001-02-01 | Wood Chips
1272 | GARLAND MILL U5 | Carl Vogel | PSNH | HD |  |  | 0.004 | 0.004 | 0.004 | 0.004 | 0.004 | 0.004 | 0.004 | 0.004 | 0.004 | 0.004 | 0.004 | 0.004 | SQF meth. | 2000-05-01 | 2000-05-01
1640 | GROVETON COGEN | Carl Vogel | PSNH | D |  |  | 0 | 0 | 0 | 0 | 0 | 0 | 0 | 0 | 0 | 0 | 0 | 0 | SQF meth. | 2001-12-01
1641 | WAUSAU COGEN | Carl Vogel | PSNH | D |  |  | 0 | 0 | 0 | 0 | 0 | 0 | 0 | 0 | 0 | 0 | 0 | 0 | SQF meth. | 2001-12-01
811 | BANTAM | Thomas Kenny | SEI | HD |  |  | 0.32 | 0.32 | 0.32 | 0.32 | 0.32 | 0.32 | 0.07 | 0.07 | 0.06 | 0.32 | 0.32 | 0.32 | DCH study | 2000-04-01 | 2000-04-01
812 | BEEBE HOLBROOK | Thomas Kenny | HGE | HD |  |  | 0.5 | 0.5 | 0.5 | 0.5 | 0.5 | 0.5 | 0.5 | 0.5 | 0.5 | 0.5 | 0.5 | 0.5 | DCH study | 2000-04-01 | 2000-04-01
813 | TUNNEL | Thomas Kenny | SEI | HD |  |  | 2.1 | 2.1 | 2.1 | 2.1 | 2.1 | 2.1 | 1.48 | 1.53 | 1.25 | 2.1 | 2.1 | 2.1 | DCH study | 2000-04-01 | 2000-04-01
859 | BOATLOCK | Thomas Kenny | HGE | HD |  |  | 2.9 | 2.9 | 2.9 | 2.9 | 2.9 | 2.9 | 2.9 | 2.9 | 2.9 | 2.9 | 2.9 | 2.9 | DCH study | 2000-04-01 | 2000-04-01
862 | CHEMICAL | Thomas Kenny | HGE | HD |  |  | 1.5 | 1.5 | 1.5 | 1.5 | 1.5 | 1.5 | 1.5 | 1.5 | 1.5 | 1.5 | 1.5 | 1.5 | DCH study | 2000-04-01 | 2000-04-01
876 | ROBERTSVILLE | Thomas Kenny | SEI | HD |  |  | 0.62 | 0.62 | 0.62 | 0.62 | 0.62 | 0.57 | 0.32 | 0.32 | 0.34 | 0.62 | 0.62 | 0.62 | DCH study | 2000-04-01 | 2000-04-01
877 | SCOTLAND | Thomas Kenny | SEI | HD |  |  | 2.2 | 2.2 | 2.2 | 2.2 | 2.2 | 2.2 | 1.78 | 1.69 | 1.67 | 2.2 | 2.2 | 2.2 | DCH study | 2000-04-01 | 2000-04-01
878 | SKINNER | Thomas Kenny | HGE | HD |  |  | 0.26 | 0.26 | 0.26 | 0.26 | 0.26 | 0.26 | 0.26 | 0.26 | 0.26 | 0.26 | 0.26 | 0.26 | DCH study | 2000-04-01 | 2000-04-01
879 | TAFTVILLE CT | Thomas Kenny | SEI | HD |  |  | 2.03 | 2.03 | 2.03 | 2.03 | 2.03 | 2.03 | 2.03 | 2.03 | 2.03 | 2.03 | 2.03 | 2.03 | DCH study | 2000-04-01 | 2000-04-01
968 | PRINCETON WIND FARM | Thomas Kenny | SEI | HD |  |  | 0.1 | 0.1 | 0.1 | 0.1 | 0.1 | 0.06 | 0.06 | 0.06 | 0.06 | 0.1 | 0.1 | 0.1 | DCH study | 2000-04-01 | 2000-04-01
969 | POWDER MILL HYDRO | Thomas Kenny | SEI | HD |  |  | 0.14 | 0.14 | 0.14 | 0.14 | 0.14 | 0.14 | 0.07 | 0.08 | 0.06 | 0.14 | 0.14 | 0.14 | DCH study | 2000-09-01 | 2000-09-01 | Incorrect cap. data; corrected 9/1
970 | DUDLEY HYDRO | Thomas Kenny | SEI | HD |  |  | 0 | 0 | 0 | 0 | 0 | 0 | 0 | 0 | 0 | 0 | 0 | 0 |  | 2000-04-01 | 2000-04-01 | 6/6/00 registration retroactive to 4/1/00
1114 | MADISON COMPOSITE | Thomas Kenny | SEI | HD |  |  | 0 | 0 | 22 | 22 | 22 | 22 | 22 | 22 | 22 | 22 | 22 | 22 |  | 2001-08-01 | 2000-04-01
1034 | RIVERSIDE 4-7 | Thomas Kenny | HGE | HD |  |  | 2.9 | 2.9 | 2.9 | 2.9 | 2.9 | 2.9 | 2.9 | 2.9 | 2.9 | 2.9 | 2.9 | 2.9 | DCH study | 2000-04-01 | 2000-04-01
1035 | RIVERSIDE 8 | Thomas Kenny | HGE | HD |  |  | 4 | 4 | 4 | 4 | 4 | 4 | 4 | 4 | 4 | 4 | 4 | 4 | DCH study | 2000-04-01 | 2000-04-01
1076 | SHREWSBURY DIESEL #1 | Francis Paika, Jr. | SELP | D |  |  | 2.75 | 2.75 | 2.75 | 2.75 | 2.75 | 2.75 | 2.75 | 2.75 | 2.75 | 2.75 | 2.75 | 2.75 | Demo | 2000-04-01 | 2000-04-01
1077 | SHREWSBURY DIESEL #2 | Francis Paika, Jr. | SELP | D |  |  | 2.75 | 2.75 | 2.75 | 2.75 | 2.75 | 2.75 | 2.75 | 2.75 | 2.75 | 2.75 | 2.75 | 2.75 | Demo | 2000-04-01 | 2000-04-01
1078 | SHREWSBURY DIESEL #3 | Francis Paika, Jr. | SELP | D |  |  | 2.75 | 2.75 | 2.75 | 2.75 | 2.75 | 2.75 | 2.75 | 2.75 | 2.75 | 2.75 | 2.75 | 2.75 | Demo | 2000-04-01 | 2000-04-01
1079 | SHREWSBURY DIESEL # 4 | Francis Paika, Jr. | SELP | D |  |  | 2.75 | 2.75 | 2.75 | 2.75 | 2.75 | 2.75 | 2.75 | 2.75 | 2.75 | 2.75 | 2.75 | 2.75 | Demo | 2000-04-01 | 2000-04-01
1080 | SHREWSBURY DIESEL #5 | Francis Paika, Jr. | SELP | D |  |  | 2.75 | 2.75 | 2.75 | 2.75 | 2.75 | 2.75 | 2.75 | 2.75 | 2.75 | 2.75 | 2.75 | 2.75 | Demo | 2000-04-01 | 2000-04-01
858 | STERLING DIESELS | Jeanette Sypek | SMED | D |  |  | 0.33 | 0.33 | 0.33 | 0.33 | 0.33 | 0.33 | 0.33 | 0.33 | 0.33 | 0.33 | 0.33 | 0.33 | Demo | 2000-04-01 | 2000-04-01
1302 | TCPMCMPAGF GEN1 U5 | John Bennett | TPM | F |  |  | 0 | 0 | 0 | 0 | 0 | 0 | 0 | 0 | 0 | 0 | 0 | 0 | NA | 2000-06-28 | 2000-06-28
1051 | HAL-BFI | James Irving | TMLP | F |  |  | 1.308 | 1.308 | 1.308 | 1.308 | 1.308 | 1.496 | 1.496 | 1.496 | 1.496 | 1.308 | 1.308 | 1.308 | Demo | 2002-03-29 | 2002-09-26 | Summer 2000 derate
1052 | EB1-BFI | James Irving | TMLP | F |  |  | 2.913 | 2.913 | 2.913 | 2.913 | 2.913 | 3.181 | 3.181 | 3.181 | 3.181 | 2.913 | 2.913 | 2.913 | Demo | 2002-03-29 | 2002-10-11 | Summer 2000 derate
854 | ORANGE HYDRO 1 | Jeanette Sypek | TTMLP | HD |  |  | 0.15 | 0.15 | 0.15 | 0.15 | 0.15 | 0.15 | 0.15 | 0.15 | 0.14 | 0.15 | 0.15 | 0.15 | DCH study | 2000-04-01 | 2000-04-01
855 | ORANGE HYDRO 2 | Jeanette Sypek | TTMLP | HD |  |  | 0.12 | 0.12 | 0.12 | 0.12 | 0.12 | 0.12 | 0.12 | 0.12 | 0.11 | 0.12 | 0.12 | 0.12 | DCH study | 2000-04-01 | 2000-04-01
856 | HUNT'S POND | Jeanette Sypek | TTMLP | HD |  |  | 0.06 | 0.06 | 0.1 | 0.1 | 0.07 | 0.05 | 0.02 | 0.02 | 0.02 | 0.06 | 0.06 | 0.07 | DCH study | 2000-04-01 | 2000-04-01
1225 | TANNERY DAM | Jeanette Sypek | TTMLP | HD |  |  | 0.2 | 0.2 | 0.2 | 0.2 | 0.2 | 0.2 | 0.2 | 0.2 | 0.2 | 0.2 | 0.2 | 0.2 | SQF meth. | 2000-04-01 | 2000-04-01
880 | MCCALLUM ENTERPRISES | John Guman | UI | HD |  |  | 0.278 | 0.278 | 0.278 | 0.278 | 0.278 | 0.278 | 0.278 | 0.278 | 0.278 | 0.278 | 0.278 | 0.278 | SQF meth. | 2000-04-01 | 2000-04-01
881 | SHELTON LANDFILL | John Guman | UI | F |  |  | 0 | 0 | 0 | 0 | 0 | 0 | 0 | 0 | 0 | 0 | 0 | 0 | Demo | 2001-04-01 | 2001-04-01 | Summer 2000 derate
814 | PATCH | Denise Scarborough | VELCO | HD |  |  | 0.3 | 0.3 | 0.3 | 0.3 | 0.3 | 0.3 | 0.3 | 0.3 | 0.3 | 0.3 | 0.3 | 0.3 |  | 2001-12-01
815 | CARVER FALLS | Denise Scarborough | VELCO | HD |  |  | 1.9 | 1.9 | 1.9 | 1.9 | 1.9 | 1.48 | 0.73 | 0.66 | 0.73 | 1.9 | 1.9 | 1.9 | SQF meth. | 2001-12-01
816 | CAVENDISH | Denise Scarborough | VELCO | HD |  |  | 0.76 | 1.2 | 1.6 | 1.6 | 1.6 | 1.18 | 0.51 | 0.39 | 0.5 | 1.27 | 1.48 | 1.1 | SQF meth. | 2001-12-01
817 | TAFTVILLE | Denise Scarborough | VELCO | HD |  |  | 0.27 | 0.36 | 0.4 | 0.4 | 0.4 | 0.33 | 0.17 | 0.15 | 0.14 | 0.4 | 0.4 | 0.38 |  | 2001-12-01
818 | PIERCE MILLS | Denise Scarborough | VELCO | HD |  |  | 0.2 | 0.2 | 0.2 | 0.2 | 0.2 | 0.2 | 0.2 | 0.2 | 0.2 | 0.2 | 0.2 | 0.2 |  | 2001-12-01
819 | ARNOLD FALLS | Denise Scarborough | VELCO | HD |  |  | 0.3 | 0.3 | 0.3 | 0.3 | 0.3 | 0.3 | 0.14 | 0.3 | 0.3 | 0.3 | 0.3 | 0.3 | SQF meth. | 2001-12-01
820 | PASSUMPSIC | Denise Scarborough | VELCO | HD |  |  | 0.7 | 0.7 | 0.7 | 0.7 | 0.7 | 0.7 | 0.4 | 0.7 | 0.7 | 0.7 | 0.7 | 0.7 |  | 2001-12-01
821 | GAGE | Denise Scarborough | VELCO | HD |  |  | 0.54 | 0.61 | 0.8 | 0.8 | 0.8 | 0.76 | 0.4 | 0.39 | 0.44 | 0.8 | 0.8 | 0.73 | SQF meth. | 2001-12-01
822 | SMITH | Denise Scarborough | VELCO | HD |  |  | 1.31 | 1.31 | 1.31 | 1.31 | 1.31 | 0.93 | 0.93 | 0.93 | 0.93 | 1.31 | 1.31 | 1.31 |  | 2001-12-01
823 | EAST BARNETT | Denise Scarborough | VELCO | HD |  |  | 1.2 | 1.34 | 1.9 | 1.9 | 1.9 | 1.6 | 0.89 | 0.95 | 1.05 | 1.73 | 1.9 | 1.55 | SQF meth. | 2001-12-01
824 | BATH ELECTRIC | Denise Scarborough | VELCO | HD |  |  | 0.4 | 0.4 | 0.4 | 0.4 | 0.4 | 0.4 | 0.4 | 0.4 | 0.4 | 0.4 | 0.4 | 0.4 | SQF meth. | 2001-12-01
825 | WEST CHARLESTON | Denise Scarborough | VELCO | HD |  |  | 0.8 | 0.8 | 0.8 | 0.8 | 0.8 | 0.8 | 0.8 | 0.8 | 0.8 | 0.8 | 0.8 | 0.8 | DCH study | 2000-04-01 | 2000-04-01
826 | TROY | Denise Scarborough | VELCO | HD |  |  | 0.6 | 0.6 | 0.6 | 0.6 | 0.6 | 0.6 | 0.6 | 0.6 | 0.6 | 0.6 | 0.6 | 0.6 | DCH study | 2000-04-01 | 2000-04-01
827 | SEARSBURG WIND | Denise Scarborough | VELCO | HD |  |  | 1.69 | 1.41 | 1.24 | 1 | 0.71 | 0.7 | 0.62 | 0.48 | 0.7 | 1.03 | 1.26 | 1.5 | DCH study | 2000-04-01 | 2000-04-01
828 | BARTON HYDRO | Denise Scarborough | VELCO | HD |  |  | 1.3 | 1.3 | 1.3 | 1.3 | 1.3 | 1.3 | 1.3 | 1.3 | 1.3 | 1.3 | 1.3 | 1.3 | DCH study | 2000-04-01 | 2000-04-01
829 | ENOSBURG 2 DIESEL | Denise Scarborough | VELCO | D |  |  | 0.7 | 0.661 | 0.661 | 0.661 | 0.661 | 0.661 | 0.7 | 0.7 | 0.7 | 0.7 | 0.7 | 0.7 | Demo | 2001-03-01 | 2001-03-01
830 | ENOSBURG HYDRO | Denise Scarborough | VELCO | HD |  |  | 0.95 | 0.95 | 0.95 | 0.95 | 0.95 | 0.95 | 0.95 | 0.95 | 0.95 | 0.95 | 0.95 | 0.95 | DCH study | 2000-04-01 | 2000-04-01
831 | VAIL & GREAT FALLS | Denise Scarborough | VELCO | HD |  |  | 2.1 | 2.1 | 2.1 | 2.1 | 2.1 | 2.1 | 2.1 | 2.1 | 2.1 | 2.1 | 2.1 | 2.1 | DCH study | 2000-04-01 | 2000-04-01
832 | CENTER RUTLAND | Denise Scarborough | VELCO | HD |  |  | 0.35 | 0.35 | 0.35 | 0.35 | 0.35 | 0.35 | 0.35 | 0.35 | 0.35 | 0.35 | 0.35 | 0.35 | DCH study | 2000-04-01 | 2000-04-01
833 | BARNET | Denise Scarborough | VELCO | HD |  |  | 0.32 | 0.37 | 0.49 | 0.49 | 0.49 | 0.49 | 0 | 0.35 | 0.42 | 0.49 | 0.49 | 0.49 | DCH study | 2000-04-01 | 2000-04-01
834 | COMPTU FALLS | Denise Scarborough | VELCO | HD |  |  | 0.46 | 0.46 | 0.46 | 0.46 | 0.46 | 0.46 | 0.36 | 0.29 | 0.35 | 0.46 | 0.46 | 0.46 | DCH study | 2000-04-01 | 2000-04-01
835 | DEWEY MILLS | Denise Scarborough | VELCO | HD |  |  | 2.79 | 2.79 | 2.79 | 2.79 | 2.79 | 2.47 | 1.67 | 1.57 | 1.52 | 2.79 | 2.79 | 2.79 | DCH study | 2000-04-01 | 2000-04-01
836 | EMERSON FALLS | Denise Scarborough | VELCO | HD |  |  | 0.23 | 0.23 | 0.23 | 0.23 | 0.23 | 0.23 | 0.23 | 0.23 | 0.23 | 0.23 | 0.23 | 0.23 | DCH study | 2000-04-01 | 2000-04-01
837 | KILLINGTON | Denise Scarborough | VELCO | HD |  |  | 0.1 | 0.1 | 0.1 | 0.1 | 0.1 | 0.1 | 0.07 | 0.07 | 0.07 | 0.1 | 0.1 | 0.1 | DCH study | 2000-04-01 | 2000-04-01
838 | KINGSBURY | Denise Scarborough | VELCO | HD |  |  | 0.2 | 0.2 | 0.2 | 0.2 | 0.2 | 0.18 | 0.08 | 0.08 | 0.08 | 0.2 | 0.2 | 0.2 | DCH study | 2000-04-01 | 2000-04-01
839 | LADD'S MILL | Denise Scarborough | VELCO | HD |  |  | 0.17 | 0.17 | 0.17 | 0.17 | 0.17 | 0.17 | 0.17 | 0.17 | 0.17 | 0.17 | 0.17 | 0.17 | DCH study | 2000-04-01 | 2000-04-01
840 | MARTINSVILLE | Denise Scarborough | VELCO | HD |  |  | 0.19 | 0.19 | 0.25 | 0.25 | 0.25 | 0.16 | 0.08 | 0.08 | 0.08 | 0.25 | 0.25 | 0.24 | DCH study | 2000-04-01 | 2000-04-01
841 | MORETOWN 8 | Denise Scarborough | VELCO | HD |  |  | 0.53 | 0.77 | 1.12 | 1.12 | 1.12 | 0.61 | 0.3 | 0.36 | 0.42 | 0.92 | 1.07 | 0.75 | DCH study | 2000-04-01 | 2000-04-01
842 | NANTANA MILL | Denise Scarborough | VELCO | HD |  |  | 0.18 | 0.22 | 0.22 | 0.22 | 0.22 | 0.18 | 0.1 | 0.1 | 0.1 | 0.22 | 0.22 | 0.22 | DCH study | 2000-04-01 | 2000-04-01
843 | NEWBURY | Denise Scarborough | VELCO | HD |  |  | 0.27 | 0.27 | 0.27 | 0.27 | 0.27 | 0.27 | 0.23 | 0.22 | 0.24 | 0.27 | 0.27 | 0.27 | DCH study | 2000-04-01 | 2000-04-01
844 | OTTAUQUECHEE | Denise Scarborough | VELCO | HD |  |  | 2.18 | 2.18 | 2.18 | 2.18 | 2.18 | 1.88 | 1.52 | 1.48 | 1.46 | 2.18 | 2.18 | 2.18 | DCH study | 2000-04-01 | 2000-04-01
845 | SLACK DAM | Denise Scarborough | VELCO | HD |  |  | 0.37 | 0.41 | 0.41 | 0.41 | 0.41 | 0.41 | 0.26 | 0.21 | 0.25 | 0.41 | 0.41 | 0.41 | DCH study | 2000-04-01 | 2000-04-01
846 | WINOOSKI 8 | Denise Scarborough | VELCO | HD |  |  | 0.6 | 0.68 | 0.95 | 0.95 | 0.95 | 0.71 | 0.34 | 0.4 | 0.4 | 0.84 | 0.95 | 0.71 | DCH study | 2000-04-01 | 2000-04-01
847 | WOODSIDE | Denise Scarborough | VELCO | HD |  |  | 0.12 | 0.12 | 0.12 | 0.12 | 0.12 | 0.12 | 0.1 | 0.11 | 0.12 | 0.12 | 0.12 | 0.12 | DCH study | 2000-04-01 | 2000-04-01
848 | WRIGHTSVILLE | Denise Scarborough | VELCO | HW |  |  | 0.701 | 0.701 | 0.701 | 0.701 | 0.701 | 0.698 | 0.698 | 0.698 | 0.698 | 0.701 | 0.701 | 0.701 | Demo | 2001-03-21 | 2000-06-01 | Summer 2000 derate
959 | BARTON 1-4 DIESELS | Denise Scarborough | VELCO | D |  |  | 0.899 | 0.899 | 0.899 | 0.899 | 0.899 | 0.889 | 0.889 | 0.889 | 0.889 | 0.899 | 0.899 | 0.899 | Demo | 2002-02-14 | 2002-02-14 | Summer 2000 derate
1047 | FAIRFAX LOAD | Denise Scarborough | VELCO | HD |  |  | 3.25 | 3.25 | 3.25 | 3.25 | 3.25 | 3.25 | 3.16 | 3.25 | 3.25 | 3.25 | 3.25 | 3.25 | SQF meth. | 2001-12-01 | 2001-12-01
1165 | CADYS FALLS | Denise Scarborough | VELCO | HD |  |  | 1.1 | 1.1 | 1.1 | 1.1 | 1.1 | 1.1 | 1.1 | 1.1 | 1.1 | 1.1 | 1.1 | 1.1 | DCH study | 2000-04-01 | 2000-04-01
1166 | MORRISVILLE PLANT #2 | Denise Scarborough | VELCO | HD |  |  | 1.8 | 1.8 | 1.8 | 1.8 | 1.8 | 1.8 | 1.28 | 1.43 | 1.54 | 1.8 | 1.8 | 1.8 | DCH study | 2000-04-01 | 2000-04-01
1167 | WOLCOTT HYDRO #1 | Denise Scarborough | VELCO | HD |  |  | 0.66 | 0.8 | 0.8 | 0.8 | 0.8 | 0.76 | 0.4 | 0.49 | 0.56 | 0.8 | 0.8 | 0.8 | DCH study | 2000-04-01 | 2000-04-01
1168 | H.K. SANDERS | Denise Scarborough | VELCO | HW |  |  | 1.8 | 1.8 | 1.8 | 1.8 | 1.8 | 1.41 | 1.41 | 1.41 | 1.41 | 1.8 | 1.8 | 1.8 | Demo | 2000-04-01 | 2000-04-01
1720 | MIDDLEBURY LOWER | Sue Drinwater | VELCO | HD |  |  | 1.85 | 1.85 | 1.85 | 1.85 | 1.85 | 1.81 | 1.81 | 1.81 | 1.81 | 1.85 | 1.85 | 1.85 |  | 2002-05-01 | 2002-05-01
857 | OAKDALE HYDRO | Jeanette Sypek | WBML | HD |  |  | 3.2 | 3.2 | 3.2 | 3.2 | 3.2 | 3.2 | 3.2 | 3.2 | 3.2 | 3.2 | 3.2 | 3.2 | DCH study | 2000-04-01 | 2000-04-01
[7 empty] | --------- | --------- | --------- | --------- | --------- | --------- | --------- | --------- | --------- | --------- | --------- | ---------
| Total | [5 empty] | 231.908 | 240.726 | 245.821 | 246.111 | 242.201 | 217.902 | 187.54 | 184.852 | 184.71 | 229.568 | 239.524 | 240.067
Monthly Adjustments to Capability from Winter and Summer Values in SCC Report - Settlement Only units: | [6 empty] | 231.908 | 240.726 | 245.821 | 246.111 | 242.201 | 217.902 | 187.54 | 184.852 | 184.71 | 229.568 | 239.524 | 240.067
COMBINED: Settlement Only and EMS DCH/Wind Monthly Adjustments to Capability from Winter and Summer Values in SCC Report:
[7 empty] | 245.937 | 256.434 | 266.721 | 267.321 | 263.411 | 265.813 | 196.436 | 194.713 | 194.349 | 244.175 | 258.124 | 258.106

## Detail_EMS_DCH_Wind
SCC Report Detail: EMS Daily Cycle Hydro & Wind Units, as of 11/01/2002
Monthly Claimed Capability Values for Daily Cycle Hydro and Wind Generating Units Represented in the ISO-NE Energy Management System
| SCC values as of | 2002-11-01 |  |  | See Settlement Only listings for additional DCH units
[5 empty] | Winter Ratings |  |  |  |  | Summer Ratings |  |  |  | Winter Ratings |  |  | Date of Most Recent Change |  |  |  | SCC values as of: | 2002-11-01
AssetId | UnitName | UnitTypeForCCA | NEPOOL_Participant | ModeledAs | JAN | FEB | MAR | APR | MAY | JUN | JUL | AUG | SEP | OCT | NOV | DEC | WinterRating_DateOfChange | SummerRating_DateOfChange | Winter SCC change this month? | Summer SCC change this month? | WSCC | SSCC
327 | AMOSKEAG | HD | NU | EMS | 17.5 | 17.5 | 17.5 | 17.5 | 17.5 | 17.5 | 17.5 | 17.5 | 17.5 | 17.5 | 17.5 | 17.5 | 1999-05-01 | 1999-05-01 |  |  | 17.5 | 17.5 | AMOSKEAG | 17.5
330 | AYERS ISLAND | HD | NU | EMS | 9.08 | 9.08 | 9.08 | 9.08 | 9.08 | 9.08 | 9.08 | 9.08 | 9.08 | 9.08 | 9.08 | 9.08 | 1999-05-01 | 1999-05-01 |  |  | 9.08 | 9.08 | AYERS ISLAND | 17.5
331 | AZISCOHOS HYDRO | HD | CMP | EMS | 6.81 | 6.81 | 6.81 | 6.81 | 6.81 | 6.81 | 6.81 | 6.81 | 6.81 | 6.81 | 6.81 | 6.81 | 1999-05-01 | 1999-05-01 |  |  | 6.81 | 6.81 | AZISCOHOS HYDRO | 17.5
334 | BELDENS | HD | VELCO | EMS | 5.7 | 5.7 | 5.7 | 5.7 | 5.7 | 5.7 | 4.44 | 4.58 | 4.76 | 5.7 | 5.7 | 5.7 | 1999-05-01 | 1999-05-01 |  |  | 5.7 | 4.58 | BELDENS
335 | BELLOWS FALLS | HD | PGET | EMS | 48.54 | 48.54 | 48.54 | 48.54 | 48.54 | 48.54 | 48.54 | 48.54 | 48.54 | 48.54 | 48.54 | 48.54 | 1999-05-01 | 1999-05-01 |  |  | 48.54 | 48.54 | BELLOWS FALLS | =IF(VLOOKUP($A6,$A$6:$Q$58,VLOOKUP(Lookups!$C$3,Lookups!$A$6:$E$17,4,"False"),"False")=VLOOKUP($A6,$A$6:$Q$58,VLOOKUP(Lookups!$C$3-1,Lookups!$A$22:$E$33,4,"False"),"False")," ","m")
346 | BOLTON FALLS | HD | VELCO | EMS | 7.8 | 7.8 | 7.8 | 7.8 | 7.8 | 7.8 | 7.8 | 7.8 | 7.8 | 7.8 | 7.8 | 7.8 | 1999-05-01 | 1999-05-01 |  |  | 7.8 | 7.8 | BOLTON FALLS | =IF(VLOOKUP($A6,$A$6:$Q$58,VLOOKUP(Lookups!$C$3,Lookups!$A$6:$E$17,4,"False"),"False")=VLOOKUP($A6,$A$6:$Q$58,VLOOKUP(Lookups!$C$3-1,Lookups!$A$22:$E$33,4,"False"),"False")," ","m")
348 | BOOT MILLS | HD | CES | EMS | 20 | 20 | 20 | 20 | 20 | 20 | 20 | 20 | 20 | 20 | 20 | 20 | 1999-05-01 | 1999-05-01 |  |  | 20 | 20 | BOOT MILLS
358 | BRUNSWICK | HD | FPL | EMS | 20.2 | 20.2 | 20.2 | 20.2 | 20.2 | 20.2 | 20.2 | 20.2 | 20.2 | 20.2 | 20.2 | 20.2 | 1999-05-01 | 1999-05-01 |  |  | 20.2 | 20.2 | BRUNSWICK
362 | BULLS BRIDGE | HD | SEI | EMS | 8.4 | 8.4 | 8.4 | 8.4 | 8.4 | 8.4 | 8.4 | 8.4 | 8.4 | 8.4 | 8.4 | 8.4 | 1999-05-01 | 1999-05-01 |  |  | 8.4 | 8.4 | BULLS BRIDGE
369 | CATARACT EAST | HD | FPL | EMS | 8 | 8 | 8 | 8 | 8 | 8 | 8 | 8 | 8 | 8 | 8 | 8 | 2001-11-01 | 2001-11-01 |  |  | 8 | 8 | CATARACT EAST
389 | DERBY DAM | HD | NU | EMS | 7.05 | 7.05 | 7.05 | 7.05 | 7.05 | 7.05 | 7.05 | 7.05 | 7.05 | 7.05 | 7.05 | 7.05 | 2001-04-20 | 2001-04-20 |  |  | 7.05 | 7.05 | #N/A
393 | DEERFIELD 5 | HD | PGET | EMS | 13.99 | 13.99 | 13.99 | 13.99 | 13.99 | 13.99 | 13.99 | 13.99 | 13.99 | 13.99 | 13.99 | 13.99 | 1999-05-01 | 1999-05-01 |  |  | 13.99 | 13.99 | DEERFIELD 5
394 | DODGE FALLS | HD | VELCO | EMS | 5 | 5 | 5 | 5 | 5 | 5 | 5 | 5 | 5 | 5 | 5 | 5 | 1999-05-01 | 1999-05-01 |  |  | 5 | 5 | DODGE FALLS
401 | EASTMAN FALLS | HD | NU | EMS | 6.47 | 6.47 | 6.47 | 6.47 | 6.47 | 6.47 | 6.47 | 6.47 | 6.47 | 6.47 | 6.47 | 6.47 | 1999-05-01 | 1999-05-01 |  |  | 6.47 | 6.47 | EASTMAN FALLS
410 | ESSEX 19 HYDRO | HD | VELCO | EMS | 7.8 | 7.8 | 7.8 | 7.8 | 7.8 | 7.8 | 7.8 | 7.8 | 7.8 | 7.8 | 7.8 | 7.8 | 1999-05-01 | 1999-05-01 |  |  | 7.8 | 7.8 | ESSEX 19 HYDRO
412 | FALLS VILLAGE | HD | SEI | EMS | 11 | 11 | 11 | 11 | 11 | 11 | 9.3 | 9.76 | 8.97 | 11 | 11 | 11 | 1999-05-01 | 1999-05-01 |  |  | 11 | 9.76 | FALLS VILLAGE
413 | FIFE BROOK | HD | PGET | EMS | 9.9 | 9.9 | 9.9 | 9.9 | 9.9 | 9.9 | 9.9 | 9.9 | 9.9 | 9.9 | 9.9 | 9.9 | 1999-05-01 | 1999-05-01 |  |  | 9.9 | 9.9 | FIFE BROOK
427 | GORHAM | HD | NU | EMS | 2.05 | 2.05 | 2.05 | 2.05 | 2.05 | 2.05 | 2.05 | 2.05 | 2.05 | 2.05 | 2.05 | 2.05 | 1999-05-01 | 1999-05-01 |  |  | 2.05 | 2.05 | GORHAM
440 | HIRAM | HD | FPL | EMS | 11.6 | 11.6 | 11.6 | 11.6 | 11.6 | 11.6 | 11.6 | 11.6 | 11.6 | 11.6 | 11.6 | 11.6 | 1999-05-01 | 1999-05-01 |  |  | 11.6 | 11.6 | HIRAM
443 | HUNTINGTON FALLS | HD | VELCO | EMS | 5.76 | 5.76 | 5.76 | 5.76 | 5.76 | 5.76 | 4.19 | 4.37 | 4.58 | 5.76 | 5.76 | 5.76 | 1999-05-01 | 1999-05-01 |  |  | 5.76 | 4.37 | HUNTINGTON FALLS
457 | LAWRENCE HYDRO | HD | PGET | EMS | 14.1 | 14.1 | 14.1 | 14.1 | 14.1 | 14.1 | 9.3 | 9.4 | 8.11 | 14.1 | 14.1 | 14.1 | 1999-05-01 | 1999-05-01 |  |  | 14.1 | 9.4 | LAWRENCE HYDRO
460 | LOCKWOOD | HD | FPL | EMS | 7.5 | 7.5 | 7.5 | 7.5 | 7.5 | 7.5 | 7.5 | 7.5 | 7.5 | 7.5 | 7.5 | 7.5 | 1999-05-01 | 1999-05-01 |  |  | 7.5 | 7.5 | LOCKWOOD
465 | DEERFIELD 2/LWR DRFIELD | HD | PGET | EMS | 18.74 | 18.74 | 18.74 | 18.74 | 18.74 | 18.74 | 18.74 | 18.74 | 18.74 | 18.74 | 18.74 | 18.74 | 1999-05-01 | 1999-05-01 |  |  | 18.74 | 18.74 | DEERFIELD 2/LWR DRFIELD
473 | MCINDOES | HD | PGET | EMS | 13 | 13 | 13 | 13 | 13 | 13 | 13 | 13 | 13 | 13 | 13 | 13 | 1999-05-01 | 1999-05-01 |  |  | 13 | 13 | MCINDOES
487 | MILLER HYDRO | HD | CMP | EMS | 14.569 | 15.748 | 18.6 | 18.6 | 18.6 | 15.781 | 10.246 | 9.861 | 9.269 | 16.037 | 18.6 | 17.119 | 2002-01-01 | 1999-05-01 | m |  | 0 | 0 | MILLER HYDRO
495 | MONTY | HD | FPL | EMS | 28 | 28 | 28 | 28 | 28 | 28 | 23.2 | 22.83 | 22.33 | 28 | 28 | 28 | 1999-05-01 | 1999-05-01 |  |  | 28 | 22.83 | MONTY
532 | PEJEPSCOT | HD | CMP | EMS | 13.55 | 13.55 | 13.55 | 13.55 | 13.55 | 13.55 | 10.42 | 10.21 | 9.92 | 13.55 | 13.55 | 13.55 | 1999-05-01 | 1999-05-01 |  |  | 13.55 | 10.21 | PEJEPSCOT
534 | PENOBSCOT RIVER HYDRO | HD | PPLEP | EMS | 22.07 | 22.07 | 22.07 | 22.07 | 22.07 | 22.07 | 22.07 | 22.07 | 22.07 | 22.07 | 22.07 | 22.07 | 1999-05-01 | 1999-05-01 |  |  | 22.07 | 22.07 | PENOBSCOT RIVER HYDRO
539 | PONTOOK HYDRO | HD | PGET | EMS | 10.16 | 10.46 | 10.42 | 10.7 | 10.7 | 8.4 | 7.37 | 7.07 | 7.79 | 8.9 | 9.09 | 10.11 | 1999-05-01 | 1999-05-01 | m |  | 9.09 | 7.07 | PONTOOK HYDRO
541 | PROCTOR | HD | VELCO | EMS | 6.65 | 6.65 | 6.65 | 6.65 | 6.65 | 6.65 | 6.65 | 6.65 | 6.65 | 6.65 | 6.65 | 6.65 | 1999-05-01 | 1999-05-01 |  |  | 6.65 | 6.65 | PROCTOR
544 | RAINBOW | HD | NU | EMS | 8.2 | 8.2 | 8.2 | 8.2 | 8.2 | 8.2 | 8.2 | 8.2 | 8.2 | 8.2 | 8.2 | 8.2 | 1999-05-01 | 1999-05-01 |  |  | 8.2 | 8.2 | RAINBOW
561 | SEARSBURG | HD | PGET | EMS | 4.96 | 4.96 | 4.96 | 4.96 | 4.96 | 4.96 | 4.96 | 4.96 | 4.96 | 4.96 | 4.96 | 4.96 | 1999-05-01 | 1999-05-01 |  |  | 4.96 | 4.96 | SEARSBURG
565 | SHELDON SPRINGS | HD | VELCO | EMS | 26.38 | 26.38 | 26.38 | 26.38 | 26.38 | 18.62 | 13.55 | 14.82 | 17.49 | 26.38 | 26.38 | 26.38 | 1999-05-01 | 1999-05-01 |  |  | 26.38 | 14.82 | SHELDON SPRINGS
570 | SMITH | HD | NU | EMS | 14.18 | 14.72 | 15.85 | 15.85 | 15.85 | 14.84 | 11.59 | 11.32 | 11.96 | 14.08 | 15.29 | 14.81 | 1999-05-01 | 1999-05-01 | m |  | 15.29 | 11.32 | SMITH
597 | UNITED AMERICAN HYDRO | HD | CMP | EMS | 17.15 | 17.15 | 17.15 | 17.15 | 17.15 | 17.15 | 16.02 | 15.66 | 15.7 | 17.15 | 17.15 | 17.15 | 1999-05-01 | 1999-05-01 |  |  | 17.15 | 15.66 | UNITED AMERICAN HYDRO
599 | VERNON | HD | PGET | EMS | 24.39 | 24.39 | 24.39 | 24.39 | 24.39 | 24.39 | 24.39 | 24.39 | 24.39 | 24.39 | 24.39 | 24.39 | 1999-05-01 | 1999-05-01 |  |  | 24.39 | 24.39 | VERNON
616 | WEST ENFIELD | HD | PPLEP | EMS | 18.22 | 17.82 | 19.1 | 19.1 | 19.1 | 15.07 | 10.96 | 11.41 | 10.62 | 19.1 | 19.1 | 19.1 | 1999-05-01 | 1999-05-01 |  |  | 19.1 | 11.41 | WEST ENFIELD
617 | WESTON | HD | FPL | EMS | 13.2 | 13.2 | 13.2 | 13.2 | 13.2 | 13.2 | 13.2 | 13.2 | 13.2 | 13.2 | 13.2 | 13.2 | 1999-05-01 | 1999-05-01 |  |  | 13.2 | 13.2 | WESTON
621 | WILLIAMS | HD | FPL | EMS | 14.9 | 14.9 | 14.9 | 14.9 | 14.9 | 14.9 | 14.9 | 14.9 | 14.9 | 14.9 | 14.9 | 14.9 | 1999-05-01 | 1999-05-01 |  |  | 14.9 | 14.9 | WILLIAMS
622 | WINOOSKI 1 | HD | VELCO | EMS | 7.3 | 7.3 | 7.3 | 7.3 | 7.3 | 7.3 | 7.3 | 7.3 | 7.3 | 7.3 | 7.3 | 7.3 | 1999-05-01 | 1999-05-01 |  |  | 7.3 | 7.3 | WINOOSKI 1
754 | BAR MILLS | HD | FPL | EMS | 4 | 4 | 4 | 4 | 4 | 4 | 4 | 4 | 4 | 4 | 4 | 4 | 1999-05-01 | 1999-05-01 |  |  | 4 | 4 | BAR MILLS
755 | BONNY EAGLE/W. BUXTON | HD | FPL | EMS | 17.5 | 17.5 | 17.5 | 17.5 | 17.5 | 17.5 | 17.5 | 17.5 | 17.5 | 17.5 | 17.5 | 17.5 | 1999-05-01 | 1999-05-01 |  |  | 17.5 | 17.5 | BONNY EAGLE/W. BUXTON
758 | FT HALIFAX | HD | FPL | EMS | 1.8 | 1.8 | 1.8 | 1.8 | 1.8 | 1.8 | 1.8 | 1.8 | 1.8 | 1.8 | 1.8 | 1.8 | 1999-05-01 | 1999-05-01 |  |  | 1.8 | 1.8 | FT HALIFAX
759 | MESSALONSKEE COMPOSITE | HD | FPL | EMS | 4.4 | 4.4 | 4.4 | 4.4 | 4.4 | 4.34 | 4.34 | 4.34 | 4.34 | 4.4 | 4.4 | 4.4 | 2001-12-07 | 1999-05-01 |  |  | 4.4 | 4.34 | MESSALONSKEE COMPOSITE
760 | NORTH GORHAM | HD | FPL | EMS | 1.94 | 2 | 1.97 | 2 | 2 | 1.97 | 1.56 | 1.56 | 1.53 | 1.53 | 1.56 | 1.94 | 1999-05-01 | 1999-05-01 | m |  | 1.56 | 1.56 | NORTH GORHAM
761 | SHAWMUT | HD | FPL | EMS | 9.5 | 9.5 | 9.5 | 9.5 | 9.5 | 9.5 | 9.5 | 9.5 | 9.5 | 9.5 | 9.5 | 9.5 | 1999-05-01 | 1999-05-01 |  |  | 9.5 | 9.5 | SHAWMUT
766 | CABOT/TURNERS FALLS | HD | SEI | EMS | 62.19 | 62.19 | 62.19 | 62.19 | 62.19 | 62.19 | 62.19 | 62.19 | 62.19 | 62.19 | 62.19 | 62.19 | 2002-04-17 | 2002-04-17 |  |  | 62.19 | 62.19 | CABOT/TURNERS FALLS
768 | GARVINS/HOOKSETT | HD | NU | EMS | 14 | 14 | 14 | 14 | 14 | 14 | 14 | 14 | 13.61 | 14 | 14 | 14 | 1999-05-01 | 1999-05-01 |  |  | 14 | 14 | GARVINS/HOOKSETT
769 | HADLEY FALLS 1&2 | HD | HGE | EMS | 31.5 | 31.5 | 31.5 | 31.5 | 31.5 | 31.5 | 31.5 | 31.5 | 31.5 | 31.5 | 31.5 | 31.5 | 1999-05-01 | 1999-05-01 |  |  | 31.5 | 31.5 | HADLEY FALLS 1&2
778 | GORGE 18 HYDRO | HD | VELCO | EMS | 3.3 | 3.3 | 3.3 | 3.3 | 3.3 | 3.3 | 3.3 | 3.3 | 3.3 | 3.3 | 3.3 | 3.3 | 1999-05-01 | 1999-05-01 |  |  | 3.3 | 3.3 | GORGE 18 HYDRO
779 | MIDDLESEX 2 | HD | VELCO | EMS | 3.3 | 3.3 | 3.3 | 3.3 | 3.3 | 3.3 | 2.08 | 2.34 | 2.33 | 3.3 | 3.3 | 3.3 | 1999-05-01 | 1999-05-01 |  |  | 3.3 | 2.34 | MIDDLESEX 2
780 | VERGENNES HYDRO | HD | VELCO | EMS | 2.1 | 2.1 | 2.1 | 2.1 | 2.1 | 2.1 | 2.1 | 2.1 | 2.1 | 2.1 | 2.1 | 2.1 | 1999-05-01 | 1999-05-01 |  |  | 2.1 | 2.1 | VERGENNES HYDRO
781 | WEST DANVILLE 1 | HD | VELCO | EMS | 1.1 | 1.1 | 1.1 | 1.1 | 1.1 | 1.1 | 1.1 | 1.1 | 1.1 | 1.1 | 1.1 | 1.1 | 1999-05-01 | 1999-05-01 |  |  | 1.1 | 1.1 | WEST DANVILLE 1
1656 | HULL WIND TURBINE | HD | MMWEC | SO | 0.165 | 0.165 | 0.165 | 0.165 | 0.165 | 0.165 | 0.165 | 0.165 | 0.165 | 0.165 | 0.165 | 0.165 | 2001-12-15 | 2001-12-15 |  |  | 0.165 | 0.165 | #N/A
[5 empty] | ----------- | ----------- | ----------- | ----------- | ----------- | ----------- | ----------- | ----------- | ----------- | ----------- | ----------- | ----------- |  |  |  |  | ----------- | -----------
[5 empty] | 686.664 | 688.343 | 693.535 | 693.845 | 693.845 | 675.836 | 636.821 | 637.786 | 637.564 | 687.242 | 691.235 | 690.674 |  |  |  |  | 672.635 | 627.925
Monthly Adjustments to Capability from Winter and Summer Values in SCC Report - EMS units: |  |  |  |  | 14.029 | 15.708 | 20.9 | 21.21 | 21.21 | 47.911 | 8.896 | 9.861 | 9.639 | 14.607 | 18.6 | 18.039
COMBINED: Settlement Only and EMS DCH/Wind Monthly Adjustments to Capability from Winter and Summer Values in SCC Report:
[5 empty] | 245.937 | 256.434 | 266.721 | 267.321 | 263.411 | 265.813 | 196.436 | 194.713 | 194.349 | 244.175 | 258.124 | 258.106
[19 empty] | #N/A | #N/A | < copy of old formulas from above (before 1/1/01 fix)

## Notes & Abbreviations
SCC Report Detail: Footnotes and List of Abbreviations, as of 11/01/2002
Footnotes from Main Report (Worksheet - SCC_Report_Current):
List of Abbreviations
"LeadParticipant Name":
From file: 04_list_of_active_customers.xls
as posted on ISO-NE website |  | Abbreviation of Customer Name as developed for SCC report
http://www.iso-ne.com/implementation/main_page.html
CUSTOMER_ID | CUSTOMER_NAME | ABBREVIATION
50437 | Anp Marketing Company | AMC
50453 | Anp Funding I,LLC | ANP
50017 | Aes New Energy, Inc | AES
3 | Boston Edison Company | BE
5 | Braintree Electric Light Dept | BELD
2 | Bangor Hydro-Electric Co | BHE
50375 | Calpine Energy Services, L.P. | CEN
50045 | Cinergy Cap. & Trading, Inc | CCT
50247 | Consolidated Edison Energy | CEEI
108 | Commonwealth Electric Co | CES
50395 | Connecticut Energy Coop., Inc. | CEC
50092 | Connecticut Light and Power | CLP
8 | Conn Mun Elec. Energy Coop | CMEEC
50073 | Coastal Merchant Energy, L.P. | ENGEN
7 | Chicopee Mun Lighting Pl | CMLP
6 | Central Maine Power Co | CMP
50418 | CMS Marketing Servs. & Trading | CMA
50027 | Constellation Power Source | CPS
50435 | Dominion Nuclear CT,Inc. | DNC
50088 | Duke Energy Trading and Mrktg | DETM
50035 | Dighton Power Associates | DPA
52 | Dynegy Power Marketing, Inc. | DPM
50362 | Engage Energy America | EEAC
50373 | Enron Energy Services, Inc. | EESI
50446 | Energy-Koch Trading, LP | EKT
50206 | Entergy Nuclear Generation Co. | ENGC
50474 | Entergy Nuclear Vermont Yankee | EWG
50383 | El Paso Merchant Energy LP | EPME
36 | Eastern Utilities Associates | EUA
50098 | Energy Atlantic | EA
38 | Fitchburg Gas & Elec Light | FGE
50086 | FPL Energy Power Mktg. Inc. | FPL
40 | Groton Electric Light Dept | GELD
159 | Granite State Electric | GSEC
44 | Holyoke Gas & Elec Dept | HGE
45 | Hudson Light & Power Dept | HLP
43 | Holden Municipal Light Dept | HMLD
42 | Hingham Mun Lighting Pl | HMLP
50095 | Holyoke Water Power | HWP
50084 | HQ Energy Service (US) Inc. | HQE
73 | Ipswich Municipal Light Dept | IMLD
86 | Indeck Maine Energy LLC | INDCK
48 | Indeck-Pepperell Pwr Assoc | IPPAI
75 | Littleton Elec Light & Water | LELWD
50475 | Maclaren Energy Inc | MCI
50075 | Mass Electric Company | MEC
78 | Marblehead Mun Light Dept | MMLD
76 | Mass Mun Wholesale Elec Co | MMWEC
109 | Milford Power Limited Partner | MPLP
50178 | Mirant New England, LLC | MNE
85 | Morgan Stanley Capital Group | MSCG
111 | North Attleborough Elec Dept | NAED
156 | Narragansett Electric Co | NEC
81 | New England Power | NEP
157 | New Hampshire Electric Coop | NHEC
50192 | NRG Power Marketing Inc. | NRGPM
112 | Northeast Utilities Company | NU
50258 | North Atlantic Energy Services | NU_NAESCO
50099 | PEC Energy Marketing, Inc. | PEC
188 | PG & E Energy Trading L.P. | PGET
50248 | Penobscot Hydro, LLC | PHLLC
144 | Peabody Municipal Light Plant | PMLP
50212 | PP&L EnergyPlus Co. | PPLEP
50094 | Public Service Co. of NH | PSNH
50377 | Rumford Power Associates | RPA
155 | Mirant Americas Engy Mark., LP | SCEM
50168 | Select Energy Inc. | SEI
14 | Sempra Energy Trading Corp | SET
149 | Shrewsbury Electric Light Plt | SELP
50074 | Sithe New England Holdings | SITHE
50487 | Sithe New Boston LLC. | SNB
152 | Sterling Municipal Elec Light | SMED
153 | Taunton Municipal Light Plant | TMLP
50371 | Tiverton Power | TPA
50091 | TransCanada Power Mktg. | TPM
180 | Templeton Municipal Lighting | TTMLP
50254 | UAE Lowell Power LLC | UAELT
181 | United Illuminating Company | UI
185 | Unitil Power Corp | UNTIL
182 | Vermont Electric Power Co | VELCO
186 | West Boylston Municipal Light | WBML
50195 | Wisvest-Connecticut, LLC | WSVST
"Unit Category" is the general classification of units, for Claimed Capability Audit (CCA) purposes (as per MRP 11-D). The duration, in hours, of a CCA is determined by the Unit Category.
Generating Unit Category (for Claimed Capability Audit Purposes):
ABBREVIATION | UNIT TYPE, FOR CCA PURPOSES | Duration of CCA for demonstrating/testing Summer SCC (in hours) | Duration of CCA for demonstrating/testing Winter SCC (in hours)
F | Fossil (incl. wood and refuse) | 8 | 4
N | Nuclear | 8 | 4
CC | Combined Cycle | 4 | 4
G | Gas Turbine | 2 | 2
J | Jet Engine | 2 | 2
D | Diesel | 2 | 2
PS | Pumped Storage | 4 | 2
HD | Hydro-Conventional Daily | NA | NA
HW | Hydro-Conventional Weekly | 2 | 2
"Class" may be one of two types:
EMS | a unit registered as a Generating Asset and modeled in the ISO-NE Energy Management System (EMS)
SO | a unit registered as a Load Asset ,NOT modeled in the EMS, and receiving "Settlement Only" Generator treatment
"SQF" refers to a unit that is eligible for and has elected to be classified as a"Special Qualifying Facility" in accordance with MRP 11-D. Such units are indicated with an "x" in this column. An SQF is not subject to Claimed Capability Audits.
Change Type (ChangeLP, ChangeWSCC, ChangeSSCC)
| ABBREVIATION | TYPE OF CHANGE FROM PREVIOUS VALUE
| n | Change derives from a new form (either an NX-12 Form or a Settlement Only Registration Form) which has been approved by ISO-NE and involves a change to the Seasonal Claimed Capability (SCC) and/or the Lead Participant.
| m | Change is NOT derived from a new form. This type of change applies to units that are allowed to have monthly ratings (Daily Cylce Hydro and Wind), and the monthly SCC value for the current month is different from that of the previous month.
| _r | If an "_r" is appended to the Change Type Code, it means that the change is to correct an error to a SCC value previously used in the Market System and that the correction will be handled by ISO-NE Settlement on a Retroactive basis, to the Effective Date shown.

## Detail_Type 2,3,4,6 Loads
SCC Report Detail: Load Reduction Audits of Type 2, 3, 4 & 6 Loads, as of 08/01/2001

## Detail_LT Ext ICAP Purchases
SCC Report Detail: Claimed Capability Audit of Long Term External ICAP Purchases, as of September 30, 2002
Contract # | Lead Participant | Date | Pass/Fail
230583 | Select | 2001-07-01 | Pass
230583 | Select | 2001-07-01 | Pass
230583 | Select | 2001-07-01 | Pass
211425 | VELCO | 2001-07-09 | Pass
204733 | VELCO | 2001-07-09 | Pass
163361 | VELCO | 2001-07-09 | Pass
163357 | VELCO | 2001-07-09 | Pass
163362 | VELCO | 2001-07-07 | Pass
231762 | VELCO | 2001-07-09 | Pass
195737 | VELCO | 2001-07-09 | Pass
266050 | Velco | 2002-02-21 | Pass
266034 | Velco | 2002-02-21 | Pass
294239 | Velco | 2002-02-21 | Pass
294242 | Velco | 2002-02-21 | Pass
266019 | Velco | 2002-02-21 | Pass
258415 | Velco | 2002-02-21 | Pass
301246 | New Brunswick | 2002-02-21 | Pass
293344 | New Brunswick | 2002-02-21 | Pass
319197 | Velco | 2002-08-26 | Pass
266034 | Velco | 2002-08-26 | Pass
294239 | Velco | 2002-08-26 | Pass
294242 | Velco | 2002-08-26 | Pass
266019 | Velco | 2002-08-26 | Pass
258415 | Velco | 2002-08-26 | Pass