## CoverPage
ISO New England Seasonal Claimed Capability (SCC) Report
as of 01/01/2004
Revision 0
A Monthly Listing of NEPOOL Participant Generating Units and their Summer and Winter Seasonal Claimed Capability (SCC), published by ISO-NE
Includes Generating units that are:
- registered as Generating Assets and modeled in the ISO-NE Energy Management System (EMS)
- registered as Load Assets, NOT modeled in the EMS, and receiving "Settlement Only Generator" treatment
Total NEPOOL Installed Capability (MW)
[5 empty] | Winter | Summer
[5 empty] | (January) | (August)
|  |  |  | Total EMS Capability: | 32729.95 | 30199.425
|  |  |  | Total Settlement Only Capability: | 288.154 | 243.648
|  |  |  | Total Capability: | 33018.104 | 30443.073
Summary reports in this Spreadsheet include:
Worksheet |  | Contents
SCC_Report_Current |  | Comprehensive listing of ALL units & SCC values
Retired_Deactivated |  | Listing of units Retired or Deactivated (since 5/1/00)
Detail_SettlementOnly |  | Detailed listing of Settlement Only Generators, with Monthly Capabilities (units listed here are also listed in SCC_Report_Current)
Detail_EMS_DCH_Wind |  | Detailed listing of EMS Daily Cycle Hydro and Wind Generators, with Monthly Capabilities (units listed here are also listed in SCC_Report_Current)
Notes_Abbreviations |  | Explanatory notes, including definition of acronyms and column headings of reports
General Notes:
This Report includes changes since the previous Report, and changes that occurred on the first of the month.
To Print All Worksheets within this file, click on the "Print Entire SCC Report" button
To go to a specific report, click on the "Go to" button above (or simply click on the desired Worksheet tab)
To print a specific section (worksheet) of the report, go to that worksheet and click on the Print icon in the toolbar
SCC report issued by Crystal Jackson on January 1, 2004
If you have any questions, about this report please contact Crystal J. Jackson @ (413) 535-4066 or e-mail cjackson@iso-ne.com

## SCC_Report_Current
ISO NEW ENGLAND CLAIM CAPABILITY (SCC) REPORT
|  | SCC values as of | 2004-01-01 | [10 empty] | ...with changes from previous SCC Report of | 2003-12-01
| Note: This SCC report is sorted by ISO-NE according to (1) Current_Lead_Participant, then by (2) Class and then by (3) UnitName | [7 empty] | Lead Participant (for EMS units) or NEPOOL Participant with Majority Interest in the Resource (for SO Units) |  |  |  |  | Winter Seasonal Claimed Capability |  |  |  |  | Summer Seasonal Claimed Capability
Asset_Id | UnitName | Unit_Category | Class | SQF | State | SMD_Zone | Fuel_Type | Alt_Fuel | Current_Lead_Participant | Cust_ID | LP_Most_Recent_Change_Date | ChangeLP | Previous_Lead_Participant | WSCC | WSCC_Most_Recent_Change_Date | ChangeWSCC | PrevWSCC | DiffWSCC | SSCC | SSCC_Most_Recent_Change_Date | ChangeSSCC | PrevSSCC | DiffSSCC | Footnote | Manual Input Required?
----------- | ----------- | ----------- | ------ | ------ |  |  |  |  | ----------- | ------ | ----------- | --- | ----------- | ----------- | ----------- | --- | ----------- | ----------- | ----------- | ----------- | --- | ----------- | ----------- | ---
594 | AES THAMES | F | EMS |  | CT | CT | BIT | DFO | CLP | 50092 | 2003-03-01 |  | NU | 182.15 | 1999-05-01 |  |  |  | 181 | 1999-05-01
324 | AETNA CAPITOL DISTRICT | CC | EMS |  | CT | CT | NG | DFO | EPME | 50383 | 2001-11-08 |  | NU | 57.768 | 2003-09-29 |  |  |  | 51.688 | 2003-09-29
355 | BRANFORD 10 | J | EMS |  | CT | CT | JF |  | NRGPM | 50192 | 2000-01-01 |  | NU | 21.284 | 2001-03-15 |  |  |  | 16.174 | 2001-03-15
1032 | BRIDGEPORT ENERGY 1 | CC | EMS |  | CT | CT | NG |  | DETM | 50088 |  |  |  | 527.122 | 2000-09-19 |  |  |  | 447.878 | 2000-09-19
339 | BRIDGEPORT HARBOR 2 | F | EMS |  | CT | CT | RFO |  | PSEG | 50421 | 2002-12-06 |  | WSVST | 157.679 | 2001-04-25 |  |  |  | 130.495 | 2003-09-01
340 | BRIDGEPORT HARBOR 3 | F | EMS |  | CT | CT | BIT | RFO | PSEG | 50421 | 2002-12-06 |  | WSVST | 370.368 | 2001-03-27 |  |  |  | 372.205 | 2002-09-17
341 | BRIDGEPORT HARBOR 4 | J | EMS |  | CT | CT | JF |  | PSEG | 50421 | 2002-12-06 |  | WSVST | 14.718 | 2001-08-06 |  |  |  | 9.918 | 2001-08-06
349 | BRIDGEPORT RESCO | F | EMS |  | CT | CT | MSW |  | UI | 181 |  |  |  | 58.741 | 2003-03-17 |  |  |  | 58.709 | 2003-09-12
356 | BRISTOL REFUSE | F | EMS |  | CT | CT | MSW | DFO | CLP | 50092 | 2003-03-01 |  | NU | 12.736 | 2001-03-07 |  |  |  | 13.2 | 1999-05-01
362 | BULLS BRIDGE | HD | EMS |  | CT | CT | WAT |  | SEI | 50168 | 2000-01-01 |  | NU | 8.4 | 1999-05-01 |  |  |  | 8.4 | 1999-05-01
370 | COS COB 10 | J | EMS |  | CT | CT | JF |  | NRGPM | 50192 | 2000-01-01 |  | NU | 22.779 | 2002-08-28 |  |  |  | 17.879 | 2002-08-28
371 | COS COB 11 | J | EMS |  | CT | CT | JF |  | NRGPM | 50192 | 2000-01-01 |  | NU | 23.229 | 2001-09-21 |  |  |  | 18.239 | 2001-09-21
372 | COS COB 12 | J | EMS |  | CT | CT | JF |  | NRGPM | 50192 | 2000-01-01 |  | NU | 23.344 | 2003-02-28 |  |  |  | 18.444 | 2003-02-28
389 | DERBY DAM | HD | EMS |  | CT | CT | WAT |  | CLP | 50092 | 2003-03-01 |  | NU | 7.05 | 2001-04-20 |  |  |  | 7.05 | 2001-04-20
397 | DEVON 11 | G | EMS |  | CT | CT | NG | DFO | NRGPM | 50192 | 2000-01-01 |  | NU | 39.572 | 2002-12-20 |  |  |  | 30.052 | 2002-12-20
398 | DEVON 12 | G | EMS |  | CT | CT | NG | DFO | NRGPM | 50192 | 2000-01-01 |  | NU | 39.033 | 2002-12-20 |  |  |  | 29.823 | 2002-12-20
399 | DEVON 13 | G | EMS |  | CT | CT | NG | DFO | NRGPM | 50192 | 2000-01-01 |  | NU | 42.326 | 2002-07-30 |  |  |  | 33.326 | 2002-07-30
400 | DEVON 14 | G | EMS |  | CT | CT | NG | DFO | NRGPM | 50192 | 2000-01-01 |  | NU | 40.191 | 2002-07-30 |  |  |  | 29.621 | 2002-07-30
390 | DEVON 7 | F | EMS |  | CT | CT | RFO | NG | NRGPM | 50192 | 2000-01-01 |  | NU | 109 | 1999-05-01 |  |  |  | 107 | 1999-05-01
391 | DEVON 8 | F | EMS |  | CT | CT | RFO | NG | NRGPM | 50192 | 2000-01-01 |  | NU | 109 | 2003-02-07 |  |  |  | 106.844 | 2000-08-22
392 | DEXTER | CC | EMS |  | CT | CT | NG | DFO | CLP | 50092 | 2003-03-01 |  | NU | 39 | 1999-05-01 |  |  |  | 38 | 1999-05-01
411 | EXETER | F | EMS |  | CT | CT | TDF | DFO | AES | 50017 | 2002-06-01 |  | CNE | 25.661 | 2003-11-13 |  |  |  | 26 | 1999-05-01
412 | FALLS VILLAGE | HD | EMS |  | CT | CT | WAT |  | SEI | 50168 | 2000-01-01 |  | NU | 11 | 1999-05-01 |  |  |  | 9.76 | 1999-05-01
420 | FRANKLIN DRIVE 10 | J | EMS |  | CT | CT | JF |  | NRGPM | 50192 | 2000-01-01 |  | NU | 20.527 | 2003-02-03 |  |  |  | 15.417 | 2003-02-03
1342 | LAKE ROAD 1 | CC | EMS |  | CT | CT | NG | DFO | SET | 14 | 2003-06-01 |  | PGET | 0 | 2003-09-25 |  |  |  | 0 | 2003-09-25
1343 | LAKE ROAD 2 | CC | EMS |  | CT | CT | NG | DFO | SET | 14 | 2003-06-01 |  | PGET | 262.629 | 2003-04-22 |  |  |  | 227.005 | 2003-04-22
1344 | LAKE ROAD 3 | CC | EMS |  | CT | CT | NG | DFO | SET | 14 | 2003-06-01 |  | PGET | 290.204 | 2003-07-10 |  |  |  | 254.58 | 2003-07-10
462 | LISBON RESOURCE RECOVERY | F | EMS |  | CT | CT | MSW |  | CLP | 50092 | 2003-03-01 |  | NU | 13.036 | 2001-02-20 |  |  |  | 12.961 | 2001-09-19
479 | MIDDLETOWN 1 | F | EMS |  | CT | CT | RFO |  | NRGPM | 50192 | 2000-01-01 |  | NU | 0 | 1999-10-01 |  |  |  | 0 | 2000-06-01
478 | MIDDLETOWN 10 | J | EMS |  | CT | CT | JF |  | NRGPM | 50192 | 2000-01-01 |  | NU | 22.023 | 2003-05-03 |  |  |  | 17.123 | 2003-05-03
480 | MIDDLETOWN 2 | F | EMS |  | CT | CT | RFO | NG | NRGPM | 50192 | 2000-01-01 |  | NU | 120 | 1999-05-01 |  |  |  | 117 | 1999-05-01
481 | MIDDLETOWN 3 | F | EMS |  | CT | CT | RFO | NG | NRGPM | 50192 | 2000-01-01 |  | NU | 245 | 1999-05-01 |  |  |  | 236 | 1999-05-01
482 | MIDDLETOWN 4 | F | EMS |  | CT | CT | RFO |  | NRGPM | 50192 | 2000-01-01 |  | NU | 402 | 1999-05-01 |  |  |  | 400 | 1999-05-01
484 | MILLSTONE POINT 2 | N | EMS |  | CT | CT | NUC |  | DNC | 50435 | 2003-12-04 | x | DEM | 879.166 | 2003-02-05 |  |  |  | 866.215 | 2003-09-22
485 | MILLSTONE POINT 3 | N | EMS |  | CT | CT | NUC |  | DNC | 50435 | 2003-12-04 | x | DEM | 1157.13 | 2003-02-05 |  |  |  | 1130.468 | 2002-07-29
492 | MONTVILLE 10 and 11 | D | EMS |  | CT | CT | DFO |  | NRGPM | 50192 | 2000-01-01 |  | NU | 5.354 | 2003-02-03 |  |  |  | 5.296 | 2000-06-01
493 | MONTVILLE 5 | F | EMS |  | CT | CT | RFO | NG | NRGPM | 50192 | 2000-01-01 |  | NU | 81.59 | 1999-10-01 |  |  |  | 81 | 2000-09-29
494 | MONTVILLE 6 | F | EMS |  | CT | CT | RFO |  | NRGPM | 50192 | 2000-01-01 |  | NU | 409.913 | 2000-12-06 |  |  |  | 407.401 | 2002-09-03
513 | NEW HAVEN HARBOR | F | EMS |  | CT | CT | RFO | NG | PSEG | 50421 | 2002-12-06 |  | WSVST | 454.644 | 2001-03-04 |  |  |  | 447.894 | 2003-09-19
519 | NORWALK HARBOR 1 | F | EMS |  | CT | CT | RFO |  | NRGPM | 50192 | 2000-01-01 |  | NU | 164 | 2001-07-31 |  |  |  | 162 | 1999-05-01
521 | NORWALK HARBOR 10 (3) | J | EMS |  | CT | CT | DFO |  | NRGPM | 50192 | 2000-01-01 |  | NU | 17.125 | 2003-08-01 |  |  |  | 11.925 | 2003-08-01
520 | NORWALK HARBOR 2 | F | EMS |  | CT | CT | RFO |  | NRGPM | 50192 | 2000-01-01 |  | NU | 172 | 2002-03-08 |  |  |  | 168 | 1999-05-01
515 | NORWICH JET | J | EMS |  | CT | CT | DFO |  | CMEEC | 8 |  |  |  | 18.8 | 1999-05-01 |  |  |  | 15.255 | 1999-05-01
544 | RAINBOW | HD | EMS |  | CT | CT | WAT |  | CLP | 50092 | 2003-03-01 |  | NU | 8.2 | 1999-05-01 |  |  |  | 8.2 | 1999-05-01
739 | ROCKY RIVER | HW | EMS |  | CT | CT | WAT |  | SEI | 50168 | 2000-01-01 |  | NU | 29.01 | 2001-03-27 |  |  |  | 29.167 | 2003-06-19
562 | SECREC-PRESTON | F | EMS |  | CT | CT | MSW | DFO | CLP | 50092 | 2003-03-01 |  | NU | 16.946 | 2002-03-25 |  |  |  | 16.011 | 2001-08-08
566 | SHEPAUG | HW | EMS |  | CT | CT | WAT |  | SEI | 50168 | 2000-01-01 |  | NU | 42.559 | 2002-03-21 |  |  |  | 41.511 | 2001-08-28
572 | SO. MEADOW 11 | J | EMS |  | CT | CT | JF |  | SEI | 50168 | 2000-01-01 |  | NU | 46.921 | 2002-08-28 |  |  |  | 35.781 | 2002-08-28
573 | SO. MEADOW 12 | J | EMS |  | CT | CT | JF |  | SEI | 50168 | 2000-01-02 |  | NU | 47.867 | 2002-01-15 |  |  |  | 37.701 | 2001-01-16
574 | SO. MEADOW 13 | J | EMS |  | CT | CT | JF |  | SEI | 50168 | 2000-01-03 |  | NU | 47.917 | 2001-09-14 |  |  |  | 38.317 | 2001-09-14
575 | SO. MEADOW 14 | J | EMS |  | CT | CT | JF |  | SEI | 50168 | 2000-01-04 |  | NU | 47.353 | 2001-01-11 |  |  |  | 37.353 | 2001-01-11
580 | SO. MEADOW 5 | F | EMS |  | CT | CT | MSW |  | CLP | 50092 | 2003-03-01 |  | NU | 29.23 | 2003-10-10 |  |  |  | 25.596 | 2003-10-10
581 | SO. MEADOW 6 | F | EMS |  | CT | CT | MSW |  | CLP | 50092 | 2003-03-01 |  | NU | 30.445 | 1999-05-01 |  |  |  | 27.113 | 2002-09-30
587 | STEVENSON | HW | EMS |  | CT | CT | WAT |  | SEI | 50168 | 2000-01-01 |  | NU | 28.9 | 1999-05-01 |  |  |  | 28.311 | 2000-10-01
595 | TORRINGTON TERMINAL 10 | J | EMS |  | CT | CT | JF |  | NRGPM | 50192 | 2000-01-01 |  | NU | 20.958 | 2003-09-29 |  |  |  | 15.848 | 2003-09-29
596 | TUNNEL 10 | J | EMS |  | CT | CT | JF |  | SEI | 50168 | 2000-01-01 |  | NU | 20.763 | 2003-10-24 |  |  |  | 15.893 | 2003-10-24
1376 | WALLINGFORD 1 | G | EMS |  | CT | CT | NG |  | PPLEP | 50212 |  |  | PPLEP | 48.945 | 2002-01-28 |  |  |  | 44.496 | 2003-03-21
1377 | WALLINGFORD 2 | G | EMS |  | CT | CT | NG |  | PPLEP | 50212 |  |  | PPLEP | 49.485 | 2003-03-19 |  |  |  | 38.485 | 2003-03-19
1378 | WALLINGFORD 3 | G | EMS |  | CT | CT | NG |  | PPLEP | 50212 |  |  | PPLEP | 49.773 | 2003-03-21 |  |  |  | 44.878 | 2003-03-21
1379 | WALLINGFORD 4 | G | EMS |  | CT | CT | NG |  | PPLEP | 50212 |  |  | PPLEP | 47.462 | 2002-06-01 |  |  |  | 42.177 | 2002-06-01
1380 | WALLINGFORD 5 | G | EMS |  | CT | CT | NG |  | PPLEP | 50212 |  |  | PPLEP | 50.915 | 2003-03-21 |  |  |  | 39.915 | 2003-03-21
623 | WALLINGFORD REFUSE | F | EMS |  | CT | CT | MSW | DFO | CLP | 50092 | 2003-03-01 |  | NU | 6.9 | 1999-05-01 |  |  |  | 6.35 | 1999-05-01
811 | BANTAM | HD | SO |  | CT | CT | WAT |  | SEI | 50168 |  |  |  | 0.32 | 2000-04-01 |  |  |  | 0.07 | 2000-04-01
798 | COLEBROOK | HD | SO |  | CT | CT | WAT |  | CLP | 50092 |  |  |  | 1.373 | 2000-04-01 |  |  |  | 1.373 | 2000-04-01
1209 | CRRA HARTFORD LANDFILL | F | SO | x | CT | CT | LFG |  | CLP | 50092 |  |  |  | 2.468 | 2003-03-01 |  |  |  | 2.468 | 2003-03-01
807 | DAYVILLE POND | HD | SO |  | CT | CT | WAT |  | CLP | 50092 | 2002-09-01 |  | CEC | 0.061 | 2002-09-01 |  |  |  | 0.061 | 2002-09-01
977 | G FOX | G | SO |  | CT | CT | NG |  | CLP | 50092 |  |  |  | 0 | 2002-03-13 |  |  |  | 0 | 2002-03-13
805 | GLEN FALLS | HD | SO |  | CT | CT | WAT |  | CLP | 50092 |  |  |  | 0.096 | 2000-04-01 |  |  |  | 0.096 | 2000-04-01
796 | GOODWIN DAM | HD | SO |  | CT | CT | WAT |  | CLP | 50092 |  |  |  | 2.064 | 2000-04-01 |  |  |  | 2.064 | 2000-04-01
788 | GREENVILLE DAM | HD | SO |  | CT | CT | WAT |  | CMEEC | 8 |  |  |  | 0.95 | 2000-04-01 |  |  |  | 0.95 | 2000-04-01
799 | KINNEYTOWN A | HD | SO |  | CT | CT | WAT |  | CLP | 50092 |  |  |  | 0.246 | 2000-04-01 |  |  |  | 0.246 | 2000-04-01
800 | KINNEYTOWN B | HD | SO |  | CT | CT | WAT |  | CLP | 50092 |  |  |  | 0.654 | 2000-04-01 |  |  |  | 0.654 | 2000-04-01
880 | MCCALLUM ENTERPRISES | HD | SO |  | CT | CT | WAT |  | UI | 181 |  |  |  | 0 | 2003-03-01 |  |  |  | 0 | 2003-03-01
806 | MECHANICSVILLE | HD | SO |  | CT | CT | WAT |  | CLP | 50092 |  |  |  | 0.101 | 2000-04-01 |  |  |  | 0.101 | 2000-04-01
978 | NEW MILFORD | F | SO | x | CT | CT | OBG | DFO | VELCO | 182 | 2002-01-01 |  | CLP | 3.014 | 2001-03-01 |  |  |  | 3.014 | 2001-03-01
809 | PINCHBECK | F | SO | x | CT | CT | WDS |  | CLP | 50092 |  |  |  | 0.01 | 2003-03-01 |  |  |  | 0.01 | 2003-03-01
804 | PUTNAM | HD | SO |  | CT | CT | WAT |  | CLP | 50092 | 2002-09-01 |  | CEC | 0.58 | 2002-05-01 |  |  |  | 0.58 | 2002-05-01
810 | QUINEBAUG | HD | SO |  | CT | CT | WAT |  | CLP | 50092 |  |  |  | 2.81 | 2000-04-06 |  |  |  | 0.98 | 2000-04-06
876 | ROBERTSVILLE | HD | SO |  | CT | CT | WAT |  | SEI | 50168 |  |  |  | 0.62 | 2000-04-01 |  |  |  | 0.32 | 2000-04-01
808 | ROCKY GLEN | HD | SO |  | CT | CT | WAT |  | CLP | 50092 |  |  |  | 0.042 | 2000-04-01 |  |  |  | 0.042 | 2000-04-01
877 | SCOTLAND | HD | SO |  | CT | CT | WAT |  | SEI | 50168 |  |  |  | 2.2 | 2000-04-01 |  |  |  | 1.69 | 2000-04-01
881 | SHELTON LANDFILL | F | SO |  | CT | CT | MSW |  | UI | 181 |  |  |  | 0 | 2003-03-01 |  |  |  | 0 | 2003-03-01
879 | TAFTVILLE CT | HD | SO |  | CT | CT | WAT |  | SEI | 50168 |  |  |  | 2.03 | 2000-04-01 |  |  |  | 2.03 | 2000-04-01
1064 | TENTH STREET | HD | SO |  | CT | CT | WAT |  | CMEEC | 8 |  |  |  | 1.17 | 2000-04-01 | m | 0.79 | 0.38 | 0.98 | 2000-04-01
803 | TOUTANT | HD | SO |  | CT | CT | WAT |  | CLP | 50092 |  |  |  | 0.16 | 2000-04-01 |  |  |  | 0.16 | 2000-04-01
813 | TUNNEL | HD | SO |  | CT | CT | WAT |  | SEI | 50168 |  |  |  | 2.1 | 2000-04-01 |  |  |  | 1.53 | 2000-04-01
801 | WILLIMANTIC 1 | HD | SO |  | CT | CT | WAT |  | CLP | 50092 |  |  |  | 0.423 | 2000-04-01 |  |  |  | 0.423 | 2000-04-01
802 | WILLIMANTIC 2 | HD | SO |  | CT | CT | WAT |  | CLP | 50092 |  |  |  | 0.388 | 2000-04-01 |  |  |  | 0.388 | 2000-04-01
797 | WYRE WYND | HD | SO |  | CT | CT | WAT |  | CLP | 50092 | 2002-09-01 |  | CEC | 1.8 | 2001-05-01 |  |  |  | 1.8 | 2001-05-01
326 | ALTRESCO | CC | EMS |  | MA | WCMA | NG | DFO | EKT | 50446 | 2003-11-01 |  | USG | 173 | 1999-05-01 |  |  |  | 141.04 | 1999-05-01
1412 | ANP BELLINGHAM 1 | CC | EMS |  | MA | SEMA | NG |  | ANP | 50453 | 2002-11-29 |  | ANP | 251.816 | 2002-11-29 |  |  |  | 221.616 | 2002-11-29
1415 | ANP BELLINGHAM 2 | CC | EMS |  | MA | SEMA | NG |  | ANP | 50453 |  |  | ANP | 245.614 | 2003-10-29 |  |  |  | 215.414 | 2003-10-29
1286 | ANP BLACKSTONE 1 | CC | EMS |  | MA | SEMA | NG |  | ANP | 50453 | 2001-07-01 |  | AMC | 252.067 | 2002-09-30 |  |  |  | 221.867 | 2002-09-30
1287 | ANP BLACKSTONE 2 | CC | EMS |  | MA | SEMA | NG |  | ANP | 50453 | 2001-07-01 |  | AMC | 252.361 | 2003-02-08 |  |  |  | 222.261 | 2003-02-08
359 | BEAR SWAMP 1 | PS | EMS |  | MA | WCMA | WAT |  | USG | 50087 | 2003-05-30 |  | PGET | 292.275 | 2002-03-26 |  |  |  | 282.513 | 2001-09-05
360 | BEAR SWAMP 2 | PS | EMS |  | MA | WCMA | WAT |  | USG | 50087 | 2003-05-30 |  | PGET | 293.052 | 2002-03-26 |  |  |  | 280.362 | 2001-09-05
1086 | BERKSHIRE POWER | CC | EMS |  | MA | WCMA | NG |  | EPME | 50383 |  |  | EPPS | 257.084 | 2003-09-29 |  |  |  | 240.084 | 2003-09-29
343 | BLACKSTONE 1 | F | EMS |  | MA | NEMA | RFO | NG | CES | 108 |  |  |  | 0 | 2002-03-13 |  |  |  | 0 | 2003-09-25
348 | BOOT MILLS | HD | EMS |  | MA | WCMA | WAT |  | CES | 108 |  |  |  | 20 | 1999-05-01 |  |  |  | 20 | 1999-05-01
354 | BRAYTON DIESELS 1-4 | D | EMS |  | MA | SEMA | DFO |  | USG | 50087 | 2003-05-30 |  | PGET | 7.55 | 2001-03-19 |  |  |  | 7.614 | 2002-09-24
350 | BRAYTON PT 1 | F | EMS |  | MA | SEMA | BIT | RFO | USG | 50087 | 2003-05-30 |  | PGET | 252.96 | 2003-02-08 |  |  |  | 243.455 | 2003-08-20
351 | BRAYTON PT 2 | F | EMS |  | MA | SEMA | BIT | RFO | USG | 50087 | 2003-05-30 |  | PGET | 252.8 | 2003-02-12 |  |  |  | 240 | 1999-05-01
352 | BRAYTON PT 3 | F | EMS |  | MA | SEMA | BIT | RFO | USG | 50087 | 2003-05-30 |  | PGET | 633 | 1999-05-01 |  |  |  | 612 | 1998-02-01
353 | BRAYTON PT 4 | F | EMS |  | MA | SEMA | RFO | NG | USG | 50087 | 2003-05-30 |  | PGET | 445.52 | 1999-10-01 |  |  |  | 435 | 1999-07-28
766 | CABOT/TURNERS FALLS | HD | EMS |  | MA | WCMA | WAT |  | SEI | 50168 | 2000-01-01 |  | NU | 65.2 | 2003-04-01 |  |  |  | 65.2 | 2003-04-01
365 | CANAL 1 | F | EMS |  | MA | SEMA | RFO |  | MAE | 155 | 2003-04-01 |  | MNE | 564.41 | 2002-01-24 |  |  |  | 558.67 | 2000-06-01
366 | CANAL 2 | F | EMS |  | MA | SEMA | RFO | NG | MAE | 155 | 2003-04-01 |  | MNE | 562 | 1999-05-06 |  |  |  | 553 | 1999-05-06
376 | CLEARY 8 | F | EMS |  | MA | SEMA | RFO |  | TMLP | 153 |  |  |  | 26 | 1999-05-01 |  |  |  | 26 | 1999-05-01
375 | CLEARY 9/9A CC | CC | EMS |  | MA | SEMA | RFO | NG | TMLP | 153 |  |  |  | 110 | 1999-05-01 |  |  |  | 105 | 1999-05-01
379 | COBBLE MOUNTAIN | HW | EMS |  | MA | WCMA | WAT |  | SEI | 50168 | 2001-01-18 |  | NU | 30.603 | 2002-03-11 |  |  |  | 30.862 | 2002-08-05
388 | DARTMOUTH POWER | CC | EMS |  | MA | SEMA | NG | DFO | CES | 108 |  |  |  | 67.877 | 2003-09-03 |  |  |  | 61.8 | 1999-05-01
465 | DEERFIELD 2/LWR DRFIELD | HD | EMS |  | MA | WCMA | WAT |  | USG | 50087 | 2003-05-30 |  | PGET | 18.74 | 1999-05-01 |  |  |  | 18.74 | 1999-05-01
393 | DEERFIELD 5 | HD | EMS |  | MA | WCMA | WAT |  | USG | 50087 | 2003-05-30 |  | PGET | 13.99 | 1999-05-01 |  |  |  | 13.99 | 1999-05-01
1005 | DIGHTON POWER 1 | CC | EMS |  | MA | SEMA | NG |  | CEN | 50375 | 2002-04-01 |  | DPA | 180.139 | 2003-12-11 | n | 189.615 | -9.476 | 142.499 | 2003-12-11 | n | 151.975 | -9.476
395 | DOREEN | J | EMS |  | MA | WCMA | JF |  | CEEI | 50247 | 1999-07-01 |  | NU | 21.1 | 1999-05-01 |  |  |  | 16.6 | 1999-10-15
1432 | FALL RIVER | F | EMS |  | MA | SEMA | LFG |  | TMLP | 153 |  |  | TMLP | 5.275 | 2003-03-17 |  |  |  | 5.125 | 2002-09-26
413 | FIFE BROOK | HD | EMS |  | MA | WCMA | WAT |  | USG | 50087 | 2003-05-30 |  | PGET | 9.9 | 1999-05-01 |  |  |  | 9.9 | 1999-05-01
1691 | FORE RIVER EDGAR | CC | EMS |  | MA | SEMA | NG |  | EXNEH | 50074 | 2003-08-19 |  | EXNEH | 831.838 | 2003-08-19 |  |  |  | 683.503 | 2003-08-19
417 | FRAMINGHAM JET 1 | J | EMS |  | MA | NEMA | DFO |  | EXNEH | 50074 | 1998-09-01 |  | SITHE | 13.836 | 2002-07-22 |  |  |  | 9.786 | 2002-07-22
418 | FRAMINGHAM JET 2 | J | EMS |  | MA | NEMA | DFO |  | EXNEH | 50074 | 1998-09-01 |  | SITHE | 14.05 | 2000-11-01 |  |  |  | 10.05 | 2000-11-01
419 | FRAMINGHAM JET 3 | J | EMS |  | MA | NEMA | DFO |  | EXNEH | 50074 | 1998-09-01 |  | SITHE | 12.866 | 2002-03-11 |  |  |  | 9.366 | 2002-03-11
421 | FRONT STREET DIESELS 1-3 | D | EMS |  | MA | WCMA | DFO |  | CMLP | 7 |  |  |  | 8.25 | 1999-05-01 |  |  |  | 8.25 | 2003-09-11
769 | HADLEY FALLS 1&2 | HD | EMS |  | MA | WCMA | WAT |  | HGE | 44 | 2001-12-14 |  | SEI | 31.5 | 1999-05-01 |  |  |  | 31.5 | 1999-05-01
435 | HARRIMAN | HW | EMS |  | MA | WCMA | WAT |  | USG | 50087 | 2003-05-30 |  | PGET | 38.615 | 2003-05-30 |  |  |  | 40.4 | 2000-06-01
437 | HOLYOKE 6/CABOT 6 | F | EMS |  | MA | WCMA | RFO | NG | HGE | 44 |  |  |  | 6 | 1999-05-01 |  |  |  | 8.756 | 2000-10-05
438 | HOLYOKE 8/CABOT 8 | F | EMS |  | MA | WCMA | RFO | NG | HGE | 44 |  |  |  | 9 | 1999-05-01 |  |  |  | 8.704 | 2000-10-01
10347 | KENDALL 1 | F | EMS |  | MA | NEMA | NG | DFO | MAE | 155 | 2003-04-01 |  | MAE | 16.436 | 2003-12-22 | n | 18 | -1.564 | 18 | 2003-11-13
10348 | KENDALL 2 | F | EMS |  | MA | NEMA | NG | DFO | MAE | 155 | 2003-04-01 |  | MAE | 20.474 | 2003-12-22 | n | 21 | -0.526 | 21 | 2003-11-13
10349 | KENDALL 3 | F | EMS |  | MA | NEMA | NG | DFO | MAE | 155 | 2003-04-01 |  | MAE | 20.413 | 2003-12-22 | n | 24 | -3.587 | 24 | 2003-11-13
1672 | KENDALL CT | CC | EMS |  | MA | NEMA | NG |  | MAE | 155 | 2003-04-01 |  | MNE | 167.5 | 2003-01-06 |  |  |  | 153.5 | 2003-01-06
452 | KENDALL JET 1 | J | EMS |  | MA | NEMA | JF |  | MAE | 155 | 2003-04-01 |  | MNE | 22.475 | 2003-11-21 |  |  |  | 17.475 | 2003-11-21
453 | KENDALL JET 2 | J | EMS |  | MA | NEMA | JF |  | MAE | 155 | 2003-04-01 |  | MNE | 20.613 | 2003-01-28 |  |  |  | 15.613 | 2003-01-28
2277 | KENDALL STEAM | CC | EMS |  | MA | NEMA | NG | DFO | MAE | 155 | 2003-04-01 |  | SCEM | 0 | 2003-11-13 | n | 60.413 | -60.413 | 0 | 2003-11-13 | n | 60.413 | -60.413
466 | L STREET JET | J | EMS |  | MA | NEMA | DFO |  | EXNEH | 50074 | 1998-09-01 |  | SITHE | 17.5 | 2003-02-20 |  |  |  | 11.85 | 2003-02-20
457 | LAWRENCE HYDRO | HD | EMS |  | MA | WCMA | WAT |  | USG | 50087 | 2003-05-30 |  | PGET | 14.1 | 1999-05-01 |  |  |  | 9.4 | 1999-05-01
1188 | LOWELL COGENERATION PLANT | CC | EMS |  | MA | WCMA | NG | DFO | SET | 14 | 2002-01-01 |  | UAELT | 27.25 | 2003-08-04 |  |  |  | 25 | 2003-03-20
472 | M STREET JET | J | EMS |  | MA | NEMA | JF |  | BE | 3 |  |  |  | 68.1 | 2002-06-20 |  |  |  | 50 | 2002-06-20
497 | MASS POWER | CC | EMS |  | MA | WCMA | NG | DFO | BE | 3 |  |  |  | 270 | 1999-05-01 |  |  |  | 231.5 | 1999-05-01
486 | MILFORD POWER | CC | EMS |  | MA | SEMA | NG |  | MPLP | 109 |  |  |  | 170.73 | 1999-05-01 |  |  |  | 149 | 2000-04-14
1210 | MILLENNIUM | CC | EMS |  | MA | WCMA | NG | DFO | EKT | 50446 | 2003-07-11 |  | MPP | 386.802 | 2002-09-30 |  |  |  | 337.802 | 2002-09-30
498 | MT TOM | F | EMS |  | MA | WCMA | BIT |  | SEI | 50168 | 2000-01-01 |  | NU | 146.976 | 2001-12-07 |  |  |  | 145.111 | 2002-09-18
499 | MYSTIC 4 | F | EMS |  | MA | NEMA | RFO |  | EXNEH | 50074 | 1998-09-01 |  | SITHE | 0 | 2003-12-16 | n | 89.95 | -89.95 | 0 | 2003-12-16 | n | 95.438 | -95.438
500 | MYSTIC 5 | F | EMS |  | MA | NEMA | RFO |  | EXNEH | 50074 | 1998-09-01 |  | SITHE | 0 | 2003-12-16 | n | 90.9 | -90.9 | 0 | 2003-12-16 | n | 91.625 | -91.625
501 | MYSTIC 6 | F | EMS |  | MA | NEMA | RFO |  | EXNEH | 50074 | 1998-09-01 |  | SITHE | 0 | 2003-12-16 | n | 95.05 | -95.05 | 0 | 2003-12-16
502 | MYSTIC 7 | F | EMS |  | MA | NEMA | RFO | NG | EXNEH | 50074 | 1998-09-01 |  | SITHE | 559.775 | 2000-12-26 |  |  |  | 554.85 | 2001-08-27
1478 | MYSTIC 8 | CC | EMS |  | MA | NEMA | NG |  | EXNEH | 50074 | 2003-04-13 |  | EXNEH | 837.341 | 2003-09-15 |  |  |  | 688.581 | 2003-09-15
1616 | MYSTIC 9 | G | EMS |  | MA | NEMA | NG | 0 | EXNEH | 50074 | 2003-07-16 |  | EXNEH | 858.436 | 2003-09-30 |  |  |  | 709.676 | 2003-09-30
503 | MYSTIC JET | J | EMS |  | MA | NEMA | DFO |  | EXNEH | 50074 | 1998-09-01 |  | SITHE | 12.474 | 2001-01-31 |  |  |  | 8.324 | 2001-01-31
507 | NEA BELLINGHAM | CC | EMS |  | MA | SEMA | NG | DFO | BE | 3 |  |  |  | 328.056 | 2002-09-03 |  |  |  | 265.436 | 2002-09-03
505 | NEW BOSTON 1 | F | EMS |  | MA | NEMA | RFO | NG | EXNEH | 50074 | 2002-11-27 |  | SITHE | 354.9 | 2002-11-26 |  |  |  | 350 | 2002-11-01
742 | NORTHFIELD MOUNTAIN 1-4 | PS | EMS |  | MA | WCMA | WAT |  | SEI | 50168 | 2000-01-01 |  | NU | 1080 | 1999-11-01 |  |  |  | 1080 | 1999-11-01
1030 | OAK BLUFFS | D | EMS |  | MA | SEMA | DFO |  | MAE | 155 | 2003-04-01 |  | MNE | 8.25 | 1999-05-06 |  |  |  | 8 | 2000-06-01
527 | OGDEN-MARTIN 1 | F | EMS |  | MA | NEMA | MSW |  | USG | 50087 | 2003-05-30 |  | PGET | 41.06 | 1999-05-01 |  |  |  | 40.94 | 1999-06-01
535 | PEPPERELL | CC | EMS |  | MA | WCMA | NG | DFO | IPPAI | 48 |  |  |  | 0 | 2003-12-04 | n | 40.115 | -40.115 | 0 | 2003-12-04 | n | 33.135 | -33.135
537 | PILGRIM | N | EMS |  | MA | SEMA | NUC |  | ENGC | 50206 | 1999-09-25 |  | BE | 684.746 | 2003-08-01 |  |  |  | 684.746 | 2003-08-01
538 | PINETREE POWER | F | EMS |  | MA | WCMA | WDS |  | FGE | 38 | 2002-03-01 |  | CEC | 17.134 | 2003-02-17 |  |  |  | 16.62 | 2001-07-27
540 | POTTER 2 CC | CC | EMS |  | MA | SEMA | NG | DFO | BELD | 5 |  |  |  | 93.51 | 2003-10-10 |  |  |  | 75.51 | 2003-10-10
361 | POTTER DIESEL 1 | D | EMS |  | MA | SEMA | DFO |  | BELD | 5 |  |  |  | 2.25 | 1999-05-01 |  |  |  | 2.25 | 1999-05-01
547 | RESCO NO. ANDOVER | F | EMS |  | MA | NEMA | MSW |  | USG | 50087 | 2003-05-30 |  | PGET | 29.079 | 2002-02-05 |  |  |  | 28.306 | 2000-10-05
546 | RESCO SAUGUS | F | EMS |  | MA | NEMA | MSW |  | USG | 50087 | 2003-05-30 |  | PGET | 31 | 1999-05-01 |  |  |  | 30.577 | 2000-10-04
551 | SALEM HARBOR 1 | F | EMS |  | MA | NEMA | BIT | RFO | USG | 50087 | 2003-05-30 |  | PGET | 83.994 | 2001-12-04 |  |  |  | 81.988 | 2003-08-19
552 | SALEM HARBOR 2 | F | EMS |  | MA | NEMA | BIT | RFO | USG | 50087 | 2003-05-30 |  | PGET | 78.595 | 2002-03-14 |  |  |  | 80 | 1999-05-01
553 | SALEM HARBOR 3 | F | EMS |  | MA | NEMA | BIT | RFO | USG | 50087 | 2003-05-30 |  | PGET | 149.907 | 2001-12-04 |  |  |  | 142.636 | 2003-08-11
554 | SALEM HARBOR 4 | F | EMS |  | MA | NEMA | RFO |  | USG | 50087 | 2003-05-30 |  | PGET | 400.365 | 2003-03-05 |  |  |  | 400.451 | 2002-09-26
561 | SEARSBURG | HD | EMS |  | MA | WCMA | WAT |  | USG | 50087 | 2003-05-30 |  | PGET | 4.96 | 1999-05-01 |  |  |  | 4.96 | 1999-05-01
563 | SEMASS 1 | F | EMS |  | MA | SEMA | MSW |  | CES | 108 |  |  |  | 50.74 | 1999-10-01 |  |  |  | 46.18 | 1999-05-01
564 | SEMASS 2 | F | EMS |  | MA | SEMA | MSW |  | CES | 108 |  |  |  | 24.32 | 1999-05-01 |  |  |  | 20.85 | 1999-05-01
567 | SHERMAN | HW | EMS |  | MA | WCMA | WAT |  | USG | 50087 | 2003-05-30 |  | PGET | 6.237 | 2001-02-15 |  |  |  | 6.081 | 2000-09-12
577 | SOMERSET 6 | F | EMS |  | MA | SEMA | BIT |  | NRGPM | 50192 | 1999-07-03 |  | CPS | 108.5 | 2003-10-21 |  |  |  | 105.599 | 2001-09-11
579 | SOMERSET JET 2 | J | EMS |  | MA | SEMA | JF |  | NRGPM | 50192 | 1999-07-03 |  | CPS | 23 | 2002-11-13 |  |  |  | 18.3 | 2002-11-13
2425 | SPRINGFIELD REFUSE | F | EMS |  | MA | WCMA | MSW | DFO | WMECO | 50093 | 2003-03-01 |  | NU | 6 | 1999-05-01 |  |  |  | 6 | 1999-05-01
583 | STONY BROOK 2A | G | EMS |  | MA | WCMA | DFO |  | MMWEC | 76 |  |  |  | 87.4 | 2002-02-28 |  |  |  | 67.4 | 2002-02-28
584 | STONY BROOK 2B | G | EMS |  | MA | WCMA | DFO |  | MMWEC | 76 |  |  |  | 85.3 | 2002-03-04 |  |  |  | 65.3 | 2002-03-04
1185 | STONY BROOK GT1A | G | EMS |  | MA | WCMA | DFO | NG | MMWEC | 76 |  |  |  | 119 | 2001-08-31 |  |  |  | 104 | 2001-08-31
1186 | STONY BROOK GT1B | G | EMS |  | MA | WCMA | DFO | NG | MMWEC | 76 |  |  |  | 116 | 1999-11-01 |  |  |  | 100 | 2001-08-31
1187 | STONY BROOK GT1C | G | EMS |  | MA | WCMA | DFO | NG | MMWEC | 76 |  |  |  | 119 | 2001-08-31 |  |  |  | 104 | 2001-08-31
461 | UAE LOWELL POWER | CC | EMS |  | MA | WCMA | NG | DFO | SET | 14 | 2002-01-01 |  | SCEM | 87.5 | 2001-08-30 |  |  |  | 75.5 | 2001-08-30
599 | VERNON | HD | EMS |  | MA | WCMA | WAT |  | USG | 50087 | 2003-05-30 |  | PGET | 24.39 | 1999-05-01 |  |  |  | 24.39 | 1999-05-01
612 | WATERS RIVER JET 1 | J | EMS |  | MA | NEMA | DFO | NG | MMWEC | 76 |  |  |  | 20 | 1999-05-01 |  |  |  | 14 | 1999-05-01
613 | WATERS RIVER JET 2 | J | EMS |  | MA | NEMA | DFO | NG | MMWEC | 76 |  |  |  | 44.464 | 2003-03-07 |  |  |  | 29.164 | 2003-03-07
625 | WEST MEDWAY JET 1 | J | EMS |  | MA | NEMA | DFO | NG | EXNEH | 50074 | 1998-09-01 |  | SITHE | 63.671 | 2001-12-18 |  |  |  | 39.421 | 2001-12-18
626 | WEST MEDWAY JET 2 | J | EMS |  | MA | NEMA | DFO | NG | EXNEH | 50074 | 1998-09-01 |  | SITHE | 52.932 | 2002-09-03 |  |  |  | 34.732 | 2002-09-03
627 | WEST MEDWAY JET 3 | J | EMS |  | MA | SEMA | DFO | NG | EXNEH | 50074 | 1998-09-01 |  | SITHE | 55.841 | 2002-09-03 |  |  |  | 35.441 | 2002-09-03
630 | WEST SPRINGFIELD 10 | J | EMS |  | MA | WCMA | JF |  | CEEI | 50247 | 1999-07-01 |  | NU | 22 | 1999-05-01 |  |  |  | 17.215 | 2002-03-11
633 | WEST SPRINGFIELD 3 | F | EMS |  | MA | WCMA | RFO | NG | CEEI | 50247 | 1999-07-01 |  | NU | 100.087 | 2002-03-20 |  |  |  | 101.185 | 2002-09-24
1693 | WEST SPRINGFIELD GT 1 | G | EMS |  | MA | WCMA | NG |  | CEEI | 50247 |  |  | CEEI | 47.815 | 2003-02-18 |  |  |  | 37.815 | 2003-02-18
1694 | WEST SPRINGFIELD GT 2 | G | EMS |  | MA | WCMA | NG |  | CEEI | 50247 |  |  | CEEI | 47.7 | 2003-02-18 |  |  |  | 37.7 | 2003-02-18
1031 | WEST TISBURY | D | EMS |  | MA | SEMA | DFO |  | MAE | 155 | 2003-04-01 |  | MNE | 5.5 | 1999-05-06 |  |  |  | 5.5 | 1999-05-06
624 | WMI MILLBURY 1 | F | EMS |  | MA | WCMA | MSW |  | USG | 50087 | 2003-05-30 |  | PGET | 39.982 | 2001-03-02 |  |  |  | 39.73 | 2001-09-26
628 | WOODLAND ROAD | J | EMS |  | MA | WCMA | JF |  | CEEI | 50247 | 1999-07-01 |  | NU | 21 | 2002-02-01 |  |  |  | 16.415 | 2003-09-03
10362 | ACTON HYDRO INC | HD | SO |  | MA | NEMA | WAT |  | CPS | 50027 | 2003-11-01 |  | CPS | 0.178 | 2003-11-01 |  |  |  | 0.178 | 2003-11-01
790 | APLP-BFI | D | SO |  | MA | WCMA | LFG |  | CMLP | 7 |  |  |  | 0.805 | 2003-08-22 |  |  |  | 1.13 | 2002-09-18
953 | ATTLEBORO LANDFILL - QF | F | SO | x | MA | SEMA | LFG |  | MEC | 50075 |  |  |  | 1.133 | 2003-03-01 |  |  |  | 1.133 | 2003-03-01
1059 | BARRE LANDFILL | F | SO | x | MA | WCMA | LFG |  | USG | 50087 | 2003-05-30 |  | PGET | 0.914 | 2003-03-01 |  |  |  | 0.914 | 2003-03-01
812 | BEEBE HOLBROOK | HD | SO |  | MA | WCMA | WAT |  | HGE | 44 | 2001-12-14 |  | SEI | 0.5 | 2000-04-01 |  |  |  | 0.5 | 2000-04-01
859 | BOATLOCK | HD | SO |  | MA | WCMA | WAT |  | HGE | 44 | 2001-12-14 |  | SEI | 2.9 | 2000-04-01 |  |  |  | 2.9 | 2000-04-01
1024 | BUNKER RD #1 DIESEL | D | SO |  | MA | SEMA | DFO |  | NEP | 81 |  |  |  | 0 | 2000-04-01 |  |  |  | 0 | 2000-04-01
1028 | BUNKER RD #12 GAS TURB | G | SO |  | MA | SEMA | DFO |  | NEP | 81 |  |  |  | 0 | 2000-04-01 |  |  |  | 0 | 2000-04-01
1029 | BUNKER RD #13 GAS TURB | G | SO |  | MA | SEMA | DFO |  | NEP | 81 |  |  |  | 0 | 2000-04-01 |  |  |  | 0 | 2000-04-01
1025 | BUNKER RD #2 DIESEL | D | SO |  | MA | SEMA | DFO |  | NEP | 81 |  |  |  | 0 | 2000-04-01 |  |  |  | 0 | 2000-04-01
1026 | BUNKER RD #3 DIESEL | D | SO |  | MA | SEMA | DFO |  | NEP | 81 |  |  |  | 0 | 2000-04-01 |  |  |  | 0 | 2000-04-01
1027 | BUNKER RD #4 DIESEL | D | SO |  | MA | SEMA | DFO |  | NEP | 81 |  |  |  | 0 | 2000-04-01 |  |  |  | 0 | 2000-04-01
1300 | BUNKER ROAD #10 DIESEL LOAD U5 | D | SO |  | MA | SEMA | DFO |  | NEP | 81 |  |  |  | 0 | 2000-04-01 |  |  |  | 0 | 2000-04-01
1301 | BUNKER ROAD #11 DIESEL LOAD U5 | D | SO |  | MA | SEMA | DFO |  | NEP | 81 |  |  |  | 0 | 2000-07-01 |  |  |  | 0 | 2000-07-01
1122 | CASCADE-DIAMOND-QF | HD | SO |  | MA | WCMA | WAT |  | MEC | 50075 |  |  |  | 0 | 2003-03-20 |  |  |  | 0 | 2000-04-01
792 | CENTENNIAL HYDRO | HD | SO |  | MA | WCMA | WAT |  | LELWD | 75 |  |  |  | 0.29 | 2000-04-01 |  |  |  | 0.4 | 2000-04-01
862 | CHEMICAL | HD | SO |  | MA | WCMA | WAT |  | HGE | 44 | 2001-12-14 |  | SEI | 1.5 | 2000-04-01 |  |  |  | 1.5 | 2000-04-01
2468 | CHERRY 10 | D | SO |  | MA | WCMA | DFO | NG | HLP | 45 |  |  | HLP | 2.1 | 2003-03-01 |  |  |  | 2.1 | 2003-03-01
2469 | CHERRY 11 | D | SO |  | MA | WCMA | DFO | NG | HLP | 45 |  |  | HLP | 2.1 | 2003-03-01 |  |  |  | 2.1 | 2003-03-01
2470 | CHERRY 12 | D | SO |  | MA | WCMA | DFO | NG | HLP | 45 |  |  | HLP | 5 | 2003-03-01 |  |  |  | 5 | 2003-03-01
2466 | CHERRY 7 | D | SO |  | MA | WCMA | DFO | NG | HLP | 45 |  |  | HLP | 3.2 | 2003-03-01 |  |  |  | 3.2 | 2003-03-01
2467 | CHERRY 8 | D | SO |  | MA | WCMA | DFO | NG | HLP | 45 |  |  | HLP | 3.4 | 2003-03-01 |  |  |  | 3.4 | 2003-03-01
1050 | CHICOPEE HYDRO | HD | SO |  | MA | WCMA | WAT |  | CES | 108 | 2002-01-01 |  | CPS | 2.17 | 2002-01-01 |  |  |  | 2.17 | 2000-04-01
1049 | COLLINS HYDRO | HD | SO |  | MA | WCMA | WAT |  | CES | 108 | 2002-01-01 |  | CPS | 1.25 | 2002-01-01 |  |  |  | 1.25 | 2000-04-01
1044 | COMMERCIAL ST 2 | D | SO |  | MA | NEMA | DFO |  | MMLD | 78 |  |  |  | 1 | 2000-04-01 |  |  |  | 1 | 2002-10-24
849 | CRESCENT DAM | HD | SO |  | MA | WCMA | WAT |  | GELD | 40 |  |  |  | 1 | 2000-04-01 |  |  |  | 0.85 | 2000-04-01
970 | DUDLEY HYDRO | HD | SO |  | MA | WCMA | WAT |  | SEI | 50168 |  |  |  | 0 | 2000-04-01 |  |  |  | 0 | 2000-04-01
864 | DWIGHT | HD | SO |  | MA | WCMA | WAT |  | CEEI | 50247 | 1999-07-01 |  | NU | 1.7 | 2000-04-01 |  |  |  | 1.34 | 2000-04-01
1052 | EB1-BFI | F | SO |  | MA | SEMA | OBG |  | TMLP | 153 |  |  |  | 2.913 | 2002-03-29 |  |  |  | 2.855 | 2003-09-16
851 | GARDNER FALLS | HD | SO |  | MA | WCMA | WAT |  | CEEI | 50247 | 1999-07-01 |  | NU | 3.7 | 2000-04-01 |  |  |  | 3.7 | 2000-04-01
1060 | GE LYNN EXCESS | F | SO | x | MA | NEMA | DFO | NG | MEC | 50075 |  |  |  | 3.118 | 2003-03-01 |  |  |  | 3.118 | 2003-03-01
850 | GLENDALE HYDRO | HD | SO |  | MA | WCMA | WAT |  | GELD | 40 |  |  |  | 1 | 2000-04-01 |  |  |  | 0.84 | 2000-04-01
1051 | HAL-BFI | F | SO |  | MA | SEMA | LFG |  | TMLP | 153 |  |  |  | 1.228 | 2003-03-18 |  |  |  | 1.188 | 2003-09-19
957 | HG&E HYDRO/CABOT 1-4 | HD | SO |  | MA | WCMA | WAT |  | HGE | 44 |  |  |  | 2.05 | 2000-04-01 |  |  |  | 2.1 | 2000-04-01
1656 | HULL WIND TURBINE | W | SO |  | MA | SEMA | WND |  | MMWEC | 76 |  |  | MMWEC | 0.165 | 2001-12-15 |  |  |  | 0.165 | 2001-12-15
856 | HUNT'S POND | HD | SO |  | MA | WCMA | WAT |  | TTMLP | 180 |  |  |  | 0.06 | 2000-04-01 | m | 0.07 | -0.01 | 0.02 | 2000-04-01
867 | INDIAN ORCHARD | HD | SO |  | MA | WCMA | WAT |  | CEEI | 50247 | 1999-07-01 |  | NU | 3.7 | 2000-04-01 |  |  |  | 3.7 | 2000-04-01
1067 | IPSWICH #1 | D | SO |  | MA | NEMA | NG | DFO | IMLD | 73 |  |  |  | 1.32 | 2003-03-01 |  |  |  | 1.38 | 2003-03-01
1073 | IPSWICH #10 | D | SO |  | MA | NEMA | NG | DFO | IMLD | 73 |  |  |  | 1.45 | 2003-03-01 |  |  |  | 1.4 | 2003-03-01
1074 | IPSWICH #11 | D | SO |  | MA | NEMA | NG | DFO | IMLD | 73 |  |  |  | 1.167 | 2003-12-08 |  |  |  | 1.3 | 2003-03-01
1075 | IPSWICH #12 | D | SO |  | MA | NEMA | NG | DFO | IMLD | 73 |  |  |  | 1.3 | 2003-12-08 |  |  |  | 1.35 | 2003-09-10
1068 | IPSWICH #2 | D | SO |  | MA | NEMA | NG | DFO | IMLD | 73 |  |  |  | 1.36 | 2003-03-01 |  |  |  | 1.395 | 2003-03-01
1124 | IPSWICH #3 & #4 | D | SO |  | MA | NEMA | DFO |  | IMLD | 73 |  |  |  | 1.31 | 2003-03-01 |  |  |  | 1.305 | 2003-03-01
1069 | IPSWICH #6 | D | SO |  | MA | NEMA | NG | DFO | IMLD | 73 |  |  |  | 1.32 | 2003-03-01 |  |  |  | 1.26 | 2003-03-01
1070 | IPSWICH #7 | D | SO |  | MA | NEMA | DFO |  | IMLD | 73 |  |  |  | 1.52 | 2003-12-08 |  |  |  | 1.39 | 2003-09-10
1071 | IPSWICH #8 | D | SO |  | MA | NEMA | DFO |  | IMLD | 73 |  |  |  | 1.14 | 2003-12-08 |  |  |  | 1.145 | 2003-09-10
1072 | IPSWICH #9 | D | SO |  | MA | NEMA | NG | DFO | IMLD | 73 |  |  |  | 1.39 | 2003-12-08 |  |  |  | 1.37 | 2003-09-10
950 | LP ATHOL - QF | HD | SO |  | MA | WCMA | WAT |  | MEC | 50075 |  |  |  | 0.03 | 2000-04-01 |  |  |  | 0.03 | 2000-04-01
946 | MERRIMAC PAPER - QF | HD | SO |  | MA | WCMA | WAT |  | MEC | 50075 |  |  |  | 0.003 | 2000-04-01 |  |  |  | 0.003 | 2000-04-01
793 | METHUEN HYDRO | HD | SO |  | MA | NEMA | WAT |  | LELWD | 75 |  |  |  | 0.09 | 2000-04-01 |  |  |  | 0.12 | 2000-04-01
954 | MM LOWELL LANDFILL - QF | F | SO | x | MA | WCMA | LFG |  | MEC | 50075 |  |  |  | 0.8 | 2003-03-01 |  |  |  | 0.8 | 2003-03-01
1062 | MWRA COSGROVE | HW | SO | x | MA | WCMA | WAT |  | USG | 50087 | 2003-05-30 |  | PGET | 0.023 | 2003-03-01 |  |  |  | 0.023 | 2003-03-01
857 | OAKDALE HYDRO | HD | SO |  | MA | WCMA | WAT |  | WBML | 186 |  |  |  | 3.2 | 2000-04-01 |  |  |  | 3.2 | 2000-04-01
854 | ORANGE HYDRO 1 | HD | SO |  | MA | WCMA | WAT |  | TTMLP | 180 |  |  |  | 0.15 | 2000-04-01 |  |  |  | 0.15 | 2000-04-01
855 | ORANGE HYDRO 2 | HD | SO |  | MA | WCMA | WAT |  | TTMLP | 180 |  |  |  | 0.12 | 2000-04-01 |  |  |  | 0.12 | 2000-04-01
948 | PEPPERELL PAPER - QF | HD | SO |  | MA | WCMA | WAT |  | MEC | 50075 |  |  |  | 0.028 | 2000-04-01 |  |  |  | 0.028 | 2000-04-01
2462 | PLAINVILLE GEN QF | F | SO | x | MA | RI | LFG |  | MEC | 50075 |  |  | MEC | 5 | 2003-02-01 |  |  |  | 5 | 2003-02-01
969 | POWDER MILL HYDRO | HD | SO |  | MA | WCMA | WAT |  | SEI | 50168 |  |  |  | 0.14 | 2000-09-01 |  |  |  | 0.08 | 2000-09-01
968 | PRINCETON WIND FARM | HD | SO |  | MA | WCMA | WND |  | SEI | 50168 |  |  |  | 0.1 | 2000-04-01 |  |  |  | 0.06 | 2000-04-01
873 | PUTTS BRIDGE | HD | SO |  | MA | WCMA | WAT |  | CEEI | 50247 | 1999-07-01 |  | NU | 4.1 | 2000-04-01 |  |  |  | 3.75 | 2000-04-01
1224 | RANDOLPH/BFG ELECTRIC FACILITY | D | SO |  | MA | SEMA | LFG |  | HMLP | 42 |  |  |  | 1.853 | 2003-03-18 |  |  |  | 1.554 | 2003-09-19
874 | RED BRIDGE | HD | SO |  | MA | WCMA | WAT |  | CEEI | 50247 | 1999-07-01 |  | NU | 4.26 | 2000-04-01 | m | 4.3 | -0.04 | 0.38 | 2000-04-01
947 | RIVERDALE MILLS - QF | HD | SO |  | MA | SEMA | WAT |  | MEC | 50075 |  |  |  | 0.001 | 2000-04-01 |  |  |  | 0.001 | 2000-04-01
1034 | RIVERSIDE 4-7 | HD | SO |  | MA | WCMA | WAT |  | HGE | 44 | 2001-12-14 |  | SEI | 2.9 | 2000-04-01 |  |  |  | 2.9 | 2000-04-01
1035 | RIVERSIDE 8 | HD | SO |  | MA | WCMA | WAT |  | HGE | 44 | 2001-12-14 |  | SEI | 4 | 2000-04-01 |  |  |  | 4 | 2000-04-01
827 | SEARSBURG WIND | HD | SO |  | MA | WCMA | WND |  | VELCO | 182 |  |  | VELCO | 1.69 | 2000-04-01 | m | 1.5 | 0.19 | 0.48 | 2000-04-01
1079 | SHREWSBURY DIESEL # 4 | D | SO |  | MA | WCMA | DFO |  | SELP | 149 |  |  |  | 2.75 | 2000-04-01 |  |  |  | 2.75 | 2000-04-01
1076 | SHREWSBURY DIESEL #1 | D | SO |  | MA | WCMA | DFO |  | SELP | 149 |  |  |  | 2.75 | 2000-04-01 |  |  |  | 2.75 | 2000-04-01
1077 | SHREWSBURY DIESEL #2 | D | SO |  | MA | WCMA | DFO |  | SELP | 149 |  |  |  | 2.75 | 2000-04-01 |  |  |  | 2.75 | 2000-04-01
1078 | SHREWSBURY DIESEL #3 | D | SO |  | MA | WCMA | DFO |  | SELP | 149 |  |  |  | 2.75 | 2000-04-01 |  |  |  | 2.75 | 2000-04-01
1080 | SHREWSBURY DIESEL #5 | D | SO |  | MA | WCMA | DFO |  | SELP | 149 |  |  |  | 2.75 | 2000-04-01 |  |  |  | 2.75 | 2000-04-01
878 | SKINNER | HD | SO |  | MA | WCMA | WAT |  | HGE | 44 | 2001-12-14 |  | SEI | 0.26 | 2000-04-01 |  |  |  | 0.26 | 2000-04-01
852 | SOUTH BARRE HYDRO | HD | SO |  | MA | WCMA | WAT |  | HMLD | 43 |  |  |  | 0.14 | 2000-05-01 |  |  |  | 0.13 | 2000-05-01
1495 | SOUTHBRIDGE P&T QF | F | SO | x | MA | WCMA | NG |  | MEC | 50075 |  |  | MEC | 0.252 | 2003-03-01 |  |  |  | 0.252 | 2003-03-01
858 | STERLING DIESELS | D | SO |  | MA | WCMA | DFO |  | SMED | 152 |  |  |  | 0.33 | 2000-04-01 |  |  |  | 0.33 | 2000-04-01
1225 | TANNERY DAM | HD | SO |  | MA | WCMA | WAT |  | TTMLP | 180 |  |  |  | 0.2 | 2000-04-01 |  |  |  | 0.2 | 2000-04-01
956 | WARE COGEN - QF | F | SO | x | MA | WCMA | MSW |  | MEC | 50075 |  |  |  | 0 | 2003-03-01 |  |  |  | 0 | 2003-03-01
1048 | WARE HYDRO | HD | SO |  | MA | WCMA | WAT |  | CES | 108 | 2002-01-01 |  | CPS | 1.25 | 2002-01-01 |  |  |  | 1.25 | 2002-01-01
853 | WEBSTER HYDRO | HD | SO |  | MA | WCMA | WAT |  | HMLD | 43 |  |  |  | 0.29 | 2000-05-01 |  |  |  | 0 | 2000-05-01
1045 | WILKINS ST #1 | D | SO |  | MA | NEMA | DFO |  | MMLD | 78 |  |  |  | 2.5 | 2000-04-01 |  |  |  | 2.5 | 2000-04-01
1046 | WILKINS ST #2 | D | SO |  | MA | NEMA | DFO |  | MMLD | 78 |  |  |  | 2.5 | 2000-04-01 |  |  |  | 2.5 | 2000-04-01
463 | AEI LIVERMORE | F | EMS |  | ME | ME | WDS |  | ENE | 50186 | 2003-03-01 |  | CPS | 34.62 | 2001-01-10 |  |  |  | 34.735 | 2000-10-09
1083 | ANDROSCOGGIN ENERGY CENTER | G | EMS |  | ME | ME | NG | DFO | CEN | 50375 |  |  | PEC | 155.605 | 2001-09-05 |  |  |  | 127.9 | 2002-08-05
331 | AZISCOHOS HYDRO | HD | EMS |  | ME | ME | WAT |  | FPL | 50086 | 2003-08-01 |  | CPS | 6.81 | 1999-05-01 |  |  |  | 6.81 | 1999-05-01
332 | BAR HARBOR DIESELS 1-4 | D | EMS |  | ME | ME | DFO |  | CPS | 50027 | 2003-03-01 |  | BHE | 8.6 | 2002-03-01 |  |  |  | 7.9 | 2001-09-01
754 | BAR MILLS | HD | EMS |  | ME | ME | WAT |  | FPL | 50086 | 2000-03-01 |  | CMP | 4 | 1999-05-01 |  |  |  | 4 | 1999-05-01
755 | BONNY EAGLE/W. BUXTON | HD | EMS |  | ME | ME | WAT |  | FPL | 50086 | 2000-03-01 |  | CMP | 17.5 | 1999-05-01 |  |  |  | 17.5 | 1999-05-01
358 | BRUNSWICK | HD | EMS |  | ME | ME | WAT |  | FPL | 50086 | 2000-03-01 |  | CMP | 20.2 | 1999-05-01 |  |  |  | 20.2 | 1999-05-01
1288 | BUCKSPORT ENERGY | G | EMS |  | ME | ME | NG | DFO | HQE | 50084 | 2001-01-01 |  | HQE | 193.13 | 2001-01-01 |  |  |  | 164.757 | 2001-01-01
367 | CAPE GT 4 | G | EMS |  | ME | ME | DFO |  | FPL | 50086 | 2000-03-01 |  | CMP | 17.06 | 2003-03-17 |  |  |  | 12.98 | 2003-03-17
368 | CAPE GT 5 | G | EMS |  | ME | ME | DFO |  | FPL | 50086 | 2000-03-01 |  | CMP | 20.647 | 2002-09-11 |  |  |  | 16.197 | 2002-09-11
369 | CATARACT EAST | HD | EMS |  | ME | ME | WAT |  | FPL | 50086 | 2000-03-01 |  | CMP | 8 | 2001-11-01 |  |  |  | 8 | 2001-11-01
1108 | CHAMPION | F | EMS | x | ME | ME | WDS |  | CPS | 50027 | 2003-03-01 |  | CMP | 32.7 | 1999-08-01 |  |  |  | 32.7 | 1999-08-01
407 | EASTPORT DIESELS 1-3 | D | EMS |  | ME | ME | DFO |  | CPS | 50027 | 2003-03-01 |  | BHE | 3.05 | 2002-03-11 |  |  |  | 2.6 | 2001-10-11
405 | ELLSWORTH HYDRO | HW | EMS |  | ME | ME | WAT |  | PPLEP | 50212 | 2000-03-01 |  | BHE | 8.821 | 2002-10-31 |  |  |  | 9.115 | 2002-10-31
758 | FT HALIFAX | HD | EMS |  | ME | ME | WAT |  | FPL | 50086 | 2000-03-01 |  | CMP | 1.8 | 1999-05-01 |  |  |  | 1.8 | 1999-05-01
424 | GREAT LAKES-MILLIN | HW | EMS |  | ME | ME | WAT |  | BEM | 50475 | 2002-07-01 | x | MCI | 70 | 2003-05-20 |  |  |  | 67 | 2003-05-20
429 | GREENVILLE STEAM | F | EMS | x | ME | ME | WDS | DFO | AES | 50017 | 2002-01-01 |  | CNE | 16.082 | 2002-03-23 |  |  |  | 15.857 | 2003-09-10
328 | GULF ISLAND COMPOSITE | HW | EMS |  | ME | ME | WAT |  | FPL | 50086 | 2000-03-01 |  | CMP | 32.97 | 1999-05-01 |  |  |  | 32.97 | 1999-05-01
432 | HARRIS 1 | HW | EMS |  | ME | ME | WAT |  | FPL | 50086 | 2000-03-01 |  | CMP | 16.776 | 2000-12-11 |  |  |  | 16.79 | 2000-08-01
433 | HARRIS 2 | HW | EMS |  | ME | ME | WAT |  | FPL | 50086 | 2000-03-01 |  | CMP | 34.862 | 2000-12-11 |  |  |  | 34.948 | 2000-08-01
434 | HARRIS 3 | HW | EMS |  | ME | ME | WAT |  | FPL | 50086 | 2000-03-01 |  | CMP | 34.16 | 2000-12-11 |  |  |  | 34.21 | 2000-08-01
757 | HARRIS 4 | HW | EMS |  | ME | ME | WAT |  | FPL | 50086 | 2000-03-01 |  | CMP | 1.456 | 2000-12-11 |  |  |  | 1.436 | 2000-08-01
440 | HIRAM | HD | EMS |  | ME | ME | WAT |  | FPL | 50086 | 2000-03-01 |  | CMP | 11.6 | 1999-05-01 |  |  |  | 11.6 | 1999-05-01
446 | INDECK JONESBORO | F | EMS |  | ME | ME | WDS |  | INDCK | 86 |  |  |  | 0 | 2003-03-12 |  |  |  | 0 | 2003-09-25
445 | INDECK WEST ENFIELD | F | EMS |  | ME | ME | WDS |  | INDCK | 86 |  |  |  | 24.8 | 2003-02-08 |  |  |  | 21.24 | 2003-09-19
460 | LOCKWOOD | HD | EMS |  | ME | ME | WAT |  | FPL | 50086 | 2000-03-01 |  | CMP | 7.5 | 1999-05-01 |  |  |  | 7.5 | 1999-05-01
1216 | MAINE INDEPENDENCE STATION | CC | EMS |  | ME | ME | NG |  | DETM | 50088 |  |  |  | 540.432 | 2003-09-02 |  |  |  | 490.432 | 2003-09-02
469 | MASON 3 | F | EMS |  | ME | ME | RFO |  | FPL | 50086 | 1999-05-01 |  | CMP | 31.66 | 1999-05-01 |  |  |  | 0 | 2003-09-25
470 | MASON 4 | F | EMS |  | ME | ME | RFO |  | FPL | 50086 | 1999-05-01 |  | CMP | 32.669 | 2001-01-12 |  |  |  | 0 | 2003-09-25
471 | MASON 5 | F | EMS |  | ME | ME | RFO |  | FPL | 50086 | 1999-05-01 |  | CMP | 33.23 | 1999-05-01 |  |  |  | 0 | 2003-09-25
345 | MEAD | F | EMS | x | ME | ME | MSW | WDS | CPS | 50027 | 2003-03-01 |  | CMP | 75 | 1999-07-01 |  |  |  | 75 | 1999-07-01
475 | MEDWAY DIESELS 1-4 | D | EMS |  | ME | ME | DFO |  | CPS | 50027 | 2003-03-01 |  | BHE | 8.65 | 1999-05-01 |  |  |  | 7.95 | 1999-05-01
476 | MERC | F | EMS | x | ME | ME | MSW |  | CPS | 50027 | 2003-03-01 |  | CMP | 18.813 | 2003-03-01 |  |  |  | 18.813 | 2003-03-01
759 | MESSALONSKEE COMPOSITE | HD | EMS |  | ME | ME | WAT |  | FPL | 50086 | 2000-03-01 |  | CMP | 4.4 | 2002-01-21 |  |  |  | 4.4 | 2002-01-21
487 | MILLER HYDRO | HD | EMS |  | ME | ME | WAT |  | CPS | 50027 | 2003-03-01 |  | CMP | 14.569 | 2002-01-01 | m | 17.119 | -2.55 | 18.6 | 1999-05-01
495 | MONTY | HD | EMS |  | ME | ME | WAT |  | FPL | 50086 | 2000-03-01 |  | CMP | 28 | 1999-05-01 |  |  |  | 22.83 | 1999-05-01
760 | NORTH GORHAM | HD | EMS |  | ME | ME | WAT |  | FPL | 50086 | 2000-03-01 |  | CMP | 1.94 | 1999-05-01 |  |  |  | 1.56 | 1999-05-01
532 | PEJEPSCOT | HD | EMS |  | ME | ME | WAT |  | CPS | 50027 | 2003-03-01 |  | CMP | 13.55 | 1999-05-01 |  |  |  | 10.21 | 1999-05-01
534 | PENOBSCOT RIVER HYDRO | HD | EMS |  | ME | ME | WAT |  | PPLEP | 50212 | 2000-03-01 |  | BHE | 22.07 | 1999-05-01 |  |  |  | 22.07 | 1999-05-01
536 | PERC-ORRINGTON 1 | F | EMS |  | ME | ME | MSW |  | CPS | 50027 | 2003-03-01 |  | BHE | 21.16 | 1999-05-01 |  |  |  | 20.851 | 2000-09-06
542 | REGIONAL WASTE SYSTEMS | F | EMS | x | ME | ME | MSW | DFO | DETM | 50088 | 2001-01-01 |  | CMP | 13.705 | 2002-03-01 |  |  |  | 13.705 | 2002-03-01
1255 | RUMFORD POWER | CC | EMS |  | ME | ME | NG |  | CEN | 50375 | 2001-04-01 |  | RPA | 269.75 | 2001-03-14 |  |  |  | 244.94 | 2001-03-14
591 | S.D. WARREN-WESTBROOK | F | EMS |  | ME | ME | WDS | DFO | AES | 50017 | 2002-04-01 |  | CNE | 49.103 | 2003-04-01 |  |  |  | 40.94 | 2003-08-01 |  |  |  | 1
761 | SHAWMUT | HD | EMS |  | ME | ME | WAT |  | FPL | 50086 | 2000-03-01 |  | CMP | 9.5 | 1999-05-01 |  |  |  | 9.5 | 1999-05-01
569 | SKELTON | HW | EMS |  | ME | ME | WAT |  | FPL | 50086 | 2000-03-01 |  | CMP | 19.704 | 2000-12-06 |  |  |  | 19.415 | 2000-08-09
1107 | SOMERSET | F | EMS | x | ME | ME | WDS |  | CPS | 50027 | 2003-03-01 |  | CMP | 10.604 | 2003-03-01 |  |  |  | 10.604 | 2003-03-01
590 | STRATTON | F | EMS |  | ME | ME | WDS | DFO | ENE | 50186 | 2003-03-01 |  | CPS | 45.503 | 2003-03-01 |  |  |  | 45.024 | 2001-07-30
2426 | UNITED AMER HYDRO NEW | HD | EMS |  | ME | ME | WAT |  | CPS | 50027 | 2003-03-01 |  | CMP | 17.15 | 1999-05-01 |  |  |  | 15.66 | 1999-05-01
616 | WEST ENFIELD | HD | EMS |  | ME | ME | WAT |  | PPLEP | 50212 | 2000-03-01 |  | BHE | 18.22 | 1999-05-01 | m | 19.1 | -0.88 | 11.41 | 1999-05-01
1345 | WESTBROOK | CC | EMS |  | ME | ME | NG |  | CEN | 50375 | 2001-04-13 |  | CEN | 562.304 | 2003-09-27 |  |  |  | 522.666 | 2003-09-27
617 | WESTON | HD | EMS |  | ME | ME | WAT |  | FPL | 50086 | 2000-03-01 |  | CMP | 13.2 | 1999-05-01 |  |  |  | 13.2 | 1999-05-01
621 | WILLIAMS | HD | EMS |  | ME | ME | WAT |  | FPL | 50086 | 2000-03-01 |  | CMP | 14.9 | 1999-05-01 |  |  |  | 14.9 | 1999-05-01
629 | WORCESTER ENERGY | F | EMS |  | ME | ME | WDS |  | BHE | 2 |  |  |  | 0 | 2002-03-13 |  |  |  | 0 | 2002-03-13
636 | WYMAN HYDRO 1 | HW | EMS |  | ME | ME | WAT |  | FPL | 50086 | 2000-03-01 |  | CMP | 27.362 | 2001-08-01 |  |  |  | 27.362 | 2001-08-01
637 | WYMAN HYDRO 2 | HW | EMS |  | ME | ME | WAT |  | FPL | 50086 | 2000-03-01 |  | CMP | 29.866 | 2001-08-01 |  |  |  | 29.866 | 2001-08-01
638 | WYMAN HYDRO 3 | HW | EMS |  | ME | ME | WAT |  | FPL | 50086 | 2000-03-01 |  | CMP | 25.728 | 2001-08-01 |  |  |  | 25.728 | 2001-08-01
639 | YARMOUTH 1 | F | EMS |  | ME | ME | RFO |  | FPL | 50086 | 1999-05-01 |  | CMP | 53.5 | 1999-05-01 |  |  |  | 52.252 | 2001-10-24
640 | YARMOUTH 2 | F | EMS |  | ME | ME | RFO |  | FPL | 50086 | 1999-05-01 |  | CMP | 53.19 | 2002-02-25 |  |  |  | 52.27 | 1999-09-27
641 | YARMOUTH 3 | F | EMS |  | ME | ME | RFO |  | FPL | 50086 | 1999-05-01 |  | CMP | 118.335 | 2002-03-15 |  |  |  | 115.508 | 2003-08-28
642 | YARMOUTH 4 | F | EMS |  | ME | ME | RFO |  | FPL | 50086 | 1999-05-01 |  | CMP | 614.82 | 2003-02-10 |  |  |  | 603.913 | 2003-08-19
2278 | BARKER LOWER HYDRO | HD | SO |  | ME | ME | WAT |  | CMP | 6 |  |  | CMP | 1.25 | 2002-09-01 |  |  |  | 0.652 | 2002-09-01
2279 | BARKER UPPER HYDRO | HD | SO |  | ME | ME | WAT |  | CMP | 6 |  |  | CMP | 0.879 | 2002-09-01 | m | 1.259 | -0.38 | 0.377 | 2002-09-01
2280 | BENTON FALLS HYDRO | HD | SO |  | ME | ME | WAT |  | CMP | 6 |  |  | CMP | 4.355 | 2002-09-01 |  |  |  | 2.511 | 2002-09-01
1258 | BHE SMALL HYDRO COMPOSITE | HD | SO |  | ME | ME | WAT |  | MSCG | 85 |  |  |  | 2.087 | 2003-03-01 |  |  |  | 2.087 | 2000-04-01
1113 | BRASSUA HYDRO | HD | SO |  | ME | ME | WAT |  | CMP | 6 |  |  |  | 2.633 | 2000-04-01 | m | 4.203 | -1.57 | 2.033 | 2000-04-01
2281 | BROWN'S MILL HYDRO | HD | SO |  | ME | ME | WAT |  | CMP | 6 |  |  | CMP | 0.565 | 2002-09-01 | m | 0.65 | -0.085 | 0.318 | 2002-09-01
2282 | DAMAISCOTTA HYDRO | HD | SO |  | ME | ME | WAT |  | CMP | 6 |  |  | CMP | 0.426 | 2002-09-01 | m | 0.5 | -0.074 | 0 | 2002-09-01
1112 | DIRIGO DOWELS | F | SO | x | ME | ME | WDS |  | CMP | 6 |  |  |  | 0.034 | 2003-03-01 |  |  |  | 0.034 | 2003-03-01
2283 | EUSTIS HYDRO | HD | SO |  | ME | ME | WAT |  | CMP | 6 |  |  | CMP | 0.25 | 2002-09-01 |  |  |  | 0.248 | 2002-09-01
1259 | FORSTER STRONG | F | SO | x | ME | ME | WDS |  | AES | 50017 | 2002-04-01 |  | CNE | 0.11 | 2001-04-01 |  |  |  | 0.11 | 2001-04-01
2284 | GARDINER HYDRO | HD | SO |  | ME | ME | WAT |  | CMP | 6 |  |  | CMP | 0.718 | 2002-09-01 | m | 0.838 | -0.12 | 0.438 | 2002-09-01
1120 | GOOSE RIVER 2 | HD | SO |  | ME | ME | WAT |  | CMP | 6 |  |  |  | 0 | 2000-04-01 |  |  |  | 0 | 2000-04-01
1572 | GRANBY SANITARY LANDFILL | F | SO | x | ME | WCMA | OBG |  | AES | 50017 | 2002-04-01 |  |  | 0 | 2002-07-12 |  |  |  | 0 | 2002-07-12
1117 | GREAT WORKS COMPOSITE | HD | SO |  | ME | ME | WAT |  | CMP | 6 |  |  |  | 0.368 | 2000-04-01 | m | 0.5 | -0.132 | 0 | 2000-04-01
2285 | GREENVILLE HYDRO | HD | SO |  | ME | ME | WAT |  | CMP | 6 |  |  | CMP | 0.23 | 2002-09-01 | m | 0.323 | -0.093 | 0.132 | 2002-09-01
2286 | HACKETT MILLS HYDRO | HD | SO |  | ME | ME | WAT |  | CMP | 6 |  |  | CMP | 0.41 | 2002-09-01 | m | 0.5 | -0.09 | 0.159 | 2002-09-01
1119 | KENNEBAGO HYDRO | HD | SO |  | ME | ME | WAT |  | CMP | 6 |  |  |  | 0.644 | 2000-04-01 | m | 0.7 | -0.056 | 0.391 | 2000-04-01
1273 | KENNEBEC WATER U5 | HD | SO |  | ME | ME | WAT |  | PPLEP | 50212 |  |  |  | 0.41 | 2000-05-03 |  |  |  | 0.41 | 2000-05-03
786 | KEZAR LEDGEMERE COMPOSITE | HD | SO |  | ME | ME | WAT |  | FPL | 50086 | 1999-05-01 |  | CMP | 1.17 | 2000-04-01 | m | 1.34 | -0.17 | 0.56 | 2000-04-01
787 | LEWISTON CANAL COMPOSITE | HD | SO |  | ME | ME | WAT |  | FPL | 50086 | 1999-05-01 |  | CMP | 6.94 | 2000-04-01 |  |  |  | 0 | 2000-04-01
1283 | LEWISTON U5 | HD | SO |  | ME | ME | WAT |  | PPLEP | 50212 |  |  |  | 0.64 | 2000-05-18 |  |  |  | 0.64 | 2000-05-18
1114 | MADISON COMPOSITE | HD | SO |  | ME | ME | WAT |  | SEI | 50168 |  |  |  | 22 | 2003-03-01 |  |  |  | 22 | 2003-03-01
1266 | MARSH POWER | HD | SO |  | ME | ME | WAT |  | PPLEP | 50212 |  |  |  | 0.15 | 2000-04-10 |  |  |  | 0.15 | 2000-04-10
2287 | MECHANIC FALLS HYDRO | HD | SO |  | ME | ME | WAT |  | CMP | 6 |  |  | CMP | 0.627 | 2002-09-01 | m | 0.998 | -0.371 | 0.231 | 2002-09-01
1109 | MMWAC | F | SO | x | ME | ME | MSW |  | CMP | 6 |  |  |  | 2.495 | 2003-03-01 |  |  |  | 2.495 | 2003-03-01
2288 | NORWAY HYDRO | HD | SO |  | ME | ME | WAT |  | CMP | 6 |  |  | CMP | 0.13 | 2002-09-01 | m | 0.198 | -0.068 | 0 | 2002-09-01
2289 | PIONEER DAM | HD | SO |  | ME | ME | WAT |  | CMP | 6 |  |  | CMP | 0.198 | 2002-09-01 |  |  |  | 0.198 | 2002-09-01
2290 | PITTSFIELD HYDRO | HD | SO |  | ME | ME | WAT |  | CMP | 6 |  |  | CMP | 0.95 | 2002-09-01 | m | 1 | -0.05 | 0.377 | 2002-09-01
1368 | ROCKY GORGE | HD | SO |  | ME | ME | WAT |  | EA | 50098 | 2002-06-01 |  | PPLEP | 0.362 | 2001-01-01 |  |  |  | 0.362 | 2001-01-01
1267 | SPARHAWK | HD | SO |  | ME | ME | WAT |  | PPLEP | 50212 |  |  |  | 0.175 | 2000-04-10 |  |  |  | 0.175 | 2000-04-10
1678 | SYSKO GARDNER BROOK | HD | SO |  | ME | ME | WAT |  | PPLEP | 50212 |  |  | PPLEP | 0.034 | 2002-02-01 |  |  |  | 0.034 | 0
1270 | SYSKO STONY BROOK | HD | SO |  | ME | ME | WAT |  | PPLEP | 50212 |  |  |  | 0.025 | 2000-04-18 |  |  |  | 0.025 | 2000-04-18
1271 | SYSKO WIGHT BROOK | HD | SO |  | ME | ME | WAT |  | PPLEP | 50212 |  |  |  | 0.025 | 2000-04-18 |  |  |  | 0.025 | 2000-04-18
1302 | TCPMCMPAGF GEN1 U5 | F | SO |  | ME | ME | LFG |  | TPM | 50091 |  |  |  | 0 | 2000-06-28 |  |  |  | 0 | 2000-06-28
2291 | WAVERLY AVENUE HYDRO | HD | SO |  | ME | ME | WAT |  | CMP | 6 |  |  | CMP | 0.4 | 2002-09-01 |  |  |  | 0.4 | 2002-09-01
2292 | YORK HYDRO | HD | SO |  | ME | ME | WAT |  | CMP | 6 |  |  | CMP | 1.2 | 2002-09-01 |  |  |  | 0.861 | 2002-09-01
1625 | AES GRANITE RIDGE | CC | EMS | x | NH | NH | NG |  | AESL | 50467 | 2003-04-16 |  | AESL | 792.45 | 2003-11-21 |  |  |  | 661.45 | 2003-11-21
327 | AMOSKEAG | HD | EMS |  | NH | NH | WAT |  | PSNH | 50094 | 2003-03-01 |  | NU | 17.5 | 1999-05-01 |  |  |  | 17.5 | 1999-05-01
330 | AYERS ISLAND | HD | EMS |  | NH | NH | WAT |  | PSNH | 50094 | 2003-03-01 |  | NU | 9.08 | 1999-05-01 |  |  |  | 9.08 | 1999-05-01
335 | BELLOWS FALLS | HD | EMS |  | NH | NH | WAT |  | USG | 50087 | 2003-05-30 |  | PGET | 48.54 | 1999-05-01 |  |  |  | 48.54 | 1999-05-01
337 | BETHLEHEM | F | EMS |  | NH | NH | WDS |  | PSNH | 50094 | 2003-03-01 |  | NU | 15.7 | 1999-05-01 |  |  |  | 15.75 | 2001-08-28
342 | BIO ENERGY | F | EMS |  | NH | NH | WDS |  | PSNH | 50094 | 2003-03-01 |  | NU | 0 | 2003-03-12 |  |  |  | 0 | 2002-09-26
357 | BRIDGEWATER | F | EMS |  | NH | NH | WDS |  | PSNH | 50094 | 2003-03-01 |  | NU | 15.552 | 2001-02-23 |  |  |  | 15.75 | 2001-08-28
380 | COMERFORD | HW | EMS |  | NH | NH | WAT |  | USG | 50087 | 2003-05-30 |  | PGET | 162.344 | 2001-03-21 |  |  |  | 161.432 | 2000-09-08
401 | EASTMAN FALLS | HD | EMS |  | NH | NH | WAT |  | PSNH | 50094 | 2003-03-01 |  | NU | 6.47 | 1999-05-01 |  |  |  | 6.47 | 1999-05-01
768 | GARVINS/HOOKSETT | HD | EMS |  | NH | NH | WAT |  | PSNH | 50094 | 2003-03-01 |  | NU | 14 | 1999-05-01 |  |  |  | 14 | 1999-05-01
427 | GORHAM | HD | EMS |  | NH | NH | WAT |  | PSNH | 50094 | 2003-03-01 |  | NU | 2.05 | 1999-05-01 |  |  |  | 2.05 | 1999-05-01
436 | HEMPHILL 1 | F | EMS |  | NH | NH | WDS |  | PSNH | 50094 | 2003-03-01 |  | NU | 14.295 | 2001-02-23 |  |  |  | 14.13 | 2001-08-28
449 | JACKMAN | HW | EMS |  | NH | NH | WAT |  | PSNH | 50094 | 2003-03-01 |  | NU | 3.46 | 2001-02-01 |  |  |  | 3.548 | 2002-10-09
464 | LOST NATION | G | EMS |  | NH | NH | DFO |  | PSNH | 50094 | 2003-03-01 |  | NU | 18.084 | 2003-09-04 |  |  |  | 14.071 | 2003-09-04
473 | MCINDOES | HD | EMS |  | NH | NH | WAT |  | USG | 50087 | 2003-05-30 |  | PGET | 13 | 1999-05-01 |  |  |  | 13 | 1999-05-01
489 | MERRIMACK 1 | F | EMS |  | NH | NH | BIT |  | PSNH | 50094 | 2003-03-01 |  | NU | 114 | 2002-03-06 |  |  |  | 112.5 | 1999-05-01
490 | MERRIMACK 2 | F | EMS |  | NH | NH | BIT |  | PSNH | 50094 | 2003-03-01 |  | NU | 320 | 2001-03-20 |  |  |  | 320 | 1999-05-01
382 | MERRIMACK CT1 | J | EMS |  | NH | NH | JF |  | PSNH | 50094 | 2003-03-01 |  | NU | 21.676 | 2003-09-08 |  |  |  | 16.826 | 2003-09-08
383 | MERRIMACK CT2 | J | EMS |  | NH | NH | JF |  | PSNH | 50094 | 2003-03-01 |  | NU | 21.304 | 2000-06-01 |  |  |  | 16.804 | 2000-06-01
496 | MOORE | HW | EMS |  | NH | NH | WAT |  | USG | 50087 | 2003-05-30 |  | PGET | 183.237 | 2002-12-12 |  |  |  | 183.768 | 2002-07-24
508 | NEWINGTON 1 | F | EMS |  | NH | NH | RFO | NG | PSNH | 50094 | 2003-03-01 |  | NU | 400.2 | 2001-07-20 |  |  |  | 400.2 | 2001-07-20
1649 | NEWINGTON ENERGY | CC | EMS |  | NH | NH | NG |  | CEEI | 50247 |  |  | CEEI | 534.9 | 2003-09-29 |  |  |  | 520.7 | 2003-09-29
539 | PONTOOK HYDRO | HD | EMS |  | NH | NH | WAT |  | BEM | 50475 | 2003-11-25 | x | MCI | 10.16 | 1999-05-01 | m | 10.11 | 0.05 | 7.07 | 1999-05-01
715 | ROCHESTER LANDFILL | F | EMS |  | NH | NH | LFG |  | NHEC | 157 |  |  |  | 4.98 | 1999-05-01 |  |  |  | 4.9 | 1999-05-01
556 | SCHILLER 4 | F | EMS |  | NH | NH | BIT | RFO | PSNH | 50094 | 2003-03-01 |  | NU | 48 | 1999-05-01 |  |  |  | 47.5 | 1999-05-01
557 | SCHILLER 5 | F | EMS |  | NH | NH | BIT | RFO | PSNH | 50094 | 2003-03-01 |  | NU | 49.6 | 1999-05-01 |  |  |  | 47.238 | 2000-09-12
558 | SCHILLER 6 | F | EMS |  | NH | NH | BIT | RFO | PSNH | 50094 | 2003-03-01 |  | NU | 48.58 | 1999-10-01 |  |  |  | 47.938 | 2000-09-06
559 | SCHILLER CT 1 | J | EMS |  | NH | NH | JF | NG | PSNH | 50094 | 2003-03-01 |  | NU | 18 | 1999-05-01 |  |  |  | 17 | 1999-05-01
555 | SEABROOK | N | EMS |  | NH | NH | NUC |  | FPL | 50086 | 2002-11-01 |  | NU_NAESCO | 1160.95 | 2003-12-11 | n | 1159.25 | 1.7 | 1159.25 | 2003-07-08
767 | SES CONCORD | F | EMS |  | NH | NH | MSW | DFO | PSNH | 50094 | 2003-03-01 |  | NU | 12.761 | 2001-02-23 |  |  |  | 12.519 | 2002-09-12
570 | SMITH | HD | EMS |  | NH | NH | WAT |  | PSNH | 50094 | 2003-03-01 |  | NU | 14.18 | 1999-05-01 | m | 14.81 | -0.63 | 11.32 | 1999-05-01
592 | TAMWORTH | F | EMS |  | NH | NH | WDS |  | PSNH | 50094 | 2003-03-01 |  | NU | 21 | 1999-05-01 |  |  |  | 21 | 2001-08-28
619 | WHITE LAKE JET | J | EMS |  | NH | NH | JF |  | PSNH | 50094 | 2003-03-01 |  | NU | 21.164 | 2003-02-08 |  |  |  | 16.214 | 2003-02-08
618 | WHITEFIELD PWR and LGT | F | EMS |  | NH | NH | WDS |  | PSNH | 50094 | 2003-03-01 |  | NU | 14.4 | 1999-05-01 |  |  |  | 14.383 | 2001-08-28
620 | WILDER | HW | EMS |  | NH | NH | WAT |  | USG | 50087 | 2003-05-30 |  | PGET | 41.381 | 2001-01-24 |  |  |  | 41.16 | 2002-09-30
905 | ASHUELOT HYDRO | HD | SO |  | NH | NH | WAT |  | PSNH | 50094 |  |  |  | 0.425 | 2000-04-01 |  |  |  | 0.425 | 2000-04-01
931 | AVERY DAM | HD | SO |  | NH | NH | WAT |  | PSNH | 50094 |  |  |  | 0.163 | 2000-04-01 |  |  |  | 0.163 | 2000-04-01
951 | BALTIC MILLS - QF | HD | SO |  | NH | NH | WAT |  | GSEC | 159 |  |  |  | 0.104 | 2000-04-01 |  |  |  | 0.104 | 2000-04-01
918 | BEECH RIVER MILL | HD | SO |  | NH | NH | WAT |  | PSNH | 50094 |  |  |  | 0.01 | 2000-04-01 |  |  |  | 0.01 | 2000-04-01
907 | BELL MILL/ELM ST. HYDRO | HD | SO |  | NH | NH | WAT |  | PSNH | 50094 |  |  |  | 0.058 | 2000-04-01 |  |  |  | 0.058 | 2000-04-01
923 | BOSTON FELT HYDRO | HD | SO |  | NH | NH | WAT |  | PSNH | 50094 |  |  |  | 0.056 | 2000-04-01 |  |  |  | 0.056 | 2000-04-01
860 | BRIAR HYDRO | HD | SO |  | NH | NH | WAT |  | PSNH | 50094 |  |  |  | 3.36 | 2000-04-01 | m | 4.89 | -1.53 | 1.13 | 2000-04-01
910 | CAMPTON DAM | HD | SO |  | NH | NH | WAT |  | PSNH | 50094 |  |  |  | 0.183 | 2000-04-01 |  |  |  | 0.183 | 2000-04-01
861 | CANAAN | HD | SO |  | NH | NH | WAT |  | PSNH | 50094 |  |  |  | 1.1 | 2000-04-01 |  |  |  | 1.1 | 2000-04-01
914 | CHAMBERLAIN FALLS | HD | SO |  | NH | NH | WAT |  | PSNH | 50094 |  |  |  | 0.049 | 2000-04-01 |  |  |  | 0.049 | 2000-04-01
887 | CHINA MILLS DAM | HD | SO |  | NH | NH | WAT |  | PSNH | 50094 |  |  |  | 0.325 | 2000-04-01 |  |  |  | 0.325 | 2000-04-01
863 | CLEMENT DAM | HD | SO |  | NH | NH | WAT |  | PSNH | 50094 |  |  |  | 2.4 | 2000-04-01 |  |  |  | 0.86 | 2000-04-01
886 | COCHECO FALLS | HD | SO |  | NH | NH | WAT |  | PSNH | 50094 |  |  |  | 0.362 | 2000-04-01 |  |  |  | 0.362 | 2000-04-01
973 | CONCORD 1 | F | SO | x | NH | NH | WDS |  | PSNH | 50094 |  |  |  | 1.284 | 2003-04-01 |  |  |  | 1.284 | 2003-04-01
942 | DUNBARTON ROAD LANDFILL | F | SO | x | NH | NH | LFG |  | PSNH | 50094 | 2002-09-01 |  | CEC | 1.166 | 2003-04-01 |  |  |  | 1.166 | 2003-04-01
865 | ERROL | HD | SO |  | NH | NH | WAT |  | PSNH | 50094 |  |  |  | 3 | 2000-04-01 |  |  |  | 2.51 | 2000-04-01
917 | EXETER RIVER HYDRO | HD | SO |  | NH | NH | WAT |  | PSNH | 50094 |  |  |  | 0.003 | 2000-04-01 |  |  |  | 0.003 | 2000-04-01
930 | FISKE MILL HYDRO | HD | SO |  | NH | NH | WAT |  | PSNH | 50094 |  |  |  | 0.172 | 2000-04-01 |  |  |  | 0.172 | 2000-04-01
943 | FOUR HILLS LANDFILL | F | SO | x | NH | NH | LFG |  | PSNH | 50094 |  |  |  | 0.906 | 2003-04-01 |  |  |  | 0.906 | 2003-04-01
194 | FOUR HILLS LOAD REDUCER | F | SO | x | NH | NH | LFG |  | USG | 50087 | 2003-05-30 |  | PGET | 1.913 | 2003-03-01 |  |  |  | 1.913 | 2003-03-01
882 | FRANKLIN FALLS | HD | SO |  | NH | NH | WAT |  | PSNH | 50094 |  |  |  | 0.508 | 2000-04-01 |  |  |  | 0.508 | 2000-04-01
1272 | GARLAND MILL U5 | HD | SO |  | NH | NH | WAT |  | PSNH | 50094 |  |  |  | 0.004 | 2000-05-01 |  |  |  | 0.004 | 2000-05-01
924 | GOLDEN POND HYDRO | HD | SO |  | NH | NH | WAT |  | PSNH | 50094 |  |  |  | 0.051 | 2000-04-01 |  |  |  | 0.051 | 2000-04-01
913 | GOODRICH FALLS | HD | SO |  | NH | NH | WAT |  | PSNH | 50094 |  |  |  | 0.113 | 2000-04-01 |  |  |  | 0.113 | 2000-04-01
900 | GREAT FALLS LOWER | HD | SO |  | NH | NH | WAT |  | PSNH | 50094 |  |  |  | 0.467 | 2000-04-01 |  |  |  | 0.467 | 2000-04-01
899 | GREAT FALLS UPPER | HD | SO |  | NH | NH | WAT |  | PSNH | 50094 |  |  |  | 0.006 | 2000-04-01 |  |  |  | 0.006 | 2000-04-01
866 | GREGGS | HD | SO |  | NH | NH | WAT |  | PSNH | 50094 |  |  |  | 2.07 | 2000-04-01 | m | 1.87 | 0.2 | 0 | 2000-04-01
921 | HADLEY FALLS | HD | SO |  | NH | NH | WAT |  | PSNH | 50094 |  |  |  | 0.103 | 2000-04-01 |  |  |  | 0.103 | 2000-04-01
891 | HILLSBORO MILLS | HD | SO |  | NH | NH | WAT |  | PSNH | 50094 |  |  |  | 0.249 | 2000-04-01 |  |  |  | 0.249 | 2000-04-01
919 | HOPKINTON HYDRO | HD | SO |  | NH | NH | WAT |  | PSNH | 50094 |  |  |  | 0.078 | 2000-04-01 |  |  |  | 0.078 | 2000-04-01
902 | HOSIERY MILL DAM | HD | SO |  | NH | NH | WAT |  | PSNH | 50094 |  |  |  | 0.435 | 2000-04-01 |  |  |  | 0.435 | 2000-04-01
916 | JAMES RIVER HYDRO | HD | SO |  | NH | NH | WAT |  | BEM | 50475 | 2003-12-01 | x | PSNH | 13 | 2003-03-01 |  |  |  | 13 | 2003-03-01
911 | KELLEYS FALLS | HD | SO |  | NH | NH | WAT |  | PSNH | 50094 |  |  |  | 0.231 | 2000-04-01 |  |  |  | 0.231 | 2000-04-01
892 | LAKEPORT DAM | HD | SO |  | NH | NH | WAT |  | PSNH | 50094 |  |  |  | 0.304 | 2000-04-01 |  |  |  | 0.304 | 2000-04-01
894 | LISBON HYDRO | HD | SO |  | NH | NH | WAT |  | PSNH | 50094 |  |  |  | 0.209 | 2000-04-01 |  |  |  | 0.209 | 2000-04-01
904 | LOCHMERE DAM | HD | SO |  | NH | NH | WAT |  | PSNH | 50094 |  |  |  | 0.51 | 2000-04-01 |  |  |  | 0.51 | 2000-04-01
895 | LOWER ROBERTSON DAM | HD | SO |  | NH | NH | WAT |  | PSNH | 50094 |  |  |  | 0.433 | 2000-04-01 |  |  |  | 0.433 | 2000-04-01
1061 | MASCOMA HYDRO | HD | SO |  | NH | NH | WAT |  | USG | 50087 | 2003-05-30 |  | PGET | 0.834 | 2000-06-30 |  |  |  | 0.834 | 2000-06-30
868 | MILTON MILLS HYDRO | HD | SO |  | NH | NH | WAT |  | PSNH | 50094 |  |  |  | 1.15 | 2000-04-01 | m | 1.31 | -0.16 | 0.37 | 2000-04-01
869 | MINE FALLS | HD | SO |  | NH | NH | WAT |  | PSNH | 50094 |  |  |  | 1.7 | 2000-04-01 | m | 1.87 | -0.17 | 0 | 2000-04-01
794 | MINNEWAWA | HD | SO |  | NH | NH | WAT |  | LELWD | 75 |  |  |  | 0.48 | 2000-04-01 |  |  |  | 0 | 2000-04-01
915 | MONADNOCK PAPER MILLS | HD | SO |  | NH | NH | WAT |  | PSNH | 50094 |  |  |  | 0.015 | 2000-04-01 |  |  |  | 0.015 | 2000-04-01
890 | NASHUA HYDRO | HD | SO |  | NH | NH | WAT |  | PSNH | 50094 |  |  |  | 0.568 | 2000-04-01 |  |  |  | 0.568 | 2000-04-01
888 | NEWFOUND HYDRO | HD | SO |  | NH | NH | WAT |  | PSNH | 50094 |  |  |  | 0.786 | 2000-04-01 |  |  |  | 0.786 | 2000-04-01
922 | NOONE FALLS | HD | SO |  | NH | NH | WAT |  | PSNH | 50094 |  |  |  | 0.077 | 2000-04-01 |  |  |  | 0.077 | 2000-04-01
897 | OLD NASH DAM | HD | SO |  | NH | NH | WAT |  | PSNH | 50094 |  |  |  | 0.064 | 2000-04-01 |  |  |  | 0.064 | 2000-04-01
908 | OTIS MILL HYDRO | HD | SO |  | NH | NH | WAT |  | PSNH | 50094 |  |  |  | 0.054 | 2000-04-01 |  |  |  | 0.054 | 2000-04-01
925 | OTTER LANE HYDRO | HD | SO |  | NH | NH | WAT |  | PSNH | 50094 |  |  |  | 0.039 | 2000-04-01 |  |  |  | 0.039 | 2000-04-01
870 | PEMBROKE | HD | SO |  | NH | NH | WAT |  | PSNH | 50094 |  |  |  | 1.48 | 2000-04-01 | m | 2.14 | -0.66 | 0.52 | 2000-04-01
871 | PENNACOOK FALLS LOWER | HD | SO |  | NH | NH | WAT |  | PSNH | 50094 |  |  |  | 3.06 | 2000-04-01 | m | 4.39 | -1.33 | 1.11 | 2000-04-01
872 | PENNACOOK FALLS UPPER | HD | SO |  | NH | NH | WAT |  | PSNH | 50094 |  |  |  | 2.53 | 2000-04-01 | m | 3.6 | -1.07 | 0.92 | 2000-04-01
926 | PETERBOROUGH LOWER HYDRO | HD | SO |  | NH | NH | WAT |  | PSNH | 50094 |  |  |  | 0.111 | 2000-04-01 |  |  |  | 0.111 | 2000-04-01
941 | PETERBOROUGH UPPER HYDRO | HD | SO |  | NH | NH | WAT |  | PSNH | 50094 |  |  |  | 0.114 | 2000-04-01 |  |  |  | 0.114 | 2000-04-01
920 | PITTSFIELD MILL | HD | SO |  | NH | NH | WAT |  | PSNH | 50094 |  |  |  | 0.129 | 2000-04-01 |  |  |  | 0.129 | 2000-04-01
875 | RIVER BEND | HD | SO |  | NH | NH | WAT |  | PSNH | 50094 |  |  |  | 1.7 | 2000-04-01 |  |  |  | 0.66 | 2000-04-01
795 | RIVER MILL HYDRO | HD | SO |  | NH | NH | WAT |  | LELWD | 75 |  |  |  | 0.11 | 2000-04-01 |  |  |  | 0.08 | 2000-04-01
906 | ROLLINSFORD HYDRO | HD | SO |  | NH | NH | WAT |  | PSNH | 50094 |  |  |  | 0.691 | 2000-04-01 |  |  |  | 0.691 | 2000-04-01
928 | SALMON BROOK STATION 3 | HD | SO |  | NH | NH | WAT |  | PSNH | 50094 |  |  |  | 0.12 | 2000-04-01 |  |  |  | 0.12 | 2000-04-01
883 | SALMON FALLS HYDRO | HD | SO |  | NH | NH | WAT |  | PSNH | 50094 |  |  |  | 0.421 | 2000-04-01 |  |  |  | 0.421 | 2000-04-01
909 | STEELS POND HYDRO | HD | SO |  | NH | NH | WAT |  | PSNH | 50094 |  |  |  | 0.256 | 2000-04-01 |  |  |  | 0.256 | 2000-04-01
885 | STEVENS MILL | HD | SO |  | NH | NH | WAT |  | PSNH | 50094 |  |  |  | 0.115 | 2000-04-01 |  |  |  | 0.115 | 2000-04-01
898 | SUGAR RIVER HYDRO | HD | SO |  | NH | NH | WAT |  | PSNH | 50094 |  |  |  | 0.075 | 2000-04-01 |  |  |  | 0.075 | 2000-04-01
889 | SUNAPEE HYDRO | HD | SO |  | NH | NH | WAT |  | PSNH | 50094 |  |  |  | 0.265 | 2000-04-01 |  |  |  | 0.265 | 2000-04-01
912 | SUNNYBROOK HYDRO 1 | HD | SO |  | NH | NH | WAT |  | PSNH | 50094 |  |  |  | 0.007 | 2000-04-01 |  |  |  | 0.007 | 2000-04-01
935 | SUNNYBROOK HYDRO 2 | HD | SO |  | NH | NH | WAT |  | PSNH | 50094 |  |  |  | 0.02 | 2000-04-01 |  |  |  | 0.02 | 2000-04-01
884 | SWANS FALLS | HD | SO |  | NH | NH | WAT |  | PSNH | 50094 |  |  |  | 0.125 | 2000-04-01 |  |  |  | 0.125 | 2000-04-01
253 | TURNKEY LOAD REDUCER | F | SO | x | NH | NH | OBG |  | USG | 50087 | 2003-05-30 |  | PGET | 3.194 | 2003-03-01 |  |  |  | 3.194 | 2003-03-01
901 | WATERLOOM FALLS | HD | SO |  | NH | NH | WAT |  | PSNH | 50094 |  |  |  | 0.04 | 2000-04-01 |  |  |  | 0.04 | 2000-04-01
932 | WATSON DAM | HD | SO |  | NH | NH | WAT |  | PSNH | 50094 |  |  |  | 0.13 | 2000-04-01 |  |  |  | 0.13 | 2000-04-01
893 | WEST HOPKINTON HYDRO | HD | SO |  | NH | NH | WAT |  | PSNH | 50094 |  |  |  | 0.476 | 2000-04-01 |  |  |  | 0.476 | 2000-04-01
933 | WESTON DAM | HD | SO |  | NH | NH | WAT |  | PSNH | 50094 |  |  |  | 0.292 | 2000-04-01 |  |  |  | 0.292 | 2000-04-01
903 | WYANDOTTE HYDRO | HD | SO |  | NH | NH | WAT |  | PSNH | 50094 |  |  |  | 0.032 | 2000-04-01 |  |  |  | 0.032 | 2000-04-01
451 | JOHNSTON LANDFILL | F | EMS | x | RI | RI | LFG |  | USG | 50087 | 2003-05-30 |  | PGET | 12 | 1999-05-01 |  |  |  | 12 | 1999-05-01
321 | MANCHESTER 10/10A CC | CC | EMS |  | RI | RI | NG | DFO | USG | 50087 | 2003-05-30 |  | PGET | 160.533 | 2002-02-12 |  |  |  | 137.533 | 2002-02-12
322 | MANCHESTER 11/11A CC | CC | EMS |  | RI | RI | NG | DFO | USG | 50087 | 2003-05-30 |  | PGET | 164.912 | 2001-08-10 |  |  |  | 141.912 | 2001-08-10
323 | MANCHESTER 9/9A CC | CC | EMS |  | RI | RI | NG | DFO | USG | 50087 | 2003-05-30 |  | PGET | 165 | 2002-08-13 |  |  |  | 142 | 2002-08-13
528 | OCEAN ST PWR GT1/GT2/ST1 | CC | EMS |  | RI | RI | NG |  | TPM | 50091 |  |  |  | 316.925 | 2002-09-17 |  |  |  | 270.925 | 2002-09-17
529 | OCEAN ST PWR GT3/GT4/ST2 | CC | EMS |  | RI | RI | NG |  | TPM | 50091 |  |  |  | 318.18 | 2003-02-14 |  |  |  | 270.18 | 2003-02-14
531 | PAWTUCKET POWER | CC | EMS |  | RI | RI | NG | DFO | EPME | 50383 | 1998-09-01 |  | PGET | 66.452 | 2002-08-12 |  |  |  | 63.138 | 2002-08-12
1630 | RISE | CC | EMS |  | RI | RI | NG |  | FPL | 50086 | 2002-11-05 |  | FPL | 575.03 | 2002-11-05 |  |  |  | 515.45 | 2002-11-05
1226 | TIVERTON POWER | CC | EMS |  | RI | RI | NG |  | CEN | 50375 | 2001-04-01 |  | TPA | 279.451 | 2002-11-28 |  |  |  | 244.781 | 2002-11-28
1054 | BLACKSTONE HYDRO ASSOC | HD | SO |  | RI | RI | WAT |  | NEP | 81 | 2000-04-01 |  | EUA | 0 | 2003-03-20 |  |  |  | 0 | 2000-04-01
1057 | BLACKSTONE HYDRO TUPP LOAD | HD | SO |  | RI | RI | WAT |  | NEP | 81 | 2000-04-01 |  | EUA | 0 | 2000-04-01 |  |  |  | 0 | 2000-04-01
789 | PAWTUCKET HYDRO 2 | HD | SO |  | RI | RI | WAT |  | NEC | 156 | 2002-09-01 |  | CEC | 1.2 | 2002-09-01 |  |  |  | 1.2 | 2002-09-01
952 | PONTIAC ENERGY - QF | F | SO | x | RI | RI | OBG |  | NEC | 156 |  |  |  | 0.228 | 2003-03-01 |  |  |  | 0.228 | 2003-03-01
1056 | ROOSEVELT HYDRO | HD | SO |  | RI | RI | WAT |  | NEP | 81 | 2000-04-01 |  | EUA | 0 | 2000-04-01 |  |  |  | 0 | 2000-04-01
949 | VALLEY HYDRO - QF | HD | SO |  | RI | RI | WAT |  | NEC | 156 |  |  |  | 0.205 | 2000-04-01 |  |  |  | 0.205 | 2000-04-01
329 | ASCUTNEY GT | G | EMS |  | VT | VT | DFO |  | VELCO | 182 |  |  |  | 14.237 | 2000-09-05 |  |  |  | 9.827 | 2000-09-05
2430 | BELDENS NEW | HD | EMS |  | VT | VT | WAT |  | VELCO | 182 |  |  | VELCO | 5.7 | 1999-05-01 |  |  |  | 4.58 | 1999-05-01
336 | BERLIN 1 GT | G | EMS |  | VT | VT | JF |  | VELCO | 182 |  |  |  | 47.651 | 2001-10-10 |  |  |  | 35.491 | 2001-10-10
346 | BOLTON FALLS | HD | EMS |  | VT | VT | WAT |  | VELCO | 182 |  |  |  | 7.8 | 1999-05-01 |  |  |  | 7.8 | 1999-05-01
363 | BURLINGTON GT | G | EMS |  | VT | VT | DFO |  | VELCO | 182 |  |  |  | 22.96 | 2001-08-21 |  |  |  | 19.71 | 2001-08-21
2431 | DODGE FALLS NEW | HD | EMS |  | VT | VT | WAT |  | VELCO | 182 |  |  | VELCO | 5 | 1999-05-01 |  |  |  | 5 | 1999-05-01
410 | ESSEX 19 HYDRO | HD | EMS |  | VT | VT | WAT |  | VELCO | 182 |  |  |  | 7.8 | 1999-05-01 |  |  |  | 7.8 | 1999-05-01
1221 | ESSEX DIESELS | D | EMS |  | VT | VT | DFO |  | VELCO | 182 |  |  |  | 2.2 | 2003-04-25 |  |  |  | 2.15 | 2002-10-11
415 | FLORENCE 1 CG | J | EMS |  | VT | VT | DFO |  | VELCO | 182 |  |  |  | 0 | 2003-03-12 |  |  |  | 0 | 2003-03-12
416 | FLORENCE 2 CG | J | EMS |  | VT | VT | DFO |  | VELCO | 182 |  |  |  | 4.044 | 2002-10-11 |  |  |  | 3.024 | 2002-10-11
426 | GORGE 1 | J | EMS |  | VT | VT | DFO |  | VELCO | 182 |  |  |  | 13.492 | 2002-03-28 |  |  |  | 8.032 | 2002-03-28
2434 | GORGE 18 HYDRO NEW | HD | EMS |  | VT | VT | WAT |  | VELCO | 182 |  |  | VELCO | 3.3 | 1999-05-01 |  |  |  | 3.3 | 1999-05-01
783 | HIGHGATE FALLS | HW | EMS |  | VT | VT | WAT |  | VELCO | 182 |  |  |  | 9.34 | 2000-12-12 |  |  |  | 9.082 | 2003-09-19
2432 | HUNTINGTON FALLS NEW | HD | EMS |  | VT | VT | WAT |  | VELCO | 182 |  |  | VELCO | 5.76 | 1999-05-01 |  |  |  | 4.37 | 1999-05-01
474 | J C MCNEIL | F | EMS |  | VT | VT | WDS | NG | VELCO | 182 |  |  |  | 53 | 1999-05-01 |  |  |  | 52 | 1999-05-01
774 | LOWER LAMOILLE COMPOSITE | HW | EMS |  | VT | VT | WAT |  | VELCO | 182 |  |  |  | 16.1 | 2002-12-02 |  |  |  | 15.8 | 1999-05-01
468 | MARSHFIELD 6 HYDRO | HW | EMS |  | VT | VT | WAT |  | VELCO | 182 |  |  |  | 4.5 | 2001-03-21 |  |  |  | 0 | 2003-09-25
775 | MIDDLEBURY COMPOSITE | HW | EMS |  | VT | VT | WAT |  | VELCO | 182 |  |  |  | 6 | 2003-01-16 |  |  |  | 6.65 | 2003-06-12
779 | MIDDLESEX 2 | HD | EMS |  | VT | VT | WAT |  | VELCO | 182 |  |  |  | 3.3 | 2002-07-19 |  |  |  | 3.3 | 2002-07-19
776 | N. RUTLAND COMPOSITE | HW | EMS |  | VT | VT | WAT |  | VELCO | 182 |  |  |  | 5.3 | 1999-05-01 |  |  |  | 5.2 | 1999-05-01
522 | NEWPORT DIESELS 4-7 | D | EMS |  | VT | VT | DFO |  | VELCO | 182 |  |  |  | 1.8 | 2002-02-13 |  |  |  | 1.8 | 2002-10-11
523 | NEWPORT DIESELS 8-10 | D | EMS |  | VT | VT | DFO |  | VELCO | 182 |  |  |  | 2 | 2002-02-13 |  |  |  | 2 | 2000-06-01
772 | NEWPORT HYDRO | HW | EMS |  | VT | VT | WAT |  | VELCO | 182 |  |  |  | 3.45 | 2002-03-21 |  |  |  | 3.4 | 2001-10-24
541 | PROCTOR | HD | EMS |  | VT | VT | WAT |  | VELCO | 182 |  |  |  | 6.65 | 1999-05-01 |  |  |  | 6.65 | 1999-05-01
549 | RUTLAND 5 GT | G | EMS |  | VT | VT | DFO | RFO | VELCO | 182 |  |  |  | 14.48 | 2001-10-05 |  |  |  | 10.07 | 2001-10-05
2433 | RYEGATE 1 NEW | F | EMS |  | VT | VT | WDS |  | VELCO | 182 |  |  | VELCO | 20.6 | 1999-05-01 |  |  |  | 20.5 | 1999-05-01
565 | SHELDON SPRINGS | HD | EMS |  | VT | VT | WAT |  | VELCO | 182 |  |  |  | 26.38 | 1999-05-01 |  |  |  | 14.82 | 1999-05-01
585 | ST ALBANS 1 and 2 | D | EMS |  | VT | VT | DFO |  | VELCO | 182 |  |  |  | 2.35 | 2003-01-20 |  |  |  | 2.22 | 1999-05-01
598 | VERGENNES 5 and 6 DIESELS | D | EMS |  | VT | VT | DFO |  | VELCO | 182 |  |  |  | 4.05 | 1999-10-01 |  |  |  | 3.95 | 2000-06-01
2435 | VERGENNES HYDRO NEW | HD | EMS |  | VT | VT | WAT |  | VELCO | 182 |  |  | VELCO | 2.1 | 1999-05-01 |  |  |  | 2.1 | 1999-05-01
611 | VERMONT YANKEE | N | EMS |  | VT | VT | NUC |  | EWG | 50474 | 2002-07-31 |  | VELCO | 529.08 | 1999-05-01 |  |  |  | 506 | 1999-09-01
614 | WATERBURY 22 | HW | EMS |  | VT | VT | WAT |  | VELCO | 182 |  |  |  | 2.6 | 2001-03-21 |  |  |  | 2.8 | 2001-10-24
781 | WEST DANVILLE 1 | HD | EMS |  | VT | VT | WAT |  | VELCO | 182 |  |  |  | 1.1 | 2003-03-01 |  |  |  | 1.1 | 2003-03-01
622 | WINOOSKI 1 | HD | EMS |  | VT | VT | WAT |  | VELCO | 182 |  |  |  | 7.3 | 1999-05-01 |  |  |  | 7.3 | 1999-05-01
819 | ARNOLD FALLS | HD | SO |  | VT | VT | WAT |  | VELCO | 182 |  |  | VELCO | 0.3 | 2001-12-01 |  |  |  | 0.3 | 0
833 | BARNET | HD | SO |  | VT | VT | WAT |  | VELCO | 182 |  |  |  | 0.32 | 2000-04-01 | m | 0.49 | -0.17 | 0.35 | 2000-04-01
959 | BARTON 1-4 DIESELS | D | SO |  | VT | VT | DFO |  | VELCO | 182 |  |  |  | 0.887 | 2003-03-05 |  |  |  | 0.889 | 2003-09-15
828 | BARTON HYDRO | HD | SO |  | VT | VT | WAT |  | VELCO | 182 |  |  |  | 1.3 | 2000-04-01 |  |  |  | 1.3 | 2000-04-01
824 | BATH ELECTRIC | HD | SO |  | VT | VT | WAT |  | VELCO | 182 |  |  | VELCO | 0.4 | 2001-12-01 |  |  |  | 0.4 | 0
2439 | BROCKWAY MILLS | HD | SO |  | VT | VT | WAT |  | VELCO | 182 |  |  | VELCO | 0.5 | 2003-01-16 |  |  |  | 0.5 | 2003-01-16
1165 | CADYS FALLS | HD | SO |  | VT | VT | WAT |  | VELCO | 182 |  |  |  | 1.1 | 2000-04-01 |  |  |  | 1.1 | 2000-04-01
815 | CARVER FALLS | HD | SO |  | VT | VT | WAT |  | VELCO | 182 |  |  | VELCO | 1.9 | 2001-12-01 |  |  |  | 1.48 | 0
816 | CAVENDISH | HD | SO |  | VT | VT | WAT |  | VELCO | 182 |  |  | VELCO | 1.27 | 2001-12-01 | m | 1.27 | 0 | 1.18 | 0
832 | CENTER RUTLAND | HD | SO |  | VT | VT | WAT |  | VELCO | 182 |  |  |  | 0.35 | 2000-04-01 |  |  |  | 0.35 | 2000-04-01
834 | COMPTU FALLS | HD | SO |  | VT | VT | WAT |  | VELCO | 182 |  |  |  | 0.46 | 2000-04-01 |  |  |  | 0.29 | 2000-04-01
835 | DEWEY MILLS | HD | SO |  | VT | VT | WAT |  | VELCO | 182 |  |  |  | 2.79 | 2000-04-01 |  |  |  | 1.57 | 2000-04-01
823 | EAST BARNET | HD | SO |  | VT | VT | WAT |  | VELCO | 182 |  |  | VELCO | 1.73 | 2001-12-01 | m | 1.73 | 0 | 1.6 | 0
836 | EMERSON FALLS | HD | SO |  | VT | VT | WAT |  | VELCO | 182 |  |  |  | 0.23 | 2000-04-01 |  |  |  | 0.23 | 2000-04-01
829 | ENOSBURG 2 DIESEL | D | SO |  | VT | VT | DFO |  | VELCO | 182 |  |  |  | 0.661 | 2001-03-01 |  |  |  | 0.7 | 2001-03-01
830 | ENOSBURG HYDRO | HD | SO |  | VT | VT | WAT |  | VELCO | 182 |  |  |  | 0.95 | 2000-04-01 |  |  |  | 0.95 | 2000-04-01
1047 | FAIRFAX LOAD | HD | SO |  | VT | VT | WAT |  | VELCO | 182 |  |  | VELCO | 3.25 | 2001-12-01 |  |  |  | 3.25 | 2001-12-01
821 | GAGE | HD | SO |  | VT | VT | WAT |  | VELCO | 182 |  |  | VELCO | 0.8 | 2001-12-01 | m | 0.8 | 0 | 0.76 | 0
1168 | H.K. SANDERS | HW | SO |  | VT | VT | WAT |  | VELCO | 182 |  |  |  | 1.8 | 2000-04-01 |  |  |  | 1.41 | 2000-04-01
837 | KILLINGTON | HD | SO |  | VT | VT | WAT |  | VELCO | 182 |  |  |  | 0.1 | 2000-04-01 |  |  |  | 0.07 | 2000-04-01
838 | KINGSBURY | HD | SO |  | VT | VT | WAT |  | VELCO | 182 |  |  |  | 0.2 | 2000-04-01 |  |  |  | 0.08 | 2000-04-01
839 | LADD'S MILL | HD | SO |  | VT | VT | WAT |  | VELCO | 182 |  |  |  | 0.17 | 2000-04-01 |  |  |  | 0.17 | 2000-04-01
840 | MARTINSVILLE | HD | SO |  | VT | VT | WAT |  | VELCO | 182 |  |  |  | 0.19 | 2000-04-01 | m | 0.24 | -0.05 | 0.08 | 2000-04-01
1720 | MIDDLEBURY LOWER | HD | SO |  | VT | VT | WAT |  | VELCO | 182 |  |  | VELCO | 1.85 | 2002-05-01 |  |  |  | 1.81 | 2002-05-01
841 | MORETOWN 8 | HD | SO |  | VT | VT | WAT |  | VELCO | 182 |  |  |  | 0.53 | 2000-04-01 | m | 0.75 | -0.22 | 0.36 | 2000-04-01
1166 | MORRISVILLE PLANT #2 | HD | SO |  | VT | VT | WAT |  | VELCO | 182 |  |  |  | 1.8 | 2000-04-01 |  |  |  | 1.43 | 2000-04-01
842 | NANTANA MILL | HD | SO |  | VT | VT | WAT |  | VELCO | 182 |  |  |  | 0.18 | 2000-04-01 | m | 0.22 | -0.04 | 0.1 | 2000-04-01
843 | NEWBURY | HD | SO |  | VT | VT | WAT |  | VELCO | 182 |  |  |  | 0.27 | 2000-04-01 |  |  |  | 0.22 | 2000-04-01
844 | OTTAUQUECHEE | HD | SO |  | VT | VT | WAT |  | VELCO | 182 |  |  |  | 2.18 | 2000-04-01 |  |  |  | 1.48 | 2000-04-01
820 | PASSUMPSIC | HD | SO |  | VT | VT | WAT |  | VELCO | 182 |  |  | VELCO | 0.7 | 2001-12-01 |  |  |  | 0.7 | 0
814 | PATCH | HD | SO |  | VT | VT | WAT |  | VELCO | 182 |  |  | VELCO | 0.3 | 2001-12-01 |  |  |  | 0.3 | 0
818 | PIERCE MILLS | HD | SO |  | VT | VT | WAT |  | VELCO | 182 |  |  | VELCO | 0.2 | 2001-12-01 |  |  |  | 0.2 | 0
737 | SIMPSON G LOAD REDUCER | HD | SO |  | VT | VT | WAT |  | USG | 50087 | 2003-05-30 |  | PGET | 1.188 | 2003-03-01 |  |  |  | 1.188 | 2003-03-01
845 | SLACK DAM | HD | SO |  | VT | VT | WAT |  | VELCO | 182 |  |  |  | 0.37 | 2000-04-01 | m | 0.41 | -0.04 | 0.21 | 2000-04-01
822 | SMITH | HD | SO |  | VT | VT | WAT |  | VELCO | 182 |  |  | VELCO | 1.31 | 2001-12-01 |  |  |  | 0.93 | 2001-12-01
817 | TAFTSVILLE | HD | SO |  | VT | VT | WAT |  | VELCO | 182 |  |  | VELCO | 0.4 | 2001-12-01 | m | 0.4 | 0 | 0.33 | 0
826 | TROY | HD | SO |  | VT | VT | WAT |  | VELCO | 182 |  |  |  | 0.6 | 2000-04-01 |  |  |  | 0.6 | 2000-04-01
831 | VAIL & GREAT FALLS | HD | SO |  | VT | VT | WAT |  | VELCO | 182 |  |  |  | 2.1 | 2000-04-01 |  |  |  | 2.1 | 2000-04-01
825 | WEST CHARLESTON | HD | SO |  | VT | VT | WAT |  | VELCO | 182 |  |  |  | 0.8 | 2000-04-01 |  |  |  | 0.8 | 2000-04-01
846 | WINOOSKI 8 | HD | SO |  | VT | VT | WAT |  | VELCO | 182 |  |  |  | 0.6 | 2000-04-01 | m | 0.71 | -0.11 | 0.4 | 2000-04-01
1167 | WOLCOTT HYDRO #1 | HD | SO |  | VT | VT | WAT |  | VELCO | 182 |  |  |  | 0.66 | 2000-04-01 | m | 0.8 | -0.14 | 0.49 | 2000-04-01
847 | WOODSIDE | HD | SO |  | VT | VT | WAT |  | VELCO | 182 |  |  |  | 0.12 | 2000-04-01 |  |  |  | 0.11 | 2000-04-01
848 | WRIGHTSVILLE | HW | SO |  | VT | VT | WAT |  | VELCO | 182 |  |  |  | 0.754 | 2003-03-12 |  |  |  | 0.698 | 2000-06-01
Summary Information: | [12 empty] | Total: | 33018.104 |  |  |  |  | 30443.073
[17 empty] | Sum of Positive differences: | 2.52 |  |  |  | Sum of Positive differences: | 0
[17 empty] | Sum of Negative differences: | -404.64 |  |  |  | Sum of Negative differences: | -290.087
[17 empty] | Net Sum of ALL differences: | -402.12 |  |  |  | Net Sum of ALL differences: | -290.087
[13 empty] | Total EMS Capability: | 32729.95 |  |  |  | Total EMS Capability: | 30199.425
[13 empty] | Total Settlement Only Capability: | 288.154 |  |  |  | Total Settlement Only Capability: | 243.648
[13 empty] | Total Capability: | 33018.104 |  |  |  | Total Capability: | 30443.073
[13 empty] | Subtotals, by Claimed Capability Audit Unit Type: | 33018.104 |  |  |  | Subtotals, by Claimed Capability Audit Unit Type: | 30443.073
[12 empty] | Fossil (incl. wood and refuse) | F | 10684.083 |  |  | Fossil (incl. wood and refuse) | F | 10391.314
[12 empty] | Nuclear | N | 4411.072 |  |  | Nuclear | N | 4346.679
[12 empty] | Combined Cycle | CC | 10913.527 |  |  | Combined Cycle | CC | 9502.171
[12 empty] | Gas Turbine | G | 2392.207 |  |  | Gas Turbine | G | 1969.667
[12 empty] | Jet Engine | J | 1021.21 |  |  | Jet Engine | J | 752.919
[12 empty] | Diesel | D | 123.217 |  |  | Diesel | D | 120.928
[12 empty] | Pumped Storage | PS | 1665.327 |  |  | Pumped Storage | PS | 1642.875
[12 empty] | Hydro-Conventional Daily | HD | 889.378 |  |  | Hydro-Conventional Daily | HD | 806.212
[12 empty] | Hydro-Conventional Weekly | HW | 917.918 |  |  | Hydro-Conventional Weekly | HW | 910.143
[12 empty] | Wind | W | 0.165 |  |  | Wind | W | 0.165
Footnotes referenced in the last column are shown in the "NotesAndAbbreviations" Worksheet
#N/A
Note on E4: Enter "x" in this column for any unit that is claiming SQF status.
Note on D4: Enter either "EMS" (unit is represented in Energy Management System) or "SO" (Settlement Only unit) in this column.
Note on C4: Enter Unit Category, for CCA purposes (as per MRP 11-D, Table 1, Att. A) in this column.
Note on K4: Enter Customer ID# for Lead Participant (see list of Participants and ID#s in "Lookups" sheet) in this column.
Note on AA4: Enter "x" if manual input required and formulas have been overwritten.
Note on F4: Enter State Abbreviation (e.g. CT, ME, MA, NH, RI, VT)

## Retired_Deactivated
ISO New England Seasonal Claimed Capability (SCC) Report - Resources Retired and/or Deactivated
[7 empty] | Retirements/deactivations during period 5/1/00 to: | 2004-01-01
< shaded row indicates new entry as of 01/01/2004
Asset_Id | UnitName | UnitCategory | Class | SQF | State | SMD_Zone | Fuel_Type | Current_Lead_Participant | Cust_ID | LP_Most_Recent_Change_Date | ChangeLP | Previous_Lead_Participant | WSCC | WSCC_Most_Recent_Change_Date | ChangeWSCC | PrevWSCC | DiffWSCC | SSCC | SSCC_Most_Recent_Change_Date |  |  |  | Deactivated | Retired | Comments | Effective Date of Retirement or Deactivation | Date to delete record from SCC Report Current and Detail Sheet
----------- | ----------- | ----------- | ------ | ------ |  |  | ------ | ----------- |  |  |  |  | ----------- |  |  |  |  | ----------- |  |  |  |  | ------ | ------ | -----------
1114 | Madison Composite | HD | SO |  |  |  |  | CMP | 6 |  |  |  | 0 | 2000-04-01 |  |  |  | 0 | 2000-04-01 |  |  |  |  | x | Was 0 MW prior to retirement/This unit was reactivated on 3/01/01 | 2000-10-01
1264 | South Norwalk # 6 | D | SO |  |  |  |  | CMEEC |  |  |  |  | 1.1 | 2000-04-01 |  |  |  | 1.05 | 2000-04-01 |  |  |  |  | x | SO Unit retired; re-registered as EMS unit # 1293 | 2000-09-01
578 | Somerset J1 | J | EMS |  |  |  |  | NRGPM |  |  |  |  | 22.1 | 2000-06-20 |  |  |  | 18.1 | 2000-06-20 |  |  |  | x |  | Physically disconnected from power system | 2000-07-01
325 | A. L. Pierce | F | EMS |  |  |  |  | CMEEC |  |  |  |  | 14.91 | 2000-07-01 |  |  |  | 12.44 | 2000-07-01 |  |  |  | x |  | Retired Contract | 2000-07-01
896 | Drew River Mill | HD | SO |  |  |  |  | NU |  |  |  |  | 0.011 |  |  |  |  | 0.011 | [5 empty] | x | Elected not to register for Settlement Only Treatment | 2000-06-01
1111 | Robbins Lumber | F | SO |  |  |  |  | CMP |  |  |  |  | 0.011 | 2001-01-24 |  |  |  | 0.011 | 2001-01-24 |  |  |  | x |  | Deactivation of Unit | 2001-01-24
631 | West Springfield 1 | [6 empty] | CEEI | [15 empty] | x |  | effective 4/24/01
632 | West Springfield 2 | [6 empty] | CEEI | [15 empty] | x |  | effective 4/24/01
1318 | Fall River | G | SO |  |  |  |  | TMLP |  |  |  |  | 3.5 |  |  |  |  | 3.5 | [5 empty] | x | Per TMLP this less than 5mw unit has been retired and replaced with Asset #1432 (EMS) as of May 31, 2001
1298 | Sandbar Jet | J | EMS |  |  |  |  | VELCO | 182 |  |  |  | 22.5 |  |  |  |  | 18.1 |  | #N/A | #N/A | #N/A |  | x |  | 2001-03-23
1326 | Beaver Wood Joint Venture | F | EMS |  |  |  |  | CPS |  |  |  |  | 15.125 |  |  |  |  | 14.7 | [5 empty] | x |  | 2001-07-10
402 | Edgar Jet 1 | J | EMS |  |  |  |  | SITHE |  |  |  |  | 13.612 |  |  |  |  | 9.202 | [5 empty] | x |  | 2001-09-26
403 | Edgar Jet 2 | J | EMS |  |  |  |  | SITHE |  |  |  |  | 14.06 |  |  |  |  | 12 | [5 empty] | x |  | 2001-09-26
425 | Gorbell | F | EMS |  |  |  |  | CPS |  |  |  |  | 14.07 |  |  |  |  | 13.74 | [5 empty] | x |  | effective June 7, 2002
1115 | Sebasticook Composite | HD | SO |  |  |  |  | CMP |  |  |  |  | 5.903 |  |  |  |  | 4.405 |  |  |  |  | x |  |  | effective Sept. 1, 2002
1116 | Androscoggin Composite | HD | SO |  |  |  |  | CMP |  |  |  |  | 3.166 |  |  |  |  | 1.383 |  |  |  |  | x |  |  | effective Sept. 1, 2002
1118 | Ridgewood Composite | HD | SO |  |  |  |  | CMP |  |  |  |  | 3.519 |  |  |  |  | 2.129 |  |  |  |  | x |  |  | effective Sept. 1, 2002
1290 | SNEW 1 | D | EMS |  |  |  |  | CMEEC |  |  |  |  | 0 |  |  |  |  | 0 | [5 empty] | x |  | eff. October 1, 2002
1291 | SNEW 2 & 4 | D | EMS |  |  |  |  | CMEEC |  |  |  |  | 0 |  |  |  |  | 0 | [5 empty] | x |  | eff. October 1, 2002
1292 | SNEW 3 & 5 | D | EMS |  |  |  |  | CMEEC |  |  |  |  | 0 |  |  |  |  | 0 | [5 empty] | x |  | eff. October 1, 2002
1293 | SNEW 6 | D | EMS |  |  |  |  | CMEEC |  |  |  |  | 0 |  |  |  |  | 0 | [5 empty] | x |  | eff. October 1, 2002
506 | New Boston 2 |  | EMS |  |  |  |  | SNB |  |  |  |  | 351.225 |  |  |  |  | 351.513 | [5 empty] | x |  | eff. November 23, 2002
454 | Kendall 1 | F | EMS |  |  |  |  | MNE |  |  |  |  | 17 |  |  |  |  | 17.3 | [5 empty] | x |  | eff. December 18, 2002
455 | Kendall 2 | F | EMS |  |  |  |  | MNE |  |  |  |  | 21 |  |  |  |  | 18.141 | [5 empty] | x |  | eff. December 18, 2002
456 | Kendall 3 | F | EMS |  |  |  |  | MNE |  |  |  |  | 23.141 |  |  |  |  | 20.077 | [5 empty] | x |  | eff. December 18, 2002
1055 | Woonsocket Hydro | HD | SO |  |  |  |  | NEC |  |  |  |  | 0 |  |  |  |  | 0 | [5 empty] | x |  | eff. March 1, 2003
334 | Beldens | HD | SO |  |  |  |  | VELCO |  |  |  |  | 5.7 |  |  |  |  | 4.58 | [5 empty] | x | retir/born new name | eff. February 1, 2003
394 | Dodge Falls | HD | SO |  |  |  |  | VELCO |  |  |  |  | 5 |  |  |  |  | 5 | [5 empty] | x | retir/born new name | eff. February 1, 2003
443 | Huntington Falls | HD | SO |  |  |  |  | VELCO |  |  |  |  | 5.76 |  |  |  |  | 4.37 | [5 empty] | x | retir/born new name | eff. February 1, 2003
550 | Ryegate 1 | HD | SO |  |  |  |  | VELCO |  |  |  |  | 20.6 |  |  |  |  | 20.5 | [5 empty] | x | retir/born new name | eff. February 1, 2003
778 | Gorge 18 Hydro | HD | SO |  |  |  |  | VELCO |  |  |  |  | 3.3 |  |  |  |  | 3.3 | [5 empty] | x | retir/born new name | eff. February 1, 2003
780 | Vergennes Hydro | HD | SO |  |  |  |  | VELCO |  |  |  |  | 2.1 |  |  |  |  | 2.1 | [5 empty] | x | retir/born new name | eff. February 1, 2003
597 | United American Hydro | HD | SO |  |  |  |  | VELCO |  |  |  |  | 17.15 |  |  |  |  | 15.66 | [5 empty] | x | retir/born new name | eff. February 1, 2003
582 | Springfield Refuse | F | EMS |  |  |  |  | VELCO |  |  |  |  | 6 |  |  |  |  | 6 | [5 empty] | x | retir/born new name | eff. February 1, 2003
396 | Devon 10 | J | EMS |  |  |  |  | NRG |  |  |  |  | 0 |  |  |  |  | 0 | [5 empty] | x | per Kevin Kirby/RETRO | eff. October 1, 2002
1183 | Clark University | D | SO |  |  |  |  | PGET |  |  |  |  | 0 |  |  |  |  | 0 | [5 empty] | x |  | eff. January 27, 2003
442 | Cherry Street | D | EMS |  |  |  |  | HLP |  |  |  |  | 0 |  |  |  |  | 0 | [5 empty] | x | broken down to Less than 5mw | effective March 1, 2003
283 | GE Lynn | [11 empty] | 0 |  |  |  |  | 0 | [5 empty] | x |  | effective March 1, 2003
939 | Union Village Dam | HD | SO |  |  |  |  | PSNH |  |  |  |  | 0.014 |  |  |  |  | 0.014 | [5 empty] | x | dismantled
1285 | Abbott's Mill |  | SO | [9 empty] | 0 |  |  |  |  | 0 | [5 empty] | x
1369 | Gilman Steam |  | SO | [14 empty] | 0 | [5 empty] | x
10041 | Snew 7 | CC | EMS |  |  |  |  | CMEEC |  |  |  |  | 8.375 |  |  |  |  | 20.245 | [5 empty] | x |  | effective October 1, 2003
2277 | Kendall Steam | CC | EMS |  |  |  |  | MAE |  |  |  |  | 60.413 |  |  |  |  | 60.413 | [5 empty] | x | divided into 3 new generators | effective Nov. 13, 2003
535 | Pepperell | CC | EMS |  |  |  |  | IPPAI |  |  |  |  | 40.115 |  |  |  |  | 33.135 | [5 empty] | x |  | eff. December 4, 2003
499 | Mystic 4 | F | EMS | [9 empty] | 89.95 |  |  |  |  | 95.438 | [5 empty] | x |  | eff. December 16, 2003
500 | Mystic 5 | F | EMS | [9 empty] | 90.9 |  |  |  |  | 91.625 | [5 empty] | x |  | eff. December 16, 2003
501 | Mystic 6 | F | EMS | [9 empty] | 95.05 |  |  |  |  | 0 | [5 empty] | x |  | eff. December 16, 2003

## Detail_SettlementOnly
SCC Report Detail: Settlement Only Generators - as of 01/01/2004
[11 empty] | Claimed Capability, as Reported in SCC Report | [17 empty] | SCC values as of: | 2004-01-01
FACILITY_ID | FACILITY_NAME | ContactPerson | ParticipantWithResourceEntitlement | UnitCategory | Claiming SCC? | SQF | State | SMD_Zone | Fuel_Type | Alt_Fuel | JAN | FEB | MAR | APR | MAY | JUN | JUL | AUG | SEP | OCT | NOV | DEC | BasisforSCC | Win_DateOfChange | Sum_DateOfChange | COMMENTS | Winter SCC change this month? | Summer SCC change this month? | WSCC | SSCC
1048 | WARE HYDRO | Gail Azulay |  | HD |  |  | MA | WCMA | WAT |  | 1.25 | 1.25 | 1.25 | 1.25 | 1.25 | 1.25 | 1.25 | 1.25 | 1.25 | 1.25 | 1.25 | 1.25 | DCH study | 2002-01-01 | 2002-01-01 | aka Ware Hydro Load; CESacts as "Lead Participant" |  |  | 1.25 | 1.25
1049 | COLLINS HYDRO | Gail Azulay |  | HD |  |  | MA | WCMA | WAT |  | 1.25 | 1.25 | 1.25 | 1.25 | 1.25 | 1.25 | 1.25 | 1.25 | 1.25 | 1.25 | 1.25 | 1.25 | DCH study | 2002-01-01 | 2000-04-01 | CES to act as "Lead Participant" |  |  | 1.25 | 1.25
1050 | CHICOPEE HYDRO | Gail Azulay |  | HD |  |  | MA | WCMA | WAT |  | 2.17 | 2.17 | 2.17 | 2.17 | 2.17 | 2.17 | 2.17 | 2.17 | 2.17 | 2.17 | 2.17 | 2.17 | DCH study | 2002-01-01 | 2000-04-01 | CES to act as "Lead Participant" |  |  | 2.17 | 2.17
851 | GARDNER FALLS | Ivan Kimball |  | HD |  |  | MA | WCMA | WAT |  | 3.7 | 3.7 | 3.7 | 3.7 | 3.7 | 3.7 | 3.7 | 3.7 | 3.7 | 3.7 | 3.7 | 3.7 | DCH study | 2000-04-01 | 2000-04-01 |  |  |  | 3.7 | 3.7
864 | DWIGHT | Ivan Kimball |  | HD |  |  | MA | WCMA | WAT |  | 1.7 | 1.7 | 1.7 | 1.7 | 1.7 | 1.7 | 1.14 | 1.34 | 1.09 | 1.7 | 1.7 | 1.7 | DCH study | 2000-04-01 | 2000-04-01 |  |  |  | 1.7 | 1.7
867 | INDIAN ORCHARD | Ivan Kimball |  | HD |  |  | MA | WCMA | WAT |  | 3.7 | 3.7 | 3.7 | 3.7 | 3.7 | 3.7 | 3.7 | 3.7 | 3.7 | 3.7 | 3.7 | 3.7 | DCH study | 2000-04-01 | 2000-04-01 |  |  |  | 3.7 | 3.7
873 | PUTTS BRIDGE | Ivan Kimball |  | HD |  |  | MA | WCMA | WAT |  | 4.1 | 4.1 | 4.1 | 4.1 | 4.1 | 4.1 | 3.52 | 3.75 | 3.46 | 4.1 | 4.1 | 4.1 | DCH study | 2000-04-01 | 2000-04-01 |  |  |  | 4.1 | 4.1
874 | RED BRIDGE | Ivan Kimball |  | HD |  |  | MA | WCMA | WAT |  | 4.26 | 4.5 | 4.5 | 4.5 | 4.5 | 2.86 | 0.35 | 0.38 | 0.34 | 3.19 | 3.65 | 4.3 | DCH study | 2000-04-01 | 2000-04-01 |  | m |  | 4.26 | 4.26
796 | GOODWIN DAM | Richard Ludorf |  | HD |  |  | CT | CT | WAT |  | 2.064 | 2.064 | 2.064 | 2.064 | 2.064 | 2.064 | 2.064 | 2.064 | 2.064 | 2.064 | 2.064 | 2.064 | SQF meth. | 2000-04-01 | 2000-04-01 |  |  |  | 2.064 | 2.064
797 | WYRE WYND | Richard Ludorf |  | HD |  |  | CT | CT | WAT |  | 1.8 | 1.8 | 1.8 | 1.8 | 1.8 | 1.8 | 1.8 | 1.8 | 1.8 | 1.8 | 1.8 | 1.8 | SQF meth. | 2001-05-01 | 2001-05-01 |  |  |  | 1.8 | 1.8
798 | COLEBROOK | Richard Ludorf |  | HD |  |  | CT | CT | WAT |  | 1.373 | 1.373 | 1.373 | 1.373 | 1.373 | 1.373 | 1.373 | 1.373 | 1.373 | 1.373 | 1.373 | 1.373 | SQF meth. | 2000-04-01 | 2000-04-01 |  |  |  | 1.373 | 1.373
799 | KINNEYTOWN A | Richard Ludorf |  | HD |  |  | CT | CT | WAT |  | 0.246 | 0.246 | 0.246 | 0.246 | 0.246 | 0.246 | 0.246 | 0.246 | 0.246 | 0.246 | 0.246 | 0.246 | SQF meth. | 2000-04-01 | 2000-04-01 |  |  |  | 0.246 | 0.246
800 | KINNEYTOWN B | Richard Ludorf |  | HD |  |  | CT | CT | WAT |  | 0.654 | 0.654 | 0.654 | 0.654 | 0.654 | 0.654 | 0.654 | 0.654 | 0.654 | 0.654 | 0.654 | 0.654 | SQF meth. | 2000-04-01 | 2000-04-01 |  |  |  | 0.654 | 0.654
801 | WILLIMANTIC 1 | Richard Ludorf |  | HD |  |  | CT | CT | WAT |  | 0.423 | 0.423 | 0.423 | 0.423 | 0.423 | 0.423 | 0.423 | 0.423 | 0.423 | 0.423 | 0.423 | 0.423 | SQF meth. | 2000-04-01 | 2000-04-01 |  |  |  | 0.423 | 0.423
802 | WILLIMANTIC 2 | Richard Ludorf |  | HD |  |  | CT | CT | WAT |  | 0.388 | 0.388 | 0.388 | 0.388 | 0.388 | 0.388 | 0.388 | 0.388 | 0.388 | 0.388 | 0.388 | 0.388 | SQF meth. | 2000-04-01 | 2000-04-01 |  |  |  | 0.388 | 0.388
803 | TOUTANT | Richard Ludorf |  | HD |  |  | CT | CT | WAT |  | 0.16 | 0.16 | 0.16 | 0.16 | 0.16 | 0.16 | 0.16 | 0.16 | 0.16 | 0.16 | 0.16 | 0.16 | SQF meth. | 2000-04-01 | 2000-04-01 |  |  |  | 0.16 | 0.16
804 | PUTNAM | Richard Ludorf |  | HD |  |  | CT | CT | WAT |  | 0.58 | 0.58 | 0.58 | 0.58 | 0.58 | 0.58 | 0.58 | 0.58 | 0.58 | 0.58 | 0.58 | 0.58 | SQF meth. | 2002-05-01 | 2002-05-01 |  |  |  | 0.58 | 0.58
805 | GLEN FALLS | Richard Ludorf |  | HD |  |  | CT | CT | WAT |  | 0.096 | 0.096 | 0.096 | 0.096 | 0.096 | 0.096 | 0.096 | 0.096 | 0.096 | 0.096 | 0.096 | 0.096 | SQF meth. | 2000-04-01 | 2000-04-01 |  |  |  | 0.096 | 0.096
806 | MECHANICSVILLE | Richard Ludorf |  | HD |  |  | CT | CT | WAT |  | 0.101 | 0.101 | 0.101 | 0.101 | 0.101 | 0.101 | 0.101 | 0.101 | 0.101 | 0.101 | 0.101 | 0.101 | SQF meth. | 2000-04-01 | 2000-04-01 | fuel=wood |  |  | 0.101 | 0.101
807 | DAYVILLE POND | Greg Tardiff |  | HD |  |  | CT | CT | WAT |  | 0.061 | 0.061 | 0.061 | 0.061 | 0.061 | 0.061 | 0.061 | 0.061 | 0.061 | 0.061 | 0.061 | 0.061 | SQF meth. | 2002-09-01 | 2002-09-01 |  |  |  | 0.061 | 0.061
808 | ROCKY GLEN | Richard Ludorf |  | HD |  |  | CT | CT | WAT |  | 0.042 | 0.042 | 0.042 | 0.042 | 0.042 | 0.042 | 0.042 | 0.042 | 0.042 | 0.042 | 0.042 | 0.042 | SQF meth. | 2000-04-01 | 2000-04-01 |  |  |  | 0.042 | 0.042
809 | PINCHBECK | Richard Ludorf |  | F |  | Yes | CT | CT | WDS |  | 0.01 | 0.01 | 0.01 | 0.01 | 0.01 | 0.01 | 0.01 | 0.01 | 0.01 | 0.01 | 0.01 | 0.01 | SQF meth. | 2003-03-01 | 2003-03-01 |  |  |  | 0.01 | 0.01
810 | QUINEBAUG | Richard Ludorf |  | HD |  |  | CT | CT | WAT |  | 2.81 | 2.81 | 2.81 | 2.81 | 2.81 | 2.38 | 0.96 | 0.98 | 0.88 | 2.81 | 2.81 | 2.81 | DCH study | 2000-04-06 | 2000-04-06 |  |  |  | 2.81 | 2.81
977 | G FOX | Richard Ludorf |  | G | No |  | CT | CT | NG |  | 0 | 0 | 0 | 0 | 0 | 0 | 0 | 0 | 0 | 0 | 0 | 0 | Demo | 2002-03-13 | 2002-03-13 |  |  |  | 0 | 0
978 | NEW MILFORD | Richard Ludorf | DFO | F |  | Yes | CT | CT | OBG | DFO | 3.014 | 3.014 | 3.014 | 3.014 | 3.014 | 3.014 | 3.014 | 3.014 | 3.014 | 3.014 | 3.014 | 3.014 | SQF meth. | 2001-03-01 | 2001-03-01 | Landfill gas |  |  | 3.014 | 3.014
1209 | CRRA HARTFORD LANDFILL | Richard Ludorf |  | F |  | Yes | CT | CT | LFG |  | 2.468 | 2.468 | 2.468 | 2.468 | 2.468 | 2.468 | 2.468 | 2.468 | 2.468 | 2.468 | 2.468 | 2.468 | SQF meth. | 2003-03-01 | 2003-03-01 | Landfill gas |  |  | 2.468 | 2.468
788 | GREENVILLE DAM | Charles Carpinella |  | HD |  |  | CT | CT | WAT |  | 0.95 | 0.95 | 0.95 | 0.95 | 0.95 | 0.95 | 0.95 | 0.95 | 0.95 | 0.95 | 0.95 | 0.95 | DCH study | 2000-04-01 | 2000-04-01 |  |  |  | 0.95 | 0.95
1064 | TENTH STREET | Charles Carpinella |  | HD |  |  | CT | CT | WAT |  | 1.17 | 1.12 | 1.16 | 1.23 | 1.21 | 1.25 | 1.25 | 0.98 | 0.76 | 1.06 | 0.78 | 0.79 | DCH study | 2000-04-01 | 2000-04-01 |  | m |  | 1.17 | 1.17
790 | APLP-BFI | Jeffrey R. Cady |  | D |  |  | MA | WCMA | LFG |  | 0.805 | 0.805 | 0.805 | 0.805 | 0.805 | 1.13 | 1.13 | 1.13 | 1.13 | 0.805 | 0.805 | 0.805 | Demo | 2003-08-22 | 2002-09-18 | Landfill gas refuse |  |  | 0.805 | 0.805
1109 | MMWAC | Mike Erskine |  | F |  | Yes | ME | ME | MSW |  | 2.495 | 2.495 | 2.495 | 2.495 | 2.495 | 2.495 | 2.495 | 2.495 | 2.495 | 2.495 | 2.495 | 2.495 | SQF meth. | 2003-03-01 | 2003-03-01 | waste |  |  | 2.495 | 2.495
1112 | DIRIGO DOWELS | Mike Erskine |  | F |  | Yes | ME | ME | WDS |  | 0.034 | 0.034 | 0.034 | 0.034 | 0.034 | 0.034 | 0.034 | 0.034 | 0.034 | 0.034 | 0.034 | 0.034 | SQF meth. | 2003-03-01 | 2003-03-01 | wood/refuse |  |  | 0.034 | 0.034
1113 | BRASSUA HYDRO | Mike Erskine |  | HD |  |  | ME | ME | WAT |  | 2.633 | 2.737 | 3.65 | 4.203 | 4.203 | 4.203 | 3.176 | 2.033 | 1.675 | 4.203 | 4.203 | 4.203 | DCH study | 2000-04-01 | 2000-04-01 | DCH calculations made by CMP | m |  | 2.633 | 2.633
1117 | GREAT WORKS COMPOSITE | Mike Erskine |  | HD |  |  | ME | ME | WAT |  | 0.368 | 0.426 | 0.5 | 0.5 | 0.5 | 0.316 | 0 | 0 | 0 | 0 | 0.5 | 0.5 | DCH study | 2000-04-01 | 2000-04-01 | DCH calculations made by CMP | m |  | 0.368 | 0.368
1119 | KENNEBAGO HYDRO | Mike Erskine |  | HD |  |  | ME | ME | WAT |  | 0.644 | 0.603 | 0.618 | 0.7 | 0.7 | 0.65 | 0.645 | 0.391 | 0.316 | 0.648 | 0.683 | 0.7 | DCH study | 2000-04-01 | 2000-04-01 | DCH calculations made by CMP | m |  | 0.644 | 0.644
1120 | GOOSE RIVER 2 | Mike Erskine |  | HD | No |  | ME | ME | WAT |  | 0 | 0 | 0 | 0 | 0 | 0 | 0 | 0 | 0 | 0 | 0 | 0 | NA | 2000-04-01 | 2000-04-01 | DCH calculations made by CMP |  |  | 0 | 0
2278 | BARKER LOWER HYDRO | Gary R. Cole |  | HD |  |  | ME | ME | WAT |  | 1.25 | 1.25 | 1.25 | 1.25 | 1.25 | 1.25 | 1.045 | 0.652 | 0.584 | 1.25 | 1.25 | 1.25 |  | 2002-09-01 | 2002-09-01 |  |  |  | 1.25 | 1.25
2285 | GREENVILLE HYDRO | Gary R. Cole |  | HD |  |  | ME | ME | WAT |  | 0.23 | 0.26 | 0.316 | 0.55 | 0.55 | 0.321 | 0.16 | 0.132 | 0.22 | 0.215 | 0.362 | 0.323 |  | 2002-09-01 | 2002-09-01 |  | m |  | 0.23 | 0.23
2279 | BARKER UPPER HYDRO | Gary R. Cole |  | HD |  |  | ME | ME | WAT |  | 0.879 | 1.028 | 1.45 | 1.45 | 1.45 | 1.118 | 0.559 | 0.377 | 0.401 | 0.676 | 1.262 | 1.259 |  | 2002-09-01 | 2002-09-01 |  | m |  | 0.879 | 0.879
2280 | BENTON FALLS HYDRO | Gary R. Cole |  | HD |  |  | ME | ME | WAT |  | 4.355 | 4.355 | 4.355 | 4.355 | 4.355 | 4.355 | 2.88 | 2.511 | 3.294 | 4.355 | 4.355 | 4.355 |  | 2002-09-01 | 2002-09-01 |  |  |  | 4.355 | 4.355
2281 | BROWN'S MILL HYDRO | Gary R. Cole |  | HD |  |  | ME | ME | WAT |  | 0.565 | 0.498 | 0.65 | 0.65 | 0.65 | 0.65 | 0.463 | 0.318 | 0.288 | 0.65 | 0.65 | 0.65 |  | 2002-09-01 | 2002-09-01 |  | m |  | 0.565 | 0.565
2282 | DAMAISCOTTA HYDRO | Gary R. Cole |  | HD |  |  | ME | ME | WAT |  | 0.426 | 0.5 | 0.5 | 0.5 | 0.5 | 0.357 | 0 | 0 | 0 | 0 | 0.5 | 0.5 |  | 2002-09-01 | 2002-09-01 |  | m |  | 0.426 | 0.426
2283 | EUSTIS HYDRO | Gary R. Cole |  | HD |  |  | ME | ME | WAT |  | 0.25 | 0.25 | 0.25 | 0.25 | 0.25 | 0.25 | 0.25 | 0.248 | 0.228 | 0.25 | 0.25 | 0.25 |  | 2002-09-01 | 2002-09-01 |  |  |  | 0.25 | 0.25
2284 | GARDINER HYDRO | Gary R. Cole |  | HD |  |  | ME | ME | WAT |  | 0.718 | 0.753 | 1.05 | 1.05 | 1.05 | 0.76 | 0.473 | 0.438 | 0.49 | 0.62 | 0.66 | 0.838 |  | 2002-09-01 | 2002-09-01 |  | m |  | 0.718 | 0.718
2287 | MECHANIC FALLS HYDRO | Gary R. Cole |  | HD |  |  | ME | ME | WAT |  | 0.627 | 0.666 | 1.05 | 1.05 | 1.05 | 0.858 | 0.346 | 0.231 | 0.231 | 0.57 | 1.05 | 0.998 |  | 2002-09-01 | 2002-09-01 |  | m |  | 0.627 | 0.627
2286 | HACKETT MILLS HYDRO | Gary R. Cole |  | HD |  |  | ME | ME | WAT |  | 0.41 | 0.467 | 0.5 | 0.5 | 0.5 | 0.5 | 0.228 | 0.159 | 0.167 | 0.297 | 0.5 | 0.5 |  | 2002-09-01 | 2002-09-01 |  | m |  | 0.41 | 0.41
2288 | NORWAY HYDRO | Gary R. Cole |  | HD |  |  | ME | ME | WAT |  | 0.13 | 0.123 | 0.309 | 0.35 | 0.35 | 0.181 | 0 | 0 | 0 | 0.124 | 0.226 | 0.198 |  | 2002-09-01 | 2002-09-01 |  | m |  | 0.13 | 0.13
2289 | PIONEER DAM | Gary R. Cole |  | HD |  |  | ME | ME | WAT |  | 0.198 | 0.198 | 0.198 | 0.198 | 0.198 | 0.198 | 0.198 | 0.198 | 0.198 | 0.198 | 0.198 | 0.198 |  | 2002-09-01 | 2002-09-01 |  |  |  | 0.198 | 0.198
2290 | PITTSFIELD HYDRO | Gary R. Cole |  | HD |  |  | ME | ME | WAT |  | 0.95 | 0.997 | 1 | 1 | 1 | 0.814 | 0.497 | 0.377 | 0.513 | 0.616 | 1 | 1 |  | 2002-09-01 | 2002-09-01 |  | m |  | 0.95 | 0.95
2291 | WAVERLY AVENUE HYDRO | Gary R. Cole |  | HD |  |  | ME | ME | WAT |  | 0.4 | 0.4 | 0.4 | 0.4 | 0.4 | 0.4 | 0.4 | 0.4 | 0.4 | 0.4 | 0.4 | 0.4 |  | 2002-09-01 | 2002-09-01 |  |  |  | 0.4 | 0.4
2292 | YORK HYDRO | Gary R. Cole |  | HD |  |  | ME | ME | WAT |  | 1.2 | 1.2 | 1.2 | 1.2 | 1.2 | 1.2 | 0.978 | 0.861 | 0.903 | 0.896 | 1.2 | 1.2 |  | 2002-09-01 | 2002-09-01 |  |  |  | 1.2 | 1.2
2462 | PLAINVILLE GEN QF | John Warshaw | MEC | F |  | Yes | MA | RI | LFG |  | 5 | 5 | 5 | 5 | 5 | 5 | 5 | 5 | 5 | 5 | 5 | 5 |  | 2003-02-01 | 2003-02-01 | Landfill |  |  | 5 | 5
1259 | FORSTER STRONG | Suneet Sharma |  | F |  | Yes | ME | ME | WDS |  | 0.11 | 0.11 | 0.11 | 0.11 | 0.11 | 0.11 | 0.11 | 0.11 | 0.11 | 0.11 | 0.11 | 0.11 | SQF meth. | 2001-04-01 | 2001-04-01 | fuel=wood waste |  |  | 0.11 | 0.11
789 | PAWTUCKET HYDRO 2 | John Warshaw | NEC | HD |  |  | RI | RI | WAT |  | 1.2 | 1.2 | 1.2 | 1.2 | 1.2 | 1.2 | 1.2 | 1.2 | 1.2 | 1.2 | 1.2 | 1.2 | DCH study | 2002-09-01 | 2002-09-01 |  |  |  | 1.2 | 1.2
1054 | BLACKSTONE HYDRO ASSOC | Larry Boisvert |  | HD | No |  | RI | RI | WAT |  | 0 | 0 | 0 | 0 | 0 | 0 | 0 | 0 | 0 | 0 | 0 | 0 | NA | 2003-03-20 | 2000-04-01 |  |  |  | 0 | 0
1056 | ROOSEVELT HYDRO | Larry Boisvert |  | HD | No |  | RI | RI | WAT |  | 0 | 0 | 0 | 0 | 0 | 0 | 0 | 0 | 0 | 0 | 0 | 0 | NA | 2000-04-01 | 2000-04-01 |  |  |  | 0 | 0
1057 | BLACKSTONE HYDRO TUPP LOAD | Larry Boisvert |  | HD | No |  | RI | RI | WAT |  | 0 | 0 | 0 | 0 | 0 | 0 | 0 | 0 | 0 | 0 | 0 | 0 | NA | 2000-04-01 | 2000-04-01 |  |  |  | 0 | 0
786 | KEZAR LEDGEMERE COMPOSITE | Donna Meyer |  | HD |  |  | ME | ME | WAT |  | 1.17 | 1.25 | 1.45 | 1.45 | 1.26 | 1.17 | 0.64 | 0.56 | 0.46 | 1.3 | 1.32 | 1.34 | DCH study | 2000-04-01 | 2000-04-01 |  | m |  | 1.17 | 1.17
787 | LEWISTON CANAL COMPOSITE | Donna Meyer |  | HD |  |  | ME | ME | WAT |  | 6.94 | 6.94 | 6.94 | 6.94 | 6.94 | 3.43 | 0 | 0 | 0 | 6.94 | 6.94 | 6.94 | DCH study | 2000-04-01 | 2000-04-01 |  |  |  | 6.94 | 6.94
849 | CRESCENT DAM | Jeanette Sypek |  | HD |  |  | MA | WCMA | WAT |  | 1 | 1 | 1 | 1 | 1 | 1 | 0.7 | 0.85 | 0.68 | 1 | 1 | 1 | DCH study | 2000-04-01 | 2000-04-01 |  |  |  | 1 | 1
850 | GLENDALE HYDRO | Jeanette Sypek |  | HD |  |  | MA | WCMA | WAT |  | 1 | 1 | 1 | 1 | 1 | 1 | 0.75 | 0.84 | 0.68 | 1 | 1 | 1 | DCH study | 2000-04-01 | 2000-04-01 |  |  |  | 1 | 1
951 | BALTIC MILLS - QF | Mike Hager |  | HD |  |  | NH | NH | WAT |  | 0.104 | 0.104 | 0.104 | 0.104 | 0.104 | 0.104 | 0.104 | 0.104 | 0.104 | 0.104 | 0.104 | 0.104 | SQF meth. | 2000-04-01 | 2000-04-01 |  |  |  | 0.104 | 0.104
957 | HG&E HYDRO/CABOT 1-4 | Jeanette Sypek |  | HD |  |  | MA | WCMA | WAT |  | 2.05 | 2.05 | 2.5 | 2.05 | 2.05 | 2.1 | 2.1 | 2.1 | 2.1 | 2.05 | 2.05 | 2.05 | DCH study | 2000-04-01 | 2000-04-01 |  |  |  | 2.05 | 2.05
852 | SOUTH BARRE HYDRO | Jeanette Sypek |  | HD |  |  | MA | WCMA | WAT |  | 0.14 | 0.14 | 0.14 | 0.14 | 0.14 | 0.14 | 0.12 | 0.13 | 0.11 | 0.14 | 0.14 | 0.14 | DCH study | 2000-05-01 | 2000-05-01 | Incorrect cap. data; corrected 9/1 |  |  | 0.14 | 0.14
853 | WEBSTER HYDRO | Jeanette Sypek |  | HD |  |  | MA | WCMA | WAT |  | 0.29 | 0.29 | 0.29 | 0.29 | 0.29 | 0.11 | 0 | 0 | 0 | 0.25 | 0.25 | 0.29 | DCH study | 2000-05-01 | 2000-05-01 | Incorrect cap. data; corrected 9/1 |  |  | 0.29 | 0.29
1224 | RANDOLPH/BFG ELECTRIC FACILITY | Jeanette Sypek |  | D |  |  | MA | SEMA | LFG |  | 1.853 | 1.853 | 1.853 | 1.853 | 1.853 | 1.554 | 1.554 | 1.554 | 1.554 | 1.853 | 1.853 | 1.853 | Demo | 2003-03-18 | 2003-09-19 | Landfill Gas; tested 4/6/00 |  |  | 1.853 | 1.853
1067 | IPSWICH #1 | Jeanette Sypek | DFO | D |  |  | MA | NEMA | NG | DFO | 1.32 | 1.32 | 1.32 | 1.32 | 1.38 | 1.38 | 1.38 | 1.38 | 1.38 | 1.32 | 1.32 | 1.32 | Demo | 2003-03-01 | 2003-03-01 | SMD |  |  | 1.32 | 1.32
1068 | IPSWICH #2 | Jeanette Sypek | DFO | D |  |  | MA | NEMA | NG | DFO | 1.36 | 1.36 | 1.36 | 1.36 | 1.395 | 1.395 | 1.395 | 1.395 | 1.395 | 1.36 | 1.36 | 1.36 | Demo | 2003-03-01 | 2003-03-01 | SMD |  |  | 1.36 | 1.36
1069 | IPSWICH #6 | Jeanette Sypek | DFO | D |  |  | MA | NEMA | NG | DFO | 1.32 | 1.32 | 1.32 | 1.32 | 1.26 | 1.26 | 1.26 | 1.26 | 1.26 | 1.32 | 1.32 | 1.32 | Demo | 2003-03-01 | 2003-03-01 | SMD |  |  | 1.32 | 1.32
1070 | IPSWICH #7 | Jeanette Sypek |  | D |  |  | MA | NEMA | DFO |  | 1.52 | 1.52 | 1.52 | 1.52 | 1.52 | 1.39 | 1.39 | 1.39 | 1.39 | 1.52 | 1.52 | 1.52 | Demo | 2003-12-08 | 2003-09-10 | SMD |  |  | 1.52 | 1.52
1071 | IPSWICH #8 | Jeanette Sypek |  | D |  |  | MA | NEMA | DFO |  | 1.14 | 1.14 | 1.14 | 1.14 | 1.14 | 1.145 | 1.145 | 1.145 | 1.145 | 1.14 | 1.14 | 1.14 | Demo | 2003-12-08 | 2003-09-10 | SMD |  |  | 1.14 | 1.14
1072 | IPSWICH #9 | Jeanette Sypek | DFO | D |  |  | MA | NEMA | NG | DFO | 1.39 | 1.39 | 1.39 | 1.39 | 1.39 | 1.37 | 1.37 | 1.37 | 1.37 | 1.39 | 1.39 | 1.39 | Demo | 2003-12-08 | 2003-09-10 | SMD |  |  | 1.39 | 1.39
1073 | IPSWICH #10 | Jeanette Sypek | DFO | D |  |  | MA | NEMA | NG | DFO | 1.45 | 1.45 | 1.45 | 1.45 | 1.4 | 1.4 | 1.4 | 1.4 | 1.4 | 1.45 | 1.45 | 1.45 | Demo | 2003-03-01 | 2003-03-01 | SMD |  |  | 1.45 | 1.45
1074 | IPSWICH #11 | Jeanette Sypek | DFO | D |  |  | MA | NEMA | NG | DFO | 1.167 | 1.167 | 1.167 | 1.167 | 1.167 | 1.3 | 1.3 | 1.3 | 1.3 | 1.167 | 1.167 | 1.167 | Demo | 2003-12-08 | 2003-03-01 | SMD |  |  | 1.167 | 1.167
1075 | IPSWICH #12 | Jeanette Sypek | DFO | D |  |  | MA | NEMA | NG | DFO | 1.3 | 1.3 | 1.3 | 1.3 | 1.3 | 1.35 | 1.35 | 1.35 | 1.35 | 1.3 | 1.3 | 1.3 | Demo | 2003-12-08 | 2003-09-10 | SMD |  |  | 1.3 | 1.3
1124 | IPSWICH #3 & #4 | Jeanette Sypek |  | D |  |  | MA | NEMA | DFO |  | 1.31 | 1.31 | 1.31 | 1.31 | 1.305 | 1.305 | 1.305 | 1.305 | 1.305 | 1.31 | 1.31 | 1.31 | Demo | 2003-03-01 | 2003-03-01 | SMD |  |  | 1.31 | 1.31
792 | CENTENNIAL HYDRO | Scott Edwards |  | HD |  |  | MA | WCMA | WAT |  | 0.29 | 0.79 | 0.29 | 0.29 | 0.29 | 0.79 | 0.31 | 0.4 | 0.29 | 0.29 | 0.29 | 0.29 | DCH study | 2000-04-01 | 2000-04-01 |  |  |  | 0.29 | 0.29
793 | METHUEN HYDRO | Scott Edwards |  | HD |  |  | MA | NEMA | WAT |  | 0.09 | 0.26 | 0.09 | 0.09 | 0.09 | 0.24 | 0.1 | 0.12 | 0.09 | 0.09 | 0.09 | 0.09 | DCH study | 2000-04-01 | 2000-04-01 |  |  |  | 0.09 | 0.09
794 | MINNEWAWA | Scott Edwards |  | HD |  |  | NH | NH | WAT |  | 0.48 | 0.63 | 0.48 | 0.48 | 0.48 | 0 | 0 | 0 | 0.48 | 0.48 | 0.48 | 0.48 | DCH study | 2000-04-01 | 2000-04-01 |  |  |  | 0.48 | 0.48
795 | RIVER MILL HYDRO | Scott Edwards |  | HD |  |  | NH | NH | WAT |  | 0.11 | 0.2 | 0.11 | 0.11 | 0.11 | 0.2 | 0.11 | 0.08 | 0.11 | 0.11 | 0.11 | 0.11 | DCH study | 2000-04-01 | 2000-04-01 |  |  |  | 0.11 | 0.11
946 | MERRIMAC PAPER - QF | Mike Hager |  | HD |  |  | MA | WCMA | WAT |  | 0.003 | 0.003 | 0.003 | 0.003 | 0.003 | 0.003 | 0.003 | 0.003 | 0.003 | 0.003 | 0.003 | 0.003 | SQF meth. | 2000-04-01 | 2000-04-01 |  |  |  | 0.003 | 0.003
947 | RIVERDALE MILLS - QF | Mike Hager |  | HD |  |  | MA | SEMA | WAT |  | 0.001 | 0.001 | 0.001 | 0.001 | 0.001 | 0.001 | 0.001 | 0.001 | 0.001 | 0.001 | 0.001 | 0.001 | SQF meth. | 2000-04-01 | 2000-04-01 |  |  |  | 0.001 | 0.001
948 | PEPPERELL PAPER - QF | Mike Hager |  | HD |  |  | MA | WCMA | WAT |  | 0.028 | 0.028 | 0.028 | 0.028 | 0.028 | 0.028 | 0.028 | 0.028 | 0.028 | 0.028 | 0.028 | 0.028 | SQF meth. | 2000-04-01 | 2000-04-01 |  |  |  | 0.028 | 0.028
950 | LP ATHOL - QF | Mike Hager |  | HD |  |  | MA | WCMA | WAT |  | 0.03 | 0.03 | 0.03 | 0.03 | 0.03 | 0.03 | 0.03 | 0.03 | 0.03 | 0.03 | 0.03 | 0.03 | SQF meth. | 2000-04-01 | 2000-04-01 |  |  |  | 0.03 | 0.03
953 | ATTLEBORO LANDFILL - QF | Mike Hager |  | F |  | Yes | MA | SEMA | LFG |  | 1.133 | 1.133 | 1.133 | 1.133 | 1.133 | 1.133 | 1.133 | 1.133 | 1.133 | 1.133 | 1.133 | 1.133 | SQF meth. | 2003-03-01 | 2003-03-01 | landfill gas |  |  | 1.133 | 1.133
954 | MM LOWELL LANDFILL - QF | Mike Hager |  | F |  | Yes | MA | WCMA | LFG |  | 0.8 | 0.8 | 0.8 | 0.8 | 0.8 | 0.8 | 0.8 | 0.8 | 0.8 | 0.8 | 0.8 | 0.8 | SQF meth. | 2003-03-01 | 2003-03-01 | landfill gas |  |  | 0.8 | 0.8
956 | WARE COGEN - QF | Mike Hager |  | F | No | Yes | MA | WCMA | MSW |  | 0 | 0 | 0 | 0 | 0 | 0 | 0 | 0 | 0 | 0 | 0 | 0 | SQF meth. | 2003-03-01 | 2003-03-01 | biomass |  |  | 0 | 0
1060 | GE LYNN EXCESS | Mike Hager | NG | F |  | Yes | MA | NEMA | DFO | NG | 3.118 | 3.118 | 3.118 | 3.118 | 3.118 | 3.118 | 3.118 | 3.118 | 3.118 | 3.118 | 3.118 | 3.118 | SQF meth. | 2003-03-01 | 2003-03-01 | gas/oil - cogen |  |  | 3.118 | 3.118
1122 | CASCADE-DIAMOND-QF | Mike Hager |  | HD | No |  | MA | WCMA | WAT |  | 0 | 0 | 0 | 0 | 0 | 0 | 0 | 0 | 0 | 0 | 0 | 0 | NA | 2003-03-20 | 2000-04-01 |  |  |  | 0 | 0
1495 | SOUTHBRIDGE P&T QF | Mike Hager |  | F |  | Yes | MA | WCMA | NG |  | 0.252 | 0.252 | 0.252 | 0.252 | 0.252 | 0.252 | 0.252 | 0.252 | 0.252 | 0.252 | 0.252 | 0.252 | NA | 2003-03-01 | 2003-03-01 |  |  |  | 0.252 | 0.252
1044 | COMMERCIAL ST 2 | Jeanette Sypek |  | D |  |  | MA | NEMA | DFO | [13 empty] | Demo | 2000-04-01 | 2002-10-24 |  |  |  | 1 | 1 | bar: Claimed Capability, as Reported in SCC Report JAN to Claimed Capability, as Reported in SCC Report DEC
1045 | WILKINS ST #1 | Jeanette Sypek |  | D |  |  | MA | NEMA | DFO |  | 2.5 | 2.5 | 2.5 | 2.5 | 2.5 | 2.5 | 2.5 | 2.5 | 2.5 | 2.5 | 2.5 | 2.5 | Demo | 2000-04-01 | 2000-04-01 |  |  |  | 2.5 | 2.5
1046 | WILKINS ST #2 | Jeanette Sypek |  | D |  |  | MA | NEMA | DFO |  | 2.5 | 2.5 | 2.5 | 2.5 | 2.5 | 2.5 | 2.5 | 2.5 | 2.5 | 2.5 | 2.5 | 2.5 | Demo | 2000-04-01 | 2000-04-01 |  |  |  | 2.5 | 2.5
1258 | BHE SMALL HYDRO COMPOSITE | Karen Kochonies |  | HD |  |  | ME | ME | WAT |  | 2.087 | 2.087 | 2.087 | 2.087 | 2.087 | 2.087 | 2.087 | 2.087 | 2.087 | 2.087 | 2.087 | 2.087 | SQF meth. | 2003-03-01 | 2000-04-01 |  |  |  | 2.087 | 2.087
949 | VALLEY HYDRO - QF | Mike Hager |  | HD |  |  | RI | RI | WAT |  | 0.205 | 0.205 | 0.205 | 0.205 | 0.205 | 0.205 | 0.205 | 0.205 | 0.205 | 0.205 | 0.205 | 0.205 | SQF meth. | 2000-04-01 | 2000-04-01 |  |  |  | 0.205 | 0.205
952 | PONTIAC ENERGY - QF | Mike Hager |  | F |  | Yes | RI | RI | OBG |  | 0.228 | 0.228 | 0.228 | 0.228 | 0.228 | 0.228 | 0.228 | 0.228 | 0.228 | 0.228 | 0.228 | 0.228 | SQF meth. | 2003-03-01 | 2003-03-01 | landfill gas |  |  | 0.228 | 0.228
1024 | BUNKER RD #1 DIESEL | Donald Rondeau |  | D | No |  | MA | SEMA | DFO |  | 0 | 0 | 0 | 0 | 0 | 0 | 0 | 0 | 0 | 0 | 0 | 0 | NA | 2000-04-01 | 2000-04-01 |  |  |  | 0 | 0
1025 | BUNKER RD #2 DIESEL | Donald Rondeau |  | D | No |  | MA | SEMA | DFO |  | 0 | 0 | 0 | 0 | 0 | 0 | 0 | 0 | 0 | 0 | 0 | 0 | NA | 2000-04-01 | 2000-04-01 |  |  |  | 0 | 0
1026 | BUNKER RD #3 DIESEL | Donald Rondeau |  | D | No |  | MA | SEMA | DFO |  | 0 | 0 | 0 | 0 | 0 | 0 | 0 | 0 | 0 | 0 | 0 | 0 | NA | 2000-04-01 | 2000-04-01 |  |  |  | 0 | 0
1027 | BUNKER RD #4 DIESEL | Donald Rondeau |  | D | No |  | MA | SEMA | DFO |  | 0 | 0 | 0 | 0 | 0 | 0 | 0 | 0 | 0 | 0 | 0 | 0 | NA | 2000-04-01 | 2000-04-01 |  |  |  | 0 | 0
1028 | BUNKER RD #12 GAS TURB | Donald Rondeau |  | G | No |  | MA | SEMA | DFO |  | 0 | 0 | 0 | 0 | 0 | 0 | 0 | 0 | 0 | 0 | 0 | 0 | NA | 2000-04-01 | 2000-04-01 |  |  |  | 0 | 0
1029 | BUNKER RD #13 GAS TURB | Donald Rondeau |  | G | No |  | MA | SEMA | DFO |  | 0 | 0 | 0 | 0 | 0 | 0 | 0 | 0 | 0 | 0 | 0 | 0 | NA | 2000-04-01 | 2000-04-01 |  |  |  | 0 | 0
1300 | BUNKER ROAD #10 DIESEL LOAD U5 | David Chace |  | D | No |  | MA | SEMA | DFO |  | 0 | 0 | 0 | 0 | 0 | 0 | 0 | 0 | 0 | 0 | 0 | 0 | NA | 2000-04-01 | 2000-04-01 |  |  |  | 0 | 0
1301 | BUNKER ROAD #11 DIESEL LOAD U5 | David Chace |  | D | No |  | MA | SEMA | DFO |  | 0 | 0 | 0 | 0 | 0 | 0 | 0 | 0 | 0 | 0 | 0 | 0 | NA | 2000-07-01 | 2000-07-01 |  |  |  | 0 | 0
1572 | GRANBY SANITARY LANDFILL | Paul B. Popinchalk | AES | F | No | Yes |  |  |  |  | 0 | 0 | 0 | 0 | 0 | 0 | 0 | 0 | 0 | 0 | 0 | 0 | NA | 2002-07-12 | 2002-07-12 | Landfill Gas
194 | FOUR HILLS LOAD REDUCER | Cindy Burgess |  | F |  | Yes | NH | NH | LFG |  | 1.913 | 1.913 | 1.913 | 1.913 | 1.913 | 1.913 | 1.913 | 1.913 | 1.913 | 1.913 | 1.913 | 1.913 | SQF meth. | 2003-03-01 | 2003-03-01 | Methane |  |  | 1.913 | 1.913
253 | TURNKEY LOAD REDUCER | Cindy Burgess |  | F |  | Yes | NH | NH | OBG |  | 3.194 | 3.194 | 3.194 | 3.194 | 3.194 | 3.194 | 3.194 | 3.194 | 3.194 | 3.194 | 3.194 | 3.194 | SQF meth. | 2003-03-01 | 2003-03-01 | Methane |  |  | 3.194 | 3.194
737 | SIMPSON G LOAD REDUCER | Cindy Burgess |  | F |  |  | VT | VT | WAT |  | 1.188 | 1.188 | 1.188 | 1.188 | 1.188 | 1.188 | 1.188 | 1.188 | 1.188 | 1.188 | 1.188 | 1.188 | SQF meth. | 2003-03-01 | 2003-03-01 | hydro/wood |  |  | 1.188 | 1.188
1059 | BARRE LANDFILL | Cindy Burgess |  | F |  | Yes | MA | WCMA | LFG |  | 0.914 | 0.914 | 0.914 | 0.914 | 0.914 | 0.914 | 0.914 | 0.914 | 0.914 | 0.914 | 0.914 | 0.914 | SQF meth. | 2003-03-01 | 2003-03-01 | Methane |  |  | 0.914 | 0.914
1061 | MASCOMA HYDRO | Cindy Burgess |  | HD |  |  | NH | NH | WAT |  | 0.834 | 0.834 | 0.834 | 0.834 | 0.834 | 0.834 | 0.834 | 0.834 | 0.834 | 0.834 | 0.834 | 0.834 | SQF meth. | 2000-06-30 | 2000-06-30 | DCH |  |  | 0.834 | 0.834
1062 | MWRA COSGROVE | Cindy Burgess |  | HW |  | Yes | MA | WCMA | WAT |  | 0.023 | 0.023 | 0.023 | 0.023 | 0.023 | 0.023 | 0.023 | 0.023 | 0.023 | 0.023 | 0.023 | 0.023 | SQF meth. | 2003-03-01 | 2003-03-01 | Weekly hydro |  |  | 0.023 | 0.023
1266 | MARSH POWER | John Brodbeck |  | HD |  |  | ME | ME | WAT |  | 0.15 | 0.15 | 0.15 | 0.15 | 0.15 | 0.15 | 0.15 | 0.15 | 0.15 | 0.15 | 0.15 | 0.15 | SQF meth. | 2000-04-10 | 2000-04-10 |  |  |  | 0.15 | 0.15
1267 | SPARHAWK | John Brodbeck |  | HD |  |  | ME | ME | WAT |  | 0.175 | 0.175 | 0.175 | 0.175 | 0.175 | 0.175 | 0.175 | 0.175 | 0.175 | 0.175 | 0.175 | 0.175 | SQF meth. | 2000-04-10 | 2000-04-10 |  |  |  | 0.175 | 0.175
1270 | SYSKO STONY BROOK | John Brodbeck |  | HD |  |  | ME | ME | WAT |  | 0.025 | 0.025 | 0.025 | 0.025 | 0.025 | 0.025 | 0.025 | 0.025 | 0.025 | 0.025 | 0.025 | 0.025 | SQF meth. | 2000-04-18 | 2000-04-18 |  |  |  | 0.025 | 0.025
1368 | ROCKY GORGE | John Brodbeck |  | HD |  |  | ME | ME | WAT |  | 0.362 | 0.362 | 0.362 | 0.362 | 0.362 | 0.362 | 0.362 | 0.362 | 0.362 | 0.362 | 0.362 | 0.362 | SQF meth. | 2001-01-01 | 2001-01-01 |  |  |  | 0.362 | 0.362
1271 | SYSKO WIGHT BROOK | John Brodbeck |  | HD |  |  | ME | ME | WAT |  | 0.025 | 0.025 | 0.025 | 0.025 | 0.025 | 0.025 | 0.025 | 0.025 | 0.025 | 0.025 | 0.025 | 0.025 | SQF meth. | 2000-04-18 | 2000-04-18 |  |  |  | 0.025 | 0.025
1273 | KENNEBEC WATER U5 | John Brodbeck |  | HD |  |  | ME | ME | WAT |  | 0.41 | 0.41 | 0.41 | 0.41 | 0.41 | 0.41 | 0.41 | 0.41 | 0.41 | 0.41 | 0.41 | 0.41 | SQF meth. | 2000-05-03 | 2000-05-03 |  |  |  | 0.41 | 0.41
1283 | LEWISTON U5 | John Brodbeck |  | HD |  |  | ME | ME | WAT |  | 0.64 | 0.64 | 0.64 | 0.64 | 0.64 | 0.64 | 0.64 | 0.64 | 0.64 | 0.64 | 0.64 | 0.64 | SQF meth. | 2000-05-18 | 2000-05-18 |  |  |  | 0.64 | 0.64
1678 | SYSKO GARDNER BROOK | John Brodbeck |  | HD |  |  | ME | ME | WAT |  | 0.034 | 0.034 | 0.034 | 0.034 | 0.034 | 0.034 | 0.034 | 0.034 | 0.034 | 0.034 | 0.034 | 0.034 |  | 2002-02-01 |  |  |  |  | 0.034 | 0.034
860 | BRIAR HYDRO | Carl Vogel |  | HD |  |  | NH | NH | WAT |  | 3.36 | 5.5 | 5.5 | 5.5 | 5.32 | 1.92 | 1.11 | 1.13 | 1.1 | 4.28 | 5.5 | 4.89 | DCH study | 2000-04-01 | 2000-04-01 |  | m |  | 3.36 | 3.36
861 | CANAAN | Carl Vogel |  | HD |  |  | NH | NH | WAT |  | 1.1 | 1.1 | 1.1 | 1.1 | 1.1 | 1.1 | 1.1 | 1.1 | 1.1 | 1.1 | 1.1 | 1.1 | DCH study | 2000-04-01 | 2000-04-01 |  |  |  | 1.1 | 1.1
863 | CLEMENT DAM | Carl Vogel |  | HD |  |  | NH | NH | WAT |  | 2.4 | 2.4 | 2.4 | 2.4 | 2.26 | 1.91 | 1.11 | 0.86 | 0.82 | 1.17 | 1.68 | 2.4 | DCH study | 2000-04-01 | 2000-04-01 |  |  |  | 2.4 | 2.4
865 | ERROL | Carl Vogel |  | HD |  |  | NH | NH | WAT |  | 3 | 3 | 3 | 3 | 3 | 2.81 | 2.58 | 2.51 | 2.67 | 3 | 3 | 3 | DCH study | 2000-04-01 | 2000-04-01 |  |  |  | 3 | 3
866 | GREGGS | Carl Vogel |  | HD |  |  | NH | NH | WAT |  | 2.07 | 2.5 | 3.3 | 3.3 | 1.78 | 0.88 | 0 | 0 | 0 | 1.19 | 1.76 | 1.87 | DCH study | 2000-04-01 | 2000-04-01 |  | m |  | 2.07 | 2.07
868 | MILTON MILLS HYDRO | Carl Vogel |  | HD |  |  | NH | NH | WAT |  | 1.15 | 1.16 | 1.31 | 1.31 | 1.31 | 0.86 | 0.29 | 0.37 | 0.61 | 1.2 | 1.31 | 1.31 | DCH study | 2000-04-01 | 2000-04-01 |  | m |  | 1.15 | 1.15
869 | MINE FALLS | Carl Vogel |  | HD |  |  | NH | NH | WAT |  | 1.7 | 2.08 | 3 | 3 | 2.13 | 1.31 | 0 | 0 | 0 | 1.19 | 1.76 | 1.87 | DCH study | 2000-04-01 | 2000-04-01 |  | m |  | 1.7 | 1.7
870 | PEMBROKE | Carl Vogel |  | HD |  |  | NH | NH | WAT |  | 1.48 | 2.71 | 2.75 | 2.75 | 2.37 | 0.9 | 0.51 | 0.52 | 0.51 | 1.92 | 2.49 | 2.14 | DCH study | 2000-04-01 | 2000-04-01 |  | m |  | 1.48 | 1.48
871 | PENNACOOK FALLS LOWER | Carl Vogel |  | HD |  |  | NH | NH | WAT |  | 3.06 | 4.61 | 4.61 | 4.61 | 4.61 | 1.88 | 1.1 | 1.11 | 1.09 | 3.94 | 4.61 | 4.39 | DCH study | 2000-04-01 | 2000-04-01 |  | m |  | 3.06 | 3.06
872 | PENNACOOK FALLS UPPER | Carl Vogel |  | HD |  |  | NH | NH | WAT |  | 2.53 | 3.6 | 3.6 | 3.6 | 3.6 | 1.56 | 0.91 | 0.92 | 0.9 | 3.27 | 3.6 | 3.6 | DCH study | 2000-04-01 | 2000-04-01 |  | m |  | 2.53 | 2.53
875 | RIVER BEND | Carl Vogel |  | HD |  |  | NH | NH | WAT |  | 1.7 | 1.7 | 1.7 | 1.7 | 1.7 | 1.7 | 0.92 | 0.66 | 0.62 | 0.97 | 1.49 | 1.7 | DCH study | 2000-04-01 | 2000-04-01 |  |  |  | 1.7 | 1.7
882 | FRANKLIN FALLS | Carl Vogel |  | HD |  |  | NH | NH | WAT |  | 0.508 | 0.508 | 0.508 | 0.508 | 0.508 | 0.508 | 0.508 | 0.508 | 0.508 | 0.508 | 0.508 | 0.508 | SQF meth. | 2000-04-01 | 2000-04-01 |  |  |  | 0.508 | 0.508
883 | SALMON FALLS HYDRO | Carl Vogel |  | HD |  |  | NH | NH | WAT |  | 0.421 | 0.421 | 0.421 | 0.421 | 0.421 | 0.421 | 0.421 | 0.421 | 0.421 | 0.421 | 0.421 | 0.421 | SQF meth. | 2000-04-01 | 2000-04-01 |  |  |  | 0.421 | 0.421
884 | SWANS FALLS | Carl Vogel |  | HD |  |  | NH | NH | WAT |  | 0.125 | 0.125 | 0.125 | 0.125 | 0.125 | 0.125 | 0.125 | 0.125 | 0.125 | 0.125 | 0.125 | 0.125 | SQF meth. | 2000-04-01 | 2000-04-01 |  |  |  | 0.125 | 0.125
885 | STEVENS MILL | Carl Vogel |  | HD |  |  | NH | NH | WAT |  | 0.115 | 0.115 | 0.115 | 0.115 | 0.115 | 0.115 | 0.115 | 0.115 | 0.115 | 0.115 | 0.115 | 0.115 | SQF meth. | 2000-04-01 | 2000-04-01 |  |  |  | 0.115 | 0.115
886 | COCHECO FALLS | Carl Vogel |  | HD |  |  | NH | NH | WAT |  | 0.362 | 0.362 | 0.362 | 0.362 | 0.362 | 0.362 | 0.362 | 0.362 | 0.362 | 0.362 | 0.362 | 0.362 | SQF meth. | 2000-04-01 | 2000-04-01 |  |  |  | 0.362 | 0.362
887 | CHINA MILLS DAM | Carl Vogel |  | HD |  |  | NH | NH | WAT |  | 0.325 | 0.325 | 0.325 | 0.325 | 0.325 | 0.325 | 0.325 | 0.325 | 0.325 | 0.325 | 0.325 | 0.325 | SQF meth. | 2000-04-01 | 2000-04-01 |  |  |  | 0.325 | 0.325
888 | NEWFOUND HYDRO | Carl Vogel |  | HD |  |  | NH | NH | WAT |  | 0.786 | 0.786 | 0.786 | 0.786 | 0.786 | 0.786 | 0.786 | 0.786 | 0.786 | 0.786 | 0.786 | 0.786 | SQF meth. | 2000-04-01 | 2000-04-01 |  |  |  | 0.786 | 0.786
889 | SUNAPEE HYDRO | Carl Vogel |  | HD |  |  | NH | NH | WAT |  | 0.265 | 0.265 | 0.265 | 0.265 | 0.265 | 0.265 | 0.265 | 0.265 | 0.265 | 0.265 | 0.265 | 0.265 | SQF meth. | 2000-04-01 | 2000-04-01 |  |  |  | 0.265 | 0.265
890 | NASHUA HYDRO | Carl Vogel |  | HD |  |  | NH | NH | WAT |  | 0.568 | 0.568 | 0.568 | 0.568 | 0.568 | 0.568 | 0.568 | 0.568 | 0.568 | 0.568 | 0.568 | 0.568 | SQF meth. | 2000-04-01 | 2000-04-01 |  |  |  | 0.568 | 0.568
891 | HILLSBORO MILLS | Carl Vogel |  | HD |  |  | NH | NH | WAT |  | 0.249 | 0.249 | 0.249 | 0.249 | 0.249 | 0.249 | 0.249 | 0.249 | 0.249 | 0.249 | 0.249 | 0.249 | SQF meth. | 2000-04-01 | 2000-04-01 |  |  |  | 0.249 | 0.249
892 | LAKEPORT DAM | Carl Vogel |  | HD |  |  | NH | NH | WAT |  | 0.304 | 0.304 | 0.304 | 0.304 | 0.304 | 0.304 | 0.304 | 0.304 | 0.304 | 0.304 | 0.304 | 0.304 | SQF meth. | 2000-04-01 | 2000-04-01 |  |  |  | 0.304 | 0.304
893 | WEST HOPKINTON HYDRO | Carl Vogel |  | HD |  |  | NH | NH | WAT |  | 0.476 | 0.476 | 0.476 | 0.476 | 0.476 | 0.476 | 0.476 | 0.476 | 0.476 | 0.476 | 0.476 | 0.476 | SQF meth. | 2000-04-01 | 2000-04-01 |  |  |  | 0.476 | 0.476
894 | LISBON HYDRO | Carl Vogel |  | HD |  |  | NH | NH | WAT |  | 0.209 | 0.209 | 0.209 | 0.209 | 0.209 | 0.209 | 0.209 | 0.209 | 0.209 | 0.209 | 0.209 | 0.209 | SQF meth. | 2000-04-01 | 2000-04-01 |  |  |  | 0.209 | 0.209
895 | LOWER ROBERTSON DAM | Carl Vogel |  | HD |  |  | NH | NH | WAT |  | 0.433 | 0.433 | 0.433 | 0.433 | 0.433 | 0.433 | 0.433 | 0.433 | 0.433 | 0.433 | 0.433 | 0.433 | SQF meth. | 2000-04-01 | 2000-04-01 |  |  |  | 0.433 | 0.433
897 | OLD NASH DAM | Carl Vogel |  | HD |  |  | NH | NH | WAT |  | 0.064 | 0.064 | 0.064 | 0.064 | 0.064 | 0.064 | 0.064 | 0.064 | 0.064 | 0.064 | 0.064 | 0.064 | SQF meth. | 2000-04-01 | 2000-04-01 |  |  |  | 0.064 | 0.064
898 | SUGAR RIVER HYDRO | Carl Vogel |  | HD |  |  | NH | NH | WAT |  | 0.075 | 0.075 | 0.075 | 0.075 | 0.075 | 0.075 | 0.075 | 0.075 | 0.075 | 0.075 | 0.075 | 0.075 | SQF meth. | 2000-04-01 | 2000-04-01 |  |  |  | 0.075 | 0.075
899 | GREAT FALLS UPPER | Carl Vogel |  | HD |  |  | NH | NH | WAT |  | 0.006 | 0.006 | 0.006 | 0.006 | 0.006 | 0.006 | 0.006 | 0.006 | 0.006 | 0.006 | 0.006 | 0.006 | SQF meth. | 2000-04-01 | 2000-04-01 |  |  |  | 0.006 | 0.006
900 | GREAT FALLS LOWER | Carl Vogel |  | HD |  |  | NH | NH | WAT |  | 0.467 | 0.467 | 0.467 | 0.467 | 0.467 | 0.467 | 0.467 | 0.467 | 0.467 | 0.467 | 0.467 | 0.467 | SQF meth. | 2000-04-01 | 2000-04-01 |  |  |  | 0.467 | 0.467
901 | WATERLOOM FALLS | Carl Vogel |  | HD |  |  | NH | NH | WAT |  | 0.04 | 0.04 | 0.04 | 0.04 | 0.04 | 0.04 | 0.04 | 0.04 | 0.04 | 0.04 | 0.04 | 0.04 | SQF meth. | 2000-04-01 | 2000-04-01 |  |  |  | 0.04 | 0.04
902 | HOSIERY MILL DAM | Carl Vogel |  | HD |  |  | NH | NH | WAT |  | 0.435 | 0.435 | 0.435 | 0.435 | 0.435 | 0.435 | 0.435 | 0.435 | 0.435 | 0.435 | 0.435 | 0.435 | SQF meth. | 2000-04-01 | 2000-04-01 |  |  |  | 0.435 | 0.435
903 | WYANDOTTE HYDRO | Carl Vogel |  | HD |  |  | NH | NH | WAT |  | 0.032 | 0.032 | 0.032 | 0.032 | 0.032 | 0.032 | 0.032 | 0.032 | 0.032 | 0.032 | 0.032 | 0.032 | SQF meth. | 2000-04-01 | 2000-04-01 |  |  |  | 0.032 | 0.032
904 | LOCHMERE DAM | Carl Vogel |  | HD |  |  | NH | NH | WAT |  | 0.51 | 0.51 | 0.51 | 0.51 | 0.51 | 0.51 | 0.51 | 0.51 | 0.51 | 0.51 | 0.51 | 0.51 | SQF meth. | 2000-04-01 | 2000-04-01 |  |  |  | 0.51 | 0.51
905 | ASHUELOT HYDRO | Carl Vogel |  | HD |  |  | NH | NH | WAT |  | 0.425 | 0.425 | 0.425 | 0.425 | 0.425 | 0.425 | 0.425 | 0.425 | 0.425 | 0.425 | 0.425 | 0.425 | SQF meth. | 2000-04-01 | 2000-04-01 |  |  |  | 0.425 | 0.425
906 | ROLLINSFORD HYDRO | Carl Vogel |  | HD |  |  | NH | NH | WAT |  | 0.691 | 0.691 | 0.691 | 0.691 | 0.691 | 0.691 | 0.691 | 0.691 | 0.691 | 0.691 | 0.691 | 0.691 | SQF meth. | 2000-04-01 | 2000-04-01 |  |  |  | 0.691 | 0.691
907 | BELL MILL/ELM ST. HYDRO | Carl Vogel |  | HD |  |  | NH | NH | WAT |  | 0.058 | 0.058 | 0.058 | 0.058 | 0.058 | 0.058 | 0.058 | 0.058 | 0.058 | 0.058 | 0.058 | 0.058 | SQF meth. | 2000-04-01 | 2000-04-01 |  |  |  | 0.058 | 0.058
908 | OTIS MILL HYDRO | Carl Vogel |  | HD |  |  | NH | NH | WAT |  | 0.054 | 0.054 | 0.054 | 0.054 | 0.054 | 0.054 | 0.054 | 0.054 | 0.054 | 0.054 | 0.054 | 0.054 | SQF meth. | 2000-04-01 | 2000-04-01 |  |  |  | 0.054 | 0.054
909 | STEELS POND HYDRO | Carl Vogel |  | HD |  |  | NH | NH | WAT |  | 0.256 | 0.256 | 0.256 | 0.256 | 0.256 | 0.256 | 0.256 | 0.256 | 0.256 | 0.256 | 0.256 | 0.256 | SQF meth. | 2000-04-01 | 2000-04-01 |  |  |  | 0.256 | 0.256
910 | CAMPTON DAM | Carl Vogel |  | HD |  |  | NH | NH | WAT |  | 0.183 | 0.183 | 0.183 | 0.183 | 0.183 | 0.183 | 0.183 | 0.183 | 0.183 | 0.183 | 0.183 | 0.183 | SQF meth. | 2000-04-01 | 2000-04-01 |  |  |  | 0.183 | 0.183
911 | KELLEYS FALLS | Carl Vogel |  | HD |  |  | NH | NH | WAT |  | 0.231 | 0.231 | 0.231 | 0.231 | 0.231 | 0.231 | 0.231 | 0.231 | 0.231 | 0.231 | 0.231 | 0.231 | SQF meth. | 2000-04-01 | 2000-04-01 |  |  |  | 0.231 | 0.231
912 | SUNNYBROOK HYDRO 1 | Carl Vogel |  | HD |  |  | NH | NH | WAT |  | 0.007 | 0.007 | 0.007 | 0.007 | 0.007 | 0.007 | 0.007 | 0.007 | 0.007 | 0.007 | 0.007 | 0.007 | SQF meth. | 2000-04-01 | 2000-04-01 |  |  |  | 0.007 | 0.007
913 | GOODRICH FALLS | Carl Vogel |  | HD |  |  | NH | NH | WAT |  | 0.113 | 0.113 | 0.113 | 0.113 | 0.113 | 0.113 | 0.113 | 0.113 | 0.113 | 0.113 | 0.113 | 0.113 | SQF meth. | 2000-04-01 | 2000-04-01 |  |  |  | 0.113 | 0.113
914 | CHAMBERLAIN FALLS | Carl Vogel |  | HD |  |  | NH | NH | WAT |  | 0.049 | 0.049 | 0.049 | 0.049 | 0.049 | 0.049 | 0.049 | 0.049 | 0.049 | 0.049 | 0.049 | 0.049 | SQF meth. | 2000-04-01 | 2000-04-01 |  |  |  | 0.049 | 0.049
915 | MONADNOCK PAPER MILLS | Carl Vogel |  | HD |  |  | NH | NH | WAT |  | 0.015 | 0.015 | 0.015 | 0.015 | 0.015 | 0.015 | 0.015 | 0.015 | 0.015 | 0.015 | 0.015 | 0.015 | SQF meth. | 2000-04-01 | 2000-04-01 |  |  |  | 0.015 | 0.015
916 | JAMES RIVER HYDRO | Carl Vogel |  | HD |  |  | NH | NH | WAT |  | 13 | 13 | 13 | 13 | 13 | 13 | 13 | 13 | 13 | 13 | 13 | 13 | SQF meth. | 2003-03-01 | 2003-03-01 |  |  |  | 13 | 13
917 | EXETER RIVER HYDRO | Carl Vogel |  | HD |  |  | NH | NH | WAT |  | 0.003 | 0.003 | 0.003 | 0.003 | 0.003 | 0.003 | 0.003 | 0.003 | 0.003 | 0.003 | 0.003 | 0.003 | SQF meth. | 2000-04-01 | 2000-04-01 |  |  |  | 0.003 | 0.003
918 | BEECH RIVER MILL | Carl Vogel |  | HD |  |  | NH | NH | WAT |  | 0.01 | 0.01 | 0.01 | 0.01 | 0.01 | 0.01 | 0.01 | 0.01 | 0.01 | 0.01 | 0.01 | 0.01 | SQF meth. | 2000-04-01 | 2000-04-01 |  |  |  | 0.01 | 0.01
919 | HOPKINTON HYDRO | Carl Vogel |  | HD |  |  | NH | NH | WAT |  | 0.078 | 0.078 | 0.078 | 0.078 | 0.078 | 0.078 | 0.078 | 0.078 | 0.078 | 0.078 | 0.078 | 0.078 | SQF meth. | 2000-04-01 | 2000-04-01 |  |  |  | 0.078 | 0.078
920 | PITTSFIELD MILL | Carl Vogel |  | HD |  |  | NH | NH | WAT |  | 0.129 | 0.129 | 0.129 | 0.129 | 0.129 | 0.129 | 0.129 | 0.129 | 0.129 | 0.129 | 0.129 | 0.129 | SQF meth. | 2000-04-01 | 2000-04-01 |  |  |  | 0.129 | 0.129
921 | HADLEY FALLS | Carl Vogel |  | HD |  |  | NH | NH | WAT |  | 0.103 | 0.103 | 0.103 | 0.103 | 0.103 | 0.103 | 0.103 | 0.103 | 0.103 | 0.103 | 0.103 | 0.103 | SQF meth. | 2000-04-01 | 2000-04-01 |  |  |  | 0.103 | 0.103
922 | NOONE FALLS | Carl Vogel |  | HD |  |  | NH | NH | WAT |  | 0.077 | 0.077 | 0.077 | 0.077 | 0.077 | 0.077 | 0.077 | 0.077 | 0.077 | 0.077 | 0.077 | 0.077 | SQF meth. | 2000-04-01 | 2000-04-01 |  |  |  | 0.077 | 0.077
923 | BOSTON FELT HYDRO | Carl Vogel |  | HD |  |  | NH | NH | WAT |  | 0.056 | 0.056 | 0.056 | 0.056 | 0.056 | 0.056 | 0.056 | 0.056 | 0.056 | 0.056 | 0.056 | 0.056 | SQF meth. | 2000-04-01 | 2000-04-01 |  |  |  | 0.056 | 0.056
924 | GOLDEN POND HYDRO | Carl Vogel |  | HD |  |  | NH | NH | WAT |  | 0.051 | 0.051 | 0.051 | 0.051 | 0.051 | 0.051 | 0.051 | 0.051 | 0.051 | 0.051 | 0.051 | 0.051 | SQF meth. | 2000-04-01 | 2000-04-01 |  |  |  | 0.051 | 0.051
925 | OTTER LANE HYDRO | Carl Vogel |  | HD |  |  | NH | NH | WAT |  | 0.039 | 0.039 | 0.039 | 0.039 | 0.039 | 0.039 | 0.039 | 0.039 | 0.039 | 0.039 | 0.039 | 0.039 | SQF meth. | 2000-04-01 | 2000-04-01 |  |  |  | 0.039 | 0.039
926 | PETERBOROUGH LOWER HYDRO | Carl Vogel |  | HD |  |  | NH | NH | WAT |  | 0.111 | 0.111 | 0.111 | 0.111 | 0.111 | 0.111 | 0.111 | 0.111 | 0.111 | 0.111 | 0.111 | 0.111 | SQF meth. | 2000-04-01 | 2000-04-01 |  |  |  | 0.111 | 0.111
928 | SALMON BROOK STATION 3 | Carl Vogel |  | HD |  |  | NH | NH | WAT |  | 0.12 | 0.12 | 0.12 | 0.12 | 0.12 | 0.12 | 0.12 | 0.12 | 0.12 | 0.12 | 0.12 | 0.12 | SQF meth. | 2000-04-01 | 2000-04-01 |  |  |  | 0.12 | 0.12
930 | FISKE MILL HYDRO | Carl Vogel |  | HD |  |  | NH | NH | WAT |  | 0.172 | 0.172 | 0.172 | 0.172 | 0.172 | 0.172 | 0.172 | 0.172 | 0.172 | 0.172 | 0.172 | 0.172 | SQF meth. | 2000-04-01 | 2000-04-01 |  |  |  | 0.172 | 0.172
931 | AVERY DAM | Carl Vogel |  | HD |  |  | NH | NH | WAT |  | 0.163 | 0.163 | 0.163 | 0.163 | 0.163 | 0.163 | 0.163 | 0.163 | 0.163 | 0.163 | 0.163 | 0.163 | SQF meth. | 2000-04-01 | 2000-04-01 |  |  |  | 0.163 | 0.163
932 | WATSON DAM | Carl Vogel |  | HD |  |  | NH | NH | WAT |  | 0.13 | 0.13 | 0.13 | 0.13 | 0.13 | 0.13 | 0.13 | 0.13 | 0.13 | 0.13 | 0.13 | 0.13 | SQF meth. | 2000-04-01 | 2000-04-01 |  |  |  | 0.13 | 0.13
933 | WESTON DAM | Carl Vogel |  | HD |  |  | NH | NH | WAT |  | 0.292 | 0.292 | 0.292 | 0.292 | 0.292 | 0.292 | 0.292 | 0.292 | 0.292 | 0.292 | 0.292 | 0.292 | SQF meth. | 2000-04-01 | 2000-04-01 |  |  |  | 0.292 | 0.292
935 | SUNNYBROOK HYDRO 2 | Carl Vogel |  | HD |  |  | NH | NH | WAT |  | 0.02 | 0.02 | 0.02 | 0.02 | 0.02 | 0.02 | 0.02 | 0.02 | 0.02 | 0.02 | 0.02 | 0.02 | SQF meth. | 2000-04-01 | 2000-04-01 |  |  |  | 0.02 | 0.02
941 | PETERBOROUGH UPPER HYDRO | Carl Vogel |  | HD |  |  | NH | NH | WAT |  | 0.114 | 0.114 | 0.114 | 0.114 | 0.114 | 0.114 | 0.114 | 0.114 | 0.114 | 0.114 | 0.114 | 0.114 | SQF meth. | 2000-04-01 | 2000-04-01 |  |  |  | 0.114 | 0.114
942 | DUNBARTON ROAD LANDFILL | Carl Vogel |  | F |  | Yes | NH | NH | LFG |  | 1.166 | 1.166 | 1.166 | 1.166 | 1.166 | 1.166 | 1.166 | 1.166 | 1.166 | 1.166 | 1.166 | 1.166 | SQF meth. | 2003-04-01 | 2003-04-01 | See Sept 2003 SCC folder |  |  | 1.166 | 1.166
943 | FOUR HILLS LANDFILL | Carl Vogel |  | F |  | Yes | NH | NH | LFG |  | 0.906 | 0.906 | 0.906 | 0.906 | 0.906 | 0.906 | 0.906 | 0.906 | 0.906 | 0.906 | 0.906 | 0.906 | SQF meth. | 2003-04-01 | 2003-04-01 | See Sept 2003 SCC folder |  |  | 0.906 | 0.906
973 | CONCORD 1 | Carl Vogel |  | F |  | Yes | NH | NH | WDS |  | 1.284 | 1.284 | 1.284 | 1.284 | 1.284 | 1.284 | 1.284 | 1.284 | 1.284 | 1.284 | 1.284 | 1.284 | SQF meth. | 2003-04-01 | 2003-04-01 | See Sept 2003 SCC folder |  |  | 1.284 | 1.284
1272 | GARLAND MILL U5 | Carl Vogel |  | HD |  |  | NH | NH | WAT |  | 0.004 | 0.004 | 0.004 | 0.004 | 0.004 | 0.004 | 0.004 | 0.004 | 0.004 | 0.004 | 0.004 | 0.004 | SQF meth. | 2000-05-01 | 2000-05-01 |  |  |  | 0.004 | 0.004
1640 | GROVETON COGEN | Carl Vogel | PSNH | D | [6 empty] | 0.867 | 0.867 | 0.867 | 0.867 | 0.867 | 0.867 | 0.867 | 0.867 | 0.867 | 0.867 | 0.867 | 0.867 | SQF meth. | 2003-04-01 | 2003-04-01 | See Sept 2003 SCC folder
1641 | WAUSAU COGEN | Carl Vogel | PSNH | D | [6 empty] | 0.867 | 0.867 | 0.867 | 0.867 | 0.867 | 0.867 | 0.867 | 0.867 | 0.867 | 0.867 | 0.867 | 0.867 | SQF meth. | 2003-04-01 | 2003-04-01 | See Sept 2003 SCC folder
811 | BANTAM | Thomas Kenny |  | HD |  |  | CT | CT | WAT |  | 0.32 | 0.32 | 0.32 | 0.32 | 0.32 | 0.32 | 0.07 | 0.07 | 0.06 | 0.32 | 0.32 | 0.32 | DCH study | 2000-04-01 | 2000-04-01 |  |  |  | 0.32 | 0.32
812 | BEEBE HOLBROOK | Thomas Kenny |  | HD |  |  | MA | WCMA | WAT |  | 0.5 | 0.5 | 0.5 | 0.5 | 0.5 | 0.5 | 0.5 | 0.5 | 0.5 | 0.5 | 0.5 | 0.5 | DCH study | 2000-04-01 | 2000-04-01 |  |  |  | 0.5 | 0.5
813 | TUNNEL | Thomas Kenny |  | HD |  |  | CT | CT | WAT |  | 2.1 | 2.1 | 2.1 | 2.1 | 2.1 | 2.1 | 1.48 | 1.53 | 1.25 | 2.1 | 2.1 | 2.1 | DCH study | 2000-04-01 | 2000-04-01 |  |  |  | 2.1 | 2.1
859 | BOATLOCK | Thomas Kenny |  | HD |  |  | MA | WCMA | WAT |  | 2.9 | 2.9 | 2.9 | 2.9 | 2.9 | 2.9 | 2.9 | 2.9 | 2.9 | 2.9 | 2.9 | 2.9 | DCH study | 2000-04-01 | 2000-04-01 |  |  |  | 2.9 | 2.9
862 | CHEMICAL | Thomas Kenny |  | HD |  |  | MA | WCMA | WAT |  | 1.5 | 1.5 | 1.5 | 1.5 | 1.5 | 1.5 | 1.5 | 1.5 | 1.5 | 1.5 | 1.5 | 1.5 | DCH study | 2000-04-01 | 2000-04-01 |  |  |  | 1.5 | 1.5
876 | ROBERTSVILLE | Thomas Kenny |  | HD |  |  | CT | CT | WAT |  | 0.62 | 0.62 | 0.62 | 0.62 | 0.62 | 0.57 | 0.32 | 0.32 | 0.34 | 0.62 | 0.62 | 0.62 | DCH study | 2000-04-01 | 2000-04-01 |  |  |  | 0.62 | 0.62
877 | SCOTLAND | Thomas Kenny |  | HD |  |  | CT | CT | WAT |  | 2.2 | 2.2 | 2.2 | 2.2 | 2.2 | 2.2 | 1.78 | 1.69 | 1.67 | 2.2 | 2.2 | 2.2 | DCH study | 2000-04-01 | 2000-04-01 |  |  |  | 2.2 | 2.2
878 | SKINNER | Thomas Kenny |  | HD |  |  | MA | WCMA | WAT |  | 0.26 | 0.26 | 0.26 | 0.26 | 0.26 | 0.26 | 0.26 | 0.26 | 0.26 | 0.26 | 0.26 | 0.26 | DCH study | 2000-04-01 | 2000-04-01 |  |  |  | 0.26 | 0.26
879 | TAFTVILLE CT | Thomas Kenny |  | HD |  |  | CT | CT | WAT |  | 2.03 | 2.03 | 2.03 | 2.03 | 2.03 | 2.03 | 2.03 | 2.03 | 2.03 | 2.03 | 2.03 | 2.03 | DCH study | 2000-04-01 | 2000-04-01 |  |  |  | 2.03 | 2.03
968 | PRINCETON WIND FARM | Thomas Kenny |  | HD |  |  | MA | WCMA | WND |  | 0.1 | 0.1 | 0.1 | 0.1 | 0.1 | 0.06 | 0.06 | 0.06 | 0.06 | 0.1 | 0.1 | 0.1 | DCH study | 2000-04-01 | 2000-04-01 |  |  |  | 0.1 | 0.1
969 | POWDER MILL HYDRO | Thomas Kenny |  | HD |  |  | MA | WCMA | WAT |  | 0.14 | 0.14 | 0.14 | 0.14 | 0.14 | 0.14 | 0.07 | 0.08 | 0.06 | 0.14 | 0.14 | 0.14 | DCH study | 2000-09-01 | 2000-09-01 | Incorrect cap. data; corrected 9/1 |  |  | 0.14 | 0.14
970 | DUDLEY HYDRO | Thomas Kenny |  | HD | No |  | MA | WCMA | WAT |  | 0 | 0 | 0 | 0 | 0 | 0 | 0 | 0 | 0 | 0 | 0 | 0 |  | 2000-04-01 | 2000-04-01 | 6/6/00 registr. retroactive to 4/1/00 |  |  | 0 | 0
1034 | RIVERSIDE 4-7 | Thomas Kenny |  | HD |  |  | MA | WCMA | WAT |  | 2.9 | 2.9 | 2.9 | 2.9 | 2.9 | 2.9 | 2.9 | 2.9 | 2.9 | 2.9 | 2.9 | 2.9 | DCH study | 2000-04-01 | 2000-04-01 |  |  |  | 2.9 | 2.9
1114 | MADISON COMPOSITE | Thomas Kenny |  | HD |  |  | ME | ME | WAT |  | 22 | 22 | 22 | 22 | 22 | 22 | 22 | 22 | 22 | 22 | 22 | 22 | DCH study | 2003-03-01 | 2003-03-01 |  |  |  | 22 | 22
1035 | RIVERSIDE 8 | Thomas Kenny |  | HD |  |  | MA | WCMA | WAT |  | 4 | 4 | 4 | 4 | 4 | 4 | 4 | 4 | 4 | 4 | 4 | 4 | DCH study | 2000-04-01 | 2000-04-01 |  |  |  | 4 | 4
1076 | SHREWSBURY DIESEL #1 | Francis Paika, Jr. |  | D |  |  | MA | WCMA | DFO |  | 2.75 | 2.75 | 2.75 | 2.75 | 2.75 | 2.75 | 2.75 | 2.75 | 2.75 | 2.75 | 2.75 | 2.75 | Demo | 2000-04-01 | 2000-04-01 |  |  |  | 2.75 | 2.75
1077 | SHREWSBURY DIESEL #2 | Francis Paika, Jr. |  | D |  |  | MA | WCMA | DFO |  | 2.75 | 2.75 | 2.75 | 2.75 | 2.75 | 2.75 | 2.75 | 2.75 | 2.75 | 2.75 | 2.75 | 2.75 | Demo | 2000-04-01 | 2000-04-01 |  |  |  | 2.75 | 2.75
1078 | SHREWSBURY DIESEL #3 | Francis Paika, Jr. |  | D |  |  | MA | WCMA | DFO |  | 2.75 | 2.75 | 2.75 | 2.75 | 2.75 | 2.75 | 2.75 | 2.75 | 2.75 | 2.75 | 2.75 | 2.75 | Demo | 2000-04-01 | 2000-04-01 |  |  |  | 2.75 | 2.75
1079 | SHREWSBURY DIESEL # 4 | Francis Paika, Jr. |  | D |  |  | MA | WCMA | DFO |  | 2.75 | 2.75 | 2.75 | 2.75 | 2.75 | 2.75 | 2.75 | 2.75 | 2.75 | 2.75 | 2.75 | 2.75 | Demo | 2000-04-01 | 2000-04-01 |  |  |  | 2.75 | 2.75
1080 | SHREWSBURY DIESEL #5 | Francis Paika, Jr. |  | D |  |  | MA | WCMA | DFO |  | 2.75 | 2.75 | 2.75 | 2.75 | 2.75 | 2.75 | 2.75 | 2.75 | 2.75 | 2.75 | 2.75 | 2.75 | Demo | 2000-04-01 | 2000-04-01 |  |  |  | 2.75 | 2.75
858 | STERLING DIESELS | Jeanette Sypek |  | D |  |  | MA | WCMA | DFO |  | 0.33 | 0.33 | 0.33 | 0.33 | 0.33 | 0.33 | 0.33 | 0.33 | 0.33 | 0.33 | 0.33 | 0.33 | Demo | 2000-04-01 | 2000-04-01 |  |  |  | 0.33 | 0.33
1302 | TCPMCMPAGF GEN1 U5 | John Bennett |  | F | No |  | ME | ME | LFG |  | 0 | 0 | 0 | 0 | 0 | 0 | 0 | 0 | 0 | 0 | 0 | 0 | NA | 2000-06-28 | 2000-06-28 |  |  |  | 0 | 0
1051 | HAL-BFI | James Irving |  | F |  |  | MA | SEMA | LFG |  | 1.228 | 1.228 | 1.228 | 1.228 | 1.228 | 1.188 | 1.188 | 1.188 | 1.188 | 1.228 | 1.228 | 1.228 | Demo | 2003-03-18 | 2003-09-19 | Summer 2000 derate |  |  | 1.228 | 1.228
1052 | EB1-BFI | James Irving |  | F |  |  | MA | SEMA | OBG |  | 2.913 | 2.913 | 2.913 | 2.913 | 2.913 | 2.855 | 2.855 | 2.855 | 2.855 | 2.913 | 2.913 | 2.913 | Demo | 2002-03-29 | 2003-09-16 | Summer 2000 derate |  |  | 2.913 | 2.913
854 | ORANGE HYDRO 1 | Jeanette Sypek |  | HD |  |  | MA | WCMA | WAT |  | 0.15 | 0.15 | 0.15 | 0.15 | 0.15 | 0.15 | 0.15 | 0.15 | 0.14 | 0.15 | 0.15 | 0.15 | DCH study | 2000-04-01 | 2000-04-01 |  |  |  | 0.15 | 0.15
855 | ORANGE HYDRO 2 | Jeanette Sypek |  | HD |  |  | MA | WCMA | WAT |  | 0.12 | 0.12 | 0.12 | 0.12 | 0.12 | 0.12 | 0.12 | 0.12 | 0.11 | 0.12 | 0.12 | 0.12 | DCH study | 2000-04-01 | 2000-04-01 |  |  |  | 0.12 | 0.12
856 | HUNT'S POND | Jeanette Sypek |  | HD |  |  | MA | WCMA | WAT |  | 0.06 | 0.06 | 0.1 | 0.1 | 0.07 | 0.05 | 0.02 | 0.02 | 0.02 | 0.06 | 0.06 | 0.07 | DCH study | 2000-04-01 | 2000-04-01 |  | m |  | 0.06 | 0.06
1225 | TANNERY DAM | Jeanette Sypek |  | HD |  |  | MA | WCMA | WAT |  | 0.2 | 0.2 | 0.2 | 0.2 | 0.2 | 0.2 | 0.2 | 0.2 | 0.2 | 0.2 | 0.2 | 0.2 | SQF meth. | 2000-04-01 | 2000-04-01 |  |  |  | 0.2 | 0.2
880 | MCCALLUM ENTERPRISES | John Guman |  | HD | No |  | CT | CT | WAT |  | 0 | 0 | 0 | 0 | 0 | 0 | 0 | 0 | 0 | 0 | 0 | 0 | SQF meth. | 2003-03-01 | 2003-03-01 | SMD |  |  | 0 | 0
881 | SHELTON LANDFILL | John Guman |  | F | No |  | CT | CT | MSW |  | 0 | 0 | 0 | 0 | 0 | 0 | 0 | 0 | 0 | 0 | 0 | 0 | Demo | 2003-03-01 | 2003-03-01 | SMD |  |  | 0 | 0
814 | PATCH | Denise Scarborough |  | HD |  |  | VT | VT | WAT |  | 0.3 | 0.3 | 0.3 | 0.3 | 0.3 | 0.3 | 0.3 | 0.3 | 0.3 | 0.3 | 0.3 | 0.3 |  | 2001-12-01 |  |  |  |  | 0.3 | 0.3
815 | CARVER FALLS | Denise Scarborough |  | HD |  |  | VT | VT | WAT |  | 1.9 | 1.9 | 1.9 | 1.9 | 1.9 | 1.48 | 0.73 | 0.66 | 0.73 | 1.9 | 1.9 | 1.9 | DCH study | 2001-12-01 |  |  |  |  | 1.9 | 1.9
816 | CAVENDISH | Denise Scarborough |  | HD |  |  | VT | VT | WAT |  | 0.76 | 1.2 | 1.6 | 1.6 | 1.6 | 1.18 | 0.51 | 0.39 | 0.5 | 1.27 | 1.48 | 1.1 | DCH study | 2001-12-01 |  |  | m |  | 1.27 | 1.27
817 | TAFTVILLE | Denise Scarborough |  | HD |  |  | VT | VT | WAT |  | 0.27 | 0.36 | 0.4 | 0.4 | 0.4 | 0.33 | 0.17 | 0.15 | 0.14 | 0.4 | 0.4 | 0.38 |  | 2001-12-01 |  |  | m |  | 0.4 | 0.4
818 | PIERCE MILLS | Denise Scarborough |  | HD |  |  | VT | VT | WAT |  | 0.2 | 0.2 | 0.2 | 0.2 | 0.2 | 0.2 | 0.2 | 0.2 | 0.2 | 0.2 | 0.2 | 0.2 |  | 2001-12-01 |  |  |  |  | 0.2 | 0.2
819 | ARNOLD FALLS | Denise Scarborough |  | HD |  |  | VT | VT | WAT |  | 0.3 | 0.3 | 0.3 | 0.3 | 0.3 | 0.3 | 0.14 | 0.3 | 0.3 | 0.3 | 0.3 | 0.3 | DCH study | 2001-12-01 |  |  |  |  | 0.3 | 0.3
820 | PASSUMPSIC | Denise Scarborough |  | HD |  |  | VT | VT | WAT |  | 0.7 | 0.7 | 0.7 | 0.7 | 0.7 | 0.7 | 0.4 | 0.7 | 0.7 | 0.7 | 0.7 | 0.7 | DCH study | 2001-12-01 |  |  |  |  | 0.7 | 0.7
821 | GAGE | Denise Scarborough |  | HD |  |  | VT | VT | WAT |  | 0.54 | 0.61 | 0.8 | 0.8 | 0.8 | 0.76 | 0.4 | 0.39 | 0.44 | 0.8 | 0.8 | 0.73 | DCH study | 2001-12-01 |  |  | m |  | 0.8 | 0.8
822 | SMITH | Denise Scarborough |  | HD |  |  | VT | VT | WAT |  | 1.31 | 1.31 | 1.31 | 1.31 | 1.31 | 0.93 | 0.93 | 0.93 | 0.93 | 1.31 | 1.31 | 1.31 |  | 2001-12-01 | 2001-12-01 |  |  |  | 1.31 | 1.31
823 | EAST BARNETT | Denise Scarborough |  | HD |  |  | VT | VT | WAT |  | 1.2 | 1.34 | 1.9 | 1.9 | 1.9 | 1.6 | 0.89 | 0.95 | 1.05 | 1.73 | 1.9 | 1.55 | DCH study | 2001-12-01 |  |  | m |  | 1.73 | 1.73
824 | BATH ELECTRIC | Denise Scarborough |  | HD |  |  | VT | VT | WAT |  | 0.4 | 0.4 | 0.4 | 0.4 | 0.4 | 0.4 | 0.4 | 0.4 | 0.4 | 0.4 | 0.4 | 0.4 | SQF meth. | 2001-12-01 |  |  |  |  | 0.4 | 0.4
825 | WEST CHARLESTON | Denise Scarborough |  | HD |  |  | VT | VT | WAT |  | 0.8 | 0.8 | 0.8 | 0.8 | 0.8 | 0.8 | 0.8 | 0.8 | 0.8 | 0.8 | 0.8 | 0.8 | DCH study | 2000-04-01 | 2000-04-01 |  |  |  | 0.8 | 0.8
826 | TROY | Denise Scarborough |  | HD |  |  | VT | VT | WAT |  | 0.6 | 0.6 | 0.6 | 0.6 | 0.6 | 0.6 | 0.6 | 0.6 | 0.6 | 0.6 | 0.6 | 0.6 | DCH study | 2000-04-01 | 2000-04-01 |  |  |  | 0.6 | 0.6
827 | SEARSBURG WIND | Denise Scarborough |  | HD |  |  | MA | WCMA | WND |  | 1.69 | 1.41 | 1.24 | 1 | 0.71 | 0.7 | 0.62 | 0.48 | 0.7 | 1.03 | 1.26 | 1.5 | DCH study | 2000-04-01 | 2000-04-01 |  | m |  | 1.69 | 1.69
828 | BARTON HYDRO | Denise Scarborough |  | HD |  |  | VT | VT | WAT |  | 1.3 | 1.3 | 1.3 | 1.3 | 1.3 | 1.3 | 1.3 | 1.3 | 1.3 | 1.3 | 1.3 | 1.3 | DCH study | 2000-04-01 | 2000-04-01 |  |  |  | 1.3 | 1.3
829 | ENOSBURG 2 DIESEL | Denise Scarborough |  | D |  |  | VT | VT | DFO |  | 0.7 | 0.661 | 0.661 | 0.661 | 0.661 | 0.661 | 0.7 | 0.7 | 0.7 | 0.7 | 0.7 | 0.7 | Demo | 2001-03-01 | 2001-03-01 |  |  |  | 0.661 | 0.661
830 | ENOSBURG HYDRO | Denise Scarborough |  | HD |  |  | VT | VT | WAT |  | 0.95 | 0.95 | 0.95 | 0.95 | 0.95 | 0.95 | 0.95 | 0.95 | 0.95 | 0.95 | 0.95 | 0.95 | DCH study | 2000-04-01 | 2000-04-01 |  |  |  | 0.95 | 0.95
831 | VAIL & GREAT FALLS | Denise Scarborough |  | HD |  |  | VT | VT | WAT |  | 2.1 | 2.1 | 2.1 | 2.1 | 2.1 | 2.1 | 2.1 | 2.1 | 2.1 | 2.1 | 2.1 | 2.1 | DCH study | 2000-04-01 | 2000-04-01 |  |  |  | 2.1 | 2.1
832 | CENTER RUTLAND | Denise Scarborough |  | HD |  |  | VT | VT | WAT |  | 0.35 | 0.35 | 0.35 | 0.35 | 0.35 | 0.35 | 0.35 | 0.35 | 0.35 | 0.35 | 0.35 | 0.35 | DCH study | 2000-04-01 | 2000-04-01 |  |  |  | 0.35 | 0.35
833 | BARNET | Denise Scarborough |  | HD |  |  | VT | VT | WAT |  | 0.32 | 0.37 | 0.49 | 0.49 | 0.49 | 0.49 | 0 | 0.35 | 0.42 | 0.49 | 0.49 | 0.49 | DCH study | 2000-04-01 | 2000-04-01 |  | m |  | 0.32 | 0.32
834 | COMPTU FALLS | Denise Scarborough |  | HD |  |  | VT | VT | WAT |  | 0.46 | 0.46 | 0.46 | 0.46 | 0.46 | 0.46 | 0.36 | 0.29 | 0.35 | 0.46 | 0.46 | 0.46 | DCH study | 2000-04-01 | 2000-04-01 |  |  |  | 0.46 | 0.46
835 | DEWEY MILLS | Denise Scarborough |  | HD |  |  | VT | VT | WAT |  | 2.79 | 2.79 | 2.79 | 2.79 | 2.79 | 2.47 | 1.67 | 1.57 | 1.52 | 2.79 | 2.79 | 2.79 | DCH study | 2000-04-01 | 2000-04-01 |  |  |  | 2.79 | 2.79
836 | EMERSON FALLS | Denise Scarborough |  | HD |  |  | VT | VT | WAT |  | 0.23 | 0.23 | 0.23 | 0.23 | 0.23 | 0.23 | 0.23 | 0.23 | 0.23 | 0.23 | 0.23 | 0.23 | DCH study | 2000-04-01 | 2000-04-01 |  |  |  | 0.23 | 0.23
837 | KILLINGTON | Denise Scarborough |  | HD |  |  | VT | VT | WAT |  | 0.1 | 0.1 | 0.1 | 0.1 | 0.1 | 0.1 | 0.07 | 0.07 | 0.07 | 0.1 | 0.1 | 0.1 | DCH study | 2000-04-01 | 2000-04-01 |  |  |  | 0.1 | 0.1
838 | KINGSBURY | Denise Scarborough |  | HD |  |  | VT | VT | WAT |  | 0.2 | 0.2 | 0.2 | 0.2 | 0.2 | 0.18 | 0.08 | 0.08 | 0.08 | 0.2 | 0.2 | 0.2 | DCH study | 2000-04-01 | 2000-04-01 |  |  |  | 0.2 | 0.2
839 | LADD'S MILL | Denise Scarborough |  | HD |  |  | VT | VT | WAT |  | 0.17 | 0.17 | 0.17 | 0.17 | 0.17 | 0.17 | 0.17 | 0.17 | 0.17 | 0.17 | 0.17 | 0.17 | DCH study | 2000-04-01 | 2000-04-01 |  |  |  | 0.17 | 0.17
840 | MARTINSVILLE | Denise Scarborough |  | HD |  |  | VT | VT | WAT |  | 0.19 | 0.19 | 0.25 | 0.25 | 0.25 | 0.16 | 0.08 | 0.08 | 0.08 | 0.25 | 0.25 | 0.24 | DCH study | 2000-04-01 | 2000-04-01 |  | m |  | 0.19 | 0.19
841 | MORETOWN 8 | Denise Scarborough |  | HD |  |  | VT | VT | WAT |  | 0.53 | 0.77 | 1.12 | 1.12 | 1.12 | 0.61 | 0.3 | 0.36 | 0.42 | 0.92 | 1.07 | 0.75 | DCH study | 2000-04-01 | 2000-04-01 |  | m |  | 0.53 | 0.53
842 | NANTANA MILL | Denise Scarborough |  | HD |  |  | VT | VT | WAT |  | 0.18 | 0.22 | 0.22 | 0.22 | 0.22 | 0.18 | 0.1 | 0.1 | 0.1 | 0.22 | 0.22 | 0.22 | DCH study | 2000-04-01 | 2000-04-01 |  | m |  | 0.18 | 0.18
843 | NEWBURY | Denise Scarborough |  | HD |  |  | VT | VT | WAT |  | 0.27 | 0.27 | 0.27 | 0.27 | 0.27 | 0.27 | 0.23 | 0.22 | 0.24 | 0.27 | 0.27 | 0.27 | DCH study | 2000-04-01 | 2000-04-01 |  |  |  | 0.27 | 0.27
844 | OTTAUQUECHEE | Denise Scarborough |  | HD |  |  | VT | VT | WAT |  | 2.18 | 2.18 | 2.18 | 2.18 | 2.18 | 1.88 | 1.52 | 1.48 | 1.46 | 2.18 | 2.18 | 2.18 | DCH study | 2000-04-01 | 2000-04-01 |  |  |  | 2.18 | 2.18
845 | SLACK DAM | Denise Scarborough |  | HD |  |  | VT | VT | WAT |  | 0.37 | 0.41 | 0.41 | 0.41 | 0.41 | 0.41 | 0.26 | 0.21 | 0.25 | 0.41 | 0.41 | 0.41 | DCH study | 2000-04-01 | 2000-04-01 |  | m |  | 0.37 | 0.37
846 | WINOOSKI 8 | Denise Scarborough |  | HD |  |  | VT | VT | WAT |  | 0.6 | 0.68 | 0.95 | 0.95 | 0.95 | 0.71 | 0.34 | 0.4 | 0.4 | 0.84 | 0.95 | 0.71 | DCH study | 2000-04-01 | 2000-04-01 |  | m |  | 0.6 | 0.6
847 | WOODSIDE | Denise Scarborough |  | HD |  |  | VT | VT | WAT |  | 0.12 | 0.12 | 0.12 | 0.12 | 0.12 | 0.12 | 0.1 | 0.11 | 0.12 | 0.12 | 0.12 | 0.12 | DCH study | 2000-04-01 | 2000-04-01 |  |  |  | 0.12 | 0.12
848 | WRIGHTSVILLE | Denise Scarborough |  | HW |  |  | VT | VT | WAT |  | 0.754 | 0.754 | 0.754 | 0.754 | 0.754 | 0.698 | 0.698 | 0.698 | 0.698 | 0.754 | 0.754 | 0.754 | Demo | 2003-03-12 | 2000-06-01 | Summer 2000 derate |  |  | 0.754 | 0.754
959 | BARTON 1-4 DIESELS | Denise Scarborough |  | D |  |  | VT | VT | DFO |  | 0.887 | 0.887 | 0.887 | 0.887 | 0.887 | 0.885 | 0.885 | 0.885 | 0.885 | 0.887 | 0.887 | 0.887 | Demo | 2003-03-05 | 2003-09-15 | Summer 2000 derate |  |  | 0.887 | 0.887
1047 | FAIRFAX LOAD | Denise Scarborough |  | HD |  |  | VT | VT | WAT |  | 3.25 | 3.25 | 3.25 | 3.25 | 3.25 | 3.25 | 3.16 | 3.25 | 3.25 | 3.25 | 3.25 | 3.25 | DCH study | 2001-12-01 | 2001-12-01 |  |  |  | 3.25 | 3.25
1165 | CADYS FALLS | Denise Scarborough |  | HD |  |  | VT | VT | WAT |  | 1.1 | 1.1 | 1.1 | 1.1 | 1.1 | 1.1 | 1.1 | 1.1 | 1.1 | 1.1 | 1.1 | 1.1 | DCH study | 2000-04-01 | 2000-04-01 |  |  |  | 1.1 | 1.1
1166 | MORRISVILLE PLANT #2 | Denise Scarborough |  | HD |  |  | VT | VT | WAT |  | 1.8 | 1.8 | 1.8 | 1.8 | 1.8 | 1.8 | 1.28 | 1.43 | 1.54 | 1.8 | 1.8 | 1.8 | DCH study | 2000-04-01 | 2000-04-01 |  |  |  | 1.8 | 1.8
1167 | WOLCOTT HYDRO #1 | Denise Scarborough |  | HD |  |  | VT | VT | WAT |  | 0.66 | 0.8 | 0.8 | 0.8 | 0.8 | 0.76 | 0.4 | 0.49 | 0.56 | 0.8 | 0.8 | 0.8 | DCH study | 2000-04-01 | 2000-04-01 |  | m |  | 0.66 | 0.66
1168 | H.K. SANDERS | Denise Scarborough |  | HW |  |  | VT | VT | WAT |  | 1.8 | 1.8 | 1.8 | 1.8 | 1.8 | 1.41 | 1.41 | 1.41 | 1.41 | 1.8 | 1.8 | 1.8 | Demo | 2000-04-01 | 2000-04-01 |  |  |  | 1.8 | 1.8
1720 | MIDDLEBURY LOWER | Sue Drinwater |  | HD |  |  | VT | VT | WAT |  | 1.85 | 1.85 | 1.85 | 1.85 | 1.85 | 1.81 | 1.81 | 1.81 | 1.81 | 1.85 | 1.85 | 1.85 |  | 2002-05-01 | 2002-05-01 |  |  |  | 1.85 | 1.85
2466 | CHERRY 7 | Anthony Monteiro | NG | D |  |  | MA | WCMA | DFO | NG | 3.2 | 3.2 | 3.2 | 3.2 | 3.2 | 3.2 | 3.2 | 3.2 | 3.2 | 3.2 | 3.2 | 3.2 |  | 2003-03-01 | 2003-03-01 |  |  |  | 3.2 | 3.2
2467 | CHERRY 8 | Anthony Monteiro | NG | D |  |  | MA | WCMA | DFO | NG | 3.4 | 3.4 | 3.4 | 3.4 | 3.4 | 3.4 | 3.4 | 3.4 | 3.4 | 3.4 | 3.4 | 3.4 |  | 2003-03-01 | 2003-03-01 |  |  |  | 3.4 | 3.4
2468 | CHERRY 10 | Anthony Monteiro | NG | D |  |  | MA | WCMA | DFO | NG | 2.1 | 2.1 | 2.1 | 2.1 | 2.1 | 2.1 | 2.1 | 2.1 | 2.1 | 2.1 | 2.1 | 2.1 |  | 2003-03-01 | 2003-03-01 |  |  |  | 2.1 | 2.1
2469 | CHERRY 11 | Anthony Monteiro | NG | D |  |  | MA | WCMA | DFO | NG | 2.1 | 2.1 | 2.1 | 2.1 | 2.1 | 2.1 | 2.1 | 2.1 | 2.1 | 2.1 | 2.1 | 2.1 |  | 2003-03-01 | 2003-03-01 |  |  |  | 2.1 | 2.1
1572 | GRANBY SANITARY LANDFILL | Paul B. Popinchalk |  | F |  |  | ME | WCMA | OBG |  | 1.6 | 1.6 | 1.6 | 1.6 | 1.6 | 1.6 | 1.6 | 1.6 | 1.6 | 1.6 | 1.6 | 1.6 |  | 2002-07-12 | 2002-07-12 |  |  |  | 0 | 0
2470 | CHERRY 12 | Anthony Monteiro | NG | D |  |  | MA | WCMA | DFO | NG | 5 | 5 | 5 | 5 | 5 | 5 | 5 | 5 | 5 | 5 | 5 | 5 |  | 2003-03-01 | 2003-03-01 |  |  |  | 5 | 5
2439 | BROCKWAY MILLS | Sue Drinwater |  | HD |  |  | VT | VT | WAT |  | 0.5 | 0.5 | 0.5 | 0.5 | 0.5 | 0.5 | 0.5 | 0.5 | 0.5 | 0.5 | 0.5 | 0.5 |  | 2003-01-16 | 2003-01-16 |  |  |  | 0.5 | 0.5
10362 | ACTON HYDRO INC | Joe Lewis |  | HD |  |  | MA | NEMA | WAT | 0 | 0.178 | 0.178 | 0.178 | 0.178 | 0.178 | 0.178 | 0.178 | 0.178 | 0.178 | 0.178 | 0.178 | 0.178 |  | 2003-11-01 | 2003-11-01 |  |  |  | 0.178 | 0.178
857 | OAKDALE HYDRO | Jeanette Sypek |  | HD |  |  | MA | WCMA | WAT |  | 3.2 | 3.2 | 3.2 | 3.2 | 3.2 | 3.2 | 3.2 | 3.2 | 3.2 | 3.2 | 3.2 | 3.2 | DCH study | 2000-04-01 | 2000-04-01 |  |  |  | 3.2 | 3.2
1656 | HULL WIND TURBINE | Rachel Likover |  | W |  |  | MA | SEMA | WND |  | 0.165 | 0.165 | 0.165 | 0.165 | 0.165 | 0.165 | 0.165 | 0.165 | 0.165 | 0.165 | 0.165 | 0.165 | submit data | 2001-12-15 | 2001-12-15 |  |  |  | 0.165 | 0.165
[11 empty] | --------- | --------- | --------- | --------- | --------- | --------- | --------- | --------- | --------- | --------- | --------- | --------- | [6 empty] | ----------- | -----------
| Total | [9 empty] | 290.097 | 299.576 | 305.661 | 305.951 | 302.311 | 278.854 | 246.46 | 244.168 | 244.59 | 290.272 | 299.693 | 299.316 | [6 empty] | 288.154 | 288.154
Monthly Adjustments to Capability from Winter and Summer Values in SCC Report - Settlement Only units: | [10 empty] | 1.943 | 11.422 | 17.507 | 17.797 | 14.157 | -9.3 | -41.694 | -43.986 | -43.564 | 2.118 | 11.539 | 11.162
COMBINED: Settlement Only and EMS DCH/Wind Monthly Adjustments to Capability from Winter and Summer Values in SCC Report:
[11 empty] | 1.943 | 13.101 | 24.378 | 24.978 | 21.338 | 19.051 | -51.138 | -52.725 | -52.515 | 2.696 | 16.11 | 15.172
Retired ????
1572 | GRANBY SANITARY LANDFILL | Paul B. Popinchalk | AES | F |  | Yes |  |  |  |  | 1.6 | 1.6 | 1.6 | 1.6 | 1.6 | 1.6 | 1.6 | 1.6 | 1.6 | 1.6 | 1.6 | 1.6 | NA | 2001-10-16 | 2001-09-01 | Landfill Gas |  |  | 0 | 0
1640 | GROVETON COGEN | Carl Vogel | PSNH | D | No | [5 empty] | 0 | 0 | 0 | 0 | 0 | 0 | 0 | 0 | 0 | 0 | 0 | 0 | SQF meth. | 2001-12-01 |  |  |  |  | #N/A | #N/A
1641 | WAUSAU COGEN | Carl Vogel | PSNH | D | No | [5 empty] | 0 | 0 | 0 | 0 | 0 | 0 | 0 | 0 | 0 | 0 | 0 | 0 | SQF meth. | 2001-12-01 |  |  |  |  | #N/A | #N/A

## Detail_EMS_DCH_Wind
SCC Report Detail: EMS Daily Cycle Hydro & Wind Units, as of 01/01/2004
Monthly Claimed Capability Values for Daily Cycle Hydro and Wind Generating Units Represented in the ISO-NE Energy Management System
|  | SCC values as of | 2004-01-01 |  |  |  |  | See Settlement Only listings for additional DCH units
[8 empty] | Winter Ratings |  |  |  |  | Summer Ratings |  |  |  | Winter Ratings |  |  | Date of Most Recent Change |  |  |  | SCC values as of: | 2004-01-01
AssetId | UnitName | UnitTypeForCCA | NEPOOL_Participant | ModeledAs | SQF | State | SMD_Zone | JAN | FEB | MAR | APR | MAY | JUN | JUL | AUG | SEP | OCT | NOV | DEC | WinterRating_DateOfChange | SummerRating_DateOfChange | Winter SCC change this month? | Summer SCC change this month? | WSCC | SSCC
327 | AMOSKEAG | HD | PSNH | EMS |  | NH | NH | 17.5 | 17.5 | 17.5 | 17.5 | 17.5 | 17.5 | 17.5 | 17.5 | 17.5 | 17.5 | 17.5 | 17.5 | 1999-05-01 | 1999-05-01 |  |  | 17.5 | 17.5
330 | AYERS ISLAND | HD | PSNH | EMS |  | NH | NH | 9.08 | 9.08 | 9.08 | 9.08 | 9.08 | 9.08 | 9.08 | 9.08 | 9.08 | 9.08 | 9.08 | 9.08 | 1999-05-01 | 1999-05-01 |  |  | 9.08 | 9.08
331 | AZISCOHOS HYDRO | HD | FPL | EMS |  | ME | ME | 6.81 | 6.81 | 6.81 | 6.81 | 6.81 | 6.81 | 6.81 | 6.81 | 6.81 | 6.81 | 6.81 | 6.81 | 1999-05-01 | 1999-05-01 |  |  | 6.81 | 6.81
2430 | BELDENS NEW | HD | VELCO | EMS |  | VT | VT | 5.7 | 5.7 | 5.7 | 5.7 | 5.7 | 5.7 | 4.44 | 4.58 | 4.76 | 5.7 | 5.7 | 5.7 | 1999-05-01 | 1999-05-01 |  |  | 5.7 | 4.58
335 | BELLOWS FALLS | HD | USG | EMS |  | NH | NH | 48.54 | 48.54 | 48.54 | 48.54 | 48.54 | 48.54 | 48.54 | 48.54 | 48.54 | 48.54 | 48.54 | 48.54 | 1999-05-01 | 1999-05-01 |  |  | 48.54 | 48.54
346 | BOLTON FALLS | HD | VELCO | EMS |  | VT | VT | 7.8 | 7.8 | 7.8 | 7.8 | 7.8 | 7.8 | 7.8 | 7.8 | 7.8 | 7.8 | 7.8 | 7.8 | 1999-05-01 | 1999-05-01 |  |  | 7.8 | 7.8
348 | BOOT MILLS | HD | CES | EMS |  | MA | WCMA | 20 | 20 | 20 | 20 | 20 | 20 | 20 | 20 | 20 | 20 | 20 | 20 | 1999-05-01 | 1999-05-01 |  |  | 20 | 20
358 | BRUNSWICK | HD | FPL | EMS |  | ME | ME | 20.2 | 20.2 | 20.2 | 20.2 | 20.2 | 20.2 | 20.2 | 20.2 | 20.2 | 20.2 | 20.2 | 20.2 | 1999-05-01 | 1999-05-01 |  |  | 20.2 | 20.2
362 | BULLS BRIDGE | HD | SEI | EMS |  | CT | CT | 8.4 | 8.4 | 8.4 | 8.4 | 8.4 | 8.4 | 8.4 | 8.4 | 8.4 | 8.4 | 8.4 | 8.4 | 1999-05-01 | 1999-05-01 |  |  | 8.4 | 8.4
369 | CATARACT EAST | HD | FPL | EMS |  | ME | ME | 8 | 8 | 8 | 8 | 8 | 8 | 8 | 8 | 8 | 8 | 8 | 8 | 2001-11-01 | 2001-11-01 |  |  | 8 | 8
389 | DERBY DAM | HD | CLP | EMS |  | CT | CT | 7.05 | 7.05 | 7.05 | 7.05 | 7.05 | 7.05 | 7.05 | 7.05 | 7.05 | 7.05 | 7.05 | 7.05 | 2001-04-20 | 2001-04-20 |  |  | 7.05 | 7.05
393 | DEERFIELD 5 | HD | USG | EMS |  | MA | WCMA | 13.99 | 13.99 | 13.99 | 13.99 | 13.99 | 13.99 | 13.99 | 13.99 | 13.99 | 13.99 | 13.99 | 13.99 | 1999-05-01 | 1999-05-01 |  |  | 13.99 | 13.99
2431 | DODGE FALLS NEW | HD | VELCO | EMS |  | VT | VT | 5 | 5 | 5 | 5 | 5 | 5 | 5 | 5 | 5 | 5 | 5 | 5 | 1999-05-01 | 1999-05-01 |  |  | 5 | 5
401 | EASTMAN FALLS | HD | PSNH | EMS |  | NH | NH | 6.47 | 6.47 | 6.47 | 6.47 | 6.47 | 6.47 | 6.47 | 6.47 | 6.47 | 6.47 | 6.47 | 6.47 | 1999-05-01 | 1999-05-01 |  |  | 6.47 | 6.47
410 | ESSEX 19 HYDRO | HD | VELCO | EMS |  | VT | VT | 7.8 | 7.8 | 7.8 | 7.8 | 7.8 | 7.8 | 7.8 | 7.8 | 7.8 | 7.8 | 7.8 | 7.8 | 1999-05-01 | 1999-05-01 |  |  | 7.8 | 7.8
412 | FALLS VILLAGE | HD | SEI | EMS |  | CT | CT | 11 | 11 | 11 | 11 | 11 | 11 | 9.3 | 9.76 | 8.97 | 11 | 11 | 11 | 1999-05-01 | 1999-05-01 |  |  | 11 | 9.76
413 | FIFE BROOK | HD | USG | EMS |  | MA | WCMA | 9.9 | 9.9 | 9.9 | 9.9 | 9.9 | 9.9 | 9.9 | 9.9 | 9.9 | 9.9 | 9.9 | 9.9 | 1999-05-01 | 1999-05-01 |  |  | 9.9 | 9.9
427 | GORHAM | HD | PSNH | EMS |  | NH | NH | 2.05 | 2.05 | 2.05 | 2.05 | 2.05 | 2.05 | 2.05 | 2.05 | 2.05 | 2.05 | 2.05 | 2.05 | 1999-05-01 | 1999-05-01 |  |  | 2.05 | 2.05
440 | HIRAM | HD | FPL | EMS |  | ME | ME | 11.6 | 11.6 | 11.6 | 11.6 | 11.6 | 11.6 | 11.6 | 11.6 | 11.6 | 11.6 | 11.6 | 11.6 | 1999-05-01 | 1999-05-01 |  |  | 11.6 | 11.6
2432 | HUNTINGTON FALLS NEW | HD | VELCO | EMS |  | VT | VT | 5.76 | 5.76 | 5.76 | 5.76 | 5.76 | 5.76 | 4.19 | 4.37 | 4.58 | 5.76 | 5.76 | 5.76 | 1999-05-01 | 1999-05-01 |  |  | 5.76 | 4.37
457 | LAWRENCE HYDRO | HD | USG | EMS |  | MA | WCMA | 14.1 | 14.1 | 14.1 | 14.1 | 14.1 | 14.1 | 9.3 | 9.4 | 8.11 | 14.1 | 14.1 | 14.1 | 1999-05-01 | 1999-05-01 |  |  | 14.1 | 9.4
460 | LOCKWOOD | HD | FPL | EMS |  | ME | ME | 7.5 | 7.5 | 7.5 | 7.5 | 7.5 | 7.5 | 7.5 | 7.5 | 7.5 | 7.5 | 7.5 | 7.5 | 1999-05-01 | 1999-05-01 |  |  | 7.5 | 7.5
465 | DEERFIELD 2/LWR DRFIELD | HD | USG | EMS |  | MA | WCMA | 18.74 | 18.74 | 18.74 | 18.74 | 18.74 | 18.74 | 18.74 | 18.74 | 18.74 | 18.74 | 18.74 | 18.74 | 1999-05-01 | 1999-05-01 |  |  | 18.74 | 18.74
473 | MCINDOES | HD | USG | EMS |  | NH | NH | 13 | 13 | 13 | 13 | 13 | 13 | 13 | 13 | 13 | 13 | 13 | 13 | 1999-05-01 | 1999-05-01 |  |  | 13 | 13
487 | MILLER HYDRO | HD | CPS | EMS |  | ME | ME | 14.569 | 15.748 | 18.6 | 18.6 | 18.6 | 15.781 | 10.246 | 9.861 | 9.269 | 16.037 | 18.6 | 17.119 | 2002-01-01 | 1999-05-01 | m |  | 14.569 | 18.6
495 | MONTY | HD | FPL | EMS |  | ME | ME | 28 | 28 | 28 | 28 | 28 | 28 | 23.2 | 22.83 | 22.33 | 28 | 28 | 28 | 1999-05-01 | 1999-05-01 |  |  | 28 | 22.83
532 | PEJEPSCOT | HD | CPS | EMS |  | ME | ME | 13.55 | 13.55 | 13.55 | 13.55 | 13.55 | 13.55 | 10.42 | 10.21 | 9.92 | 13.55 | 13.55 | 13.55 | 1999-05-01 | 1999-05-01 |  |  | 13.55 | 10.21
534 | PENOBSCOT RIVER HYDRO | HD | PPLEP | EMS |  | ME | ME | 22.07 | 22.07 | 22.07 | 22.07 | 22.07 | 22.07 | 22.07 | 22.07 | 22.07 | 22.07 | 22.07 | 22.07 | 1999-05-01 | 1999-05-01 |  |  | 22.07 | 22.07
539 | PONTOOK HYDRO | HD | BEM | EMS |  | NH | NH | 10.16 | 10.46 | 10.42 | 10.7 | 10.7 | 8.4 | 7.37 | 7.07 | 7.79 | 8.9 | 9.09 | 10.11 | 1999-05-01 | 1999-05-01 | m |  | 10.16 | 7.07
541 | PROCTOR | HD | VELCO | EMS |  | VT | VT | 6.65 | 6.65 | 6.65 | 6.65 | 6.65 | 6.65 | 6.65 | 6.65 | 6.65 | 6.65 | 6.65 | 6.65 | 1999-05-01 | 1999-05-01 |  |  | 6.65 | 6.65
544 | RAINBOW | HD | CLP | EMS |  | CT | CT | 8.2 | 8.2 | 8.2 | 8.2 | 8.2 | 8.2 | 8.2 | 8.2 | 8.2 | 8.2 | 8.2 | 8.2 | 1999-05-01 | 1999-05-01 |  |  | 8.2 | 8.2
561 | SEARSBURG | HD | USG | EMS |  | MA | WCMA | 4.96 | 4.96 | 4.96 | 4.96 | 4.96 | 4.96 | 4.96 | 4.96 | 4.96 | 4.96 | 4.96 | 4.96 | 1999-05-01 | 1999-05-01 |  |  | 4.96 | 4.96
565 | SHELDON SPRINGS | HD | VELCO | EMS |  | VT | VT | 26.38 | 26.38 | 26.38 | 26.38 | 26.38 | 18.62 | 13.55 | 14.82 | 17.49 | 26.38 | 26.38 | 26.38 | 1999-05-01 | 1999-05-01 |  |  | 26.38 | 14.82
570 | SMITH | HD | PSNH | EMS |  | NH | NH | 14.18 | 14.72 | 15.85 | 15.85 | 15.85 | 14.84 | 11.59 | 11.32 | 11.96 | 14.08 | 15.29 | 14.81 | 1999-05-01 | 1999-05-01 | m |  | 14.18 | 11.32
2426 | UNITED AMER HYDRO NEW | HD | CPS | EMS |  | ME | ME | 17.15 | 17.15 | 17.15 | 17.15 | 17.15 | 17.15 | 16.02 | 15.66 | 15.7 | 17.15 | 17.15 | 17.15 | 1999-05-01 | 1999-05-01 |  |  | 17.15 | 15.66
599 | VERNON | HD | USG | EMS |  | MA | WCMA | 24.39 | 24.39 | 24.39 | 24.39 | 24.39 | 24.39 | 24.39 | 24.39 | 24.39 | 24.39 | 24.39 | 24.39 | 1999-05-01 | 1999-05-01 |  |  | 24.39 | 24.39
616 | WEST ENFIELD | HD | PPLEP | EMS |  | ME | ME | 18.22 | 17.82 | 19.1 | 19.1 | 19.1 | 15.07 | 10.96 | 11.41 | 10.62 | 19.1 | 19.1 | 19.1 | 1999-05-01 | 1999-05-01 | m |  | 18.22 | 11.41
617 | WESTON | HD | FPL | EMS |  | ME | ME | 13.2 | 13.2 | 13.2 | 13.2 | 13.2 | 13.2 | 13.2 | 13.2 | 13.2 | 13.2 | 13.2 | 13.2 | 1999-05-01 | 1999-05-01 |  |  | 13.2 | 13.2
621 | WILLIAMS | HD | FPL | EMS |  | ME | ME | 14.9 | 14.9 | 14.9 | 14.9 | 14.9 | 14.9 | 14.9 | 14.9 | 14.9 | 14.9 | 14.9 | 14.9 | 1999-05-01 | 1999-05-01 |  |  | 14.9 | 14.9
622 | WINOOSKI 1 | HD | VELCO | EMS |  | VT | VT | 7.3 | 7.3 | 7.3 | 7.3 | 7.3 | 7.3 | 7.3 | 7.3 | 7.3 | 7.3 | 7.3 | 7.3 | 1999-05-01 | 1999-05-01 |  |  | 7.3 | 7.3
754 | BAR MILLS | HD | FPL | EMS |  | ME | ME | 4 | 4 | 4 | 4 | 4 | 4 | 4 | 4 | 4 | 4 | 4 | 4 | 1999-05-01 | 1999-05-01 |  |  | 4 | 4
755 | BONNY EAGLE/W. BUXTON | HD | FPL | EMS |  | ME | ME | 17.5 | 17.5 | 17.5 | 17.5 | 17.5 | 17.5 | 17.5 | 17.5 | 17.5 | 17.5 | 17.5 | 17.5 | 1999-05-01 | 1999-05-01 |  |  | 17.5 | 17.5
758 | FT HALIFAX | HD | FPL | EMS |  | ME | ME | 1.8 | 1.8 | 1.8 | 1.8 | 1.8 | 1.8 | 1.8 | 1.8 | 1.8 | 1.8 | 1.8 | 1.8 | 1999-05-01 | 1999-05-01 |  |  | 1.8 | 1.8
759 | MESSALONSKEE COMPOSITE | HD | FPL | EMS |  | ME | ME | 4.4 | 4.4 | 4.4 | 4.4 | 4.4 | 4.4 | 4.4 | 4.4 | 4.4 | 4.4 | 4.4 | 4.4 | 2002-01-21 | 2002-01-21 |  |  | 4.4 | 4.4
760 | NORTH GORHAM | HD | FPL | EMS |  | ME | ME | 1.94 | 2 | 1.97 | 2 | 2 | 1.97 | 1.56 | 1.56 | 1.53 | 1.53 | 1.56 | 1.94 | 1999-05-01 | 1999-05-01 |  |  | 1.94 | 1.56
761 | SHAWMUT | HD | FPL | EMS |  | ME | ME | 9.5 | 9.5 | 9.5 | 9.5 | 9.5 | 9.5 | 9.5 | 9.5 | 9.5 | 9.5 | 9.5 | 9.5 | 1999-05-01 | 1999-05-01 |  |  | 9.5 | 9.5
766 | CABOT/TURNERS FALLS | HD | SEI | EMS |  | MA | WCMA | 65.2 | 65.2 | 65.2 | 65.2 | 65.2 | 65.2 | 65.2 | 65.2 | 65.2 | 65.2 | 65.2 | 65.2 | 2003-04-01 | 2003-04-01 |  |  | 65.2 | 65.2
768 | GARVINS/HOOKSETT | HD | PSNH | EMS |  | NH | NH | 14 | 14 | 14 | 14 | 14 | 14 | 14 | 14 | 13.61 | 14 | 14 | 14 | 1999-05-01 | 1999-05-01 |  |  | 14 | 14
769 | HADLEY FALLS 1&2 | HD | HGE | EMS |  | MA | WCMA | 31.5 | 31.5 | 31.5 | 31.5 | 31.5 | 31.5 | 31.5 | 31.5 | 31.5 | 31.5 | 31.5 | 31.5 | 1999-05-01 | 1999-05-01 |  |  | 31.5 | 31.5
2434 | GORGE 18 HYDRO NEW | HD | VELCO | EMS |  | VT | VT | 3.3 | 3.3 | 3.3 | 3.3 | 3.3 | 3.3 | 3.3 | 3.3 | 3.3 | 3.3 | 3.3 | 3.3 | 1999-05-01 | 1999-05-01 |  |  | 3.3 | 3.3
779 | MIDDLESEX 2 | HD | VELCO | EMS |  | VT | VT | 3.3 | 3.3 | 3.3 | 3.3 | 3.3 | 3.3 | 3.3 | 3.3 | 3.3 | 3.3 | 3.3 | 3.3 | 2002-07-19 | 2002-07-19 |  |  | 3.3 | 3.3
2435 | VERGENNES HYDRO NEW | HD | VELCO | EMS |  | VT | VT | 2.1 | 2.1 | 2.1 | 2.1 | 2.1 | 2.1 | 2.1 | 2.1 | 2.1 | 2.1 | 2.1 | 2.1 | 1999-05-01 | 1999-05-01 |  |  | 2.1 | 2.1
781 | WEST DANVILLE 1 | HD | VELCO | EMS |  | VT | VT | 1.1 | 1.1 | 1.1 | 1.1 | 1.1 | 1.1 | 1.1 | 1.1 | 1.1 | 1.1 | 1.1 | 1.1 | 2003-03-01 | 2003-03-01 |  |  | 1.1 | 1.1
[8 empty] | ----------- | ----------- | ----------- | ----------- | ----------- | ----------- | ----------- | ----------- | ----------- | ----------- | ----------- | ----------- |  |  |  |  | ----------- | -----------
[8 empty] | 689.509 | 691.188 | 696.38 | 696.69 | 696.69 | 678.741 | 640.946 | 641.651 | 641.439 | 690.087 | 694.08 | 693.519 |  |  |  |  | 689.509 | 650.39
Monthly Adjustments to Capability from Winter and Summer Values in SCC Report - EMS units: | [7 empty] | 0 | 1.679 | 6.871 | 7.181 | 7.181 | 28.351 | -9.444 | -8.739 | -8.951 | 0.578 | 4.571 | 4.01
COMBINED: Settlement Only and EMS DCH/Wind Monthly Adjustments to Capability from Winter and Summer Values in SCC Report:
[8 empty] | 1.943 | 13.101 | 24.378 | 24.978 | 21.338 | 19.051 | -51.138 | -52.725 | -52.515 | 2.696 | 16.11 | 15.172
[22 empty] | #N/A | #N/A | < copy of old formulas from above (before 1/1/01 fix)

## Notes_Abbreviations
SCC Report Detail: Footnotes and List of Abbreviations, as of 01/01/2004
Footnotes from Main Report (Worksheet - SCC_Report_Current):
List of Abbreviations
"LeadParticipant Name":
From file: 04_list_of_active_customers.xls
as posted on ISO-NE website |  | Abbreviation of Customer Name as developed for SCC report
http://www.iso-ne.com/implementation/main_page.html
CUSTOMER_ID | CUSTOMER_NAME | ABBREVIATION
50437 | Anp Marketing Company | AMC |  | O.K.
50453 | Anp Funding I,LLC | ANP |  | O.K.
50679 | AIG Energy Trading | AIG |  | O.K.
50467 | AES Londonberry | AESL |  | O.K.
50017 | AES New Energy | AES |  | O.K.
50674 | Bank of America | BOA |  | O.K.
50706 | BOC Energy Services, Inc. | BOC |  | O.K.
3 | Boston Edison Company | BE |  | O.K.
5 | Braintree Electric Light Dept | BELD |  | O.K.
50475 | Brascan Energy Marketing, Inc. | BEM |  | O.K.
2 | Bangor Hydro-Electric Co | BHE |  | O.K.
50706 | BOC Energy Services, Inc. | BES |  | O.K.
50375 | Calpine Energy Services, L.P. | CEN |  | O.K.
50045 | Cinergy Cap. & Trading, Inc | CCT |  | O.K.
50372 | Citadel Energy Products LLC | CEP |  | O.K.
50247 | Consolidated Edison Energy | CEEI |  | O.K.
108 | Commonwealth Electric Co | CES |  | O.K.
50395 | Connecticut Energy Coop., Inc. | CEC |  | O.K.
50092 | Connecticut Light and Power | CLP |  | O.K.
8 | Conn Mun Elec. Energy Coop | CMEEC |  | O.K.
50073 | Coastal Merchant Energy, L.P. | ENGEN |  | O.K.
7 | Chicopee Mun Lighting Pl | CMLP |  | O.K.
6 | Central Maine Power Co | CMP |  | O.K.
50418 | CMS Marketing Servs. & Trading | CMA |  | O.K.
50027 | Constellation Power Source | CPS |  | O.K.
50694 | CT Resource Recovery Authority | CRRA |  | O.K.
50690 | DC Energy,LLC | DCE |  | O.K.
50435 | Dominion Nuclear CT,Inc. | DNC |  | O.K.
50495 | Dominion Energy Marketing, Inc | DEM |  | O.K.
50711 | Duke Energy Marketing America, LLC | DEMA |  | O.K.
50088 | Duke Energy Trading and Mrktg | DETM |  | O.K.
50035 | Dighton Power Associates | DPA |  | O.K.
52 | Dynegy Power Marketing, Inc. | DPM |  | O.K.
50362 | Engage Energy America | EEAC |  | O.K.
50373 | Enron Energy Services, Inc. | EESI |  | O.K.
50446 | Energy-Koch Trading, LP | EKT |  | O.K.
50206 | Entergy Nuclear Generation Co. | ENGC |  | O.K.
50474 | Entergy Nuclear Vermont Yankee | EWG |  | O.K.
50186 | Energy New England LLC | ENE |  | O.K.
50383 | El Paso Merchant Energy LP | EPME |  | O.K.
36 | Eastern Utilities Associates | EUA |  | O.K.
50098 | Energy Atlantic | EA |  | O.K.
50074 | Exelon New England Holdings | EXNEH |  | O.K.
50708 | Florida Power & Light Company | FPLC |  | O.K.
38 | Fitchburg Gas & Elec Light | FGE |  | O.K.
50086 | FPL Energy Power Mktg. Inc. | FPL |  | O.K.
50502 | FPL Energy Seabrook | FPLES |  | O.K.
40 | Groton Electric Light Dept | GELD |  | O.K.
159 | Granite State Electric | GSEC |  | O.K.
44 | Holyoke Gas & Elec Dept | HGE |  | O.K.
45 | Hudson Light & Power Dept | HLP |  | O.K.
43 | Holden Municipal Light Dept | HMLD |  | O.K.
42 | Hingham Mun Lighting Pl | HMLP |  | O.K.
50095 | Holyoke Water Power | HWP |  | O.K.
50084 | HQ Energy Service (US) Inc. | HQE |  | O.K.
50675 | Industrial Power Services Corp | IPS |  | O.K.
73 | Ipswich Municipal Light Dept | IMLD |  | O.K.
86 | Indeck Maine Energy LLC | INDCK |  | O.K.
48 | Indeck-Pepperell Pwr Assoc | IPPAI |  | O.K.
75 | Littleton Elec Light & Water | LELWD |  | O.K.
50678 | MA Bay Transportation Authority | MBTA |  | O.K.
50075 | Mass Electric Company | MEC |  | O.K.
78 | Marblehead Mun Light Dept | MMLD |  | O.K.
50715 | Marquette Energy, Inc | MEI |  | O.K.
76 | Mass Mun Wholesale Elec Co | MMWEC |  | O.K.
109 | Milford Power Limited Partner | MPLP |  | O.K.
50683 | Millennium Power Partners | MPP |  | O.K.
155 | Mirant Americas Energy Marketing | MAE |  | O.K.
50178 | Mirant New England, LLC | MNE |  | O.K.
85 | Morgan Stanley Capital Group | MSCG |  | O.K.
50703 | New Hampshire Industries,Inc. | NHI |  | O.K.
111 | North Attleborough Elec Dept | NAED |  | O.K.
156 | Narragansett Electric Co | NEC |  | O.K.
81 | New England Power | NEP |  | O.K.
157 | New Hampshire Electric Coop | NHEC |  | O.K.
50192 | NRG Power Marketing Inc. | NRGPM |  | O.K.
112 | Northeast Utilities Company | NU |  | O.K.
50258 | North Atlantic Energy Services | NU_NAESCO |  | O.K.
50685 | Outback Power Marketing Inc | OPM |  | O.K.
50099 | PEC Energy Marketing, Inc. | PEC |  | O.K.
50248 | Penobscot Hydro, LLC | PHLLC |  | O.K.
144 | Peabody Municipal Light Plant | PMLP |  | O.K.
50688 | Pinpoint Power LLC | PPLLC |  | O.K.
50699 | Powerex Corp | POW |  | O.K.
50212 | PP&L EnergyPlus Co. | PPLEP |  | O.K.
50421 | PSEG Energy Resource & Trade | PSEG |  | O.K.
50094 | Public Service Co. of NH | PSNH |  | O.K.
50714 | RAM Energy Products, L.L.C. | REP |  | O.K.
50713 | Ridgewood Rhode Island Generation. LLC | RRIG |  | O.K.
50377 | Rumford Power Associates | RPA |  | O.K.
50168 | Select Energy Inc. | SEI |  | O.K.
14 | Sempra Energy Trading Corp | SET |  | O.K.
149 | Shrewsbury Electric Light Plt | SELP |  | O.K.
50487 | Sithe New Boston LLC. | SNB |  | O.K.
50702 | Split Rock Energy | SRE |  | O.K.
152 | Sterling Municipal Elec Light | SMED |  | O.K.
153 | Taunton Municipal Light Plant | TMLP |  | O.K.
50371 | Tiverton Power | TPA |  | O.K.
50687 | Tractebel Energy Services, Inc | TES |  | O.K.
50091 | TransCanada Power Mktg. | TPM |  | O.K.
180 | Templeton Municipal Lighting | TTMLP |  | O.K.
50254 | UAE Lowell Power LLC | UAELT |  | O.K.
181 | United Illuminating Company | UI |  | O.K.
185 | Unitil Power Corp | UNTIL |  | O.K.
50087 | USGEN NE | USG |  | O.K.
182 | Vermont Electric Power Co | VELCO |  | O.K.
186 | West Boylston Municipal Light | WBML |  | O.K.
50093 | Western Mass Electric | WMECO |  | O.K.
50195 | Wisvest-Connecticut, LLC | WSVST |  | O.K.
"Unit Category" is the general classification of units, for Claimed Capability Audit (CCA) purposes (as per MRP 11-D). The duration, in hours, of a CCA is determined by the Unit Category.
Generating Unit Category (for Claimed Capability Audit Purposes):
ABBREVIATION | UNIT TYPE, FOR CCA PURPOSES | Duration of CCA for demonstrating/testing Summer SCC (in hours) | Duration of CCA for demonstrating/testing Winter SCC (in hours)
F | Fossil (incl. wood and refuse) | 8 | 4
N | Nuclear | 8 | 4
CC | Combined Cycle | 4 | 4
G | Gas Turbine | 2 | 2
J | Jet Engine | 2 | 2
D | Diesel | 2 | 2
PS | Pumped Storage | 4 | 2
W | Wind | NA | NA
HD | Hydro-Conventional Daily | NA | NA
HW | Hydro-Conventional Weekly | 2 | 2
"Class" may be one of two types:
EMS | a unit registered as a Generating Asset and modeled in the ISO-NE Energy Management System (EMS)
SO | a unit registered as a Load Asset ,NOT modeled in the EMS, and receiving "Settlement Only" Generator treatment
"SQF" refers to a unit that is eligible for and has elected to be classified as a"Special Qualifying Facility" in accordance with MRP 11-D. Such units are indicated with an "x" in this column. An SQF is not subject to Claimed Capability Audits.
Change Type (ChangeLP, ChangeWSCC, ChangeSSCC)
| ABBREVIATION | TYPE OF CHANGE FROM PREVIOUS VALUE
| n | Change derives from a new form (either an NX-12 Form or a Settlement Only Registration Form) which has been approved by ISO-NE and involves a change to the Seasonal Claimed Capability (SCC) and/or the Lead Participant.
| m | Change is NOT derived from a new form. This type of change applies to units that are allowed to have monthly ratings (Daily Cylce Hydro and Wind), and the monthly SCC value for the current month is different from that of the previous month.
Fuel Types
Code | Energy Source (Description of Fuel Used)
AB | Agricultural Crop Byproducts/Straw/Energy Crops
BFG | Blast-Furnace Gas
BIT | Bituminous Coal
BLQ | Black Liquor
DFO | Distillate Fuel Oil (includes all Diesel and No. 1, No. 2 and No. 4 Fuel Oils)
GEO | Geothermal
JF | Jet Fuel
KER | Kerosene
LIG | Lignite Coal
LFG | Landfill Gas
MSW | Municipal Solid Waste
NG | Natural Gas
NUC | Nuclear (Uranium, Plutonium, Thorium)
PC | Petroleum Coke
PG | Propane
OBG | Other Biomass Gases (Digester Gas, Methane and other biomass gases)
OBL | Other Biomass Liquids (Ethanol, Fish Oil, Liquid Acetonitrile Waste, Medical Waste, Tall Oil, Waste Alcohol and other biomass liquids not specified)
OBS | Other Biomass Solids
(Animal Manure and Waste, Solid Byproducts and other solid biomass not specified)
OG | Other Gas (Butane, Coal Processes, Coke-Oven, Refinery, and other processes)
OTH | Other (Batteries, Chemicals, Coke Breeze, Hydrogen, Pitch, Sulfur, Tar Coal and miscellaneous technologies)
RFO | Residual Fuel Oil (includes No. 5 and No. 6 Fuel Oils and Bunker C Fuel Oil)
SC | Coal-based Synfuel, including briquettes, pellets or extrusions, which are formed by binding materials and processes that recycle material
SLW | Sludge Waste
SUB | Sub-bituminous Coal
SUN | Solar (Photovoltaic, Thermal)
TDF | Tires
WAT | Water (Conventional, Pumped Storage)
WC | Waste/Other Coal (Anthracite Coal, Anthracite Culm, Bituminous Gob, Fine Coal, Lignite Waste, Waste Coal)
WDL | Wood Waste Liquids
WDS | Wood/Wood Waste Solids (Paper Pellets, Railroad Ties, Utility Poles, Wood Chips and other wood solids)
WND | Wind
WO | Oil - Other and Waste Oil (Butane (Liquid), Crude Oil, Liquid Byproducts, Oil Waste, Propane
(Liquid), Re-Refined Motor Oil, Sludge Oil, Tar Oil)
NA | Not Available

## Detail_LT Ext ICAP Purchases
SCC Report Detail: Claimed Capability Audit of Long Term External ICAP Purchases, as of 01/01/2004
Contract # | Lead Participant | Date | Pass/Fail
230583 | Select | 2001-07-01 | Pass
230583 | Select | 2001-07-01 | Pass
230583 | Select | 2001-07-01 | Pass
211425 | VELCO | 2001-07-09 | Pass
204733 | VELCO | 2001-07-09 | Pass
163361 | VELCO | 2001-07-09 | Pass
163357 | VELCO | 2001-07-09 | Pass
163362 | VELCO | 2001-07-07 | Pass
231762 | VELCO | 2001-07-09 | Pass
195737 | VELCO | 2001-07-09 | Pass
266050 | Velco | 2002-02-21 | Pass
266034 | Velco | 2002-02-21 | Pass
294239 | Velco | 2002-02-21 | Pass
294242 | Velco | 2002-02-21 | Pass
266019 | Velco | 2002-02-21 | Pass
258415 | Velco | 2002-02-21 | Pass
301246 | New Brunswick | 2002-02-21 | Pass
293344 | New Brunswick | 2002-02-21 | Pass
319197 | Velco | 2002-08-26 | Pass
266034 | Velco | 2002-08-26 | Pass
294239 | Velco | 2002-08-26 | Pass
294242 | Velco | 2002-08-26 | Pass
266019 | Velco | 2002-08-26 | Pass
258415 | Velco | 2002-08-26 | Pass
370957 | Velco | 2003-01-15 | Pass
370657 | Velco | 2003-01-15 | Pass
370951 | Velco | 2003-01-15 | Pass
370965 | Velco | 2003-01-15 | Pass
370945 | Velco | 2003-01-15 | Pass
387377 | Velco | 2003-01-15 | Pass