## Cover Page
ISO New England Seasonal Claimed Capability (SCC) Report
as of 05/01/2009
Revision 1
A Monthly Listing of ISO-New England Participant Generating Units and their Summer and Winter Seasonal Claimed Capability (SCC), published by ISO-New England.
If you have any questions or comments on this report please contact Jay Schulte at 413-535-4093 or by email at jschulte@iso-ne.com.
Includes Generating units that are:
- registered as Generating Assets and modeled in the ISO-NE Energy Management System (EMS)
- registered as Load Assets, NOT modeled in the EMS, and receiving "Settlement Only Generator" treatment
Total New England Installed Capability (MW)
|  |  |  | Winter | Summer
|  |  |  | (March) | (August)
|  |  | Total EMS Capability: | 33612.021 | 31015.35
|  |  | Total Settlement Only Capability: | 391.334 | 306.166
|  |  | Total Capability: | 34003.355 | 31321.516
Summary reports in this Spreadsheet include:
Worksheet |  | Contents
SCC_Report_Current: |  | Comprehensive listing of ALL units & SCC values
SCC_Report_Summary: |  | Summary Sheet with totals from SCC_Report_Current, Detail_SettlementOnly, and Detail_EMS_DCH_Wind Worksheets
Retired_Deactivated: |  | Listing of units Retired or Deactivated (since 5/1/00)
Detail_SettlementOnly: |  | Detailed listing of Settlement Only Generators, with Monthly Capabilities (units listed here are also listed in SCC_Report_Current)
Detail_EMS_DCH_Wind: |  | Detailed listing of EMS Daily Cycle Hydro and Wind Generators, with Monthly Capabilities (units listed here are also listed in SCC_Report_Current)
Notes_Abbreviations: |  | Explanatory notes, including definition of acronyms and column headings of reports
General Notes:
This Report includes changes since the previous Report, and changes that occurred on the first of the month.
To Print All Worksheets within this file, click on the "Print Entire SCC Report" button
To go to a specific report, click on the "Go to" button above (or simply click on the desired Worksheet tab)
To print a specific section (worksheet) of the report, go to that worksheet and click on the Print icon in the toolbar
Notable Changes Log
Notable report format changes made for the 4/1/2009 report:
The Data Retrieval Process for creating this report has been improved and data is now being pulled directly from our Settlements Management System.
Summary totals from SCC_Report_Current, Detail_SettlementOnly, and Detail_EMS_DCH_Wind have been moved to one worksheet, SCC_Report_Summary.
Small Detail Changes to each worksheet listed below:
SCC_Current_Report
Added Generator Name to appropriate column
Changed Unit Category to Unit Type
Changed SMD Zone to Load Zone
Added Previous Customer ID Column
Changed Footnote to Comments
Moved Totals to the SCC_Report_Summary
Retired_Deactivated
Unit Name changed to Generator Name
Unit Category changed to Unit Type
Changed SMD Zone to Load Zone
Added Alt Fuel Column
Added more columns related to Lead Participant and past Lead Participant to mimic SCC_Report_Current sheet.
Removed WSCC_Most_Recent_Change_Date and SSCC_Most_Recent_Change_Date Columns.
Deactivated and Retired Columns converted to one column, Operating Status
Detail_SettlementOnly
Facility_ID changed to Asset ID
Facility_Name changed to Generator Name
Removed Contact Person column
Removed Person with Resource Entitlement column
Unit Category changed to Unit Type
Removed Basis for SCC column
Win_DateOfChange changed to Winter Rating Date of Change
Sum_DateOfChange changed to Summer Rating Date of Change
Removed Winter SCC change this month? Column, covered in the SCC_Report_Current sheet.
Removed Summer SCC change this month? Column, covered in the SCC_Report_Current sheet.
Moved Totals to the SCC_Report_Summary
Detail_EMS_DCH_Wind:
UnitName changed to Generator Name
Unit type for CCA changed to Unit Type
NEPOOL_Participant changed to Current Lead Participant
Removed ModeledAs column
Added Claiming SCC? to mimic Settlement Only sheet
Added Fuel Type and Alt Fuel columns to mimic Settlement Only sheet
Removed Winter SCC change this month? Column, covered in the SCC_Report_Current sheet.
Removed Summer SCC change this month? Column, covered in the SCC_Report_Current sheet.
Moved Totals to the SCC_Report_Summary
Go to Listing of Retired/Deactivated Generators
Go to Detailed Listing of Settlement Only Generators
Go to Detailed Listing of EMS DCH/Wind Units
Go to Notes and Abbreviations
Print Entire SCC Report
Go to Current SCC Report Summary
Go to Current SCC Report (main report)

## SCC_Report_Current
SCC Values as of |  |  |  | 2009-04-30 |  |  |  |  | Lead Participant (for EMS units) or NEPOOL Participant with Majority Interest in the Resource (for SO Units) | [5 empty] | Winter Seasonal Claimed Capability |  |  |  |  | Summer Seasonal Claimed Capability
Asset ID | Generator Name | Unit Type | Class | SQF | State | Load Zone | Fuel Type | Alt Fuel | Current Lead Participant | Customer ID | LP Most Recent Change Date | Change LP | Previous Customer ID | Previous Lead Participant | WSCC | WSCC Most Recent Change Date | Change WSCC | Previous WSCC | Difference WSCC | SSCC | SSCC Most Recent Change Date | Change SSCC | Previous SSCC | Difference SSCC | Comments
194 | FOUR HILLS LOAD REDUCER | F | SO | YES | NH | 4002 | REFUSE |  | Public Service Company of New | 50094 | 2007-05-01 |  | 81 | New England Power Company | 1.645 | 2009-03-01 |  |  |  | 1.645 | 2009-03-01
253 | TURNKEY LANDFILL | D | SO | YES | NH | 4002 | REFUSE |  | Public Service Company of New | 50094 |  |  |  |  | 3.041 | 2009-03-01 |  |  |  | 3.041 | 2009-03-01
321 | MANCHESTER 10/10A CC | CC | EMS |  | RI | 4005 | GAS | DFO | Dominion Energy Marketing, Inc | 50495 | 2005-01-05 |  | 50087 | USGen New England, Inc. | 170 | 2006-12-01 |  |  |  | 149 | 2006-12-01
322 | MANCHESTER 11/11A CC | CC | EMS |  | RI | 4005 | GAS | DFO | Dominion Energy Marketing, Inc | 50495 | 2005-01-05 |  | 50087 | USGen New England, Inc. | 170 | 2009-03-02 |  |  |  | 149 | 2009-03-02
323 | MANCHESTER 9/9A CC | CC | EMS |  | RI | 4005 | GAS | DFO | Dominion Energy Marketing, Inc | 50495 | 2005-01-05 |  | 50087 | USGen New England, Inc. | 170 | 2006-12-01 |  |  |  | 149 | 2006-12-01
324 | CDECCA | CC | EMS |  | CT | 4004 | GAS | DFO | Pawtucket Power Holding Compan | 50985 | 2007-06-01 |  | 50092 | Connecticut Light and Power Co | 61.334 | 2007-04-30 |  |  |  | 55.254 | 2007-04-30
326 | ALTRESCO | CC | EMS |  | MA | 4007 | OIL/GAS | DFO | Pawtucket Power Holding Compan | 50985 | 2009-01-01 |  | 14 | Sempra Energy Trading Corporat | 173 | 1999-05-01 |  |  |  | 141.04 | 1999-05-01
327 | AMOSKEAG | HD | EMS |  | NH | 4002 | HYDRO: RUN OF RIVER |  | Public Service Company of New | 50094 | 2003-03-01 |  | 112 | Northeast Utilities Company | 17.5 | 2000-01-01 |  |  |  | 17.5 | 2000-01-01
328 | GULF ISLAND COMPOSITE | HW | EMS |  | ME | 4001 | HYDRO: RESERVOIR |  | FPL Energy Maine Hydro LLC | 50173 | 2007-07-01 |  | 50086 | FPL Energy Power Mktg. Inc. | 32.97 | 2000-03-01 |  |  |  | 32.97 | 2000-03-01
329 | ASCUTNEY GT | G | EMS |  | VT | 4003 | DIESEL OIL |  | Central Vermont Public Service | 50252 | 2004-05-01 |  | 182 | Vermont Electric Power Co | 13.35 | 2007-02-12 |  |  |  | 8.94 | 2007-02-12
330 | AYERS ISLAND | HD | EMS |  | NH | 4002 | HYDRO: RUN OF RIVER |  | Public Service Company of New | 50094 | 2003-03-01 |  | 112 | Northeast Utilities Company | 9.08 | 2000-01-01 |  |  |  | 9.08 | 2000-01-01
331 | AZISCOHOS HYDRO | HD | EMS |  | ME | 4001 | HYDRO: RUN OF RIVER |  | NextEra Energy Power Marketing | 50086 | 2003-08-01 |  | 50027 | Constellation Power Source | 6.81 | 1999-10-23 |  |  |  | 6.81 | 1999-10-23
332 | BAR HARBOR DIESELS 1-4 | D | EMS |  | ME | 4001 | DIESEL OIL |  | Constellation Energy Commoditi | 50027 | 2003-03-01 |  | 2 | Bangor Hydro-Electric Co | 6.1 | 2009-04-22 | n | 8.25 | -2.15 | 4.1 | 2008-09-24
335 | BELLOWS FALLS | HD | EMS |  | NH | 4002 | HYDRO: PONDAGE |  | TransCanada Power Marketing, L | 50091 | 2005-04-01 |  | 50087 | USGen New England, Inc. | 48.54 | 2000-06-02 |  |  |  | 48.54 | 2000-06-02
336 | BERLIN 1 GT | G | EMS |  | VT | 4003 | JET FUEL |  | Green Mountain Power Corporati | 50275 | 2004-05-01 |  | 182 | Vermont Electric Power Co | 51.595 | 2009-02-13 |  |  |  | 40.651 | 2009-02-13
337 | BETHLEHEM | F | EMS |  | NH | 4002 | REFUSE |  | Public Service Company of New | 50094 | 2003-03-01 |  | 112 | Northeast Utilities Company | 15.7 | 2001-08-28 |  |  |  | 15.672 | 2008-08-20
339 | BRIDGEPORT HARBOR 2 | F | EMS |  | CT | 4004 | OIL |  | PSEG Energy Resources & Trade | 50421 | 2003-01-01 |  | 50195 | Wisvest-Connecticut, LLC | 146.151 | 2009-03-30 |  |  |  | 130.495 | 2003-09-01
340 | BRIDGEPORT HARBOR 3 | F | EMS |  | CT | 4004 | COAL/OIL | RFO | PSEG Energy Resources & Trade | 50421 | 2003-01-01 |  | 50195 | Wisvest-Connecticut, LLC | 384.984 | 2008-04-16 |  |  |  | 383.426 | 2008-07-01
341 | BRIDGEPORT HARBOR 4 | J | EMS |  | CT | 4004 | JET FUEL |  | PSEG Energy Resources & Trade | 50421 | 2003-01-01 |  | 50195 | Wisvest-Connecticut, LLC | 20.214 | 2008-07-01 |  |  |  | 15.414 | 2008-07-01
342 | BIO ENERGY | F | EMS |  | NH | 4002 | REFUSE |  | Public Service Company of New | 50094 | 2003-03-01 |  | 112 | Northeast Utilities Company | 0 | 2003-03-12 |  |  |  |  | 2003-01-01
345 | MEAD | F | EMS |  | ME | 4001 | COAL | TDF | Competitive Energy Services, L | 51191 | 2009-04-01 |  | 50027 | Constellation Energy Commoditi | 0 | 2008-04-29 |  |  |  |  | 2006-07-13
346 | BOLTON FALLS | HD | EMS |  | VT | 4003 | HYDRO: RUN OF RIVER |  | Green Mountain Power Corporati | 50275 | 2004-05-01 |  | 182 | Vermont Electric Power Co | 7.8 | 2009-03-01 |  |  |  | 2.688 | 2008-09-01
348 | BOOT MILLS | HD | EMS |  | MA | 4007 | HYDRO: RUN OF RIVER |  | NSTAR Electric Company | 3 | 2007-02-01 |  | 108 | Commonwealth Electric Company | 20 | 1999-05-01 |  |  |  | 20 | 1999-05-01
349 | WHEELABRATOR BRIDGEPORT, L.P. | F | EMS |  | CT | 4004 | WOOD/REFUSE |  | Wheelabrator Bridgeport, L.P. | 51115 | 2009-01-01 |  | 181 | United Illuminating Company | 58.741 | 2003-03-17 |  |  |  | 58.517 | 2004-09-17
350 | BRAYTON PT 1 | F | EMS |  | MA | 4006 | COAL | RFO | Dominion Energy Marketing, Inc | 50495 | 2005-01-05 |  | 50087 | USGen New England, Inc. | 246.948 | 2008-02-13 |  |  |  | 243.455 | 2003-08-20
351 | BRAYTON PT 2 | F | EMS |  | MA | 4006 | COAL | RFO | Dominion Energy Marketing, Inc | 50495 | 2005-01-05 |  | 50087 | USGen New England, Inc. | 249.331 | 2004-03-01 |  |  |  | 244 | 2005-06-17
352 | BRAYTON PT 3 | F | EMS |  | MA | 4006 | COAL | RFO | Dominion Energy Marketing, Inc | 50495 | 2005-01-05 |  | 50087 | USGen New England, Inc. | 638 | 2008-01-11 |  |  |  | 612 | 1999-05-01
353 | BRAYTON PT 4 | F | EMS |  | MA | 4006 | OIL/GAS | NG | Dominion Energy Marketing, Inc | 50495 | 2005-01-05 |  | 50087 | USGen New England, Inc. | 445.52 | 2000-04-14 |  |  |  | 435 | 2000-04-14
354 | BRAYTON DIESELS 1-4 | D | EMS |  | MA | 4006 | DIESEL OIL |  | Dominion Energy Marketing, Inc | 50495 | 2005-01-05 |  | 50087 | USGen New England, Inc. | 9.988 | 2008-06-18 |  |  |  | 9.988 | 2008-06-18
355 | BRANFORD 10 | J | EMS |  | CT | 4004 | JET FUEL |  | NRG Power Marketing LLC | 50192 | 2000-01-01 |  | 112 | Northeast Utilities Company | 20.95 | 2005-02-11 |  |  |  | 15.84 | 2005-02-11
356 | BRISTOL REFUSE | F | EMS |  | CT | 4004 | WOOD/REFUSE | DFO | Connecticut Light and Power Co | 50092 | 2003-03-01 |  | 112 | Northeast Utilities Company | 12.736 | 2001-03-07 |  |  |  | 13.2 | 2001-03-07
357 | BRIDGEWATER | F | EMS |  | NH | 4002 | WOOD/REFUSE |  | Constellation Energy Commoditi | 50027 | 2008-04-01 |  | 50017 | Constellation NewEnergy, Inc. | 15.552 | 2001-08-28 |  |  |  | 15.701 | 2007-08-29
358 | BRUNSWICK | HD | EMS |  | ME | 4001 | HYDRO: RUN OF RIVER |  | FPL Energy Maine Hydro LLC | 50173 | 2007-07-01 |  | 50086 | FPL Energy Power Mktg. Inc. | 20.2 | 2009-03-01 |  |  |  | 11.618 | 2008-09-01
359 | J. COCKWELL 1 | PS | EMS |  | MA | 4007 | HYDRO: PUMPED STORAGE |  | Bear Swamp Power Company LLC | 50794 | 2005-07-15 |  | 50475 | Brascan Energy Marketing Inc. | 301.538 | 2009-04-01 |  |  |  | 288.475 | 2005-10-07
360 | J. COCKWELL 2 | PS | EMS |  | MA | 4007 | HYDRO: PUMPED STORAGE |  | Bear Swamp Power Company LLC | 50794 | 2005-07-15 |  | 50475 | Brascan Energy Marketing Inc. | 301.613 | 2009-04-03 | n | 292.763 | 8.85 | 291.25 | 2008-08-08
361 | POTTER DIESEL 1 | D | EMS |  | MA | 4006 | DIESEL OIL |  | Braintree Electric Light Depar | 5 |  |  |  |  | 2.25 | 1999-05-01 |  |  |  | 2.25 | 2006-04-21
362 | BULLS BRIDGE | HD | EMS |  | CT | 4004 | HYDRO: RUN OF RIVER |  | FirstLight Power Resources Man | 50876 | 2006-11-01 |  | 50168 | Select Energy Inc. | 8.4 | 2008-11-01 |  |  |  | 3.484 | 2008-09-01
363 | BURLINGTON GT | G | EMS |  | VT | 4003 | JET FUEL |  | Burlington Electric Department | 50085 | 2004-05-01 |  | 182 | Vermont Electric Power Co | 22.241 | 2008-07-29 |  |  |  | 17.97 | 2008-07-29
365 | CANAL 1 | F | EMS |  | MA | 4006 | OIL |  | Mirant Energy Trading, LLC | 50791 | 2006-02-01 |  | 155 | Southern Co. Energy Mktg | 573 | 2008-07-15 |  |  |  | 573 | 2008-07-15
366 | CANAL 2 | F | EMS |  | MA | 4006 | OIL/GAS | NG | Mirant Energy Trading, LLC | 50791 | 2006-02-01 |  | 155 | Southern Co. Energy Mktg | 562 | 2001-05-01 |  |  |  | 545.125 | 2008-09-11
367 | CAPE GT 4 | J | EMS |  | ME | 4001 | JET FUEL | DFO | NextEra Energy Power Marketing | 50086 | 2000-03-01 |  | 6 | Central Maine Power Co | 20.011 | 2008-09-15 |  |  |  | 15.931 | 2008-09-15
368 | CAPE GT 5 | J | EMS |  | ME | 4001 | JET FUEL | DFO | NextEra Energy Power Marketing | 50086 | 2000-03-01 |  | 6 | Central Maine Power Co | 20.272 | 2008-09-15 |  |  |  | 15.822 | 2008-09-15
369 | CATARACT EAST | HD | EMS |  | ME | 4001 | HYDRO: RUN OF RIVER |  | FPL Energy Maine Hydro LLC | 50173 | 2007-07-01 |  | 50086 | FPL Energy Power Mktg. Inc. | 8 | 2001-11-01 |  |  |  | 8 | 2001-11-01
370 | COS COB 10 | J | EMS |  | CT | 4004 | JET FUEL |  | NRG Power Marketing LLC | 50192 | 2000-01-01 |  | 112 | Northeast Utilities Company | 24.397 | 2008-09-09 |  |  |  | 19.497 | 2008-09-09
371 | COS COB 11 | J | EMS |  | CT | 4004 | JET FUEL |  | NRG Power Marketing LLC | 50192 | 2000-01-01 |  | 112 | Northeast Utilities Company | 23.632 | 2009-04-22 | n | 21.841 | 1.791 | 18.724 | 2009-04-22 | n | 16.941 | 1.783
372 | COS COB 12 | J | EMS |  | CT | 4004 | JET FUEL |  | NRG Power Marketing LLC | 50192 | 2000-01-01 |  | 112 | Northeast Utilities Company | 23.99 | 2009-04-22 | n | 23.361 | 0.629 | 19.082 | 2009-04-22 | n | 18.461 | 0.621
375 | CLEARY 9/9A CC | CC | EMS |  | MA | 4006 | OIL/GAS | NG | Taunton Municipal Lighting Pla | 153 |  |  |  |  | 109.931 | 2004-09-14 |  |  |  | 104.931 | 2004-09-14
376 | CLEARY 8 | F | EMS |  | MA | 4006 | OIL |  | Taunton Municipal Lighting Pla | 153 |  |  |  |  | 26 | 1999-05-01 |  |  |  | 25.853 | 2007-09-19
379 | COBBLE MOUNTAIN | HW | EMS |  | MA | 4007 | HYDRO: RESERVOIR |  | Holyoke Gas & Electric Departm | 44 | 2006-04-01 |  | 50168 | Select Energy Inc. | 33.281 | 2009-04-17 | n | 33.358 | -0.077 | 32.642 | 2007-09-18
380 | COMERFORD | HW | EMS |  | NH | 4002 | HYDRO: RESERVOIR |  | TransCanada Power Marketing, L | 50091 | 2005-04-01 |  | 50087 | USGen New England, Inc. | 143.802 | 2007-04-12 |  |  |  | 144.884 | 2007-09-19
382 | MERRIMACK CT1 | J | EMS |  | NH | 4002 | JET FUEL |  | Public Service Company of New | 50094 | 2003-03-01 |  | 112 | Northeast Utilities Company | 21.676 | 2003-09-08 |  |  |  | 16.826 | 2003-09-08
383 | MERRIMACK CT2 | J | EMS |  | NH | 4002 | JET FUEL |  | Public Service Company of New | 50094 | 2003-03-01 |  | 112 | Northeast Utilities Company | 21.304 | 2000-06-01 |  |  |  | 16.804 | 2000-06-01
388 | DARTMOUTH POWER | CC | EMS |  | MA | 4006 | GAS | DFO | Consolidated Edison Energy, In | 50247 | 2006-07-01 |  | 50086 | FPL Energy Power Marketing, In | 68.043 | 2006-06-28 |  |  |  | 61.854 | 2006-06-28
389 | DERBY DAM | HD | EMS |  | CT | 4004 | HYDRO: RUN OF RIVER |  | Connecticut Light and Power Co | 50092 | 2003-03-01 |  | 112 | Northeast Utilities Company | 7.05 | 2001-04-20 |  |  |  | 7.05 | 2001-04-20
392 | DEXTER | CC | EMS |  | CT | 4004 | GAS | DFO | Connecticut Light and Power Co | 50092 | 2003-03-01 |  | 112 | Northeast Utilities Company | 39 | 1999-11-01 |  |  |  | 38 | 1999-11-01
393 | DEERFIELD 5 | HD | EMS |  | MA | 4007 | HYDRO: PONDAGE |  | TransCanada Power Marketing, L | 50091 | 2005-04-01 |  | 50087 | USGen New England, Inc. | 13.99 | 2000-06-02 |  |  |  | 13.99 | 2000-06-02
395 | DOREEN | J | EMS |  | MA | 4007 | JET FUEL |  | Consolidated Edison Energy, In | 50247 | 1999-07-01 |  | 112 | Northeast Utilities Company | 20.809 | 2005-03-28 |  |  |  | 15.959 | 2005-03-28
396 | DEVON 10 | J | EMS |  | CT | 4004 | JET FUEL |  | NRG Power Marketing LLC | 50192 | 2000-01-01 |  | 112 | Northeast Utilities Company | 19.186 | 2008-04-01 |  |  |  | 14.407 | 2008-04-01
397 | DEVON 11 | G | EMS |  | CT | 4004 | GAS | JF | NRG Power Marketing LLC | 50192 | 2000-01-01 |  | 112 | Northeast Utilities Company | 38.819 | 2008-08-29 |  |  |  | 29.299 | 2008-08-29
398 | DEVON 12 | G | EMS |  | CT | 4004 | GAS | JF | NRG Power Marketing LLC | 50192 | 2000-01-01 |  | 112 | Northeast Utilities Company | 38.437 | 2008-01-01 |  |  |  | 29.227 | 2007-07-18
399 | DEVON 13 | G | EMS |  | CT | 4004 | GAS | JF | NRG Power Marketing LLC | 50192 | 2000-01-01 |  | 112 | Northeast Utilities Company | 38.967 | 2008-04-01 |  |  |  | 29.967 | 2008-04-01
400 | DEVON 14 | G | EMS |  | CT | 4004 | GAS | JF | NRG Power Marketing LLC | 50192 | 2000-01-01 |  | 112 | Northeast Utilities Company | 40.274 | 2008-09-01 |  |  |  | 29.704 | 2008-09-01
401 | EASTMAN FALLS | HD | EMS |  | NH | 4002 | HYDRO: RUN OF RIVER |  | Public Service Company of New | 50094 | 2003-03-01 |  | 112 | Northeast Utilities Company | 6.47 | 2000-01-01 |  |  |  | 6.47 | 2000-01-01
405 | ELLSWORTH HYDRO | HW | EMS |  | ME | 4001 | HYDRO: RESERVOIR |  | PPL EnergyPlus, LLC | 50212 | 2000-03-01 |  | 2 | Bangor Hydro-Electric Co | 8.821 | 2001-01-25 |  |  |  | 9.097 | 2008-09-22
407 | EASTPORT DIESELS 1-3 | D | EMS |  | ME | 4001 | DIESEL OIL |  | Constellation Energy Commoditi | 50027 | 2003-03-01 |  | 2 | Bangor Hydro-Electric Co | 2.3 | 2009-02-20 |  |  |  | 2.6 | 2002-03-11
410 | ESSEX 19 HYDRO | HD | EMS |  | VT | 4003 | HYDRO: RUN OF RIVER |  | Green Mountain Power Corporati | 50275 | 2004-05-01 |  | 182 | Vermont Electric Power Co | 8.63 | 2009-03-01 |  |  |  | 4.208 | 2008-09-01
411 | EXETER | F | EMS |  | CT | 4004 | REFUSE | DFO | CMS Energy Resource Management | 50418 | 2007-01-01 |  | 50421 | PSEG Energy Resources & Trade | 20.532 | 2009-03-27 |  |  |  | 24.174 | 2004-09-23
412 | FALLS VILLAGE | HD | EMS |  | CT | 4004 | HYDRO: RUN OF RIVER |  | FirstLight Power Resources Man | 50876 | 2006-11-01 |  | 50168 | Select Energy Inc. | 10.2 | 2009-03-01 |  |  |  | 3.483 | 2008-09-01
413 | FIFE BROOK | HD | EMS |  | MA | 4007 | HYDRO: PONDAGE |  | Bear Swamp Power Company LLC | 50794 | 2005-07-15 |  | 50475 | Brascan Energy Marketing Inc. | 9.9 | 2000-06-02 |  |  |  | 7.648 | 2008-09-01
415 | FLORENCE 1 CG | J | EMS |  | VT | 4003 | JET FUEL |  | Vermont Marble Company | 50288 | 2004-05-01 |  | 182 | Vermont Electric Power Co | 4.044 | 2005-04-19 |  |  |  | 3.024 | 2005-04-19
416 | FLORENCE 2 CG | J | EMS |  | VT | 4003 | JET FUEL |  | Vermont Marble Company | 50288 | 2004-05-01 |  | 182 | Vermont Electric Power Co | 3.944 | 2005-04-19 |  |  |  | 2.924 | 2005-04-19
417 | FRAMINGHAM JET 1 | J | EMS |  | MA | 4008 | OIL |  | Exelon New England Holdings, L | 50074 |  |  |  |  | 14.34 | 2009-03-31 |  |  |  | 10.31 | 2009-03-31
418 | FRAMINGHAM JET 2 | J | EMS |  | MA | 4008 | OIL |  | Exelon New England Holdings, L | 50074 |  |  |  |  | 13.914 | 2005-03-09 |  |  |  | 9.914 | 2005-03-09
419 | FRAMINGHAM JET 3 | J | EMS |  | MA | 4008 | OIL |  | Exelon New England Holdings, L | 50074 |  |  |  |  | 12.866 | 2002-03-11 |  |  |  | 9.366 | 2002-03-11
420 | FRANKLIN DRIVE 10 | J | EMS |  | CT | 4004 | JET FUEL |  | NRG Power Marketing LLC | 50192 | 2000-01-01 |  | 112 | Northeast Utilities Company | 20.527 | 2003-02-03 |  |  |  | 15.417 | 2003-02-03
421 | FRONT STREET DIESELS 1-3 | D | EMS |  | MA | 4007 | DIESEL OIL |  | Chicopee Municipal Lighting Pl | 7 |  |  |  |  | 8.25 | 2005-08-16 |  |  |  | 8.286 | 2007-08-27
424 | GREAT LAKES - MILLINOCKET | HW | EMS |  | ME | 4001 | HYDRO: RESERVOIR |  | Brookfield Energy Marketing In | 50475 | 2003-01-01 |  | 2 | Bangor Hydro-Electric Co | 101.852 | 2008-03-31 |  |  |  | 89.817 | 2007-08-30
426 | GORGE 1 DIESEL | J | EMS |  | VT | 4003 | JET FUEL |  | Green Mountain Power Corporati | 50275 | 2004-05-01 |  | 182 | Vermont Electric Power Co | 10.841 | 2007-04-02 |  |  |  | 5.381 | 2007-04-02
427 | GORHAM | HD | EMS |  | NH | 4002 | HYDRO: RUN OF RIVER |  | Public Service Company of New | 50094 | 2003-03-01 |  | 112 | Northeast Utilities Company | 2.05 | 2000-01-01 |  |  |  | 2.05 | 2000-01-01
429 | GREENVILLE | F | EMS |  | ME | 4001 | WOOD/REFUSE | DFO | Constellation Energy Commoditi | 50027 | 2008-04-01 |  | 50017 | Constellation NewEnergy, Inc. | 16.774 | 2008-01-14 |  |  |  | 16.726 | 2008-08-01
432 | HARRIS 1 | HW | EMS |  | ME | 4001 | HYDRO: RESERVOIR |  | FPL Energy Maine Hydro LLC | 50173 | 2007-07-01 |  | 50086 | FPL Energy Power Mktg. Inc. | 16.776 | 2000-12-11 |  |  |  | 16.79 | 2000-12-11
433 | HARRIS 2 | HW | EMS |  | ME | 4001 | HYDRO: RESERVOIR |  | FPL Energy Maine Hydro LLC | 50173 | 2007-07-01 |  | 50086 | FPL Energy Power Mktg. Inc. | 34.5 | 2004-12-28 |  |  |  | 34.948 | 2000-12-11
434 | HARRIS 3 | HW | EMS |  | ME | 4001 | HYDRO: RESERVOIR |  | FPL Energy Maine Hydro LLC | 50173 | 2007-07-01 |  | 50086 | FPL Energy Power Mktg. Inc. | 33.905 | 2004-12-28 |  |  |  | 34.21 | 2000-12-11
435 | HARRIMAN | HW | EMS |  | MA | 4007 | HYDRO: RESERVOIR |  | TransCanada Power Marketing, L | 50091 | 2005-04-01 |  | 50087 | USGen New England, Inc. | 40.794 | 2008-11-24 |  |  |  | 41.135 | 2008-07-01
436 | HEMPHILL 1 | F | EMS |  | NH | 4002 | WOOD/REFUSE |  | PPL EnergyPlus, LLC | 50212 | 2008-03-01 |  | 50094 | Public Service Co. of NH | 14.295 | 2001-08-28 |  |  |  | 14.13 | 2001-08-28
437 | HOLYOKE 6/CABOT 6 | F | EMS |  | MA | 4007 | OIL/GAS | NG | Holyoke Gas & Electric Departm | 44 |  |  |  |  | 9.611 | 2006-09-25 |  |  |  | 9.611 | 2006-09-25
438 | HOLYOKE 8/CABOT 8 | F | EMS |  | MA | 4007 | OIL/GAS | NG | Holyoke Gas & Electric Departm | 44 |  |  |  |  | 9.695 | 2006-09-25 |  |  |  | 9.695 | 2006-09-25
440 | HIRAM | HD | EMS |  | ME | 4001 | HYDRO: RUN OF RIVER |  | FPL Energy Maine Hydro LLC | 50173 | 2007-07-01 |  | 50086 | FPL Energy Power Mktg. Inc. | 11.6 | 2000-03-01 |  |  |  | 11.6 | 2000-03-01
445 | COVANTA WEST ENFIELD | F | EMS |  | ME | 4001 | WOOD/REFUSE |  | Covanta Maine, LLC | 86 | 2000-08-01 |  | 50051 | ISO | 24.172 | 2006-12-07 |  |  |  | 23.206 | 2006-06-28
446 | COVANTA JONESBORO | F | EMS |  | ME | 4001 | WOOD/REFUSE |  | Covanta Maine, LLC | 86 | 2000-08-01 |  | 50051 | ISO | 24.63 | 2006-12-07 |  |  |  | 23.117 | 2007-09-12
448 | IPSWICH DIESELS | D | EMS |  | MA | 4008 | OIL/GAS |  | Ipswich Municipal Light Depart | 73 |  |  |  |  | 9.495 | 2007-03-20 |  |  |  | 10.24 | 2006-09-28
449 | JACKMAN | HW | EMS |  | NH | 4002 | HYDRO: RESERVOIR |  | Public Service Company of New | 50094 | 2003-03-01 |  | 112 | Northeast Utilities Company | 2.366 | 2009-04-07 | n | 3.46 | -1.094 | 2.363 | 2008-08-22
451 | JOHNSTON LANDFILL | F | EMS |  | RI | 4005 | WOOD/REFUSE |  | New England Power Company | 81 | 2005-04-01 |  | 50087 | USGen New England, Inc. | 12 | 1999-05-01 |  |  |  | 11.962 | 2008-07-08
452 | KENDALL JET 1 | J | EMS |  | MA | 4008 | JET FUEL |  | Mirant Energy Trading, LLC | 50791 | 2006-02-01 |  | 155 | Mirant Americas Engy Mark., LP | 21.563 | 2005-01-28 |  |  |  | 16.563 | 2005-01-28
457 | LAWRENCE HYDRO | HD | EMS |  | MA | 4007 | HYDRO: RUN OF RIVER |  | New England Power Company | 81 | 2005-04-01 |  | 50087 | USGen New England, Inc. | 14.1 | 2008-11-01 |  |  |  | 7.775 | 2008-09-01
460 | LOCKWOOD | HD | EMS |  | ME | 4001 | HYDRO: RUN OF RIVER |  | NextEra Energy Power Marketing | 50086 | 2000-03-01 |  | 6 | Central Maine Power Co | 7 | 2006-10-01 |  |  |  | 6.945 | 2008-09-01
461 | LENERGIA ENERGY CENTER | CC | EMS |  | MA | 4007 | OIL/GAS | DFO | Consolidated Edison Energy, In | 50247 | 2008-10-28 |  | 50254 | UAE Lowell Power LLC | 78.446 | 2009-03-01 |  |  |  | 74.638 | 2009-03-01
462 | LISBON RESOURCE RECOVERY | F | EMS |  | CT | 4004 | WOOD/REFUSE |  | Connecticut Light and Power Co | 50092 | 2003-03-01 |  | 112 | Northeast Utilities Company | 13.036 | 2001-09-19 |  |  |  | 12.961 | 2001-09-19
463 | AEI LIVERMORE | F | EMS |  | ME | 4001 | REFUSE |  | Boralex Stratton Energy LP | 50745 | 2005-01-01 |  | 50186 | Energy New England LLC | 34.43 | 2006-02-17 |  |  |  | 34.695 | 2004-08-11
464 | LOST NATION | G | EMS |  | NH | 4002 | JET FUEL |  | Public Service Company of New | 50094 | 2003-03-01 |  | 112 | Northeast Utilities Company | 18.084 | 2003-09-04 |  |  |  | 14.071 | 2003-09-04
465 | DEERFIELD 2/LWR DRFIELD | HD | EMS |  | MA | 4007 | HYDRO: PONDAGE |  | TransCanada Power Marketing, L | 50091 | 2005-04-01 |  | 50087 | USGen New England, Inc. | 19.5 | 2006-05-24 |  |  |  | 19.5 | 2006-06-14
466 | L STREET JET | J | EMS |  | MA | 4008 | OIL |  | Exelon New England Holdings, L | 50074 |  |  |  |  | 21.77 | 2008-08-18 |  |  |  | 16.03 | 2008-08-18
467 | MARBLEHEAD DIESELS | D | EMS |  | MA | 4008 | DIESEL OIL |  | Marblehead Municipal Light Dep | 78 |  |  |  |  | 5 | 2006-09-28 |  |  |  | 5 | 2006-09-28
468 | MARSHFIELD 6 HYDRO | HW | EMS |  | VT | 4003 | HYDRO: RESERVOIR |  | Green Mountain Power Corporati | 50275 | 2004-05-01 |  | 182 | Vermont Electric Power Co | 4.9 | 2007-12-13 |  |  |  |  | 2007-09-28
472 | M STREET JET | J | EMS |  | MA | 4008 | JET FUEL |  | MA Bay Transp Auth (MBTA) | 50678 | 2006-03-01 |  | 3 | Boston Edison Company | 56.984 | 2009-02-01 |  |  |  | 38.884 | 2009-02-01
473 | MCINDOES | HD | EMS |  | NH | 4002 | HYDRO: PONDAGE |  | TransCanada Power Marketing, L | 50091 | 2005-04-01 |  | 50087 | USGen New England, Inc. | 10.63 | 2005-02-03 |  |  |  | 10.63 | 2005-02-03
474 | J C MCNEIL | F | EMS |  | VT | 4003 | REFUSE | NG | Burlington Electric Department | 50085 | 2004-05-01 |  | 182 | Vermont Electric Power Co | 54 | 2004-03-02 |  |  |  | 52 | 1999-05-01
475 | MEDWAY DIESELS 1-4 | D | EMS |  | ME | 4001 | DIESEL OIL |  | Constellation Energy Commoditi | 50027 | 2003-03-01 |  | 2 | Bangor Hydro-Electric Co | 8.25 | 2009-04-24 | n | 8.3 | -0.05 | 7.7 | 2008-07-01
476 | MERC | F | EMS |  | ME | 4001 | REFUSE |  | NextEra Energy Power Marketing | 50086 | 2007-03-01 |  | 50027 | Constellation Power Source | 20.481 | 2009-04-22 | n | 22.584 | -2.103 | 19.978 | 2008-09-24
478 | MIDDLETOWN 10 | J | EMS |  | CT | 4004 | JET FUEL |  | NRG Power Marketing LLC | 50192 | 2000-01-01 |  | 112 | Northeast Utilities Company | 22.023 | 2003-09-04 |  |  |  | 17.123 | 2003-09-04
479 | MIDDLETOWN 1 | F | EMS |  | CT | 4004 | OIL |  | NRG Power Marketing LLC | 50192 | 2000-01-01 |  | 112 | Northeast Utilities Company | 0 | 2000-12-09 |  |  |  |  | 2000-12-09
480 | MIDDLETOWN 2 | F | EMS |  | CT | 4004 | OIL/GAS | NG | NRG Power Marketing LLC | 50192 | 2000-01-01 |  | 112 | Northeast Utilities Company | 120 | 2000-04-11 |  |  |  | 117 | 2000-04-11
481 | MIDDLETOWN 3 | F | EMS |  | CT | 4004 | OIL/GAS | NG | NRG Power Marketing LLC | 50192 | 2000-01-01 |  | 112 | Northeast Utilities Company | 245 | 2000-04-11 |  |  |  | 236 | 2000-04-11
482 | MIDDLETOWN 4 | F | EMS |  | CT | 4004 | OIL |  | NRG Power Marketing LLC | 50192 | 2000-01-01 |  | 112 | Northeast Utilities Company | 402 | 2000-04-11 |  |  |  | 400 | 2000-04-11
484 | MILLSTONE POINT 2 | N | EMS |  | CT | 4004 | NUCLEAR |  | Dominion Energy Marketing, Inc | 50495 | 2005-06-30 |  | 50435 | Dominion Nuclear CT, Inc. | 871.217 | 2009-01-27 |  |  |  | 876.923 | 2007-06-29
485 | MILLSTONE POINT 3 | N | EMS |  | CT | 4004 | NUCLEAR |  | Dominion Energy Marketing, Inc | 50495 | 2005-06-30 |  | 50435 | Dominion Nuclear CT, Inc. | 1237.196 | 2008-12-23 |  |  |  | 1137.483 | 2008-06-23
486 | MILFORD POWER | CC | EMS |  | MA | 4006 | GAS |  | ANP Funding I, LLC | 50453 | 2001-07-01 |  | 109 | Milford Power Limited Partner | 170.73 | 2001-07-01 |  |  |  | 149 | 2001-07-01
487 | MILLER HYDRO | HD | EMS |  | ME | 4001 | HYDRO: RUN OF RIVER |  | Constellation Energy Commoditi | 50027 | 2008-04-01 |  | 50017 | Constellation NewEnergy, Inc. | 18.6 | 2009-03-01 |  |  |  | 9.14 | 2008-09-01
489 | MERRIMACK 1 | F | EMS |  | NH | 4002 | COAL |  | Public Service Company of New | 50094 | 2003-03-01 |  | 112 | Northeast Utilities Company | 114 | 2002-03-06 |  |  |  | 112.5 | 2002-03-06
490 | MERRIMACK 2 | F | EMS |  | NH | 4002 | COAL |  | Public Service Company of New | 50094 | 2003-03-01 |  | 112 | Northeast Utilities Company | 321.75 | 2007-01-16 |  |  |  | 320 | 2001-03-20
492 | MONTVILLE 10 and 11 | D | EMS |  | CT | 4004 | DIESEL OIL |  | NRG Power Marketing LLC | 50192 | 2000-01-01 |  | 112 | Northeast Utilities Company | 5.354 | 2003-02-03 |  |  |  | 5.296 | 2001-01-23
493 | MONTVILLE 5 | F | EMS |  | CT | 4004 | OIL/GAS | NG | NRG Power Marketing LLC | 50192 | 2000-01-01 |  | 112 | Northeast Utilities Company | 81.59 | 2000-09-29 |  |  |  | 81 | 2000-09-29
494 | MONTVILLE 6 | F | EMS |  | CT | 4004 | OIL |  | NRG Power Marketing LLC | 50192 | 2000-01-01 |  | 112 | Northeast Utilities Company | 409.913 | 2001-08-16 |  |  |  | 407.401 | 2003-01-01
495 | MONTY | HD | EMS |  | ME | 4001 | HYDRO: RUN OF RIVER |  | FPL Energy Maine Hydro LLC | 50173 | 2007-07-01 |  | 50086 | FPL Energy Power Mktg. Inc. | 28 | 2001-09-01 |  |  |  | 28 | 2006-06-01
496 | MOORE | HW | EMS |  | NH | 4002 | HYDRO: RESERVOIR |  | TransCanada Power Marketing, L | 50091 | 2005-04-01 |  | 50087 | USGen New England, Inc. | 196.751 | 2008-11-21 |  |  |  | 194.5 | 2008-07-15
497 | MASS POWER | CC | EMS |  | MA | 4007 | OIL/GAS | DFO | MASSPOWER | 51100 | 2008-07-01 |  | 50086 | FPL Energy Power Marketing, In | 276.759 | 2006-11-29 |  |  |  | 238.259 | 2006-11-29
498 | MT TOM | F | EMS |  | MA | 4007 | COAL |  | FirstLight Power Resources Man | 50876 | 2006-11-01 |  | 50168 | Select Energy Inc. | 145.533 | 2006-10-12 |  |  |  | 143.619 | 2005-06-28
502 | MYSTIC 7 | F | EMS |  | MA | 4008 | OIL/GAS | NG | Boston Generating, LLC | 50740 | 2007-12-01 |  | 14 | Sempra Energy Trading Corp | 559.775 | 2001-08-27 |  |  |  | 577.593 | 2007-06-29
503 | MYSTIC JET | J | EMS |  | MA | 4008 | OIL |  | Boston Generating, LLC | 50740 | 2007-12-01 |  | 14 | Sempra Energy Trading Corp | 11.545 | 2005-05-15 |  |  |  | 7.395 | 2005-05-15
507 | NEA BELLINGHAM | CC | EMS |  | MA | 4006 | GAS | DFO | NextEra Energy Power Marketing | 50086 | 2005-02-22 |  | 3 | Boston Edison Company | 336.503 | 2009-04-15 | n | 339.302 | -2.799 | 273.883 | 2009-04-15 | n | 276.682 | -2.799
508 | NEWINGTON 1 | F | EMS |  | NH | 4002 | OIL/GAS | NG | Public Service Company of New | 50094 | 2003-03-01 |  | 112 | Northeast Utilities Company | 400.2 | 2001-07-20 |  |  |  | 400.2 | 2001-07-20
513 | NEW HAVEN HARBOR | F | EMS |  | CT | 4004 | OIL/GAS | NG | PSEG Energy Resources & Trade | 50421 | 2003-01-01 |  | 50195 | Wisvest-Connecticut, LLC | 453.384 | 2009-01-05 |  |  |  | 447.894 | 2003-09-19
515 | NORWICH JET | J | EMS |  | CT | 4004 | OIL |  | Connecticut Municipal Electric | 8 |  |  |  |  | 18.8 | 2008-01-18 |  |  |  | 15.255 | 2008-01-18
519 | NORWALK HARBOR 1 | F | EMS |  | CT | 4004 | OIL |  | NRG Power Marketing LLC | 50192 | 2000-01-01 |  | 112 | Northeast Utilities Company | 163.995 | 2008-03-20 |  |  |  | 162 | 2001-07-31
520 | NORWALK HARBOR 2 | F | EMS |  | CT | 4004 | OIL |  | NRG Power Marketing LLC | 50192 | 2000-01-01 |  | 112 | Northeast Utilities Company | 172 | 2002-03-08 |  |  |  | 168 | 2002-03-08
521 | NORWALK HARBOR 10 (3) | J | EMS |  | CT | 4004 | DIESEL OIL |  | NRG Power Marketing LLC | 50192 | 2000-01-01 |  | 112 | Northeast Utilities Company | 17.125 | 2003-08-01 |  |  |  | 11.925 | 2003-08-01
527 | OGDEN-MARTIN 1 | F | EMS |  | MA | 4008 | WOOD/REFUSE |  | Dominion Energy Marketing, Inc | 50495 | 2005-01-05 |  | 50087 | USGen New England, Inc. | 41.06 | 1999-07-01 |  |  |  | 40.111 | 2005-09-19
528 | OCEAN ST PWR GT1/GT2/ST1 | CC | EMS |  | RI | 4005 | GAS | DFO | TransCanada Power Marketing, L | 50091 |  |  |  |  | 316.901 | 2006-07-31 |  |  |  | 270.901 | 2006-07-31
529 | OCEAN ST PWR GT3/GT4/ST2 | CC | EMS |  | RI | 4005 | GAS | DFO | TransCanada Power Marketing, L | 50091 |  |  |  |  | 318.18 | 2003-02-14 |  |  |  | 270.18 | 2003-02-14
531 | PAWTUCKET POWER | CC | EMS |  | RI | 4005 | OIL/GAS | DFO | Pawtucket Power Holding Compan | 50985 | 2007-12-01 |  | 14 | Sempra Energy Trading Corporat | 66.345 | 2009-04-17 | n | 66.656 | -0.311 | 63.033 | 2009-04-17 | n | 63.344 | -0.311
532 | PEJEPSCOT | HD | EMS |  | ME | 4001 | HYDRO: RUN OF RIVER |  | NextEra Energy Power Marketing | 50086 | 2009-03-01 |  | 50027 | Constellation Power Source | 13.55 | 2008-11-01 |  |  |  | 8.896 | 2008-09-01
534 | PENOBSCOT RIVER HYDRO | HD | EMS |  | ME | 4001 | HYDRO: RUN OF RIVER |  | PPL EnergyPlus, LLC | 50212 | 2000-03-01 |  | 2 | Bangor Hydro-Electric Co | 22.07 | 2000-03-01 |  |  |  | 21.937 | 2008-09-01
536 | PERC-ORRINGTON 1 | F | EMS |  | ME | 4001 | WOOD/REFUSE |  | Integrys Energy Services, Inc. | 50397 | 2008-03-01 |  | 50027 | Constellation Energy Commoditi | 21.16 | 1999-10-25 |  |  |  | 20.851 | 2004-05-08
537 | PILGRIM NUCLEAR POWER STATION | N | EMS |  | MA | 4006 | NUCLEAR |  | Entergy Nuclear Power Marketin | 50840 | 2006-04-01 |  | 50206 | Entergy Nuclear Generation Co. | 684.746 | 2003-08-01 |  |  |  | 677.284 | 2006-10-20
538 | PINETREE POWER | F | EMS |  | MA | 4007 | WOOD/REFUSE |  | Fitchburg Gas and Electric Lig | 38 |  |  |  |  | 16.844 | 2006-04-27 |  |  |  | 16.62 | 2001-07-27
539 | PONTOOK HYDRO | HD | EMS |  | NH | 4002 | HYDRO: RUN OF RIVER |  | Brookfield Energy Marketing In | 50475 | 2003-11-25 |  | 50087 | USGen New England, Inc. | 10.7 | 2009-04-01 |  |  |  | 8.227 | 2008-09-01
540 | POTTER 2 CC | CC | EMS |  | MA | 4006 | OIL/GAS | DFO | Braintree Electric Light Depar | 5 |  |  |  |  | 92.432 | 2009-04-13 | n | 92.903 | -0.471 | 74.432 | 2009-04-13 | n | 74.903 | -0.471
541 | PROCTOR | HD | EMS |  | VT | 4003 | HYDRO: RUN OF RIVER |  | Vermont Marble Company | 50288 | 2004-05-01 |  | 182 | Vermont Electric Power Co | 6.65 | 1999-05-01 |  |  |  | 6.65 | 1999-05-01
542 | ECO MAINE | F | EMS | YES | ME | 4001 | REFUSE | DFO | Integrys Energy Services, Inc. | 50397 | 2008-02-01 |  | 50017 | Constellation NewEnergy, Inc. | 11.663 | 2009-03-01 |  |  |  | 11.663 | 2009-03-01
544 | RAINBOW | HD | EMS |  | CT | 4004 | HYDRO: RUN OF RIVER |  | Connecticut Light and Power Co | 50092 | 2003-03-01 |  | 112 | Northeast Utilities Company | 8.2 | 2000-01-01 |  |  |  | 8.2 | 2000-01-01
546 | RESCO SAUGUS | F | EMS |  | MA | 4008 | WOOD/REFUSE |  | New England Power Company | 81 | 2005-04-01 |  | 50087 | USGen New England, Inc. | 30.114 | 2008-01-31 |  |  |  | 32.725 | 2008-07-08
547 | WHEELABRATOR NORTH ANDOVER | F | EMS |  | MA | 4008 | WOOD/REFUSE |  | Wheelabrator North Andover Inc | 50808 | 2005-10-01 |  | 50495 | Dominion Energy Marketing, Inc | 30.753 | 2008-04-10 |  |  |  | 30.996 | 2006-07-05
549 | RUTLAND 5 GT | G | EMS |  | VT | 4003 | DIESEL OIL | RFO | Central Vermont Public Service | 50252 | 2004-05-01 |  | 182 | Vermont Electric Power Co | 14.287 | 2007-02-06 |  |  |  | 9.877 | 2007-02-06
551 | SALEM HARBOR 1 | F | EMS |  | MA | 4008 | COAL | RFO | Dominion Energy Marketing, Inc | 50495 | 2005-01-05 |  | 50087 | USGen New England, Inc. | 81.419 | 2009-02-12 |  |  |  | 79.055 | 2008-09-18
552 | SALEM HARBOR 2 | F | EMS |  | MA | 4008 | COAL | RFO | Dominion Energy Marketing, Inc | 50495 | 2005-01-05 |  | 50087 | USGen New England, Inc. | 78.763 | 2009-02-12 |  |  |  | 76.946 | 2008-09-18
553 | SALEM HARBOR 3 | F | EMS |  | MA | 4008 | COAL | RFO | Dominion Energy Marketing, Inc | 50495 | 2005-01-05 |  | 50087 | USGen New England, Inc. | 149.91 | 2009-02-12 |  |  |  | 144.598 | 2008-09-18
554 | SALEM HARBOR 4 | F | EMS |  | MA | 4008 | OIL |  | Dominion Energy Marketing, Inc | 50495 | 2005-01-05 |  | 50087 | USGen New England, Inc. | 437.353 | 2008-09-03 |  |  |  | 437.353 | 2008-09-02
555 | SEABROOK | N | EMS |  | NH | 4002 | NUCLEAR |  | NextEra Energy Power Marketing | 50086 | 2003-01-01 |  | 50258 | North Atlantic Energy Services | 1245.425 | 2007-12-20 |  |  |  | 1245.463 | 2007-07-31
556 | SCHILLER 4 | F | EMS |  | NH | 4002 | COAL/OIL | RFO | Public Service Company of New | 50094 | 2003-03-01 |  | 112 | Northeast Utilities Company | 48 | 2001-04-18 |  |  |  | 47.5 | 2001-04-18
557 | SCHILLER 5 | F | EMS |  | NH | 4002 | REFUSE | RFO | Public Service Company of New | 50094 | 2003-03-01 |  | 112 | Northeast Utilities Company | 45.816 | 2008-02-03 |  |  |  | 43.082 | 2008-09-02
558 | SCHILLER 6 | F | EMS |  | NH | 4002 | COAL/OIL | RFO | Public Service Company of New | 50094 | 2003-03-01 |  | 112 | Northeast Utilities Company | 48.58 | 2001-04-18 |  |  |  | 47.938 | 2001-04-18
559 | SCHILLER CT 1 | J | EMS |  | NH | 4002 | JET FUEL |  | Public Service Company of New | 50094 | 2003-03-01 |  | 112 | Northeast Utilities Company | 19.5 | 2007-04-23 |  |  |  | 17.621 | 2007-04-23
561 | SEARSBURG | HD | EMS |  | MA | 4007 | HYDRO: RUN OF RIVER |  | TransCanada Power Marketing, L | 50091 | 2005-04-01 |  | 50087 | USGen New England, Inc. | 4.96 | 1999-06-29 |  |  |  | 4.96 | 1999-06-29
562 | SECREC-PRESTON | F | EMS |  | CT | 4004 | WOOD/REFUSE | DFO | Connecticut Light and Power Co | 50092 | 2003-03-01 |  | 112 | Northeast Utilities Company | 16.514 | 2007-04-24 |  |  |  | 16.011 | 2002-03-25
563 | SEMASS 1 | F | EMS |  | MA | 4006 | REFUSE |  | NSTAR Electric Company | 3 | 2007-02-01 |  | 108 | Commonwealth Electric Company | 50.74 | 2000-12-09 |  |  |  | 46.18 | 2000-12-09
564 | SEMASS 2 | F | EMS |  | MA | 4006 | REFUSE |  | NSTAR Electric Company | 3 | 2007-02-01 |  | 108 | Commonwealth Electric Company | 24.32 | 2000-12-09 |  |  |  | 20.85 | 2000-12-09
565 | SHELDON SPRINGS | HD | EMS |  | VT | 4003 | HYDRO: RUN OF RIVER |  | Vermont Electric Power Company | 182 |  |  |  |  | 26.38 | 2009-03-01 |  |  |  | 14.832 | 2008-09-01
566 | SHEPAUG | HW | EMS |  | CT | 4004 | HYDRO: RESERVOIR |  | FirstLight Power Resources Man | 50876 | 2006-11-01 |  | 50168 | Select Energy Inc. | 42.559 | 2002-03-21 |  |  |  | 41.511 | 2002-03-21
567 | SHERMAN | HW | EMS |  | MA | 4007 | HYDRO: RESERVOIR |  | TransCanada Power Marketing, L | 50091 | 2005-04-01 |  | 50087 | USGen New England, Inc. | 6.237 | 2001-02-15 |  |  |  | 6.334 | 2007-07-23
569 | SKELTON | HD | EMS |  | ME | 4001 | HYDRO: RUN OF RIVER |  | FPL Energy Maine Hydro LLC | 50173 | 2007-07-01 |  | 50086 | FPL Energy Power Mktg. Inc. | 19.704 | 2000-12-06 |  |  |  | 19.704 | 2007-09-13
570 | SMITH | HD | EMS |  | NH | 4002 | HYDRO: RUN OF RIVER |  | Public Service Company of New | 50094 | 2003-03-01 |  | 112 | Northeast Utilities Company | 17.6 | 2009-03-01 |  |  |  | 13.066 | 2008-09-01
572 | SO. MEADOW 11 | J | EMS |  | CT | 4004 | JET FUEL |  | Select Energy Inc. | 50168 | 2000-01-01 |  | 112 | Northeast Utilities Company | 46.921 | 2003-01-01 |  |  |  | 35.781 | 2003-01-01
573 | SO. MEADOW 12 | J | EMS |  | CT | 4004 | JET FUEL |  | Select Energy Inc. | 50168 | 2000-01-01 |  | 112 | Northeast Utilities Company | 47.867 | 2007-10-01 |  |  |  | 37.701 | 2007-10-01
574 | SO. MEADOW 13 | J | EMS |  | CT | 4004 | JET FUEL |  | Select Energy Inc. | 50168 | 2000-01-01 |  | 112 | Northeast Utilities Company | 47.917 | 2001-09-14 |  |  |  | 38.317 | 2001-09-14
575 | SO. MEADOW 14 | J | EMS |  | CT | 4004 | JET FUEL |  | Select Energy Inc. | 50168 | 2000-01-01 |  | 112 | Northeast Utilities Company | 46.346 | 2007-02-12 |  |  |  | 36.746 | 2007-02-12
577 | SOMERSET 6 | F | EMS |  | MA | 4006 | COAL/OIL |  | NRG Power Marketing LLC | 50192 | 1999-07-03 |  | 54 | Citizens Power Sales | 108.5 | 2003-11-08 |  |  |  | 109.058 | 2004-10-01
579 | SOMERSET JET 2 | J | EMS |  | MA | 4006 | JET FUEL |  | NRG Power Marketing LLC | 50192 | 1999-08-28 |  | 50051 | ISO | 21.816 | 2007-12-03 |  |  |  | 17.15 | 2007-12-03
580 | SO. MEADOW 5 | F | EMS |  | CT | 4004 | REFUSE |  | Connecticut Light and Power Co | 50092 | 2003-03-01 |  | 112 | Northeast Utilities Company | 29.21 | 2007-04-20 |  |  |  | 25.596 | 2003-01-01
581 | SO. MEADOW 6 | F | EMS |  | CT | 4004 | REFUSE |  | Connecticut Light and Power Co | 50092 | 2003-03-01 |  | 112 | Northeast Utilities Company | 28.116 | 2007-12-08 |  |  |  | 27.113 | 2003-01-01
583 | STONY BROOK 2A | G | EMS |  | MA | 4007 | OIL |  | Massachusetts Municipal Whol | 76 |  |  |  |  | 87.4 | 2002-02-28 |  |  |  | 67.4 | 2002-02-28
584 | STONY BROOK 2B | G | EMS |  | MA | 4007 | OIL |  | Massachusetts Municipal Whol | 76 |  |  |  |  | 85.3 | 2002-03-04 |  |  |  | 65.3 | 2002-03-04
587 | STEVENSON | HW | EMS |  | CT | 4004 | HYDRO: RESERVOIR |  | FirstLight Power Resources Man | 50876 | 2006-11-01 |  | 50168 | Select Energy Inc. | 28.9 | 2000-10-01 |  |  |  | 28.311 | 2000-10-01
590 | BORALEX STRATTON ENERGY | F | EMS |  | ME | 4001 | WOOD/REFUSE | DFO | Boralex Stratton Energy LP | 50745 | 2005-01-01 |  | 50186 | Energy New England LLC | 44.363 | 2004-03-29 |  |  |  | 45.024 | 2001-08-01
591 | S.D. WARREN-WESTBROOK | F | EMS |  | ME | 4001 | WOOD/REFUSE | DFO | NextEra Energy Power Marketing | 50086 | 2008-04-01 |  | 50017 | Constellation NewEnergy, Inc. | 49.103 | 2003-04-01 |  |  |  | 42.59 | 2007-11-01
592 | TAMWORTH | F | EMS |  | NH | 4002 | WOOD/REFUSE |  | Public Service Company of New | 50094 | 2003-03-01 |  | 112 | Northeast Utilities Company | 19.892 | 2009-01-06 |  |  |  | 21 | 2001-08-28
594 | AES THAMES | F | EMS |  | CT | 4004 | COAL | DFO | Connecticut Light and Power Co | 50092 | 2003-03-01 |  | 112 | Northeast Utilities Company | 182.15 | 1999-11-01 |  |  |  | 181 | 1999-11-01
595 | TORRINGTON TERMINAL 10 | J | EMS |  | CT | 4004 | JET FUEL |  | NRG Power Marketing LLC | 50192 | 2000-01-01 |  | 112 | Northeast Utilities Company | 20.748 | 2006-01-25 |  |  |  | 15.638 | 2006-01-25
596 | TUNNEL 10 | J | EMS |  | CT | 4004 | JET FUEL |  | FirstLight Power Resources Man | 50876 | 2006-11-01 |  | 50168 | Select Energy Inc. | 22.062 | 2008-09-10 |  |  |  | 16.962 | 2008-09-10
598 | VERGENNES 5 and 6 DIESELS | D | EMS |  | VT | 4003 | DIESEL OIL |  | Green Mountain Power Corporati | 50275 | 2004-05-01 |  | 182 | Vermont Electric Power Co | 0 | 2009-04-27 | n | 4 | -4 | 3.95 | 2000-10-01
599 | VERNON | HD | EMS |  | MA | 4007 | HYDRO: PONDAGE |  | TransCanada Power Marketing, L | 50091 | 2005-04-01 |  | 50087 | USGen New England, Inc. | 36.79 | 2008-04-04 |  |  |  | 36.79 | 2008-04-04
611 | VT YANKEE NUCLEAR PWR STATION | N | EMS |  | VT | 4003 | NUCLEAR |  | Entergy Nuclear Power Marketin | 50840 | 2006-04-01 |  | 50474 | Entergy Nuclear Vermont Yankee | 628 | 2008-01-25 |  |  |  | 604.25 | 2007-09-19
612 | WATERS RIVER JET 1 | J | EMS |  | MA | 4008 | OIL/GAS | NG | Massachusetts Municipal Whol | 76 |  |  |  |  | 22.05 | 2007-06-25 |  |  |  | 16.05 | 2007-06-25
613 | WATERS RIVER JET 2 | J | EMS |  | MA | 4008 | OIL/GAS | NG | Massachusetts Municipal Whol | 76 |  |  |  |  | 45.806 | 2007-06-25 |  |  |  | 30.506 | 2007-06-25
614 | WATERBURY 22 | HW | EMS |  | VT | 4003 | HYDRO: RESERVOIR |  | Green Mountain Power Corporati | 50275 | 2004-05-01 |  | 182 | Vermont Electric Power Co | 2.6 | 2001-10-25 |  |  |  | 2.4 | 2004-08-18
616 | WEST ENFIELD | HD | EMS |  | ME | 4001 | HYDRO: RUN OF RIVER |  | NextEra Energy Power Marketing | 50086 | 2007-03-01 |  | 50027 | Constellation Energy Commoditi | 19.1 | 2009-04-01 |  |  |  | 7.472 | 2008-09-01
617 | WESTON | HD | EMS |  | ME | 4001 | HYDRO: RUN OF RIVER |  | FPL Energy Maine Hydro LLC | 50173 | 2007-07-01 |  | 50086 | FPL Energy Power Mktg. Inc. | 13.2 | 2000-03-01 |  |  |  | 13.2 | 2000-03-01
618 | DG WHITEFIELD, LLC | F | EMS |  | NH | 4002 | WOOD/REFUSE |  | Constellation Energy Commoditi | 50027 | 2004-05-01 |  | 50094 | Public Service Co. of NH | 15.026 | 2008-02-05 |  |  |  | 14.873 | 2008-09-23
619 | WHITE LAKE JET | J | EMS |  | NH | 4002 | JET FUEL |  | Public Service Company of New | 50094 | 2003-03-01 |  | 112 | Northeast Utilities Company | 22.397 | 2005-02-22 |  |  |  | 17.447 | 2005-02-22
620 | WILDER | HW | EMS |  | NH | 4002 | HYDRO: RESERVOIR |  | TransCanada Power Marketing, L | 50091 | 2005-04-01 |  | 50087 | USGen New England, Inc. | 41.337 | 2004-03-09 |  |  |  | 41.16 | 2003-01-01
621 | WILLIAMS | HD | EMS |  | ME | 4001 | HYDRO: RUN OF RIVER |  | FPL Energy Maine Hydro LLC | 50173 | 2007-07-01 |  | 50086 | FPL Energy Power Mktg. Inc. | 14.9 | 2000-03-01 |  |  |  | 14.9 | 2000-03-01
622 | WINOOSKI 1 | HD | EMS |  | VT | 4003 | HYDRO: RUN OF RIVER |  | Vermont Electric Power Company | 182 |  |  |  |  | 7.3 | 1999-05-01 |  |  |  | 7.3 | 2006-07-15
623 | WALLINGFORD REFUSE | F | EMS |  | CT | 4004 | WOOD/REFUSE | DFO | Connecticut Light and Power Co | 50092 | 2003-03-01 |  | 112 | Northeast Utilities Company | 6.9 | 1999-11-01 |  |  |  | 6.35 | 1999-11-01
624 | WMI MILLBURY 1 | F | EMS |  | MA | 4007 | WOOD/REFUSE |  | New England Power Company | 81 | 2005-04-01 |  | 50087 | USGen New England, Inc. | 39.891 | 2008-01-31 |  |  |  | 39.811 | 2008-07-08
625 | WEST MEDWAY JET 1 | J | EMS |  | MA | 4008 | OIL | NG | Exelon New England Holdings, L | 50074 |  |  |  |  | 56.551 | 2007-01-25 |  |  |  | 32.301 | 2007-01-25
626 | WEST MEDWAY JET 2 | J | EMS |  | MA | 4008 | OIL | NG | Exelon New England Holdings, L | 50074 |  |  |  |  | 52.932 | 2003-01-01 |  |  |  | 34.732 | 2003-01-01
627 | WEST MEDWAY JET 3 | J | EMS |  | MA | 4006 | OIL | NG | Exelon New England Holdings, L | 50074 |  |  |  |  | 55.841 | 2003-01-01 |  |  |  | 35.441 | 2003-01-01
628 | WOODLAND ROAD | J | EMS |  | MA | 4007 | JET FUEL |  | Consolidated Edison Energy, In | 50247 | 1999-07-01 |  | 112 | Northeast Utilities Company | 20.658 | 2009-04-21 | n | 20.676 | -0.018 | 15.808 | 2009-04-21 | n | 15.826 | -0.018
629 | DOWNEAST POWER | F | EMS |  | ME | 4001 | REFUSE |  | Energy New England LLC | 50186 | 2008-04-01 |  | 50017 | Constellation NewEnergy, Inc. | 0 | 2009-04-27 | n | 18.034 | -18.034 | 17.959 | 2007-08-01
630 | WEST SPRINGFIELD 10 | J | EMS |  | MA | 4007 | JET FUEL |  | Consolidated Edison Energy, In | 50247 | 1999-07-01 |  | 112 | Northeast Utilities Company | 22 | 2002-03-11 |  |  |  | 17.215 | 2002-03-11
633 | WEST SPRINGFIELD 3 | F | EMS |  | MA | 4007 | OIL/GAS | NG | Consolidated Edison Energy, In | 50247 | 1999-07-01 |  | 112 | Northeast Utilities Company | 100.087 | 2002-03-20 |  |  |  | 94.276 | 2005-09-19
636 | WYMAN HYDRO 1 | HW | EMS |  | ME | 4001 | HYDRO: RESERVOIR |  | FPL Energy Maine Hydro LLC | 50173 | 2007-07-01 |  | 50086 | FPL Energy Power Mktg. Inc. | 27.362 | 2001-08-01 |  |  |  | 27.362 | 2001-08-01
637 | WYMAN HYDRO 2 | HW | EMS |  | ME | 4001 | HYDRO: RESERVOIR |  | FPL Energy Maine Hydro LLC | 50173 | 2007-07-01 |  | 50086 | FPL Energy Power Mktg. Inc. | 29.866 | 2001-08-01 |  |  |  | 29.866 | 2001-08-01
638 | WYMAN HYDRO 3 | HW | EMS |  | ME | 4001 | HYDRO: RESERVOIR |  | FPL Energy Maine Hydro LLC | 50173 | 2007-07-01 |  | 50086 | FPL Energy Power Mktg. Inc. | 25.458 | 2007-02-06 |  |  |  | 25.728 | 2001-08-01
639 | YARMOUTH 1 | F | EMS |  | ME | 4001 | OIL |  | NextEra Energy Power Marketing | 50086 |  |  |  |  | 52.168 | 2009-04-17 | n | 52.495 | -0.327 | 51.76 | 2007-09-12
640 | YARMOUTH 2 | F | EMS |  | ME | 4001 | OIL |  | NextEra Energy Power Marketing | 50086 |  |  |  |  | 52.823 | 2007-02-21 |  |  |  | 51.131 | 2007-09-18
641 | YARMOUTH 3 | F | EMS |  | ME | 4001 | OIL |  | NextEra Energy Power Marketing | 50086 |  |  |  |  | 117.805 | 2004-02-05 |  |  |  | 115.508 | 2003-08-28
642 | YARMOUTH 4 | F | EMS |  | ME | 4001 | OIL |  | NextEra Energy Power Marketing | 50086 |  |  |  |  | 610.375 | 2008-02-06 |  |  |  | 603.488 | 2007-08-28
715 | ROCHESTER LANDFILL | F | EMS |  | NH | 4002 | REFUSE |  | New Hampshire Electric Coopera | 157 | 1999-09-02 |  | 112 | Northeast Utilities Company | 4.98 | 2001-04-01 |  |  |  | 4.595 | 2007-06-29
737 | SIMPSON G LOAD REDUCER | F | SO |  | VT | 4003 | REFUSE |  | Central Vermont Public Service | 50252 |  |  |  |  | 4.85 | 2009-03-01 |  |  |  | 1.924 | 2008-09-01
739 | ROCKY RIVER | PS | EMS |  | CT | 4004 | HYDRO: PUMPED STORAGE |  | FirstLight Power Resources Man | 50876 | 2006-11-01 |  | 50168 | Select Energy Inc. | 29.001 | 2005-10-13 |  |  |  | 29.35 | 2001-03-27
754 | BAR MILLS | HD | EMS |  | ME | 4001 | HYDRO: RUN OF RIVER |  | FPL Energy Maine Hydro LLC | 50173 | 2007-07-01 |  | 50086 | FPL Energy Power Mktg. Inc. | 4 | 2000-03-01 |  |  |  | 2.675 | 2008-09-01
755 | BONNY EAGLE/W. BUXTON | HD | EMS |  | ME | 4001 | HYDRO: RUN OF RIVER |  | FPL Energy Maine Hydro LLC | 50173 | 2007-07-01 |  | 50086 | FPL Energy Power Mktg. Inc. | 17.5 | 2000-03-01 |  |  |  | 17.5 | 2008-07-01
757 | HARRIS 4 | HW | EMS |  | ME | 4001 | HYDRO: RESERVOIR |  | FPL Energy Maine Hydro LLC | 50173 | 2007-07-01 |  | 50086 | FPL Energy Power Mktg. Inc. | 1.249 | 2004-12-28 |  |  |  | 1.436 | 2000-12-11
759 | MESSALONSKEE COMPOSITE | HD | SO |  | ME | 4001 | HYDRO: RUN OF RIVER |  | NextEra Energy Power Marketing | 50086 | 2000-03-01 |  | 6 | Central Maine Power Co | 4.4 | 2002-01-21 |  |  |  | 4.4 | 2008-09-01
760 | NORTH GORHAM | HD | EMS |  | ME | 4001 | HYDRO: RUN OF RIVER |  | FPL Energy Maine Hydro LLC | 50173 | 2007-07-01 |  | 50086 | FPL Energy Power Mktg. Inc. | 2 | 2006-04-01 |  |  |  | 1.866 | 2008-09-01
761 | SHAWMUT | HD | EMS |  | ME | 4001 | HYDRO: RUN OF RIVER |  | FPL Energy Maine Hydro LLC | 50173 | 2007-07-01 |  | 50086 | FPL Energy Power Mktg. Inc. | 9.5 | 2000-03-01 |  |  |  | 9.5 | 2000-03-01
767 | SES CONCORD | F | EMS |  | NH | 4002 | REFUSE | DFO | Public Service Company of New | 50094 | 2003-03-01 |  | 112 | Northeast Utilities Company | 12.761 | 2001-09-19 |  |  |  | 12.513 | 2007-08-31
768 | GARVINS/HOOKSETT | HD | EMS |  | NH | 4002 | HYDRO: RUN OF RIVER |  | Public Service Company of New | 50094 | 2003-03-01 |  | 112 | Northeast Utilities Company | 14 | 2001-09-01 |  |  |  | 13.61 | 2008-09-01
769 | HADLEY FALLS 1&2 | HD | EMS |  | MA | 4007 | HYDRO: RUN OF RIVER |  | Holyoke Gas & Electric Departm | 44 | 2001-12-14 |  | 50168 | Select Energy Inc. | 33.4 | 2006-06-01 |  |  |  | 33.4 | 2006-06-01
772 | NEWPORT HYDRO | HW | SO |  | VT | 4003 | HYDRO: PONDAGE |  | Great Bay Power Marketing, Inc | 50673 |  |  |  |  | 3.45 | 2002-03-21 |  |  |  | 3.4 | 2005-06-01
774 | LOWER LAMOILLE COMPOSITE | HW | EMS |  | VT | 4003 | HYDRO: RESERVOIR |  | Central Vermont Public Service | 50252 | 2004-05-01 |  | 182 | Vermont Electric Power Co | 16 | 2004-12-31 |  |  |  | 15.8 | 2001-01-10
775 | MIDDLEBURY COMPOSITE | HW | EMS |  | VT | 4003 | HYDRO: RESERVOIR |  | Central Vermont Public Service | 50252 | 2004-05-01 |  | 182 | Vermont Electric Power Co | 6 | 2003-02-01 |  |  |  | 6.6 | 2004-06-14
776 | N. RUTLAND COMPOSITE | HW | EMS |  | VT | 4003 | HYDRO: RESERVOIR |  | Central Vermont Public Service | 50252 | 2004-05-01 |  | 182 | Vermont Electric Power Co | 5.3 | 2001-01-10 |  |  |  | 5.2 | 2001-01-10
779 | MIDDLESEX 2 | HD | EMS |  | VT | 4003 | HYDRO: RUN OF RIVER |  | Green Mountain Power Corporati | 50275 | 2004-05-01 |  | 182 | Vermont Electric Power Co | 3.3 | 2009-03-01 |  |  |  | 1.573 | 2008-09-01
781 | WEST DANVILLE 1 | HD | SO |  | VT | 4003 | HYDRO: RUN OF RIVER |  | Green Mountain Power Corporati | 50275 |  |  |  |  | 0 | 2006-10-01 |  |  |  |  | 2006-06-01
783 | HIGHGATE FALLS | HW | EMS |  | VT | 4003 | HYDRO: PONDAGE |  | Vermont Public Power Supply Au | 50289 | 2004-05-01 |  | 182 | Vermont Electric Power Co | 9.401 | 2009-02-20 |  |  |  | 9.082 | 2003-09-19
786 | KEZAR LEDGEMERE COMPOSITE | HD | SO |  | ME | 4001 | HYDRO: RUN OF RIVER |  | NextEra Energy Power Marketing | 50086 |  |  |  |  | 1.39 | 2009-05-01 | m | 1.45 | -0.06 | 0.633 | 2008-09-01
787 | LEWISTON CANAL COMPOSITE | HD | SO |  | ME | 4001 | HYDRO: RUN OF RIVER |  | FPL Energy Maine Hydro LLC | 50173 | 2007-07-01 |  | 50086 | FPL Energy Power Marketing, In | 6.49 | 2006-10-01 |  |  |  |  | 2008-07-01
789 | CEC 002 PAWTUCKET U5 | HD | SO |  | RI | 4005 | HYDRO: RUN OF RIVER |  | Narragansett Electric Company | 156 |  |  |  |  | 1.2 | 2008-12-01 |  |  |  | 0.296 | 2008-09-01
790 | APLP-BFI | D | SO |  | MA | 4007 | REFUSE |  | Chicopee Municipal Lighting Pl | 7 |  |  |  |  | 0 | 2009-04-27 | n | 0.587 | -0.587 |  | 2008-09-25
792 | CENTENNIAL HYDRO | HD | SO |  | MA | 4007 | HYDRO: RUN OF RIVER |  | Littleton Electric Light & Wat | 75 |  |  |  |  | 0.75 | 2008-11-01 |  |  |  | 0.409 | 2008-09-01
793 | METHUEN HYDRO | HD | SO |  | MA | 4008 | HYDRO: RUN OF RIVER |  | Sterling Municipal Electric Li | 152 | 2008-10-01 |  | 75 | Littleton Elec Light & Water | 0.3 | 2009-03-01 |  |  |  |  | 2008-07-01
794 | MINIWAWA | HD | SO |  | NH | 4002 | HYDRO: RUN OF RIVER |  | Littleton Electric Light & Wat | 75 |  |  |  |  | 1.1 | 2009-03-01 |  |  |  | 0.4 | 2008-09-01
795 | RIVER MILL HYDRO | HD | SO |  | NH | 4002 | HYDRO: RUN OF RIVER |  | Middleton Municipal Light Depa | 80 |  |  |  |  | 0.2 | 2009-03-01 |  |  |  |  | 2008-08-01
796 | GOODWIN DAM | HD | SO |  | CT | 4004 | REFUSE |  | Connecticut Light and Power Co | 50092 |  |  |  |  | 3 | 2006-10-01 |  |  |  | 3 | 2006-06-01
797 | CEC 003 WYRE WYND U5 | HD | SO |  | CT | 4004 | HYDRO: RUN OF RIVER |  | Summit Hydropower, Inc. | 50929 | 2008-02-01 |  | 50092 | Connecticut Light and Power Co | 2.78 | 2008-11-01 |  |  |  | 1.225 | 2008-09-01
798 | COLEBROOK | HD | SO |  | CT | 4004 | HYDRO: PONDAGE |  | Connecticut Light and Power Co | 50092 |  |  |  |  | 1.55 | 2006-08-01 |  |  |  | 1.55 | 2006-08-01
799 | KINNEYTOWN A | HD | SO |  | CT | 4004 | HYDRO: RUN OF RIVER |  | Connecticut Light and Power Co | 50092 |  |  |  |  | 0.292 | 2009-05-01 | m | 0.85 | -0.558 |  | 2006-09-01
800 | KINNEYTOWN B | HD | SO |  | CT | 4004 | HYDRO: RUN OF RIVER |  | Connecticut Light and Power Co | 50092 |  |  |  |  | 1.51 | 2008-11-01 |  |  |  | 0.585 | 2008-09-01
801 | WILLIMANTIC 1 | HD | SO |  | CT | 4004 | HYDRO: RUN OF RIVER |  | Connecticut Light and Power Co | 50092 |  |  |  |  | 0.77 | 2008-11-01 |  |  |  | 0.225 | 2008-09-01
802 | WILLIMANTIC 2 | HD | SO |  | CT | 4004 | HYDRO: RUN OF RIVER |  | Connecticut Light and Power Co | 50092 |  |  |  |  | 0.77 | 2008-11-01 |  |  |  | 0.225 | 2008-09-01
803 | TOUTANT | HD | SO |  | CT | 4004 | HYDRO: RUN OF RIVER |  | Connecticut Light and Power Co | 50092 |  |  |  |  | 0.4 | 2006-10-01 |  |  |  | 0.4 | 2006-06-01
804 | PUTNAM | HD | SO |  | CT | 4004 | HYDRO: RUN OF RIVER |  | Connecticut Light and Power Co | 50092 |  |  |  |  | 0.575 | 2008-12-01 |  |  |  | 0.163 | 2008-09-01
805 | GLEN FALLS | HD | SO |  | CT | 4004 | HYDRO: RUN OF RIVER |  | Connecticut Light and Power Co | 50092 |  |  |  |  | 0 | 2006-08-01 |  |  |  |  | 2006-06-01
806 | MECHANICSVILLE | HD | SO |  | CT | 4004 | HYDRO: RUN OF RIVER |  | Sterling Municipal Electric Li | 152 |  |  |  |  | 0.229 | 2009-05-01 | m | 0.275 | -0.046 | 0.054 | 2008-09-01
807 | CEC 004 DAYVILLE POND U5 | HD | SO |  | CT | 4004 | HYDRO: RUN OF RIVER |  | Connecticut Light and Power Co | 50092 |  |  |  |  | 0.1 | 2008-12-01 |  |  |  |  | 2008-07-01
808 | SANDY HOOK HYDRO | HD | SO |  | CT | 4004 | HYDRO: RUN OF RIVER |  | Connecticut Light and Power Co | 50092 |  |  |  |  | 0.105 | 2008-11-01 |  |  |  | 0.077 | 2008-09-01
809 | PINCHBECK | F | SO |  | CT | 4004 | WOOD/REFUSE |  | Connecticut Light and Power Co | 50092 |  |  |  |  | 0 | 2009-04-27 | n | 0.011 | -0.011 |  | 2008-09-30
810 | QUINEBAUG | HD | SO |  | CT | 4004 | HYDRO: RUN OF RIVER |  | Connecticut Light and Power Co | 50092 |  |  |  |  | 1.298 | 2009-05-01 | m | 2.161 | -0.863 | 0.305 | 2008-09-01
811 | BANTAM | HD | SO |  | CT | 4004 | HYDRO: RUN OF RIVER |  | FirstLight Power Resources Man | 50876 |  |  |  |  | 0.32 | 2008-11-01 |  |  |  | 0.065 | 2008-09-01
812 | BEEBE HOLBROOK | HD | SO |  | MA | 4007 | HYDRO: RUN OF RIVER |  | Holyoke Gas & Electric Departm | 44 |  |  |  |  | 0.586 | 2006-06-01 |  |  |  | 0.586 | 2006-06-01
813 | TUNNEL | HD | SO |  | CT | 4004 | HYDRO: RUN OF RIVER |  | FirstLight Power Resources Man | 50876 |  |  |  |  | 2.1 | 2003-03-01 |  |  |  | 1.256 | 2008-09-01
814 | PATCH | HD | SO |  | VT | 4003 | HYDRO: RUN OF RIVER |  | Central Vermont Public Service | 50252 |  |  |  |  | 0.3 | 2001-12-01 |  |  |  | 0.3 | 2001-12-01
815 | CARVER FALLS | HD | SO |  | VT | 4003 | HYDRO: RUN OF RIVER |  | Central Vermont Public Service | 50252 |  |  |  |  | 1.9 | 2008-11-01 |  |  |  | 0.622 | 2008-09-01
816 | CAVENDISH | HD | SO |  | VT | 4003 | HYDRO: RUN OF RIVER |  | Central Vermont Public Service | 50252 |  |  |  |  | 1.6 | 2009-03-01 |  |  |  | 0.444 | 2008-09-01
817 | TAFTSVILLE VT | HD | SO |  | VT | 4003 | HYDRO: RUN OF RIVER |  | Central Vermont Public Service | 50252 |  |  |  |  | 0.4 | 2009-03-01 |  |  |  | 0.121 | 2008-09-01
818 | PIERCE MILLS | HD | SO |  | VT | 4003 | HYDRO: RUN OF RIVER |  | Central Vermont Public Service | 50252 |  |  |  |  | 0.2 | 2001-12-01 |  |  |  | 0.173 | 2008-09-01
819 | ARNOLD FALLS | HD | SO |  | VT | 4003 | HYDRO: RUN OF RIVER |  | Central Vermont Public Service | 50252 |  |  |  |  | 0.3 | 2003-03-01 |  |  |  | 0.211 | 2008-09-01
820 | PASSUMPSIC | HD | SO |  | VT | 4003 | HYDRO: RUN OF RIVER |  | Central Vermont Public Service | 50252 |  |  |  |  | 0.7 | 2003-03-01 |  |  |  | 0.577 | 2008-09-01
821 | GAGE | HD | SO |  | VT | 4003 | HYDRO: RUN OF RIVER |  | Central Vermont Public Service | 50252 |  |  |  |  | 0.8 | 2009-03-01 |  |  |  | 0.359 | 2008-09-01
822 | SMITH (CVPS) | HD | SO |  | VT | 4003 | HYDRO: RUN OF RIVER |  | Central Vermont Public Service | 50252 |  |  |  |  | 1.4 | 2009-03-01 |  |  |  | 0.478 | 2008-09-01
823 | EAST BARNET | HD | SO |  | VT | 4003 | HYDRO: RUN OF RIVER |  | Central Vermont Public Service | 50252 |  |  |  |  | 1.9 | 2009-03-01 |  |  |  | 0.906 | 2008-09-01
824 | BATH ELECTRIC HYDRO | HD | SO |  | NH | 4002 | HYDRO: RUN OF RIVER |  | Public Service Company of New | 50094 |  |  |  |  | 0.4 | 2002-01-20 |  |  |  | 0.4 | 2008-09-01
825 | WEST CHARLESTON | HD | SO |  | VT | 4003 | HYDRO: RUN OF RIVER |  | Great Bay Power Marketing, Inc | 50673 |  |  |  |  | 0 | 2006-05-01 |  |  |  |  | 2006-05-01
826 | TROY | HD | SO |  | VT | 4003 | HYDRO: RUN OF RIVER |  | Great Bay Power Marketing, Inc | 50673 |  |  |  |  | 0 | 2006-05-01 |  |  |  |  | 2006-05-01
827 | SEARSBURG WIND | W | SO |  | MA | 4007 | HYDRO: RUN OF RIVER |  | Green Mountain Power Corporati | 50275 |  |  |  |  | 0.71 | 2009-05-01 | n | 1 | -0.29 | 0.7 | 2008-09-01
828 | BARTON HYDRO | HD | SO |  | VT | 4003 | HYDRO: RUN OF RIVER |  | Vermont Public Power Supply Au | 50289 |  |  |  |  | 1.3 | 2000-04-01 |  |  |  | 1.3 | 2000-04-01
829 | ENOSBURG 2 DIESEL | D | SO |  | VT | 4003 | HYDRO: RUN OF RIVER |  | Vermont Public Power Supply Au | 50289 |  |  |  |  | 0.78 | 2009-04-17 | n | 0.784 | -0.004 | 0.784 | 2008-09-01
830 | ENOSBURG HYDRO | W | SO |  | VT | 4003 | WIND |  | Vermont Public Power Supply Au | 50289 |  |  |  |  | 0.95 | 2000-04-01 |  |  |  | 0.95 | 2000-04-01
831 | VAIL & GREAT FALLS | HD | SO |  | VT | 4003 | HYDRO: RUN OF RIVER |  | Vermont Public Power Supply Au | 50289 |  |  |  |  | 2.1 | 2000-04-01 |  |  |  | 2.1 | 2000-04-01
832 | CENTER RUTLAND | HD | SO |  | VT | 4003 | DIESEL OIL |  | Vermont Marble Company | 50288 |  |  |  |  | 0.33 | 2006-08-01 |  |  |  | 0.33 | 2006-06-01
833 | BARNET | HD | SO |  | VT | 4003 | HYDRO: RUN OF RIVER |  | Central Vermont Public Service | 50252 |  |  |  |  | 0.49 | 2009-03-01 |  |  |  | 0.34 | 2008-09-01
834 | COMPTU FALLS | HD | SO |  | VT | 4003 | HYDRO: RUN OF RIVER |  | Central Vermont Public Service | 50252 |  |  |  |  | 0.46 | 2003-03-01 |  |  |  | 0.323 | 2008-09-01
835 | DEWEY MILLS | HD | SO |  | VT | 4003 | HYDRO: RUN OF RIVER |  | Central Vermont Public Service | 50252 |  |  |  |  | 2.79 | 2003-03-01 |  |  |  | 1.43 | 2008-09-01
836 | EMERSON FALLS | HD | SO |  | VT | 4003 | HYDRO: RUN OF RIVER |  | Central Vermont Public Service | 50252 |  |  |  |  | 0.23 | 2009-03-01 |  |  |  | 0.042 | 2008-09-01
837 | KILLINGTON | HD | SO |  | VT | 4003 | HYDRO: RUN OF RIVER |  | Central Vermont Public Service | 50252 |  |  |  |  | 0.1 | 2009-04-01 |  |  |  | 0.029 | 2008-09-01
838 | KINGSBURY | HD | SO |  | VT | 4003 | HYDRO: RUN OF RIVER |  | Green Mountain Power Corporati | 50275 | 2008-02-01 |  | 50252 | Central Vermont Public Service | 0.2 | 2009-03-01 |  |  |  |  | 2008-07-01
839 | LADD'S MILL | HD | SO |  | VT | 4003 | HYDRO: RUN OF RIVER |  | Central Vermont Public Service | 50252 |  |  |  |  | 0.17 | 2009-03-01 |  |  |  | 0.065 | 2008-09-01
840 | MARTINSVILLE | HD | SO |  | VT | 4003 | HYDRO: RUN OF RIVER |  | Central Vermont Public Service | 50252 |  |  |  |  | 0.25 | 2009-03-01 |  |  |  | 0.103 | 2008-09-01
841 | MORETOWN 8 | HD | SO |  | VT | 4003 | HYDRO: RUN OF RIVER |  | Central Vermont Public Service | 50252 |  |  |  |  | 1.12 | 2009-03-01 |  |  |  | 0.388 | 2008-09-01
842 | NANTANA MILL | HD | SO |  | VT | 4003 | HYDRO: RUN OF RIVER |  | Central Vermont Public Service | 50252 |  |  |  |  | 0.22 | 2009-03-01 |  |  |  | 0.106 | 2008-09-01
843 | NEWBURY | HD | SO |  | VT | 4003 | HYDRO: RUN OF RIVER |  | Central Vermont Public Service | 50252 |  |  |  |  | 0.27 | 2009-03-01 |  |  |  | 0.167 | 2008-09-01
844 | OTTAUQUECHEE | HD | SO |  | VT | 4003 | HYDRO: RUN OF RIVER |  | Central Vermont Public Service | 50252 |  |  |  |  | 1.85 | 2006-12-01 |  |  |  | 1.547 | 2008-09-01
845 | SLACK DAM | HD | SO |  | VT | 4003 | HYDRO: RUN OF RIVER |  | Central Vermont Public Service | 50252 |  |  |  |  | 0.41 | 2009-02-01 |  |  |  | 0.23 | 2008-09-01
846 | WINOOSKI 8 | HD | SO |  | VT | 4003 | HYDRO: RUN OF RIVER |  | Central Vermont Public Service | 50252 |  |  |  |  | 0.95 | 2009-03-01 |  |  |  | 0.374 | 2008-09-01
847 | WOODSIDE | HD | SO |  | VT | 4003 | HYDRO: RUN OF RIVER |  | Central Vermont Public Service | 50252 |  |  |  |  | 0.12 | 2009-03-01 |  |  |  | 0.08 | 2008-09-01
848 | WRIGHTSVILLE | HW | SO |  | VT | 4003 | HYDRO: RUN OF RIVER |  | Vermont Public Power Supply Au | 50289 |  |  |  |  | 0.894 | 2009-04-14 | n | 0.721 | 0.173 | 0.698 | 2003-04-08
849 | CRESCENT DAM | HD | SO |  | MA | 4007 | HYDRO: RUN OF RIVER |  | Groton Electric Light Departme | 40 |  |  |  |  | 1.575 | 2006-06-01 |  |  |  | 1.306 | 2008-09-01
850 | GLENDALE HYDRO | HD | SO |  | MA | 4007 | HYDRO: RUN OF RIVER |  | Groton Electric Light Departme | 40 |  |  |  |  | 1.138 | 2006-06-01 |  |  |  | 0.838 | 2008-09-01
851 | GARDNER FALLS | HD | SO |  | MA | 4007 | HYDRO: RUN OF RIVER |  | Consolidated Edison Energy, In | 50247 |  |  |  |  | 3.58 | 2008-11-01 |  |  |  | 1.804 | 2008-09-01
852 | SOUTH BARRE HYDRO | HD | SO |  | MA | 4007 | HYDRO: RUN OF RIVER |  | Massachusetts Municipal Whol | 76 | 2007-08-01 |  | 50289 | Vermont Public Power Supply Au | 0.14 | 2003-05-01 |  |  |  | 0.087 | 2008-09-01
853 | WEBSTER HYDRO | HD | SO |  | MA | 4007 | HYDRO: RUN OF RIVER |  | Massachusetts Municipal Whol | 76 | 2007-08-01 |  | 50289 | Vermont Public Power Supply Au | 0.265 | 2009-05-01 | m | 0.285 | -0.02 |  | 2008-07-01
854 | ORANGE HYDRO 1 | HD | SO |  | MA | 4007 | HYDRO: RUN OF RIVER |  | Templeton Municipal Lighting P | 180 |  |  |  |  | 0.15 | 2001-10-01 |  |  |  | 0.145 | 2008-09-01
855 | ORANGE HYDRO 2 | HD | SO |  | MA | 4007 | HYDRO: RUN OF RIVER |  | Templeton Municipal Lighting P | 180 |  |  |  |  | 0.12 | 2001-10-01 |  |  |  | 0.112 | 2008-09-01
856 | HUNT'S POND | HD | SO |  | MA | 4007 | HYDRO: RUN OF RIVER |  | Templeton Municipal Lighting P | 180 |  |  |  |  | 0.075 | 2009-05-01 | m | 0.1 | -0.025 | 0.021 | 2008-09-01
857 | OAKDALE HYDRO | HD | SO |  | MA | 4007 | REFUSE |  | West Boylston Municipal Light | 186 |  |  |  |  | 3.2 | 2000-04-01 |  |  |  | 3.2 | 2000-04-01
858 | STERLING DIESELS | D | SO |  | MA | 4007 | DIESEL OIL |  | Sterling Municipal Electric Li | 152 |  |  |  |  | 0.33 | 2000-04-01 |  |  |  | 0.33 | 2000-04-01
859 | BOATLOCK | HD | SO |  | MA | 4007 | HYDRO: RUN OF RIVER |  | Holyoke Gas & Electric Departm | 44 |  |  |  |  | 3.094 | 2006-06-01 |  |  |  | 3.094 | 2006-06-01
860 | BRIAR HYDRO | HD | SO |  | NH | 4002 | HYDRO: RUN OF RIVER |  | Public Service Company of New | 50094 |  |  |  |  | 5 | 2009-03-01 |  |  |  | 0.803 | 2008-09-01
861 | CANAAN | HD | SO |  | NH | 4002 | HYDRO: RUN OF RIVER |  | Public Service Company of New | 50094 |  |  |  |  | 1.1 | 2000-04-01 |  |  |  | 1.1 | 2000-04-01
862 | CHEMICAL | HD | SO |  | MA | 4007 | HYDRO: RUN OF RIVER |  | Holyoke Gas & Electric Departm | 44 |  |  |  |  | 1.6 | 2006-06-01 |  |  |  | 1.6 | 2006-06-01
863 | CLEMENT DAM | HD | SO |  | NH | 4002 | HYDRO: RUN OF RIVER |  | Public Service Company of New | 50094 |  |  |  |  | 2.4 | 2009-03-01 |  |  |  | 0.736 | 2008-09-01
864 | DWIGHT | HD | SO |  | MA | 4007 | HYDRO: RUN OF RIVER |  | Consolidated Edison Energy, In | 50247 |  |  |  |  | 1.746 | 2008-11-01 |  |  |  | 0.229 | 2008-09-01
865 | ERROL | HD | SO |  | NH | 4002 | HYDRO: RUN OF RIVER |  | Public Service Company of New | 50094 |  |  |  |  | 3 | 2001-10-01 |  |  |  | 2.625 | 2008-09-01
866 | GREGGS | HD | SO |  | NH | 4002 | HYDRO: RUN OF RIVER |  | Public Service Company of New | 50094 |  |  |  |  | 2.735 | 2009-05-01 | m | 3.3 | -0.565 | 0.259 | 2008-09-01
867 | INDIAN ORCHARD | HD | SO |  | MA | 4007 | HYDRO: RUN OF RIVER |  | Consolidated Edison Energy, In | 50247 |  |  |  |  | 3.827 | 2009-05-01 | m | 3.874 | -0.047 | 0.191 | 2008-09-01
868 | MILTON MILLS HYDRO | HD | SO |  | NH | 4002 | HYDRO: PONDAGE |  | Public Service Company of New | 50094 |  |  |  |  | 1.51 | 2009-03-01 |  |  |  | 0.647 | 2008-09-01
869 | MINE FALLS | HD | SO |  | NH | 4002 | HYDRO: RUN OF RIVER |  | Public Service Company of New | 50094 |  |  |  |  | 2.372 | 2009-05-01 | m | 3 | -0.628 |  | 2008-07-01
870 | PEMBROKE | HD | SO |  | NH | 4002 | HYDRO: RUN OF RIVER |  | Public Service Company of New | 50094 |  |  |  |  | 1.515 | 2009-05-01 | m | 2.6 | -1.085 |  | 2006-06-01
871 | PENNACOOK FALLS LOWER | HD | SO |  | NH | 4002 | HYDRO: RUN OF RIVER |  | Public Service Company of New | 50094 |  |  |  |  | 4.615 | 2009-03-01 |  |  |  | 0.878 | 2008-09-01
872 | PENNACOOK FALLS UPPER | HD | SO |  | NH | 4002 | HYDRO: RUN OF RIVER |  | Public Service Company of New | 50094 |  |  |  |  | 3.6 | 2009-03-01 |  |  |  | 0.686 | 2008-09-01
873 | PUTTS BRIDGE | HD | SO |  | MA | 4007 | HYDRO: RUN OF RIVER |  | Consolidated Edison Energy, In | 50247 |  |  |  |  | 4.705 | 2009-03-01 |  |  |  | 1.008 | 2008-09-01
874 | RED BRIDGE | HD | SO |  | MA | 4007 | HYDRO: RUN OF RIVER |  | Consolidated Edison Energy, In | 50247 |  |  |  |  | 4.622 | 2009-02-01 |  |  |  | 0.333 | 2008-09-01
875 | RIVER BEND | HD | SO |  | NH | 4002 | HYDRO: RUN OF RIVER |  | Public Service Company of New | 50094 |  |  |  |  | 1.79 | 2008-12-01 |  |  |  | 0.564 | 2008-09-01
876 | ROBERTSVILLE | HD | SO |  | CT | 4004 | HYDRO: RUN OF RIVER |  | FirstLight Power Resources Man | 50876 |  |  |  |  | 0.624 | 2006-06-01 |  |  |  | 0.354 | 2008-09-01
877 | SCOTLAND | HD | SO |  | CT | 4004 | HYDRO: RUN OF RIVER |  | FirstLight Power Resources Man | 50876 |  |  |  |  | 2.2 | 2003-01-01 |  |  |  | 1.674 | 2008-09-01
878 | SKINNER | HD | SO |  | MA | 4007 | HYDRO: RUN OF RIVER |  | Holyoke Gas & Electric Departm | 44 |  |  |  |  | 0.28 | 2006-06-01 |  |  |  | 0.28 | 2006-06-01
879 | TAFTVILLE CT | HD | SO |  | CT | 4004 | HYDRO: RUN OF RIVER |  | FirstLight Power Resources Man | 50876 |  |  |  |  | 2.025 | 2006-10-01 |  |  |  | 2.025 | 2006-06-01
880 | MCCALLUM ENTERPRISES | HD | SO |  | CT | 4004 | HYDRO: RUN OF RIVER |  | United Illuminating Company, T | 181 |  |  |  |  | 0 | 2003-03-01 |  |  |  |  | 2003-03-01
881 | SHELTON LANDFILL | F | SO |  | CT | 4004 | HYDRO: RUN OF RIVER |  | United Illuminating Company, T | 181 |  |  |  |  | 0 | 2001-03-16 |  |  |  |  | 2001-03-16
882 | FRANKLIN FALLS | HD | SO |  | NH | 4002 | HYDRO: RUN OF RIVER |  | Public Service Company of New | 50094 |  |  |  |  | 0.8 | 2008-11-01 |  |  |  | 0.375 | 2008-09-01
883 | SALMON FALLS HYDRO | HD | SO |  | NH | 4002 | HYDRO: RUN OF RIVER |  | Public Service Company of New | 50094 |  |  |  |  | 0.88 | 2009-05-01 | m | 1.2 | -0.32 | 0.327 | 2008-09-01
884 | SWANS FALLS | HD | SO |  | NH | 4002 | HYDRO: RUN OF RIVER |  | Public Service Company of New | 50094 |  |  |  |  | 0.41 | 2006-12-01 |  |  |  | 0.41 | 2006-12-01
885 | STEVENS MILL | HD | SO |  | NH | 4002 | HYDRO: RUN OF RIVER |  | Public Service Company of New | 50094 |  |  |  |  | 0.225 | 2006-12-01 |  |  |  | 0.225 | 2006-12-01
886 | COCHECO FALLS | HD | SO |  | NH | 4002 | LANDFILL GAS |  | Public Service Company of New | 50094 |  |  |  |  | 0.458 | 2009-05-01 | m | 0.708 | -0.25 | 0.17 | 2008-09-01
887 | CHINA MILLS DAM | HD | SO |  | NH | 4002 | HYDRO: RUN OF RIVER |  | Public Service Company of New | 50094 |  |  |  |  | 0.734 | 2009-05-01 | m | 0.9 | -0.166 | 0.112 | 2008-09-01
888 | NEWFOUND HYDRO | HD | SO |  | NH | 4002 | HYDRO: RUN OF RIVER |  | Public Service Company of New | 50094 |  |  |  |  | 1.367 | 2009-05-01 | m | 1.4 | -0.033 | 0.673 | 2008-09-01
889 | SUNAPEE HYDRO | HD | SO |  | NH | 4002 | HYDRO: RUN OF RIVER |  | Public Service Company of New | 50094 |  |  |  |  | 0.591 | 2009-05-01 | m | 0.65 | -0.059 | 0.109 | 2008-09-01
890 | NASHUA HYDRO | HD | SO |  | NH | 4002 | HYDRO: RUN OF RIVER |  | Public Service Company of New | 50094 |  |  |  |  | 0.84 | 2008-11-01 |  |  |  | 0.289 | 2008-09-01
891 | HILLSBORO MILLS | HD | SO |  | NH | 4002 | HYDRO: RUN OF RIVER |  | Public Service Company of New | 50094 |  |  |  |  | 0.568 | 2009-03-01 |  |  |  | 0.197 | 2008-09-01
892 | LAKEPORT DAM | HD | SO |  | NH | 4002 | HYDRO: RUN OF RIVER |  | Public Service Company of New | 50094 |  |  |  |  | 0.72 | 2009-04-01 |  |  |  | 0.242 | 2008-09-01
893 | WEST HOPKINTON HYDRO | HD | SO |  | NH | 4002 | HYDRO: RUN OF RIVER |  | Public Service Company of New | 50094 |  |  |  |  | 1.25 | 2009-02-01 |  |  |  | 0.549 | 2008-09-01
894 | LISBON HYDRO | HD | SO |  | NH | 4002 | HYDRO: RUN OF RIVER |  | Public Service Company of New | 50094 |  |  |  |  | 0.8 | 2009-04-01 |  |  |  | 0.205 | 2008-09-01
895 | LOWER ROBERTSON DAM | HD | SO |  | NH | 4002 | HYDRO: RUN OF RIVER |  | Public Service Company of New | 50094 |  |  |  |  | 0.9 | 2009-03-01 |  |  |  | 0.284 | 2008-09-01
897 | OLD NASH DAM | HD | SO |  | NH | 4002 | HYDRO: RUN OF RIVER |  | Public Service Company of New | 50094 |  |  |  |  | 0.175 | 2009-03-01 |  |  |  | 0.036 | 2008-08-01
898 | SUGAR RIVER HYDRO | HD | SO |  | NH | 4002 | HYDRO: RUN OF RIVER |  | Public Service Company of New | 50094 |  |  |  |  | 0.15 | 2008-11-01 |  |  |  | 0.054 | 2008-09-01
899 | GREAT FALLS UPPER | HD | SO |  | NH | 4002 | HYDRO: RUN OF RIVER |  | Public Service Company of New | 50094 |  |  |  |  | 2.075 | 2009-03-01 |  |  |  | 0.937 | 2008-09-01
900 | GREAT FALLS LOWER | HD | SO |  | NH | 4002 | HYDRO: RUN OF RIVER |  | Public Service Company of New | 50094 |  |  |  |  | 1.1 | 2009-03-01 |  |  |  | 0.453 | 2008-09-01
901 | WATERLOOM FALLS | HD | SO |  | NH | 4002 | HYDRO: RUN OF RIVER |  | Public Service Company of New | 50094 |  |  |  |  | 0.08 | 2009-05-01 | m | 0.112 | -0.032 | 0.039 | 2008-09-01
902 | HOSIERY MILL DAM | HD | SO |  | NH | 4002 | HYDRO: RUN OF RIVER |  | Public Service Company of New | 50094 |  |  |  |  | 1.25 | 2009-03-01 |  |  |  | 0.371 | 2008-09-01
903 | WYANDOTTE HYDRO | HD | SO |  | NH | 4002 | HYDRO: RUN OF RIVER |  | Public Service Company of New | 50094 |  |  |  |  | 0.15 | 2006-12-01 |  |  |  | 0.084 | 2008-09-01
904 | LOCHMERE DAM | HD | SO |  | NH | 4002 | HYDRO: RUN OF RIVER |  | Public Service Company of New | 50094 |  |  |  |  | 1.025 | 2008-12-01 |  |  |  | 0.342 | 2008-09-01
905 | ASHUELOT HYDRO | HD | SO |  | NH | 4002 | HYDRO: RUN OF RIVER |  | Public Service Company of New | 50094 |  |  |  |  | 0.93 | 2009-03-01 |  |  |  | 0.283 | 2008-09-01
906 | ROLLINSFORD HYDRO | HD | SO |  | NH | 4002 | HYDRO: RUN OF RIVER |  | Public Service Company of New | 50094 |  |  |  |  | 1.5 | 2006-12-01 |  |  |  | 1.5 | 2006-12-01
907 | BELL MILL/ELM ST. HYDRO | HD | SO |  | NH | 4002 | HYDRO: RUN OF RIVER |  | Public Service Company of New | 50094 |  |  |  |  | 0.078 | 2008-11-01 |  |  |  | 0.057 | 2008-09-01
908 | OTIS MILL HYDRO | HD | SO |  | NH | 4002 | HYDRO: RUN OF RIVER |  | Public Service Company of New | 50094 |  |  |  |  | 0.119 | 2009-05-01 | m | 0.2 | -0.081 | 0.058 | 2008-09-01
909 | STEELS POND HYDRO | HD | SO |  | NH | 4002 | HYDRO: RUN OF RIVER |  | Public Service Company of New | 50094 |  |  |  |  | 0.975 | 2009-04-01 |  |  |  | 0.187 | 2008-09-01
910 | CAMPTON DAM | HD | SO |  | NH | 4002 | HYDRO: RUN OF RIVER |  | Public Service Company of New | 50094 |  |  |  |  | 0.472 | 2009-04-01 |  |  |  | 0.082 | 2008-09-01
911 | KELLEYS FALLS | HD | SO |  | NH | 4002 | HYDRO: RUN OF RIVER |  | Public Service Company of New | 50094 |  |  |  |  | 0.4 | 2008-11-01 |  |  |  |  | 2008-09-01
912 | SUNNYBROOK HYDRO 1 | HD | SO |  | NH | 4002 | HYDRO: RUN OF RIVER |  | Public Service Company of New | 50094 |  |  |  |  | 0.015 | 2006-12-01 |  |  |  | 0.015 | 2006-12-01
913 | GOODRICH FALLS | HD | SO |  | NH | 4002 | HYDRO: RUN OF RIVER |  | Public Service Company of New | 50094 |  |  |  |  | 0.332 | 2009-05-01 | m | 0.346 | -0.014 | 0.079 | 2008-09-01
914 | CHAMBERLAIN FALLS | HD | SO |  | NH | 4002 | HYDRO: RUN OF RIVER |  | Public Service Company of New | 50094 |  |  |  |  | 0.13 | 2009-03-01 |  |  |  | 0.042 | 2008-09-01
915 | MONADNOCK PAPER MILLS | HD | SO |  | NH | 4002 | HYDRO: RUN OF RIVER |  | Public Service Company of New | 50094 |  |  |  |  | 1.854 | 2009-05-01 | m | 1.945 | -0.091 | 0.305 | 2008-09-01
917 | EXETER RIVER HYDRO | HD | SO |  | NH | 4002 | HYDRO: RUN OF RIVER |  | Public Service Company of New | 50094 |  |  |  |  | 0 | 2006-05-01 |  |  |  |  | 2006-05-01
919 | HOPKINTON HYDRO | HD | SO |  | NH | 4002 | HYDRO: RUN OF RIVER |  | Sterling Municipal Electric Li | 152 | 2009-01-01 |  | 50094 | Public Service Company of New | 0.25 | 2006-12-01 |  |  |  | 0.229 | 2008-09-01
921 | HADLEY FALLS | HD | SO |  | NH | 4002 | HYDRO: RUN OF RIVER |  | Public Service Company of New | 50094 |  |  |  |  | 0.25 | 2008-11-01 |  |  |  | 0.047 | 2008-09-01
922 | NOONE FALLS | HD | SO |  | NH | 4002 | HYDRO: RUN OF RIVER |  | Public Service Company of New | 50094 |  |  |  |  | 0.15 | 2009-03-01 |  |  |  | 0.042 | 2008-09-01
924 | FRESHWATER HYDRO | HD | SO |  | NH | 4002 | HYDRO: RUN OF RIVER |  | Public Service Company of New | 50094 |  |  |  |  | 0.2 | 2004-07-01 |  |  |  | 0.2 | 2004-07-01
925 | OTTER LANE HYDRO | HD | SO |  | NH | 4002 | HYDRO: RUN OF RIVER |  | Public Service Company of New | 50094 |  |  |  |  | 0.09 | 2006-10-01 |  |  |  | 0.032 | 2008-09-01
926 | PETERBOROUGH LOWER HYDRO | HD | SO |  | NH | 4002 | HYDRO: RUN OF RIVER |  | Public Service Company of New | 50094 |  |  |  |  | 0.284 | 2006-12-01 |  |  |  | 0.284 | 2006-12-01
928 | SALMON BROOK STATION 3 | HD | SO |  | NH | 4002 | HYDRO: RUN OF RIVER |  | Public Service Company of New | 50094 |  |  |  |  | 0.25 | 2008-11-01 |  |  |  | 0.093 | 2008-09-01
931 | AVERY DAM | HD | SO |  | NH | 4002 | HYDRO: RUN OF RIVER |  | Public Service Company of New | 50094 |  |  |  |  | 0.479 | 2008-11-01 |  |  |  | 0.379 | 2008-09-01
932 | WATSON DAM | HD | SO |  | NH | 4002 | HYDRO: RUN OF RIVER |  | Public Service Company of New | 50094 |  |  |  |  | 0.25 | 2006-12-01 |  |  |  | 0.144 | 2008-09-01
933 | WESTON DAM | HD | SO |  | NH | 4002 | HYDRO: RUN OF RIVER |  | Public Service Company of New | 50094 |  |  |  |  | 0.524 | 2009-03-01 |  |  |  | 0.268 | 2008-09-01
935 | SUNNYBROOK HYDRO 2 | HD | SO |  | NH | 4002 | HYDRO: RUN OF RIVER |  | Public Service Company of New | 50094 |  |  |  |  | 0.05 | 2009-03-01 |  |  |  | 0.05 | 2006-12-01
941 | PETERBOROUGH UPPER HYDRO | HD | SO |  | NH | 4002 | HYDRO: RUN OF RIVER |  | Public Service Company of New | 50094 |  |  |  |  | 0.4 | 2006-12-01 |  |  |  | 0.4 | 2006-12-01
942 | DUNBARTON ROAD LANDFILL | D | SO | YES | NH | 4002 | LANDFILL GAS |  | Public Service Company of New | 50094 |  |  |  |  | 0.515 | 2009-03-01 |  |  |  | 0.515 | 2009-03-01
943 | FOUR HILLS LANDFILL | D | SO | YES | NH | 4002 | LANDFILL GAS |  | Public Service Company of New | 50094 |  |  |  |  | 0.124 | 2009-03-01 |  |  |  | 0.124 | 2009-03-01
946 | MERRIMAC PAPER - QF | HD | SO |  | MA | 4007 | HYDRO: RUN OF RIVER |  | Massachusetts Electric Company | 50075 |  |  |  |  | 0 | 2006-10-01 |  |  |  |  | 2006-06-01
947 | RIVERDALE MILLS - QF | HD | SO |  | MA | 4006 | HYDRO: RUN OF RIVER |  | Massachusetts Electric Company | 50075 |  |  |  |  | 0 | 2006-10-01 |  |  |  |  | 2006-06-01
948 | PEPPERELL HYDRO COMPANY LLC | HD | SO |  | MA | 4007 | HYDRO: RUN OF RIVER |  | Swift River Trading Company LL | 51139 | 2008-12-01 |  | 50075 | Massachusetts Electric Company | 1.6 | 2009-03-01 |  |  |  | 1.194 | 2008-12-01
949 | VALLEY HYDRO - QF | HD | SO |  | RI | 4005 | HYDRO: RUN OF RIVER |  | Narragansett Electric Company | 156 |  |  |  |  | 0 | 2006-10-01 |  |  |  |  | 2006-06-01
950 | LP ATHOL - QF | HD | SO |  | MA | 4007 | HYDRO: RUN OF RIVER |  | Massachusetts Electric Company | 50075 |  |  |  |  | 0.03 | 2000-04-01 |  |  |  | 0.03 | 2000-04-01
951 | BALTIC MILLS - QF | HD | SO |  | NH | 4002 | HYDRO: RUN OF RIVER |  | Sterling Municipal Electric Li | 152 |  |  |  |  | 0.075 | 2008-01-24 |  |  |  | 0.066 | 2008-09-01
952 | PONTIAC ENERGY - QF | F | SO | YES | RI | 4005 | METHANE/REFUSE |  | Narragansett Electric Company | 156 | 2008-02-01 |  | 50017 | Constellation NewEnergy, Inc. | 0.167 | 2009-03-01 |  |  |  | 0.167 | 2009-03-01
953 | ATTLEBORO LANDFILL - QF | F | SO | YES | MA | 4006 | METHANE/REFUSE |  | Massachusetts Electric Company | 50075 |  |  |  |  | 0.353 | 2009-03-01 |  |  |  | 0.353 | 2009-03-01
954 | MM LOWELL LANDFILL - QF | F | SO | YES | MA | 4007 | LANDFILL GAS |  | Massachusetts Electric Company | 50075 |  |  |  |  | 0.224 | 2009-03-01 |  |  |  | 0.224 | 2009-03-01
956 | WARE COGEN - QF | F | SO | YES | MA | 4007 | STEAM/REFUSE |  | Massachusetts Electric Company | 50075 |  |  |  |  | 0 | 2000-04-01 |  |  |  |  | 2000-04-01
957 | HG&E HYDRO/CABOT 1-4 | HD | SO |  | MA | 4007 | REFUSE |  | Holyoke Gas & Electric Departm | 44 |  |  |  |  | 3.147 | 2006-06-01 |  |  |  | 3.147 | 2006-06-01
959 | BARTON 1-4 DIESELS | D | SO |  | VT | 4003 | DIESEL OIL |  | Vermont Public Power Supply Au | 50289 |  |  |  |  | 0.63 | 2009-02-06 |  |  |  | 0.554 | 2008-09-24
969 | POWDER MILL HYDRO | HD | SO |  | MA | 4007 | HYDRO: RUN OF RIVER |  | Massachusetts Municipal Whol | 76 | 2007-08-01 |  | 50289 | Vermont Public Power Supply Au | 0.14 | 2008-11-01 |  |  |  | 0.05 | 2008-09-01
970 | DUDLEY HYDRO | HD | SO |  | MA | 4007 | HYDRO: RUN OF RIVER |  | Massachusetts Electric Company | 50075 | 2008-03-05 |  | 76 | Massachusetts Municipal Whol | 0.324 | 2008-12-01 |  |  |  | 0.102 | 2008-09-01
973 | CONCORD STEAM | F | SO | YES | NH | 4002 | WOOD/REFUSE |  | Unitil Energy Systems, Inc. | 50308 |  |  |  |  | 0.374 | 2009-03-01 |  |  |  | 0.374 | 2009-03-01
978 | NEW MILFORD | F | SO | YES | CT | 4004 | REFUSE | DFO | Connecticut Light and Power Co | 50092 |  |  |  |  | 2.223 | 2009-03-01 |  |  |  | 2.223 | 2009-03-01
1005 | BG DIGHTON POWER LLC | CC | EMS |  | MA | 4006 | GAS |  | BG Dighton Power, LLC | 50884 | 2006-10-03 |  | 50375 | Calpine Energy Services, L.P. | 177.388 | 2005-02-07 |  |  |  | 150 | 2008-08-07
1028 | BUNKER RD #12 GAS TURB | G | SO |  | MA | 4006 | GAS |  | New England Power Company | 81 |  |  |  |  | 3.012 | 2009-04-29 | n | 3.7 | -0.688 | 3 | 2006-11-28
1029 | BUNKER RD #13 GAS TURB | G | SO |  | MA | 4006 | GAS |  | New England Power Company | 81 |  |  |  |  | 3.281 | 2009-04-29 | n | 3.7 | -0.419 | 3 | 2006-11-28
1030 | OAK BLUFFS | D | EMS |  | MA | 4006 | DIESEL OIL |  | Mirant Energy Trading, LLC | 50791 | 2006-02-01 |  | 155 | Mirant Americas Engy Mark., LP | 8.12 | 2008-11-01 |  |  |  | 8.12 | 2008-11-01
1031 | WEST TISBURY | D | EMS |  | MA | 4006 | DIESEL OIL |  | Mirant Energy Trading, LLC | 50791 | 2006-02-01 |  | 155 | Mirant Americas Engy Mark., LP | 5.627 | 2009-04-07 | n | 5.633 | -0.006 | 5.633 | 2008-11-01
1032 | BRIDGEPORT ENERGY 1 | CC | EMS |  | CT | 4004 | GAS |  | Dynegy Power Marketing, Inc. | 52 | 2007-05-01 |  | 50824 | Bear Energy LP | 541.61 | 2009-04-03 | n | 524.388 | 17.222 | 462.366 | 2009-04-03 | n | 445.144 | 17.222
1034 | RIVERSIDE 4-7 | HD | SO |  | MA | 4007 | HYDRO: RUN OF RIVER |  | Holyoke Gas & Electric Departm | 44 |  |  |  |  | 3.435 | 2006-06-01 |  |  |  | 3.435 | 2006-06-01
1035 | RIVERSIDE 8 | HD | SO |  | MA | 4007 | HYDRO: RUN OF RIVER |  | Holyoke Gas & Electric Departm | 44 |  |  |  |  | 4.5 | 2006-06-01 |  |  |  | 4.5 | 2006-06-01
1044 | COMMERCIAL ST 2 | D | SO |  | MA | 4008 | DIESEL OIL |  | Marblehead Municipal Light Dep | 78 |  |  |  |  | 1 | 2000-04-01 |  |  |  | 1 | 2000-04-01
1047 | FAIRFAX | HD | SO |  | VT | 4003 | HYDRO: RUN OF RIVER |  | Central Vermont Public Service | 50252 |  |  |  |  | 3.25 | 2003-03-01 |  |  |  | 3.25 | 2008-08-01
1048 | WARE HYDRO | HD | SO |  | MA | 4007 | HYDRO: RUN OF RIVER |  | NSTAR Electric Company | 3 | 2007-03-09 |  | 108 | Commonwealth Electric Company | 0.586 | 2009-05-01 | m | 1.102 | -0.516 | 0.133 | 2008-09-01
1049 | COLLINS HYDRO | HD | SO |  | MA | 4007 | HYDRO: RUN OF RIVER |  | NSTAR Electric Company | 3 | 2007-03-09 |  | 108 | Commonwealth Electric Company | 1.25 | 2000-04-01 |  |  |  | 1.25 | 2000-04-01
1050 | CHICOPEE HYDRO | HD | SO |  | MA | 4007 | HYDRO: RUN OF RIVER |  | NSTAR Electric Company | 3 | 2007-03-09 |  | 108 | Commonwealth Electric Company | 2.17 | 2000-04-01 |  |  |  | 2.17 | 2000-04-01
1051 | HAL-BFI | F | SO |  | MA | 4006 | LANDFILL GAS |  | Massachusetts Electric Company | 50075 |  |  |  |  | 0.617 | 2009-03-26 |  |  |  | 1.056 | 2007-10-23
1052 | EB1-BFI | F | SO |  | MA | 4006 | REFUSE |  | Taunton Municipal Lighting Pla | 153 |  |  |  |  | 1.26 | 2009-03-26 |  |  |  | 1.804 | 2008-06-01
1054 | BLACKSTONE HYDRO ASSOC | HD | SO |  | RI | 4005 | HYDRO: RUN OF RIVER |  | Narragansett Electric Company | 156 |  |  |  |  | 0 | 2003-03-21 |  |  |  |  | 2003-03-21
1057 | BLACKSTONE HYDRO LOAD REDUCER | HD | SO |  | RI | 4005 | REFUSE |  | Blackstone Hydro, Inc. | 50749 |  |  |  |  | 1.8 | 2008-11-01 |  |  |  | 0.196 | 2008-09-01
1059 | BARRE LANDFILL | F | SO | YES | MA | 4007 | REFUSE |  | Dominion Energy Marketing, Inc | 50495 |  |  |  |  | 0.84 | 2009-03-01 |  |  |  | 0.84 | 2009-03-01
1061 | MASCOMA HYDRO | HD | SO |  | NH | 4002 | REFUSE |  | TransCanada Power Marketing, L | 50091 |  |  |  |  | 0.834 | 2009-03-01 |  |  |  | 0.259 | 2008-09-01
1062 | MWRA COSGROVE | HW | SO |  | MA | 4007 | REFUSE |  | Constellation Energy Commoditi | 50027 | 2008-04-01 |  | 50017 | Constellation NewEnergy, Inc. | 0.14 | 2005-03-01 |  |  |  | 0.14 | 2005-03-01
1076 | SHREWSBURY DIESEL #1 | D | SO |  | MA | 4007 | DIESEL OIL |  | Shrewsbury Electric Light Plan | 149 |  |  |  |  | 2.75 | 2000-04-01 |  |  |  | 2.75 | 2000-04-01
1077 | SHREWSBURY DIESEL #2 | D | SO |  | MA | 4007 | DIESEL OIL |  | Shrewsbury Electric Light Plan | 149 |  |  |  |  | 2.75 | 2000-04-01 |  |  |  | 2.75 | 2000-04-01
1078 | SHREWSBURY DIESEL #3 | D | SO |  | MA | 4007 | DIESEL OIL |  | Shrewsbury Electric Light Plan | 149 |  |  |  |  | 2.75 | 2000-04-01 |  |  |  | 2.75 | 2000-04-01
1079 | SHREWSBURY DIESEL # 4 | D | SO |  | MA | 4007 | DIESEL OIL |  | Shrewsbury Electric Light Plan | 149 |  |  |  |  | 2.75 | 2000-04-01 |  |  |  | 2.75 | 2000-04-01
1080 | SHREWSBURY DIESEL #5 | D | SO |  | MA | 4007 | DIESEL OIL |  | Shrewsbury Electric Light Plan | 149 |  |  |  |  | 2.75 | 2000-04-01 |  |  |  | 2.75 | 2000-04-01
1086 | BERKSHIRE POWER | CC | EMS |  | MA | 4007 | GAS |  | Shell Energy North America (US | 87 | 2006-11-01 |  | 50383 | El Paso Merchant Energy LP | 246.279 | 2006-05-03 |  |  |  | 229.279 | 2006-05-03
1107 | SOMERSET | F | EMS | YES | ME | 4001 | WOOD/REFUSE |  | Constellation Energy Commoditi | 50027 | 2003-03-01 |  | 6 | Central Maine Power Co | 1.607 | 2009-03-01 |  |  |  | 1.607 | 2009-03-01
1109 | MMWAC | F | SO | YES | ME | 4001 | REFUSE |  | NextEra Energy Power Marketing | 50086 | 2008-02-07 |  | 50027 | Constellation Energy Commoditi | 2.34 | 2009-03-01 |  |  |  | 2.34 | 2009-03-01
1113 | BRASSUA HYDRO | HD | SO |  | ME | 4001 | HYDRO: RUN OF RIVER |  | NextEra Energy Power Marketing | 50086 | 2009-03-01 |  | 50027 | Constellation Energy Commoditi | 4.203 | 2006-04-01 |  |  |  | 4.203 | 2006-08-01
1114 | MADISON COMPOSITE | HD | SO |  | ME | 4001 | HYDRO: RUN OF RIVER |  | Competitive Energy Services, L | 51191 | 2009-01-01 |  | 50786 | Hess Corporation | 22 | 2009-04-01 |  |  |  | 16.446 | 2008-09-01
1117 | GREAT WORKS COMPOSITE | HD | SO |  | ME | 4001 | HYDRO: RUN OF RIVER |  | Ridgewood Maine Hydro Partners | 50728 | 2009-01-01 |  | 50027 | Constellation Energy Commoditi | 0.48 | 2009-05-01 | m | 0.5 | -0.02 |  | 2008-07-01
1119 | KENNEBAGO HYDRO | HD | SO |  | ME | 4001 | HYDRO: RUN OF RIVER |  | NextEra Energy Power Marketing | 50086 | 2009-03-01 |  | 50027 | Constellation Energy Commoditi | 0.725 | 2009-03-01 |  |  |  | 0.686 | 2008-09-01
1122 | CASCADE-DIAMOND-QF | HD | SO |  | MA | 4007 | HYDRO: RUN OF RIVER |  | Massachusetts Electric Company | 50075 |  |  |  |  | 0 | 2003-03-21 |  |  |  |  | 2003-03-21
1165 | CADYS FALLS | HD | SO |  | VT | 4003 | HYDRO: RUN OF RIVER |  | Vermont Public Power Supply Au | 50289 |  |  |  |  | 0.8 | 2006-08-01 |  |  |  | 0.8 | 2006-06-01
1166 | MORRISVILLE PLANT #2 | HD | SO |  | VT | 4003 | HYDRO: RUN OF RIVER |  | Vermont Public Power Supply Au | 50289 |  |  |  |  | 1.8 | 2003-03-01 |  |  |  | 1.392 | 2008-09-01
1167 | WOLCOTT HYDRO #1 | HD | SO |  | VT | 4003 | HYDRO: RUN OF RIVER |  | Vermont Public Power Supply Au | 50289 |  |  |  |  | 0.8 | 2009-03-01 |  |  |  | 0.467 | 2008-09-01
1168 | H.K. SANDERS | HW | SO |  | VT | 4003 | HYDRO: PONDAGE |  | Vermont Public Power Supply Au | 50289 |  |  |  |  | 1.668 | 2009-02-02 |  |  |  |  | 2008-09-25
1185 | STONY BROOK GT1A | G | EMS |  | MA | 4007 | OIL/GAS | NG | Massachusetts Municipal Whol | 76 |  |  |  |  | 119 | 2002-02-19 |  |  |  | 104 | 2002-02-19
1186 | STONY BROOK GT1B | G | EMS |  | MA | 4007 | OIL/GAS | NG | Massachusetts Municipal Whol | 76 |  |  |  |  | 116 | 2002-02-19 |  |  |  | 100 | 2002-02-19
1187 | STONY BROOK GT1C | G | EMS |  | MA | 4007 | OIL/GAS | NG | Massachusetts Municipal Whol | 76 |  |  |  |  | 119 | 2002-02-19 |  |  |  | 104 | 2002-02-19
1188 | LOWELL COGENERATION PLANT | CC | EMS |  | MA | 4007 | OIL/GAS | DFO | Consolidated Edison Energy, In | 50247 | 2008-06-01 |  | 50349 | Lowell Cogen Co LP | 30.856 | 2008-09-10 |  |  |  | 27.881 | 2008-09-10
1209 | CRRA HARTFORD LANDFILL | F | SO | YES | CT | 4004 | LANDFILL GAS |  | Connecticut Light and Power Co | 50092 |  |  |  |  | 1.893 | 2009-03-01 |  |  |  | 1.893 | 2009-03-01
1210 | MILLENNIUM | CC | EMS |  | MA | 4007 | GAS | DFO | Merrill Lynch Commodities, Inc | 50748 | 2004-12-01 |  | 50446 | Entergy-Koch Trading, LP | 374.786 | 2005-11-21 |  |  |  | 325.786 | 2005-11-21
1216 | MAINE INDEPENDENCE STATION | CC | EMS |  | ME | 4001 | GAS |  | Dynegy Power Marketing, Inc. | 52 | 2007-05-01 |  | 50824 | Bear Energy LP | 538.275 | 2007-09-18 |  |  |  | 488.275 | 2007-09-18
1221 | ESSEX DIESELS | D | EMS |  | VT | 4003 | DIESEL OIL |  | Green Mountain Power Corporati | 50275 | 2004-05-01 |  | 182 | Vermont Electric Power Co | 7.854 | 2009-03-09 |  |  |  | 7.215 | 2008-09-22
1224 | RANDOLPH/BFG ELECTRIC FACILITY | D | SO |  | MA | 4006 | DIESEL OIL |  | Hingham Municipal Lighting Pla | 42 |  |  |  |  | 1.171 | 2005-04-15 |  |  |  | 1.168 | 2006-10-03
1225 | TANNERY DAM | HD | SO |  | MA | 4007 | REFUSE |  | Massachusetts Electric Company | 50075 |  |  |  |  | 0 | 2006-10-01 |  |  |  |  | 2006-06-01
1226 | TIVERTON POWER | CC | EMS |  | RI | 4005 | GAS |  | Consolidated Edison Energy, In | 50247 | 2007-06-01 |  | 50748 | Merrill Lynch Commodities, Inc | 279.306 | 2009-04-06 | n | 277.867 | 1.439 | 244.636 | 2009-04-06 | n | 243.197 | 1.439
1255 | RUMFORD POWER | CC | EMS |  | ME | 4001 | GAS |  | Consolidated Edison Energy, In | 50247 | 2007-06-01 |  | 50748 | Merrill Lynch Commodities, Inc | 269.75 | 2002-03-05 |  |  |  | 244.94 | 2002-03-05
1258 | BHE SMALL HYDRO COMPOSITE | HD | SO |  | ME | 4001 | HYDRO: RUN OF RIVER |  | NextEra Energy Power Marketing | 50086 | 2007-03-09 |  | 50027 | Constellation Energy Commoditi | 2.087 | 2009-02-01 |  |  |  | 1.724 | 2008-09-01
1259 | J & L ELECTRIC - BIOMASS I | F | SO |  | ME | 4001 | WOOD/REFUSE |  | NextEra Energy Power Marketing | 50086 | 2008-05-01 |  | 50027 | Constellation Energy Commoditi | 0 | 2008-04-29 |  |  |  |  | 2008-09-29
1266 | MARSH POWER | HD | SO |  | ME | 4001 | HYDRO: RUN OF RIVER |  | NextEra Energy Power Marketing | 50086 | 2009-01-01 |  | 50017 | Constellation NewEnergy, Inc. | 0 | 2006-10-01 |  |  |  |  | 2006-06-01
1267 | SPARHAWK | HD | SO |  | ME | 4001 | HYDRO: RUN OF RIVER |  | PPL Maine, LLC | 50248 |  |  |  |  | 0.175 | 2009-02-01 |  |  |  |  | 2008-08-01
1270 | SYSKO STONY BROOK | HD | SO |  | ME | 4001 | HYDRO: RUN OF RIVER |  | PPL Maine, LLC | 50248 |  |  |  |  | 0.025 | 2000-04-18 |  |  |  | 0.012 | 2008-09-01
1271 | SYSKO WIGHT BROOK | HD | SO |  | ME | 4001 | HYDRO: RUN OF RIVER |  | PPL Maine, LLC | 50248 |  |  |  |  | 0.025 | 2000-04-18 |  |  |  | 0.025 | 2000-04-18
1273 | KENNEBEC WATER U5 | HD | SO |  | ME | 4001 | HYDRO: RUN OF RIVER |  | PPL Maine, LLC | 50248 |  |  |  |  | 0.41 | 2009-03-01 |  |  |  | 0.387 | 2008-09-01
1283 | LEWISTON U5 | HD | SO |  | ME | 4001 | HYDRO: RUN OF RIVER |  | PPL Maine, LLC | 50248 |  |  |  |  | 0.64 | 2000-05-18 |  |  |  | 0.64 | 2000-05-18
1286 | ANP-BLACKSTONE ENERGY CO. #1 | CC | EMS |  | MA | 4006 | GAS |  | ANP Funding I, LLC | 50453 | 2001-07-01 |  | 50437 | ANP Marketing Company | 246.139 | 2007-03-08 |  |  |  | 216.039 | 2007-03-08
1287 | ANP-BLACKSTONE ENERGY 2 | CC | EMS |  | MA | 4006 | GAS |  | ANP Funding I, LLC | 50453 | 2001-07-01 |  | 50437 | ANP Marketing Company | 248.254 | 2007-03-08 |  |  |  | 218.154 | 2007-03-08
1288 | BUCKSPORT ENERGY 4 | G | EMS |  | ME | 4001 | OIL/GAS | DFO | H.Q. Energy Services (US) Inc. | 50084 |  |  |  |  | 183.105 | 2005-09-05 |  |  |  | 156.805 | 2005-09-05
1302 | TCPMCMPAGF GEN1 U5 | F | SO |  | ME | 4001 | METHANE/REFUSE |  | TransCanada Power Marketing, L | 50091 |  |  |  |  | 0 | 2000-06-29 |  |  |  |  | 2000-06-29
1342 | LAKE ROAD 1 | CC | EMS |  | RI | 4005 | OIL/GAS | DFO | Lake Road Generating Company | 50682 | 2007-06-01 |  | 14 | Sempra Energy Trading Corp | 281.416 | 2008-09-01 |  |  |  | 245.792 | 2008-09-01
1343 | LAKE ROAD 2 | CC | EMS |  | RI | 4005 | GAS | DFO | Lake Road Generating Company | 50682 | 2007-06-01 |  | 14 | Sempra Energy Trading Corp | 286.837 | 2009-04-01 |  |  |  | 251.213 | 2009-04-01
1344 | LAKE ROAD 3 | CC | EMS |  | RI | 4005 | GAS | DFO | Lake Road Generating Company | 50682 | 2007-06-01 |  | 14 | Sempra Energy Trading Corp | 276.968 | 2009-02-27 |  |  |  | 248.198 | 2009-02-27
1368 | ROCKY GORGE U5 | HD | SO |  | ME | 4001 | HYDRO: RUN OF RIVER |  | PPL Maine, LLC | 50248 |  |  |  |  | 0.362 | 2008-11-01 |  |  |  | 0.182 | 2008-09-01
1376 | PPL WALLINGFORD UNIT 1 | G | EMS |  | CT | 4004 | GAS |  | PPL EnergyPlus, LLC | 50212 |  |  |  |  | 48.41 | 2008-06-24 |  |  |  | 42.702 | 2009-01-29
1377 | PPL WALLINGFORD UNIT 2 | G | EMS |  | CT | 4004 | GAS |  | PPL EnergyPlus, LLC | 50212 |  |  |  |  | 49.162 | 2009-04-07 | n | 51.129 | -1.967 | 38.162 | 2009-04-07 | n | 40.129 | -1.967
1378 | PPL WALLINGFORD UNIT 3 | G | EMS |  | CT | 4004 | GAS |  | PPL EnergyPlus, LLC | 50212 |  |  |  |  | 47.837 | 2007-09-11 |  |  |  | 42.942 | 2007-09-11
1379 | PPL WALLINGFORD UNIT 4 | G | EMS |  | CT | 4004 | GAS |  | PPL EnergyPlus, LLC | 50212 |  |  |  |  | 47.192 | 2009-01-29 |  |  |  | 41.907 | 2009-01-29
1380 | PPL WALLINGFORD UNIT 5 | G | EMS |  | CT | 4004 | GAS |  | PPL EnergyPlus, LLC | 50212 |  |  |  |  | 51.721 | 2009-04-22 | n | 52.154 | -0.433 | 40.721 | 2009-04-22 | n | 41.154 | -0.433
1385 | MILFORD POWER 1 | CC | EMS |  | CT | 4004 | OIL/GAS | DFO | J.P. Morgan Ventures Energy Co | 50811 | 2008-09-01 |  | 50824 | Bear Energy LP | 285.415 | 2009-04-23 | n | 288.516 | -3.101 | 257.178 | 2009-04-23 | n | 260.279 | -3.101
1386 | MILFORD POWER 2 | CC | EMS |  | CT | 4004 | OIL/GAS | DFO | J.P. Morgan Ventures Energy Co | 50811 | 2008-09-01 |  | 50824 | Bear Energy LP | 287.632 | 2009-04-23 | n | 295.38 | -7.748 | 253.093 | 2009-04-23 | n | 260.841 | -7.748
1412 | ANP-BELLINGHAM 1 | CC | EMS |  | MA | 4006 | GAS |  | ANP Funding I, LLC | 50453 |  |  |  |  | 266.625 | 2005-09-07 |  |  |  | 236.425 | 2005-09-07
1415 | ANP-BELLINGHAM 2 | CC | EMS |  | MA | 4006 | GAS |  | ANP Funding I, LLC | 50453 |  |  |  |  | 268.787 | 2006-12-08 |  |  |  | 238.587 | 2006-12-08
1432 | GRS-FALL RIVER | F | EMS |  | MA | 4006 | WOOD/REFUSE |  | Taunton Municipal Lighting Pla | 153 |  |  |  |  | 3.824 | 2009-03-16 |  |  |  | 3.113 | 2006-10-03
1478 | MYSTIC 8 | CC | EMS |  | MA | 4008 | GAS |  | Boston Generating, LLC | 50740 | 2007-12-01 |  | 14 | Sempra Energy Trading Corp | 830.809 | 2005-04-14 |  |  |  | 682.049 | 2005-04-14
1495 | SOUTHBRIDGE P&T QF U5 | F | SO | YES | MA | 4007 | GAS |  | Massachusetts Electric Company | 50075 |  |  |  |  | 0.149 | 2009-03-01 |  |  |  | 0.149 | 2009-03-01
1572 | GRANBY SANITARY LANDFILL QF U5 | F | SO |  | MA | 4007 | REFUSE |  | Massachusetts Electric Company | 50075 | 2009-01-01 |  | 50027 | Constellation Energy Commoditi | 0 | 2009-04-27 | n | 2.8 | -2.8 | 2.8 | 2006-03-01
1616 | MYSTIC 9 | CC | EMS |  | MA | 4008 | GAS |  | Boston Generating, LLC | 50740 | 2007-12-01 |  | 14 | Sempra Energy Trading Corp | 839.675 | 2008-09-10 |  |  |  | 690.915 | 2008-09-10
1625 | GRANITE RIDGE ENERGY | CC | EMS |  | NH | 4002 | GAS | DFO | PSEG Energy Resources & Trade | 50421 | 2009-01-01 |  | 50427 | BP Energy Company | 793.072 | 2009-04-22 | n | 797.862 | -4.79 | 655.072 | 2009-04-22 | n | 659.862 | -4.79
1630 | RISEP | CC | EMS |  | RI | 4005 | GAS |  | NextEra Energy Power Marketing | 50086 |  |  |  |  | 588.388 | 2007-01-03 |  |  |  | 528.808 | 2007-01-03
1640 | GROVETON COGEN U5 | CO | SO |  | NH | 4002 | GAS | DFO | Public Service Company of New | 50094 |  |  |  |  | 0 | 2007-03-01 |  |  |  |  | 2007-03-01
1641 | WAUSAU COGEN U5 | CO | SO | YES | NH | 4002 | GAS |  | Public Service Company of New | 50094 |  |  |  |  | 0 | 2009-03-01 |  |  |  |  | 2009-03-01
1649 | NAEA NEWINGTON ENERGY, LLC | CC | EMS |  | NH | 4002 | OIL/GAS | DFO | Shell Energy North America (US | 87 | 2008-07-01 |  | 50247 | Consolidated Edison Energy | 519.586 | 2008-09-24 |  |  |  | 505.386 | 2008-09-24
1656 | HULL WIND TURBINE U5 | W | SO |  | MA | 4006 | WIND |  | Hull Municipal Lighting Plant | 72 |  |  |  |  | 0.165 | 2002-02-01 |  |  |  | 0.165 | 2002-02-01
1672 | KENDALL CT | CC | EMS |  | MA | 4008 | GAS |  | Mirant Energy Trading, LLC | 50791 | 2006-02-01 |  | 155 | Mirant Americas Engy Mark., LP | 182.267 | 2009-04-22 | n | 183.563 | -1.296 | 154.295 | 2009-04-22 | n | 155.681 | -1.386
1678 | SYSKO GARDNER BROOK U5 | HD | SO |  | ME | 4001 | HYDRO: RUN OF RIVER |  | PPL Maine, LLC | 50248 |  |  |  |  | 0.034 | 2002-02-01 |  |  |  | 0.014 | 2008-09-01
1691 | FORE RIVER-1 | CC | EMS |  | MA | 4006 | OIL/GAS | DFO | Boston Generating, LLC | 50740 | 2007-12-01 |  | 14 | Sempra Energy Trading Corp | 836.632 | 2009-04-27 | n | 786.56 | 50.072 | 688.297 | 2009-04-27 | n | 638.225 | 50.072
1693 | WEST SPRINGFIELD GT-1 | G | EMS |  | MA | 4007 | OIL/GAS | DFO | Consolidated Edison Energy, In | 50247 |  |  |  |  | 46.908 | 2005-03-28 |  |  |  | 36.908 | 2005-03-28
1694 | WEST SPRINGFIELD GT-2 | G | EMS |  | MA | 4007 | OIL/GAS | DFO | Consolidated Edison Energy, In | 50247 |  |  |  |  | 47.441 | 2005-03-28 |  |  |  | 37.441 | 2005-03-28
1720 | MIDDLEBURY LOWER U5 | HD | SO |  | VT | 4003 | HYDRO: RUN OF RIVER |  | Central Vermont Public Service | 50252 |  |  |  |  | 1.85 | 2002-05-01 |  |  |  | 1.594 | 2008-09-01
2278 | BARKER LOWER HYDRO | HD | SO |  | ME | 4001 | HYDRO: RUN OF RIVER |  | Ridgewood Maine Hydro Partners | 50728 | 2009-01-01 |  | 50027 | Constellation Energy Commoditi | 1.25 | 2009-03-01 |  |  |  | 0.39 | 2008-09-01
2279 | BARKER UPPER HYDRO | HD | SO |  | ME | 4001 | HYDRO: RUN OF RIVER |  | Ridgewood Maine Hydro Partners | 50728 | 2007-08-01 |  | 50027 | Constellation Energy Commoditi | 1.45 | 2009-03-01 |  |  |  | 0.219 | 2008-09-01
2280 | BENTON FALLS HYDRO | HD | SO |  | ME | 4001 | HYDRO: RUN OF RIVER |  | Littleton Electric Light & Wat | 75 | 2009-01-01 |  | 50762 | Harvard Dedicated Energy Limit | 4.355 | 2003-03-01 |  |  |  | 3.776 | 2008-09-01
2281 | BROWNS MILL HYDRO | HD | SO |  | ME | 4001 | HYDRO: RUN OF RIVER |  | Ridgewood Maine Hydro Partners | 50728 | 2009-01-01 |  | 50027 | Constellation Energy Commoditi | 0.65 | 2009-03-01 |  |  |  | 0.222 | 2008-09-01
2282 | DAMARISCOTTA HYDRO | HD | SO |  | ME | 4001 | HYDRO: RUN OF RIVER |  | Ridgewood Maine Hydro Partners | 50728 | 2009-01-01 |  | 50027 | Constellation Energy Commoditi | 0.5 | 2009-03-01 |  |  |  | 0.005 | 2008-09-01
2283 | EUSTIS HYDRO | HD | SO |  | ME | 4001 | HYDRO: RUN OF RIVER |  | Ridgewood Maine Hydro Partners | 50728 | 2009-01-01 |  | 50027 | Constellation Energy Commoditi | 0.25 | 2009-03-01 |  |  |  | 0.135 | 2008-09-01
2284 | GARDINER HYDRO | HD | SO |  | ME | 4001 | HYDRO: RUN OF RIVER |  | Ridgewood Maine Hydro Partners | 50728 | 2009-01-01 |  | 50027 | Constellation Energy Commoditi | 1.05 | 2009-02-01 |  |  |  | 0.613 | 2008-09-01
2285 | GREENVILLE HYDRO | HD | SO |  | ME | 4001 | HYDRO: RUN OF RIVER |  | Ridgewood Maine Hydro Partners | 50728 | 2009-01-01 |  | 50027 | Constellation Energy Commoditi | 0.447 | 2009-05-01 | m | 0.55 | -0.103 | 0.044 | 2008-09-01
2286 | HACKETT MILLS HYDRO | HD | SO |  | ME | 4001 | HYDRO: RUN OF RIVER |  | NextEra Energy Power Marketing | 50086 | 2009-03-01 |  | 50027 | Constellation Energy Commoditi | 0.5 | 2009-03-01 |  |  |  |  | 2008-08-01
2287 | MECHANIC FALLS HYDRO | HD | SO |  | ME | 4001 | HYDRO: RUN OF RIVER |  | Ridgewood Maine Hydro Partners | 50728 | 2009-01-01 |  | 50027 | Constellation Energy Commoditi | 1.05 | 2009-03-01 |  |  |  |  | 2008-08-01
2288 | NORWAY HYDRO | HD | SO |  | ME | 4001 | HYDRO: RUN OF RIVER |  | Ridgewood Maine Hydro Partners | 50728 | 2009-01-01 |  | 50027 | Constellation Energy Commoditi | 0.253 | 2009-05-01 | m | 0.3 | -0.047 |  | 2008-07-01
2289 | PIONEER DAM HYDRO | HD | SO |  | ME | 4001 | HYDRO: RUN OF RIVER |  | NextEra Energy Power Marketing | 50086 | 2009-01-01 |  | 50027 | Constellation Energy Commoditi | 0.198 | 2003-01-01 |  |  |  | 0.198 | 2008-09-01
2290 | PITTSFIELD HYDRO | HD | SO |  | ME | 4001 | HYDRO: RUN OF RIVER |  | Ridgewood Maine Hydro Partners | 50728 | 2009-01-01 |  | 50027 | Constellation Energy Commoditi | 1 | 2009-03-01 |  |  |  | 0.877 | 2008-09-01
2291 | WAVERLY AVENUE HYDRO | HD | SO |  | ME | 4001 | HYDRO: RUN OF RIVER |  | NextEra Energy Power Marketing | 50086 | 2009-01-01 |  | 50027 | Constellation Energy Commoditi | 0.4 | 2009-03-01 |  |  |  | 0.295 | 2008-09-01
2292 | YORK HYDRO | HD | SO |  | ME | 4001 | HYDRO: RUN OF RIVER |  | Ridgewood Maine Hydro Partners | 50728 | 2009-01-01 |  | 50027 | Constellation Energy Commoditi | 1.2 | 2005-11-01 |  |  |  | 0.878 | 2008-09-01
2424 | CITIZENS BLOCK LOAD | N/A | SO |  | VT | 4003 | STEAM |  | Vermont Electric Power Company | 182 |  |  |  |  | 60 | 2003-01-01 |  |  |  | 60 | 2003-01-01
2425 | SPRINGFIELD REFUSE-NEW | F | EMS |  | MA | 4007 | WOOD/REFUSE | DFO | Western Massachusetts Electric | 50093 | 2003-03-01 |  | 112 | Northeast Utilities Company | 6 | 2003-02-01 |  |  |  | 6 | 2003-02-01
2426 | HYDRO KENNEBEC | HD | EMS |  | ME | 4001 | HYDRO: RUN OF RIVER |  | Competitive Energy Services, L | 51191 | 2009-03-01 |  | 50027 | Constellation Power Source | 17.15 | 2009-01-01 |  |  |  | 14.142 | 2008-09-01
2430 | BELDENS-NEW | HD | EMS |  | VT | 4003 | HYDRO: RUN OF RIVER |  | Vermont Marble Company | 50288 | 2004-05-01 |  | 182 | Vermont Electric Power Co | 5.7 | 2008-11-01 |  |  |  | 3.077 | 2008-09-01
2431 | DODGE FALLS-NEW | HD | EMS |  | VT | 4003 | HYDRO: RUN OF RIVER |  | Vermont Electric Power Company | 182 |  |  |  |  | 5 | 2003-02-01 |  |  |  | 5 | 2006-07-15
2432 | HUNTINGTON FALLS-NEW | HD | EMS |  | VT | 4003 | HYDRO: RUN OF RIVER |  | Vermont Marble Company | 50288 | 2008-12-01 |  | 182 | Vermont Electric Power Co | 5.7 | 2006-10-01 |  |  |  | 4.184 | 2008-09-01
2433 | RYEGATE 1-NEW | F | EMS |  | VT | 4003 | WOOD/REFUSE |  | Vermont Electric Power Company | 182 |  |  |  |  | 20.6 | 2003-02-01 |  |  |  | 20.5 | 2003-02-01
2434 | GORGE 18 HYDRO-NEW | HD | EMS |  | VT | 4003 | HYDRO: RUN OF RIVER |  | Green Mountain Power Corporati | 50275 | 2004-05-01 |  | 182 | Vermont Electric Power Co | 3.3 | 2003-02-01 |  |  |  | 2.258 | 2008-09-01
2435 | VERGENNES HYDRO-NEW | HD | EMS |  | VT | 4003 | HYDRO: RUN OF RIVER |  | Green Mountain Power Corporati | 50275 | 2004-05-01 |  | 182 | Vermont Electric Power Co | 2.1 | 2003-02-01 |  |  |  | 1.63 | 2008-09-01
2439 | BROCKWAY MILLS U5 | HD | SO |  | VT | 4003 | HYDRO: RUN OF RIVER |  | Green Mountain Power Corporati | 50275 |  |  |  |  | 0 | 2006-10-01 |  |  |  |  | 2006-06-01
2462 | PLAINVILLE GEN QF U5 | F | SO |  | MA | 4006 | METHANE/REFUSE |  | Constellation Energy Commoditi | 50027 | 2008-02-01 |  | 50017 | Constellation NewEnergy, Inc. | 3.303 | 2009-02-10 |  |  |  | 3.67 | 2008-09-24
2466 | CHERRY 7 | D | SO |  | MA | 4007 | DIESEL OIL | NG | Hudson Light & Power Departmen | 45 |  |  |  |  | 2.8 | 2009-02-04 |  |  |  | 3.2 | 2003-03-01
2467 | CHERRY 8 | D | SO |  | MA | 4007 | DIESEL OIL | NG | Hudson Light & Power Departmen | 45 |  |  |  |  | 3.4 | 2003-03-01 |  |  |  | 3.4 | 2003-03-01
2468 | CHERRY 10 | D | SO |  | MA | 4007 | DIESEL OIL | NG | Hudson Light & Power Departmen | 45 |  |  |  |  | 2.1 | 2003-03-01 |  |  |  | 2.1 | 2003-03-01
2469 | CHERRY 11 | D | SO |  | MA | 4007 | DIESEL OIL | NG | Hudson Light & Power Departmen | 45 |  |  |  |  | 2.1 | 2003-03-01 |  |  |  | 2.1 | 2003-03-01
2470 | CHERRY 12 | D | SO |  | MA | 4007 | DIESEL OIL | NG | Hudson Light & Power Departmen | 45 |  |  |  |  | 5 | 2003-03-01 |  |  |  | 5 | 2003-03-01
10308 | NECCO COGENERATION FACILITY | CO | SO |  | MA | 4008 | DIESEL OIL |  | New England Confectionery Comp | 51150 | 2008-12-01 |  | 162 | SUEZ Energy Marketing NA, Inc. | 5 | 2003-10-01 |  |  |  | 5 | 2003-10-01
10347 | KENDALL STEAM 1 | F | EMS |  | MA | 4008 | GAS | RFO | Mirant Energy Trading, LLC | 50791 | 2006-02-01 |  | 155 | Mirant Americas Engy Mark., LP | 17.767 | 2009-04-22 | n | 18.965 | -1.198 | 13.565 | 2007-09-19
10348 | KENDALL STEAM 2 | F | EMS |  | MA | 4008 | GAS |  | Mirant Energy Trading, LLC | 50791 | 2006-02-01 |  | 155 | Mirant Americas Engy Mark., LP | 20.69 | 2007-04-01 |  |  |  | 20.738 | 2006-09-25
10349 | KENDALL STEAM 3 | F | EMS |  | MA | 4008 | GAS | RFO | Mirant Energy Trading, LLC | 50791 | 2006-02-01 |  | 155 | Mirant Americas Engy Mark., LP | 24.442 | 2009-04-22 | n | 24.521 | -0.079 | 19.116 | 2005-09-08
10362 | ACTON HYDRO INC. | HD | SO |  | MA | 4008 | HYDRO: RUN OF RIVER |  | Constellation Energy Commoditi | 50027 |  |  |  |  | 0 | 2006-04-01 |  |  |  |  | 2006-04-01
10366 | RRIG EXPANSION PHASE 1 | F | SO |  | RI | 4005 | LANDFILL GAS |  | Ridgewood RI Generation, LLC | 50713 |  |  |  |  | 2.4 | 2004-01-01 |  |  |  | 2.4 | 2004-03-03
10401 | CELLEY MILL U5 | HD | SO |  | NH | 4002 | HYDRO: RUN OF RIVER |  | Public Service Company of New | 50094 |  |  |  |  | 0.14 | 2009-04-01 |  |  |  | 0.048 | 2008-09-01
10402 | PETTYBORO HYDRO U5 | HD | SO |  | NH | 4002 | HYDRO: RUN OF RIVER |  | Public Service Company of New | 50094 |  |  |  |  | 0 | 2006-10-01 |  |  |  |  | 2006-06-01
10403 | EASTMAN BROOK U5 | HD | SO |  | NH | 4002 | HYDRO: RUN OF RIVER |  | Public Service Company of New | 50094 |  |  |  |  | 0.1 | 2006-12-01 |  |  |  | 0.1 | 2006-12-01
10404 | WHEELABRATOR CLAREMONT U5 | F | SO | YES | NH | 4002 | STEAM/REFUSE |  | Public Service Company of New | 50094 |  |  |  |  | 4.218 | 2009-03-01 |  |  |  | 4.218 | 2009-03-01
10406 | LOWER VALLEY HYDRO U5 | HD | SO |  | NH | 4002 | HYDRO: RUN OF RIVER |  | Central Vermont Public Service | 50252 |  |  |  |  | 0.534 | 2009-03-01 |  |  |  | 0.278 | 2008-09-01
10407 | WOODSVILLE HYDRO U5 | HD | SO |  | NH | 4002 | HYDRO: RUN OF RIVER |  | Central Vermont Public Service | 50252 |  |  |  |  | 0.17 | 2004-03-01 |  |  |  | 0.17 | 2004-03-01
10408 | LOWER VILLAGE HYDRO U5 | HD | SO |  | NH | 4002 | HYDRO: RUN OF RIVER |  | Central Vermont Public Service | 50252 |  |  |  |  | 1.35 | 2009-03-01 |  |  |  | 0.062 | 2008-09-01
10409 | SWEETWATER HYDRO U5 | HD | SO |  | NH | 4002 | HYDRO: RUN OF RIVER |  | Central Vermont Public Service | 50252 |  |  |  |  | 0.5 | 2008-11-01 |  |  |  | 0.081 | 2008-09-01
10424 | GREAT LAKES - BERLIN | HD | EMS |  | NH | 4002 | HYDRO: RUN OF RIVER |  | Brookfield Energy Marketing In | 50475 |  |  |  |  | 16.8 | 2009-03-01 |  |  |  | 13.658 | 2008-09-01
10451 | WESTFIELD #1 U5 | D | SO |  | MA | 4007 | METHANE/REFUSE |  | Westfield Gas and Electric Lig | 187 |  |  |  |  | 0.244 | 2007-04-30 |  |  |  | 0.121 | 2005-09-26
10566 | J & L ELECTRIC - BIOMASS II | F | SO |  | ME | 4001 | WOOD/REFUSE |  | NextEra Energy Power Marketing | 50086 | 2008-05-01 |  | 50027 | Constellation Energy Commoditi | 0 | 2008-04-29 |  |  |  |  | 2008-09-29
10615 | BLUE SPRUCE FARM U5 | G | SO |  | VT | 4003 | METHANE/REFUSE |  | Central Vermont Public Service | 50252 |  |  |  |  | 0.275 | 2004-11-01 |  |  |  | 0.275 | 2004-11-01
10770 | WEST SPRINGFIELD HYDRO U5 | HD | SO |  | MA | 4007 | HYDRO: RUN OF RIVER |  | Harvard Dedicated Energy Limit | 50762 | 2008-12-01 |  | 152 | Sterling Municipal Elec Light | 1.25 | 2007-07-01 |  |  |  | 0.743 | 2008-09-01
10801 | COVENTRY CLEAN ENERGY | D | SO |  | VT | 4003 | GAS |  | Vermont Public Power Supply Au | 50289 |  |  |  |  | 4.74 | 2009-04-21 | n | 4.8 | -0.06 | 4.719 | 2008-09-22
10880 | GE LYNN EXCESS REPLACEMENT | G | SO |  | MA | 4008 | DIESEL OIL | NG | Constellation NewEnergy, Inc. | 50017 | 2007-03-01 |  | 50168 | Select Energy Inc. | 0 | 2008-10-01 |  |  |  |  | 2008-10-01
10959 | RRIG EXPANSION PHASE 2 | F | EMS |  | RI | 4005 | LANDFILL GAS |  | Ridgewood RI Generation, LLC | 50713 |  |  |  |  | 6.018 | 2008-04-16 |  |  |  | 5.204 | 2006-10-04
10998 | MASSINNOVATION FITCHBURG | HD | SO | YES | MA | 4007 | SOLAR |  | Fitchburg Gas and Electric Lig | 38 |  |  |  |  | 0.004 | 2009-03-01 |  |  |  | 0.004 | 2009-03-01
11052 | GRTR NEW BEDFORD LFG UTIL PROJ | F | SO |  | MA | 4006 | LANDFILL GAS |  | Constellation Energy Commoditi | 50027 | 2008-05-01 |  | 50017 | Constellation NewEnergy, Inc. | 3.229 | 2009-04-21 | n | 3.3 | -0.071 | 3.3 | 2005-08-15
11126 | NORTH HARTLAND HYDRO | HD | SO |  | VT | 4003 | HYDRO: RUN OF RIVER |  | Central Vermont Public Service | 50252 |  |  |  |  | 4.46 | 2007-10-01 |  |  |  | 4.46 | 2007-10-01
11154 | BRATTLEBORO LANDFILL | G | SO |  | VT | 4003 | LANDFILL GAS |  | Central Vermont Public Service | 50252 |  |  |  |  | 0.5 | 2005-11-04 |  |  |  | 0.5 | 2005-11-04
11408 | HULL WIND TURBINE II | W | SO |  | MA | 4006 | WIND |  | Hull Municipal Lighting Plant | 72 |  |  |  |  | 1.8 | 2006-03-01 |  |  |  | 1.8 | 2006-03-01
11424 | RUMFORD FALLS | HD | EMS |  | ME | 4001 | HYDRO: RUN OF RIVER |  | Brookfield Energy Marketing In | 50475 |  |  |  |  | 43 | 2009-03-01 |  |  |  | 31.686 | 2008-09-01
11530 | BERLIN WIND | W | SO | YES | NH | 4002 | WIND |  | Public Service Company of New | 50094 |  |  |  |  | 0 | 2008-03-01 |  |  |  |  | 2008-03-01
11827 | PORTSMOUTH ABBEY WIND QF | W | SO |  | RI | 4005 | WIND |  | Narragansett Electric Company | 156 |  |  |  |  | 0.445 | 2008-02-28 |  |  |  | 0.445 | 2008-02-28
11842 | WATERSIDE POWER | G | EMS |  | CT | 4004 | OIL |  | Pinpoint Power, LLC | 50688 |  |  |  |  | 74.958 | 2009-05-01 |  |  |  | 73.418 | 2009-05-01
11889 | IBEW LOCAL 99 SOLAR QF | HD | SO |  | RI | 4005 | SOLAR |  | Narragansett Electric Company | 156 |  |  |  |  | 0.029 | 2008-02-28 |  |  |  | 0.029 | 2008-02-28
11925 | BROCKTON BRIGHTFIELDS | HD | SO |  | MA | 4006 | SOLAR |  | Constellation Energy Commoditi | 50027 | 2008-04-01 |  | 50017 | Constellation NewEnergy, Inc. | 0.425 | 2006-09-18 |  |  |  | 0.425 | 2006-09-18
12108 | FIEC DIESEL | D | SO |  | ME | 4001 | DIESEL OIL |  | Vermont Public Power Supply Au | 50289 |  |  |  |  | 1.488 | 2009-04-02 | n | 1.555 | -0.067 | 1.555 | 2008-06-30
12163 | PPL GREAT WORKS - RED SHIELD | F | EMS |  | ME | 4001 | REFUSE |  | PPL EnergyPlus, LLC | 50212 |  |  |  |  | 1.633 | 2008-12-02 |  |  |  | 3.683 | 2008-09-22
12168 | HARRIS ENERGY | HD | SO |  | MA | 4007 | HYDRO: RUN OF RIVER |  | Holyoke Gas & Electric Departm | 44 |  |  |  |  | 2.421 | 2006-12-01 |  |  |  | 2.421 | 2006-12-01
12180 | BERKSHIRE COW POWER | D | SO |  | VT | 4003 | METHANE/REFUSE |  | Vermont Electric Cooperative | 50326 |  |  |  |  | 0.5 | 2006-12-06 |  |  |  | 0.5 | 2006-12-06
12274 | GREEN MOUNTAIN DAIRY | F | SO |  | VT | 4003 | METHANE/REFUSE |  | Central Vermont Public Service | 50252 |  |  |  |  | 0.166 | 2007-05-01 |  |  |  | 0.166 | 2007-06-01
12323 | COVENTRY CLEAN ENERGY #4 | D | SO |  | VT | 4003 | LANDFILL GAS |  | Vermont Public Power Supply Au | 50289 |  |  |  |  | 1.597 | 2009-02-17 |  |  |  | 1.585 | 2008-06-30
13515 | PIERCE STATION | G | EMS |  | CT | 4004 | OIL/GAS |  | Connecticut Municipal Electric | 8 |  |  |  |  | 94.941 | 2008-10-03 |  |  |  | 75.441 | 2008-10-03
13664 | JOHN STREET #3 | D | EMS |  | CT | 4004 | DIESEL OIL |  | Connecticut Municipal Electric | 8 |  |  |  |  | 2 | 2007-09-26 |  |  |  | 2 | 2007-09-26
13665 | JOHN STREET #4 | D | EMS |  | CT | 4004 | DIESEL OIL |  | Connecticut Municipal Electric | 8 |  |  |  |  | 2 | 2007-09-26 |  |  |  | 2 | 2007-09-26
13666 | JOHN STREET 5 | D | EMS |  | CT | 4004 | DIESEL OIL |  | Connecticut Municipal Electric | 8 |  |  |  |  | 2.003 | 2009-02-16 |  |  |  | 2.011 | 2008-07-30
13669 | EAST WINDSOR NORCAP LFG PLANT | F | SO |  | CT | 4004 | LANDFILL GAS |  | Manchester Methane, LLC | 50881 |  |  |  |  | 0 | 2007-09-05 |  |  |  |  | 2007-09-05
13673 | MATEP (DIESEL) | D | EMS |  | MA | 4008 | DIESEL OIL |  | MATEP, LLC | 50856 |  |  |  |  | 19.25 | 2009-03-05 |  |  |  | 19.26 | 2008-06-30
13675 | MATEP (COMBINED CYCLE) | CC | EMS |  | MA | 4008 | OIL/GAS |  | MATEP, LLC | 50856 |  |  |  |  | 47.521 | 2008-08-25 |  |  |  | 44.521 | 2008-08-25
13703 | VERSO COGEN 1 | G | EMS |  | ME | 4001 | OIL/GAS | DFO | Energy New England LLC | 50186 |  |  |  |  | 58.512 | 2008-12-01 |  |  |  | 47.358 | 2008-12-01
13704 | VERSO COGEN 2 | G | EMS |  | ME | 4001 | OIL/GAS | DFO | Energy New England LLC | 50186 |  |  |  |  | 56.408 | 2008-12-10 |  |  |  | 45.254 | 2008-12-10
13705 | VERSO COGEN 3 | G | EMS |  | ME | 4001 | OIL/GAS | DFO | Energy New England LLC | 50186 |  |  |  |  | 55.29 | 2008-11-24 |  |  |  | 44.136 | 2008-11-24
13933 | JIMINY PEAK WIND QF | W | SO |  | MA | 4007 | WIND |  | Massachusetts Electric Company | 50075 |  |  |  |  | 1.417 | 2008-02-28 |  |  |  | 1.417 | 2008-02-28
13975 | CORRIVEAU HYDROELECTRIC LLC | HD | SO |  | ME | 4001 | HYDRO: RUN OF RIVER |  | PPL Maine, LLC | 50248 |  |  |  |  | 0.35 | 2009-03-01 |  |  |  | 0.073 | 2008-09-01
14087 | MAT3 | D | EMS |  | MA | 4008 | DIESEL OIL |  | MATEP, LLC | 50856 |  |  |  |  | 18.065 | 2007-12-21 |  |  |  | 18.509 | 2008-07-01
14098 | WASTE MANAGEMENT LANDFILL | F | SO |  | MA | 4007 | LANDFILL GAS |  | Direct Energy Business, LLC | 154 |  |  |  |  | 2.888 | 2009-03-31 |  |  |  | 2.801 | 2008-09-24
14134 | MONTAGNE FARM | F | SO |  | VT | 4003 | METHANE/REFUSE |  | Central Vermont Public Service | 50252 |  |  |  |  | 0.219 | 2008-09-24 |  |  |  | 0.219 | 2008-09-24
14157 | COS COB UNIT 13 | J | EMS |  | CT | 4004 | JET FUEL |  | NRG Power Marketing LLC | 50192 |  |  |  |  | 24.201 | 2008-07-09 |  |  |  | 19.201 | 2008-07-09
14158 | COS COB UNIT 14 | J | EMS |  | CT | 4004 | JET FUEL |  | NRG Power Marketing LLC | 50192 |  |  |  |  | 15.591 | 2009-04-17 | n | 23.478 | -7.887 | 11.716 | 2009-04-17 | n | 19.603 | -7.887
14177 | WESTBROOK ENERGY CENTER G1 | CC | EMS |  | ME | 4001 | GAS |  | Calpine Energy Services, LP | 50375 |  |  |  |  | 271.188 | 2008-08-29 |  |  |  | 255.032 | 2008-08-29
14178 | WESTBROOK ENERGY CENTER G2 | CC | EMS |  | ME | 4001 | GAS |  | Calpine Energy Services, LP | 50375 |  |  |  |  | 271.19 | 2008-02-27 |  |  |  | 255.03 | 2008-02-27
14211 | INDECK ALEXANDRIA | F | EMS |  | NH | 4002 | WOOD/REFUSE |  | Indeck Energy-Alexandria, L.L. | 50445 |  |  |  |  | 13.882 | 2009-01-31 |  |  |  | 13.882 | 2009-01-31
14217 | NORTHFIELD MOUNTAIN 1 | PS | EMS |  | MA | 4007 | HYDRO: PUMPED STORAGE |  | FirstLight Power Resources Man | 50876 |  |  |  |  | 270 | 2007-12-11 |  |  |  | 270 | 2007-12-11
14218 | NORTHFIELD MOUNTAIN 2 | PS | EMS |  | MA | 4007 | HYDRO: PUMPED STORAGE |  | FirstLight Power Resources Man | 50876 |  |  |  |  | 270 | 2007-12-11 |  |  |  | 270 | 2007-12-11
14219 | NORTHFIELD MOUNTAIN 3 | PS | EMS |  | MA | 4007 | HYDRO: PUMPED STORAGE |  | FirstLight Power Resources Man | 50876 |  |  |  |  | 270 | 2007-12-11 |  |  |  | 270 | 2007-12-11
14220 | NORTHFIELD MOUNTAIN 4 | PS | EMS |  | MA | 4007 | HYDRO: PUMPED STORAGE |  | FirstLight Power Resources Man | 50876 |  |  |  |  | 270 | 2007-12-11 |  |  |  | 270 | 2007-12-11
14271 | AMERESCO NORTHAMPTON | F | SO |  | MA | 4007 | LANDFILL GAS |  | Constellation Energy Commoditi | 50027 | 2008-04-01 |  | 50017 | Constellation NewEnergy, Inc. | 0 | 2007-11-01 |  |  |  |  | 2007-11-01
14382 | ETHAN ALLEN CO-GEN 1 | F | SO |  | VT | 4003 | STEAM/REFUSE |  | Vermont Electric Cooperative | 50326 |  |  |  |  | 0.099 | 2009-04-24 | n | 0.299 | -0.2 | 0.299 | 2008-01-09
14383 | SBER ROYAL MILLS LLC | HD | SO |  | RI | 4005 | HYDRO: RUN OF RIVER |  | Narragansett Electric Company | 156 |  |  |  |  | 0 | 2008-01-26 |  |  |  |  | 2008-01-26
14623 | VALLEY HYDRO (STATION NO. 5) | HD | SO |  | MA | 4007 | HYDRO: RUN OF RIVER |  | Holyoke Gas & Electric Departm | 44 |  |  |  |  | 0.79 | 2008-04-01 |  |  |  | 0.79 | 2008-04-01
14695 | ORONO | HD | SO |  | ME | 4001 | HYDRO: RUN OF RIVER |  | PPL EnergyPlus, LLC | 50212 |  |  |  |  | 1.4 | 2009-01-17 |  |  |  | 1.4 | 2009-01-17
14707 | COVANTA HAVERHILL - LF GAS | F | SO |  | MA | 4008 | LANDFILL GAS |  | Covanta Haverhill Associates | 50977 |  |  |  |  | 1.593 | 2008-11-19 |  |  |  |  | 2008-09-25
14767 | PINE TREE LFGTE | G | SO |  | ME | 4001 | LANDFILL GAS |  | NextEra Energy Power Marketing | 50086 |  |  |  |  | 2.397 | 2009-04-24 | n | 2.87 | -0.473 | 2.87 | 2008-01-01
14801 | CABOT | HD | EMS |  | MA | 4007 | HYDRO: RUN OF RIVER |  | FirstLight Power Resources Man | 50876 |  |  |  |  | 61.8 | 2008-03-27 |  |  |  | 61.8 | 2008-03-27
14808 | TURNERSFALLS | HD | EMS |  | MA | 4007 | HYDRO: RUN OF RIVER |  | FirstLight Power Resources Man | 50876 |  |  |  |  | 6.4 | 2008-03-27 |  |  |  | 6.4 | 2008-03-27
14816 | NORDEN 1 | D | EMS |  | CT | 4004 | DIESEL OIL |  | Connecticut Municipal Electric | 8 |  |  |  |  | 1.958 | 2009-02-28 |  |  |  | 1.958 | 2009-02-28
14817 | NORDEN 2 | D | EMS |  | CT | 4004 | DIESEL OIL |  | Connecticut Municipal Electric | 8 |  |  |  |  | 1.948 | 2009-02-28 |  |  |  | 1.948 | 2009-02-28
14818 | NORDEN 3 | D | EMS |  | CT | 4004 | DIESEL OIL |  | Connecticut Municipal Electric | 8 |  |  |  |  | 1.942 | 2009-02-28 |  |  |  | 1.942 | 2009-02-28
14819 | JOHN STREET 1 | D | EMS |  | CT | 4004 | DIESEL OIL |  | Connecticut Municipal Electric | 8 |  |  |  |  | 2 | 2008-05-15 |  |  |  | 2 | 2008-05-15
14820 | CYTEC 1 | D | EMS |  | CT | 4004 | DIESEL OIL |  | Connecticut Municipal Electric | 8 |  |  |  |  | 1.923 | 2009-03-11 |  |  |  | 1.929 | 2008-08-26
14821 | CYTEC 2 | D | EMS |  | CT | 4004 | DIESEL OIL |  | Connecticut Municipal Electric | 8 |  |  |  |  | 1.913 | 2009-03-11 |  |  |  | 1.945 | 2008-08-26
14822 | CYTEC 3 | D | EMS |  | CT | 4004 | DIESEL OIL |  | Connecticut Municipal Electric | 8 |  |  |  |  | 1.939 | 2008-06-05 |  |  |  | 1.941 | 2008-08-26
14823 | NORWICH WWTP | D | EMS |  | CT | 4004 | DIESEL OIL |  | Connecticut Municipal Electric | 8 |  |  |  |  | 2 | 2008-05-29 |  |  |  | 2 | 2008-05-29
14919 | ZBE-001 | F | SO | YES | NH | 4002 | WOOD/REFUSE |  | Public Service Company of New | 50094 |  |  |  |  | 0 | 2008-03-01 |  |  |  |  | 2008-03-01
14925 | ICE HOUSE PARTNERS, INC. | HD | SO |  | MA | 4007 | HYDRO: RUN OF RIVER |  | Massachusetts Electric Company | 50075 |  |  |  |  | 0 | 2008-05-01 |  |  |  |  | 2008-05-01
14937 | UNION GAS STATION | HD | SO |  | ME | 4001 | HYDRO: RUN OF RIVER |  | NextEra Energy Power Marketing | 50086 |  |  |  |  | 1.5 | 2008-03-19 |  |  |  | 1.5 | 2008-09-01
15097 | KIMB ROCKY RIVER PH2 | CC | EMS |  | CT | 4004 | GAS |  | Constellation Energy Commoditi | 50027 |  |  |  |  | 21.5 | 2009-02-05 |  |  |  | 14 | 2009-02-05
15115 | LEMPSTER WIND | W | EMS |  | NH | 4002 | WIND |  | Public Service Company of New | 50094 |  |  |  |  | 23.5 | 2008-12-01 |  |  |  | 23.5 | 2008-12-01
15201 | FISKE HYDRO | HD | SO |  | NH | 4002 | HYDRO: RUN OF RIVER |  | Public Service Company of New | 50094 |  |  |  |  | 0.81 | 2008-06-01 |  |  |  | 0.81 | 2008-06-01
15462 | HOLY NAME CC JR SR HIGH SCHOOL | W | SO |  | MA | 4007 | WIND |  | Massachusetts Electric Company | 50075 |  |  |  |  | 0.6 | 2008-09-01 |  |  |  | 0.6 | 2008-09-01
15464 | STETSON WIND FARM | HD | EMS |  | ME | 4001 | WIND |  | Evergreen Wind Power V, LLC | 51001 |  |  |  |  | 57 | 2009-01-22 |  |  |  | 57 | 2009-01-22
15465 | NEIGHBORHOOD ENERGY, LLC | F | SO |  | VT | 4003 | METHANE/REFUSE |  | Vermont Electric Cooperative | 50326 |  |  |  |  | 0.179 | 2009-03-03 |  |  |  |  | 2008-10-01
15484 | THOMAS A. WATSON UNIT 1 |  | EMS |  | MA | 4006 | OIL/GAS |  | Braintree Electric Light Depar | 5 |  |  |  |  | 0 | 2009-04-22 |  |  |  |  | 2009-04-22
15485 | THOMAS A. WATSON UNIT 2 |  | EMS |  | MA | 4006 | OIL/GAS |  | Braintree Electric Light Depar | 5 |  |  |  |  | 0 | 2009-04-14 |  |  |  |  | 2009-04-14
15488 | MIDDLETON BUILDING SUPPLY | F | SO | YES | NH | 4002 | STEAM |  | Public Service Company of New | 50094 |  |  |  |  | 0 | 2009-03-01 |  |  |  |  | 2009-03-01
15617 | MORETOWN LFGTE | F | SO |  | VT | 4003 | LANDFILL GAS |  | Green Mountain Power Corporati | 50275 |  |  |  |  | 3.139 | 2009-02-13 |  |  |  |  | 2008-12-01
15706 | BEAVER RIDGE WIND | W | SO |  | ME | 4001 | WIND |  | New Hampshire Electric Coopera | 157 |  |  |  |  | 1.4 | 2009-05-01 | n | 1.8 | -0.4 | 1 | 2008-10-15
15787 | WORONOCO HYDRO LLC | HD | SO |  | MA | 4007 | HYDRO: RUN OF RIVER |  | Swift River Trading Company LL | 51139 |  |  |  |  | 2.335 | 2009-03-01 |  |  |  | 2.125 | 2008-11-01
15998 | CROSSROADS LANDFILL | F | SO |  | ME | 4001 | LANDFILL GAS |  | Madison Electric Works | 51145 |  |  |  |  | 0 | 2008-12-31 |  |  |  |  | 2008-12-31
16089 | TURNERS FALLS HYDRO | HD | SO |  | MA | 4007 | HYDRO: RUN OF RIVER |  | Swift River Trading Company LL | 51139 |  |  |  |  | 0.95 | 2009-03-01 |  |  |  |  | 2009-02-01
16183 | RICHEY WOODWORKING WIND QF | W | SO |  | MA | 4008 | WIND |  | Massachusetts Electric Company | 50075 |  |  |  |  | 0.6 | 2009-02-18 |  |  |  | 0.6 | 2009-02-18
16188 | WILSON HOLDINGS LLC - PV QF | SOLAR | SO |  | MA | 4007 | SOLAR |  | Massachusetts Electric Company | 50075 |  |  |  |  | 0.135 | 2009-02-24 |  |  |  | 0.135 | 2009-02-24
16233 | CITY OF MEDFORD WIND QF | W | SO |  | MA | 4008 | WIND |  | Massachusetts Electric Company | 50075 |  |  |  |  | 0.1 | 2009-02-27 |  |  |  | 0.1 | 2009-02-27
16234 | CONSTELLATION MAJILITE PV QF | SOLAR | SO |  | MA | 4007 | SOLAR |  | Massachusetts Electric Company | 50075 |  |  |  |  | 0.375 | 2009-02-27 |  |  |  | 0.375 | 2009-02-27
16294 | TOWN OF PORTSMOUTH RI WIND QF | W | SO |  | RI | 4005 | WIND |  | Narragansett Electric Company | 156 |  |  |  |  | 1.5 | 2009-03-21 |  |  |  | 1.5 | 2009-03-21
16331 | QUARRY ENERGY PROJECT | F | SO |  | MA | 4006 | LANDFILL GAS |  | Harvard Dedicated Energy Limit | 50762 |  |  |  |  | 0.421 | 2009-04-16 | n | 0.58 | -0.159 | 0.421 | 2009-04-16 | n | 0.58 | -0.159
16332 | BARTLETTS OCEAN VIEW FARM WIND | W | SO |  | MA | 4006 | WIND |  | Massachusetts Electric Company | 50075 |  |  |  |  | 0.25 | 2009-04-09 |  |  |  | 0.25 | 2009-04-09
16386 | NATURE'S CLASSROOM WIND QF | W | SO |  | MA | 4007 | WIND |  | Massachusetts Electric Company | 50075 |  |  |  |  | 0.1 | 2009-04-24 |  |  |  | 0.1 | 2009-04-24

## Retired_Deactivated
Retired and/or Deactivated Units as of |  |  |  | 2009-04-30 |  |  |  |  | Lead Participant (for EMS units) or NEPOOL Participant with Majority Interest in the Resource (for SO Units) | [5 empty] | Claimed Capability
Asset Id | Generator Name | Unit Type | Class | SQF | State | Load Zone | Fuel Type | Alt Fuel | Current Lead Participant | Participant ID | LP Most Recent Change Date | Change LP | Previous Participant ID | Previous Lead Participant | WSCC | SSCC | Operating Status | Comments | Effective Date of Retirement or Deactivation
334 | BELDENS | HD | EMS |  |  |  | HYDRO: RUN OF RIVER |  | Vermont Electric Power Company | 182 |  |  |  |  | 5.7 | 4.76 | RETIRED | retir/born new name | 2003-01-31 05:00
343 | BLACKSTONE 1 | F | EMS |  |  |  | OIL/GAS | NG | Commonwealth Electric Company | 108 | [6 empty] | RETIRED |  | 2004-02-19 05:00
390 | DEVON 7 | F | EMS |  |  |  | OIL/GAS | NG | NRG Power Marketing LLC | 50192 | 2000-01-01 |  | 112 | Northeast Utilities Company | 109 | 105.161 | RETIRED |  | 2007-10-05 04:00
391 | DEVON 8 | F | EMS |  |  |  | OIL/GAS | NG | NRG Power Marketing LLC | 50192 | 2000-01-01 |  | 112 | Northeast Utilities Company | 109 | 106.844 | RETIRED |  | 2007-06-07 04:00
394 | DODGE FALLS | HD | EMS |  |  |  | HYDRO: RUN OF RIVER |  | Vermont Electric Power Company | 182 |  |  |  |  | 5 | 5 | RETIRED | retir/born new name | 2003-01-31 05:00
425 | GORBELL/THERMO | F | EMS |  |  |  | HYDRO: RUN OF RIVER |  | Constellation Energy Commoditi | 50027 | 2000-01-17 |  | 85 | Morgan Stanley Capital Group | 14.07 | 13.74 | RETIRED |  | 2002-06-07 04:00
442 | CHERRY STREET 7-12 | D | EMS |  |  |  | OIL/GAS | NG | Hudson Light & Power Departmen | 45 |  |  |  |  | 15.8 | 15.6 | RETIRED | broken down to Less than 5mw | 2003-02-28 05:00
443 | HUNTINGTON FALLS | HD | EMS |  |  |  | HYDRO: RUN OF RIVER |  | Vermont Electric Power Company | 182 |  |  |  |  | 5.76 | 4.58 | RETIRED | retir/born new name | 2003-01-31 05:00
453 | KENDALL JET 2 | J | EMS |  |  |  | JET FUEL |  | Mirant Americas Energy Marketi | 155 | [6 empty] | RETIRED |  | 2004-09-22 04:00
454 | KENDALL 1 | F | EMS |  |  |  | OIL/GAS | RFO | Mirant Americas Energy Marketi | 155 |  |  |  |  | 17 | 17.3 | RETIRED |  | 2002-12-18 05:00
455 | KENDALL 2 | F | EMS |  |  |  | OIL/GAS | RFO | Mirant Americas Energy Marketi | 155 |  |  |  |  | 21 | 18.141 | RETIRED |  | 2002-12-18 05:00
456 | KENDALL 3 | F | EMS |  |  |  | OIL/GAS | RFO | Mirant Americas Energy Marketi | 155 |  |  |  |  | 23.141 | 20.077 | RETIRED |  | 2002-12-18 05:00
469 | MASON 3 | F | EMS |  |  |  | OIL |  | NextEra Energy Power Marketing | 50086 |  |  |  |  | 31.66 |  | RETIRED |  | 2004-01-07 05:00
470 | MASON 4 | F | EMS |  |  |  | OIL |  | NextEra Energy Power Marketing | 50086 |  |  |  |  | 32.669 |  | RETIRED |  | 2004-01-07 05:00
471 | MASON 5 | F | EMS |  |  |  | OIL |  | NextEra Energy Power Marketing | 50086 |  |  |  |  | 33.23 |  | RETIRED |  | 2004-01-07 05:00
499 | MYSTIC 4 | F | EMS |  |  |  | OIL |  | Exelon New England Holdings, L | 50074 |  |  |  |  | 89.95 | 95.438 | RETIRED |  | 2003-12-16 05:00
500 | MYSTIC 5 | F | EMS |  |  |  | OIL |  | Exelon New England Holdings, L | 50074 |  |  |  |  | 90.9 | 91.625 | RETIRED |  | 2003-12-16 05:00
501 | MYSTIC 6 | F | EMS |  |  |  | OIL |  | Exelon New England Holdings, L | 50074 |  |  |  |  | 95.05 |  | RETIRED |  | 2003-12-16 05:00
505 | NEW BOSTON 1 | F | EMS |  |  |  | GAS |  | Exelon New England Holdings, L | 50074 | [6 empty] | RETIRED |  | 2007-08-01 04:00
506 | NEW BOSTON 2 | F | EMS |  |  |  | OIL/GAS |  | Exelon New England Holdings, L | 50074 |  |  |  |  | 351.225 | 351.513 | RETIRED |  | 2002-11-23 05:00
522 | NEWPORT DIESELS 4-7 | D | SO |  |  |  | DIESEL OIL |  | Great Bay Power Marketing, Inc | 50673 | [6 empty] | RETIRED |  | 2007-12-21 05:00
523 | NEWPORT DIESELS 8-10 | D | SO |  |  |  | DIESEL OIL |  | Great Bay Power Marketing, Inc | 50673 | [6 empty] | RETIRED |  | 2007-12-21 05:00
535 | PEPPERELL | CC | EMS |  |  |  | OIL/GAS |  | Indeck-Pepperell Pwr Assoc | 48 |  |  |  |  | 40.115 | 33.135 | RETIRED |  | 2003-12-04 05:00
550 | RYEGATE 1 | F | EMS |  |  |  | WOOD/REFUSE |  | Vermont Electric Power Company | 182 |  |  |  |  | 20.6 | 20.5 | RETIRED | retir/born new name | 2003-01-31 05:00
582 | SPRINGFIELD REFUSE | F | EMS |  |  |  | WOOD/REFUSE |  | Northeast Utilities System Com | 112 |  |  |  |  | 6 | 6 | RETIRED | retir/born new name | 2003-01-31 05:00
585 | ST ALBANS 1 and 2 | D | EMS |  |  |  | DIESEL OIL |  | Central Vermont Public Service | 50252 | 2004-05-01 |  | 182 | Vermont Electric Power Co |  |  | RETIRED |  | 2008-04-01 04:00
597 | UNITED AMERICAN HYDRO | HD | EMS |  |  |  | HYDRO: RUN OF RIVER |  | Central Maine Power Company | 6 |  |  |  |  | 17.15 | 15.7 | RETIRED | retir/born new name | 2003-01-31 05:00
742 | NORTHFIELD MOUNTAIN 1-4 | PS | EMS |  |  |  | HYDRO: PUMPED STORAGE |  | FirstLight Power Resources Man | 50876 | 2006-11-01 |  | 50168 | Select Energy Inc. |  |  | RETIRED | Units seperated into individuals | 2008-03-05 05:00
758 | FT HALIFAX | HD | EMS |  |  |  | HYDRO: RUN OF RIVER |  | FPL Energy Maine Hydro LLC | 50173 | 2007-07-01 |  | 50086 | FPL Energy Power Mktg. Inc. |  |  | RETIRED |  | 2008-09-30 04:00
766 | CABOT/TURNERS FALLS | HD | EMS |  |  |  | HYDRO: RUN OF RIVER |  | FirstLight Power Resources Man | 50876 | 2006-11-01 |  | 50168 | Select Energy Inc. |  |  | RETIRED | Unit seperated into 2 assets | 2008-03-27 04:00
778 | GORGE 18 HYDRO | HD | EMS |  |  |  | HYDRO: RUN OF RIVER |  | Vermont Electric Power Company | 182 |  |  |  |  | 3.3 | 3.3 | RETIRED | retir/born new name | 2003-01-31 05:00
780 | VERGENNES HYDRO | HD | EMS |  |  |  | HYDRO: RUN OF RIVER |  | Vermont Electric Power Company | 182 |  |  |  |  | 2.1 | 2.1 | RETIRED | retir/born new name | 2003-01-31 05:00
788 | GREENVILLE DAM | HD | SO |  |  |  | HYDRO: RUN OF RIVER |  | Connecticut Municipal Electric | 8 | [6 empty] | RETIRED |  | 2008-03-01 05:00
916 | GREAT LAKES - BERLIN | HD | SO |  |  |  | HYDRO: RUN OF RIVER | [7 empty] | 13 | 13 | RETIRED | unit retired/bec #10424 Berlin | 2004-06-22 04:00
918 | BEECH RIVER MILL | HD | SO |  |  |  | HYDRO: RUN OF RIVER | [7 empty] | 0.01 | 0.01 | RETIRED |  | 2005-09-12 04:00
920 | PITTSFIELD MILL | HD | SO |  |  |  | HYDRO: RUN OF RIVER | [9 empty] | RETIRED |  | 2004-01-01 05:00
923 | BOSTON FELT HYDRO | HD | SO |  |  |  | HYDRO: RUN OF RIVER | [9 empty] | RETIRED |  | 2004-01-01 05:00
930 | FISKE MILL HYDRO | HD | SO |  |  |  | HYDRO: RUN OF RIVER | [9 empty] | RETIRED |  | 2004-01-01 05:00
939 | UNION VILLAGE DAM | HD | SO |  |  |  | HYDRO: RUN OF RIVER | [7 empty] | 0.014 | 0.014 | RETIRED | dismantled | 2003-04-01 05:00
968 | PRINCETON WIND FARM | HD | SO |  |  |  | REFUSE |  | Vermont Public Power Supply Au | 50289 | [6 empty] | RETIRED |  | 2007-05-16 04:00
977 | G FOX | G | SO |  |  |  | GAS | [9 empty] | RETIRED |  | 2003-07-01 04:00
1024 | BUNKER RD #1 DIESEL | D | SO |  |  |  | REFUSE |  | New England Power Company | 81 | [6 empty] | RETIRED |  | 2009-04-28 04:00
1025 | BUNKER RD #2 DIESEL | D | SO |  |  |  | REFUSE |  | New England Power Company | 81 | [6 empty] | RETIRED |  | 2009-04-28 04:00
1026 | BUNKER RD #3 DIESEL | D | SO |  |  |  | REFUSE |  | New England Power Company | 81 | [6 empty] | RETIRED |  | 2009-04-28 04:00
1027 | BUNKER RD #4 DIESEL | D | SO |  |  |  | REFUSE |  | New England Power Company | 81 | [6 empty] | RETIRED |  | 2009-04-28 04:00
1045 | WILKINS ST #1 | D | SO |  |  |  | DIESEL OIL | [7 empty] | 2.5 | 2.5 | RETIRED | Units retired individually/#467 | 2006-09-29 04:00
1046 | WILKINS ST #2 | D | SO |  |  |  | DIESEL OIL | [7 empty] | 2.5 | 2.5 | RETIRED | Units retired individually/#467 | 2006-09-29 04:00
1055 | WOONSOCKET HYDRO | HD | SO |  |  |  | REFUSE | [9 empty] | RETIRED |  | 2003-02-28 05:00
1056 | ROOSEVELT HYDRO | HD | SO |  |  |  | HYDRO: RUN OF RIVER | [9 empty] | RETIRED |  | 2005-02-01 05:00
1060 | GEEL | J | EMS |  |  |  | JET FUEL | [7 empty] | 14.982 | 12.982 | RETIRED |  | 2006-07-31 04:00
1064 | TENTH STREET | HD | SO |  |  |  | HYDRO: RUN OF RIVER |  | Connecticut Municipal Electric | 8 | [6 empty] | RETIRED |  | 2008-03-01 05:00
1067 | IPSWICH #1 | D | SO |  |  |  | DIESEL OIL | [7 empty] | 1.32 | 1.26 | RETIRED | Units retired individually/#448 | 2006-09-28 04:00
1068 | IPSWICH #2 | D | SO |  |  |  | DIESEL OIL | [9 empty] | RETIRED |  | 2006-09-28 04:00
1069 | IPSWICH #6 | D | SO |  |  |  | DIESEL OIL | [7 empty] | 1.2 | 1.2 | RETIRED |  | 2006-09-28 04:00
1070 | IPSWICH #7 | D | SO |  |  |  | DIESEL OIL | [7 empty] | 1.42 | 1.39 | RETIRED |  | 2006-09-28 04:00
1071 | IPSWICH #8 | D | SO |  |  |  | DIESEL OIL | [7 empty] | 1 | 1.07 | RETIRED |  | 2006-09-28 04:00
1072 | IPSWICH #9 | D | SO |  |  |  | DIESEL OIL | [7 empty] | 1.345 | 1.37 | RETIRED |  | 2006-09-28 04:00
1073 | IPSWICH #10 | D | SO |  |  |  | DIESEL OIL | [7 empty] | 1.3 | 1.3 | RETIRED |  | 2006-09-28 04:00
1074 | IPSWICH #11 | D | SO |  |  |  | DIESEL OIL | [7 empty] | 1.1 | 1.3 | RETIRED |  | 2006-09-28 04:00
1075 | IPSWICH #12 | D | SO |  |  |  | DIESEL OIL | [7 empty] | 1.3 | 1.2 | RETIRED |  | 2006-09-28 04:00
1083 | ANDROSCOGGIN ENERGY CENTER | G | EMS |  |  |  | OIL/GAS | DFO | Energy New England LLC | 50186 | 2006-09-01 |  | 50375 | Calpine Energy Services, L.P. |  |  | RETIRED | This unit has been reactivated | 2008-02-06 05:00
1108 | CHAMPION | F | EMS |  |  |  | WOOD/REFUSE |  | NextEra Energy Power Marketing | 50086 | 2007-03-01 |  | 50027 | Constellation Power Source |  |  | DEACTIVATED |  | 2008-08-28 04:00
1112 | DIRIGO DOWELS | F | SO |  |  |  | WOOD/REFUSE | [9 empty] | RETIRED |  | 2004-11-01 05:00
1120 | GOOSE RIVER 2 | HD | SO |  |  |  | HYDRO: RUN OF RIVER | [9 empty] | RETIRED |  | 2003-01-01 05:00
1124 | IPSWICH #3 & #4 | D | SO |  |  |  | DIESEL OIL | [8 empty] | 0.635 | RETIRED |  | 2006-09-28 04:00
1183 | CLARK UNIVERSITY | D | SO |  |  |  | REFUSE | [9 empty] | RETIRED |  | 2003-01-27 05:00
1272 | GARLAND MILL U5 | HD | SO |  |  |  | HYDRO: RUN OF RIVER |  | Public Service Company of New | 50094 | [6 empty] | RETIRED |  | 2007-03-01 05:00
1285 | ABBOTT'S MILL U5 | HD | SO |  |  |  | HYDRO: RUN OF RIVER | [7 empty] | 0.025 | 0.025 | RETIRED |  | 2003-03-01 05:00
1290 | SNEW #1 | D | EMS |  |  |  | DIESEL OIL |  | Connecticut Municipal Electric | 8 | [6 empty] | DEACTIVATED |  | Unavailable
1291 | SNEW #2 & 4 | D | EMS |  |  |  | DIESEL OIL |  | Connecticut Municipal Electric | 8 |  |  |  |  | 1.94 | 1.884 | DEACTIVATED |  | Unavailable
1292 | SNEW #3 & 5 | D | EMS |  |  |  | DIESEL OIL |  | Connecticut Municipal Electric | 8 |  |  |  |  | 2.187 | 2.006 | DEACTIVATED |  | Unavailable
1293 | SNEW #6 | D | EMS |  |  |  | DIESEL OIL |  | Connecticut Municipal Electric | 8 |  |  |  |  | 0.983 | 0.984 | DEACTIVATED |  | Unavailable
1300 | BUNKER ROAD #10 DIESEL LOAD U5 | D | SO |  |  |  | REFUSE | [9 empty] | RETIRED |  | 2006-06-16 04:00
1301 | BUNKER ROAD #11 DIESEL LOAD U5 | D | SO |  |  |  | REFUSE | [9 empty] | RETIRED |  | 2006-06-16 04:00
1345 | WESTBROOK | CC | EMS |  |  |  | GAS |  | Calpine Energy Services, LP | 50375 | [6 empty] | RETIRED |  | 2008-03-05 05:00
1369 | GILMAN STREAM U5 | HD | SO |  |  |  | HYDRO: RUN OF RIVER | [7 empty] | 0.055 | 0.055 | RETIRED |  | 2003-03-01 05:00
1713 | BHE INCIDENTAL POWER U5 | HD | SO |  |  |  | REFUSE | [9 empty] | RETIRED |  | 2003-02-01 05:00
1780 | Waterside Power | HD | SO |  |  |  | DIESEL OIL | [7 empty] | 46.5 | 69.25 | RETIRED | see Regist. form for details | 2004-06-01 04:00
2277 | KENDALL STEAM | CC | EMS |  |  |  | OIL/GAS | RFO | Mirant Americas Energy Marketi | 155 | [6 empty] | RETIRED | divided into 3 new generators | 2003-11-12 05:00
10041 | SNEW#7 | F | EMS |  |  |  | OIL/GAS |  | Connecticut Municipal Electric | 8 | [6 empty] | DEACTIVATED |  | Unavailable
10455 | YORK PROJECT DG #1 | F | SO |  |  |  | DIESEL OIL | [7 empty] | 2 | 2 | RETIRED |  | 2004-07-01 04:00
10456 | YORK PROJECT DG #2 | F | SO |  |  |  | DIESEL OIL | [7 empty] | 4 | 4 | RETIRED |  | 2004-07-01 04:00
10843 | WELDON HYDRO | 0 | SO |  |  |  | HYDRO: RUN OF RIVER | [7 empty] | 10 | 10 | RETIRED |  | 2006-02-09 05:00
10909 | Z_UNION STREET #2 | F | SO |  |  |  | DIESEL OIL | [7 empty] | 2 | 2 | RETIRED |  | 2005-08-01 04:00
10910 | Z_FORESET AVE | F | SO |  |  |  | DIESEL OIL | [7 empty] | 2 | 2 | RETIRED |  | 2005-08-01 04:00
10911 | Z_UNION STREET #1 | F | SO |  |  |  | DIESEL OIL | [7 empty] | 4 | 4 | RETIRED |  | 2005-08-01 04:00
11443 | DEVON 10A | G | SO |  |  |  | JET FUEL | DFO | [6 empty] | 17.5 | 17.5 | RETIRED |  | 2006-07-20 04:00
11529 | UNH COGEN | CO | SO |  |  |  | GAS | DFO | Public Service Company of New | 50094 | [6 empty] | RETIRED |  | 2007-12-01 05:00
11566 | WATERSIDE POWER | G | SO |  |  |  | DIESEL OIL | [9 empty] | RETIRED |  | 2006-12-31 05:00
11876 | MATEP | D | EMS |  |  |  | DIESEL OIL |  | MATEP, LLC | 50856 | [6 empty] | RETIRED | Unit seperated into two units | 2007-06-28 04:00
12078 | PPL GREAT WORKS, LLC | HD | SO |  |  |  | HYDRO: RUN OF RIVER | [7 empty] | 21 | 21 | RETIRED | Unit became asset #12163 | 2006-12-08 05:00
15096 | KC SOG | CC | SO |  |  |  | GAS |  | Kimberly-Clark Corporation | 51065 | [6 empty] | RETIRED |  | 2008-10-04 04:00

## SCC_Report_Summary
SCC Report Summary Information |  |  | Summary of Settlements Only Generators | [12 empty] | Total SCC for all SOG's
| WSCC | SSCC | Description | 2008-01-01 | 2008-02-01 | 2008-03-01 | 2008-04-01 | 2008-05-01 | 2008-06-01 | 2008-07-01 | 2008-08-01 | 2008-09-01 | 2008-10-01 | 2008-11-01 | 2008-12-01 | WSCC | SSCC
Total: | 34120.461 | 31371.722 | Totals: | 389.934 | 394.323 | 422.682 | 426.254 | 415.499 | 308.634 | 308.634 | 308.634 | 308.634 | 415.499 | 415.499 | 415.499 | 415.499 | 308.634
|  |  | Monthly Adjustments to Capability from Winter and Summer Values in SCC Report minus Settlements Only Units: | -25.565 | -21.176 | 7.183 | 10.755 | 0 | 0 | 0 | 0 | 0 | 0 | 0 | 0
Sum of Positive differences: | 80.176 | 71.137
Sum of Negative differences: | -71.797 | -31.07
Net Sum of ALL differences: | 8.379 | 40.067 | COMBINED: Settlement Only and EMS DCH/Wind Monthly Adjustments to Capability from Winter and Summer Values in SCC Report: | -134.375 | -68.439 | -11.096 | 3.076 | 0 | 0 | 0 | 0 | 0 | 0 | 0 | 0
Total EMS Capability: | 33612.021 | 31015.35
Total Settlement Only Capability: | 391.334 | 306.166
Total Capability: | 34003.355 | 31321.516 | Summary of EMS Daily Cycle Hydro & Wind Units | [12 empty] | Total SCC for all EMS DCH & Wind Units
|  |  | Description | 2008-01-01 | 2008-02-01 | 2008-03-01 | 2008-04-01 | 2008-05-01 | 2008-06-01 | 2008-07-01 | 2008-08-01 | 2008-09-01 | 2008-10-01 | 2008-11-01 | 2008-12-01 | WSCC | SSCC
Subtotals, by Claimed Capability Fuel Type: | 34003.355 | 31321.516 | Total: | 3362.633 | 3424.18 | 3453.164 | 3463.764 | 3471.443 | 3320.023 | 3320.023 | 3320.023 | 3320.023 | 3471.443 | 3471.443 | 3471.443 | 3471.443 | 3320.023
COAL | 2196.957 | 2157.173 | Monthly Adjustments to Capability from Winter and Summer Values in SCC Report minus EMS DCH & Wind Units: | -108.81 | -47.263 | -18.279 | -7.679 | 0 | 0 | 0 | 0 | 0 | 0 | 0 | 0
COAL/OIL | 590.064 | 587.922
DIESEL OIL | 214.084 | 193.962
GAS | 10112.2 | 8739.351 | COMBINED: Settlement Only and EMS DCH/Wind Monthly Adjustments to Capability from Winter and Summer Values in SCC Report: | -134.375 | -68.439 | -11.096 | 3.076 | 0 | 0 | 0 | 0 | 0 | 0 | 0 | 0
HYDRO: PONDAGE | 7.269 | 5.597
HYDRO: PUMPED STORAGE | 1694.039 | 1689.075
HYDRO: RESERVOIR | 894.097 | 874.146
HYDRO: RUN OF RIVER | 949.874 | 802.585
JET FUEL | 795.774 | 621.196
LANDFILL GAS | 20.117 | 18.112
METHANE/REFUSE | 7.153 | 5.7
NUCLEAR | 4666.584 | 4541.403
OIL | 3670.412 | 3501.758
OIL/GAS | 7041.528 | 6474.753
REFUSE | 417.002 | 391.408
SOLAR | 0.457 | 0.457
STEAM | 60.3 | 60.3
STEAM/REFUSE | 5.187 | 5.187
UNDER5MW | 0 | 0
WIND | 87.377 | 86.877
WOOD/REFUSE | 572.88 | 564.554

## Detail_Settlement Only
Settlement Only Generators Claimed Capability, as Reported in SCC Report | [22 empty] | SCC values as of: | 2009-04-30
Asset ID | Generator Name | Unit Type | Claiming SCC? | SQF | State | SMD Zone | Fuel Type | Alt Fuel | 2008-01-01 | 2008-02-01 | 2008-03-01 | 2008-04-01 | 2008-05-01 | 2008-06-01 | 2008-07-01 | 2008-08-01 | 2008-09-01 | 2008-10-01 | 2008-11-01 | 2008-12-01 | Winter Rating Date Of Change | Summer Rating Date Of Change | COMMENTS | WSCC | SSCC
194 | FOUR HILLS LOAD REDUCER | F | Yes | YES | NH | .Z.NEWHAMPSHIRE | REFUSE |  | 1.076 | 1.076 | 1.645 | 1.645 | 1.645 | 1.645 | 1.645 | 1.645 | 1.645 | 1.645 | 1.645 | 1.645 | 2009-03-01 | 2009-03-01 |  | 1.645 | 1.645
253 | TURNKEY LANDFILL | D | Yes | YES | NH | .Z.NEWHAMPSHIRE | REFUSE |  | 3.143 | 3.143 | 3.041 | 3.041 | 3.041 | 3.041 | 3.041 | 3.041 | 3.041 | 3.041 | 3.041 | 3.041 | 2009-03-01 | 2009-03-01 |  | 3.041 | 3.041
737 | SIMPSON G LOAD REDUCER | F | Yes |  | VT | .Z.VERMONT | REFUSE |  | 4.341 | 2.972 | 4.85 | 4.85 | 4.85 | 1.924 | 1.924 | 1.924 | 1.924 | 4.85 | 4.85 | 4.85 | 2009-03-01 | 2008-09-01 |  | 4.85 | 1.924
759 | MESSALONSKEE COMPOSITE | HD | Yes |  | ME | .Z.MAINE | HYDRO: RUN OF RIVER |  | 4.4 | 4.4 | 4.4 | 4.4 | 4.4 | 4.4 | 4.4 | 4.4 | 4.4 | 4.4 | 4.4 | 4.4 | 2002-01-21 | 2008-09-01 |  | 4.4 | 4.4
772 | NEWPORT HYDRO | HW | Yes |  | VT | .Z.VERMONT | HYDRO: PONDAGE |  | 3.45 | 3.45 | 3.45 | 3.45 | 3.45 | 3.4 | 3.4 | 3.4 | 3.4 | 3.45 | 3.45 | 3.45 | 2002-03-21 | 2005-06-01 |  | 3.45 | 3.4
781 | WEST DANVILLE 1 | HD | No |  | VT | .Z.VERMONT | HYDRO: RUN OF RIVER |  | 0 | 0 | 0 | 0 | 0 | 0 | 0 | 0 | 0 | 0 | 0 | 0 | 2006-10-01 | 2006-06-01 |  | 0 | 0
786 | KEZAR LEDGEMERE COMPOSITE | HD | Yes |  | ME | .Z.MAINE | HYDRO: RUN OF RIVER |  | 1.232 | 1.26 | 1.45 | 1.45 | 1.39 | 0.633 | 0.633 | 0.633 | 0.633 | 1.39 | 1.39 | 1.39 | 2009-05-01 | 2008-09-01 |  | 1.39 | 0.633
787 | LEWISTON CANAL COMPOSITE | HD | Yes |  | ME | .Z.MAINE | HYDRO: RUN OF RIVER |  | 6.49 | 6.49 | 6.49 | 6.49 | 6.49 | 0 | 0 | 0 | 0 | 6.49 | 6.49 | 6.49 | 2006-10-01 | 2008-07-01 |  | 6.49 | 0
789 | CEC 002 PAWTUCKET U5 | HD | Yes |  | RI | .Z.RHODEISLAND | HYDRO: RUN OF RIVER |  | 1.2 | 1.2 | 1.2 | 1.2 | 1.2 | 0.296 | 0.296 | 0.296 | 0.296 | 1.2 | 1.2 | 1.2 | 2008-12-01 | 2008-09-01 |  | 1.2 | 0.296
790 | APLP-BFI | D | No |  | MA | .Z.WCMASS | REFUSE |  | 0.587 | 0.587 | 0.587 | 0.587 | 0 | 0 | 0 | 0 | 0 | 0 | 0 | 0 | 2009-04-27 | 2008-09-25 |  | 0 | 0
792 | CENTENNIAL HYDRO | HD | Yes |  | MA | .Z.WCMASS | HYDRO: RUN OF RIVER |  | 0.75 | 0.75 | 0.75 | 0.75 | 0.75 | 0.409 | 0.409 | 0.409 | 0.409 | 0.75 | 0.75 | 0.75 | 2008-11-01 | 2008-09-01 |  | 0.75 | 0.409
793 | METHUEN HYDRO | HD | Yes |  | MA | .Z.NEMASSBOST | HYDRO: RUN OF RIVER |  | 0.273 | 0.287 | 0.3 | 0.3 | 0.3 | 0 | 0 | 0 | 0 | 0.3 | 0.3 | 0.3 | 2009-03-01 | 2008-07-01 |  | 0.3 | 0
794 | MINIWAWA | HD | Yes |  | NH | .Z.NEWHAMPSHIRE | HYDRO: RUN OF RIVER |  | 0.657 | 0.564 | 1.1 | 1.1 | 1.1 | 0.4 | 0.4 | 0.4 | 0.4 | 1.1 | 1.1 | 1.1 | 2009-03-01 | 2008-09-01 |  | 1.1 | 0.4
795 | RIVER MILL HYDRO | HD | Yes |  | NH | .Z.NEWHAMPSHIRE | HYDRO: RUN OF RIVER |  | 0.2 | 0.159 | 0.2 | 0.2 | 0.2 | 0 | 0 | 0 | 0 | 0.2 | 0.2 | 0.2 | 2009-03-01 | 2008-08-01 |  | 0.2 | 0
796 | GOODWIN DAM | HD | Yes |  | CT | .Z.CONNECTICUT | REFUSE |  | 3 | 3 | 3 | 3 | 3 | 3 | 3 | 3 | 3 | 3 | 3 | 3 | 2006-10-01 | 2006-06-01 |  | 3 | 3
797 | CEC 003 WYRE WYND U5 | HD | Yes |  | CT | .Z.CONNECTICUT | HYDRO: RUN OF RIVER |  | 2.78 | 2.78 | 2.78 | 2.78 | 2.78 | 1.225 | 1.225 | 1.225 | 1.225 | 2.78 | 2.78 | 2.78 | 2008-11-01 | 2008-09-01 |  | 2.78 | 1.225
798 | COLEBROOK | HD | Yes |  | CT | .Z.CONNECTICUT | HYDRO: PONDAGE |  | 1.55 | 1.55 | 1.55 | 1.55 | 1.55 | 1.55 | 1.55 | 1.55 | 1.55 | 1.55 | 1.55 | 1.55 | 2006-08-01 | 2006-08-01 |  | 1.55 | 1.55
799 | KINNEYTOWN A | HD | Yes |  | CT | .Z.CONNECTICUT | HYDRO: RUN OF RIVER |  | 0 | 0.108 | 0.85 | 0.85 | 0.292 | 0 | 0 | 0 | 0 | 0.292 | 0.292 | 0.292 | 2009-05-01 | 2006-09-01 |  | 0.292 | 0
800 | KINNEYTOWN B | HD | Yes |  | CT | .Z.CONNECTICUT | HYDRO: RUN OF RIVER |  | 1.51 | 1.51 | 1.51 | 1.51 | 1.51 | 0.585 | 0.585 | 0.585 | 0.585 | 1.51 | 1.51 | 1.51 | 2008-11-01 | 2008-09-01 |  | 1.51 | 0.585
801 | WILLIMANTIC 1 | HD | Yes |  | CT | .Z.CONNECTICUT | HYDRO: RUN OF RIVER |  | 0.77 | 0.77 | 0.77 | 0.77 | 0.77 | 0.225 | 0.225 | 0.225 | 0.225 | 0.77 | 0.77 | 0.77 | 2008-11-01 | 2008-09-01 |  | 0.77 | 0.225
802 | WILLIMANTIC 2 | HD | Yes |  | CT | .Z.CONNECTICUT | HYDRO: RUN OF RIVER |  | 0.77 | 0.77 | 0.77 | 0.77 | 0.77 | 0.225 | 0.225 | 0.225 | 0.225 | 0.77 | 0.77 | 0.77 | 2008-11-01 | 2008-09-01 |  | 0.77 | 0.225
803 | TOUTANT | HD | Yes |  | CT | .Z.CONNECTICUT | HYDRO: RUN OF RIVER |  | 0.4 | 0.4 | 0.4 | 0.4 | 0.4 | 0.4 | 0.4 | 0.4 | 0.4 | 0.4 | 0.4 | 0.4 | 2006-10-01 | 2006-06-01 |  | 0.4 | 0.4
804 | PUTNAM | HD | Yes |  | CT | .Z.CONNECTICUT | HYDRO: RUN OF RIVER |  | 0.575 | 0.575 | 0.575 | 0.575 | 0.575 | 0.163 | 0.163 | 0.163 | 0.163 | 0.575 | 0.575 | 0.575 | 2008-12-01 | 2008-09-01 |  | 0.575 | 0.163
805 | GLEN FALLS | HD | No |  | CT | .Z.CONNECTICUT | HYDRO: RUN OF RIVER |  | 0 | 0 | 0 | 0 | 0 | 0 | 0 | 0 | 0 | 0 | 0 | 0 | 2006-08-01 | 2006-06-01 |  | 0 | 0
806 | MECHANICSVILLE | HD | Yes |  | CT | .Z.CONNECTICUT | HYDRO: RUN OF RIVER |  | 0.267 | 0.263 | 0.275 | 0.275 | 0.229 | 0.054 | 0.054 | 0.054 | 0.054 | 0.229 | 0.229 | 0.229 | 2009-05-01 | 2008-09-01 |  | 0.229 | 0.054
807 | CEC 004 DAYVILLE POND U5 | HD | Yes |  | CT | .Z.CONNECTICUT | HYDRO: RUN OF RIVER |  | 0.1 | 0.1 | 0.1 | 0.1 | 0.1 | 0 | 0 | 0 | 0 | 0.1 | 0.1 | 0.1 | 2008-12-01 | 2008-07-01 |  | 0.1 | 0
808 | SANDY HOOK HYDRO | HD | Yes |  | CT | .Z.CONNECTICUT | HYDRO: RUN OF RIVER |  | 0.105 | 0.105 | 0.105 | 0.105 | 0.105 | 0.077 | 0.077 | 0.077 | 0.077 | 0.105 | 0.105 | 0.105 | 2008-11-01 | 2008-09-01 |  | 0.105 | 0.077
809 | PINCHBECK | F | No |  | CT | .Z.CONNECTICUT | WOOD/REFUSE |  | 0.011 | 0.011 | 0.011 | 0.011 | 0 | 0 | 0 | 0 | 0 | 0 | 0 | 0 | 2009-04-27 | 2008-09-30 |  | 0 | 0
810 | QUINEBAUG | HD | Yes |  | CT | .Z.CONNECTICUT | HYDRO: RUN OF RIVER |  | 1.298 | 1.438 | 2.161 | 2.161 | 1.298 | 0.305 | 0.305 | 0.305 | 0.305 | 1.298 | 1.298 | 1.298 | 2009-05-01 | 2008-09-01 |  | 1.298 | 0.305
811 | BANTAM | HD | Yes |  | CT | .Z.CONNECTICUT | HYDRO: RUN OF RIVER |  | 0.32 | 0.32 | 0.32 | 0.32 | 0.32 | 0.065 | 0.065 | 0.065 | 0.065 | 0.32 | 0.32 | 0.32 | 2008-11-01 | 2008-09-01 |  | 0.32 | 0.065
812 | BEEBE HOLBROOK | HD | Yes |  | MA | .Z.WCMASS | HYDRO: RUN OF RIVER |  | 0.586 | 0.586 | 0.586 | 0.586 | 0.586 | 0.586 | 0.586 | 0.586 | 0.586 | 0.586 | 0.586 | 0.586 | 2006-06-01 | 2006-06-01 |  | 0.586 | 0.586
813 | TUNNEL | HD | Yes |  | CT | .Z.CONNECTICUT | HYDRO: RUN OF RIVER |  | 2.1 | 2.1 | 2.1 | 2.1 | 2.1 | 1.256 | 1.256 | 1.256 | 1.256 | 2.1 | 2.1 | 2.1 | 2003-03-01 | 2008-09-01 |  | 2.1 | 1.256
814 | PATCH | HD | Yes |  | VT | .Z.VERMONT | HYDRO: RUN OF RIVER |  | 0.3 | 0.3 | 0.3 | 0.3 | 0.3 | 0.3 | 0.3 | 0.3 | 0.3 | 0.3 | 0.3 | 0.3 | 2001-12-01 | 2001-12-01 |  | 0.3 | 0.3
815 | CARVER FALLS | HD | Yes |  | VT | .Z.VERMONT | HYDRO: RUN OF RIVER |  | 1.9 | 1.9 | 1.9 | 1.9 | 1.9 | 0.622 | 0.622 | 0.622 | 0.622 | 1.9 | 1.9 | 1.9 | 2008-11-01 | 2008-09-01 |  | 1.9 | 0.622
816 | CAVENDISH | HD | Yes |  | VT | .Z.VERMONT | HYDRO: RUN OF RIVER |  | 0.756 | 1.068 | 1.6 | 1.6 | 1.6 | 0.444 | 0.444 | 0.444 | 0.444 | 1.6 | 1.6 | 1.6 | 2009-03-01 | 2008-09-01 |  | 1.6 | 0.444
817 | TAFTSVILLE VT | HD | Yes |  | VT | .Z.VERMONT | HYDRO: RUN OF RIVER |  | 0.323 | 0.34 | 0.4 | 0.4 | 0.4 | 0.121 | 0.121 | 0.121 | 0.121 | 0.4 | 0.4 | 0.4 | 2009-03-01 | 2008-09-01 |  | 0.4 | 0.121
818 | PIERCE MILLS | HD | Yes |  | VT | .Z.VERMONT | HYDRO: RUN OF RIVER |  | 0.2 | 0.2 | 0.2 | 0.2 | 0.2 | 0.173 | 0.173 | 0.173 | 0.173 | 0.2 | 0.2 | 0.2 | 2001-12-01 | 2008-09-01 |  | 0.2 | 0.173
819 | ARNOLD FALLS | HD | Yes |  | VT | .Z.VERMONT | HYDRO: RUN OF RIVER |  | 0.3 | 0.3 | 0.3 | 0.3 | 0.3 | 0.211 | 0.211 | 0.211 | 0.211 | 0.3 | 0.3 | 0.3 | 2003-03-01 | 2008-09-01 |  | 0.3 | 0.211
820 | PASSUMPSIC | HD | Yes |  | VT | .Z.VERMONT | HYDRO: RUN OF RIVER |  | 0.7 | 0.7 | 0.7 | 0.7 | 0.7 | 0.577 | 0.577 | 0.577 | 0.577 | 0.7 | 0.7 | 0.7 | 2003-03-01 | 2008-09-01 |  | 0.7 | 0.577
821 | GAGE | HD | Yes |  | VT | .Z.VERMONT | HYDRO: RUN OF RIVER |  | 0.638 | 0.537 | 0.8 | 0.8 | 0.8 | 0.359 | 0.359 | 0.359 | 0.359 | 0.8 | 0.8 | 0.8 | 2009-03-01 | 2008-09-01 |  | 0.8 | 0.359
822 | SMITH (CVPS) | HD | Yes |  | VT | .Z.VERMONT | HYDRO: RUN OF RIVER |  | 0.55 | 0.593 | 1.4 | 1.4 | 1.4 | 0.478 | 0.478 | 0.478 | 0.478 | 1.4 | 1.4 | 1.4 | 2009-03-01 | 2008-09-01 |  | 1.4 | 0.478
823 | EAST BARNET | HD | Yes |  | VT | .Z.VERMONT | HYDRO: RUN OF RIVER |  | 1.389 | 1.214 | 1.9 | 1.9 | 1.9 | 0.906 | 0.906 | 0.906 | 0.906 | 1.9 | 1.9 | 1.9 | 2009-03-01 | 2008-09-01 |  | 1.9 | 0.906
824 | BATH ELECTRIC HYDRO | HD | Yes |  | NH | .Z.NEWHAMPSHIRE | HYDRO: RUN OF RIVER |  | 0.4 | 0.4 | 0.4 | 0.4 | 0.4 | 0.4 | 0.4 | 0.4 | 0.4 | 0.4 | 0.4 | 0.4 | 2002-01-20 | 2008-09-01 |  | 0.4 | 0.4
825 | WEST CHARLESTON | HD | No |  | VT | .Z.VERMONT | HYDRO: RUN OF RIVER |  | 0 | 0 | 0 | 0 | 0 | 0 | 0 | 0 | 0 | 0 | 0 | 0 | 2006-05-01 | 2006-05-01 |  | 0 | 0
826 | TROY | HD | No |  | VT | .Z.VERMONT | HYDRO: RUN OF RIVER |  | 0 | 0 | 0 | 0 | 0 | 0 | 0 | 0 | 0 | 0 | 0 | 0 | 2006-05-01 | 2006-05-01 |  | 0 | 0
827 | SEARSBURG WIND | W | Yes |  | MA | .Z.WCMASS | HYDRO: RUN OF RIVER |  | 1.69 | 1.41 | 1.24 | 1 | 0.71 | 0.7 | 0.7 | 0.7 | 0.7 | 0.71 | 0.71 | 0.71 | 2009-05-01 | 2008-09-01 |  | 0.71 | 0.7
828 | BARTON HYDRO | HD | Yes |  | VT | .Z.VERMONT | HYDRO: RUN OF RIVER |  | 1.3 | 1.3 | 1.3 | 1.3 | 1.3 | 1.3 | 1.3 | 1.3 | 1.3 | 1.3 | 1.3 | 1.3 | 2000-04-01 | 2000-04-01 |  | 1.3 | 1.3
829 | ENOSBURG 2 DIESEL | D | Yes |  | VT | .Z.VERMONT | HYDRO: RUN OF RIVER |  | 0.784 | 0.784 | 0.784 | 0.784 | 0.78 | 0.784 | 0.784 | 0.784 | 0.784 | 0.78 | 0.78 | 0.78 | 2009-04-17 | 2008-09-01 |  | 0.78 | 0.784
830 | ENOSBURG HYDRO | W | Yes |  | VT | .Z.VERMONT | WIND |  | 0.95 | 0.95 | 0.95 | 0.95 | 0.95 | 0.95 | 0.95 | 0.95 | 0.95 | 0.95 | 0.95 | 0.95 | 2000-04-01 | 2000-04-01 |  | 0.95 | 0.95
831 | VAIL & GREAT FALLS | HD | Yes |  | VT | .Z.VERMONT | HYDRO: RUN OF RIVER |  | 2.1 | 2.1 | 2.1 | 2.1 | 2.1 | 2.1 | 2.1 | 2.1 | 2.1 | 2.1 | 2.1 | 2.1 | 2000-04-01 | 2000-04-01 |  | 2.1 | 2.1
832 | CENTER RUTLAND | HD | Yes |  | VT | .Z.VERMONT | DIESEL OIL |  | 0.33 | 0.33 | 0.33 | 0.33 | 0.33 | 0.33 | 0.33 | 0.33 | 0.33 | 0.33 | 0.33 | 0.33 | 2006-08-01 | 2006-06-01 |  | 0.33 | 0.33
833 | BARNET | HD | Yes |  | VT | .Z.VERMONT | HYDRO: RUN OF RIVER |  | 0.347 | 0.289 | 0.49 | 0.49 | 0.49 | 0.34 | 0.34 | 0.34 | 0.34 | 0.49 | 0.49 | 0.49 | 2009-03-01 | 2008-09-01 |  | 0.49 | 0.34
834 | COMPTU FALLS | HD | Yes |  | VT | .Z.VERMONT | HYDRO: RUN OF RIVER |  | 0.46 | 0.46 | 0.46 | 0.46 | 0.46 | 0.323 | 0.323 | 0.323 | 0.323 | 0.46 | 0.46 | 0.46 | 2003-03-01 | 2008-09-01 |  | 0.46 | 0.323
835 | DEWEY MILLS | HD | Yes |  | VT | .Z.VERMONT | HYDRO: RUN OF RIVER |  | 2.79 | 2.79 | 2.79 | 2.79 | 2.79 | 1.43 | 1.43 | 1.43 | 1.43 | 2.79 | 2.79 | 2.79 | 2003-03-01 | 2008-09-01 |  | 2.79 | 1.43
836 | EMERSON FALLS | HD | Yes |  | VT | .Z.VERMONT | HYDRO: RUN OF RIVER |  | 0.123 | 0.086 | 0.23 | 0.23 | 0.23 | 0.042 | 0.042 | 0.042 | 0.042 | 0.23 | 0.23 | 0.23 | 2009-03-01 | 2008-09-01 |  | 0.23 | 0.042
837 | KILLINGTON | HD | Yes |  | VT | .Z.VERMONT | HYDRO: RUN OF RIVER |  | 0.048 | 0.041 | 0.086 | 0.1 | 0.1 | 0.029 | 0.029 | 0.029 | 0.029 | 0.1 | 0.1 | 0.1 | 2009-04-01 | 2008-09-01 |  | 0.1 | 0.029
838 | KINGSBURY | HD | Yes |  | VT | .Z.VERMONT | HYDRO: RUN OF RIVER |  | 0.147 | 0.138 | 0.2 | 0.2 | 0.2 | 0 | 0 | 0 | 0 | 0.2 | 0.2 | 0.2 | 2009-03-01 | 2008-07-01 |  | 0.2 | 0
839 | LADD'S MILL | HD | Yes |  | VT | .Z.VERMONT | HYDRO: RUN OF RIVER |  | 0.089 | 0.083 | 0.17 | 0.17 | 0.17 | 0.065 | 0.065 | 0.065 | 0.065 | 0.17 | 0.17 | 0.17 | 2009-03-01 | 2008-09-01 |  | 0.17 | 0.065
840 | MARTINSVILLE | HD | Yes |  | VT | .Z.VERMONT | HYDRO: RUN OF RIVER |  | 0.2 | 0.177 | 0.25 | 0.25 | 0.25 | 0.103 | 0.103 | 0.103 | 0.103 | 0.25 | 0.25 | 0.25 | 2009-03-01 | 2008-09-01 |  | 0.25 | 0.103
841 | MORETOWN 8 | HD | Yes |  | VT | .Z.VERMONT | HYDRO: RUN OF RIVER |  | 0.617 | 0.617 | 1.12 | 1.12 | 1.12 | 0.388 | 0.388 | 0.388 | 0.388 | 1.12 | 1.12 | 1.12 | 2009-03-01 | 2008-09-01 |  | 1.12 | 0.388
842 | NANTANA MILL | HD | Yes |  | VT | .Z.VERMONT | HYDRO: RUN OF RIVER |  | 0.201 | 0.188 | 0.22 | 0.22 | 0.22 | 0.106 | 0.106 | 0.106 | 0.106 | 0.22 | 0.22 | 0.22 | 2009-03-01 | 2008-09-01 |  | 0.22 | 0.106
843 | NEWBURY | HD | Yes |  | VT | .Z.VERMONT | HYDRO: RUN OF RIVER |  | 0.235 | 0.235 | 0.27 | 0.27 | 0.27 | 0.167 | 0.167 | 0.167 | 0.167 | 0.27 | 0.27 | 0.27 | 2009-03-01 | 2008-09-01 |  | 0.27 | 0.167
844 | OTTAUQUECHEE | HD | Yes |  | VT | .Z.VERMONT | HYDRO: RUN OF RIVER |  | 1.85 | 1.85 | 1.85 | 1.85 | 1.85 | 1.547 | 1.547 | 1.547 | 1.547 | 1.85 | 1.85 | 1.85 | 2006-12-01 | 2008-09-01 |  | 1.85 | 1.547
845 | SLACK DAM | HD | Yes |  | VT | .Z.VERMONT | HYDRO: RUN OF RIVER |  | 0.37 | 0.41 | 0.41 | 0.41 | 0.41 | 0.23 | 0.23 | 0.23 | 0.23 | 0.41 | 0.41 | 0.41 | 2009-02-01 | 2008-09-01 |  | 0.41 | 0.23
846 | WINOOSKI 8 | HD | Yes |  | VT | .Z.VERMONT | HYDRO: RUN OF RIVER |  | 0.584 | 0.561 | 0.95 | 0.95 | 0.95 | 0.374 | 0.374 | 0.374 | 0.374 | 0.95 | 0.95 | 0.95 | 2009-03-01 | 2008-09-01 |  | 0.95 | 0.374
847 | WOODSIDE | HD | Yes |  | VT | .Z.VERMONT | HYDRO: RUN OF RIVER |  | 0.113 | 0.1 | 0.12 | 0.12 | 0.12 | 0.08 | 0.08 | 0.08 | 0.08 | 0.12 | 0.12 | 0.12 | 2009-03-01 | 2008-09-01 |  | 0.12 | 0.08
848 | WRIGHTSVILLE | HW | Yes |  | VT | .Z.VERMONT | HYDRO: RUN OF RIVER |  | 0.721 | 0.721 | 0.721 | 0.721 | 0.894 | 0.698 | 0.698 | 0.698 | 0.698 | 0.894 | 0.894 | 0.894 | 2009-04-14 | 2003-04-08 |  | 0.894 | 0.698
849 | CRESCENT DAM | HD | Yes |  | MA | .Z.WCMASS | HYDRO: RUN OF RIVER |  | 1.575 | 1.575 | 1.575 | 1.575 | 1.575 | 1.306 | 1.306 | 1.306 | 1.306 | 1.575 | 1.575 | 1.575 | 2006-06-01 | 2008-09-01 |  | 1.575 | 1.306
850 | GLENDALE HYDRO | HD | Yes |  | MA | .Z.WCMASS | HYDRO: RUN OF RIVER |  | 1.138 | 1.138 | 1.138 | 1.138 | 1.138 | 0.838 | 0.838 | 0.838 | 0.838 | 1.138 | 1.138 | 1.138 | 2006-06-01 | 2008-09-01 |  | 1.138 | 0.838
851 | GARDNER FALLS | HD | Yes |  | MA | .Z.WCMASS | HYDRO: RUN OF RIVER |  | 3.58 | 3.58 | 3.58 | 3.58 | 3.58 | 1.804 | 1.804 | 1.804 | 1.804 | 3.58 | 3.58 | 3.58 | 2008-11-01 | 2008-09-01 |  | 3.58 | 1.804
852 | SOUTH BARRE HYDRO | HD | Yes |  | MA | .Z.WCMASS | HYDRO: RUN OF RIVER |  | 0.14 | 0.14 | 0.14 | 0.14 | 0.14 | 0.087 | 0.087 | 0.087 | 0.087 | 0.14 | 0.14 | 0.14 | 2003-05-01 | 2008-09-01 |  | 0.14 | 0.087
853 | WEBSTER HYDRO | HD | Yes |  | MA | .Z.WCMASS | HYDRO: RUN OF RIVER |  | 0.285 | 0.285 | 0.285 | 0.285 | 0.265 | 0 | 0 | 0 | 0 | 0.265 | 0.265 | 0.265 | 2009-05-01 | 2008-07-01 |  | 0.265 | 0
854 | ORANGE HYDRO 1 | HD | Yes |  | MA | .Z.WCMASS | HYDRO: RUN OF RIVER |  | 0.15 | 0.15 | 0.15 | 0.15 | 0.15 | 0.145 | 0.145 | 0.145 | 0.145 | 0.15 | 0.15 | 0.15 | 2001-10-01 | 2008-09-01 |  | 0.15 | 0.145
855 | ORANGE HYDRO 2 | HD | Yes |  | MA | .Z.WCMASS | HYDRO: RUN OF RIVER |  | 0.12 | 0.12 | 0.12 | 0.12 | 0.12 | 0.112 | 0.112 | 0.112 | 0.112 | 0.12 | 0.12 | 0.12 | 2001-10-01 | 2008-09-01 |  | 0.12 | 0.112
856 | HUNT'S POND | HD | Yes |  | MA | .Z.WCMASS | HYDRO: RUN OF RIVER |  | 0.056 | 0.057 | 0.1 | 0.1 | 0.075 | 0.021 | 0.021 | 0.021 | 0.021 | 0.075 | 0.075 | 0.075 | 2009-05-01 | 2008-09-01 |  | 0.075 | 0.021
857 | OAKDALE HYDRO | HD | Yes |  | MA | .Z.WCMASS | REFUSE |  | 3.2 | 3.2 | 3.2 | 3.2 | 3.2 | 3.2 | 3.2 | 3.2 | 3.2 | 3.2 | 3.2 | 3.2 | 2000-04-01 | 2000-04-01 |  | 3.2 | 3.2
858 | STERLING DIESELS | D | Yes |  | MA | .Z.WCMASS | DIESEL OIL |  | 0.33 | 0.33 | 0.33 | 0.33 | 0.33 | 0.33 | 0.33 | 0.33 | 0.33 | 0.33 | 0.33 | 0.33 | 2000-04-01 | 2000-04-01 |  | 0.33 | 0.33
859 | BOATLOCK | HD | Yes |  | MA | .Z.WCMASS | HYDRO: RUN OF RIVER |  | 3.094 | 3.094 | 3.094 | 3.094 | 3.094 | 3.094 | 3.094 | 3.094 | 3.094 | 3.094 | 3.094 | 3.094 | 2006-06-01 | 2006-06-01 |  | 3.094 | 3.094
860 | BRIAR HYDRO | HD | Yes |  | NH | .Z.NEWHAMPSHIRE | HYDRO: RUN OF RIVER |  | 3.095 | 3.77 | 5 | 5 | 5 | 0.803 | 0.803 | 0.803 | 0.803 | 5 | 5 | 5 | 2009-03-01 | 2008-09-01 |  | 5 | 0.803
861 | CANAAN | HD | Yes |  | NH | .Z.NEWHAMPSHIRE | HYDRO: RUN OF RIVER |  | 1.1 | 1.1 | 1.1 | 1.1 | 1.1 | 1.1 | 1.1 | 1.1 | 1.1 | 1.1 | 1.1 | 1.1 | 2000-04-01 | 2000-04-01 |  | 1.1 | 1.1
862 | CHEMICAL | HD | Yes |  | MA | .Z.WCMASS | HYDRO: RUN OF RIVER |  | 1.6 | 1.6 | 1.6 | 1.6 | 1.6 | 1.6 | 1.6 | 1.6 | 1.6 | 1.6 | 1.6 | 1.6 | 2006-06-01 | 2006-06-01 |  | 1.6 | 1.6
863 | CLEMENT DAM | HD | Yes |  | NH | .Z.NEWHAMPSHIRE | HYDRO: RUN OF RIVER |  | 2.342 | 2.279 | 2.4 | 2.4 | 2.4 | 0.736 | 0.736 | 0.736 | 0.736 | 2.4 | 2.4 | 2.4 | 2009-03-01 | 2008-09-01 |  | 2.4 | 0.736
864 | DWIGHT | HD | Yes |  | MA | .Z.WCMASS | HYDRO: RUN OF RIVER |  | 1.746 | 1.746 | 1.746 | 1.746 | 1.746 | 0.229 | 0.229 | 0.229 | 0.229 | 1.746 | 1.746 | 1.746 | 2008-11-01 | 2008-09-01 |  | 1.746 | 0.229
865 | ERROL | HD | Yes |  | NH | .Z.NEWHAMPSHIRE | HYDRO: RUN OF RIVER |  | 3 | 3 | 3 | 3 | 3 | 2.625 | 2.625 | 2.625 | 2.625 | 3 | 3 | 3 | 2001-10-01 | 2008-09-01 |  | 3 | 2.625
866 | GREGGS | HD | Yes |  | NH | .Z.NEWHAMPSHIRE | HYDRO: RUN OF RIVER |  | 1.497 | 1.769 | 3.3 | 3.3 | 2.735 | 0.259 | 0.259 | 0.259 | 0.259 | 2.735 | 2.735 | 2.735 | 2009-05-01 | 2008-09-01 |  | 2.735 | 0.259
867 | INDIAN ORCHARD | HD | Yes |  | MA | .Z.WCMASS | HYDRO: RUN OF RIVER |  | 3.142 | 3.264 | 3.874 | 3.874 | 3.827 | 0.191 | 0.191 | 0.191 | 0.191 | 3.827 | 3.827 | 3.827 | 2009-05-01 | 2008-09-01 |  | 3.827 | 0.191
868 | MILTON MILLS HYDRO | HD | Yes |  | NH | .Z.NEWHAMPSHIRE | HYDRO: PONDAGE |  | 1.425 | 1.245 | 1.51 | 1.51 | 1.51 | 0.647 | 0.647 | 0.647 | 0.647 | 1.51 | 1.51 | 1.51 | 2009-03-01 | 2008-09-01 |  | 1.51 | 0.647
869 | MINE FALLS | HD | Yes |  | NH | .Z.NEWHAMPSHIRE | HYDRO: RUN OF RIVER |  | 1.787 | 2.051 | 3 | 3 | 2.372 | 0 | 0 | 0 | 0 | 2.372 | 2.372 | 2.372 | 2009-05-01 | 2008-07-01 |  | 2.372 | 0
870 | PEMBROKE | HD | Yes |  | NH | .Z.NEWHAMPSHIRE | HYDRO: RUN OF RIVER |  | 0.983 | 1.085 | 1.915 | 2.6 | 1.515 | 0 | 0 | 0 | 0 | 1.515 | 1.515 | 1.515 | 2009-05-01 | 2006-06-01 |  | 1.515 | 0
871 | PENNACOOK FALLS LOWER | HD | Yes |  | NH | .Z.NEWHAMPSHIRE | HYDRO: RUN OF RIVER |  | 2.994 | 3.617 | 4.615 | 4.615 | 4.615 | 0.878 | 0.878 | 0.878 | 0.878 | 4.615 | 4.615 | 4.615 | 2009-03-01 | 2008-09-01 |  | 4.615 | 0.878
872 | PENNACOOK FALLS UPPER | HD | Yes |  | NH | .Z.NEWHAMPSHIRE | HYDRO: RUN OF RIVER |  | 2.34 | 2.828 | 3.6 | 3.6 | 3.6 | 0.686 | 0.686 | 0.686 | 0.686 | 3.6 | 3.6 | 3.6 | 2009-03-01 | 2008-09-01 |  | 3.6 | 0.686
873 | PUTTS BRIDGE | HD | Yes |  | MA | .Z.WCMASS | HYDRO: RUN OF RIVER |  | 3.94 | 4.083 | 4.705 | 4.705 | 4.705 | 1.008 | 1.008 | 1.008 | 1.008 | 4.705 | 4.705 | 4.705 | 2009-03-01 | 2008-09-01 |  | 4.705 | 1.008
874 | RED BRIDGE | HD | Yes |  | MA | .Z.WCMASS | HYDRO: RUN OF RIVER |  | 4.532 | 4.622 | 4.622 | 4.622 | 4.622 | 0.333 | 0.333 | 0.333 | 0.333 | 4.622 | 4.622 | 4.622 | 2009-02-01 | 2008-09-01 |  | 4.622 | 0.333
875 | RIVER BEND | HD | Yes |  | NH | .Z.NEWHAMPSHIRE | HYDRO: RUN OF RIVER |  | 1.79 | 1.79 | 1.79 | 1.79 | 1.79 | 0.564 | 0.564 | 0.564 | 0.564 | 1.79 | 1.79 | 1.79 | 2008-12-01 | 2008-09-01 |  | 1.79 | 0.564
876 | ROBERTSVILLE | HD | Yes |  | CT | .Z.CONNECTICUT | HYDRO: RUN OF RIVER |  | 0.624 | 0.624 | 0.624 | 0.624 | 0.624 | 0.354 | 0.354 | 0.354 | 0.354 | 0.624 | 0.624 | 0.624 | 2006-06-01 | 2008-09-01 |  | 0.624 | 0.354
877 | SCOTLAND | HD | Yes |  | CT | .Z.CONNECTICUT | HYDRO: RUN OF RIVER |  | 2.2 | 2.2 | 2.2 | 2.2 | 2.2 | 1.674 | 1.674 | 1.674 | 1.674 | 2.2 | 2.2 | 2.2 | 2003-01-01 | 2008-09-01 |  | 2.2 | 1.674
878 | SKINNER | HD | Yes |  | MA | .Z.WCMASS | HYDRO: RUN OF RIVER |  | 0.28 | 0.28 | 0.28 | 0.28 | 0.28 | 0.28 | 0.28 | 0.28 | 0.28 | 0.28 | 0.28 | 0.28 | 2006-06-01 | 2006-06-01 |  | 0.28 | 0.28
879 | TAFTVILLE CT | HD | Yes |  | CT | .Z.CONNECTICUT | HYDRO: RUN OF RIVER |  | 2.025 | 2.025 | 2.025 | 2.025 | 2.025 | 2.025 | 2.025 | 2.025 | 2.025 | 2.025 | 2.025 | 2.025 | 2006-10-01 | 2006-06-01 |  | 2.025 | 2.025
880 | MCCALLUM ENTERPRISES | HD | No |  | CT | .Z.CONNECTICUT | HYDRO: RUN OF RIVER |  | 0 | 0 | 0 | 0 | 0 | 0 | 0 | 0 | 0 | 0 | 0 | 0 | 2003-03-01 | 2003-03-01 |  | 0 | 0
881 | SHELTON LANDFILL | F | No |  | CT | .Z.CONNECTICUT | HYDRO: RUN OF RIVER |  | 0 | 0 | 0 | 0 | 0 | 0 | 0 | 0 | 0 | 0 | 0 | 0 | 2001-03-16 | 2001-03-16 |  | 0 | 0
882 | FRANKLIN FALLS | HD | Yes |  | NH | .Z.NEWHAMPSHIRE | HYDRO: RUN OF RIVER |  | 0.8 | 0.8 | 0.8 | 0.8 | 0.8 | 0.375 | 0.375 | 0.375 | 0.375 | 0.8 | 0.8 | 0.8 | 2008-11-01 | 2008-09-01 |  | 0.8 | 0.375
883 | SALMON FALLS HYDRO | HD | Yes |  | NH | .Z.NEWHAMPSHIRE | HYDRO: RUN OF RIVER |  | 0.687 | 0.604 | 1.136 | 1.2 | 0.88 | 0.327 | 0.327 | 0.327 | 0.327 | 0.88 | 0.88 | 0.88 | 2009-05-01 | 2008-09-01 |  | 0.88 | 0.327
884 | SWANS FALLS | HD | Yes |  | NH | .Z.NEWHAMPSHIRE | HYDRO: RUN OF RIVER |  | 0.41 | 0.41 | 0.41 | 0.41 | 0.41 | 0.41 | 0.41 | 0.41 | 0.41 | 0.41 | 0.41 | 0.41 | 2006-12-01 | 2006-12-01 |  | 0.41 | 0.41
885 | STEVENS MILL | HD | Yes |  | NH | .Z.NEWHAMPSHIRE | HYDRO: RUN OF RIVER |  | 0.225 | 0.225 | 0.225 | 0.225 | 0.225 | 0.225 | 0.225 | 0.225 | 0.225 | 0.225 | 0.225 | 0.225 | 2006-12-01 | 2006-12-01 |  | 0.225 | 0.225
886 | COCHECO FALLS | HD | Yes |  | NH | .Z.NEWHAMPSHIRE | LANDFILL GAS |  | 0.357 | 0.314 | 0.591 | 0.708 | 0.458 | 0.17 | 0.17 | 0.17 | 0.17 | 0.458 | 0.458 | 0.458 | 2009-05-01 | 2008-09-01 |  | 0.458 | 0.17
887 | CHINA MILLS DAM | HD | Yes |  | NH | .Z.NEWHAMPSHIRE | HYDRO: RUN OF RIVER |  | 0.482 | 0.53 | 0.9 | 0.9 | 0.734 | 0.112 | 0.112 | 0.112 | 0.112 | 0.734 | 0.734 | 0.734 | 2009-05-01 | 2008-09-01 |  | 0.734 | 0.112
888 | NEWFOUND HYDRO | HD | Yes |  | NH | .Z.NEWHAMPSHIRE | HYDRO: RUN OF RIVER |  | 1.303 | 1.388 | 1.26 | 1.4 | 1.367 | 0.673 | 0.673 | 0.673 | 0.673 | 1.367 | 1.367 | 1.367 | 2009-05-01 | 2008-09-01 |  | 1.367 | 0.673
889 | SUNAPEE HYDRO | HD | Yes |  | NH | .Z.NEWHAMPSHIRE | HYDRO: RUN OF RIVER |  | 0.331 | 0.338 | 0.65 | 0.65 | 0.591 | 0.109 | 0.109 | 0.109 | 0.109 | 0.591 | 0.591 | 0.591 | 2009-05-01 | 2008-09-01 |  | 0.591 | 0.109
890 | NASHUA HYDRO | HD | Yes |  | NH | .Z.NEWHAMPSHIRE | HYDRO: RUN OF RIVER |  | 0.84 | 0.84 | 0.84 | 0.84 | 0.84 | 0.289 | 0.289 | 0.289 | 0.289 | 0.84 | 0.84 | 0.84 | 2008-11-01 | 2008-09-01 |  | 0.84 | 0.289
891 | HILLSBORO MILLS | HD | Yes |  | NH | .Z.NEWHAMPSHIRE | HYDRO: RUN OF RIVER |  | 0.47 | 0.459 | 0.568 | 0.568 | 0.568 | 0.197 | 0.197 | 0.197 | 0.197 | 0.568 | 0.568 | 0.568 | 2009-03-01 | 2008-09-01 |  | 0.568 | 0.197
892 | LAKEPORT DAM | HD | Yes |  | NH | .Z.NEWHAMPSHIRE | HYDRO: RUN OF RIVER |  | 0.711 | 0.699 | 0.65 | 0.72 | 0.72 | 0.242 | 0.242 | 0.242 | 0.242 | 0.72 | 0.72 | 0.72 | 2009-04-01 | 2008-09-01 |  | 0.72 | 0.242
893 | WEST HOPKINTON HYDRO | HD | Yes |  | NH | .Z.NEWHAMPSHIRE | HYDRO: RUN OF RIVER |  | 1.078 | 1.25 | 1.25 | 1.25 | 1.25 | 0.549 | 0.549 | 0.549 | 0.549 | 1.25 | 1.25 | 1.25 | 2009-02-01 | 2008-09-01 |  | 1.25 | 0.549
894 | LISBON HYDRO | HD | Yes |  | NH | .Z.NEWHAMPSHIRE | HYDRO: RUN OF RIVER |  | 0.273 | 0.263 | 0.667 | 0.8 | 0.8 | 0.205 | 0.205 | 0.205 | 0.205 | 0.8 | 0.8 | 0.8 | 2009-04-01 | 2008-09-01 |  | 0.8 | 0.205
895 | LOWER ROBERTSON DAM | HD | Yes |  | NH | .Z.NEWHAMPSHIRE | HYDRO: RUN OF RIVER |  | 0.795 | 0.793 | 0.9 | 0.9 | 0.9 | 0.284 | 0.284 | 0.284 | 0.284 | 0.9 | 0.9 | 0.9 | 2009-03-01 | 2008-09-01 |  | 0.9 | 0.284
897 | OLD NASH DAM | HD | Yes |  | NH | .Z.NEWHAMPSHIRE | HYDRO: RUN OF RIVER |  | 0.139 | 0.13 | 0.175 | 0.175 | 0.175 | 0.036 | 0.036 | 0.036 | 0.036 | 0.175 | 0.175 | 0.175 | 2009-03-01 | 2008-08-01 |  | 0.175 | 0.036
898 | SUGAR RIVER HYDRO | HD | Yes |  | NH | .Z.NEWHAMPSHIRE | HYDRO: RUN OF RIVER |  | 0.15 | 0.15 | 0.15 | 0.15 | 0.15 | 0.054 | 0.054 | 0.054 | 0.054 | 0.15 | 0.15 | 0.15 | 2008-11-01 | 2008-09-01 |  | 0.15 | 0.054
899 | GREAT FALLS UPPER | HD | Yes |  | NH | .Z.NEWHAMPSHIRE | HYDRO: RUN OF RIVER |  | 1.968 | 1.729 | 2.075 | 2.075 | 2.075 | 0.937 | 0.937 | 0.937 | 0.937 | 2.075 | 2.075 | 2.075 | 2009-03-01 | 2008-09-01 |  | 2.075 | 0.937
900 | GREAT FALLS LOWER | HD | Yes |  | NH | .Z.NEWHAMPSHIRE | HYDRO: RUN OF RIVER |  | 0.951 | 0.835 | 1.1 | 1.1 | 1.1 | 0.453 | 0.453 | 0.453 | 0.453 | 1.1 | 1.1 | 1.1 | 2009-03-01 | 2008-09-01 |  | 1.1 | 0.453
901 | WATERLOOM FALLS | HD | Yes |  | NH | .Z.NEWHAMPSHIRE | HYDRO: RUN OF RIVER |  | 0.066 | 0.068 | 0.112 | 0.112 | 0.08 | 0.039 | 0.039 | 0.039 | 0.039 | 0.08 | 0.08 | 0.08 | 2009-05-01 | 2008-09-01 |  | 0.08 | 0.039
902 | HOSIERY MILL DAM | HD | Yes |  | NH | .Z.NEWHAMPSHIRE | HYDRO: RUN OF RIVER |  | 0.728 | 1.052 | 1.25 | 1.25 | 1.25 | 0.371 | 0.371 | 0.371 | 0.371 | 1.25 | 1.25 | 1.25 | 2009-03-01 | 2008-09-01 |  | 1.25 | 0.371
903 | WYANDOTTE HYDRO | HD | Yes |  | NH | .Z.NEWHAMPSHIRE | HYDRO: RUN OF RIVER |  | 0.15 | 0.15 | 0.15 | 0.15 | 0.15 | 0.084 | 0.084 | 0.084 | 0.084 | 0.15 | 0.15 | 0.15 | 2006-12-01 | 2008-09-01 |  | 0.15 | 0.084
904 | LOCHMERE DAM | HD | Yes |  | NH | .Z.NEWHAMPSHIRE | HYDRO: RUN OF RIVER |  | 1.025 | 1.025 | 1.025 | 1.025 | 1.025 | 0.342 | 0.342 | 0.342 | 0.342 | 1.025 | 1.025 | 1.025 | 2008-12-01 | 2008-09-01 |  | 1.025 | 0.342
905 | ASHUELOT HYDRO | HD | Yes |  | NH | .Z.NEWHAMPSHIRE | HYDRO: RUN OF RIVER |  | 0.795 | 0.793 | 0.93 | 0.93 | 0.93 | 0.283 | 0.283 | 0.283 | 0.283 | 0.93 | 0.93 | 0.93 | 2009-03-01 | 2008-09-01 |  | 0.93 | 0.283
906 | ROLLINSFORD HYDRO | HD | Yes |  | NH | .Z.NEWHAMPSHIRE | HYDRO: RUN OF RIVER |  | 1.5 | 1.5 | 1.5 | 1.5 | 1.5 | 1.5 | 1.5 | 1.5 | 1.5 | 1.5 | 1.5 | 1.5 | 2006-12-01 | 2006-12-01 |  | 1.5 | 1.5
907 | BELL MILL/ELM ST. HYDRO | HD | Yes |  | NH | .Z.NEWHAMPSHIRE | HYDRO: RUN OF RIVER |  | 0.078 | 0.078 | 0.078 | 0.078 | 0.078 | 0.057 | 0.057 | 0.057 | 0.057 | 0.078 | 0.078 | 0.078 | 2008-11-01 | 2008-09-01 |  | 0.078 | 0.057
908 | OTIS MILL HYDRO | HD | Yes |  | NH | .Z.NEWHAMPSHIRE | HYDRO: RUN OF RIVER |  | 0.098 | 0.101 | 0.171 | 0.2 | 0.119 | 0.058 | 0.058 | 0.058 | 0.058 | 0.119 | 0.119 | 0.119 | 2009-05-01 | 2008-09-01 |  | 0.119 | 0.058
909 | STEELS POND HYDRO | HD | Yes |  | NH | .Z.NEWHAMPSHIRE | HYDRO: RUN OF RIVER |  | 0.663 | 0.694 | 0.953 | 0.975 | 0.975 | 0.187 | 0.187 | 0.187 | 0.187 | 0.975 | 0.975 | 0.975 | 2009-04-01 | 2008-09-01 |  | 0.975 | 0.187
910 | CAMPTON DAM | HD | Yes |  | NH | .Z.NEWHAMPSHIRE | HYDRO: RUN OF RIVER |  | 0.066 | 0.075 | 0.158 | 0.472 | 0.472 | 0.082 | 0.082 | 0.082 | 0.082 | 0.472 | 0.472 | 0.472 | 2009-04-01 | 2008-09-01 |  | 0.472 | 0.082
911 | KELLEYS FALLS | HD | Yes |  | NH | .Z.NEWHAMPSHIRE | HYDRO: RUN OF RIVER |  | 0.4 | 0.4 | 0.4 | 0.4 | 0.4 | 0 | 0 | 0 | 0 | 0.4 | 0.4 | 0.4 | 2008-11-01 | 2008-09-01 |  | 0.4 | 0
912 | SUNNYBROOK HYDRO 1 | HD | Yes |  | NH | .Z.NEWHAMPSHIRE | HYDRO: RUN OF RIVER |  | 0.015 | 0.015 | 0.015 | 0.015 | 0.015 | 0.015 | 0.015 | 0.015 | 0.015 | 0.015 | 0.015 | 0.015 | 2006-12-01 | 2006-12-01 |  | 0.015 | 0.015
913 | GOODRICH FALLS | HD | Yes |  | NH | .Z.NEWHAMPSHIRE | HYDRO: RUN OF RIVER |  | 0.068 | 0 | 0.097 | 0.346 | 0.332 | 0.079 | 0.079 | 0.079 | 0.079 | 0.332 | 0.332 | 0.332 | 2009-05-01 | 2008-09-01 |  | 0.332 | 0.079
914 | CHAMBERLAIN FALLS | HD | Yes |  | NH | .Z.NEWHAMPSHIRE | HYDRO: RUN OF RIVER |  | 0.084 | 0.115 | 0.13 | 0.13 | 0.13 | 0.042 | 0.042 | 0.042 | 0.042 | 0.13 | 0.13 | 0.13 | 2009-03-01 | 2008-09-01 |  | 0.13 | 0.042
915 | MONADNOCK PAPER MILLS | HD | Yes |  | NH | .Z.NEWHAMPSHIRE | HYDRO: RUN OF RIVER |  | 0.935 | 1.076 | 1.945 | 1.945 | 1.854 | 0.305 | 0.305 | 0.305 | 0.305 | 1.854 | 1.854 | 1.854 | 2009-05-01 | 2008-09-01 |  | 1.854 | 0.305
917 | EXETER RIVER HYDRO | HD | No |  | NH | .Z.NEWHAMPSHIRE | HYDRO: RUN OF RIVER |  | 0 | 0 | 0 | 0 | 0 | 0 | 0 | 0 | 0 | 0 | 0 | 0 | 2006-05-01 | 2006-05-01 |  | 0 | 0
919 | HOPKINTON HYDRO | HD | Yes |  | NH | .Z.NEWHAMPSHIRE | HYDRO: RUN OF RIVER |  | 0.25 | 0.25 | 0.25 | 0.25 | 0.25 | 0.229 | 0.229 | 0.229 | 0.229 | 0.25 | 0.25 | 0.25 | 2006-12-01 | 2008-09-01 |  | 0.25 | 0.229
921 | HADLEY FALLS | HD | Yes |  | NH | .Z.NEWHAMPSHIRE | HYDRO: RUN OF RIVER |  | 0.25 | 0.25 | 0.25 | 0.25 | 0.25 | 0.047 | 0.047 | 0.047 | 0.047 | 0.25 | 0.25 | 0.25 | 2008-11-01 | 2008-09-01 |  | 0.25 | 0.047
922 | NOONE FALLS | HD | Yes |  | NH | .Z.NEWHAMPSHIRE | HYDRO: RUN OF RIVER |  | 0.121 | 0.132 | 0.15 | 0.15 | 0.15 | 0.042 | 0.042 | 0.042 | 0.042 | 0.15 | 0.15 | 0.15 | 2009-03-01 | 2008-09-01 |  | 0.15 | 0.042
924 | FRESHWATER HYDRO | HD | Yes |  | NH | .Z.NEWHAMPSHIRE | HYDRO: RUN OF RIVER |  | 0.2 | 0.2 | 0.2 | 0.2 | 0.2 | 0.2 | 0.2 | 0.2 | 0.2 | 0.2 | 0.2 | 0.2 | 2004-07-01 | 2004-07-01 |  | 0.2 | 0.2
925 | OTTER LANE HYDRO | HD | Yes |  | NH | .Z.NEWHAMPSHIRE | HYDRO: RUN OF RIVER |  | 0.09 | 0.09 | 0.09 | 0.09 | 0.09 | 0.032 | 0.032 | 0.032 | 0.032 | 0.09 | 0.09 | 0.09 | 2006-10-01 | 2008-09-01 |  | 0.09 | 0.032
926 | PETERBOROUGH LOWER HYDRO | HD | Yes |  | NH | .Z.NEWHAMPSHIRE | HYDRO: RUN OF RIVER |  | 0.284 | 0.284 | 0.284 | 0.284 | 0.284 | 0.284 | 0.284 | 0.284 | 0.284 | 0.284 | 0.284 | 0.284 | 2006-12-01 | 2006-12-01 |  | 0.284 | 0.284
928 | SALMON BROOK STATION 3 | HD | Yes |  | NH | .Z.NEWHAMPSHIRE | HYDRO: RUN OF RIVER |  | 0.25 | 0.25 | 0.25 | 0.25 | 0.25 | 0.093 | 0.093 | 0.093 | 0.093 | 0.25 | 0.25 | 0.25 | 2008-11-01 | 2008-09-01 |  | 0.25 | 0.093
931 | AVERY DAM | HD | Yes |  | NH | .Z.NEWHAMPSHIRE | HYDRO: RUN OF RIVER |  | 0.479 | 0.479 | 0.479 | 0.479 | 0.479 | 0.379 | 0.379 | 0.379 | 0.379 | 0.479 | 0.479 | 0.479 | 2008-11-01 | 2008-09-01 |  | 0.479 | 0.379
932 | WATSON DAM | HD | Yes |  | NH | .Z.NEWHAMPSHIRE | HYDRO: RUN OF RIVER |  | 0.25 | 0.25 | 0.25 | 0.25 | 0.25 | 0.144 | 0.144 | 0.144 | 0.144 | 0.25 | 0.25 | 0.25 | 2006-12-01 | 2008-09-01 |  | 0.25 | 0.144
933 | WESTON DAM | HD | Yes |  | NH | .Z.NEWHAMPSHIRE | HYDRO: RUN OF RIVER |  | 0.347 | 0.308 | 0.524 | 0.524 | 0.524 | 0.268 | 0.268 | 0.268 | 0.268 | 0.524 | 0.524 | 0.524 | 2009-03-01 | 2008-09-01 |  | 0.524 | 0.268
935 | SUNNYBROOK HYDRO 2 | HD | Yes |  | NH | .Z.NEWHAMPSHIRE | HYDRO: RUN OF RIVER |  | 0.044 | 0.037 | 0.05 | 0.05 | 0.05 | 0.05 | 0.05 | 0.05 | 0.05 | 0.05 | 0.05 | 0.05 | 2009-03-01 | 2006-12-01 |  | 0.05 | 0.05
941 | PETERBOROUGH UPPER HYDRO | HD | Yes |  | NH | .Z.NEWHAMPSHIRE | HYDRO: RUN OF RIVER |  | 0.4 | 0.4 | 0.4 | 0.4 | 0.4 | 0.4 | 0.4 | 0.4 | 0.4 | 0.4 | 0.4 | 0.4 | 2006-12-01 | 2006-12-01 |  | 0.4 | 0.4
942 | DUNBARTON ROAD LANDFILL | D | Yes | YES | NH | .Z.NEWHAMPSHIRE | LANDFILL GAS |  | 0.584 | 0.584 | 0.515 | 0.515 | 0.515 | 0.515 | 0.515 | 0.515 | 0.515 | 0.515 | 0.515 | 0.515 | 2009-03-01 | 2009-03-01 |  | 0.515 | 0.515
943 | FOUR HILLS LANDFILL | D | Yes | YES | NH | .Z.NEWHAMPSHIRE | LANDFILL GAS |  | 0.393 | 0.393 | 0.124 | 0.124 | 0.124 | 0.124 | 0.124 | 0.124 | 0.124 | 0.124 | 0.124 | 0.124 | 2009-03-01 | 2009-03-01 |  | 0.124 | 0.124
946 | MERRIMAC PAPER - QF | HD | No |  | MA | .Z.WCMASS | HYDRO: RUN OF RIVER |  | 0 | 0 | 0 | 0 | 0 | 0 | 0 | 0 | 0 | 0 | 0 | 0 | 2006-10-01 | 2006-06-01 |  | 0 | 0
947 | RIVERDALE MILLS - QF | HD | No |  | MA | .Z.SEMASS | HYDRO: RUN OF RIVER |  | 0 | 0 | 0 | 0 | 0 | 0 | 0 | 0 | 0 | 0 | 0 | 0 | 2006-10-01 | 2006-06-01 |  | 0 | 0
948 | PEPPERELL HYDRO COMPANY LLC | HD | Yes |  | MA | .Z.WCMASS | HYDRO: RUN OF RIVER |  | 1.292 | 1.352 | 1.6 | 1.6 | 1.6 | 1.194 | 1.194 | 1.194 | 1.194 | 1.6 | 1.6 | 1.6 | 2009-03-01 | 2008-12-01 |  | 1.6 | 1.194
949 | VALLEY HYDRO - QF | HD | No |  | RI | .Z.RHODEISLAND | HYDRO: RUN OF RIVER |  | 0 | 0 | 0 | 0 | 0 | 0 | 0 | 0 | 0 | 0 | 0 | 0 | 2006-10-01 | 2006-06-01 |  | 0 | 0
950 | LP ATHOL - QF | HD | Yes |  | MA | .Z.WCMASS | HYDRO: RUN OF RIVER |  | 0.03 | 0.03 | 0.03 | 0.03 | 0.03 | 0.03 | 0.03 | 0.03 | 0.03 | 0.03 | 0.03 | 0.03 | 2000-04-01 | 2000-04-01 |  | 0.03 | 0.03
951 | BALTIC MILLS - QF | HD | Yes |  | NH | .Z.NEWHAMPSHIRE | HYDRO: RUN OF RIVER |  | 0.075 | 0.075 | 0.075 | 0.075 | 0.075 | 0.066 | 0.066 | 0.066 | 0.066 | 0.075 | 0.075 | 0.075 | 2008-01-24 | 2008-09-01 |  | 0.075 | 0.066
952 | PONTIAC ENERGY - QF | F | Yes | YES | RI | .Z.RHODEISLAND | METHANE/REFUSE |  | 0.17 | 0.17 | 0.167 | 0.167 | 0.167 | 0.167 | 0.167 | 0.167 | 0.167 | 0.167 | 0.167 | 0.167 | 2009-03-01 | 2009-03-01 |  | 0.167 | 0.167
953 | ATTLEBORO LANDFILL - QF | F | Yes | YES | MA | .Z.SEMASS | METHANE/REFUSE |  | 0.579 | 0.579 | 0.353 | 0.353 | 0.353 | 0.353 | 0.353 | 0.353 | 0.353 | 0.353 | 0.353 | 0.353 | 2009-03-01 | 2009-03-01 |  | 0.353 | 0.353
954 | MM LOWELL LANDFILL - QF | F | Yes | YES | MA | .Z.WCMASS | LANDFILL GAS |  | 0.238 | 0.238 | 0.224 | 0.224 | 0.224 | 0.224 | 0.224 | 0.224 | 0.224 | 0.224 | 0.224 | 0.224 | 2009-03-01 | 2009-03-01 |  | 0.224 | 0.224
956 | WARE COGEN - QF | F | No | YES | MA | .Z.WCMASS | STEAM/REFUSE |  | 0 | 0 | 0 | 0 | 0 | 0 | 0 | 0 | 0 | 0 | 0 | 0 | 2000-04-01 | 2000-04-01 |  | 0 | 0
957 | HG&E HYDRO/CABOT 1-4 | HD | Yes |  | MA | .Z.WCMASS | REFUSE |  | 3.147 | 3.147 | 3.147 | 3.147 | 3.147 | 3.147 | 3.147 | 3.147 | 3.147 | 3.147 | 3.147 | 3.147 | 2006-06-01 | 2006-06-01 |  | 3.147 | 3.147
959 | BARTON 1-4 DIESELS | D | Yes |  | VT | .Z.VERMONT | DIESEL OIL |  | 0.606 | 0.606 | 0.63 | 0.63 | 0.63 | 0.554 | 0.554 | 0.554 | 0.554 | 0.63 | 0.63 | 0.63 | 2009-02-06 | 2008-09-24 |  | 0.63 | 0.554
969 | POWDER MILL HYDRO | HD | Yes |  | MA | .Z.WCMASS | HYDRO: RUN OF RIVER |  | 0.14 | 0.14 | 0.14 | 0.14 | 0.14 | 0.05 | 0.05 | 0.05 | 0.05 | 0.14 | 0.14 | 0.14 | 2008-11-01 | 2008-09-01 |  | 0.14 | 0.05
970 | DUDLEY HYDRO | HD | Yes |  | MA | .Z.WCMASS | HYDRO: RUN OF RIVER |  | 0.324 | 0.324 | 0.324 | 0.324 | 0.324 | 0.102 | 0.102 | 0.102 | 0.102 | 0.324 | 0.324 | 0.324 | 2008-12-01 | 2008-09-01 |  | 0.324 | 0.102
973 | CONCORD STEAM | F | Yes | YES | NH | .Z.NEWHAMPSHIRE | WOOD/REFUSE |  | 0.354 | 0.354 | 0.374 | 0.374 | 0.374 | 0.374 | 0.374 | 0.374 | 0.374 | 0.374 | 0.374 | 0.374 | 2009-03-01 | 2009-03-01 |  | 0.374 | 0.374
978 | NEW MILFORD | F | Yes | YES | CT | .Z.CONNECTICUT | REFUSE | DFO | 1.296 | 1.296 | 2.223 | 2.223 | 2.223 | 2.223 | 2.223 | 2.223 | 2.223 | 2.223 | 2.223 | 2.223 | 2009-03-01 | 2009-03-01 |  | 2.223 | 2.223
1024 | BUNKER RD #1 DIESEL | D | No |  | 0 | 0 | REFUSE |  | 0 | 0 | 0 | 0 | 0 | 0 | 0 | 0 | 0 | 0 | 0 | 0 | 2000-04-01 | 2000-04-01 |  | 0 | 0
1025 | BUNKER RD #2 DIESEL | D | No |  | 0 | 0 | REFUSE |  | 0 | 0 | 0 | 0 | 0 | 0 | 0 | 0 | 0 | 0 | 0 | 0 | 2000-04-01 | 2000-04-01 |  | 0 | 0
1026 | BUNKER RD #3 DIESEL | D | No |  | 0 | 0 | REFUSE |  | 0 | 0 | 0 | 0 | 0 | 0 | 0 | 0 | 0 | 0 | 0 | 0 | 2000-04-01 | 2000-04-01 |  | 0 | 0
1027 | BUNKER RD #4 DIESEL | D | No |  | 0 | 0 | REFUSE |  | 0 | 0 | 0 | 0 | 0 | 0 | 0 | 0 | 0 | 0 | 0 | 0 | 2000-04-01 | 2000-04-01 |  | 0 | 0
1028 | BUNKER RD #12 GAS TURB | G | Yes |  | MA | .Z.SEMASS | GAS |  | 3.7 | 3.7 | 3.7 | 3.7 | 3.012 | 3 | 3 | 3 | 3 | 3.012 | 3.012 | 3.012 | 2009-04-29 | 2006-11-28 |  | 3.012 | 3
1029 | BUNKER RD #13 GAS TURB | G | Yes |  | MA | .Z.SEMASS | GAS |  | 3.7 | 3.7 | 3.7 | 3.7 | 3.281 | 3 | 3 | 3 | 3 | 3.281 | 3.281 | 3.281 | 2009-04-29 | 2006-11-28 |  | 3.281 | 3
1034 | RIVERSIDE 4-7 | HD | Yes |  | MA | .Z.WCMASS | HYDRO: RUN OF RIVER |  | 3.435 | 3.435 | 3.435 | 3.435 | 3.435 | 3.435 | 3.435 | 3.435 | 3.435 | 3.435 | 3.435 | 3.435 | 2006-06-01 | 2006-06-01 |  | 3.435 | 3.435
1035 | RIVERSIDE 8 | HD | Yes |  | MA | .Z.WCMASS | HYDRO: RUN OF RIVER |  | 4.5 | 4.5 | 4.5 | 4.5 | 4.5 | 4.5 | 4.5 | 4.5 | 4.5 | 4.5 | 4.5 | 4.5 | 2006-06-01 | 2006-06-01 |  | 4.5 | 4.5
1044 | COMMERCIAL ST 2 | D | Yes |  | MA | .Z.NEMASSBOST | DIESEL OIL | [13 empty] | 2000-04-01 | 2000-04-01 |  | 1 | 1 | bar: 2008-01-01 to 2008-12-01
1047 | FAIRFAX | HD | Yes |  | VT | .Z.VERMONT | HYDRO: RUN OF RIVER |  | 3.25 | 3.25 | 3.25 | 3.25 | 3.25 | 3.25 | 3.25 | 3.25 | 3.25 | 3.25 | 3.25 | 3.25 | 2003-03-01 | 2008-08-01 |  | 3.25 | 3.25
1048 | WARE HYDRO | HD | Yes |  | MA | .Z.WCMASS | HYDRO: RUN OF RIVER |  | 0.514 | 0.535 | 0.86 | 1.102 | 0.586 | 0.133 | 0.133 | 0.133 | 0.133 | 0.586 | 0.586 | 0.586 | 2009-05-01 | 2008-09-01 |  | 0.586 | 0.133
1049 | COLLINS HYDRO | HD | Yes |  | MA | .Z.WCMASS | HYDRO: RUN OF RIVER |  | 1.25 | 1.25 | 1.25 | 1.25 | 1.25 | 1.25 | 1.25 | 1.25 | 1.25 | 1.25 | 1.25 | 1.25 | 2000-04-01 | 2000-04-01 |  | 1.25 | 1.25
1050 | CHICOPEE HYDRO | HD | Yes |  | MA | .Z.WCMASS | HYDRO: RUN OF RIVER |  | 2.17 | 2.17 | 2.17 | 2.17 | 2.17 | 2.17 | 2.17 | 2.17 | 2.17 | 2.17 | 2.17 | 2.17 | 2000-04-01 | 2000-04-01 |  | 2.17 | 2.17
1051 | HAL-BFI | F | Yes |  | MA | .Z.SEMASS | LANDFILL GAS |  | 1.115 | 1.115 | 1.115 | 0.617 | 0.617 | 1.056 | 1.056 | 1.056 | 1.056 | 0.617 | 0.617 | 0.617 | 2009-03-26 | 2007-10-23 |  | 0.617 | 1.056
1052 | EB1-BFI | F | Yes |  | MA | .Z.SEMASS | REFUSE |  | 1.575 | 1.575 | 1.575 | 1.26 | 1.26 | 1.804 | 1.804 | 1.804 | 1.804 | 1.26 | 1.26 | 1.26 | 2009-03-26 | 2008-06-01 |  | 1.26 | 1.804
1054 | BLACKSTONE HYDRO ASSOC | HD | No |  | RI | .Z.RHODEISLAND | HYDRO: RUN OF RIVER |  | 0 | 0 | 0 | 0 | 0 | 0 | 0 | 0 | 0 | 0 | 0 | 0 | 2003-03-21 | 2003-03-21 |  | 0 | 0
1057 | BLACKSTONE HYDRO LOAD REDUCER | HD | Yes |  | RI | .Z.RHODEISLAND | REFUSE |  | 1.8 | 1.8 | 1.8 | 1.8 | 1.8 | 0.196 | 0.196 | 0.196 | 0.196 | 1.8 | 1.8 | 1.8 | 2008-11-01 | 2008-09-01 |  | 1.8 | 0.196
1059 | BARRE LANDFILL | F | Yes | YES | MA | .Z.WCMASS | REFUSE |  | 0.9 | 0.9 | 0.84 | 0.84 | 0.84 | 0.84 | 0.84 | 0.84 | 0.84 | 0.84 | 0.84 | 0.84 | 2009-03-01 | 2009-03-01 |  | 0.84 | 0.84
1061 | MASCOMA HYDRO | HD | Yes |  | NH | .Z.NEWHAMPSHIRE | REFUSE |  | 0.754 | 0.566 | 0.834 | 0.834 | 0.834 | 0.259 | 0.259 | 0.259 | 0.259 | 0.834 | 0.834 | 0.834 | 2009-03-01 | 2008-09-01 |  | 0.834 | 0.259
1062 | MWRA COSGROVE | HW | Yes |  | MA | .Z.WCMASS | REFUSE |  | 0.14 | 0.14 | 0.14 | 0.14 | 0.14 | 0.14 | 0.14 | 0.14 | 0.14 | 0.14 | 0.14 | 0.14 | 2005-03-01 | 2005-03-01 |  | 0.14 | 0.14
1076 | SHREWSBURY DIESEL #1 | D | Yes |  | MA | .Z.WCMASS | DIESEL OIL |  | 2.75 | 2.75 | 2.75 | 2.75 | 2.75 | 2.75 | 2.75 | 2.75 | 2.75 | 2.75 | 2.75 | 2.75 | 2000-04-01 | 2000-04-01 |  | 2.75 | 2.75
1077 | SHREWSBURY DIESEL #2 | D | Yes |  | MA | .Z.WCMASS | DIESEL OIL |  | 2.75 | 2.75 | 2.75 | 2.75 | 2.75 | 2.75 | 2.75 | 2.75 | 2.75 | 2.75 | 2.75 | 2.75 | 2000-04-01 | 2000-04-01 |  | 2.75 | 2.75
1078 | SHREWSBURY DIESEL #3 | D | Yes |  | MA | .Z.WCMASS | DIESEL OIL |  | 2.75 | 2.75 | 2.75 | 2.75 | 2.75 | 2.75 | 2.75 | 2.75 | 2.75 | 2.75 | 2.75 | 2.75 | 2000-04-01 | 2000-04-01 |  | 2.75 | 2.75
1079 | SHREWSBURY DIESEL # 4 | D | Yes |  | MA | .Z.WCMASS | DIESEL OIL |  | 2.75 | 2.75 | 2.75 | 2.75 | 2.75 | 2.75 | 2.75 | 2.75 | 2.75 | 2.75 | 2.75 | 2.75 | 2000-04-01 | 2000-04-01 |  | 2.75 | 2.75
1080 | SHREWSBURY DIESEL #5 | D | Yes |  | MA | .Z.WCMASS | DIESEL OIL |  | 2.75 | 2.75 | 2.75 | 2.75 | 2.75 | 2.75 | 2.75 | 2.75 | 2.75 | 2.75 | 2.75 | 2.75 | 2000-04-01 | 2000-04-01 |  | 2.75 | 2.75
1109 | MMWAC | F | Yes | YES | ME | .Z.MAINE | REFUSE |  | 2.628 | 2.628 | 2.34 | 2.34 | 2.34 | 2.34 | 2.34 | 2.34 | 2.34 | 2.34 | 2.34 | 2.34 | 2009-03-01 | 2009-03-01 |  | 2.34 | 2.34
1113 | BRASSUA HYDRO | HD | Yes |  | ME | .Z.MAINE | HYDRO: RUN OF RIVER |  | 4.203 | 4.203 | 4.203 | 4.203 | 4.203 | 4.203 | 4.203 | 4.203 | 4.203 | 4.203 | 4.203 | 4.203 | 2006-04-01 | 2006-08-01 |  | 4.203 | 4.203
1114 | MADISON COMPOSITE | HD | Yes |  | ME | .Z.MAINE | HYDRO: RUN OF RIVER |  | 20.305 | 21.1 | 21.175 | 22 | 22 | 16.446 | 16.446 | 16.446 | 16.446 | 22 | 22 | 22 | 2009-04-01 | 2008-09-01 |  | 22 | 16.446
1117 | GREAT WORKS COMPOSITE | HD | Yes |  | ME | .Z.MAINE | HYDRO: RUN OF RIVER |  | 0.371 | 0.403 | 0.5 | 0.5 | 0.48 | 0 | 0 | 0 | 0 | 0.48 | 0.48 | 0.48 | 2009-05-01 | 2008-07-01 |  | 0.48 | 0
1119 | KENNEBAGO HYDRO | HD | Yes |  | ME | .Z.MAINE | HYDRO: RUN OF RIVER |  | 0.725 | 0.685 | 0.725 | 0.725 | 0.725 | 0.686 | 0.686 | 0.686 | 0.686 | 0.725 | 0.725 | 0.725 | 2009-03-01 | 2008-09-01 |  | 0.725 | 0.686
1122 | CASCADE-DIAMOND-QF | HD | No |  | MA | .Z.WCMASS | HYDRO: RUN OF RIVER |  | 0 | 0 | 0 | 0 | 0 | 0 | 0 | 0 | 0 | 0 | 0 | 0 | 2003-03-21 | 2003-03-21 |  | 0 | 0
1165 | CADYS FALLS | HD | Yes |  | VT | .Z.VERMONT | HYDRO: RUN OF RIVER |  | 0.8 | 0.8 | 0.8 | 0.8 | 0.8 | 0.8 | 0.8 | 0.8 | 0.8 | 0.8 | 0.8 | 0.8 | 2006-08-01 | 2006-06-01 |  | 0.8 | 0.8
1166 | MORRISVILLE PLANT #2 | HD | Yes |  | VT | .Z.VERMONT | HYDRO: RUN OF RIVER |  | 1.8 | 1.8 | 1.8 | 1.8 | 1.8 | 1.392 | 1.392 | 1.392 | 1.392 | 1.8 | 1.8 | 1.8 | 2003-03-01 | 2008-09-01 |  | 1.8 | 1.392
1167 | WOLCOTT HYDRO #1 | HD | Yes |  | VT | .Z.VERMONT | HYDRO: RUN OF RIVER |  | 0.663 | 0.589 | 0.8 | 0.8 | 0.8 | 0.467 | 0.467 | 0.467 | 0.467 | 0.8 | 0.8 | 0.8 | 2009-03-01 | 2008-09-01 |  | 0.8 | 0.467
1168 | H.K. SANDERS | HW | Yes |  | VT | .Z.VERMONT | HYDRO: PONDAGE |  | 0.844 | 0.844 | 1.668 | 1.668 | 1.668 | 0 | 0 | 0 | 0 | 1.668 | 1.668 | 1.668 | 2009-02-02 | 2008-09-25 |  | 1.668 | 0
1209 | CRRA HARTFORD LANDFILL | F | Yes | YES | CT | .Z.CONNECTICUT | LANDFILL GAS |  | 2.215 | 2.215 | 1.893 | 1.893 | 1.893 | 1.893 | 1.893 | 1.893 | 1.893 | 1.893 | 1.893 | 1.893 | 2009-03-01 | 2009-03-01 |  | 1.893 | 1.893
1224 | RANDOLPH/BFG ELECTRIC FACILITY | D | Yes |  | MA | .Z.SEMASS | DIESEL OIL |  | 1.171 | 1.171 | 1.171 | 1.171 | 1.171 | 1.168 | 1.168 | 1.168 | 1.168 | 1.171 | 1.171 | 1.171 | 2005-04-15 | 2006-10-03 |  | 1.171 | 1.168
1225 | TANNERY DAM | HD | No |  | MA | .Z.WCMASS | REFUSE |  | 0 | 0 | 0 | 0 | 0 | 0 | 0 | 0 | 0 | 0 | 0 | 0 | 2006-10-01 | 2006-06-01 |  | 0 | 0
1258 | BHE SMALL HYDRO COMPOSITE | HD | Yes |  | ME | .Z.MAINE | HYDRO: RUN OF RIVER |  | 1.893 | 2.087 | 2.087 | 2.087 | 2.087 | 1.724 | 1.724 | 1.724 | 1.724 | 2.087 | 2.087 | 2.087 | 2009-02-01 | 2008-09-01 |  | 2.087 | 1.724
1259 | J & L ELECTRIC - BIOMASS I | F | No |  | ME | .Z.MAINE | WOOD/REFUSE |  | 0 | 0 | 0 | 0 | 0 | 0 | 0 | 0 | 0 | 0 | 0 | 0 | 2008-04-29 | 2008-09-29 |  | 0 | 0
1266 | MARSH POWER | HD | No |  | ME | .Z.MAINE | HYDRO: RUN OF RIVER |  | 0 | 0 | 0 | 0 | 0 | 0 | 0 | 0 | 0 | 0 | 0 | 0 | 2006-10-01 | 2006-06-01 |  | 0 | 0
1267 | SPARHAWK | HD | Yes |  | ME | .Z.MAINE | HYDRO: RUN OF RIVER |  | 0.158 | 0.175 | 0.175 | 0.175 | 0.175 | 0 | 0 | 0 | 0 | 0.175 | 0.175 | 0.175 | 2009-02-01 | 2008-08-01 |  | 0.175 | 0
1270 | SYSKO STONY BROOK | HD | Yes |  | ME | .Z.MAINE | HYDRO: RUN OF RIVER |  | 0.025 | 0.025 | 0.025 | 0.025 | 0.025 | 0.012 | 0.012 | 0.012 | 0.012 | 0.025 | 0.025 | 0.025 | 2000-04-18 | 2008-09-01 |  | 0.025 | 0.012
1271 | SYSKO WIGHT BROOK | HD | Yes |  | ME | .Z.MAINE | HYDRO: RUN OF RIVER |  | 0.025 | 0.025 | 0.025 | 0.025 | 0.025 | 0.025 | 0.025 | 0.025 | 0.025 | 0.025 | 0.025 | 0.025 | 2000-04-18 | 2000-04-18 |  | 0.025 | 0.025
1273 | KENNEBEC WATER U5 | HD | Yes |  | ME | .Z.MAINE | HYDRO: RUN OF RIVER |  | 0.32 | 0.322 | 0.41 | 0.41 | 0.41 | 0.387 | 0.387 | 0.387 | 0.387 | 0.41 | 0.41 | 0.41 | 2009-03-01 | 2008-09-01 |  | 0.41 | 0.387
1283 | LEWISTON U5 | HD | Yes |  | ME | .Z.MAINE | HYDRO: RUN OF RIVER |  | 0.64 | 0.64 | 0.64 | 0.64 | 0.64 | 0.64 | 0.64 | 0.64 | 0.64 | 0.64 | 0.64 | 0.64 | 2000-05-18 | 2000-05-18 |  | 0.64 | 0.64
1302 | TCPMCMPAGF GEN1 U5 | F | No |  | ME | .Z.MAINE | METHANE/REFUSE |  | 0 | 0 | 0 | 0 | 0 | 0 | 0 | 0 | 0 | 0 | 0 | 0 | 2000-06-29 | 2000-06-29 |  | 0 | 0
1368 | ROCKY GORGE U5 | HD | Yes |  | ME | .Z.MAINE | HYDRO: RUN OF RIVER |  | 0.362 | 0.362 | 0.362 | 0.362 | 0.362 | 0.182 | 0.182 | 0.182 | 0.182 | 0.362 | 0.362 | 0.362 | 2008-11-01 | 2008-09-01 |  | 0.362 | 0.182
1495 | SOUTHBRIDGE P&T QF U5 | F | Yes | YES | MA | .Z.WCMASS | GAS |  | 0.298 | 0.298 | 0.149 | 0.149 | 0.149 | 0.149 | 0.149 | 0.149 | 0.149 | 0.149 | 0.149 | 0.149 | 2009-03-01 | 2009-03-01 |  | 0.149 | 0.149
1572 | GRANBY SANITARY LANDFILL QF U5 | F | Yes |  | MA | .Z.WCMASS | REFUSE |  | 2.8 | 2.8 | 2.8 | 2.8 | 0 | 2.8 | 2.8 | 2.8 | 2.8 | 0 | 0 | 0 | 2009-04-27 | 2006-03-01 |  | 0 | 2.8
1640 | GROVETON COGEN U5 | CO | No |  | NH | .Z.NEWHAMPSHIRE | GAS | DFO | 0 | 0 | 0 | 0 | 0 | 0 | 0 | 0 | 0 | 0 | 0 | 0 | 2007-03-01 | 2007-03-01 |  | 0 | 0
1641 | WAUSAU COGEN U5 | CO | No | YES | NH | .Z.NEWHAMPSHIRE | GAS |  | 0.412 | 0.412 | 0 | 0 | 0 | 0 | 0 | 0 | 0 | 0 | 0 | 0 | 2009-03-01 | 2009-03-01 |  | 0 | 0
1656 | HULL WIND TURBINE U5 | W | Yes |  | MA | .Z.SEMASS | WIND |  | 0.165 | 0.165 | 0.165 | 0.165 | 0.165 | 0.165 | 0.165 | 0.165 | 0.165 | 0.165 | 0.165 | 0.165 | 2002-02-01 | 2002-02-01 |  | 0.165 | 0.165
1678 | SYSKO GARDNER BROOK U5 | HD | Yes |  | ME | .Z.MAINE | HYDRO: RUN OF RIVER |  | 0.034 | 0.034 | 0.034 | 0.034 | 0.034 | 0.014 | 0.014 | 0.014 | 0.014 | 0.034 | 0.034 | 0.034 | 2002-02-01 | 2008-09-01 |  | 0.034 | 0.014
1720 | MIDDLEBURY LOWER U5 | HD | Yes |  | VT | .Z.VERMONT | HYDRO: RUN OF RIVER |  | 1.85 | 1.85 | 1.85 | 1.85 | 1.85 | 1.594 | 1.594 | 1.594 | 1.594 | 1.85 | 1.85 | 1.85 | 2002-05-01 | 2008-09-01 |  | 1.85 | 1.594
2278 | BARKER LOWER HYDRO | HD | Yes |  | ME | .Z.MAINE | HYDRO: RUN OF RIVER |  | 0.897 | 1.119 | 1.25 | 1.25 | 1.25 | 0.39 | 0.39 | 0.39 | 0.39 | 1.25 | 1.25 | 1.25 | 2009-03-01 | 2008-09-01 |  | 1.25 | 0.39
2279 | BARKER UPPER HYDRO | HD | Yes |  | ME | .Z.MAINE | HYDRO: RUN OF RIVER |  | 0.554 | 0.683 | 1.45 | 1.45 | 1.45 | 0.219 | 0.219 | 0.219 | 0.219 | 1.45 | 1.45 | 1.45 | 2009-03-01 | 2008-09-01 |  | 1.45 | 0.219
2280 | BENTON FALLS HYDRO | HD | Yes |  | ME | .Z.MAINE | HYDRO: RUN OF RIVER |  | 4.355 | 4.355 | 4.355 | 4.355 | 4.355 | 3.776 | 3.776 | 3.776 | 3.776 | 4.355 | 4.355 | 4.355 | 2003-03-01 | 2008-09-01 |  | 4.355 | 3.776
2281 | BROWNS MILL HYDRO | HD | Yes |  | ME | .Z.MAINE | HYDRO: RUN OF RIVER |  | 0.476 | 0.543 | 0.65 | 0.65 | 0.65 | 0.222 | 0.222 | 0.222 | 0.222 | 0.65 | 0.65 | 0.65 | 2009-03-01 | 2008-09-01 |  | 0.65 | 0.222
2282 | DAMARISCOTTA HYDRO | HD | Yes |  | ME | .Z.MAINE | HYDRO: RUN OF RIVER |  | 0.428 | 0.456 | 0.5 | 0.5 | 0.5 | 0.005 | 0.005 | 0.005 | 0.005 | 0.5 | 0.5 | 0.5 | 2009-03-01 | 2008-09-01 |  | 0.5 | 0.005
2283 | EUSTIS HYDRO | HD | Yes |  | ME | .Z.MAINE | HYDRO: RUN OF RIVER |  | 0.25 | 0.24 | 0.25 | 0.25 | 0.25 | 0.135 | 0.135 | 0.135 | 0.135 | 0.25 | 0.25 | 0.25 | 2009-03-01 | 2008-09-01 |  | 0.25 | 0.135
2284 | GARDINER HYDRO | HD | Yes |  | ME | .Z.MAINE | HYDRO: RUN OF RIVER |  | 0.98 | 1.05 | 1.05 | 1.05 | 1.05 | 0.613 | 0.613 | 0.613 | 0.613 | 1.05 | 1.05 | 1.05 | 2009-02-01 | 2008-09-01 |  | 1.05 | 0.613
2285 | GREENVILLE HYDRO | HD | Yes |  | ME | .Z.MAINE | HYDRO: RUN OF RIVER |  | 0.1 | 0.2 | 0.55 | 0.55 | 0.447 | 0.044 | 0.044 | 0.044 | 0.044 | 0.447 | 0.447 | 0.447 | 2009-05-01 | 2008-09-01 |  | 0.447 | 0.044
2286 | HACKETT MILLS HYDRO | HD | Yes |  | ME | .Z.MAINE | HYDRO: RUN OF RIVER |  | 0.244 | 0.314 | 0.5 | 0.5 | 0.5 | 0 | 0 | 0 | 0 | 0.5 | 0.5 | 0.5 | 2009-03-01 | 2008-08-01 |  | 0.5 | 0
2287 | MECHANIC FALLS HYDRO | HD | Yes |  | ME | .Z.MAINE | HYDRO: RUN OF RIVER |  | 0.455 | 0.57 | 1.05 | 1.05 | 1.05 | 0 | 0 | 0 | 0 | 1.05 | 1.05 | 1.05 | 2009-03-01 | 2008-08-01 |  | 1.05 | 0
2288 | NORWAY HYDRO | HD | Yes |  | ME | .Z.MAINE | HYDRO: RUN OF RIVER |  | 0 | 0.102 | 0.3 | 0.3 | 0.253 | 0 | 0 | 0 | 0 | 0.253 | 0.253 | 0.253 | 2009-05-01 | 2008-07-01 |  | 0.253 | 0
2289 | PIONEER DAM HYDRO | HD | Yes |  | ME | .Z.MAINE | HYDRO: RUN OF RIVER |  | 0.198 | 0.198 | 0.198 | 0.198 | 0.198 | 0.198 | 0.198 | 0.198 | 0.198 | 0.198 | 0.198 | 0.198 | 2003-01-01 | 2008-09-01 |  | 0.198 | 0.198
2290 | PITTSFIELD HYDRO | HD | Yes |  | ME | .Z.MAINE | HYDRO: RUN OF RIVER |  | 0.725 | 0.729 | 1 | 1 | 1 | 0.877 | 0.877 | 0.877 | 0.877 | 1 | 1 | 1 | 2009-03-01 | 2008-09-01 |  | 1 | 0.877
2291 | WAVERLY AVENUE HYDRO | HD | Yes |  | ME | .Z.MAINE | HYDRO: RUN OF RIVER |  | 0.243 | 0.244 | 0.4 | 0.4 | 0.4 | 0.295 | 0.295 | 0.295 | 0.295 | 0.4 | 0.4 | 0.4 | 2009-03-01 | 2008-09-01 |  | 0.4 | 0.295
2292 | YORK HYDRO | HD | Yes |  | ME | .Z.MAINE | HYDRO: RUN OF RIVER |  | 1.2 | 1.2 | 1.2 | 1.2 | 1.2 | 0.878 | 0.878 | 0.878 | 0.878 | 1.2 | 1.2 | 1.2 | 2005-11-01 | 2008-09-01 |  | 1.2 | 0.878
2424 | CITIZENS BLOCK LOAD | N/A | Yes |  | VT | .Z.VERMONT | STEAM |  | 60 | 60 | 60 | 60 | 60 | 60 | 60 | 60 | 60 | 60 | 60 | 60 | 2003-01-01 | 2003-01-01 |  | 60 | 60
2439 | BROCKWAY MILLS U5 | HD | No |  | VT | .Z.VERMONT | HYDRO: RUN OF RIVER |  | 0 | 0 | 0 | 0 | 0 | 0 | 0 | 0 | 0 | 0 | 0 | 0 | 2006-10-01 | 2006-06-01 |  | 0 | 0
2462 | PLAINVILLE GEN QF U5 | F | Yes |  | MA | .Z.SEMASS | METHANE/REFUSE |  | 5 | 5 | 3.303 | 3.303 | 3.303 | 3.67 | 3.67 | 3.67 | 3.67 | 3.303 | 3.303 | 3.303 | 2009-02-10 | 2008-09-24 |  | 3.303 | 3.67
2466 | CHERRY 7 | D | Yes |  | MA | .Z.WCMASS | DIESEL OIL | NG | 3.2 | 3.2 | 2.8 | 2.8 | 2.8 | 3.2 | 3.2 | 3.2 | 3.2 | 2.8 | 2.8 | 2.8 | 2009-02-04 | 2003-03-01 |  | 2.8 | 3.2
2467 | CHERRY 8 | D | Yes |  | MA | .Z.WCMASS | DIESEL OIL | NG | 3.4 | 3.4 | 3.4 | 3.4 | 3.4 | 3.4 | 3.4 | 3.4 | 3.4 | 3.4 | 3.4 | 3.4 | 2003-03-01 | 2003-03-01 |  | 3.4 | 3.4
2468 | CHERRY 10 | D | Yes |  | MA | .Z.WCMASS | DIESEL OIL | NG | 2.1 | 2.1 | 2.1 | 2.1 | 2.1 | 2.1 | 2.1 | 2.1 | 2.1 | 2.1 | 2.1 | 2.1 | 2003-03-01 | 2003-03-01 |  | 2.1 | 2.1
2469 | CHERRY 11 | D | Yes |  | MA | .Z.WCMASS | DIESEL OIL | NG | 2.1 | 2.1 | 2.1 | 2.1 | 2.1 | 2.1 | 2.1 | 2.1 | 2.1 | 2.1 | 2.1 | 2.1 | 2003-03-01 | 2003-03-01 |  | 2.1 | 2.1
2470 | CHERRY 12 | D | Yes |  | MA | .Z.WCMASS | DIESEL OIL | NG | 5 | 5 | 5 | 5 | 5 | 5 | 5 | 5 | 5 | 5 | 5 | 5 | 2003-03-01 | 2003-03-01 |  | 5 | 5
10308 | NECCO COGENERATION FACILITY | CO | Yes |  | MA | .Z.NEMASSBOST | DIESEL OIL |  | 5 | 5 | 5 | 5 | 5 | 5 | 5 | 5 | 5 | 5 | 5 | 5 | 2003-10-01 | 2003-10-01 |  | 5 | 5
10362 | ACTON HYDRO INC. | HD | No |  | MA | .Z.NEMASSBOST | HYDRO: RUN OF RIVER |  | 0 | 0 | 0 | 0 | 0 | 0 | 0 | 0 | 0 | 0 | 0 | 0 | 2006-04-01 | 2006-04-01 |  | 0 | 0
10366 | RRIG EXPANSION PHASE 1 | F | Yes |  | RI | .Z.RHODEISLAND | LANDFILL GAS |  | 2.4 | 2.4 | 2.4 | 2.4 | 2.4 | 2.4 | 2.4 | 2.4 | 2.4 | 2.4 | 2.4 | 2.4 | 2004-01-01 | 2004-03-03 |  | 2.4 | 2.4
10401 | CELLEY MILL U5 | HD | Yes |  | NH | .Z.NEWHAMPSHIRE | HYDRO: RUN OF RIVER |  | 0.042 | 0.035 | 0.059 | 0.14 | 0.14 | 0.048 | 0.048 | 0.048 | 0.048 | 0.14 | 0.14 | 0.14 | 2009-04-01 | 2008-09-01 |  | 0.14 | 0.048
10402 | PETTYBORO HYDRO U5 | HD | No |  | NH | .Z.NEWHAMPSHIRE | HYDRO: RUN OF RIVER |  | 0 | 0 | 0 | 0 | 0 | 0 | 0 | 0 | 0 | 0 | 0 | 0 | 2006-10-01 | 2006-06-01 |  | 0 | 0
10403 | EASTMAN BROOK U5 | HD | Yes |  | NH | .Z.NEWHAMPSHIRE | HYDRO: RUN OF RIVER |  | 0.1 | 0.1 | 0.1 | 0.1 | 0.1 | 0.1 | 0.1 | 0.1 | 0.1 | 0.1 | 0.1 | 0.1 | 2006-12-01 | 2006-12-01 |  | 0.1 | 0.1
10404 | WHEELABRATOR CLAREMONT U5 | F | Yes | YES | NH | .Z.NEWHAMPSHIRE | STEAM/REFUSE |  | 4.888 | 4.888 | 4.218 | 4.218 | 4.218 | 4.218 | 4.218 | 4.218 | 4.218 | 4.218 | 4.218 | 4.218 | 2009-03-01 | 2009-03-01 |  | 4.218 | 4.218
10406 | LOWER VALLEY HYDRO U5 | HD | Yes |  | NH | .Z.NEWHAMPSHIRE | HYDRO: RUN OF RIVER |  | 0.53 | 0.363 | 0.534 | 0.534 | 0.534 | 0.278 | 0.278 | 0.278 | 0.278 | 0.534 | 0.534 | 0.534 | 2009-03-01 | 2008-09-01 |  | 0.534 | 0.278
10407 | WOODSVILLE HYDRO U5 | HD | Yes |  | NH | .Z.NEWHAMPSHIRE | HYDRO: RUN OF RIVER |  | 0.17 | 0.17 | 0.17 | 0.17 | 0.17 | 0.17 | 0.17 | 0.17 | 0.17 | 0.17 | 0.17 | 0.17 | 2004-03-01 | 2004-03-01 |  | 0.17 | 0.17
10408 | LOWER VILLAGE HYDRO U5 | HD | Yes |  | NH | .Z.NEWHAMPSHIRE | HYDRO: RUN OF RIVER |  | 0.635 | 0.664 | 1.35 | 1.35 | 1.35 | 0.062 | 0.062 | 0.062 | 0.062 | 1.35 | 1.35 | 1.35 | 2009-03-01 | 2008-09-01 |  | 1.35 | 0.062
10409 | SWEETWATER HYDRO U5 | HD | Yes |  | NH | .Z.NEWHAMPSHIRE | HYDRO: RUN OF RIVER |  | 0.5 | 0.5 | 0.5 | 0.5 | 0.5 | 0.081 | 0.081 | 0.081 | 0.081 | 0.5 | 0.5 | 0.5 | 2008-11-01 | 2008-09-01 |  | 0.5 | 0.081
10451 | WESTFIELD #1 U5 | D | Yes |  | MA | .Z.WCMASS | METHANE/REFUSE |  | 0.244 | 0.244 | 0.244 | 0.244 | 0.244 | 0.121 | 0.121 | 0.121 | 0.121 | 0.244 | 0.244 | 0.244 | 2007-04-30 | 2005-09-26 |  | 0.244 | 0.121
10566 | J & L ELECTRIC - BIOMASS II | F | No |  | ME | .Z.MAINE | WOOD/REFUSE |  | 0 | 0 | 0 | 0 | 0 | 0 | 0 | 0 | 0 | 0 | 0 | 0 | 2008-04-29 | 2008-09-29 |  | 0 | 0
10615 | BLUE SPRUCE FARM U5 | G | Yes |  | VT | .Z.VERMONT | METHANE/REFUSE |  | 0.275 | 0.275 | 0.275 | 0.275 | 0.275 | 0.275 | 0.275 | 0.275 | 0.275 | 0.275 | 0.275 | 0.275 | 2004-11-01 | 2004-11-01 |  | 0.275 | 0.275
10770 | WEST SPRINGFIELD HYDRO U5 | HD | Yes |  | MA | .Z.WCMASS | HYDRO: RUN OF RIVER |  | 1.25 | 1.25 | 1.25 | 1.25 | 1.25 | 0.743 | 0.743 | 0.743 | 0.743 | 1.25 | 1.25 | 1.25 | 2007-07-01 | 2008-09-01 |  | 1.25 | 0.743
10801 | COVENTRY CLEAN ENERGY | D | Yes |  | VT | .Z.VERMONT | GAS |  | 4.8 | 4.8 | 4.8 | 4.8 | 4.74 | 4.719 | 4.719 | 4.719 | 4.719 | 4.74 | 4.74 | 4.74 | 2009-04-21 | 2008-09-22 |  | 4.74 | 4.719
10880 | GE LYNN EXCESS REPLACEMENT | G | No |  | MA | .Z.NEMASSBOST | DIESEL OIL | NG | 0 | 0 | 0 | 0 | 0 | 0 | 0 | 0 | 0 | 0 | 0 | 0 | 2008-10-01 | 2008-10-01 |  | 0 | 0
10998 | MASSINNOVATION FITCHBURG | HD | Yes | YES | MA | .Z.WCMASS | SOLAR |  | 0.003 | 0.003 | 0.004 | 0.004 | 0.004 | 0.004 | 0.004 | 0.004 | 0.004 | 0.004 | 0.004 | 0.004 | 2009-03-01 | 2009-03-01 |  | 0.004 | 0.004
11052 | GRTR NEW BEDFORD LFG UTIL PROJ | F | Yes |  | MA | .Z.SEMASS | LANDFILL GAS |  | 3.3 | 3.3 | 3.3 | 3.3 | 3.229 | 3.3 | 3.3 | 3.3 | 3.3 | 3.229 | 3.229 | 3.229 | 2009-04-21 | 2005-08-15 |  | 3.229 | 3.3
11126 | NORTH HARTLAND HYDRO | HD | Yes |  | VT | .Z.VERMONT | HYDRO: RUN OF RIVER |  | 4.46 | 4.46 | 4.46 | 4.46 | 4.46 | 4.46 | 4.46 | 4.46 | 4.46 | 4.46 | 4.46 | 4.46 | 2007-10-01 | 2007-10-01 |  | 4.46 | 4.46
11154 | BRATTLEBORO LANDFILL | G | Yes |  | VT | .Z.VERMONT | LANDFILL GAS |  | 0.5 | 0.5 | 0.5 | 0.5 | 0.5 | 0.5 | 0.5 | 0.5 | 0.5 | 0.5 | 0.5 | 0.5 | 2005-11-04 | 2005-11-04 |  | 0.5 | 0.5
11408 | HULL WIND TURBINE II | W | Yes |  | MA | .Z.SEMASS | WIND |  | 1.8 | 1.8 | 1.8 | 1.8 | 1.8 | 1.8 | 1.8 | 1.8 | 1.8 | 1.8 | 1.8 | 1.8 | 2006-03-01 | 2006-03-01 |  | 1.8 | 1.8
11530 | BERLIN WIND | W | No | YES | NH | .Z.NEWHAMPSHIRE | WIND |  | 0 | 0 | 0 | 0 | 0 | 0 | 0 | 0 | 0 | 0 | 0 | 0 | 2008-03-01 | 2008-03-01 |  | 0 | 0
11827 | PORTSMOUTH ABBEY WIND QF | W | Yes |  | RI | .Z.RHODEISLAND | WIND |  | 0.445 | 0.445 | 0.445 | 0.445 | 0.445 | 0.445 | 0.445 | 0.445 | 0.445 | 0.445 | 0.445 | 0.445 | 2008-02-28 | 2008-02-28 |  | 0.445 | 0.445
11889 | IBEW LOCAL 99 SOLAR QF | HD | Yes |  | RI | .Z.RHODEISLAND | SOLAR |  | 0.029 | 0.029 | 0.029 | 0.029 | 0.029 | 0.029 | 0.029 | 0.029 | 0.029 | 0.029 | 0.029 | 0.029 | 2008-02-28 | 2008-02-28 |  | 0.029 | 0.029
11925 | BROCKTON BRIGHTFIELDS | HD | Yes |  | MA | .Z.SEMASS | SOLAR |  | 0.425 | 0.425 | 0.425 | 0.425 | 0.425 | 0.425 | 0.425 | 0.425 | 0.425 | 0.425 | 0.425 | 0.425 | 2006-09-18 | 2006-09-18 |  | 0.425 | 0.425
12108 | FIEC DIESEL | D | Yes |  | ME | .Z.MAINE | DIESEL OIL |  | 1.555 | 1.555 | 1.555 | 1.555 | 1.488 | 1.555 | 1.555 | 1.555 | 1.555 | 1.488 | 1.488 | 1.488 | 2009-04-02 | 2008-06-30 |  | 1.488 | 1.555
12168 | HARRIS ENERGY | HD | Yes |  | MA | .Z.WCMASS | HYDRO: RUN OF RIVER |  | 2.421 | 2.421 | 2.421 | 2.421 | 2.421 | 2.421 | 2.421 | 2.421 | 2.421 | 2.421 | 2.421 | 2.421 | 2006-12-01 | 2006-12-01 |  | 2.421 | 2.421
12180 | BERKSHIRE COW POWER | D | Yes |  | VT | .Z.VERMONT | METHANE/REFUSE |  | 0.5 | 0.5 | 0.5 | 0.5 | 0.5 | 0.5 | 0.5 | 0.5 | 0.5 | 0.5 | 0.5 | 0.5 | 2006-12-06 | 2006-12-06 |  | 0.5 | 0.5
12274 | GREEN MOUNTAIN DAIRY | F | Yes |  | VT | .Z.VERMONT | METHANE/REFUSE |  | 0.166 | 0.166 | 0.166 | 0.166 | 0.166 | 0.166 | 0.166 | 0.166 | 0.166 | 0.166 | 0.166 | 0.166 | 2007-05-01 | 2007-06-01 |  | 0.166 | 0.166
12323 | COVENTRY CLEAN ENERGY #4 | D | Yes |  | VT | .Z.VERMONT | LANDFILL GAS |  | 1.525 | 1.525 | 1.597 | 1.597 | 1.597 | 1.585 | 1.585 | 1.585 | 1.585 | 1.597 | 1.597 | 1.597 | 2009-02-17 | 2008-06-30 |  | 1.597 | 1.585
13669 | EAST WINDSOR NORCAP LFG PLANT | F | No |  | CT | .Z.CONNECTICUT | LANDFILL GAS |  | 0 | 0 | 0 | 0 | 0 | 0 | 0 | 0 | 0 | 0 | 0 | 0 | 2007-09-05 | 2007-09-05 |  | 0 | 0
13933 | JIMINY PEAK WIND QF | W | Yes |  | MA | .Z.WCMASS | WIND |  | 1.417 | 1.417 | 1.417 | 1.417 | 1.417 | 1.417 | 1.417 | 1.417 | 1.417 | 1.417 | 1.417 | 1.417 | 2008-02-28 | 2008-02-28 |  | 1.417 | 1.417
13975 | CORRIVEAU HYDROELECTRIC LLC | HD | Yes |  | ME | .Z.MAINE | HYDRO: RUN OF RIVER |  | 0.156 | 0.19 | 0.35 | 0.35 | 0.35 | 0.073 | 0.073 | 0.073 | 0.073 | 0.35 | 0.35 | 0.35 | 2009-03-01 | 2008-09-01 |  | 0.35 | 0.073
14098 | WASTE MANAGEMENT LANDFILL | F | Yes |  | MA | .Z.WCMASS | LANDFILL GAS |  | 3.027 | 3.027 | 3.027 | 2.888 | 2.888 | 2.801 | 2.801 | 2.801 | 2.801 | 2.888 | 2.888 | 2.888 | 2009-03-31 | 2008-09-24 |  | 2.888 | 2.801
14134 | MONTAGNE FARM | F | Yes |  | VT | .Z.VERMONT | METHANE/REFUSE |  | 0.219 | 0.219 | 0.219 | 0.219 | 0.219 | 0.219 | 0.219 | 0.219 | 0.219 | 0.219 | 0.219 | 0.219 | 2008-09-24 | 2008-09-24 |  | 0.219 | 0.219
14271 | AMERESCO NORTHAMPTON | F | No |  | MA | .Z.WCMASS | LANDFILL GAS |  | 0 | 0 | 0 | 0 | 0 | 0 | 0 | 0 | 0 | 0 | 0 | 0 | 2007-11-01 | 2007-11-01 |  | 0 | 0
14382 | ETHAN ALLEN CO-GEN 1 | F | Yes |  | VT | .Z.VERMONT | STEAM/REFUSE |  | 0.299 | 0.299 | 0.299 | 0.299 | 0.099 | 0.299 | 0.299 | 0.299 | 0.299 | 0.099 | 0.099 | 0.099 | 2009-04-24 | 2008-01-09 |  | 0.099 | 0.299
14383 | SBER ROYAL MILLS LLC | HD | No |  | RI | .Z.RHODEISLAND | HYDRO: RUN OF RIVER |  | 0 | 0 | 0 | 0 | 0 | 0 | 0 | 0 | 0 | 0 | 0 | 0 | 2008-01-26 | 2008-01-26 |  | 0 | 0
14623 | VALLEY HYDRO (STATION NO. 5) | HD | Yes |  | MA | .Z.WCMASS | HYDRO: RUN OF RIVER |  | 0.79 | 0.79 | 0.79 | 0.79 | 0.79 | 0.79 | 0.79 | 0.79 | 0.79 | 0.79 | 0.79 | 0.79 | 2008-04-01 | 2008-04-01 |  | 0.79 | 0.79
14707 | COVANTA HAVERHILL - LF GAS | F | Yes |  | MA | .Z.NEMASSBOST | LANDFILL GAS |  | 1.593 | 1.593 | 1.593 | 1.593 | 1.593 | 0 | 0 | 0 | 0 | 1.593 | 1.593 | 1.593 | 2008-11-19 | 2008-09-25 |  | 1.593 | 0
14767 | PINE TREE LFGTE | G | Yes |  | ME | .Z.MAINE | LANDFILL GAS |  | 2.87 | 2.87 | 2.87 | 2.87 | 2.397 | 2.87 | 2.87 | 2.87 | 2.87 | 2.397 | 2.397 | 2.397 | 2009-04-24 | 2008-01-01 |  | 2.397 | 2.87
14919 | ZBE-001 | F | No | YES | NH | .Z.NEWHAMPSHIRE | WOOD/REFUSE |  | 0 | 0 | 0 | 0 | 0 | 0 | 0 | 0 | 0 | 0 | 0 | 0 | 2008-03-01 | 2008-03-01 |  | 0 | 0
14925 | ICE HOUSE PARTNERS, INC. | HD | No |  | MA | .Z.WCMASS | HYDRO: RUN OF RIVER |  | 0 | 0 | 0 | 0 | 0 | 0 | 0 | 0 | 0 | 0 | 0 | 0 | 2008-05-01 | 2008-05-01 |  | 0 | 0
14937 | UNION GAS STATION | HD | Yes |  | ME | .Z.MAINE | HYDRO: RUN OF RIVER |  | 1.5 | 1.5 | 1.5 | 1.5 | 1.5 | 1.5 | 1.5 | 1.5 | 1.5 | 1.5 | 1.5 | 1.5 | 2008-03-19 | 2008-09-01 |  | 1.5 | 1.5
15201 | FISKE HYDRO | HD | Yes |  | NH | .Z.NEWHAMPSHIRE | HYDRO: RUN OF RIVER |  | 0.81 | 0.81 | 0.81 | 0.81 | 0.81 | 0.81 | 0.81 | 0.81 | 0.81 | 0.81 | 0.81 | 0.81 | 2008-06-01 | 2008-06-01 |  | 0.81 | 0.81
15462 | HOLY NAME CC JR SR HIGH SCHOOL | W | Yes |  | MA | .Z.WCMASS | WIND |  | 0.6 | 0.6 | 0.6 | 0.6 | 0.6 | 0.6 | 0.6 | 0.6 | 0.6 | 0.6 | 0.6 | 0.6 | 2008-09-01 | 2008-09-01 |  | 0.6 | 0.6
15465 | NEIGHBORHOOD ENERGY, LLC | F | Yes |  | VT | .Z.VERMONT | METHANE/REFUSE |  | 0 | 0 | 0 | 0.179 | 0.179 | 0 | 0 | 0 | 0 | 0.179 | 0.179 | 0.179 | 2009-03-03 | 2008-10-01 |  | 0.179 | 0
15488 | MIDDLETON BUILDING SUPPLY | F | No | YES | NH | .Z.NEWHAMPSHIRE | STEAM |  | 0.3 | 0.3 | 0 | 0 | 0 | 0 | 0 | 0 | 0 | 0 | 0 | 0 | 2009-03-01 | 2009-03-01 |  | 0 | 0
14695 | ORONO | HD | Yes |  | ME | .Z.MAINE | HYDRO: RUN OF RIVER |  | 0 | 1.4 | 1.4 | 1.4 | 1.4 | 1.4 | 1.4 | 1.4 | 1.4 | 1.4 | 1.4 | 1.4 | 2009-01-17 | 2009-01-17 |  | 1.4 | 1.4
15617 | MORETOWN LFGTE | F | Yes |  | VT | .Z.VERMONT | LANDFILL GAS |  | 0 | 0 | 3.139 | 3.139 | 3.139 | 0 | 0 | 0 | 0 | 3.139 | 3.139 | 3.139 | 2009-02-13 | 2008-12-01 |  | 3.139 | 0
15706 | BEAVER RIDGE WIND | W | Yes |  | ME | .Z.MAINE | WIND |  | 1.5 | 1.7 | 1.7 | 1.8 | 1.4 | 1 | 1 | 1 | 1 | 1.4 | 1.4 | 1.4 | 2009-05-01 | 2008-10-15 |  | 1.4 | 1
15787 | WORONOCO HYDRO LLC | HD | Yes |  | MA | .Z.WCMASS | HYDRO: RUN OF RIVER |  | 2.335 | 2.308 | 2.335 | 2.335 | 2.335 | 2.125 | 2.125 | 2.125 | 2.125 | 2.335 | 2.335 | 2.335 | 2009-03-01 | 2008-11-01 |  | 2.335 | 2.125
15998 | CROSSROADS LANDFILL | F | No |  | ME | .Z.MAINE | LANDFILL GAS |  | 0 | 0 | 0 | 0 | 0 | 0 | 0 | 0 | 0 | 0 | 0 | 0 | 2008-12-31 | 2008-12-31 |  | 0 | 0
16089 | TURNERS FALLS HYDRO | HD | Yes |  | MA | .Z.WCMASS | HYDRO: RUN OF RIVER |  | 0 | 0 | 0.95 | 0.95 | 0.95 | 0 | 0 | 0 | 0 | 0.95 | 0.95 | 0.95 | 2009-03-01 | 2009-02-01 |  | 0.95 | 0
16183 | RICHEY WOODWORKING WIND QF | W | Yes |  | MA | .Z.NEMASSBOST | WIND |  | 0 | 0 | 0.6 | 0.6 | 0.6 | 0.6 | 0.6 | 0.6 | 0.6 | 0.6 | 0.6 | 0.6 | 2009-02-18 | 2009-02-18 |  | 0.6 | 0.6
16188 | WILSON HOLDINGS LLC - PV QF | SOLAR | Yes |  | MA | .Z.WCMASS | SOLAR |  | 0 | 0 | 0.135 | 0.135 | 0.135 | 0.135 | 0.135 | 0.135 | 0.135 | 0.135 | 0.135 | 0.135 | 2009-02-24 | 2009-02-24 |  | 0.135 | 0.135
16233 | CITY OF MEDFORD WIND QF | W | Yes |  | MA | .Z.NEMASSBOST | WIND |  | 0 | 0 | 0.1 | 0.1 | 0.1 | 0.1 | 0.1 | 0.1 | 0.1 | 0.1 | 0.1 | 0.1 | 2009-02-27 | 2009-02-27 |  | 0.1 | 0.1
16234 | CONSTELLATION MAJILITE PV QF | SOLAR | Yes |  | MA | .Z.WCMASS | SOLAR |  | 0 | 0 | 0.375 | 0.375 | 0.375 | 0.375 | 0.375 | 0.375 | 0.375 | 0.375 | 0.375 | 0.375 | 2009-02-27 | 2009-02-27 |  | 0.375 | 0.375
16294 | TOWN OF PORTSMOUTH RI WIND QF | W | Yes |  | RI | .Z.RHODEISLAND | WIND |  | 0 | 0 | 0 | 1.5 | 1.5 | 1.5 | 1.5 | 1.5 | 1.5 | 1.5 | 1.5 | 1.5 | 2009-03-21 | 2009-03-21 |  | 1.5 | 1.5
16331 | QUARRY ENERGY PROJECT | F | Yes |  | MA | .Z.SEMASS | LANDFILL GAS |  | 0 | 0 | 0 | 0 | 0.421 | 0.421 | 0.421 | 0.421 | 0.421 | 0.421 | 0.421 | 0.421 | 2009-04-16 | 2009-04-16 |  | 0.421 | 0.421
16332 | BARTLETTS OCEAN VIEW FARM WIND | W | Yes |  | MA | .Z.SEMASS | WIND |  | 0 | 0 | 0 | 0 | 0.25 | 0.25 | 0.25 | 0.25 | 0.25 | 0.25 | 0.25 | 0.25 | 2009-04-09 | 2009-04-09 |  | 0.25 | 0.25
16386 | NATURE'S CLASSROOM WIND QF | W | Yes |  | MA | .Z.WCMASS | WIND |  | 0 | 0 | 0 | 0 | 0.1 | 0.1 | 0.1 | 0.1 | 0.1 | 0.1 | 0.1 | 0.1 | 2009-04-24 | 2009-04-24 |  | 0.1 | 0.1

## Detail_EMS_DCH_Wind
SCC Report Detail: EMS Daily Cycle Hydro & Wind Units
Monthly Claimed Capability Values for Daily Cycle Hydro and Wind Generating Units
See Detail_Settlement Only listing for additional DCH Units | [9 empty] | Winter Ratings |  |  |  |  | Summer Ratings |  |  |  | Winter Ratings |  |  | Date of Most Recent Change |  | SCC values as of: 4/30/2009
Asset ID | Generator Name | Unit Type | Current Lead Participant | Claiming SCC? | SQF | State | SMD Zone | Fuel Type | Alt Fuel | 2008-01-01 | 2008-02-01 | 2008-03-01 | 2008-04-01 | 2008-05-01 | 2008-06-01 | 2008-07-01 | 2008-08-01 | 2008-09-01 | 2008-10-01 | 2008-11-01 | 2008-12-01 | Winter Rating Date Of Change | Summer Rating Date Of Change | WSCC | SSCC
327 | AMOSKEAG | HD | Public Service Company of New | Yes |  | NH | .Z.NEWHAMPSHIRE | HYDRO: RUN OF RIVER |  | 17.5 | 17.5 | 17.5 | 17.5 | 17.5 | 17.5 | 17.5 | 17.5 | 17.5 | 17.5 | 17.5 | 17.5 | 2000-01-01 | 2000-01-01 | 17.5 | 17.5
328 | GULF ISLAND COMPOSITE | HW | FPL Energy Maine Hydro LLC | Yes |  | ME | .Z.MAINE | HYDRO: RESERVOIR |  | 32.97 | 32.97 | 32.97 | 32.97 | 32.97 | 32.97 | 32.97 | 32.97 | 32.97 | 32.97 | 32.97 | 32.97 | 2000-03-01 | 2000-03-01 | 32.97 | 32.97
330 | AYERS ISLAND | HD | Public Service Company of New | Yes |  | NH | .Z.NEWHAMPSHIRE | HYDRO: RUN OF RIVER |  | 9.08 | 9.08 | 9.08 | 9.08 | 9.08 | 9.08 | 9.08 | 9.08 | 9.08 | 9.08 | 9.08 | 9.08 | 2000-01-01 | 2000-01-01 | 9.08 | 9.08
331 | AZISCOHOS HYDRO | HD | NextEra Energy Power Marketing | Yes |  | ME | .Z.MAINE | HYDRO: RUN OF RIVER |  | 6.81 | 6.81 | 6.81 | 6.81 | 6.81 | 6.81 | 6.81 | 6.81 | 6.81 | 6.81 | 6.81 | 6.81 | 1999-10-23 | 1999-10-23 | 6.81 | 6.81
335 | BELLOWS FALLS | HD | TransCanada Power Marketing, L | Yes |  | NH | .Z.NEWHAMPSHIRE | HYDRO: PONDAGE |  | 48.54 | 48.54 | 48.54 | 48.54 | 48.54 | 48.54 | 48.54 | 48.54 | 48.54 | 48.54 | 48.54 | 48.54 | 2000-06-02 | 2000-06-02 | 48.54 | 48.54
346 | BOLTON FALLS | HD | Green Mountain Power Corporati | Yes |  | VT | .Z.VERMONT | HYDRO: RUN OF RIVER |  | 4.194 | 4.024 | 7.8 | 7.8 | 7.8 | 2.688 | 2.688 | 2.688 | 2.688 | 7.8 | 7.8 | 7.8 | 2009-03-01 | 2008-09-01 | 7.8 | 2.688
348 | BOOT MILLS | HD | NSTAR Electric Company | Yes |  | MA | .Z.WCMASS | HYDRO: RUN OF RIVER |  | 20 | 20 | 20 | 20 | 20 | 20 | 20 | 20 | 20 | 20 | 20 | 20 | 1999-05-01 | 1999-05-01 | 20 | 20
358 | BRUNSWICK | HD | FPL Energy Maine Hydro LLC | Yes |  | ME | .Z.MAINE | HYDRO: RUN OF RIVER |  | 17.044 | 18.628 | 20.2 | 20.2 | 20.2 | 11.618 | 11.618 | 11.618 | 11.618 | 20.2 | 20.2 | 20.2 | 2009-03-01 | 2008-09-01 | 20.2 | 11.618
359 | J. COCKWELL 1 | PS | Bear Swamp Power Company LLC | Yes |  | MA | .Z.WCMASS | HYDRO: PUMPED STORAGE |  | 292.275 | 292.275 | 292.275 | 301.538 | 301.538 | 288.475 | 288.475 | 288.475 | 288.475 | 301.538 | 301.538 | 301.538 | 2009-04-01 | 2005-10-07 | 301.538 | 288.475
360 | J. COCKWELL 2 | PS | Bear Swamp Power Company LLC | Yes |  | MA | .Z.WCMASS | HYDRO: PUMPED STORAGE |  | 292.763 | 292.763 | 292.763 | 292.763 | 301.613 | 291.25 | 291.25 | 291.25 | 291.25 | 301.613 | 301.613 | 301.613 | 2009-04-03 | 2008-08-08 | 301.613 | 291.25
362 | BULLS BRIDGE | HD | FirstLight Power Resources Man | Yes |  | CT | .Z.CONNECTICUT | HYDRO: RUN OF RIVER |  | 8.4 | 8.4 | 8.4 | 8.4 | 8.4 | 3.484 | 3.484 | 3.484 | 3.484 | 8.4 | 8.4 | 8.4 | 2008-11-01 | 2008-09-01 | 8.4 | 3.484
369 | CATARACT EAST | HD | FPL Energy Maine Hydro LLC | Yes |  | ME | .Z.MAINE | HYDRO: RUN OF RIVER |  | 8 | 8 | 8 | 8 | 8 | 8 | 8 | 8 | 8 | 8 | 8 | 8 | 2001-11-01 | 2001-11-01 | 8 | 8
379 | COBBLE MOUNTAIN | HW | Holyoke Gas & Electric Departm | Yes |  | MA | .Z.WCMASS | HYDRO: RESERVOIR |  | 33.358 | 33.358 | 33.358 | 33.358 | 33.281 | 32.642 | 32.642 | 32.642 | 32.642 | 33.281 | 33.281 | 33.281 | 2009-04-17 | 2007-09-18 | 33.281 | 32.642
380 | COMERFORD | HW | TransCanada Power Marketing, L | Yes |  | NH | .Z.NEWHAMPSHIRE | HYDRO: RESERVOIR |  | 143.802 | 143.802 | 143.802 | 143.802 | 143.802 | 144.884 | 144.884 | 144.884 | 144.884 | 143.802 | 143.802 | 143.802 | 2007-04-12 | 2007-09-19 | 143.802 | 144.884
389 | DERBY DAM | HD | Connecticut Light and Power Co | Yes |  | CT | .Z.CONNECTICUT | HYDRO: RUN OF RIVER |  | 7.05 | 7.05 | 7.05 | 7.05 | 7.05 | 7.05 | 7.05 | 7.05 | 7.05 | 7.05 | 7.05 | 7.05 | 2001-04-20 | 2001-04-20 | 7.05 | 7.05
393 | DEERFIELD 5 | HD | TransCanada Power Marketing, L | Yes |  | MA | .Z.WCMASS | HYDRO: PONDAGE |  | 13.99 | 13.99 | 13.99 | 13.99 | 13.99 | 13.99 | 13.99 | 13.99 | 13.99 | 13.99 | 13.99 | 13.99 | 2000-06-02 | 2000-06-02 | 13.99 | 13.99
401 | EASTMAN FALLS | HD | Public Service Company of New | Yes |  | NH | .Z.NEWHAMPSHIRE | HYDRO: RUN OF RIVER |  | 6.47 | 6.47 | 6.47 | 6.47 | 6.47 | 6.47 | 6.47 | 6.47 | 6.47 | 6.47 | 6.47 | 6.47 | 2000-01-01 | 2000-01-01 | 6.47 | 6.47
405 | ELLSWORTH HYDRO | HW | PPL EnergyPlus, LLC | Yes |  | ME | .Z.MAINE | HYDRO: RESERVOIR |  | 8.821 | 8.821 | 8.821 | 8.821 | 8.821 | 9.097 | 9.097 | 9.097 | 9.097 | 8.821 | 8.821 | 8.821 | 2001-01-25 | 2008-09-22 | 8.821 | 9.097
410 | ESSEX 19 HYDRO | HD | Green Mountain Power Corporati | Yes |  | VT | .Z.VERMONT | HYDRO: RUN OF RIVER |  | 7.013 | 6.394 | 8.63 | 8.63 | 8.63 | 4.208 | 4.208 | 4.208 | 4.208 | 8.63 | 8.63 | 8.63 | 2009-03-01 | 2008-09-01 | 8.63 | 4.208
412 | FALLS VILLAGE | HD | FirstLight Power Resources Man | Yes |  | CT | .Z.CONNECTICUT | HYDRO: RUN OF RIVER |  | 7.568 | 8.236 | 10.2 | 10.2 | 10.2 | 3.483 | 3.483 | 3.483 | 3.483 | 10.2 | 10.2 | 10.2 | 2009-03-01 | 2008-09-01 | 10.2 | 3.483
413 | FIFE BROOK | HD | Bear Swamp Power Company LLC | Yes |  | MA | .Z.WCMASS | HYDRO: PONDAGE |  | 9.9 | 9.9 | 9.9 | 9.9 | 9.9 | 7.648 | 7.648 | 7.648 | 7.648 | 9.9 | 9.9 | 9.9 | 2000-06-02 | 2008-09-01 | 9.9 | 7.648
424 | GREAT LAKES - MILLINOCKET | HW | Brookfield Energy Marketing In | Yes |  | ME | .Z.MAINE | HYDRO: RESERVOIR |  | 101.852 | 101.852 | 101.852 | 101.852 | 101.852 | 89.817 | 89.817 | 89.817 | 89.817 | 101.852 | 101.852 | 101.852 | 2008-03-31 | 2007-08-30 | 101.852 | 89.817
427 | GORHAM | HD | Public Service Company of New | Yes |  | NH | .Z.NEWHAMPSHIRE | HYDRO: RUN OF RIVER |  | 2.05 | 2.05 | 2.05 | 2.05 | 2.05 | 2.05 | 2.05 | 2.05 | 2.05 | 2.05 | 2.05 | 2.05 | 2000-01-01 | 2000-01-01 | 2.05 | 2.05
432 | HARRIS 1 | HW | FPL Energy Maine Hydro LLC | Yes |  | ME | .Z.MAINE | HYDRO: RESERVOIR |  | 16.776 | 16.776 | 16.776 | 16.776 | 16.776 | 16.79 | 16.79 | 16.79 | 16.79 | 16.776 | 16.776 | 16.776 | 2000-12-11 | 2000-12-11 | 16.776 | 16.79
433 | HARRIS 2 | HW | FPL Energy Maine Hydro LLC | Yes |  | ME | .Z.MAINE | HYDRO: RESERVOIR |  | 34.5 | 34.5 | 34.5 | 34.5 | 34.5 | 34.948 | 34.948 | 34.948 | 34.948 | 34.5 | 34.5 | 34.5 | 2004-12-28 | 2000-12-11 | 34.5 | 34.948
434 | HARRIS 3 | HW | FPL Energy Maine Hydro LLC | Yes |  | ME | .Z.MAINE | HYDRO: RESERVOIR |  | 33.905 | 33.905 | 33.905 | 33.905 | 33.905 | 34.21 | 34.21 | 34.21 | 34.21 | 33.905 | 33.905 | 33.905 | 2004-12-28 | 2000-12-11 | 33.905 | 34.21
435 | HARRIMAN | HW | TransCanada Power Marketing, L | Yes |  | MA | .Z.WCMASS | HYDRO: RESERVOIR |  | 40.794 | 40.794 | 40.794 | 40.794 | 40.794 | 41.135 | 41.135 | 41.135 | 41.135 | 40.794 | 40.794 | 40.794 | 2008-11-24 | 2008-07-01 | 40.794 | 41.135
440 | HIRAM | HD | FPL Energy Maine Hydro LLC | Yes |  | ME | .Z.MAINE | HYDRO: RUN OF RIVER |  | 11.6 | 11.6 | 11.6 | 11.6 | 11.6 | 11.6 | 11.6 | 11.6 | 11.6 | 11.6 | 11.6 | 11.6 | 2000-03-01 | 2000-03-01 | 11.6 | 11.6
449 | JACKMAN | HW | Public Service Company of New | Yes |  | NH | .Z.NEWHAMPSHIRE | HYDRO: RESERVOIR |  | 3.46 | 3.46 | 3.46 | 3.46 | 2.366 | 2.363 | 2.363 | 2.363 | 2.363 | 2.366 | 2.366 | 2.366 | 2009-04-07 | 2008-08-22 | 2.366 | 2.363
457 | LAWRENCE HYDRO | HD | New England Power Company | Yes |  | MA | .Z.WCMASS | HYDRO: RUN OF RIVER |  | 14.1 | 14.1 | 14.1 | 14.1 | 14.1 | 7.775 | 7.775 | 7.775 | 7.775 | 14.1 | 14.1 | 14.1 | 2008-11-01 | 2008-09-01 | 14.1 | 7.775
460 | LOCKWOOD | HD | NextEra Energy Power Marketing | Yes |  | ME | .Z.MAINE | HYDRO: RUN OF RIVER |  | 7 | 7 | 7 | 7 | 7 | 6.945 | 6.945 | 6.945 | 6.945 | 7 | 7 | 7 | 2006-10-01 | 2008-09-01 | 7 | 6.945
465 | DEERFIELD 2/LWR DRFIELD | HD | TransCanada Power Marketing, L | Yes |  | MA | .Z.WCMASS | HYDRO: PONDAGE |  | 19.5 | 19.5 | 19.5 | 19.5 | 19.5 | 19.5 | 19.5 | 19.5 | 19.5 | 19.5 | 19.5 | 19.5 | 2006-05-24 | 2006-06-14 | 19.5 | 19.5
468 | MARSHFIELD 6 HYDRO | HW | Green Mountain Power Corporati | Yes |  | VT | .Z.VERMONT | HYDRO: RESERVOIR |  | 4.9 | 4.9 | 4.9 | 4.9 | 4.9 | 0 | 0 | 0 | 0 | 4.9 | 4.9 | 4.9 | 2007-12-13 | 2007-09-28 | 4.9 | 0
473 | MCINDOES | HD | TransCanada Power Marketing, L | Yes |  | NH | .Z.NEWHAMPSHIRE | HYDRO: PONDAGE |  | 10.63 | 10.63 | 10.63 | 10.63 | 10.63 | 10.63 | 10.63 | 10.63 | 10.63 | 10.63 | 10.63 | 10.63 | 2005-02-03 | 2005-02-03 | 10.63 | 10.63
487 | MILLER HYDRO | HD | Constellation Energy Commoditi | Yes |  | ME | .Z.MAINE | HYDRO: RUN OF RIVER |  | 14.441 | 15.576 | 18.6 | 18.6 | 18.6 | 9.14 | 9.14 | 9.14 | 9.14 | 18.6 | 18.6 | 18.6 | 2009-03-01 | 2008-09-01 | 18.6 | 9.14
495 | MONTY | HD | FPL Energy Maine Hydro LLC | Yes |  | ME | .Z.MAINE | HYDRO: RUN OF RIVER |  | 28 | 28 | 28 | 28 | 28 | 28 | 28 | 28 | 28 | 28 | 28 | 28 | 2001-09-01 | 2006-06-01 | 28 | 28
496 | MOORE | HW | TransCanada Power Marketing, L | Yes |  | NH | .Z.NEWHAMPSHIRE | HYDRO: RESERVOIR |  | 196.751 | 196.751 | 196.751 | 196.751 | 196.751 | 194.5 | 194.5 | 194.5 | 194.5 | 196.751 | 196.751 | 196.751 | 2008-11-21 | 2008-07-15 | 196.751 | 194.5
532 | PEJEPSCOT | HD | NextEra Energy Power Marketing | Yes |  | ME | .Z.MAINE | HYDRO: RUN OF RIVER |  | 13.55 | 13.55 | 13.55 | 13.55 | 13.55 | 8.896 | 8.896 | 8.896 | 8.896 | 13.55 | 13.55 | 13.55 | 2008-11-01 | 2008-09-01 | 13.55 | 8.896
534 | PENOBSCOT RIVER HYDRO | HD | PPL EnergyPlus, LLC | Yes |  | ME | .Z.MAINE | HYDRO: RUN OF RIVER |  | 22.07 | 22.07 | 22.07 | 22.07 | 22.07 | 21.937 | 21.937 | 21.937 | 21.937 | 22.07 | 22.07 | 22.07 | 2000-03-01 | 2008-09-01 | 22.07 | 21.937
539 | PONTOOK HYDRO | HD | Brookfield Energy Marketing In | Yes |  | NH | .Z.NEWHAMPSHIRE | HYDRO: RUN OF RIVER |  | 10.004 | 10.309 | 10.461 | 10.7 | 10.7 | 8.227 | 8.227 | 8.227 | 8.227 | 10.7 | 10.7 | 10.7 | 2009-04-01 | 2008-09-01 | 10.7 | 8.227
541 | PROCTOR | HD | Vermont Marble Company | Yes |  | VT | .Z.VERMONT | HYDRO: RUN OF RIVER |  | 6.65 | 6.65 | 6.65 | 6.65 | 6.65 | 6.65 | 6.65 | 6.65 | 6.65 | 6.65 | 6.65 | 6.65 | 1999-05-01 | 1999-05-01 | 6.65 | 6.65
544 | RAINBOW | HD | Connecticut Light and Power Co | Yes |  | CT | .Z.CONNECTICUT | HYDRO: RUN OF RIVER |  | 8.2 | 8.2 | 8.2 | 8.2 | 8.2 | 8.2 | 8.2 | 8.2 | 8.2 | 8.2 | 8.2 | 8.2 | 2000-01-01 | 2000-01-01 | 8.2 | 8.2
561 | SEARSBURG | HD | TransCanada Power Marketing, L | Yes |  | MA | .Z.WCMASS | HYDRO: RUN OF RIVER |  | 4.96 | 4.96 | 4.96 | 4.96 | 4.96 | 4.96 | 4.96 | 4.96 | 4.96 | 4.96 | 4.96 | 4.96 | 1999-06-29 | 1999-06-29 | 4.96 | 4.96
565 | SHELDON SPRINGS | HD | Vermont Electric Power Company | Yes |  | VT | .Z.VERMONT | HYDRO: RUN OF RIVER |  | 26.38 | 26.015 | 26.38 | 26.38 | 26.38 | 14.832 | 14.832 | 14.832 | 14.832 | 26.38 | 26.38 | 26.38 | 2009-03-01 | 2008-09-01 | 26.38 | 14.832
566 | SHEPAUG | HW | FirstLight Power Resources Man | Yes |  | CT | .Z.CONNECTICUT | HYDRO: RESERVOIR |  | 42.559 | 42.559 | 42.559 | 42.559 | 42.559 | 41.511 | 41.511 | 41.511 | 41.511 | 42.559 | 42.559 | 42.559 | 2002-03-21 | 2002-03-21 | 42.559 | 41.511
567 | SHERMAN | HW | TransCanada Power Marketing, L | Yes |  | MA | .Z.WCMASS | HYDRO: RESERVOIR |  | 6.237 | 6.237 | 6.237 | 6.237 | 6.237 | 6.334 | 6.334 | 6.334 | 6.334 | 6.237 | 6.237 | 6.237 | 2001-02-15 | 2007-07-23 | 6.237 | 6.334
569 | SKELTON | HD | FPL Energy Maine Hydro LLC | Yes |  | ME | .Z.MAINE | HYDRO: RUN OF RIVER |  | 19.704 | 19.704 | 19.704 | 19.704 | 19.704 | 19.704 | 19.704 | 19.704 | 19.704 | 19.704 | 19.704 | 19.704 | 2000-12-06 | 2007-09-13 | 19.704 | 19.704
570 | SMITH | HD | Public Service Company of New | Yes |  | NH | .Z.NEWHAMPSHIRE | HYDRO: RUN OF RIVER |  | 16.078 | 16.492 | 17.6 | 17.6 | 17.6 | 13.066 | 13.066 | 13.066 | 13.066 | 17.6 | 17.6 | 17.6 | 2009-03-01 | 2008-09-01 | 17.6 | 13.066
587 | STEVENSON | HW | FirstLight Power Resources Man | Yes |  | CT | .Z.CONNECTICUT | HYDRO: RESERVOIR |  | 28.9 | 28.9 | 28.9 | 28.9 | 28.9 | 28.311 | 28.311 | 28.311 | 28.311 | 28.9 | 28.9 | 28.9 | 2000-10-01 | 2000-10-01 | 28.9 | 28.311
599 | VERNON | HD | TransCanada Power Marketing, L | Yes |  | MA | .Z.WCMASS | HYDRO: PONDAGE |  | 36.79 | 36.79 | 36.79 | 36.79 | 36.79 | 36.79 | 36.79 | 36.79 | 36.79 | 36.79 | 36.79 | 36.79 | 2008-04-04 | 2008-04-04 | 36.79 | 36.79
614 | WATERBURY 22 | HW | Green Mountain Power Corporati | Yes |  | VT | .Z.VERMONT | HYDRO: RESERVOIR |  | 2.6 | 2.6 | 2.6 | 2.6 | 2.6 | 2.4 | 2.4 | 2.4 | 2.4 | 2.6 | 2.6 | 2.6 | 2001-10-25 | 2004-08-18 | 2.6 | 2.4
616 | WEST ENFIELD | HD | NextEra Energy Power Marketing | Yes |  | ME | .Z.MAINE | HYDRO: RUN OF RIVER |  | 9.359 | 9.412 | 18.002 | 19.1 | 19.1 | 7.472 | 7.472 | 7.472 | 7.472 | 19.1 | 19.1 | 19.1 | 2009-04-01 | 2008-09-01 | 19.1 | 7.472
617 | WESTON | HD | FPL Energy Maine Hydro LLC | Yes |  | ME | .Z.MAINE | HYDRO: RUN OF RIVER |  | 13.2 | 13.2 | 13.2 | 13.2 | 13.2 | 13.2 | 13.2 | 13.2 | 13.2 | 13.2 | 13.2 | 13.2 | 2000-03-01 | 2000-03-01 | 13.2 | 13.2
620 | WILDER | HW | TransCanada Power Marketing, L | Yes |  | NH | .Z.NEWHAMPSHIRE | HYDRO: RESERVOIR |  | 41.337 | 41.337 | 41.337 | 41.337 | 41.337 | 41.16 | 41.16 | 41.16 | 41.16 | 41.337 | 41.337 | 41.337 | 2004-03-09 | 2003-01-01 | 41.337 | 41.16
621 | WILLIAMS | HD | FPL Energy Maine Hydro LLC | Yes |  | ME | .Z.MAINE | HYDRO: RUN OF RIVER |  | 14.9 | 14.9 | 14.9 | 14.9 | 14.9 | 14.9 | 14.9 | 14.9 | 14.9 | 14.9 | 14.9 | 14.9 | 2000-03-01 | 2000-03-01 | 14.9 | 14.9
622 | WINOOSKI 1 | HD | Vermont Electric Power Company | Yes |  | VT | .Z.VERMONT | HYDRO: RUN OF RIVER |  | 7.3 | 7.3 | 7.3 | 7.3 | 7.3 | 7.3 | 7.3 | 7.3 | 7.3 | 7.3 | 7.3 | 7.3 | 1999-05-01 | 2006-07-15 | 7.3 | 7.3
636 | WYMAN HYDRO 1 | HW | FPL Energy Maine Hydro LLC | Yes |  | ME | .Z.MAINE | HYDRO: RESERVOIR |  | 27.362 | 27.362 | 27.362 | 27.362 | 27.362 | 27.362 | 27.362 | 27.362 | 27.362 | 27.362 | 27.362 | 27.362 | 2001-08-01 | 2001-08-01 | 27.362 | 27.362
637 | WYMAN HYDRO 2 | HW | FPL Energy Maine Hydro LLC | Yes |  | ME | .Z.MAINE | HYDRO: RESERVOIR |  | 29.866 | 29.866 | 29.866 | 29.866 | 29.866 | 29.866 | 29.866 | 29.866 | 29.866 | 29.866 | 29.866 | 29.866 | 2001-08-01 | 2001-08-01 | 29.866 | 29.866
638 | WYMAN HYDRO 3 | HW | FPL Energy Maine Hydro LLC | Yes |  | ME | .Z.MAINE | HYDRO: RESERVOIR |  | 25.458 | 25.458 | 25.458 | 25.458 | 25.458 | 25.728 | 25.728 | 25.728 | 25.728 | 25.458 | 25.458 | 25.458 | 2007-02-06 | 2001-08-01 | 25.458 | 25.728
739 | ROCKY RIVER | PS | FirstLight Power Resources Man | Yes |  | CT | .Z.CONNECTICUT | HYDRO: PUMPED STORAGE |  | 29.001 | 29.001 | 29.001 | 29.001 | 29.001 | 29.35 | 29.35 | 29.35 | 29.35 | 29.001 | 29.001 | 29.001 | 2005-10-13 | 2001-03-27 | 29.001 | 29.35
754 | BAR MILLS | HD | FPL Energy Maine Hydro LLC | Yes |  | ME | .Z.MAINE | HYDRO: RUN OF RIVER |  | 4 | 4 | 4 | 4 | 4 | 2.675 | 2.675 | 2.675 | 2.675 | 4 | 4 | 4 | 2000-03-01 | 2008-09-01 | 4 | 2.675
755 | BONNY EAGLE/W. BUXTON | HD | FPL Energy Maine Hydro LLC | Yes |  | ME | .Z.MAINE | HYDRO: RUN OF RIVER |  | 17.5 | 17.5 | 17.5 | 17.5 | 17.5 | 17.5 | 17.5 | 17.5 | 17.5 | 17.5 | 17.5 | 17.5 | 2000-03-01 | 2008-07-01 | 17.5 | 17.5
757 | HARRIS 4 | HW | FPL Energy Maine Hydro LLC | Yes |  | ME | .Z.MAINE | HYDRO: RESERVOIR |  | 1.249 | 1.249 | 1.249 | 1.249 | 1.249 | 1.436 | 1.436 | 1.436 | 1.436 | 1.249 | 1.249 | 1.249 | 2004-12-28 | 2000-12-11 | 1.249 | 1.436
760 | NORTH GORHAM | HD | FPL Energy Maine Hydro LLC | Yes |  | ME | .Z.MAINE | HYDRO: RUN OF RIVER |  | 2 | 2 | 2 | 2 | 2 | 1.866 | 1.866 | 1.866 | 1.866 | 2 | 2 | 2 | 2006-04-01 | 2008-09-01 | 2 | 1.866
761 | SHAWMUT | HD | FPL Energy Maine Hydro LLC | Yes |  | ME | .Z.MAINE | HYDRO: RUN OF RIVER |  | 9.5 | 9.5 | 9.5 | 9.5 | 9.5 | 9.5 | 9.5 | 9.5 | 9.5 | 9.5 | 9.5 | 9.5 | 2000-03-01 | 2000-03-01 | 9.5 | 9.5
768 | GARVINS/HOOKSETT | HD | Public Service Company of New | Yes |  | NH | .Z.NEWHAMPSHIRE | HYDRO: RUN OF RIVER |  | 14 | 14 | 14 | 14 | 14 | 13.61 | 13.61 | 13.61 | 13.61 | 14 | 14 | 14 | 2001-09-01 | 2008-09-01 | 14 | 13.61
769 | HADLEY FALLS 1&2 | HD | Holyoke Gas & Electric Departm | Yes |  | MA | .Z.WCMASS | HYDRO: RUN OF RIVER |  | 33.4 | 33.4 | 33.4 | 33.4 | 33.4 | 33.4 | 33.4 | 33.4 | 33.4 | 33.4 | 33.4 | 33.4 | 2006-06-01 | 2006-06-01 | 33.4 | 33.4
774 | LOWER LAMOILLE COMPOSITE | HW | Central Vermont Public Service | Yes |  | VT | .Z.VERMONT | HYDRO: RESERVOIR |  | 16 | 16 | 16 | 16 | 16 | 15.8 | 15.8 | 15.8 | 15.8 | 16 | 16 | 16 | 2004-12-31 | 2001-01-10 | 16 | 15.8
775 | MIDDLEBURY COMPOSITE | HW | Central Vermont Public Service | Yes |  | VT | .Z.VERMONT | HYDRO: RESERVOIR |  | 6 | 6 | 6 | 6 | 6 | 6.6 | 6.6 | 6.6 | 6.6 | 6 | 6 | 6 | 2003-02-01 | 2004-06-14 | 6 | 6.6
776 | N. RUTLAND COMPOSITE | HW | Central Vermont Public Service | Yes |  | VT | .Z.VERMONT | HYDRO: RESERVOIR |  | 5.3 | 5.3 | 5.3 | 5.3 | 5.3 | 5.2 | 5.2 | 5.2 | 5.2 | 5.3 | 5.3 | 5.3 | 2001-01-10 | 2001-01-10 | 5.3 | 5.2
779 | MIDDLESEX 2 | HD | Green Mountain Power Corporati | Yes |  | VT | .Z.VERMONT | HYDRO: RUN OF RIVER |  | 2.456 | 2.356 | 3.3 | 3.3 | 3.3 | 1.573 | 1.573 | 1.573 | 1.573 | 3.3 | 3.3 | 3.3 | 2009-03-01 | 2008-09-01 | 3.3 | 1.573
783 | HIGHGATE FALLS | HW | Vermont Public Power Supply Au | Yes |  | VT | .Z.VERMONT | HYDRO: PONDAGE |  | 9.34 | 9.34 | 9.401 | 9.401 | 9.401 | 9.082 | 9.082 | 9.082 | 9.082 | 9.401 | 9.401 | 9.401 | 2009-02-20 | 2003-09-19 | 9.401 | 9.082
2426 | HYDRO KENNEBEC | HD | Competitive Energy Services, L | Yes |  | ME | .Z.MAINE | HYDRO: RUN OF RIVER |  | 17.15 | 17.15 | 17.15 | 17.15 | 17.15 | 14.142 | 14.142 | 14.142 | 14.142 | 17.15 | 17.15 | 17.15 | 2009-01-01 | 2008-09-01 | 17.15 | 14.142
2430 | BELDENS-NEW | HD | Vermont Marble Company | Yes |  | VT | .Z.VERMONT | HYDRO: RUN OF RIVER |  | 5.7 | 5.7 | 5.7 | 5.7 | 5.7 | 3.077 | 3.077 | 3.077 | 3.077 | 5.7 | 5.7 | 5.7 | 2008-11-01 | 2008-09-01 | 5.7 | 3.077
2431 | DODGE FALLS-NEW | HD | Vermont Electric Power Company | Yes |  | VT | .Z.VERMONT | HYDRO: RUN OF RIVER |  | 5 | 5 | 5 | 5 | 5 | 5 | 5 | 5 | 5 | 5 | 5 | 5 | 2003-02-01 | 2006-07-15 | 5 | 5
2432 | HUNTINGTON FALLS-NEW | HD | Vermont Marble Company | Yes |  | VT | .Z.VERMONT | HYDRO: RUN OF RIVER |  | 5.7 | 5.7 | 5.7 | 5.7 | 5.7 | 4.184 | 4.184 | 4.184 | 4.184 | 5.7 | 5.7 | 5.7 | 2006-10-01 | 2008-09-01 | 5.7 | 4.184
2434 | GORGE 18 HYDRO-NEW | HD | Green Mountain Power Corporati | Yes |  | VT | .Z.VERMONT | HYDRO: RUN OF RIVER |  | 3.3 | 3.3 | 3.3 | 3.3 | 3.3 | 2.258 | 2.258 | 2.258 | 2.258 | 3.3 | 3.3 | 3.3 | 2003-02-01 | 2008-09-01 | 3.3 | 2.258
2435 | VERGENNES HYDRO-NEW | HD | Green Mountain Power Corporati | Yes |  | VT | .Z.VERMONT | HYDRO: RUN OF RIVER |  | 2.1 | 2.1 | 2.1 | 2.1 | 2.1 | 1.63 | 1.63 | 1.63 | 1.63 | 2.1 | 2.1 | 2.1 | 2003-02-01 | 2008-09-01 | 2.1 | 1.63
10424 | GREAT LAKES - BERLIN | HD | Brookfield Energy Marketing In | Yes |  | NH | .Z.NEWHAMPSHIRE | HYDRO: RUN OF RIVER |  | 16.273 | 16.355 | 16.8 | 16.8 | 16.8 | 13.658 | 13.658 | 13.658 | 13.658 | 16.8 | 16.8 | 16.8 | 2009-03-01 | 2008-09-01 | 16.8 | 13.658
11424 | RUMFORD FALLS | HD | Brookfield Energy Marketing In | Yes |  | ME | .Z.MAINE | HYDRO: RUN OF RIVER |  | 36.693 | 38.253 | 43 | 43 | 43 | 31.686 | 31.686 | 31.686 | 31.686 | 43 | 43 | 43 | 2009-03-01 | 2008-09-01 | 43 | 31.686
14217 | NORTHFIELD MOUNTAIN 1 | PS | FirstLight Power Resources Man | Yes |  | MA | .Z.WCMASS | HYDRO: PUMPED STORAGE |  | 270 | 270 | 270 | 270 | 270 | 270 | 270 | 270 | 270 | 270 | 270 | 270 | 2007-12-11 | 2007-12-11 | 270 | 270
14218 | NORTHFIELD MOUNTAIN 2 | PS | FirstLight Power Resources Man | Yes |  | MA | .Z.WCMASS | HYDRO: PUMPED STORAGE |  | 270 | 270 | 270 | 270 | 270 | 270 | 270 | 270 | 270 | 270 | 270 | 270 | 2007-12-11 | 2007-12-11 | 270 | 270
14219 | NORTHFIELD MOUNTAIN 3 | PS | FirstLight Power Resources Man | Yes |  | MA | .Z.WCMASS | HYDRO: PUMPED STORAGE |  | 270 | 270 | 270 | 270 | 270 | 270 | 270 | 270 | 270 | 270 | 270 | 270 | 2007-12-11 | 2007-12-11 | 270 | 270
14220 | NORTHFIELD MOUNTAIN 4 | PS | FirstLight Power Resources Man | Yes |  | MA | .Z.WCMASS | HYDRO: PUMPED STORAGE |  | 270 | 270 | 270 | 270 | 270 | 270 | 270 | 270 | 270 | 270 | 270 | 270 | 2007-12-11 | 2007-12-11 | 270 | 270
14801 | CABOT | HD | FirstLight Power Resources Man | Yes |  | MA | .Z.WCMASS | HYDRO: RUN OF RIVER |  | 61.8 | 61.8 | 61.8 | 61.8 | 61.8 | 61.8 | 61.8 | 61.8 | 61.8 | 61.8 | 61.8 | 61.8 | 2008-03-27 | 2008-03-27 | 61.8 | 61.8
14808 | TURNERSFALLS | HD | FirstLight Power Resources Man | Yes |  | MA | .Z.WCMASS | HYDRO: RUN OF RIVER |  | 6.4 | 6.4 | 6.4 | 6.4 | 6.4 | 6.4 | 6.4 | 6.4 | 6.4 | 6.4 | 6.4 | 6.4 | 2008-03-27 | 2008-03-27 | 6.4 | 6.4
15115 | LEMPSTER WIND | W | Public Service Company of New | Yes |  | NH | .Z.NEWHAMPSHIRE | WIND |  | 23.5 | 23.5 | 23.5 | 23.5 | 23.5 | 23.5 | 23.5 | 23.5 | 23.5 | 23.5 | 23.5 | 23.5 | 2008-12-01 | 2008-12-01 | 23.5 | 23.5
15464 | STETSON WIND FARM | HD | Evergreen Wind Power V, LLC | Yes |  | ME | .Z.MAINE | WIND |  | 0 | 57 | 57 | 57 | 57 | 57 | 57 | 57 | 57 | 57 | 57 | 57 | 2009-01-22 | 2009-01-22 | 57 | 57

## Notes_Abbreviations
SCC Report Details: Notes and Abbreviations
List of Abbreviations
"LeadParticipant Name":
From file: 04_list_of_active_customers.xls
as posted on ISO-NE website |  | Abbreviation of Customer Name as developed for SCC report
http://www.iso-ne.com/implementation/main_page.html
CUSTOMER_ID | CUSTOMER_NAME | ABBREVIATION
50453 | Anp Funding I,LLC | ANP
50679 | AIG Energy Trading | AIG
50467 | AES Londonderry | AESL
50674 | Bank of America | BOA
50824 | Bear Energy LP | BELP
50794 | Bear Swamp Power Co. | BSP
50726 | Black Oak Energy, LLC | BOE
50706 | BOC Energy Services, Inc. | BES
50427 | BP Energy Company | BPE
3 | NSTAR Electric Company | NSTAR
5 | Braintree Electric Light Dept | BELD
50475 | Brascan Energy Marketing, Inc. | BEM
2 | Bangor Hydro-Electric Co | BHE
50884 | BG Dighton Power LLC | BGDP
50749 | Blackstone Hydro | BHI
50745 | Boralex Stratton Energy, Inc | BSE
50740 | Boston Generating, LLC | BEL
50085 | Burlington Electric Dept | BED
50375 | Calpine Energy Services, L.P. | CEN
50723 | CAM Energy Products, LP | CAM
6 | Central Maine Power Co | CMP
50252 | Central Vermont Public Service | CVPS
7 | Chicopee Mun Lighting Pl | CMLP
50045 | Cinergy Cap. & Trading, Inc | CCT
50372 | Citadel Energy Products LLC | CEP
50073 | Coastal Merchant Energy, L.P. | ENGEN
50247 | Consolidated Edison Energy | CEEI
108 | Commonwealth Electric Co | CES
50395 | Connecticut Energy Coop., Inc. | CEC
50092 | Connecticut Light and Power | CLP
8 | Conn Mun Elec. Energy Coop | CMEEC
50017 | Constellation New Energy | CNE
50418 | CMS Marketing Servs. & Trading | CMA
51191 | Competitive Energy Services, LLC | CES
50027 | Constellation Energy Commodities Group, Inc | CCG
86 | Covanta Maine, LLC | CML
50694 | CT Resource Recovery Authority | CRRA
50690 | DC Energy,LLC | DCE
50435 | Dominion Nuclear CT,Inc. | DNC
50495 | Dominion Energy Marketing, Inc | DEM
50711 | Duke Energy Marketing America, LLC | DEMA
50088 | Duke Energy Trading and Mrktg | DETM
50035 | Dighton Power Associates | DPA
52 | Dynegy Power Marketing, Inc. | DPM
50721 | Emera Energy U.S. Subsidiary No. 1 Inc. | EEUS
50362 | Engage Energy America | EEAC
50373 | Enron Energy Services, Inc. | EESI
50446 | Energy-Koch Trading, LP | EKT
50206 | Entergy Nuclear Generation Co. | ENGC
50840 | Entergy Nuclear Power Marketing | ENPM
50474 | Entergy Nuclear Vermont Yankee | EWG
50186 | Energy New England LLC | ENE
50383 | El Paso Merchant Energy LP | EPME
36 | Eastern Utilities Associates | EUA
50098 | Energy Atlantic | EA
51001 | Evergreen Wind Power, V, LLC | EWP
50074 | Exelon New England Holdings | EXNEH
50708 | Florida Power & Light Company | FPLC
50876 | First Light Power Resource Mgnt | FLPR
38 | Fitchburg Gas & Elec Light | FGE
50086 | FPL Energy Power Mktg. Inc. | FPL
50173 | FPL Energy Maine Hydro, LLC | FPLEMH
50502 | FPL Energy Seabrook | FPLES
40 | Groton Electric Light Dept | GELD
159 | Granite State Electric | GSEC
50673 | Green Bay Power Marketing Inc. | GBPM
50275 | Green Mountain Power Corporation | GMP
50786 | Hess Corporation | HC
44 | Holyoke Gas & Elec Dept | HGE
45 | Hudson Light & Power Dept | HLP
43 | Holden Municipal Light Dept | HMLD
42 | Hingham Mun Lighting Pl | HMLP
50095 | Holyoke Water Power | HWP
50084 | HQ Energy Service (US) Inc. | HQE
50445 | Indeck Energy Alexandria LLC | IEA
50675 | Industrial Power Services Corp | IPS
73 | Ipswich Municipal Light Dept | IMLD
86 | Indeck Maine Energy LLC | INDCK
50730 | J & L Electric | JLE
50811 | JP Morgan Ventures Energy | JPM
50682 | Lake Road Generating Company ,L.P. | LRGC
50727 | Linde Gas, LLC | LGL
75 | Littleton Elec Light & Water | LELWD
50732 | Littleton Water and Light Dept. | LWLD
50349 | Lowell Cogen Co LP | LCO
50678 | MA Bay Transportation Authority | MBTA
50075 | Mass Electric Company | MEC
78 | Marblehead Mun Light Dept | MMLD
51100 | MassPower | MP
76 | Mass Mun Wholesale Elec Co | MMWEC
50856 | Matep LLC | MATEP
50748 | Merrill Lynch Commodities | MLC
50724 | Milford Power Company | MPC
109 | Milford Power Limited Partner | MPLP
50683 | Millennium Power Partners | MPP
155 | Mirant Americas Energy Marketing | MAE
50791 | Mirant Energy Trading | MET
50178 | Mirant New England, LLC | MNE
85 | Morgan Stanley Capital Group | MSCG
50703 | New Hampshire Industries,Inc. | NHI
50729 | New Jersey Machine, Inc, | NJM
111 | North Attleborough Elec Dept | NAED
156 | Narragansett Electric Co | NEC
51150 | New England Confectionary Co | NECC
81 | New England Power | NEP
157 | New Hampshire Electric Coop | NHEC
50192 | NRG Power Marketing Inc. | NRGPM
112 | Northeast Utilities Company | NU
50258 | North Atlantic Energy Services | NU_NAESCO
50985 | Pawtucket Power Holding Co | PPH
50099 | PEC Energy Marketing, Inc. | PEC
50248 | Penobscot Hydro, LLC | PHLLC
144 | Peabody Municipal Light Plant | PMLP
50688 | Pinpoint Power LLC | PPLLC
50699 | Powerex Corp | POW
50212 | PP&L EnergyPlus Co. | PPLEP
50421 | PSEG Energy Resource & Trade | PSEG
50094 | Public Service Co. of NH | PSNH
50714 | RAM Energy Products, L.L.C. | REP
50713 | Ridgewood Rhode Island Generation. LLC | RRIG
50728 | Ridgewood Maine Hydro Partners, L. P. | RMHP
50377 | Rumford Power Associates | RPA
50168 | Select Energy Inc. | SEI
14 | Sempra Energy Trading Corp | SET
87 | Shell Energy No America | SENA
149 | Shrewsbury Electric Light Plt | SELP
50487 | Sithe New Boston LLC. | SNB
50702 | Split Rock Energy | SRE
152 | Sterling Municipal Elec Light | SMED
50929 | Summit Hydropower, INC | SHP
51139 | Swift River Trading Co | SRT
153 | Taunton Municipal Light Plant | TMLP
50371 | Tiverton Power | TPA
162 | Tractebel Energy Marketing, Inc | TEM
50687 | Tractebel Energy Services, Inc | TES
50091 | TransCanada Power Mktg. | TPM
180 | Templeton Municipal Lighting | TTMLP
50324 | Town of Stwe Electric Dept. | TSED
50397 | Integrys Energy Services | IES
50254 | UAE Lowell Power LLC | UAELT
181 | United Illuminating Company | UI
185 | Unitil Power Corp | UNTIL
50733 | UPC Wind Management, LLC | UPC
50087 | USGEN NE | USG
50326 | Vermont Electric Cooperative | VEC
182 | Vermont Electric Power Co | VELCO
50288 | Vermont Marble Company | VMC
50289 | Vermont Public Power Supply Authority | VPPSA
186 | West Boylston Municipal Light | WBML
50093 | Western Mass Electric | WMECO
187 | Westfield Gas & Electric Department | WGED
51115 | Wheelbrator Bridgeport, L.P. | WBLP
50808 | Wheelbrator North Andover | WNE
50195 | Wisvest-Connecticut, LLC | WSVST
"Unit Type" is the general classification of units, for Claimed Capability Audit (CCA) purposes (as per Manual 20 Attachment D). The duration, in hours, of a CCA is determined by the Unit Type.
Generating Unit Type (for Claimed Capability Audit Purposes):
ABBREVIATION | UNIT TYPE, FOR CCA PURPOSES | Duration of CCA for demonstrating/testing Summer SCC (in hours) | Duration of CCA for demonstrating/testing Winter SCC (in hours)
F | Fossil (incl. wood and refuse) | 8 | 4
N | Nuclear | 8 | 4
CC | Combined Cycle | 4 | 4
CO | Co Generation | 4 | 4
G | Gas Turbine | 2 | 2
J | Jet Engine | 2 | 2
D | Diesel | 2 | 2
PS | Pumped Storage | 4 | 2
W | Wind | NA | NA
HD | Hydro-Conventional Daily | NA | NA
HW | Hydro-Conventional Weekly | 2 | 2
"Class" may be one of two types:
EMS | a unit registered as a Generating Asset and modeled in the ISO-NE Energy Management System (EMS)
SO | a unit registered as a Load Asset ,NOT modeled in the EMS, and receiving "Settlement Only" Generator treatment
"SQF" refers to a unit that is eligible for and has elected to be classified as a"Special Qualifying Facility" in accordance with Manual 20, Attachment D. Such units are indicated with a "YES" in this column. An SQF is not subject to Claimed Capability Audits.
Change Type (ChangeLP, ChangeWSCC, ChangeSSCC)
| ABBREVIATION | TYPE OF CHANGE FROM PREVIOUS VALUE
| n | Change derives from a new form (either an NX-12 Form or a Settlement Only Registration Form) which has been approved by ISO-NE and involves a change to the Seasonal Claimed Capability (SCC) and/or the Lead Participant.
| m | Change is NOT derived from a new form. This type of change applies to units that are allowed to have monthly ratings (Daily Cylce Hydro and Wind), and the monthly SCC value for the current month is different from that of the previous month.
BFG | Blast-Furnace Gas
BIT | Bituminous Coal
BLQ | Black Liquor
DFO | Distillate Fuel Oil (includes all Diesel and No. 1, No. 2 and No. 4 Fuel Oils)
GEO | Geothermal
JF | Jet Fuel
KER | Kerosene
LIG | Lignite Coal
LFG | Landfill Gas
MSW | Municipal Solid Waste
NG | Natural Gas
NUC | Nuclear (Uranium, Plutonium, Thorium)
PC | Petroleum Coke
PG | Propane
OBG | Other Biomass Gases (Digester Gas, Methane and other biomass gases)
OBL | Other Biomass Liquids (Ethanol, Fish Oil, Liquid Acetonitrile Waste, Medical Waste, Tall Oil, Waste Alcohol and other biomass liquids not specified)
OBS | Other Biomass Solids
(Animal Manure and Waste, Solid Byproducts and other solid biomass not specified)
OG | Other Gas (Butane, Coal Processes, Coke-Oven, Refinery, and other processes)
OTH | Other (Batteries, Chemicals, Coke Breeze, Hydrogen, Pitch, Sulfur, Tar Coal and miscellaneous technologies)
RFO | Residual Fuel Oil (includes No. 5 and No. 6 Fuel Oils and Bunker C Fuel Oil)
SC | Coal-based Synfuel, including briquettes, pellets or extrusions, which are formed by binding materials and processes that recycle material
SLW | Sludge Waste
SUB | Sub-bituminous Coal
SUN | Solar (Photovoltaic, Thermal)
TDF | Tires
WAT | Water (Conventional, Pumped Storage)
WC | Waste/Other Coal (Anthracite Coal, Anthracite Culm, Bituminous Gob, Fine Coal, Lignite Waste, Waste Coal)
WDL | Wood Waste Liquids
WDS | Wood/Wood Waste Solids (Paper Pellets, Railroad Ties, Utility Poles, Wood Chips and other wood solids)
WND | Wind
WO | Oil - Other and Waste Oil (Butane (Liquid), Crude Oil, Liquid Byproducts, Oil Waste, Propane
(Liquid), Re-Refined Motor Oil, Sludge Oil, Tar Oil)
NA | Not Available