## Cover Page
ISO New England Seasonal Claimed Capability (SCC) Report
as of 06/01/2012
Revision 1
A Monthly Listing of ISO-New England Participant Generating Assets and their Summer and Winter Seasonal Claimed Capability (SCC), published by ISO-New England.
If you have any questions or comments on this report please contact Jay Schulte at 413-535-4093 or by email at jschulte@iso-ne.com.
Includes Generating units that are:
- registered as Generating Assets and modeled in the ISO-NE Energy Management System (EMS)
- registered as Settlement Only Generator Assets, NOT modeled in the EMS, and receiving "SOG" treatment
Total New England Installed Capability (MW)
|  |  |  | Winter | Summer
|  |  |  | (March) | (August)
|  |  | Total EMS Capability: | 34219.614 | 31642.634
|  |  | Total Settlement Only Capability: | 236.837 | 182.429
|  |  | Total Capability: | 34456.451 | 31825.063
Summary reports in this Spreadsheet include:
Worksheet |  | Contents
SCC_Report_Current: |  | Comprehensive listing of ALL units & SCC values
SCC_Report_Summary: |  | Summary Sheet with totals from SCC_Report_Current, Detail_SettlementOnly, and Detail_EMS_DCH_Wind Worksheets
Retired_Deactivated: |  | Listing of units Retired or Deactivated (since 5/1/00)
Non-IPR Daily Cycle Hydro: |  | Detailed listing of 20-Year Hydrology monthly ratings for Non-IPR Daily Cycle Hydro assets
Notes_Abbreviations: |  | Explanatory notes, including definition of acronyms and column headings of reports
General Notes:
This Report includes changes since the previous Report, and changes that occurred on the first of the month.
To go to a specific report, click on the "Go to" button above (or simply click on the desired Worksheet tab)
To print a specific section (worksheet) of the report, go to that worksheet and click on the Print icon in the toolbar
Notable Changes Log (Changes will be archived annually)
| DATE | Brief Description of Change
| 2011-09-01 | The Detail Settlement Only tab and the Detail EMS DCH Wind tabs have been removed from this report. To see the information that was on these tabs
utilize the SCC Report Current and filter to the appropriate Class and/or Unit Type.
| 2011-02-01 | Non-Intermittent Daily Cycle Hydro asset tab has been added showing the 20-Year Hydrology monthly ratings.
| 2011-01-01 | Monthly SCC values have been removed from the Detail_Settlement Only tab.
| 2011-01-01 | Monthly SCC values have been removed from the Detail_EMS_DCH_Wind tab.

## SCC_Report_Current
SCC Values as of | [7 empty] | 2012-05-31 |  |  |  |  | Lead Participant (for EMS units) or NEPOOL Participant with Majority Interest in the Resource (for SO Units) | [5 empty] | Winter Seasonal Claimed Capability | [5 empty] | Summer Seasonal Claimed Capability
Asset ID | Generator Name | Unit Type | Class | Intermittent/ Non-Intermittent | Dispatchable | Net-Metered | SCC Determination | QF/SQF | State | Load Zone | Fuel Type | Alt Fuel | Current Lead Participant | Customer ID | LP Most Recent Change Date | Change LP | Previous Customer ID | Previous Lead Participant | WSCC | Most Recent Audit/ Verification Date | WSCC Most Recent Change Date | Change WSCC | Previous WSCC | Difference WSCC | SSCC | Most Recent Audit/ Verification Date | SSCC Most Recent Change Date | Change SSCC | Previous SSCC | Difference SSCC | Comments
194 | FOUR HILLS LOAD REDUCER | D | SO | INTERMITTENT | NON-DISPATCHABLE |  | Median Reliability Hours Calculation | SQF | NH | 4002 | LANDFILL GAS |  | Public Service Company of New | 50094 | 2007-05-01 |  | 81 | New England Power Company | 1.084 |  | 2011-06-05 |  |  |  | 1.185 | 2000-08-24 12:00 | 2011-10-04
253 | TURNKEY LANDFILL | D | SO | INTERMITTENT | NON-DISPATCHABLE |  | Median Reliability Hours Calculation | SQF | NH | 4002 | LANDFILL GAS |  | Public Service Company of New | 50094 |  |  |  |  | 1.286 |  | 2011-06-05 |  |  |  | 0.591 |  | 2011-10-04
321 | MANCHESTER 10/10A CC | CC | EMS | NON-INTERMITTENT | DISPATCHABLE |  | Twice a Year Audit Obligation |  | RI | 4005 | GAS |  | Dominion Energy Marketing, Inc | 50495 | 2005-01-05 |  | 50087 | USGen New England, Inc. | 170 | 2011-12-05 12:00 | 2011-11-11 |  |  |  | 149 | 2011-06-06 13:00 | 2006-12-01
322 | MANCHESTER 11/11A CC | CC | EMS | NON-INTERMITTENT | DISPATCHABLE |  | Twice a Year Audit Obligation |  | RI | 4005 | GAS | FO2 | Dominion Energy Marketing, Inc | 50495 | 2005-01-05 |  | 50087 | USGen New England, Inc. | 170 | 2011-12-09 10:00 | 2011-11-11 |  |  |  | 149 | 2011-06-06 13:00 | 2009-03-02
323 | MANCHESTER 9/9A CC | CC | EMS | NON-INTERMITTENT | DISPATCHABLE |  | Twice a Year Audit Obligation |  | RI | 4005 | GAS | FO2 | Dominion Energy Marketing, Inc | 50495 | 2005-01-05 |  | 50087 | USGen New England, Inc. | 170 | 2011-12-05 12:00 | 2011-11-11 |  |  |  | 149 | 2011-06-06 16:00 | 2006-12-01
324 | CDECCA | CC | EMS | NON-INTERMITTENT | DISPATCHABLE |  | Twice a Year Audit Obligation |  | CT | 4004 | GAS | FO2 | Pawtucket Power Holding Compan | 50985 | 2007-06-01 |  | 50092 | Connecticut Light and Power Co | 61.334 | 2012-01-30 16:00 | 2007-04-30 |  |  |  | 55.254 | 2011-09-02 02:00 | 2007-04-30
326 | ALTRESCO | CC | EMS | NON-INTERMITTENT | DISPATCHABLE |  | Twice a Year Audit Obligation |  | MA | 4007 | OIL/GAS | FO2 | Pawtucket Power Holding Compan | 50985 | 2009-01-01 |  | 14 | Sempra Energy Trading Corporat | 165 | 2012-03-08 13:00 | 2010-10-18 |  |  |  | 150.972 | 2011-08-17 13:00 | 2011-08-31
327 | AMOSKEAG | HD | EMS | NON-INTERMITTENT | NON-DISPATCHABLE |  | Average of Monthly Hydrology Ratings |  | NH | 4002 | HYDRO: PONDAGE |  | Public Service Company of New | 50094 | 2003-03-01 |  | 112 | Northeast Utilities Company | 17.5 |  | 2000-01-01 |  |  |  | 16.781 |  | 2011-01-01
328 | GULF ISLAND COMPOSITE | HW | EMS | NON-INTERMITTENT | DISPATCHABLE |  | Twice a Year Audit Obligation |  | ME | 4001 | HYDRO: RESERVOIR |  | FPL Energy Maine Hydro LLC | 50173 | 2007-07-01 |  | 50086 | FPL Energy Power Mktg. Inc. | 32.97 | 2011-12-27 10:00 | 2000-03-01 |  |  |  | 32.97 | 2011-09-01 11:00 | 2000-03-01
329 | ASCUTNEY GT | G | EMS | NON-INTERMITTENT | DISPATCHABLE |  | Twice a Year Audit Obligation |  | VT | 4003 | DIESEL OIL |  | Central Vermont Public Service | 50252 | 2004-05-01 |  | 182 | Vermont Electric Power Co | 0 | 2009-12-18 09:00 | 2011-05-02 |  |  |  | 0 | 2010-07-15 09:00 | 2011-05-02
330 | AYERS ISLAND | HD | EMS | NON-INTERMITTENT | NON-DISPATCHABLE |  | Average of Monthly Hydrology Ratings |  | NH | 4002 | HYDRO: PONDAGE |  | Public Service Company of New | 50094 | 2003-03-01 |  | 112 | Northeast Utilities Company | 9.08 |  | 2000-01-01 |  |  |  | 8.474 |  | 2011-01-01
331 | AZISCOHOS HYDRO | HD | EMS | NON-INTERMITTENT | NON-DISPATCHABLE |  | Average of Monthly Hydrology Ratings |  | ME | 4001 | HYDRO: RUN OF RIVER |  | NextEra Energy Power Marketing | 50086 | 2003-08-01 |  | 50027 | Constellation Power Source | 6.81 |  | 1999-10-23 |  |  |  | 6.81 |  | 1999-10-23
332 | BAR HARBOR DIESELS 1-4 | D | EMS | NON-INTERMITTENT | DISPATCHABLE |  | Twice a Year Audit Obligation |  | ME | 4001 | DIESEL OIL |  | New Brunswick Power Generation | 50899 | 2011-03-01 |  | 50027 | Constellation Power Source | 4.3 | 2012-01-24 08:00 | 2012-02-08 |  |  |  | 0 | 2010-08-19 13:00 | 2011-09-30
335 | BELLOWS FALLS | HD | EMS | NON-INTERMITTENT | DISPATCHABLE |  | Average of Monthly Hydrology Ratings |  | NH | 4002 | HYDRO: PONDAGE |  | TransCanada Power Marketing, L | 50091 | 2005-04-01 |  | 50087 | USGen New England, Inc. | 48.54 |  | 2000-06-02 |  |  |  | 48.54 |  | 2000-06-02
336 | BERLIN 1 GT | G | EMS | NON-INTERMITTENT | DISPATCHABLE |  | Twice a Year Audit Obligation |  | VT | 4003 | JET FUEL |  | Green Mountain Power Corporati | 50275 | 2004-05-01 |  | 182 | Vermont Electric Power Co | 45.777 | 2012-03-27 08:00 | 2009-08-10 |  |  |  | 34.83 | 2011-09-15 13:00 | 2009-08-10
337 | BETHLEHEM | F | EMS | INTERMITTENT | NON-DISPATCHABLE |  | Median Reliability Hours Calculation |  | NH | 4002 | REFUSE |  | IPR-GDF Suez Energy Marketing | 162 | 2011-01-01 |  | 50094 | Public Service Co. of NH | 15.201 | 2010-02-02 08:00 | 2011-06-05 |  |  |  | 15.045 | 2009-08-07 12:00 | 2011-10-04
339 | BRIDGEPORT HARBOR 2 | F | EMS | NON-INTERMITTENT | DISPATCHABLE |  | Twice a Year Audit Obligation |  | CT | 4004 | OIL |  | PSEG Energy Resources & Trade | 50421 | 2003-01-01 |  | 50195 | Wisvest-Connecticut, LLC | 0 | 2010-03-17 18:00 | 2011-05-02 |  |  |  | 0 | 2010-07-06 14:00 | 2011-09-30
340 | BRIDGEPORT HARBOR 3 | F | EMS | NON-INTERMITTENT | DISPATCHABLE |  | Twice a Year Audit Obligation |  | CT | 4004 | COAL/OIL | FO6 | PSEG Energy Resources & Trade | 50421 | 2003-01-01 |  | 50195 | Wisvest-Connecticut, LLC | 384.984 | 2012-01-16 11:00 | 2008-04-16 |  |  |  | 383.426 | 2011-06-08 15:00 | 2008-07-01
341 | BRIDGEPORT HARBOR 4 | G | EMS | NON-INTERMITTENT | DISPATCHABLE |  | Twice a Year Audit Obligation |  | CT | 4004 | JET FUEL |  | PSEG Energy Resources & Trade | 50421 | 2003-01-01 |  | 50195 | Wisvest-Connecticut, LLC | 16.607 | 2012-02-15 10:00 | 2012-03-05 |  |  |  | 11.707 | 2011-07-15 08:00 | 2012-03-05
345 | MEAD | F | EMS | INTERMITTENT | NON-DISPATCHABLE | NET METERED | Median Reliability Hours Calculation | QF | ME | 4001 | COAL | OBS | American PowerNet Management, | 51268 | 2010-01-01 |  | 51191 | Competitive Energy Services, L | 0 | 2007-04-15 08:00 | 2011-06-05 |  |  |  | 4.2 | 2007-09-25 10:00 | 2011-10-04
346 | BOLTON FALLS | HD | EMS | NON-INTERMITTENT | NON-DISPATCHABLE |  | Average of Monthly Hydrology Ratings |  | VT | 4003 | HYDRO: RUN OF RIVER |  | Green Mountain Power Corporati | 50275 | 2004-05-01 |  | 182 | Vermont Electric Power Co | 6.018 |  | 2011-01-01 |  |  |  | 3.333 |  | 2011-01-01
348 | BOOT MILLS | HD | EMS | NON-INTERMITTENT | NON-DISPATCHABLE |  | Average of Monthly Hydrology Ratings |  | MA | 4007 | HYDRO: RUN OF RIVER |  | NSTAR Electric Company | 3 | 2007-02-01 |  | 108 | Commonwealth Electric Company | 16.002 |  | 2011-01-01 |  |  |  | 6.731 |  | 2011-01-01
349 | WHEELABRATOR BRIDGEPORT, L.P. | F | EMS | INTERMITTENT | NON-DISPATCHABLE |  | Median Reliability Hours Calculation |  | CT | 4004 | WOOD/REFUSE |  | Wheelabrator Bridgeport, L.P. | 51115 | 2009-01-01 |  | 181 | United Illuminating Company | 59.27 | 2012-04-27 09:00 | 2011-06-05 |  |  |  | 58.982 | 2011-06-19 09:00 | 2011-10-04
350 | BRAYTON PT 1 | F | EMS | NON-INTERMITTENT | DISPATCHABLE |  | Twice a Year Audit Obligation |  | MA | 4006 | COAL | NG | Dominion Energy Marketing, Inc | 50495 | 2005-01-05 |  | 50087 | USGen New England, Inc. | 246.703 | 2012-01-04 18:00 | 2011-02-02 |  |  |  | 243.455 | 2011-06-08 15:00 | 2003-08-20
351 | BRAYTON PT 2 | F | EMS | NON-INTERMITTENT | DISPATCHABLE |  | Twice a Year Audit Obligation |  | MA | 4006 | COAL | NG | Dominion Energy Marketing, Inc | 50495 | 2005-01-05 |  | 50087 | USGen New England, Inc. | 249.284 | 2011-12-29 17:00 | 2012-01-16 |  |  |  | 244 | 2011-06-08 14:00 | 2005-06-17
352 | BRAYTON PT 3 | F | EMS | NON-INTERMITTENT | DISPATCHABLE |  | Twice a Year Audit Obligation |  | MA | 4006 | COAL | NG | Dominion Energy Marketing, Inc | 50495 | 2005-01-05 |  | 50087 | USGen New England, Inc. | 637.108 | 2012-04-05 13:00 | 2012-04-25 |  |  |  | 612 | 2011-06-21 15:00 | 1999-05-01
353 | BRAYTON PT 4 | F | EMS | NON-INTERMITTENT | DISPATCHABLE |  | Twice a Year Audit Obligation |  | MA | 4006 | OIL/GAS | NG | Dominion Energy Marketing, Inc | 50495 | 2005-01-05 |  | 50087 | USGen New England, Inc. | 445.52 | 2012-02-22 14:00 | 2000-04-14 |  |  |  | 435 | 2011-06-09 15:00 | 2000-04-14
354 | BRAYTON DIESELS 1-4 | D | EMS | NON-INTERMITTENT | DISPATCHABLE |  | Twice a Year Audit Obligation |  | MA | 4006 | DIESEL OIL |  | Dominion Energy Marketing, Inc | 50495 | 2005-01-05 |  | 50087 | USGen New England, Inc. | 9.988 | 2012-02-08 15:00 | 2008-06-18 |  |  |  | 9.912 | 2011-07-22 11:00 | 2009-07-16
355 | BRANFORD 10 | G | EMS | NON-INTERMITTENT | DISPATCHABLE |  | Twice a Year Audit Obligation |  | CT | 4004 | JET FUEL |  | NRG Power Marketing LLC | 50192 | 2000-01-01 |  | 112 | Northeast Utilities Company | 20.95 | 2012-02-23 09:00 | 2005-02-11 |  |  |  | 15.84 | 2011-07-22 13:00 | 2005-02-11
356 | BRISTOL REFUSE | F | EMS | INTERMITTENT | NON-DISPATCHABLE |  | Median Reliability Hours Calculation | SQF | CT | 4004 | REFUSE | NG | Connecticut Light and Power Co | 50092 | 2003-03-01 |  | 112 | Northeast Utilities Company | 12.693 | 2008-11-02 18:00 | 2011-06-05 |  |  |  | 11.892 | 2008-06-14 04:00 | 2011-10-04
357 | BRIDGEWATER | F | EMS | INTERMITTENT | NON-DISPATCHABLE |  | Median Reliability Hours Calculation |  | NH | 4002 | WOOD/REFUSE |  | Bridgewater Power Company L.P. | 51368 | 2011-02-01 |  | 50094 | Public Service Company of New | 14.146 | 2010-02-08 09:00 | 2011-06-05 |  |  |  | 14.376 | 2009-08-27 09:00 | 2011-10-04
358 | BRUNSWICK | HD | EMS | INTERMITTENT | NON-DISPATCHABLE |  | Median Reliability Hours Calculation |  | ME | 4001 | HYDRO: RUN OF RIVER |  | FPL Energy Maine Hydro LLC | 50173 | 2007-07-01 |  | 50086 | FPL Energy Power Mktg. Inc. | 15.507 |  | 2011-06-05 |  |  |  | 7.062 |  | 2011-10-04
359 | J. COCKWELL 1 | PS | EMS | NON-INTERMITTENT | DISPATCHABLE |  | Twice a Year Audit Obligation |  | MA | 4007 | HYDRO: PUMPED STORAGE |  | Bear Swamp Power Company LLC | 50794 | 2005-07-15 |  | 50475 | Brascan Energy Marketing Inc. | 292.125 | 2012-03-28 07:00 | 2012-04-11 |  |  |  | 284.1 | 2011-08-11 13:00 | 2011-08-25
360 | J. COCKWELL 2 | PS | EMS | NON-INTERMITTENT | DISPATCHABLE |  | Twice a Year Audit Obligation |  | MA | 4007 | HYDRO: PUMPED STORAGE |  | Bear Swamp Power Company LLC | 50794 | 2005-07-15 |  | 50475 | Brascan Energy Marketing Inc. | 292.763 | 2012-03-28 07:00 | 2007-02-27 |  |  |  | 282.6 | 2011-08-11 13:00 | 2011-08-25
361 | POTTER DIESEL 1 | D | EMS | NON-INTERMITTENT | DISPATCHABLE |  | Twice a Year Audit Obligation |  | MA | 4006 | DIESEL OIL |  | Braintree Electric Light Depar | 5 |  |  |  |  | 2.25 | 2012-04-03 15:00 | 1999-05-01 |  |  |  | 2.25 | 2011-09-09 11:00 | 2006-04-21
362 | BULLS BRIDGE | HD | EMS | INTERMITTENT | NON-DISPATCHABLE |  | Median Reliability Hours Calculation |  | CT | 4004 | HYDRO: RUN OF RIVER |  | FirstLight Power Resources Man | 50876 | 2006-11-01 |  | 50168 | Select Energy Inc. | 6.538 |  | 2011-06-05 |  |  |  | 4.884 |  | 2011-10-04
363 | BURLINGTON GT | G | EMS | NON-INTERMITTENT | DISPATCHABLE |  | Twice a Year Audit Obligation |  | VT | 4003 | JET FUEL |  | Burlington Electric Department | 50085 | 2004-05-01 |  | 182 | Vermont Electric Power Co | 24.25 | 2011-12-29 10:00 | 2011-11-09 |  |  |  | 20 | 2010-08-18 11:00 | 2011-11-09
365 | CANAL 1 | F | EMS | NON-INTERMITTENT | DISPATCHABLE |  | Twice a Year Audit Obligation |  | MA | 4006 | OIL |  | Genon Energy Management, LLC | 50791 | 2006-02-01 |  | 155 | Southern Co. Energy Mktg | 555.815 | 2012-01-04 14:00 | 2012-01-19 |  |  |  | 547.059 | 2011-07-21 16:00 | 2010-07-20
366 | CANAL 2 | F | EMS | NON-INTERMITTENT | DISPATCHABLE |  | Twice a Year Audit Obligation |  | MA | 4006 | OIL/GAS | NG | Genon Energy Management, LLC | 50791 | 2006-02-01 |  | 155 | Southern Co. Energy Mktg | 547 | 2012-01-03 12:00 | 2012-01-17 |  |  |  | 545.125 | 2011-07-22 18:00 | 2008-09-11
367 | CAPE GT 4 | G | EMS | NON-INTERMITTENT | DISPATCHABLE |  | Twice a Year Audit Obligation |  | ME | 4001 | JET FUEL |  | NextEra Energy Power Marketing | 50086 | 2000-03-01 |  | 6 | Central Maine Power Co | 20.011 | 2012-03-13 10:00 | 2008-09-15 |  |  |  | 15.931 | 2011-08-16 09:00 | 2008-09-15
368 | CAPE GT 5 | G | EMS | NON-INTERMITTENT | DISPATCHABLE |  | Twice a Year Audit Obligation |  | ME | 4001 | JET FUEL |  | NextEra Energy Power Marketing | 50086 | 2000-03-01 |  | 6 | Central Maine Power Co | 20.272 | 2011-11-29 13:00 | 2008-09-15 |  |  |  | 15.822 | 2011-08-19 09:00 | 2008-09-15
369 | CATARACT EAST | HD | EMS | NON-INTERMITTENT | NON-DISPATCHABLE |  | Average of Monthly Hydrology Ratings |  | ME | 4001 | HYDRO: RUN OF RIVER |  | FPL Energy Maine Hydro LLC | 50173 | 2007-07-01 |  | 50086 | FPL Energy Power Mktg. Inc. | 8 |  | 2001-11-01 |  |  |  | 7.775 |  | 2011-01-01
370 | COS COB 10 | G | EMS | NON-INTERMITTENT | DISPATCHABLE |  | Twice a Year Audit Obligation |  | CT | 4004 | JET FUEL |  | NRG Power Marketing LLC | 50192 | 2000-01-01 |  | 112 | Northeast Utilities Company | 23 | 2011-12-19 09:00 | 2010-11-09 |  |  |  | 19.028 | 2011-08-25 08:00 | 2009-09-07
371 | COS COB 11 | G | EMS | NON-INTERMITTENT | DISPATCHABLE |  | Twice a Year Audit Obligation |  | CT | 4004 | JET FUEL |  | NRG Power Marketing LLC | 50192 | 2000-01-01 |  | 112 | Northeast Utilities Company | 23 | 2012-02-27 09:00 | 2010-11-09 |  |  |  | 18.724 | 2011-08-25 10:00 | 2009-04-22
372 | COS COB 12 | G | EMS | NON-INTERMITTENT | DISPATCHABLE |  | Twice a Year Audit Obligation |  | CT | 4004 | JET FUEL |  | NRG Power Marketing LLC | 50192 | 2000-01-01 |  | 112 | Northeast Utilities Company | 23 | 2012-02-27 10:00 | 2010-11-09 |  |  |  | 19.082 | 2011-07-22 14:00 | 2009-04-22
375 | CLEARY 9/9A CC | CC | EMS | NON-INTERMITTENT | DISPATCHABLE |  | Twice a Year Audit Obligation |  | MA | 4006 | OIL/GAS | FO6 | Taunton Municipal Lighting Pla | 153 |  |  |  |  | 109.931 | 2012-03-22 15:00 | 2004-09-14 |  |  |  | 104.931 | 2011-06-08 11:00 | 2004-09-14
376 | CLEARY 8 | F | EMS | NON-INTERMITTENT | DISPATCHABLE |  | Twice a Year Audit Obligation |  | MA | 4006 | OIL |  | Taunton Municipal Lighting Pla | 153 |  |  |  |  | 22.253 | 2012-02-28 05:00 | 2012-03-13 |  |  |  | 24.825 | 2011-09-12 07:00 | 2011-09-26
379 | COBBLE MOUNTAIN | HW | EMS | NON-INTERMITTENT | NON-DISPATCHABLE |  | Twice a Year Audit Obligation |  | MA | 4007 | HYDRO: RESERVOIR |  | Holyoke Gas & Electric Departm | 44 | 2006-04-01 |  | 50168 | Select Energy Inc. | 32.942 | 2011-11-10 12:00 | 2010-03-01 |  |  |  | 31.126 | 2011-06-06 11:00 | 2011-06-21
380 | COMERFORD | HW | EMS | NON-INTERMITTENT | DISPATCHABLE |  | Twice a Year Audit Obligation |  | NH | 4002 | HYDRO: RESERVOIR |  | TransCanada Power Marketing, L | 50091 | 2005-04-01 |  | 50087 | USGen New England, Inc. | 158.821 | 2012-03-20 10:00 | 2012-03-27 |  |  |  | 152.27 | 2011-06-06 09:00 | 2011-06-15
382 | MERRIMACK CT1 | G | EMS | NON-INTERMITTENT | DISPATCHABLE |  | Twice a Year Audit Obligation |  | NH | 4002 | JET FUEL |  | Public Service Company of New | 50094 | 2003-03-01 |  | 112 | Northeast Utilities Company | 21.676 | 2011-12-20 11:00 | 2003-09-08 |  |  |  | 16.826 | 2011-08-15 13:00 | 2003-09-08
383 | MERRIMACK CT2 | G | EMS | NON-INTERMITTENT | DISPATCHABLE |  | Twice a Year Audit Obligation |  | NH | 4002 | JET FUEL |  | Public Service Company of New | 50094 | 2003-03-01 |  | 112 | Northeast Utilities Company | 21.304 | 2011-12-20 16:00 | 2000-06-01 |  |  |  | 16.804 | 2011-08-15 13:00 | 2000-06-01
388 | DARTMOUTH POWER | CC | EMS | NON-INTERMITTENT | DISPATCHABLE |  | Twice a Year Audit Obligation |  | MA | 4006 | GAS | FO2 | Consolidated Edison Energy, In | 50247 | 2006-07-01 |  | 50086 | FPL Energy Power Marketing, In | 67.656 | 2012-01-04 17:00 | 2010-07-02 |  |  |  | 62.156 | 2011-06-16 14:00 | 2010-07-02
389 | DERBY DAM | HD | EMS | NON-INTERMITTENT | NON-DISPATCHABLE |  | Average of Monthly Hydrology Ratings |  | CT | 4004 | HYDRO: RUN OF RIVER |  | Connecticut Light and Power Co | 50092 | 2003-03-01 |  | 112 | Northeast Utilities Company | 7.05 |  | 2001-04-20 |  |  |  | 7.05 |  | 2001-04-20
392 | DEXTER | CC | EMS | NON-INTERMITTENT | DISPATCHABLE | NET METERED | Median Reliability Hours Calculation |  | CT | 4004 | GAS | FO2 | Algonquin Energy Services Inc. | 51320 | 2011-06-01 |  | 50983 | Emera Energy Services Subsi | 32.899 | 2012-01-30 20:00 | 2011-06-05 |  |  |  | 31.308 | 2011-06-27 14:00 | 2011-10-04
393 | DEERFIELD 5 | HD | EMS | NON-INTERMITTENT | DISPATCHABLE |  | Average of Monthly Hydrology Ratings |  | MA | 4007 | HYDRO: PONDAGE |  | TransCanada Power Marketing, L | 50091 | 2005-04-01 |  | 50087 | USGen New England, Inc. | 13.99 |  | 2000-06-02 |  |  |  | 13.703 |  | 2011-01-01
395 | DOREEN | G | EMS | NON-INTERMITTENT | DISPATCHABLE |  | Twice a Year Audit Obligation |  | MA | 4007 | JET FUEL |  | EP Energy Massachusetts, LLC | 51102 | 2012-06-01 | x | 50786 | Hess Corporation | 20.809 | 2012-04-10 11:00 | 2005-03-28 |  |  |  | 15.959 | 2011-08-25 12:00 | 2005-03-28
396 | DEVON 10 | J | EMS | NON-INTERMITTENT | DISPATCHABLE |  | Twice a Year Audit Obligation |  | CT | 4004 | JET FUEL | FO2 | NRG Power Marketing LLC | 50192 | 2000-01-01 |  | 112 | Northeast Utilities Company | 19.186 | 2012-02-07 13:00 | 2008-04-01 |  |  |  | 14.407 | 2011-07-22 13:00 | 2008-04-01
397 | DEVON 11 | G | EMS | NON-INTERMITTENT | DISPATCHABLE |  | Twice a Year Audit Obligation |  | CT | 4004 | GAS | NG | NRG Power Marketing LLC | 50192 | 2000-01-01 |  | 112 | Northeast Utilities Company | 38.819 | 2011-12-19 08:00 | 2008-08-29 |  |  |  | 29.299 | 2011-07-22 11:00 | 2008-08-29
398 | DEVON 12 | G | EMS | NON-INTERMITTENT | DISPATCHABLE |  | Twice a Year Audit Obligation |  | CT | 4004 | GAS | NG | NRG Power Marketing LLC | 50192 | 2000-01-01 |  | 112 | Northeast Utilities Company | 38.437 | 2011-12-19 08:00 | 2008-01-01 |  |  |  | 29.227 | 2011-07-22 12:00 | 2007-07-18
399 | DEVON 13 | G | EMS | NON-INTERMITTENT | DISPATCHABLE |  | Twice a Year Audit Obligation |  | CT | 4004 | GAS | NG | NRG Power Marketing LLC | 50192 | 2000-01-01 |  | 112 | Northeast Utilities Company | 38.967 | 2012-03-08 10:00 | 2008-04-01 |  |  |  | 29.967 | 2011-07-22 11:00 | 2008-04-01
400 | DEVON 14 | G | EMS | NON-INTERMITTENT | DISPATCHABLE |  | Twice a Year Audit Obligation |  | CT | 4004 | GAS | NG | NRG Power Marketing LLC | 50192 | 2000-01-01 |  | 112 | Northeast Utilities Company | 40.274 | 2011-12-19 08:00 | 2008-09-01 |  |  |  | 29.704 | 2011-07-22 11:00 | 2008-09-01
401 | EASTMAN FALLS | HD | EMS | NON-INTERMITTENT | NON-DISPATCHABLE |  | Average of Monthly Hydrology Ratings |  | NH | 4002 | HYDRO: PONDAGE |  | Public Service Company of New | 50094 | 2003-03-01 |  | 112 | Northeast Utilities Company | 6.47 |  | 2000-01-01 |  |  |  | 5.582 |  | 2011-01-01
405 | ELLSWORTH HYDRO | HW | EMS | NON-INTERMITTENT | NON-DISPATCHABLE |  | Twice a Year Audit Obligation |  | ME | 4001 | HYDRO: RESERVOIR |  | Black Bear Hydro Partners, LLC | 51251 | 2009-11-01 |  | 50212 | PPL EnergyPlus, LLC | 9.05 | 2012-02-16 12:00 | 2012-02-23 |  |  |  | 9.07 | 2011-09-14 15:00 | 2011-09-28
407 | EASTPORT DIESELS 1-3 | D | EMS | NON-INTERMITTENT | DISPATCHABLE |  | Twice a Year Audit Obligation |  | ME | 4001 | DIESEL OIL |  | New Brunswick Power Generation | 50899 | 2011-03-01 |  | 50027 | Constellation Power Source | 2.2 | 2012-01-24 08:00 | 2010-01-07 |  |  |  | 2.2 | 2011-07-22 12:00 | 2009-08-13
410 | ESSEX 19 HYDRO | HD | EMS | INTERMITTENT | NON-DISPATCHABLE |  | Median Reliability Hours Calculation |  | VT | 4003 | HYDRO: RUN OF RIVER |  | Green Mountain Power Corporati | 50275 | 2004-05-01 |  | 182 | Vermont Electric Power Co | 7.281 |  | 2011-06-05 |  |  |  | 2.597 |  | 2011-10-04
411 | EXETER | F | EMS | INTERMITTENT | NON-DISPATCHABLE |  | Median Reliability Hours Calculation |  | CT | 4004 | REFUSE | PG | ReEnergy Sterling CT Limited P | 51373 | 2011-03-01 |  | 50418 | CMS Energy Resource Management | 20.831 | 2012-02-26 15:00 | 2011-06-05 |  |  |  | 20.062 | 2011-08-16 03:00 | 2011-10-04
412 | FALLS VILLAGE | HD | EMS | INTERMITTENT | NON-DISPATCHABLE |  | Median Reliability Hours Calculation |  | CT | 4004 | HYDRO: RUN OF RIVER |  | FirstLight Power Resources Man | 50876 | 2006-11-01 |  | 50168 | Select Energy Inc. | 6.404 |  | 2011-06-05 |  |  |  | 4.963 |  | 2011-10-04
413 | FIFE BROOK | HD | EMS | NON-INTERMITTENT | DISPATCHABLE |  | Average of Monthly Hydrology Ratings |  | MA | 4007 | HYDRO: PONDAGE |  | Bear Swamp Power Company LLC | 50794 | 2005-07-15 |  | 50475 | Brascan Energy Marketing Inc. | 9.9 |  | 2000-06-02 |  |  |  | 6.089 |  | 2011-01-01
415 | FLORENCE 1 CG | G | EMS | NON-INTERMITTENT | DISPATCHABLE |  | Twice a Year Audit Obligation |  | VT | 4003 | JET FUEL |  | Vermont Marble Company | 50288 | 2004-05-01 |  | 182 | Vermont Electric Power Co | 0 | 2009-04-02 10:00 | 2010-04-29 |  |  |  | 0 | 2009-09-14 10:00 | 2010-09-29
416 | FLORENCE 2 CG | G | EMS | NON-INTERMITTENT | DISPATCHABLE |  | Twice a Year Audit Obligation |  | VT | 4003 | JET FUEL |  | Vermont Marble Company | 50288 | 2004-05-01 |  | 182 | Vermont Electric Power Co | 0 | 2009-04-02 15:00 | 2010-04-29 |  |  |  | 0 | 2009-09-14 10:00 | 2010-09-29
417 | FRAMINGHAM JET 1 | G | EMS | NON-INTERMITTENT | DISPATCHABLE |  | Twice a Year Audit Obligation |  | MA | 4008 | OIL |  | Exelon New England Holdings, L | 50074 |  |  |  |  | 14.175 | 2012-02-27 09:00 | 2011-06-24 |  |  |  | 10.145 | 2011-06-08 12:00 | 2011-06-24
418 | FRAMINGHAM JET 2 | G | EMS | NON-INTERMITTENT | DISPATCHABLE |  | Twice a Year Audit Obligation |  | MA | 4008 | OIL |  | Exelon New England Holdings, L | 50074 |  |  |  |  | 13.914 | 2012-02-27 10:00 | 2005-03-09 |  |  |  | 9.914 | 2011-06-08 12:00 | 2005-03-09
419 | FRAMINGHAM JET 3 | G | EMS | NON-INTERMITTENT | DISPATCHABLE |  | Twice a Year Audit Obligation |  | MA | 4008 | OIL |  | Exelon New England Holdings, L | 50074 |  |  |  |  | 15.25 | 2012-02-27 11:00 | 2011-06-23 |  |  |  | 11.25 | 2011-06-08 13:00 | 2011-06-23
420 | FRANKLIN DRIVE 10 | G | EMS | NON-INTERMITTENT | DISPATCHABLE |  | Twice a Year Audit Obligation |  | CT | 4004 | JET FUEL |  | NRG Power Marketing LLC | 50192 | 2000-01-01 |  | 112 | Northeast Utilities Company | 20.527 | 2011-12-19 09:00 | 2003-02-03 |  |  |  | 15.417 | 2011-07-22 13:00 | 2003-02-03
421 | FRONT STREET DIESELS 1-3 | D | EMS | NON-INTERMITTENT | DISPATCHABLE |  | Twice a Year Audit Obligation |  | MA | 4007 | DIESEL OIL |  | Chicopee Municipal Lighting Pl | 7 |  |  |  |  | 8.25 | 2012-02-24 11:00 | 2005-08-16 |  |  |  | 0 | 2011-09-15 23:00 | 2011-09-29
424 | GREAT LAKES - MILLINOCKET | HW | EMS | NON-INTERMITTENT | NON-DISPATCHABLE | NET METERED | Median Reliability Hours Calculation |  | ME | 4001 | HYDRO: PONDAGE |  | Brookfield Energy Marketing, L | 51355 | 2010-12-01 |  | 50475 | Brascan Energy Marketing Inc. | 32.304 | 2012-03-27 10:00 | 2011-06-05 |  |  |  | 75.546 | 2011-07-06 17:00 | 2011-10-04
426 | GORGE 1 DIESEL | G | EMS | NON-INTERMITTENT | DISPATCHABLE |  | Twice a Year Audit Obligation |  | VT | 4003 | OIL/GAS |  | Green Mountain Power Corporati | 50275 | 2004-05-01 |  | 182 | Vermont Electric Power Co | 0 | 2009-12-17 10:00 | 2011-05-02 |  |  |  | 0 | 2010-09-02 17:00 | 2011-05-02
427 | GORHAM | HD | EMS | NON-INTERMITTENT | NON-DISPATCHABLE |  | Average of Monthly Hydrology Ratings |  | NH | 4002 | HYDRO: RUN OF RIVER |  | Public Service Company of New | 50094 | 2003-03-01 |  | 112 | Northeast Utilities Company | 2.05 |  | 2000-01-01 |  |  |  | 1.959 |  | 2011-01-01
429 | GALLOP POWER GREENVILLE | F | EMS | INTERMITTENT | NON-DISPATCHABLE |  | Median Reliability Hours Calculation |  | ME | 4001 | WOOD/REFUSE |  | Gallop Power Greenville,LLC | 51159 | 2010-06-01 |  | 50027 | Constellation Energy Commoditi | 13.805 | 2010-03-11 08:00 | 2011-06-05 |  |  |  | 0 | 2008-07-22 10:00 | 2011-10-04
432 | HARRIS 1 | HW | EMS | NON-INTERMITTENT | DISPATCHABLE |  | Twice a Year Audit Obligation |  | ME | 4001 | HYDRO: RESERVOIR |  | FPL Energy Maine Hydro LLC | 50173 | 2007-07-01 |  | 50086 | FPL Energy Power Mktg. Inc. | 16.776 | 2012-01-13 11:00 | 2000-12-11 |  |  |  | 16.79 | 2011-08-26 09:00 | 2000-12-11
433 | HARRIS 2 | HW | EMS | NON-INTERMITTENT | DISPATCHABLE |  | Twice a Year Audit Obligation |  | ME | 4001 | HYDRO: RESERVOIR |  | FPL Energy Maine Hydro LLC | 50173 | 2007-07-01 |  | 50086 | FPL Energy Power Mktg. Inc. | 34.5 | 2012-01-13 11:00 | 2004-12-28 |  |  |  | 34.865 | 2011-08-26 09:00 | 2010-07-02
434 | HARRIS 3 | HW | EMS | NON-INTERMITTENT | DISPATCHABLE |  | Twice a Year Audit Obligation |  | ME | 4001 | HYDRO: RESERVOIR |  | FPL Energy Maine Hydro LLC | 50173 | 2007-07-01 |  | 50086 | FPL Energy Power Mktg. Inc. | 33.905 | 2012-01-13 11:00 | 2004-12-28 |  |  |  | 34.21 | 2011-08-26 09:00 | 2000-12-11
435 | HARRIMAN | HW | EMS | NON-INTERMITTENT | DISPATCHABLE |  | Twice a Year Audit Obligation |  | MA | 4007 | HYDRO: RESERVOIR |  | TransCanada Power Marketing, L | 50091 | 2005-04-01 |  | 50087 | USGen New England, Inc. | 38.663 | 2012-01-23 08:00 | 2010-02-16 |  |  |  | 41.028 | 2011-07-18 16:00 | 2011-08-01
436 | HEMPHILL 1 | F | EMS | INTERMITTENT | NON-DISPATCHABLE |  | Median Reliability Hours Calculation |  | NH | 4002 | WOOD/REFUSE |  | Springfield Power, LLC | 89219 | 2012-06-01 | x | 50212 | PPL EnergyPlus, LLC | 16.86 | 2010-02-22 18:00 | 2011-06-05 |  |  |  | 16.608 | 2009-08-10 09:00 | 2011-10-04
437 | HOLYOKE 6/CABOT 6 | F | EMS | NON-INTERMITTENT | DISPATCHABLE |  | Twice a Year Audit Obligation |  | MA | 4007 | OIL/GAS | FO2 | Holyoke Gas & Electric Departm | 44 |  |  |  |  | 0 | 2010-03-30 12:00 | 2011-05-02 |  |  |  | 0 | 2010-08-17 14:00 | 2011-09-29
438 | HOLYOKE 8/CABOT 8 | F | EMS | NON-INTERMITTENT | DISPATCHABLE |  | Twice a Year Audit Obligation |  | MA | 4007 | OIL/GAS | FO2 | Holyoke Gas & Electric Departm | 44 |  |  |  |  | 0 | 2010-03-30 12:00 | 2011-05-02 |  |  |  | 0 | 2010-08-17 14:00 | 2011-09-29
440 | HIRAM | HD | EMS | NON-INTERMITTENT | NON-DISPATCHABLE |  | Average of Monthly Hydrology Ratings |  | ME | 4001 | HYDRO: RUN OF RIVER |  | FPL Energy Maine Hydro LLC | 50173 | 2007-07-01 |  | 50086 | FPL Energy Power Mktg. Inc. | 11.6 |  | 2000-03-01 |  |  |  | 11.189 |  | 2011-01-01
445 | COVANTA WEST ENFIELD | F | EMS | NON-INTERMITTENT | NON-DISPATCHABLE |  | Twice a Year Audit Obligation |  | ME | 4001 | WOOD/REFUSE |  | Covanta Maine, LLC | 86 | 2000-08-01 |  | 50051 | ISO | 21.446 | 2012-01-24 11:00 | 2010-02-16 |  |  |  | 20.461 | 2011-07-13 14:00 | 2010-08-24
446 | COVANTA JONESBORO | F | EMS | NON-INTERMITTENT | NON-DISPATCHABLE |  | Twice a Year Audit Obligation |  | ME | 4001 | WOOD/REFUSE |  | Covanta Maine, LLC | 86 | 2000-08-01 |  | 50051 | ISO | 20.226 | 2011-12-14 11:00 | 2011-07-22 |  |  |  | 20.226 | 2011-07-13 11:00 | 2010-08-26
448 | IPSWICH DIESELS | D | EMS | NON-INTERMITTENT | DISPATCHABLE |  | Twice a Year Audit Obligation |  | MA | 4008 | OIL/GAS | NG | Ipswich Municipal Light Depart | 73 |  |  |  |  | 9.495 | 2012-04-06 10:00 | 2007-03-20 |  |  |  | 10.24 | 2011-09-08 10:00 | 2006-09-28
449 | JACKMAN | HW | EMS | NON-INTERMITTENT | NON-DISPATCHABLE |  | Twice a Year Audit Obligation |  | NH | 4002 | HYDRO: RESERVOIR |  | Public Service Company of New | 50094 | 2003-03-01 |  | 112 | Northeast Utilities Company | 3.611 | 2011-11-04 10:00 | 2011-11-15 |  |  |  | 3.55 | 2011-08-11 12:00 | 2010-08-20
451 | JOHNSTON LANDFILL | D | EMS | NON-INTERMITTENT | NON-DISPATCHABLE |  | Twice a Year Audit Obligation |  | RI | 4005 | WOOD/REFUSE |  | Rhode Island Engine Genco, LLC | 50713 | 2010-02-01 |  | 81 | New England Power Company | 11.604 | 2012-02-22 | 2012-03-08 |  |  |  | 11.962 | 2011-08-16 10:00 | 2008-07-08
452 | KENDALL JET 1 | G | EMS | NON-INTERMITTENT | DISPATCHABLE |  | Twice a Year Audit Obligation |  | MA | 4008 | DIESEL OIL |  | Genon Energy Management, LLC | 50791 | 2006-02-01 |  | 155 | Mirant Americas Engy Mark., LP | 23 | 2012-02-13 15:00 | 2009-10-05 |  |  |  | 18 | 2011-07-22 12:00 | 2009-10-05
457 | LAWRENCE HYDRO | HD | EMS | NON-INTERMITTENT | NON-DISPATCHABLE |  | Average of Monthly Hydrology Ratings |  | MA | 4007 | HYDRO: RUN OF RIVER |  | CHI Power Marketing, Inc. | 51271 | 2012-01-01 |  | 81 | New England Power Company | 13.36 |  | 2011-01-01 |  |  |  | 7.014 |  | 2011-01-01
460 | LOCKWOOD | HD | EMS | INTERMITTENT | NON-DISPATCHABLE |  | Median Reliability Hours Calculation |  | ME | 4001 | HYDRO: RUN OF RIVER |  | NextEra Energy Power Marketing | 50086 | 2000-03-01 |  | 6 | Central Maine Power Co | 4.657 |  | 2011-06-05 |  |  |  | 4.025 |  | 2011-10-04
461 | LENERGIA ENERGY CENTER | CC | EMS | NON-INTERMITTENT | DISPATCHABLE |  | Twice a Year Audit Obligation |  | MA | 4007 | OIL/GAS | FO2 | EDF Trading North America, LLC | 51209 | 2011-09-01 |  | 50247 | Consolidated Edison Energy, In | 78.446 | 2012-03-30 10:00 | 2009-03-01 |  |  |  | 74.638 | 2011-08-01 12:00 | 2009-03-01
462 | LISBON RESOURCE RECOVERY | F | EMS | INTERMITTENT | NON-DISPATCHABLE |  | Median Reliability Hours Calculation | SQF | CT | 4004 | REFUSE |  | Connecticut Light and Power Co | 50092 | 2003-03-01 |  | 112 | Northeast Utilities Company | 13.649 | 2008-11-02 11:00 | 2011-06-05 |  |  |  | 13.7 | 2008-06-01 08:00 | 2011-10-04
463 | REENERGY LIVERMORE FALLS | F | EMS | NON-INTERMITTENT | DISPATCHABLE |  | Twice a Year Audit Obligation |  | ME | 4001 | REFUSE |  | ReEnergy Stratton LLC | 50745 | 2005-01-01 |  | 50186 | Energy New England LLC | 34.43 | 2011-11-29 16:00 | 2006-02-17 |  |  |  | 34.695 | 2011-06-07 13:00 | 2004-08-11
464 | LOST NATION | G | EMS | NON-INTERMITTENT | DISPATCHABLE |  | Twice a Year Audit Obligation |  | NH | 4002 | JET FUEL |  | Public Service Company of New | 50094 | 2003-03-01 |  | 112 | Northeast Utilities Company | 17.992 | 2012-02-13 18:00 | 2012-03-07 |  |  |  | 13.979 | 2011-07-22 14:00 | 2012-03-07
465 | DEERFIELD 2/LWR DRFIELD | HD | EMS | NON-INTERMITTENT | DISPATCHABLE |  | Average of Monthly Hydrology Ratings |  | MA | 4007 | HYDRO: PONDAGE |  | TransCanada Power Marketing, L | 50091 | 2005-04-01 |  | 50087 | USGen New England, Inc. | 19.5 |  | 2006-05-24 |  |  |  | 19.275 |  | 2011-01-01
466 | L STREET JET | G | EMS | NON-INTERMITTENT | DISPATCHABLE |  | Twice a Year Audit Obligation |  | MA | 4008 | OIL |  | Exelon New England Holdings, L | 50074 |  |  |  |  | 21.77 | 2012-03-08 10:00 | 2008-08-18 |  |  |  | 16.03 | 2011-06-02 09:00 | 2008-08-18
467 | MARBLEHEAD DIESELS | D | EMS | NON-INTERMITTENT | DISPATCHABLE |  | Twice a Year Audit Obligation |  | MA | 4008 | DIESEL OIL |  | Marblehead Municipal Light Dep | 78 |  |  |  |  | 5 | 2012-03-27 10:00 | 2006-09-28 |  |  |  | 5 | 2011-08-18 11:00 | 2006-09-28
468 | MARSHFIELD 6 HYDRO | HW | EMS | NON-INTERMITTENT | DISPATCHABLE |  | Twice a Year Audit Obligation |  | VT | 4003 | HYDRO: RESERVOIR |  | Green Mountain Power Corporati | 50275 | 2004-05-01 |  | 182 | Vermont Electric Power Co | 4.279 | 2012-03-27 15:00 | 2012-04-18 |  |  |  | 0 | 2010-08-27 15:00 | 2011-09-29
472 | M STREET JET | G | EMS | NON-INTERMITTENT | DISPATCHABLE |  | Twice a Year Audit Obligation |  | MA | 4008 | JET FUEL |  | Massachusetts Bay Transportati | 50678 | 2006-03-01 |  | 3 | Boston Edison Company | 0 | 2010-04-09 14:00 | 2011-05-02 |  |  |  | 0 | 2010-09-14 13:00 | 2011-05-02
473 | MCINDOES | HD | EMS | NON-INTERMITTENT | DISPATCHABLE |  | Average of Monthly Hydrology Ratings |  | NH | 4002 | HYDRO: PONDAGE |  | TransCanada Power Marketing, L | 50091 | 2005-04-01 |  | 50087 | USGen New England, Inc. | 10.571 |  | 2011-01-01 |  |  |  | 10.066 |  | 2011-01-01
474 | J C MCNEIL | F | EMS | NON-INTERMITTENT | DISPATCHABLE |  | Twice a Year Audit Obligation |  | VT | 4003 | REFUSE | NG | Burlington Electric Department | 50085 | 2004-05-01 |  | 182 | Vermont Electric Power Co | 54 | 2012-03-06 08:00 | 2004-03-02 |  |  |  | 52 | 2011-06-30 14:00 | 1999-05-01
475 | MEDWAY DIESELS 1-4 | D | EMS | NON-INTERMITTENT | DISPATCHABLE |  | Twice a Year Audit Obligation |  | ME | 4001 | DIESEL OIL |  | New Brunswick Power Generation | 50899 | 2011-03-01 |  | 50027 | Constellation Power Source | 8.25 | 2012-03-30 10:00 | 2009-04-24 |  |  |  | 7.95 | 2011-06-29 15:00 | 2011-07-15
476 | MERC | F | EMS | INTERMITTENT | NON-DISPATCHABLE | NET METERED | Median Reliability Hours Calculation | QF | ME | 4001 | REFUSE | NG | NextEra Energy Power Marketing | 50086 | 2007-03-01 |  | 50027 | Constellation Power Source | 16.097 | 2010-04-02 | 2011-06-05 |  |  |  | 16.339 | 2009-08-30 21:00 | 2011-10-04
478 | MIDDLETOWN 10 | G | EMS | NON-INTERMITTENT | DISPATCHABLE |  | Twice a Year Audit Obligation |  | CT | 4004 | JET FUEL |  | NRG Power Marketing LLC | 50192 | 2000-01-01 |  | 112 | Northeast Utilities Company | 18.76 | 2012-03-14 15:00 | 2011-07-01 |  |  |  | 14.26 | 2011-06-21 15:00 | 2011-07-01
479 | MIDDLETOWN 1 | F | EMS | NON-INTERMITTENT | NON-DISPATCHABLE |  | Twice a Year Audit Obligation |  | CT | 4004 | OIL |  | NRG Power Marketing LLC | 50192 | 2000-01-01 |  | 112 | Northeast Utilities Company | 0 |  | 2000-12-09 |  |  |  | 0 |  | 2000-12-09
480 | MIDDLETOWN 2 | F | EMS | NON-INTERMITTENT | DISPATCHABLE |  | Twice a Year Audit Obligation |  | CT | 4004 | OIL/GAS | NG | NRG Power Marketing LLC | 50192 | 2000-01-01 |  | 112 | Northeast Utilities Company | 120 | 2011-12-13 16:00 | 2000-04-11 |  |  |  | 117 | 2011-07-21 12:00 | 2000-04-11
481 | MIDDLETOWN 3 | F | EMS | NON-INTERMITTENT | DISPATCHABLE |  | Twice a Year Audit Obligation |  | CT | 4004 | OIL/GAS | NG | NRG Power Marketing LLC | 50192 | 2000-01-01 |  | 112 | Northeast Utilities Company | 244.398 | 2012-01-24 15:00 | 2012-02-13 |  |  |  | 236 | 2011-08-25 16:00 | 2000-04-11
482 | MIDDLETOWN 4 | F | EMS | NON-INTERMITTENT | DISPATCHABLE |  | Twice a Year Audit Obligation |  | CT | 4004 | OIL |  | NRG Power Marketing LLC | 50192 | 2000-01-01 |  | 112 | Northeast Utilities Company | 402 | 2011-11-29 12:00 | 2011-06-30 |  |  |  | 400 | 2011-06-23 13:00 | 2000-04-11
484 | MILLSTONE POINT 2 | N | EMS | NON-INTERMITTENT | NON-DISPATCHABLE |  | Twice a Year Audit Obligation |  | CT | 4004 | NUCLEAR |  | Dominion Energy Marketing, Inc | 50495 | 2005-06-30 |  | 50435 | Dominion Nuclear CT, Inc. | 879.305 | 2012-02-15 17:00 | 2010-03-01 |  |  |  | 875.26 | 2011-06-01 08:00 | 2011-06-15
485 | MILLSTONE POINT 3 | N | EMS | NON-INTERMITTENT | NON-DISPATCHABLE |  | Twice a Year Audit Obligation |  | CT | 4004 | NUCLEAR |  | Dominion Energy Marketing, Inc | 50495 | 2005-06-30 |  | 50435 | Dominion Nuclear CT, Inc. | 1235.001 | 2012-01-08 09:00 | 2010-10-18 |  |  |  | 1225 | 2011-06-05 14:00 | 2010-10-18
486 | MILFORD POWER | CC | EMS | NON-INTERMITTENT | DISPATCHABLE |  | Twice a Year Audit Obligation |  | MA | 4006 | GAS |  | IPR-GDF Suez Energy Marketing | 162 | 2012-02-01 |  | 50453 | ANP Funding I, LLC | 170.73 | 2011-11-17 19:00 | 2001-07-01 |  |  |  | 149 | 2011-07-05 09:00 | 2001-07-01
487 | MILLER HYDRO | HD | EMS | INTERMITTENT | NON-DISPATCHABLE |  | Median Reliability Hours Calculation |  | ME | 4001 | HYDRO: RUN OF RIVER |  | Energy New England LLC | 50186 | 2010-03-01 |  | 50027 | Constellation Energy Commoditi | 14.06 |  | 2011-06-05 |  |  |  | 7.093 |  | 2011-10-04
489 | MERRIMACK 1 | F | EMS | NON-INTERMITTENT | DISPATCHABLE |  | Twice a Year Audit Obligation |  | NH | 4002 | COAL |  | Public Service Company of New | 50094 | 2003-03-01 |  | 112 | Northeast Utilities Company | 108.05 | 2012-02-23 04:00 | 2012-03-07 |  |  |  | 112.5 | 2011-07-06 12:00 | 2002-03-06
490 | MERRIMACK 2 | F | EMS | NON-INTERMITTENT | DISPATCHABLE |  | Twice a Year Audit Obligation |  | NH | 4002 | COAL |  | Public Service Company of New | 50094 | 2003-03-01 |  | 112 | Northeast Utilities Company | 330.513 | 2012-02-23 12:00 | 2012-03-07 |  |  |  | 338.375 | 2011-06-21 10:00 | 2010-06-17
492 | MONTVILLE 10 and 11 | D | EMS | NON-INTERMITTENT | DISPATCHABLE |  | Twice a Year Audit Obligation |  | CT | 4004 | DIESEL OIL |  | NRG Power Marketing LLC | 50192 | 2000-01-01 |  | 112 | Northeast Utilities Company | 5.354 | 2011-12-19 08:00 | 2003-02-03 |  |  |  | 5.296 | 2011-06-07 18:00 | 2001-01-23
493 | MONTVILLE 5 | F | EMS | NON-INTERMITTENT | DISPATCHABLE |  | Twice a Year Audit Obligation |  | CT | 4004 | OIL/GAS | NG | NRG Power Marketing LLC | 50192 | 2000-01-01 |  | 112 | Northeast Utilities Company | 81.59 | 2012-01-12 13:00 | 2000-09-29 |  |  |  | 81 | 2011-07-21 11:00 | 2000-09-29
494 | MONTVILLE 6 | F | EMS | NON-INTERMITTENT | DISPATCHABLE |  | Twice a Year Audit Obligation |  | CT | 4004 | OIL |  | NRG Power Marketing LLC | 50192 | 2000-01-01 |  | 112 | Northeast Utilities Company | 408.852 | 2012-03-06 12:00 | 2012-03-21 |  |  |  | 406.183 | 2011-07-12 13:00 | 2011-07-28
495 | MONTY | HD | EMS | NON-INTERMITTENT | NON-DISPATCHABLE |  | Average of Monthly Hydrology Ratings |  | ME | 4001 | HYDRO: RUN OF RIVER |  | FPL Energy Maine Hydro LLC | 50173 | 2007-07-01 |  | 50086 | FPL Energy Power Mktg. Inc. | 28 |  | 2001-09-01 |  |  |  | 28 |  | 2006-06-01
496 | MOORE | HW | EMS | NON-INTERMITTENT | DISPATCHABLE |  | Twice a Year Audit Obligation |  | NH | 4002 | HYDRO: RESERVOIR |  | TransCanada Power Marketing, L | 50091 | 2005-04-01 |  | 50087 | USGen New England, Inc. | 191.175 | 2011-12-20 17:00 | 2009-11-26 |  |  |  | 189.032 | 2011-09-11 21:00 | 2011-09-23
497 | MASS POWER | CC | EMS | NON-INTERMITTENT | DISPATCHABLE |  | Twice a Year Audit Obligation |  | MA | 4007 | OIL/GAS |  | EquiPower Resources Management | 51359 | 2010-12-01 |  | 50981 | Emera Energy Services Subsidi | 276 | 2012-01-11 10:00 | 2010-10-18 |  |  |  | 238.259 | 2011-06-16 14:00 | 2006-11-29
498 | MT TOM | F | EMS | NON-INTERMITTENT | DISPATCHABLE |  | Twice a Year Audit Obligation |  | MA | 4007 | COAL |  | FirstLight Power Resources Man | 50876 | 2006-11-01 |  | 50168 | Select Energy Inc. | 144.594 | 2012-03-14 15:00 | 2009-12-24 |  |  |  | 142.881 | 2011-06-08 17:00 | 2010-06-21
502 | MYSTIC 7 | F | EMS | NON-INTERMITTENT | DISPATCHABLE |  | Twice a Year Audit Obligation |  | MA | 4008 | OIL/GAS | FO6 | Constellation Energy Commoditi | 50027 | 2011-01-10 |  | 50740 | Boston Generating, LLC | 559.775 | 2012-01-18 16:00 | 2001-08-27 |  |  |  | 560.469 | 2011-07-22 14:00 | 2011-08-04
503 | MYSTIC JET | G | EMS | NON-INTERMITTENT | DISPATCHABLE |  | Twice a Year Audit Obligation |  | MA | 4008 | OIL |  | Constellation Energy Commoditi | 50027 | 2011-01-10 |  | 50740 | Boston Generating, LLC | 11.796 | 2012-03-27 18:00 | 2012-04-11 |  |  |  | 7.646 | 2011-08-31 09:00 | 2012-04-11
507 | NEA BELLINGHAM | CC | EMS | NON-INTERMITTENT | DISPATCHABLE |  | Twice a Year Audit Obligation |  | MA | 4006 | GAS | FO2 | NextEra Energy Power Marketing | 50086 | 2005-02-22 |  | 3 | Boston Edison Company | 336.503 | 2011-11-14 16:00 | 2009-04-15 |  |  |  | 277.621 | 2011-06-27 12:00 | 2010-08-05
508 | NEWINGTON 1 | F | EMS | NON-INTERMITTENT | DISPATCHABLE |  | Twice a Year Audit Obligation |  | NH | 4002 | OIL/GAS | NG | Public Service Company of New | 50094 | 2003-03-01 |  | 112 | Northeast Utilities Company | 400.2 | 2012-01-18 13:00 | 2001-07-20 |  |  |  | 400.2 | 2011-08-17 14:00 | 2001-07-20
513 | NEW HAVEN HARBOR | F | EMS | NON-INTERMITTENT | DISPATCHABLE |  | Twice a Year Audit Obligation |  | CT | 4004 | OIL/GAS | NG | PSEG Energy Resources & Trade | 50421 | 2003-01-01 |  | 50195 | Wisvest-Connecticut, LLC | 453.384 | 2012-04-04 08:00 | 2009-01-05 |  |  |  | 447.894 | 2011-08-17 10:00 | 2003-09-19
515 | NORWICH JET | G | EMS | NON-INTERMITTENT | DISPATCHABLE |  | Twice a Year Audit Obligation |  | CT | 4004 | OIL |  | Connecticut Municipal Electric | 8 |  |  |  |  | 18.8 | 2011-12-19 09:00 | 2008-01-18 |  |  |  | 15.255 | 2011-07-22 11:00 | 2008-01-18
519 | NORWALK HARBOR 1 | F | EMS | NON-INTERMITTENT | DISPATCHABLE |  | Twice a Year Audit Obligation |  | CT | 4004 | OIL |  | NRG Power Marketing LLC | 50192 | 2000-01-01 |  | 112 | Northeast Utilities Company | 163.995 | 2012-03-22 15:00 | 2008-03-20 |  |  |  | 162 | 2011-08-18 15:00 | 2001-07-31
520 | NORWALK HARBOR 2 | F | EMS | NON-INTERMITTENT | DISPATCHABLE |  | Twice a Year Audit Obligation |  | CT | 4004 | OIL |  | NRG Power Marketing LLC | 50192 | 2000-01-01 |  | 112 | Northeast Utilities Company | 172 | 2012-02-13 19:00 | 2002-03-08 |  |  |  | 168 | 2011-07-12 15:00 | 2002-03-08
521 | NORWALK HARBOR 10 (3) | G | EMS | NON-INTERMITTENT | DISPATCHABLE |  | Twice a Year Audit Obligation |  | CT | 4004 | DIESEL OIL |  | NRG Power Marketing LLC | 50192 | 2000-01-01 |  | 112 | Northeast Utilities Company | 17.062 | 2012-02-29 09:00 | 2010-02-11 |  |  |  | 11.925 | 2011-07-22 13:00 | 2003-08-01
527 | OGDEN-MARTIN 1 | F | EMS | INTERMITTENT | NON-DISPATCHABLE |  | Median Reliability Hours Calculation |  | MA | 4008 | WOOD/REFUSE | FO2 | Dominion Energy Marketing, Inc | 50495 | 2005-01-05 |  | 50087 | USGen New England, Inc. | 42.106 | 2010-01-24 05:00 | 2011-06-05 |  |  |  | 39.13 | 2009-06-01 05:00 | 2011-10-04
528 | OCEAN ST PWR GT1/GT2/ST1 | CC | EMS | NON-INTERMITTENT | DISPATCHABLE |  | Twice a Year Audit Obligation |  | RI | 4005 | GAS |  | TransCanada Power Marketing, L | 50091 |  |  |  |  | 316.901 | 2012-03-05 17:00 | 2006-07-31 |  |  |  | 270.901 | 2011-07-11 11:00 | 2006-07-31
529 | OCEAN ST PWR GT3/GT4/ST2 | CC | EMS | NON-INTERMITTENT | DISPATCHABLE |  | Twice a Year Audit Obligation |  | RI | 4005 | GAS |  | TransCanada Power Marketing, L | 50091 |  |  |  |  | 318.18 | 2012-02-13 17:00 | 2003-02-14 |  |  |  | 270.18 | 2011-08-03 14:00 | 2003-02-14
531 | PAWTUCKET POWER | CC | EMS | NON-INTERMITTENT | DISPATCHABLE |  | Twice a Year Audit Obligation |  | RI | 4005 | OIL/GAS | FO2 | Pawtucket Power Holding Compan | 50985 | 2007-12-01 |  | 14 | Sempra Energy Trading Corporat | 60.869 | 2012-03-08 15:00 | 2011-09-19 |  |  |  | 57.557 | 2011-09-01 12:00 | 2011-09-19
532 | PEJEPSCOT | HD | EMS | INTERMITTENT | NON-DISPATCHABLE |  | Median Reliability Hours Calculation |  | ME | 4001 | HYDRO: RUN OF RIVER |  | Topsham Hydro Partners LP | 51319 | 2012-01-01 |  | 50086 | FPL Energy Power Marketing, LL | 10.806 |  | 2011-06-05 |  |  |  | 6.491 |  | 2011-10-04
536 | PERC-ORRINGTON 1 | F | EMS | INTERMITTENT | NON-DISPATCHABLE |  | Median Reliability Hours Calculation | QF | ME | 4001 | WOOD/REFUSE | FO2 | New Brunswick Power Generation | 50899 | 2012-03-01 |  | 50397 | Integrys Energy Services, Inc. | 20.847 | 2012-03-29 05:00 | 2011-06-05 |  |  |  | 20.852 | 2011-08-05 10:00 | 2011-10-04
537 | PILGRIM NUCLEAR POWER STATION | N | EMS | NON-INTERMITTENT | NON-DISPATCHABLE |  | Twice a Year Audit Obligation |  | MA | 4006 | NUCLEAR |  | Entergy Nuclear Power Marketin | 50840 | 2006-04-01 |  | 50206 | Entergy Nuclear Generation Co. | 683.421 | 2012-03-17 22:00 | 2012-03-30 |  |  |  | 677.284 | 2011-06-12 16:00 | 2006-10-20
538 | PINETREE POWER | F | EMS | NON-INTERMITTENT | NON-DISPATCHABLE |  | Twice a Year Audit Obligation |  | MA | 4007 | WOOD/REFUSE |  | Fitchburg Gas and Electric Lig | 38 |  |  |  |  | 16.787 | 2012-01-18 12:00 | 2011-04-14 |  |  |  | 15.783 | 2011-09-08 17:00 | 2011-09-23
539 | PONTOOK HYDRO | HD | EMS | INTERMITTENT | NON-DISPATCHABLE |  | Median Reliability Hours Calculation |  | NH | 4002 | HYDRO: RUN OF RIVER |  | Brookfield Energy Marketing, L | 51355 | 2010-12-01 |  | 50475 | Brascan Energy Marketing Inc. | 10.159 |  | 2011-06-05 |  |  |  | 4.266 |  | 2011-10-04
540 | POTTER 2 CC | CC | EMS | NON-INTERMITTENT | DISPATCHABLE |  | Twice a Year Audit Obligation |  | MA | 4006 | OIL/GAS | FO2 | Braintree Electric Light Depar | 5 |  |  |  |  | 91.624 | 2012-04-05 12:00 | 2012-04-18 |  |  |  | 73.624 | 2011-07-19 14:00 | 2012-04-18
541 | PROCTOR | HD | EMS | INTERMITTENT | NON-DISPATCHABLE |  | Median Reliability Hours Calculation |  | VT | 4003 | HYDRO: RUN OF RIVER |  | Central Vermont Public Service | 50252 | 2011-09-01 |  | 50288 | Vermont Marble Company | 2.7 |  | 2010-06-01 |  |  |  | 2.6 |  | 2011-10-04
542 | ECO MAINE | F | EMS | INTERMITTENT | NON-DISPATCHABLE |  | Median Reliability Hours Calculation | SQF | ME | 4001 | REFUSE | NG | Constellation Energy Commoditi | 50027 | 2012-02-01 |  | 51109 | Macquarie Energy LLC | 10.233 | 2007-03-30 01:00 | 2011-06-05 |  |  |  | 10.752 | 2007-09-13 13:00 | 2011-10-04
546 | RESCO SAUGUS | F | EMS | NON-INTERMITTENT | NON-DISPATCHABLE |  | Twice a Year Audit Obligation |  | MA | 4008 | WOOD/REFUSE |  | New England Power Company | 81 | 2005-04-01 |  | 50087 | USGen New England, Inc. | 30.114 | 2012-02-06 19:00 | 2008-01-31 |  |  |  | 32.282 | 2011-09-07 19:00 | 2009-09-09
547 | WHEELABRATOR NORTH ANDOVER | F | EMS | INTERMITTENT | NON-DISPATCHABLE |  | Median Reliability Hours Calculation |  | MA | 4008 | WOOD/REFUSE |  | Wheelabrator North Andover Inc | 50808 | 2005-10-01 |  | 50495 | Dominion Energy Marketing, Inc | 29.837 | 2009-12-02 | 2011-06-05 |  |  |  | 29.633 | 2009-07-15 23:00 | 2011-10-04
549 | RUTLAND 5 GT | G | EMS | NON-INTERMITTENT | DISPATCHABLE |  | Twice a Year Audit Obligation |  | VT | 4003 | DIESEL OIL |  | Central Vermont Public Service | 50252 | 2004-05-01 |  | 182 | Vermont Electric Power Co | 12.816 | 2012-01-11 11:00 | 2010-01-28 |  |  |  | 8.406 | 2011-06-28 09:00 | 2010-01-28
551 | SALEM HARBOR 1 | F | EMS | NON-INTERMITTENT | DISPATCHABLE |  | Twice a Year Audit Obligation |  | MA | 4008 | COAL | FO6 | Dominion Energy Marketing, Inc | 50495 | 2005-01-05 |  | 50087 | USGen New England, Inc. | 0 | 2011-01-14 14:00 | 2012-04-27 |  |  |  | 0 | 2011-07-12 12:00 | 2012-04-27
552 | SALEM HARBOR 2 | F | EMS | NON-INTERMITTENT | DISPATCHABLE |  | Twice a Year Audit Obligation |  | MA | 4008 | COAL | FO6 | Dominion Energy Marketing, Inc | 50495 | 2005-01-05 |  | 50087 | USGen New England, Inc. | 0 | 2011-01-14 08:00 | 2012-04-27 |  |  |  | 0 | 2011-07-12 13:00 | 2012-04-27
553 | SALEM HARBOR 3 | F | EMS | NON-INTERMITTENT | DISPATCHABLE |  | Twice a Year Audit Obligation |  | MA | 4008 | COAL | FO6 | Dominion Energy Marketing, Inc | 50495 | 2005-01-05 |  | 50087 | USGen New England, Inc. | 149.91 | 2012-02-09 08:00 | 2009-02-12 |  |  |  | 149.805 | 2011-07-06 14:00 | 2009-07-29
554 | SALEM HARBOR 4 | F | EMS | NON-INTERMITTENT | DISPATCHABLE |  | Twice a Year Audit Obligation |  | MA | 4008 | OIL |  | Dominion Energy Marketing, Inc | 50495 | 2005-01-05 |  | 50087 | USGen New England, Inc. | 437.353 | 2012-01-19 16:00 | 2008-09-03 |  |  |  | 436.754 | 2011-07-23 15:00 | 2009-08-20
555 | SEABROOK | N | EMS | NON-INTERMITTENT | NON-DISPATCHABLE |  | Twice a Year Audit Obligation |  | NH | 4002 | NUCLEAR |  | NextEra Energy Power Marketing | 50086 | 2003-01-01 |  | 50258 | North Atlantic Energy Services | 1246.65 | 2011-11-09 11:00 | 2010-12-21 |  |  |  | 1246.225 | 2011-09-04 01:00 | 2011-09-19
556 | SCHILLER 4 | F | EMS | NON-INTERMITTENT | DISPATCHABLE |  | Twice a Year Audit Obligation |  | NH | 4002 | COAL/OIL | FO6 | Public Service Company of New | 50094 | 2003-03-01 |  | 112 | Northeast Utilities Company | 48 | 2012-01-16 03:00 | 2001-04-18 |  |  |  | 47.5 | 2011-07-11 22:00 | 2001-04-18
557 | SCHILLER 5 | F | EMS | NON-INTERMITTENT | DISPATCHABLE |  | Twice a Year Audit Obligation |  | NH | 4002 | REFUSE | FO6 | Public Service Company of New | 50094 | 2003-03-01 |  | 112 | Northeast Utilities Company | 42.594 | 2012-01-15 14:00 | 2011-03-01 |  |  |  | 43.082 | 2011-06-03 13:00 | 2008-09-02
558 | SCHILLER 6 | F | EMS | NON-INTERMITTENT | DISPATCHABLE |  | Twice a Year Audit Obligation |  | NH | 4002 | COAL/OIL | FO6 | Public Service Company of New | 50094 | 2003-03-01 |  | 112 | Northeast Utilities Company | 48.58 | 2012-01-16 16:00 | 2001-04-18 |  |  |  | 47.938 | 2011-06-09 13:00 | 2001-04-18
559 | SCHILLER CT 1 | G | EMS | NON-INTERMITTENT | DISPATCHABLE |  | Twice a Year Audit Obligation |  | NH | 4002 | JET FUEL |  | Public Service Company of New | 50094 | 2003-03-01 |  | 112 | Northeast Utilities Company | 18.5 | 2012-02-02 08:00 | 2011-03-09 |  |  |  | 17.621 | 2011-07-22 11:00 | 2007-04-23
561 | SEARSBURG | HD | EMS | NON-INTERMITTENT | DISPATCHABLE |  | Average of Monthly Hydrology Ratings |  | MA | 4007 | HYDRO: PONDAGE |  | TransCanada Power Marketing, L | 50091 | 2005-04-01 |  | 50087 | USGen New England, Inc. | 4.96 |  | 1999-06-29 |  |  |  | 4.755 |  | 2011-01-01
562 | SECREC-PRESTON | F | EMS | INTERMITTENT | NON-DISPATCHABLE |  | Median Reliability Hours Calculation | SQF | CT | 4004 | REFUSE | FO2 | Connecticut Light and Power Co | 50092 | 2003-03-01 |  | 112 | Northeast Utilities Company | 16.651 | 2008-11-02 05:00 | 2011-06-05 |  |  |  | 16.169 | 2008-06-02 08:00 | 2011-10-04
563 | SEMASS 1 | F | EMS | INTERMITTENT | NON-DISPATCHABLE |  | Median Reliability Hours Calculation |  | MA | 4006 | REFUSE | FO2 | NSTAR Electric Company | 3 | 2007-02-01 |  | 108 | Commonwealth Electric Company | 50.118 | 2012-04-04 12:00 | 2011-06-05 |  |  |  | 50.017 | 2011-09-15 11:00 | 2011-10-04
564 | SEMASS 2 | F | EMS | INTERMITTENT | NON-DISPATCHABLE |  | Median Reliability Hours Calculation |  | MA | 4006 | REFUSE | FO2 | NSTAR Electric Company | 3 | 2007-02-01 |  | 108 | Commonwealth Electric Company | 25.236 | 2012-04-04 12:00 | 2011-06-05 |  |  |  | 22.557 | 2011-09-15 11:00 | 2011-10-04
565 | SHELDON SPRINGS | HD | EMS | INTERMITTENT | NON-DISPATCHABLE |  | Median Reliability Hours Calculation |  | VT | 4003 | HYDRO: RUN OF RIVER |  | Vermont Electric Power Company | 182 |  |  |  |  | 13.4 |  | 2011-06-05 |  |  |  | 3.946 |  | 2011-10-04
566 | SHEPAUG | HW | EMS | NON-INTERMITTENT | DISPATCHABLE |  | Twice a Year Audit Obligation |  | CT | 4004 | HYDRO: RESERVOIR |  | FirstLight Power Resources Man | 50876 | 2006-11-01 |  | 50168 | Select Energy Inc. | 42.559 | 2011-12-01 08:00 | 2002-03-21 |  |  |  | 41.511 | 2011-08-05 08:00 | 2002-03-21
567 | SHERMAN | HW | EMS | NON-INTERMITTENT | DISPATCHABLE |  | Twice a Year Audit Obligation |  | MA | 4007 | HYDRO: PONDAGE |  | TransCanada Power Marketing, L | 50091 | 2005-04-01 |  | 50087 | USGen New England, Inc. | 6.22 | 2012-01-10 16:00 | 2011-02-08 |  |  |  | 6.154 | 2011-06-15 12:00 | 2010-08-17
568 | SHREWSBURY DIESELS | D | EMS | NON-INTERMITTENT | DISPATCHABLE |  | Twice a Year Audit Obligation |  | MA | 4007 | DIESEL OIL |  | Shrewsbury Electric Light Plan | 149 |  |  |  |  | 13.65 | 2012-02-02 11:00 | 2012-02-20 |  |  |  | 13.75 | 2011-06-01 18:00 | 2010-05-27
569 | SKELTON | HD | EMS | NON-INTERMITTENT | NON-DISPATCHABLE |  | Average of Monthly Hydrology Ratings |  | ME | 4001 | HYDRO: RUN OF RIVER |  | FPL Energy Maine Hydro LLC | 50173 | 2007-07-01 |  | 50086 | FPL Energy Power Mktg. Inc. | 19.704 | 2006-12-13 08:00 | 2000-12-06 |  |  |  | 19.704 | 2006-08-16 10:00 | 2011-01-01
570 | SMITH | HD | EMS | NON-INTERMITTENT | NON-DISPATCHABLE |  | Average of Monthly Hydrology Ratings |  | NH | 4002 | HYDRO: RUN OF RIVER |  | Public Service Company of New | 50094 | 2003-03-01 |  | 112 | Northeast Utilities Company | 15.244 |  | 2011-01-01 |  |  |  | 11.676 |  | 2011-01-01
572 | SO. MEADOW 11 | G | EMS | NON-INTERMITTENT | DISPATCHABLE |  | Twice a Year Audit Obligation |  | CT | 4004 | JET FUEL |  | NextEra Energy Power Marketing | 50086 | 2012-06-01 | x | 50168 | Select Energy Inc. | 46.921 | 2012-02-29 11:00 | 2003-01-01 |  |  |  | 35.781 | 2011-09-02 11:00 | 2003-01-01
573 | SO. MEADOW 12 | G | EMS | NON-INTERMITTENT | DISPATCHABLE |  | Twice a Year Audit Obligation |  | CT | 4004 | JET FUEL |  | NextEra Energy Power Marketing | 50086 | 2012-06-01 | x | 50168 | Select Energy Inc. | 47.867 | 2012-02-29 08:00 | 2007-10-01 |  |  |  | 37.701 | 2011-09-07 09:00 | 2007-10-01
574 | SO. MEADOW 13 | G | EMS | NON-INTERMITTENT | DISPATCHABLE |  | Twice a Year Audit Obligation |  | CT | 4004 | JET FUEL |  | NextEra Energy Power Marketing | 50086 | 2012-06-01 | x | 50168 | Select Energy Inc. | 47.917 | 2012-02-29 09:00 | 2001-09-14 |  |  |  | 38.317 | 2011-09-02 09:00 | 2001-09-14
575 | SO. MEADOW 14 | G | EMS | NON-INTERMITTENT | DISPATCHABLE |  | Twice a Year Audit Obligation |  | CT | 4004 | JET FUEL |  | NextEra Energy Power Marketing | 50086 | 2012-06-01 | x | 50168 | Select Energy Inc. | 46.346 | 2012-02-29 10:00 | 2007-02-12 |  |  |  | 36.746 | 2011-09-02 08:00 | 2007-02-12
580 | SO. MEADOW 5 | F | EMS | INTERMITTENT | NON-DISPATCHABLE |  | Median Reliability Hours Calculation |  | CT | 4004 | REFUSE | NG | Constellation Energy Commoditi | 50027 | 2012-06-01 | x | 50092 | Connecticut Light and Power Co | 28.476 | 2012-03-12 03:00 | 2011-06-05 |  |  |  | 25.677 | 2011-07-31 14:00 | 2011-10-04
581 | SO. MEADOW 6 | F | EMS | INTERMITTENT | NON-DISPATCHABLE |  | Median Reliability Hours Calculation |  | CT | 4004 | REFUSE | NG | Constellation Energy Commoditi | 50027 | 2012-06-01 | x | 50092 | Connecticut Light and Power Co | 20.367 | 2012-03-12 03:00 | 2011-06-05 |  |  |  | 23.742 | 2011-07-31 14:00 | 2011-10-04
583 | STONY BROOK 2A | G | EMS | NON-INTERMITTENT | DISPATCHABLE |  | Twice a Year Audit Obligation |  | MA | 4007 | OIL |  | Massachusetts Municipal Whol | 76 |  |  |  |  | 87.4 | 2012-03-06 11:00 | 2002-02-28 |  |  |  | 67.4 | 2011-08-30 13:00 | 2002-02-28
584 | STONY BROOK 2B | G | EMS | NON-INTERMITTENT | DISPATCHABLE |  | Twice a Year Audit Obligation |  | MA | 4007 | OIL |  | Massachusetts Municipal Whol | 76 |  |  |  |  | 85.3 | 2012-03-06 11:00 | 2002-03-04 |  |  |  | 65.3 | 2011-08-30 13:00 | 2002-03-04
587 | STEVENSON | HW | EMS | NON-INTERMITTENT | DISPATCHABLE |  | Twice a Year Audit Obligation |  | CT | 4004 | HYDRO: RESERVOIR |  | FirstLight Power Resources Man | 50876 | 2006-11-01 |  | 50168 | Select Energy Inc. | 28.9 | 2011-11-30 21:00 | 2000-10-01 |  |  |  | 28.311 | 2011-06-01 17:00 | 2000-10-01
590 | REENERGY STRATTON | F | EMS | NON-INTERMITTENT | DISPATCHABLE |  | Twice a Year Audit Obligation |  | ME | 4001 | WOOD/REFUSE |  | ReEnergy Stratton LLC | 50745 | 2005-01-01 |  | 50186 | Energy New England LLC | 44.363 | 2012-01-11 08:00 | 2004-03-29 |  |  |  | 45.024 | 2011-06-10 10:00 | 2001-08-01
591 | S.D. WARREN-WESTBROOK | F | EMS | NON-INTERMITTENT | NON-DISPATCHABLE |  | Twice a Year Audit Obligation |  | ME | 4001 | WOOD/REFUSE | FO6 | NextEra Energy Power Marketing | 50086 | 2008-04-01 |  | 50017 | Constellation NewEnergy, Inc. | 49.103 | 2011-11-09 10:00 | 2003-04-01 |  |  |  | 42.59 | 2011-07-21 19:00 | 2007-11-01
592 | TAMWORTH | F | EMS | INTERMITTENT | NON-DISPATCHABLE |  | Median Reliability Hours Calculation |  | NH | 4002 | WOOD/REFUSE |  | IPR-GDF Suez Energy Marketing | 162 | 2011-01-01 |  | 50094 | Public Service Co. of NH | 18.302 | 2012-03-07 19:00 | 2011-06-05 |  |  |  | 19.08 | 2011-07-28 11:00 | 2011-10-04
594 | AES THAMES | F | EMS | INTERMITTENT | NON-DISPATCHABLE |  | Median Reliability Hours Calculation | SQF | CT | 4004 | COAL |  | Connecticut Light and Power Co | 50092 | 2003-03-01 |  | 112 | Northeast Utilities Company | 0 | 2010-12-02 14:00 | 2011-06-05 |  |  |  | 0 | 2010-08-10 11:00 | 2011-10-04
595 | TORRINGTON TERMINAL 10 | G | EMS | NON-INTERMITTENT | DISPATCHABLE |  | Twice a Year Audit Obligation |  | CT | 4004 | JET FUEL |  | NRG Power Marketing LLC | 50192 | 2000-01-01 |  | 112 | Northeast Utilities Company | 20.748 | 2012-02-22 10:00 | 2006-01-25 |  |  |  | 15.638 | 2011-07-22 13:00 | 2006-01-25
596 | TUNNEL 10 | G | EMS | NON-INTERMITTENT | DISPATCHABLE |  | Twice a Year Audit Obligation |  | CT | 4004 | JET FUEL |  | FirstLight Power Resources Man | 50876 | 2006-11-01 |  | 50168 | Select Energy Inc. | 21.806 | 2012-02-13 07:00 | 2011-08-08 |  |  |  | 16.706 | 2011-07-22 09:00 | 2011-08-08
598 | VERGENNES 5 and 6 DIESELS | D | EMS | NON-INTERMITTENT | DISPATCHABLE |  | Twice a Year Audit Obligation |  | VT | 4003 | DIESEL OIL |  | Green Mountain Power Corporati | 50275 | 2004-05-01 |  | 182 | Vermont Electric Power Co | 4.24 | 2012-03-29 10:00 | 2009-09-18 |  |  |  | 3.94 | 2011-09-14 18:00 | 2010-09-22
599 | VERNON | HD | EMS | NON-INTERMITTENT | DISPATCHABLE |  | Average of Monthly Hydrology Ratings |  | MA | 4007 | HYDRO: PONDAGE |  | TransCanada Power Marketing, L | 50091 | 2005-04-01 |  | 50087 | USGen New England, Inc. | 32 |  | 2010-06-01 |  |  |  | 32 |  | 2010-06-01
611 | VT YANKEE NUCLEAR PWR STATION | N | EMS | NON-INTERMITTENT | NON-DISPATCHABLE |  | Twice a Year Audit Obligation |  | VT | 4003 | NUCLEAR |  | Entergy Nuclear Power Marketin | 50840 | 2006-04-01 |  | 50474 | Entergy Nuclear Vermont Yankee | 597.947 | 2012-03-12 17:00 | 2012-03-29 |  |  |  | 604.25 | 2011-06-13 06:00 | 2007-09-19
612 | WATERS RIVER JET 1 | G | EMS | NON-INTERMITTENT | DISPATCHABLE |  | Twice a Year Audit Obligation |  | MA | 4008 | OIL/GAS | FO2 | Massachusetts Municipal Whol | 76 |  |  |  |  | 22.05 | 2011-11-06 09:00 | 2007-06-25 |  |  |  | 16.05 | 2011-06-01 18:00 | 2007-06-25
613 | WATERS RIVER JET 2 | G | EMS | NON-INTERMITTENT | DISPATCHABLE |  | Twice a Year Audit Obligation |  | MA | 4008 | OIL/GAS | FO2 | Massachusetts Municipal Whol | 76 |  |  |  |  | 45.806 | 2011-11-08 21:00 | 2007-06-25 |  |  |  | 30.506 | 2011-06-01 18:00 | 2007-06-25
614 | WATERBURY 22 | HW | EMS | NON-INTERMITTENT | DISPATCHABLE |  | Twice a Year Audit Obligation |  | VT | 4003 | HYDRO: RESERVOIR |  | Green Mountain Power Corporati | 50275 | 2004-05-01 |  | 182 | Vermont Electric Power Co | 5 | 2012-03-27 09:00 | 2010-01-01 |  |  |  | 5 | 2011-08-01 14:00 | 2010-10-18
616 | WEST ENFIELD | HD | EMS | NON-INTERMITTENT | NON-DISPATCHABLE |  | Average of Monthly Hydrology Ratings |  | ME | 4001 | HYDRO: RUN OF RIVER |  | New Brunswick Power Generation | 50899 | 2010-03-01 |  | 50086 | FPL Energy Power Marketing, In | 11.612 |  | 2011-01-01 |  |  |  | 6.631 |  | 2011-01-01
617 | WESTON | HD | EMS | NON-INTERMITTENT | NON-DISPATCHABLE |  | Average of Monthly Hydrology Ratings |  | ME | 4001 | HYDRO: RUN OF RIVER |  | FPL Energy Maine Hydro LLC | 50173 | 2007-07-01 |  | 50086 | FPL Energy Power Mktg. Inc. | 13.2 |  | 2000-03-01 |  |  |  | 13.2 |  | 2000-03-01
618 | DG WHITEFIELD, LLC | F | EMS | INTERMITTENT | NON-DISPATCHABLE |  | Median Reliability Hours Calculation |  | NH | 4002 | WOOD/REFUSE |  | Constellation Energy Commoditi | 50027 | 2004-05-01 |  | 50094 | Public Service Co. of NH | 17.034 | 2010-03-24 10:00 | 2011-06-05 |  |  |  | 16.395 | 2009-09-07 11:00 | 2011-10-04
619 | WHITE LAKE JET | G | EMS | NON-INTERMITTENT | DISPATCHABLE |  | Twice a Year Audit Obligation |  | NH | 4002 | JET FUEL |  | Public Service Company of New | 50094 | 2003-03-01 |  | 112 | Northeast Utilities Company | 22.397 | 2012-02-13 08:00 | 2005-02-22 |  |  |  | 17.447 | 2011-07-22 14:00 | 2005-02-22
620 | WILDER | HW | EMS | NON-INTERMITTENT | DISPATCHABLE |  | Twice a Year Audit Obligation |  | NH | 4002 | HYDRO: RESERVOIR |  | TransCanada Power Marketing, L | 50091 | 2005-04-01 |  | 50087 | USGen New England, Inc. | 41.156 | 2012-04-05 08:00 | 2012-04-23 |  |  |  | 41.073 | 2011-07-07 12:00 | 2011-07-21
621 | WILLIAMS | HD | EMS | NON-INTERMITTENT | DISPATCHABLE |  | Average of Monthly Hydrology Ratings |  | ME | 4001 | HYDRO: RUN OF RIVER |  | FPL Energy Maine Hydro LLC | 50173 | 2007-07-01 |  | 50086 | FPL Energy Power Mktg. Inc. | 14.9 |  | 2000-03-01 |  |  |  | 14.9 |  | 2000-03-01
622 | WINOOSKI 1 | HD | EMS | INTERMITTENT | NON-DISPATCHABLE |  | Median Reliability Hours Calculation |  | VT | 4003 | HYDRO: RUN OF RIVER |  | Vermont Electric Power Company | 182 |  |  |  |  | 5.237 |  | 2011-06-05 |  |  |  | 2.183 |  | 2011-10-04
623 | COVANTA PROJECTS WALLINGFORD | F | EMS | INTERMITTENT | NON-DISPATCHABLE |  | Median Reliability Hours Calculation | QF | CT | 4004 | REFUSE | FO2 | Covanta Projects of Wallingfor | 51346 | 2010-07-01 |  | 50092 | Connecticut Light and Power | 4.221 | 2008-11-01 11:00 | 2011-06-05 |  |  |  | 4.654 | 2008-06-01 08:00 | 2011-10-04
624 | WMI MILLBURY 1 | F | EMS | NON-INTERMITTENT | NON-DISPATCHABLE |  | Twice a Year Audit Obligation |  | MA | 4007 | WOOD/REFUSE |  | New England Power Company | 81 | 2005-04-01 |  | 50087 | USGen New England, Inc. | 39.891 | 2012-02-06 18:00 | 2008-01-31 |  |  |  | 39.811 | 2011-08-12 01:00 | 2008-07-08
625 | WEST MEDWAY JET 1 | G | EMS | NON-INTERMITTENT | DISPATCHABLE |  | Twice a Year Audit Obligation |  | MA | 4008 | OIL |  | Exelon New England Holdings, L | 50074 |  |  |  |  | 64 | 2012-04-23 11:00 | 2012-05-01 |  |  |  | 42 | 2011-08-12 14:00 | 2012-05-01
626 | WEST MEDWAY JET 2 | G | EMS | NON-INTERMITTENT | DISPATCHABLE |  | Twice a Year Audit Obligation |  | MA | 4008 | OIL |  | Exelon New England Holdings, L | 50074 |  |  |  |  | 63.65 | 2012-04-26 11:00 | 2012-05-11 | n | 52.932 | 10.718 | 41.9 | 2011-06-01 10:00 | 2012-05-11 | n | 34.732 | 7.168
627 | WEST MEDWAY JET 3 | G | EMS | NON-INTERMITTENT | DISPATCHABLE |  | Twice a Year Audit Obligation |  | MA | 4006 | OIL |  | Exelon New England Holdings, L | 50074 |  |  |  |  | 55.841 | 2012-03-06 11:00 | 2003-01-01 |  |  |  | 35.441 | 2011-06-09 09:00 | 2003-01-01
628 | WOODLAND ROAD | G | EMS | NON-INTERMITTENT | DISPATCHABLE |  | Twice a Year Audit Obligation |  | MA | 4007 | JET FUEL |  | EP Energy Massachusetts, LLC | 51102 | 2012-06-01 | x | 50786 | Hess Corporation | 20.658 | 2012-04-05 12:00 | 2009-04-21 |  |  |  | 15.808 | 2011-08-25 10:00 | 2009-04-21
629 | DOWNEAST POWER | F | EMS | INTERMITTENT | NON-DISPATCHABLE |  | Median Reliability Hours Calculation | QF | ME | 4001 | REFUSE |  | DownEast Power Company, LLC | 51261 | 2009-10-09 |  | 50186 | Energy New England LLC | 0 | 2008-03-25 13:00 | 2009-04-27 |  |  |  | 0 | 2008-08-05 08:00 | 2009-09-25
630 | WEST SPRINGFIELD 10 | G | EMS | NON-INTERMITTENT | DISPATCHABLE |  | Twice a Year Audit Obligation |  | MA | 4007 | JET FUEL |  | EP Energy Massachusetts, LLC | 51102 | 2012-06-01 | x | 50786 | Hess Corporation | 21.928 | 2012-04-02 13:00 | 2011-03-22 |  |  |  | 17.143 | 2011-08-17 09:00 | 2011-03-22
633 | WEST SPRINGFIELD 3 | F | EMS | NON-INTERMITTENT | DISPATCHABLE |  | Twice a Year Audit Obligation |  | MA | 4007 | OIL/GAS | FO6 | EP Energy Massachusetts, LLC | 51102 | 2012-06-01 | x | 50786 | Hess Corporation | 100.087 | 2012-03-29 09:00 | 2002-03-20 |  |  |  | 94.276 | 2011-06-07 12:00 | 2005-09-19
636 | WYMAN HYDRO 1 | HW | EMS | NON-INTERMITTENT | DISPATCHABLE |  | Twice a Year Audit Obligation |  | ME | 4001 | HYDRO: RESERVOIR |  | FPL Energy Maine Hydro LLC | 50173 | 2007-07-01 |  | 50086 | FPL Energy Power Mktg. Inc. | 27.362 | 2012-03-19 01:00 | 2001-08-01 |  |  |  | 27.362 | 2011-09-15 02:00 | 2001-08-01
637 | WYMAN HYDRO 2 | HW | EMS | NON-INTERMITTENT | DISPATCHABLE |  | Twice a Year Audit Obligation |  | ME | 4001 | HYDRO: RESERVOIR |  | FPL Energy Maine Hydro LLC | 50173 | 2007-07-01 |  | 50086 | FPL Energy Power Mktg. Inc. | 29.866 | 2012-03-19 01:00 | 2001-08-01 |  |  |  | 29.866 | 2011-09-15 02:00 | 2001-08-01
638 | WYMAN HYDRO 3 | HW | EMS | NON-INTERMITTENT | DISPATCHABLE |  | Twice a Year Audit Obligation |  | ME | 4001 | HYDRO: RESERVOIR |  | FPL Energy Maine Hydro LLC | 50173 | 2007-07-01 |  | 50086 | FPL Energy Power Mktg. Inc. | 0 | 2011-04-07 02:00 | 2011-04-22 |  |  |  | 0 | 2011-09-15 02:00 | 2011-09-29
639 | YARMOUTH 1 | F | EMS | NON-INTERMITTENT | DISPATCHABLE |  | Twice a Year Audit Obligation |  | ME | 4001 | OIL |  | NextEra Energy Power Marketing | 50086 |  |  |  |  | 51.018 | 2012-02-01 21:00 | 2012-02-15 |  |  |  | 50.328 | 2011-07-12 14:00 | 2011-07-27
640 | YARMOUTH 2 | F | EMS | NON-INTERMITTENT | DISPATCHABLE |  | Twice a Year Audit Obligation |  | ME | 4001 | OIL |  | NextEra Energy Power Marketing | 50086 |  |  |  |  | 52.823 | 2012-03-06 12:00 | 2007-02-21 |  |  |  | 51.131 | 2011-07-12 16:00 | 2007-09-18
641 | YARMOUTH 3 | F | EMS | NON-INTERMITTENT | DISPATCHABLE |  | Twice a Year Audit Obligation |  | ME | 4001 | OIL |  | NextEra Energy Power Marketing | 50086 |  |  |  |  | 114.72 | 2012-01-04 17:00 | 2012-01-19 |  |  |  | 115.173 | 2011-07-12 16:00 | 2010-07-14
642 | YARMOUTH 4 | F | EMS | NON-INTERMITTENT | DISPATCHABLE |  | Twice a Year Audit Obligation |  | ME | 4001 | OIL |  | NextEra Energy Power Marketing | 50086 |  |  |  |  | 605.875 | 2012-01-31 20:00 | 2012-02-15 |  |  |  | 603.225 | 2011-08-25 13:00 | 2010-08-18
715 | ROCHESTER LANDFILL | G | EMS | NON-INTERMITTENT | NON-DISPATCHABLE |  | Median Reliability Hours Calculation | SQF | NH | 4002 | LANDFILL GAS |  | New Hampshire Electric Coopera | 157 | 1999-09-02 |  | 112 | Northeast Utilities Company | 2.261 | 2009-01-14 20:00 | 2011-06-05 |  |  |  | 2.404 | 2009-09-10 09:00 | 2011-10-04
737 | SIMPSON G LOAD REDUCER | HD | SO | NON-INTERMITTENT | NON-DISPATCHABLE |  | Average of Monthly Hydrology Ratings |  | VT | 4003 | HYDRO: RUN OF RIVER |  | Central Vermont Public Service | 50252 |  |  |  |  | 3.384 |  | 2011-01-01 |  |  |  | 1.382 |  | 2011-01-01
739 | ROCKY RIVER | PS | EMS | NON-INTERMITTENT | DISPATCHABLE |  | Twice a Year Audit Obligation |  | CT | 4004 | HYDRO: PUMPED STORAGE |  | FirstLight Power Resources Man | 50876 | 2006-11-01 |  | 50168 | Select Energy Inc. | 29.001 | 2011-11-14 11:00 | 2005-10-13 |  |  |  | 29.35 | 2011-07-12 13:00 | 2001-03-27
754 | BAR MILLS | HD | EMS | INTERMITTENT | NON-DISPATCHABLE |  | Median Reliability Hours Calculation |  | ME | 4001 | HYDRO: RUN OF RIVER |  | FPL Energy Maine Hydro LLC | 50173 | 2007-07-01 |  | 50086 | FPL Energy Power Mktg. Inc. | 2.897 |  | 2011-06-05 |  |  |  | 1.496 |  | 2011-10-04
755 | BONNY EAGLE/W. BUXTON | HD | EMS | NON-INTERMITTENT | NON-DISPATCHABLE |  | Average of Monthly Hydrology Ratings |  | ME | 4001 | HYDRO: RUN OF RIVER |  | FPL Energy Maine Hydro LLC | 50173 | 2007-07-01 |  | 50086 | FPL Energy Power Mktg. Inc. | 17.5 |  | 2000-03-01 |  |  |  | 16.151 |  | 2011-01-01
757 | HARRIS 4 | HW | EMS | NON-INTERMITTENT | NON-DISPATCHABLE |  | Twice a Year Audit Obligation |  | ME | 4001 | HYDRO: RESERVOIR |  | FPL Energy Maine Hydro LLC | 50173 | 2007-07-01 |  | 50086 | FPL Energy Power Mktg. Inc. | 1.249 | 2012-01-13 11:00 | 2004-12-28 |  |  |  | 1.436 | 2011-08-26 09:00 | 2000-12-11
759 | MESSALONSKEE COMPOSITE | HD | SO | NON-INTERMITTENT | NON-DISPATCHABLE |  | Average of Monthly Hydrology Ratings |  | ME | 4001 | HYDRO: RUN OF RIVER |  | Messalonskee Stream Hydro, LLC | 51367 | 2011-02-01 |  | 50086 | FPL Energy Power Marketing, In | 4.4 |  | 2002-01-21 |  |  |  | 3.036 |  | 2011-01-01
760 | NORTH GORHAM | HD | EMS | NON-INTERMITTENT | NON-DISPATCHABLE |  | Average of Monthly Hydrology Ratings |  | ME | 4001 | HYDRO: RUN OF RIVER |  | FPL Energy Maine Hydro LLC | 50173 | 2007-07-01 |  | 50086 | FPL Energy Power Mktg. Inc. | 2 |  | 2006-04-01 |  |  |  | 1.595 |  | 2011-01-01
761 | SHAWMUT | HD | EMS | NON-INTERMITTENT | NON-DISPATCHABLE |  | Average of Monthly Hydrology Ratings |  | ME | 4001 | HYDRO: RUN OF RIVER |  | FPL Energy Maine Hydro LLC | 50173 | 2007-07-01 |  | 50086 | FPL Energy Power Mktg. Inc. | 9.5 |  | 2000-03-01 |  |  |  | 9.5 |  | 2000-03-01
767 | SES CONCORD | F | EMS | INTERMITTENT | NON-DISPATCHABLE |  | Median Reliability Hours Calculation |  | NH | 4002 | REFUSE | FO6 | Public Service Company of New | 50094 | 2003-03-01 |  | 112 | Northeast Utilities Company | 12.492 | 2010-03-09 20:00 | 2011-06-05 |  |  |  | 12.159 | 2009-07-01 03:00 | 2011-10-04
768 | GARVINS/HOOKSETT | HD | EMS | NON-INTERMITTENT | NON-DISPATCHABLE |  | Average of Monthly Hydrology Ratings |  | NH | 4002 | HYDRO: RUN OF RIVER |  | Public Service Company of New | 50094 | 2003-03-01 |  | 112 | Northeast Utilities Company | 14 |  | 2001-09-01 |  |  |  | 12.48 |  | 2011-01-01
769 | HADLEY FALLS 1&2 | HD | EMS | INTERMITTENT | NON-DISPATCHABLE |  | Median Reliability Hours Calculation |  | MA | 4007 | HYDRO: RUN OF RIVER |  | Holyoke Gas & Electric Departm | 44 | 2001-12-14 |  | 50168 | Select Energy Inc. | 29.797 |  | 2011-06-05 |  |  |  | 15.549 |  | 2011-10-04
772 | NEWPORT HYDRO | HW | SO | INTERMITTENT | NON-DISPATCHABLE |  | Median Reliability Hours Calculation |  | VT | 4003 | HYDRO: PONDAGE |  | Great Bay Power Marketing, Inc | 50673 |  |  |  |  | 2.947 | 2009-12-17 08:00 | 2011-06-05 |  |  |  | 1.61 | 2003-08-13 10:00 | 2011-10-04
774 | LOWER LAMOILLE COMPOSITE | HW | EMS | NON-INTERMITTENT | DISPATCHABLE |  | Twice a Year Audit Obligation |  | VT | 4003 | HYDRO: RESERVOIR |  | Central Vermont Public Service | 50252 | 2004-05-01 |  | 182 | Vermont Electric Power Co | 16 | 2011-12-09 10:00 | 2004-12-31 |  |  |  | 15.8 | 2011-06-02 08:00 | 2001-01-10
775 | MIDDLEBURY COMPOSITE | HW | EMS | NON-INTERMITTENT | DISPATCHABLE |  | Twice a Year Audit Obligation |  | VT | 4003 | HYDRO: RESERVOIR |  | Central Vermont Public Service | 50252 | 2004-05-01 |  | 182 | Vermont Electric Power Co | 5.51 | 2012-03-22 10:00 | 2012-04-04 |  |  |  | 6.6 | 2011-06-01 09:00 | 2004-06-14
776 | N. RUTLAND COMPOSITE | HW | EMS | NON-INTERMITTENT | DISPATCHABLE |  | Twice a Year Audit Obligation |  | VT | 4003 | HYDRO: RESERVOIR |  | Central Vermont Public Service | 50252 | 2004-05-01 |  | 182 | Vermont Electric Power Co | 5.26 | 2012-03-22 15:00 | 2012-04-01 |  |  |  | 5.2 | 2011-07-18 14:00 | 2001-01-10
779 | MIDDLESEX 2 | HD | EMS | NON-INTERMITTENT | NON-DISPATCHABLE |  | Average of Monthly Hydrology Ratings |  | VT | 4003 | HYDRO: RUN OF RIVER |  | Green Mountain Power Corporati | 50275 | 2004-05-01 |  | 182 | Vermont Electric Power Co | 2.956 |  | 2011-01-01 |  |  |  | 1.553 |  | 2011-01-01
781 | WEST DANVILLE 1 | HD | SO | INTERMITTENT | NON-DISPATCHABLE |  | Median Reliability Hours Calculation |  | VT | 4003 | HYDRO: RUN OF RIVER |  | Green Mountain Power Corporati | 50275 |  |  |  |  | 0 |  | 2006-10-01 |  |  |  | 0 |  | 2006-06-01
783 | HIGHGATE FALLS | HW | EMS | INTERMITTENT | NON-DISPATCHABLE |  | Median Reliability Hours Calculation |  | VT | 4003 | HYDRO: PONDAGE |  | Vermont Public Power Supply Au | 50289 | 2004-05-01 |  | 182 | Vermont Electric Power Co | 9.058 | 2010-03-29 03:00 | 2011-06-05 |  |  |  | 3.587 | 2009-06-19 11:00 | 2011-10-04
787 | LEWISTON CANAL COMPOSITE | HD | SO | NON-INTERMITTENT | NON-DISPATCHABLE |  | Average of Monthly Hydrology Ratings |  | ME | 4001 | HYDRO: RUN OF RIVER |  | FPL Energy Maine Hydro LLC | 50173 | 2007-07-01 |  | 50086 | FPL Energy Power Marketing, In | 0 |  | 2011-01-01 |  |  |  | 0 |  | 2011-01-01
789 | CEC 002 PAWTUCKET U5 | HD | SO | INTERMITTENT | NON-DISPATCHABLE |  | Median Reliability Hours Calculation |  | RI | 4005 | HYDRO: RUN OF RIVER |  | The Narragansett Electric Comp | 156 |  |  |  |  | 0.57 |  | 2011-06-05 |  |  |  | 0.452 |  | 2011-10-04
792 | CENTENNIAL HYDRO | HD | SO | INTERMITTENT | NON-DISPATCHABLE |  | Median Reliability Hours Calculation |  | MA | 4007 | HYDRO: RUN OF RIVER |  | Sterling Municipal Electric Li | 152 | 2010-03-01 |  | 75 | Littleton Elec Light & Water | 0.507 |  | 2011-06-05 |  |  |  | 0.328 |  | 2011-10-04
793 | METHUEN HYDRO | HD | SO | INTERMITTENT | NON-DISPATCHABLE |  | Median Reliability Hours Calculation |  | MA | 4008 | HYDRO: RUN OF RIVER |  | Sterling Municipal Electric Li | 152 | 2008-10-01 |  | 75 | Littleton Elec Light & Water | 0.12 |  | 2011-06-05 |  |  |  | 0.018 |  | 2011-10-04
794 | MINIWAWA | HD | SO | INTERMITTENT | NON-DISPATCHABLE |  | Median Reliability Hours Calculation |  | NH | 4002 | HYDRO: RUN OF RIVER |  | Littleton Electric Light & Wat | 75 |  |  |  |  | 0.444 |  | 2011-06-05 |  |  |  | 0.116 |  | 2011-10-04
795 | RIVER MILL HYDRO | HD | SO | INTERMITTENT | NON-DISPATCHABLE |  | Median Reliability Hours Calculation |  | NH | 4002 | HYDRO: RUN OF RIVER |  | Middleton Municipal Light Depa | 80 |  |  |  |  | 0.086 |  | 2011-06-05 |  |  |  | 0 |  | 2009-08-01
796 | GOODWIN DAM | HD | SO | NON-INTERMITTENT | NON-DISPATCHABLE |  | Average of Monthly Hydrology Ratings |  | CT | 4004 | HYDRO: RUN OF RIVER |  | Connecticut Light and Power Co | 50092 |  |  |  |  | 3 |  | 2006-10-01 |  |  |  | 3 |  | 2006-06-01
797 | WYRE WYND HYDRO | HD | SO | INTERMITTENT | NON-DISPATCHABLE | NET METERED | Median Reliability Hours Calculation |  | CT | 4004 | HYDRO: RUN OF RIVER |  | Summit Hydropower, Inc. | 50929 | 2008-02-01 |  | 50092 | Connecticut Light and Power Co | 1.307 |  | 2011-06-05 |  |  |  | 1.28 |  | 2011-10-04
798 | COLEBROOK | HD | SO | INTERMITTENT | NON-DISPATCHABLE |  | Median Reliability Hours Calculation |  | CT | 4004 | HYDRO: PONDAGE |  | Connecticut Light and Power Co | 50092 |  |  |  |  | 0.432 |  | 2011-06-05 |  |  |  | 0.86 |  | 2011-10-04
799 | KINNEYTOWN A | HD | SO | INTERMITTENT | NON-DISPATCHABLE |  | Median Reliability Hours Calculation |  | CT | 4004 | HYDRO: RUN OF RIVER |  | Connecticut Light and Power Co | 50092 |  |  |  |  | 0 |  | 2010-06-01 |  |  |  | 0 |  | 2006-09-01
800 | KINNEYTOWN B | HD | SO | INTERMITTENT | NON-DISPATCHABLE |  | Median Reliability Hours Calculation |  | CT | 4004 | HYDRO: RUN OF RIVER |  | Connecticut Light and Power Co | 50092 |  |  |  |  | 0.513 |  | 2011-06-05 |  |  |  | 0.33 |  | 2011-10-04
801 | WILLIMANTIC 1 | HD | SO | INTERMITTENT | NON-DISPATCHABLE |  | Median Reliability Hours Calculation |  | CT | 4004 | HYDRO: RUN OF RIVER |  | Connecticut Light and Power Co | 50092 |  |  |  |  | 0 |  | 2011-06-05 |  |  |  | 0.231 |  | 2011-10-04
802 | WILLIMANTIC 2 | HD | SO | INTERMITTENT | NON-DISPATCHABLE |  | Median Reliability Hours Calculation |  | CT | 4004 | HYDRO: RUN OF RIVER |  | Connecticut Light and Power Co | 50092 |  |  |  |  | 0.323 |  | 2011-06-05 |  |  |  | 0.064 |  | 2011-10-04
803 | TOUTANT | HD | SO | NON-INTERMITTENT | NON-DISPATCHABLE |  | Average of Monthly Hydrology Ratings |  | CT | 4004 | HYDRO: RUN OF RIVER |  | Connecticut Light and Power Co | 50092 |  |  |  |  | 0.396 |  | 2011-01-01 |  |  |  | 0.251 |  | 2011-01-01
804 | PUTNAM | HD | SO | INTERMITTENT | NON-DISPATCHABLE |  | Median Reliability Hours Calculation |  | CT | 4004 | HYDRO: RUN OF RIVER |  | Putnam Hydropower, Inc. | 51288 | 2010-06-01 |  | 50092 | Connecticut Light and Power Co | 0.302 |  | 2011-06-05 |  |  |  | 0.444 |  | 2011-10-04
805 | GLEN FALLS | HD | SO | INTERMITTENT | NON-DISPATCHABLE |  | Median Reliability Hours Calculation |  | CT | 4004 | HYDRO: RUN OF RIVER |  | Connecticut Light and Power Co | 50092 |  |  |  |  | 0 |  | 2006-08-01 |  |  |  | 0 |  | 2006-06-01
806 | MECHANICSVILLE | HD | SO | INTERMITTENT | NON-DISPATCHABLE |  | Median Reliability Hours Calculation |  | CT | 4004 | HYDRO: RUN OF RIVER |  | Sterling Municipal Electric Li | 152 |  |  |  |  | 0.103 |  | 2011-06-05 |  |  |  | 0.107 |  | 2011-10-04
807 | CEC 004 DAYVILLE POND U5 | HD | SO | INTERMITTENT | NON-DISPATCHABLE |  | Median Reliability Hours Calculation |  | CT | 4004 | HYDRO: RUN OF RIVER |  | Connecticut Light and Power Co | 50092 |  |  |  |  | 0.05 |  | 2011-06-05 |  |  |  | 0.024 |  | 2011-10-04
808 | SANDY HOOK HYDRO | HD | SO | NON-INTERMITTENT | NON-DISPATCHABLE |  | Average of Monthly Hydrology Ratings |  | CT | 4004 | HYDRO: RUN OF RIVER |  | Connecticut Light and Power Co | 50092 |  |  |  |  | 0.105 |  | 2011-01-01 |  |  |  | 0.105 |  | 2011-02-01
809 | PINCHBECK | F | SO | INTERMITTENT | NON-DISPATCHABLE |  | Median Reliability Hours Calculation | QF | CT | 4004 | WOOD/REFUSE |  | Connecticut Light and Power Co | 50092 |  |  |  |  | 0 |  | 2009-04-27 |  |  |  | 0 |  | 2008-09-30
810 | QUINEBAUG | HD | SO | INTERMITTENT | NON-DISPATCHABLE |  | Median Reliability Hours Calculation |  | CT | 4004 | HYDRO: RUN OF RIVER |  | Connecticut Light and Power Co | 50092 |  |  |  |  | 0.839 |  | 2011-06-05 |  |  |  | 0.873 |  | 2011-10-04
811 | BANTAM | HD | SO | INTERMITTENT | NON-DISPATCHABLE |  | Median Reliability Hours Calculation |  | CT | 4004 | HYDRO: RUN OF RIVER |  | FirstLight Power Resources Man | 50876 |  |  |  |  | 0.13 |  | 2011-06-05 |  |  |  | 0.06 |  | 2011-10-04
812 | BEEBE HOLBROOK | HD | SO | NON-INTERMITTENT | NON-DISPATCHABLE |  | Average of Monthly Hydrology Ratings |  | MA | 4007 | HYDRO: RUN OF RIVER |  | Holyoke Gas & Electric Departm | 44 |  |  |  |  | 0.205 |  | 2011-01-01 |  |  |  | 0.205 |  | 2011-01-01
813 | TUNNEL | HD | SO | INTERMITTENT | NON-DISPATCHABLE |  | Median Reliability Hours Calculation |  | CT | 4004 | HYDRO: RUN OF RIVER |  | FirstLight Power Resources Man | 50876 |  |  |  |  | 1.064 |  | 2011-06-05 |  |  |  | 1.056 |  | 2011-10-04
814 | PATCH | HD | SO | INTERMITTENT | NON-DISPATCHABLE |  | Median Reliability Hours Calculation |  | VT | 4003 | HYDRO: RUN OF RIVER |  | Central Vermont Public Service | 50252 |  |  |  |  | 0.174 |  | 2011-06-05 |  |  |  | 0 |  | 2010-10-01
815 | CARVER FALLS | HD | SO | INTERMITTENT | NON-DISPATCHABLE |  | Median Reliability Hours Calculation |  | VT | 4003 | HYDRO: RUN OF RIVER |  | Central Vermont Public Service | 50252 |  |  |  |  | 0.862 |  | 2011-06-05 |  |  |  | 0.325 |  | 2011-10-04
816 | CAVENDISH | HD | SO | INTERMITTENT | NON-DISPATCHABLE |  | Median Reliability Hours Calculation |  | VT | 4003 | HYDRO: RUN OF RIVER |  | Central Vermont Public Service | 50252 |  |  |  |  | 0.899 |  | 2011-06-05 |  |  |  | 0.583 |  | 2011-10-04
817 | TAFTSVILLE VT | HD | SO | INTERMITTENT | NON-DISPATCHABLE |  | Median Reliability Hours Calculation |  | VT | 4003 | HYDRO: RUN OF RIVER |  | Central Vermont Public Service | 50252 |  |  |  |  | 0.168 |  | 2011-06-05 |  |  |  | 0 |  | 2010-10-01
818 | PIERCE MILLS | HD | SO | INTERMITTENT | NON-DISPATCHABLE |  | Median Reliability Hours Calculation |  | VT | 4003 | HYDRO: RUN OF RIVER |  | Central Vermont Public Service | 50252 |  |  |  |  | 0.187 |  | 2011-06-05 |  |  |  | 0 |  | 2011-10-04
819 | ARNOLD FALLS | HD | SO | INTERMITTENT | NON-DISPATCHABLE |  | Median Reliability Hours Calculation |  | VT | 4003 | HYDRO: RUN OF RIVER |  | Central Vermont Public Service | 50252 |  |  |  |  | 0.244 |  | 2011-06-05 |  |  |  | 0.162 |  | 2011-10-04
820 | PASSUMPSIC | HD | SO | INTERMITTENT | NON-DISPATCHABLE |  | Median Reliability Hours Calculation |  | VT | 4003 | HYDRO: RUN OF RIVER |  | Central Vermont Public Service | 50252 |  |  |  |  | 0.267 |  | 2011-06-05 |  |  |  | 0.29 |  | 2011-10-04
821 | GAGE | HD | SO | INTERMITTENT | NON-DISPATCHABLE |  | Median Reliability Hours Calculation |  | VT | 4003 | HYDRO: RUN OF RIVER |  | Central Vermont Public Service | 50252 |  |  |  |  | 0.414 |  | 2011-06-05 |  |  |  | 0.182 |  | 2011-10-04
822 | SMITH (CVPS) | HD | SO | INTERMITTENT | NON-DISPATCHABLE |  | Median Reliability Hours Calculation |  | VT | 4003 | HYDRO: RUN OF RIVER |  | Central Vermont Public Service | 50252 |  |  |  |  | 0.75 |  | 2011-06-05 |  |  |  | 0.469 |  | 2011-10-04
823 | EAST BARNET | HD | SO | INTERMITTENT | NON-DISPATCHABLE |  | Median Reliability Hours Calculation |  | VT | 4003 | HYDRO: RUN OF RIVER |  | Central Vermont Public Service | 50252 |  |  |  |  | 1.334 |  | 2011-06-05 |  |  |  | 0.895 |  | 2011-10-04
824 | BATH ELECTRIC HYDRO | HD | SO | INTERMITTENT | NON-DISPATCHABLE |  | Median Reliability Hours Calculation |  | NH | 4002 | HYDRO: RUN OF RIVER |  | Public Service Company of New | 50094 |  |  |  |  | 0.159 |  | 2011-06-05 |  |  |  | 0.146 |  | 2011-10-04
825 | WEST CHARLESTON | HD | SO | INTERMITTENT | NON-DISPATCHABLE |  | Median Reliability Hours Calculation |  | VT | 4003 | HYDRO: RUN OF RIVER |  | Great Bay Power Marketing, Inc | 50673 |  |  |  |  | 0 |  | 2006-05-01 |  |  |  | 0 |  | 2006-05-01
826 | TROY | HD | SO | INTERMITTENT | NON-DISPATCHABLE |  | Median Reliability Hours Calculation |  | VT | 4003 | HYDRO: RUN OF RIVER |  | Great Bay Power Marketing, Inc | 50673 |  |  |  |  | 0 |  | 2006-05-01 |  |  |  | 0 |  | 2006-05-01
827 | SEARSBURG WIND | WIND | SO | INTERMITTENT | NON-DISPATCHABLE |  | Median Reliability Hours Calculation |  | MA | 4007 | WIND |  | Green Mountain Power Corporati | 50275 |  |  |  |  | 0.9 |  | 2011-06-05 |  |  |  | 0.202 |  | 2011-10-04
828 | BARTON HYDRO | HD | SO | INTERMITTENT | NON-DISPATCHABLE |  | Median Reliability Hours Calculation |  | VT | 4003 | HYDRO: RUN OF RIVER |  | Vermont Public Power Supply Au | 50289 |  |  |  |  | 0.712 |  | 2011-06-05 |  |  |  | 0.404 |  | 2011-10-04
829 | ENOSBURG 2 DIESEL | D | SO | NON-INTERMITTENT | NON-DISPATCHABLE |  | Twice a Year Audit Obligation |  | VT | 4003 | DIESEL OIL |  | Vermont Public Power Supply Au | 50289 |  |  |  |  | 0 | 2011-04-12 11:00 | 2012-04-27 |  |  |  | 0 | 2010-09-13 09:00 | 2011-09-30
830 | ENOSBURG HYDRO | HD | SO | INTERMITTENT | NON-DISPATCHABLE |  | Median Reliability Hours Calculation |  | VT | 4003 | HYDRO: RUN OF RIVER |  | Vermont Public Power Supply Au | 50289 |  |  |  |  | 0.341 |  | 2011-06-05 |  |  |  | 0 |  | 2011-10-04
831 | VAIL & GREAT FALLS | HD | SO | INTERMITTENT | NON-DISPATCHABLE |  | Median Reliability Hours Calculation |  | VT | 4003 | HYDRO: RUN OF RIVER |  | Vermont Public Power Supply Au | 50289 |  |  |  |  | 0.428 |  | 2011-06-05 |  |  |  | 0.357 |  | 2011-10-04
832 | CENTER RUTLAND | HD | SO | INTERMITTENT | NON-DISPATCHABLE |  | Median Reliability Hours Calculation |  | VT | 4003 | HYDRO: RUN OF RIVER |  | Central Vermont Public Service | 50252 | 2011-09-01 |  | 50288 | Vermont Marble Company | 0 |  | 2010-06-01 |  |  |  | 0 |  | 2010-06-01
833 | BARNET | HD | SO | INTERMITTENT | NON-DISPATCHABLE |  | Median Reliability Hours Calculation |  | VT | 4003 | HYDRO: RUN OF RIVER |  | Central Vermont Public Service | 50252 |  |  |  |  | 0.162 |  | 2011-06-05 |  |  |  | 0 |  | 2010-10-01
834 | COMPTU FALLS | HD | SO | INTERMITTENT | NON-DISPATCHABLE |  | Median Reliability Hours Calculation |  | VT | 4003 | HYDRO: RUN OF RIVER |  | Central Vermont Public Service | 50252 |  |  |  |  | 0.402 |  | 2011-06-05 |  |  |  | 0.343 |  | 2011-10-04
835 | DEWEY MILLS | HD | SO | INTERMITTENT | NON-DISPATCHABLE |  | Median Reliability Hours Calculation |  | VT | 4003 | HYDRO: RUN OF RIVER |  | Central Vermont Public Service | 50252 |  |  |  |  | 1.296 |  | 2011-06-05 |  |  |  | 0.419 |  | 2011-10-04
836 | EMERSON FALLS | HD | SO | INTERMITTENT | NON-DISPATCHABLE |  | Median Reliability Hours Calculation |  | VT | 4003 | HYDRO: RUN OF RIVER |  | Central Vermont Public Service | 50252 |  |  |  |  | 0.061 |  | 2011-06-05 |  |  |  | 0 |  | 2010-10-01
837 | KILLINGTON | HD | SO | INTERMITTENT | NON-DISPATCHABLE |  | Median Reliability Hours Calculation |  | VT | 4003 | HYDRO: RUN OF RIVER |  | Central Vermont Public Service | 50252 |  |  |  |  | 0.025 |  | 2011-06-05 |  |  |  | 0 |  | 2010-10-01
838 | KINGSBURY | HD | SO | INTERMITTENT | NON-DISPATCHABLE |  | Median Reliability Hours Calculation |  | VT | 4003 | HYDRO: RUN OF RIVER |  | Green Mountain Power Corporati | 50275 | 2008-02-01 |  | 50252 | Central Vermont Public Service | 0.1 |  | 2011-06-05 |  |  |  | 0.093 |  | 2011-10-04
839 | LADD'S MILL | HD | SO | INTERMITTENT | NON-DISPATCHABLE |  | Median Reliability Hours Calculation |  | VT | 4003 | HYDRO: RUN OF RIVER |  | Central Vermont Public Service | 50252 |  |  |  |  | 0.072 |  | 2011-06-05 |  |  |  | 0.034 |  | 2011-10-04
840 | MARTINSVILLE | HD | SO | INTERMITTENT | NON-DISPATCHABLE |  | Median Reliability Hours Calculation |  | VT | 4003 | HYDRO: RUN OF RIVER |  | Central Vermont Public Service | 50252 |  |  |  |  | 0.116 |  | 2011-06-05 |  |  |  | 0 |  | 2010-10-01
841 | MORETOWN 8 | HD | SO | INTERMITTENT | NON-DISPATCHABLE |  | Median Reliability Hours Calculation |  | VT | 4003 | HYDRO: RUN OF RIVER |  | Central Vermont Public Service | 50252 |  |  |  |  | 0.44 |  | 2011-06-05 |  |  |  | 0 |  | 2010-10-01
842 | NANTANA MILL | HD | SO | INTERMITTENT | NON-DISPATCHABLE |  | Median Reliability Hours Calculation |  | VT | 4003 | HYDRO: RUN OF RIVER |  | Central Vermont Public Service | 50252 |  |  |  |  | 0.106 |  | 2011-06-05 |  |  |  | 0.021 |  | 2011-10-04
843 | NEWBURY | HD | SO | INTERMITTENT | NON-DISPATCHABLE |  | Median Reliability Hours Calculation |  | VT | 4003 | HYDRO: RUN OF RIVER |  | Central Vermont Public Service | 50252 |  |  |  |  | 0.18 |  | 2011-06-05 |  |  |  | 0.043 |  | 2011-10-04
844 | OTTAUQUECHEE | HD | SO | INTERMITTENT | NON-DISPATCHABLE |  | Median Reliability Hours Calculation |  | VT | 4003 | HYDRO: RUN OF RIVER |  | Central Vermont Public Service | 50252 |  |  |  |  | 1.368 |  | 2011-06-05 |  |  |  | 1.304 |  | 2011-10-04
845 | SLACK DAM | HD | SO | INTERMITTENT | NON-DISPATCHABLE |  | Median Reliability Hours Calculation |  | VT | 4003 | HYDRO: RUN OF RIVER |  | Central Vermont Public Service | 50252 |  |  |  |  | 0.35 |  | 2011-06-05 |  |  |  | 0.217 |  | 2011-10-04
846 | WINOOSKI 8 | HD | SO | INTERMITTENT | NON-DISPATCHABLE |  | Median Reliability Hours Calculation |  | VT | 4003 | HYDRO: RUN OF RIVER |  | Central Vermont Public Service | 50252 |  |  |  |  | 0.626 |  | 2011-06-05 |  |  |  | 0.41 |  | 2011-10-04
847 | WOODSIDE | HD | SO | INTERMITTENT | NON-DISPATCHABLE |  | Median Reliability Hours Calculation |  | VT | 4003 | HYDRO: RUN OF RIVER |  | Central Vermont Public Service | 50252 |  |  |  |  | 0.028 |  | 2011-06-05 |  |  |  | 0.04 |  | 2011-10-04
848 | WRIGHTSVILLE | HW | SO | INTERMITTENT | NON-DISPATCHABLE |  | Median Reliability Hours Calculation |  | VT | 4003 | HYDRO: PONDAGE |  | Vermont Public Power Supply Au | 50289 |  |  |  |  | 0.224 | 2010-03-26 13:00 | 2011-06-05 |  |  |  | 0.068 | 2009-07-08 10:00 | 2011-10-04
849 | CRESCENT DAM | HD | SO | INTERMITTENT | NON-DISPATCHABLE |  | Median Reliability Hours Calculation |  | MA | 4007 | HYDRO: RUN OF RIVER |  | CHI Power Marketing, Inc. | 51271 | 2009-12-01 |  | 40 | Groton Electric Light Dept | 0.819 |  | 2011-06-05 |  |  |  | 0.439 |  | 2011-10-04
850 | GLENDALE HYDRO | HD | SO | INTERMITTENT | NON-DISPATCHABLE |  | Median Reliability Hours Calculation |  | MA | 4007 | HYDRO: RUN OF RIVER |  | CHI Power Marketing, Inc. | 51271 | 2009-12-01 |  | 40 | Groton Electric Light Dept | 0.606 |  | 2011-06-05 |  |  |  | 0.575 |  | 2011-10-04
851 | GARDNER FALLS | HD | SO | INTERMITTENT | NON-DISPATCHABLE |  | Median Reliability Hours Calculation |  | MA | 4007 | HYDRO: RUN OF RIVER |  | EP Energy Massachusetts, LLC | 51102 | 2010-06-01 |  | 50247 | Consolidated Edison Energy | 0.746 |  | 2011-06-05 |  |  |  | 0 |  | 2010-10-01
852 | SOUTH BARRE HYDRO | HD | SO | INTERMITTENT | NON-DISPATCHABLE |  | Median Reliability Hours Calculation |  | MA | 4007 | HYDRO: RUN OF RIVER |  | Massachusetts Municipal Whol | 76 | 2007-08-01 |  | 50289 | Vermont Public Power Supply Au | 0.143 |  | 2011-06-05 |  |  |  | 0.091 |  | 2011-10-04
853 | WEBSTER HYDRO | HD | SO | INTERMITTENT | NON-DISPATCHABLE |  | Median Reliability Hours Calculation |  | MA | 4007 | HYDRO: RUN OF RIVER |  | Massachusetts Municipal Whol | 76 | 2007-08-01 |  | 50289 | Vermont Public Power Supply Au | 0 |  | 2011-06-05 |  |  |  | 0 |  | 2009-07-01
854 | ORANGE HYDRO 1 | HD | SO | INTERMITTENT | NON-DISPATCHABLE |  | Median Reliability Hours Calculation |  | MA | 4007 | HYDRO: RUN OF RIVER |  | Templeton Municipal Lighting P | 180 |  |  |  |  | 0.117 |  | 2011-06-05 |  |  |  | 0.086 |  | 2011-10-04
855 | ORANGE HYDRO 2 | HD | SO | INTERMITTENT | NON-DISPATCHABLE |  | Median Reliability Hours Calculation |  | MA | 4007 | HYDRO: RUN OF RIVER |  | Templeton Municipal Lighting P | 180 |  |  |  |  | 0.128 |  | 2011-06-05 |  |  |  | 0.098 |  | 2011-10-04
856 | HUNT'S POND | HD | SO | INTERMITTENT | NON-DISPATCHABLE |  | Median Reliability Hours Calculation |  | MA | 4007 | HYDRO: RUN OF RIVER |  | Templeton Municipal Lighting P | 180 |  |  |  |  | 0.017 |  | 2010-06-01 |  |  |  | 0.004 |  | 2011-10-04
857 | OAKDALE HYDRO | HD | SO | INTERMITTENT | NON-DISPATCHABLE |  | Median Reliability Hours Calculation |  | MA | 4007 | HYDRO: RUN OF RIVER |  | West Boylston Municipal Light | 186 |  |  |  |  | 0 |  | 2010-06-01 |  |  |  | 2.312 |  | 2011-10-04
858 | STERLING DIESELS | D | SO | NON-INTERMITTENT | NON-DISPATCHABLE |  | Twice a Year Audit Obligation |  | MA | 4007 | DIESEL OIL |  | Sterling Municipal Electric Li | 152 |  |  |  |  | 0.33 | 2011-12-07 07:00 | 2000-04-01 |  |  |  | 0.329 | 2011-06-10 08:00 | 2011-06-21
859 | BOATLOCK | HD | SO | INTERMITTENT | NON-DISPATCHABLE |  | Median Reliability Hours Calculation |  | MA | 4007 | HYDRO: RUN OF RIVER |  | Holyoke Gas & Electric Departm | 44 |  |  |  |  | 2.363 |  | 2011-06-05 |  |  |  | 0.975 |  | 2011-10-04
860 | BRIAR HYDRO | HD | SO | INTERMITTENT | NON-DISPATCHABLE |  | Median Reliability Hours Calculation |  | NH | 4002 | HYDRO: RUN OF RIVER |  | Public Service Company of New | 50094 |  |  |  |  | 3.207 |  | 2011-06-05 |  |  |  | 0.508 |  | 2011-10-04
861 | CANAAN | HD | SO | INTERMITTENT | NON-DISPATCHABLE |  | Median Reliability Hours Calculation |  | NH | 4002 | HYDRO: RUN OF RIVER |  | Public Service Company of New | 50094 |  |  |  |  | 1.039 |  | 2011-06-05 |  |  |  | 0.57 |  | 2011-10-04
862 | CHEMICAL | HD | SO | NON-INTERMITTENT | NON-DISPATCHABLE |  | Average of Monthly Hydrology Ratings |  | MA | 4007 | HYDRO: RUN OF RIVER |  | Holyoke Gas & Electric Departm | 44 |  |  |  |  | 1.48 |  | 2011-01-01 |  |  |  | 1.48 |  | 2011-01-01
863 | CLEMENT DAM | HD | SO | INTERMITTENT | NON-DISPATCHABLE |  | Median Reliability Hours Calculation |  | NH | 4002 | HYDRO: RUN OF RIVER |  | Public Service Company of New | 50094 |  |  |  |  | 1.759 |  | 2011-06-05 |  |  |  | 0.633 |  | 2011-10-04
864 | DWIGHT | HD | SO | INTERMITTENT | NON-DISPATCHABLE |  | Median Reliability Hours Calculation |  | MA | 4007 | HYDRO: RUN OF RIVER |  | EP Energy Massachusetts, LLC | 51102 | 2010-06-01 |  | 50247 | Consolidated Edison Energy | 0.52 |  | 2011-06-05 |  |  |  | 0.401 |  | 2011-10-04
865 | ERROL | HD | SO | INTERMITTENT | NON-DISPATCHABLE |  | Median Reliability Hours Calculation |  | NH | 4002 | HYDRO: RUN OF RIVER |  | Public Service Company of New | 50094 |  |  |  |  | 2.438 |  | 2011-06-05 |  |  |  | 1.746 |  | 2011-10-04
866 | GREGGS | HD | SO | INTERMITTENT | NON-DISPATCHABLE |  | Median Reliability Hours Calculation |  | NH | 4002 | HYDRO: RUN OF RIVER |  | Public Service Company of New | 50094 |  |  |  |  | 1.098 |  | 2011-06-05 |  |  |  | 0.549 |  | 2011-10-04
867 | INDIAN ORCHARD | HD | SO | INTERMITTENT | NON-DISPATCHABLE |  | Median Reliability Hours Calculation |  | MA | 4007 | HYDRO: RUN OF RIVER |  | EP Energy Massachusetts, LLC | 51102 | 2010-06-01 |  | 50247 | Consolidated Edison Energy | 0.672 |  | 2011-06-05 |  |  |  | 0.961 |  | 2011-10-04
868 | MILTON MILLS HYDRO | HD | SO | INTERMITTENT | NON-DISPATCHABLE |  | Median Reliability Hours Calculation |  | NH | 4002 | HYDRO: RUN OF RIVER |  | Public Service Company of New | 50094 |  |  |  |  | 0 |  | 2011-06-05 |  |  |  | 0 |  | 2010-10-01
869 | MINE FALLS | HD | SO | INTERMITTENT | NON-DISPATCHABLE |  | Median Reliability Hours Calculation |  | NH | 4002 | HYDRO: RUN OF RIVER |  | Public Service Company of New | 50094 |  |  |  |  | 1.365 |  | 2011-06-05 |  |  |  | 1.181 |  | 2011-10-04
870 | PEMBROKE | HD | SO | INTERMITTENT | NON-DISPATCHABLE |  | Median Reliability Hours Calculation |  | NH | 4002 | HYDRO: RUN OF RIVER |  | Public Service Company of New | 50094 |  |  |  |  | 1.043 |  | 2011-06-05 |  |  |  | 0.408 |  | 2011-10-04
871 | PENNACOOK FALLS LOWER | HD | SO | INTERMITTENT | NON-DISPATCHABLE |  | Median Reliability Hours Calculation |  | NH | 4002 | HYDRO: RUN OF RIVER |  | Public Service Company of New | 50094 |  |  |  |  | 3.206 |  | 2011-06-05 |  |  |  | 1.896 |  | 2011-10-04
872 | PENNACOOK FALLS UPPER | HD | SO | INTERMITTENT | NON-DISPATCHABLE |  | Median Reliability Hours Calculation |  | NH | 4002 | HYDRO: RUN OF RIVER |  | Public Service Company of New | 50094 |  |  |  |  | 2.293 |  | 2011-06-05 |  |  |  | 1.27 |  | 2011-10-04
873 | PUTTS BRIDGE | HD | SO | INTERMITTENT | NON-DISPATCHABLE |  | Median Reliability Hours Calculation |  | MA | 4007 | HYDRO: RUN OF RIVER |  | EP Energy Massachusetts, LLC | 51102 | 2010-06-01 |  | 50247 | Consolidated Edison Energy | 1.978 |  | 2011-06-05 |  |  |  | 2.065 |  | 2011-10-04
874 | RED BRIDGE | HD | SO | INTERMITTENT | NON-DISPATCHABLE |  | Median Reliability Hours Calculation |  | MA | 4007 | HYDRO: RUN OF RIVER |  | EP Energy Massachusetts, LLC | 51102 | 2010-06-01 |  | 50247 | Consolidated Edison Energy | 1.943 |  | 2011-06-05 |  |  |  | 1.985 |  | 2011-10-04
875 | RIVER BEND | HD | SO | INTERMITTENT | NON-DISPATCHABLE |  | Median Reliability Hours Calculation |  | NH | 4002 | HYDRO: RUN OF RIVER |  | Public Service Company of New | 50094 |  |  |  |  | 0.985 |  | 2011-06-05 |  |  |  | 0 |  | 2010-10-01
876 | ROBERTSVILLE | HD | SO | INTERMITTENT | NON-DISPATCHABLE |  | Median Reliability Hours Calculation |  | CT | 4004 | HYDRO: RUN OF RIVER |  | FirstLight Power Resources Man | 50876 |  |  |  |  | 0.024 |  | 2011-06-05 |  |  |  | 0 |  | 2010-10-01
877 | SCOTLAND | HD | SO | INTERMITTENT | NON-DISPATCHABLE |  | Median Reliability Hours Calculation |  | CT | 4004 | HYDRO: RUN OF RIVER |  | FirstLight Power Resources Man | 50876 |  |  |  |  | 1.852 |  | 2011-06-05 |  |  |  | 0 |  | 2010-06-01
878 | SKINNER | HD | SO | INTERMITTENT | NON-DISPATCHABLE |  | Median Reliability Hours Calculation |  | MA | 4007 | HYDRO: RUN OF RIVER |  | Holyoke Gas & Electric Departm | 44 |  |  |  |  | 0.248 |  | 2011-06-05 |  |  |  | 0 |  | 2010-06-01
879 | TAFTVILLE CT | HD | SO | INTERMITTENT | NON-DISPATCHABLE |  | Median Reliability Hours Calculation |  | CT | 4004 | HYDRO: RUN OF RIVER |  | FirstLight Power Resources Man | 50876 |  |  |  |  | 1.044 |  | 2011-06-05 |  |  |  | 0.909 |  | 2011-10-04
880 | MCCALLUM ENTERPRISES | HD | SO | INTERMITTENT | NON-DISPATCHABLE |  | Median Reliability Hours Calculation |  | CT | 4004 | HYDRO: RUN OF RIVER |  | United Illuminating Company, T | 181 |  |  |  |  | 0 |  | 2003-03-01 |  |  |  | 0 |  | 2003-03-01
881 | SHELTON LANDFILL | F | SO | INTERMITTENT | NON-DISPATCHABLE |  | Median Reliability Hours Calculation |  | CT | 4004 | METHANE/REFUSE |  | United Illuminating Company, T | 181 |  |  |  |  | 0 |  | 2001-03-16 |  |  |  | 0 |  | 2001-03-16
882 | FRANKLIN FALLS | HD | SO | INTERMITTENT | NON-DISPATCHABLE |  | Median Reliability Hours Calculation |  | NH | 4002 | HYDRO: RUN OF RIVER |  | Public Service Company of New | 50094 |  |  |  |  | 0.595 |  | 2011-06-05 |  |  |  | 0.352 |  | 2011-10-04
883 | SALMON FALLS HYDRO | HD | SO | INTERMITTENT | NON-DISPATCHABLE |  | Median Reliability Hours Calculation |  | ME | 4001 | HYDRO: RUN OF RIVER |  | CHI Power Marketing, Inc. | 51271 | 2010-02-01 |  | 50094 | Public Service Company of New | 0.48 |  | 2011-06-05 |  |  |  | 0 |  | 2010-10-01
884 | SWANS FALLS | HD | SO | INTERMITTENT | NON-DISPATCHABLE |  | Median Reliability Hours Calculation |  | NH | 4002 | HYDRO: RUN OF RIVER |  | Public Service Company of New | 50094 |  |  |  |  | 0.38 |  | 2011-06-05 |  |  |  | 0.338 |  | 2011-10-04
885 | STEVENS MILL | HD | SO | INTERMITTENT | NON-DISPATCHABLE |  | Median Reliability Hours Calculation |  | NH | 4002 | HYDRO: RUN OF RIVER |  | Public Service Company of New | 50094 |  |  |  |  | 0 |  | 2011-06-05 |  |  |  | 0 |  | 2011-10-04
886 | COCHECO FALLS | HD | SO | INTERMITTENT | NON-DISPATCHABLE |  | Median Reliability Hours Calculation |  | NH | 4002 | HYDRO: RUN OF RIVER |  | Public Service Company of New | 50094 |  |  |  |  | 0.428 |  | 2011-06-05 |  |  |  | 0.116 |  | 2011-10-04
887 | CHINA MILLS DAM | HD | SO | INTERMITTENT | NON-DISPATCHABLE | NET METERED | Median Reliability Hours Calculation |  | NH | 4002 | HYDRO: RUN OF RIVER |  | Public Service Company of New | 50094 |  |  |  |  | 0.417 |  | 2011-06-05 |  |  |  | 0 |  | 2010-10-01
888 | NEWFOUND HYDRO | HD | SO | INTERMITTENT | NON-DISPATCHABLE |  | Median Reliability Hours Calculation |  | NH | 4002 | HYDRO: RUN OF RIVER |  | Public Service Company of New | 50094 |  |  |  |  | 1.218 |  | 2011-06-05 |  |  |  | 0.341 |  | 2011-10-04
889 | SUNAPEE HYDRO | HD | SO | INTERMITTENT | NON-DISPATCHABLE |  | Median Reliability Hours Calculation |  | NH | 4002 | HYDRO: RUN OF RIVER |  | Public Service Company of New | 50094 |  |  |  |  | 0.391 |  | 2011-06-05 |  |  |  | 0.188 |  | 2011-10-04
890 | NASHUA HYDRO | HD | SO | INTERMITTENT | NON-DISPATCHABLE |  | Median Reliability Hours Calculation |  | NH | 4002 | HYDRO: RUN OF RIVER |  | Public Service Company of New | 50094 |  |  |  |  | 0.661 |  | 2011-06-05 |  |  |  | 0.575 |  | 2011-10-04
891 | HILLSBORO MILLS | HD | SO | INTERMITTENT | NON-DISPATCHABLE |  | Median Reliability Hours Calculation |  | NH | 4002 | HYDRO: RUN OF RIVER |  | Public Service Company of New | 50094 |  |  |  |  | 0.161 |  | 2011-06-05 |  |  |  | 0.032 |  | 2011-10-04
892 | LAKEPORT DAM | HD | SO | INTERMITTENT | NON-DISPATCHABLE |  | Median Reliability Hours Calculation |  | NH | 4002 | HYDRO: RUN OF RIVER |  | Public Service Company of New | 50094 |  |  |  |  | 0.352 |  | 2011-06-05 |  |  |  | 0.147 |  | 2011-10-04
893 | WEST HOPKINTON HYDRO | HD | SO | INTERMITTENT | NON-DISPATCHABLE |  | Median Reliability Hours Calculation |  | NH | 4002 | HYDRO: RUN OF RIVER |  | Public Service Company of New | 50094 |  |  |  |  | 0.478 |  | 2011-06-05 |  |  |  | 0.382 |  | 2011-10-04
894 | LISBON HYDRO | HD | SO | INTERMITTENT | NON-DISPATCHABLE |  | Median Reliability Hours Calculation |  | NH | 4002 | HYDRO: RUN OF RIVER |  | Public Service Company of New | 50094 |  |  |  |  | 0.398 |  | 2011-06-05 |  |  |  | 0.159 |  | 2011-10-04
895 | LOWER ROBERTSON DAM | HD | SO | INTERMITTENT | NON-DISPATCHABLE |  | Median Reliability Hours Calculation | QF | NH | 4002 | HYDRO: RUN OF RIVER |  | Public Service Company of New | 50094 | 2012-06-01 | x | 50762 | Harvard Dedicated Energy Limit | 0.587 |  | 2011-06-05 |  |  |  | 0.366 |  | 2011-10-04
897 | OLD NASH DAM | HD | SO | INTERMITTENT | NON-DISPATCHABLE |  | Median Reliability Hours Calculation |  | NH | 4002 | HYDRO: RUN OF RIVER |  | Public Service Company of New | 50094 |  |  |  |  | 0.077 |  | 2011-06-05 |  |  |  | 0 |  | 2010-10-01
898 | SUGAR RIVER HYDRO | HD | SO | INTERMITTENT | NON-DISPATCHABLE |  | Median Reliability Hours Calculation |  | NH | 4002 | HYDRO: RUN OF RIVER |  | Public Service Company of New | 50094 |  |  |  |  | 0.142 |  | 2011-06-05 |  |  |  | 0 |  | 2010-06-01
899 | GREAT FALLS UPPER | HD | SO | INTERMITTENT | NON-DISPATCHABLE | NET METERED | Median Reliability Hours Calculation |  | NH | 4002 | HYDRO: RUN OF RIVER |  | Public Service Company of New | 50094 |  |  |  |  | 0 |  | 2010-06-01 |  |  |  | 0 |  | 2010-06-01
900 | GREAT FALLS LOWER | HD | SO | INTERMITTENT | NON-DISPATCHABLE |  | Median Reliability Hours Calculation |  | NH | 4002 | HYDRO: RUN OF RIVER |  | Public Service Company of New | 50094 |  |  |  |  | 0.55 |  | 2011-06-05 |  |  |  | 0.078 |  | 2011-10-04
901 | WATERLOOM FALLS | HD | SO | INTERMITTENT | NON-DISPATCHABLE |  | Median Reliability Hours Calculation |  | NH | 4002 | HYDRO: RUN OF RIVER |  | Public Service Company of New | 50094 |  |  |  |  | 0.032 |  | 2011-06-05 |  |  |  | 0.019 |  | 2011-10-04
902 | HOSIERY MILL DAM | HD | SO | INTERMITTENT | NON-DISPATCHABLE |  | Median Reliability Hours Calculation |  | NH | 4002 | HYDRO: RUN OF RIVER |  | Public Service Company of New | 50094 |  |  |  |  | 0 |  | 2011-06-05 |  |  |  | 0 |  | 2010-10-01
903 | WYANDOTTE HYDRO | HD | SO | INTERMITTENT | NON-DISPATCHABLE |  | Median Reliability Hours Calculation |  | NH | 4002 | HYDRO: RUN OF RIVER |  | Public Service Company of New | 50094 |  |  |  |  | 0.057 |  | 2011-06-05 |  |  |  | 0 |  | 2010-10-01
904 | LOCHMERE DAM | HD | SO | INTERMITTENT | NON-DISPATCHABLE |  | Median Reliability Hours Calculation |  | NH | 4002 | HYDRO: RUN OF RIVER |  | Public Service Company of New | 50094 |  |  |  |  | 0.647 |  | 2011-06-05 |  |  |  | 0.202 |  | 2011-10-04
905 | ASHUELOT HYDRO | HD | SO | INTERMITTENT | NON-DISPATCHABLE |  | Median Reliability Hours Calculation | QF | NH | 4002 | HYDRO: RUN OF RIVER |  | Public Service Company of New | 50094 | 2012-06-01 | x | 50762 | Harvard Dedicated Energy Limit | 0.648 |  | 2011-06-05 |  |  |  | 0.386 |  | 2011-10-04
906 | ROLLINSFORD HYDRO | HD | SO | INTERMITTENT | NON-DISPATCHABLE |  | Median Reliability Hours Calculation |  | NH | 4002 | HYDRO: RUN OF RIVER |  | Public Service Company of New | 50094 |  |  |  |  | 0.82 |  | 2011-06-05 |  |  |  | 0.132 |  | 2011-10-04
907 | BELL MILL/ELM ST. HYDRO | HD | SO | INTERMITTENT | NON-DISPATCHABLE |  | Median Reliability Hours Calculation |  | NH | 4002 | HYDRO: RUN OF RIVER |  | Public Service Company of New | 50094 |  |  |  |  | 0 |  | 2010-06-01 |  |  |  | 0 |  | 2010-06-01
908 | OTIS MILL HYDRO | HD | SO | INTERMITTENT | NON-DISPATCHABLE |  | Median Reliability Hours Calculation |  | NH | 4002 | HYDRO: RUN OF RIVER |  | Public Service Company of New | 50094 |  |  |  |  | 0.013 |  | 2011-06-05 |  |  |  | 0 |  | 2010-06-01
909 | STEELS POND HYDRO | HD | SO | INTERMITTENT | NON-DISPATCHABLE |  | Median Reliability Hours Calculation |  | NH | 4002 | HYDRO: RUN OF RIVER |  | Public Service Company of New | 50094 |  |  |  |  | 0.101 |  | 2011-06-05 |  |  |  | 0 |  | 2010-10-01
910 | CAMPTON DAM | HD | SO | INTERMITTENT | NON-DISPATCHABLE |  | Median Reliability Hours Calculation |  | NH | 4002 | HYDRO: RUN OF RIVER |  | Public Service Company of New | 50094 |  |  |  |  | 0.178 |  | 2011-06-05 |  |  |  | 0.111 |  | 2011-10-04
911 | KELLEYS FALLS | HD | SO | INTERMITTENT | NON-DISPATCHABLE |  | Median Reliability Hours Calculation |  | NH | 4002 | HYDRO: RUN OF RIVER |  | Public Service Company of New | 50094 |  |  |  |  | 0.109 |  | 2011-06-05 |  |  |  | 0 |  | 2010-10-01
913 | GOODRICH FALLS | HD | SO | INTERMITTENT | NON-DISPATCHABLE |  | Median Reliability Hours Calculation |  | NH | 4002 | HYDRO: RUN OF RIVER |  | Public Service Company of New | 50094 |  |  |  |  | 0.288 |  | 2011-06-05 |  |  |  | 0.18 |  | 2011-10-04
914 | CHAMBERLAIN FALLS | HD | SO | INTERMITTENT | NON-DISPATCHABLE |  | Median Reliability Hours Calculation |  | NH | 4002 | HYDRO: RUN OF RIVER |  | Public Service Company of New | 50094 |  |  |  |  | 0 |  | 2010-06-01 |  |  |  | 0 |  | 2010-06-01
915 | MONADNOCK PAPER MILLS | HD | SO | INTERMITTENT | NON-DISPATCHABLE | NET METERED | Median Reliability Hours Calculation |  | NH | 4002 | HYDRO: RUN OF RIVER |  | Public Service Company of New | 50094 |  |  |  |  | 0 |  | 2010-06-01 |  |  |  | 0 |  | 2010-06-01
919 | HOPKINTON HYDRO | HD | SO | INTERMITTENT | NON-DISPATCHABLE |  | Median Reliability Hours Calculation |  | NH | 4002 | HYDRO: RUN OF RIVER |  | Sterling Municipal Electric Li | 152 | 2009-01-01 |  | 50094 | Public Service Company of New | 0.16 |  | 2011-06-05 |  |  |  | 0.117 |  | 2011-10-04
921 | HADLEY FALLS | HD | SO | INTERMITTENT | NON-DISPATCHABLE |  | Median Reliability Hours Calculation |  | NH | 4002 | HYDRO: RUN OF RIVER |  | Public Service Company of New | 50094 |  |  |  |  | 0 |  | 2011-06-05 |  |  |  | 0 |  | 2010-06-01
922 | NOONE FALLS | HD | SO | INTERMITTENT | NON-DISPATCHABLE |  | Median Reliability Hours Calculation |  | NH | 4002 | HYDRO: RUN OF RIVER |  | Public Service Company of New | 50094 |  |  |  |  | 0.072 |  | 2011-06-05 |  |  |  | 0 |  | 2010-10-01
925 | OTTER LANE HYDRO | HD | SO | INTERMITTENT | NON-DISPATCHABLE |  | Median Reliability Hours Calculation |  | NH | 4002 | HYDRO: RUN OF RIVER |  | Public Service Company of New | 50094 |  |  |  |  | 0.064 |  | 2011-06-05 |  |  |  | 0 |  | 2010-10-01
926 | PETERBOROUGH LOWER HYDRO | HD | SO | INTERMITTENT | NON-DISPATCHABLE |  | Median Reliability Hours Calculation |  | NH | 4002 | HYDRO: RUN OF RIVER |  | Public Service Company of New | 50094 |  |  |  |  | 0 |  | 2010-06-01 |  |  |  | 0 |  | 2010-06-01
928 | SALMON BROOK STATION 3 | HD | SO | INTERMITTENT | NON-DISPATCHABLE |  | Median Reliability Hours Calculation |  | NH | 4002 | HYDRO: RUN OF RIVER |  | Public Service Company of New | 50094 |  |  |  |  | 0.116 |  | 2011-06-05 |  |  |  | 0 |  | 2010-10-01
931 | AVERY DAM | HD | SO | INTERMITTENT | NON-DISPATCHABLE |  | Median Reliability Hours Calculation |  | NH | 4002 | HYDRO: RUN OF RIVER |  | Public Service Company of New | 50094 |  |  |  |  | 0.23 |  | 2011-06-05 |  |  |  | 0.158 |  | 2011-10-04
932 | WATSON DAM | HD | SO | INTERMITTENT | NON-DISPATCHABLE |  | Median Reliability Hours Calculation |  | NH | 4002 | HYDRO: RUN OF RIVER |  | Public Service Company of New | 50094 |  |  |  |  | 0.117 |  | 2011-06-05 |  |  |  | 0 |  | 2010-10-01
933 | WESTON DAM | HD | SO | INTERMITTENT | NON-DISPATCHABLE |  | Median Reliability Hours Calculation |  | NH | 4002 | HYDRO: RUN OF RIVER |  | Public Service Company of New | 50094 |  |  |  |  | 0.34 |  | 2011-06-05 |  |  |  | 0.212 |  | 2011-10-04
935 | SUNNYBROOK HYDRO 2 | HD | SO | INTERMITTENT | NON-DISPATCHABLE | NET METERED | Median Reliability Hours Calculation |  | NH | 4002 | HYDRO: RUN OF RIVER |  | Public Service Company of New | 50094 |  |  |  |  | 0.005 |  | 2011-06-05 |  |  |  | 0.01 |  | 2011-10-04
941 | PETERBOROUGH UPPER HYDRO | HD | SO | INTERMITTENT | NON-DISPATCHABLE |  | Median Reliability Hours Calculation |  | NH | 4002 | HYDRO: RUN OF RIVER |  | Public Service Company of New | 50094 |  |  |  |  | 0.114 |  | 2011-06-05 |  |  |  | 0 |  | 2010-06-01
942 | DUNBARTON ROAD LANDFILL | D | SO | INTERMITTENT | NON-DISPATCHABLE |  | Median Reliability Hours Calculation | SQF | NH | 4002 | LANDFILL GAS |  | Public Service Company of New | 50094 |  |  |  |  | 0.29 |  | 2011-06-05 |  |  |  | 0.244 |  | 2011-10-04
943 | FOUR HILLS LANDFILL | D | SO | INTERMITTENT | NON-DISPATCHABLE |  | Median Reliability Hours Calculation | SQF | NH | 4002 | LANDFILL GAS |  | Public Service Company of New | 50094 |  |  |  |  | 0 |  | 2011-06-05 |  |  |  | 0 |  | 2011-10-04
946 | MERRIMAC PAPER - QF | HD | SO | INTERMITTENT | NON-DISPATCHABLE |  | Median Reliability Hours Calculation | QF | MA | 4007 | HYDRO: RUN OF RIVER |  | Massachusetts Electric Company | 50075 |  |  |  |  | 0 |  | 2006-10-01 |  |  |  | 0 |  | 2006-06-01
947 | RIVERDALE MILLS - QF | HD | SO | INTERMITTENT | NON-DISPATCHABLE |  | Median Reliability Hours Calculation | QF | MA | 4006 | HYDRO: RUN OF RIVER |  | Massachusetts Electric Company | 50075 |  |  |  |  | 0 |  | 2006-10-01 |  |  |  | 0 |  | 2006-06-01
948 | PEPPERELL HYDRO COMPANY LLC | HD | SO | INTERMITTENT | NON-DISPATCHABLE |  | Median Reliability Hours Calculation |  | MA | 4007 | HYDRO: RUN OF RIVER |  | Swift River Trading Company LL | 51139 | 2008-12-01 |  | 50075 | Massachusetts Electric Company | 0.562 |  | 2011-06-05 |  |  |  | 0.56 |  | 2011-10-04
949 | VALLEY HYDRO - QF | HD | SO | INTERMITTENT | NON-DISPATCHABLE |  | Median Reliability Hours Calculation | QF | RI | 4005 | HYDRO: RUN OF RIVER |  | The Narragansett Electric Comp | 156 |  |  |  |  | 0 |  | 2011-06-05 |  |  |  | 0.079 |  | 2011-10-04
950 | LP ATHOL - QF | HD | SO | INTERMITTENT | NON-DISPATCHABLE |  | Median Reliability Hours Calculation | QF | MA | 4007 | HYDRO: RUN OF RIVER |  | Massachusetts Electric Company | 50075 |  |  |  |  | 0.046 |  | 2011-06-05 |  |  |  | 0.147 |  | 2011-10-04
951 | BALTIC MILLS - QF | HD | SO | INTERMITTENT | NON-DISPATCHABLE |  | Median Reliability Hours Calculation | QF | NH | 4002 | HYDRO: RUN OF RIVER |  | Sterling Municipal Electric Li | 152 |  |  |  |  | 0.063 |  | 2011-06-05 |  |  |  | 0.045 |  | 2011-10-04
952 | PONTIAC ENERGY - QF | D | SO | INTERMITTENT | NON-DISPATCHABLE |  | Median Reliability Hours Calculation | SQF | RI | 4005 | LANDFILL GAS |  | The Narragansett Electric Comp | 156 | 2008-02-01 |  | 50017 | Constellation NewEnergy, Inc. | 0.104 |  | 2011-06-05 |  |  |  | 0 |  | 2011-10-04
953 | ATTLEBORO LANDFILL - QF | D | SO | INTERMITTENT | NON-DISPATCHABLE |  | Median Reliability Hours Calculation | SQF | MA | 4006 | LANDFILL GAS |  | Massachusetts Electric Company | 50075 |  |  |  |  | 0.216 |  | 2011-06-05 |  |  |  | 0.117 |  | 2011-10-04
954 | MM LOWELL LANDFILL - QF | D | SO | INTERMITTENT | NON-DISPATCHABLE |  | Median Reliability Hours Calculation | SQF | MA | 4007 | LANDFILL GAS |  | Massachusetts Electric Company | 50075 |  |  |  |  | 0.122 |  | 2011-06-05 |  |  |  | 0.072 |  | 2011-10-04
956 | WARE COGEN - QF | F | SO | NON-INTERMITTENT | NON-DISPATCHABLE |  | Median Reliability Hours Calculation | SQF | MA | 4007 | STEAM/REFUSE |  | Massachusetts Electric Company | 50075 |  |  |  |  | 0 |  | 2000-04-01 |  |  |  | 0 |  | 2000-04-01
957 | HG&E HYDRO/CABOT 1-4 | HD | SO | NON-INTERMITTENT | NON-DISPATCHABLE |  | Average of Monthly Hydrology Ratings |  | MA | 4007 | HYDRO: RUN OF RIVER |  | Holyoke Gas & Electric Departm | 44 |  |  |  |  | 2.59 |  | 2011-01-01 |  |  |  | 2.59 |  | 2011-01-01
959 | BARTON 1-4 DIESELS | D | SO | NON-INTERMITTENT | NON-DISPATCHABLE |  | Twice a Year Audit Obligation |  | VT | 4003 | DIESEL OIL |  | Vermont Public Power Supply Au | 50289 |  |  |  |  | 0.653 | 2012-04-06 10:00 | 2011-03-11 |  |  |  | 0.586 | 2011-09-13 10:00 | 2011-09-22
969 | POWDER MILL HYDRO | HD | SO | INTERMITTENT | NON-DISPATCHABLE |  | Median Reliability Hours Calculation |  | MA | 4007 | HYDRO: RUN OF RIVER |  | Massachusetts Municipal Whol | 76 | 2007-08-01 |  | 50289 | Vermont Public Power Supply Au | 0.061 |  | 2011-06-05 |  |  |  | 0 |  | 2010-10-01
970 | DUDLEY HYDRO | HD | SO | INTERMITTENT | NON-DISPATCHABLE |  | Median Reliability Hours Calculation |  | MA | 4007 | HYDRO: RUN OF RIVER |  | Massachusetts Electric Company | 50075 | 2008-03-05 |  | 76 | Massachusetts Municipal Whol | 0.1 |  | 2011-06-05 |  |  |  | 0.066 |  | 2011-10-04
973 | CONCORD STEAM | F | SO | NON-INTERMITTENT | NON-DISPATCHABLE | NET METERED | Median Reliability Hours Calculation | SQF | NH | 4002 | WOOD/REFUSE |  | Unitil Energy Systems, Inc. | 50308 |  |  |  |  | 0.224 |  | 2011-06-05 |  |  |  | 0 |  | 2010-10-01
978 | NEW MILFORD | D | SO | INTERMITTENT | NON-DISPATCHABLE |  | Median Reliability Hours Calculation | SQF | CT | 4004 | LANDFILL GAS | FO2 | Connecticut Light and Power Co | 50092 |  |  |  |  | 1.544 |  | 2011-06-05 |  |  |  | 1.499 |  | 2011-10-04
1005 | DIGHTON POWER LLC | CC | EMS | NON-INTERMITTENT | DISPATCHABLE |  | Twice a Year Audit Obligation |  | MA | 4006 | GAS |  | EquiPower Resources Management | 51359 | 2010-12-01 |  | 50981 | Emera Energy Services Subsidi | 177.388 | 2011-12-08 09:00 | 2005-02-07 |  |  |  | 150 | 2011-06-16 11:00 | 2008-08-07
1028 | BUNKER RD #12 GAS TURB | G | SO | NON-INTERMITTENT | NON-DISPATCHABLE |  | Twice a Year Audit Obligation |  | MA | 4006 | GAS |  | New England Power Company | 81 |  |  |  |  | 3.012 | 2012-02-28 09:00 | 2009-04-29 |  |  |  | 2.351 | 2011-08-30 08:00 | 2010-03-05
1029 | BUNKER RD #13 GAS TURB | G | SO | NON-INTERMITTENT | NON-DISPATCHABLE |  | Twice a Year Audit Obligation |  | MA | 4006 | GAS |  | New England Power Company | 81 |  |  |  |  | 3.281 | 2012-02-28 09:00 | 2009-04-29 |  |  |  | 2.84 | 2011-08-30 08:00 | 2010-03-05
1030 | OAK BLUFFS | D | EMS | NON-INTERMITTENT | DISPATCHABLE |  | Twice a Year Audit Obligation |  | MA | 4006 | DIESEL OIL |  | Genon Energy Management, LLC | 50791 | 2006-02-01 |  | 155 | Mirant Americas Engy Mark., LP | 8.12 | 2012-04-02 15:00 | 2008-11-01 |  |  |  | 8.12 | 2011-07-12 16:00 | 2008-11-01
1031 | WEST TISBURY | D | EMS | NON-INTERMITTENT | DISPATCHABLE |  | Twice a Year Audit Obligation |  | MA | 4006 | DIESEL OIL |  | Genon Energy Management, LLC | 50791 | 2006-02-01 |  | 155 | Mirant Americas Engy Mark., LP | 5.524 | 2012-03-30 09:00 | 2010-12-30 |  |  |  | 5.568 | 2011-07-29 14:00 | 2010-08-02
1032 | BRIDGEPORT ENERGY 1 | CC | EMS | NON-INTERMITTENT | DISPATCHABLE |  | Twice a Year Audit Obligation |  | CT | 4004 | GAS |  | CP Energy Marketing (US) Inc. | 51219 | 2011-07-07 |  | 50086 | NextEra Energy Power Marketing | 533.678 | 2011-12-14 19:00 | 2011-09-27 |  |  |  | 454.434 | 2011-09-11 12:00 | 2011-09-27
1034 | RIVERSIDE 4-7 | HD | SO | INTERMITTENT | NON-DISPATCHABLE |  | Median Reliability Hours Calculation |  | MA | 4007 | HYDRO: RUN OF RIVER |  | Holyoke Gas & Electric Departm | 44 |  |  |  |  | 1.768 |  | 2011-06-05 |  |  |  | 1.552 |  | 2011-10-04
1035 | RIVERSIDE 8 | HD | SO | INTERMITTENT | NON-DISPATCHABLE |  | Median Reliability Hours Calculation |  | MA | 4007 | HYDRO: RUN OF RIVER |  | Holyoke Gas & Electric Departm | 44 |  |  |  |  | 2.2 |  | 2011-06-05 |  |  |  | 3.024 |  | 2011-10-04
1047 | FAIRFAX | HD | SO | INTERMITTENT | NON-DISPATCHABLE |  | Median Reliability Hours Calculation |  | VT | 4003 | HYDRO: RUN OF RIVER |  | Central Vermont Public Service | 50252 |  |  |  |  | 3.779 |  | 2011-06-05 |  |  |  | 2.211 |  | 2011-10-04
1048 | WARE HYDRO | HD | SO | INTERMITTENT | NON-DISPATCHABLE |  | Median Reliability Hours Calculation |  | MA | 4007 | HYDRO: RUN OF RIVER |  | NSTAR Electric Company | 3 | 2007-03-09 |  | 108 | Commonwealth Electric Company | 0.603 |  | 2011-06-05 |  |  |  | 0.42 |  | 2011-10-04
1049 | COLLINS HYDRO | HD | SO | INTERMITTENT | NON-DISPATCHABLE |  | Median Reliability Hours Calculation |  | MA | 4007 | HYDRO: RUN OF RIVER |  | NSTAR Electric Company | 3 | 2007-03-09 |  | 108 | Commonwealth Electric Company | 0.679 |  | 2011-06-05 |  |  |  | 0.568 |  | 2011-10-04
1050 | CHICOPEE HYDRO | HD | SO | INTERMITTENT | NON-DISPATCHABLE |  | Median Reliability Hours Calculation |  | MA | 4007 | HYDRO: RUN OF RIVER |  | NSTAR Electric Company | 3 | 2007-03-09 |  | 108 | Commonwealth Electric Company | 1.263 |  | 2011-06-05 |  |  |  | 1.442 |  | 2011-10-04
1051 | HAL-BFI | D | SO | INTERMITTENT | NON-DISPATCHABLE |  | Median Reliability Hours Calculation | SQF | MA | 4006 | LANDFILL GAS |  | Massachusetts Electric Company | 50075 |  |  |  |  | 0 | 2009-12-17 07:00 | 2011-06-05 |  |  |  | 0 | 2009-08-07 17:00 | 2010-10-01
1052 | EB1-BFI | D | SO | INTERMITTENT | NON-DISPATCHABLE |  | Median Reliability Hours Calculation |  | MA | 4006 | REFUSE |  | Taunton Municipal Lighting Pla | 153 |  |  |  |  | 0 | 2009-12-17 08:00 | 2011-06-05 |  |  |  | 0 | 2010-07-29 15:00 | 2011-10-04
1054 | BLACKSTONE HYDRO ASSOC | HD | SO | INTERMITTENT | NON-DISPATCHABLE |  | Median Reliability Hours Calculation |  | RI | 4005 | HYDRO: RUN OF RIVER |  | The Narragansett Electric Comp | 156 |  |  |  |  | 0.225 |  | 2011-06-05 |  |  |  | 0 |  | 2003-03-21
1057 | BLACKSTONE HYDRO LOAD REDUCER | HD | SO | INTERMITTENT | NON-DISPATCHABLE |  | Median Reliability Hours Calculation |  | RI | 4005 | HYDRO: RUN OF RIVER |  | Macquarie Energy LLC | 51109 | 2010-08-01 |  | 50894 | Conectiv Energy Supply, Inc | 0.554 |  | 2011-06-05 |  |  |  | 0.655 |  | 2011-10-04
1059 | BARRE LANDFILL | D | SO | INTERMITTENT | NON-DISPATCHABLE |  | Median Reliability Hours Calculation | SQF | MA | 4007 | REFUSE |  | Dominion Energy Marketing, Inc | 50495 |  |  |  |  | 0.743 |  | 2011-06-05 |  |  |  | 0.586 |  | 2011-10-04
1061 | MASCOMA HYDRO | HD | SO | INTERMITTENT | NON-DISPATCHABLE |  | Median Reliability Hours Calculation |  | NH | 4002 | HYDRO: RUN OF RIVER |  | TransCanada Power Marketing, L | 50091 |  |  |  |  | 0.974 |  | 2011-06-05 |  |  |  | 0 |  | 2011-10-04
1062 | MWRA COSGROVE | HW | SO | INTERMITTENT | NON-DISPATCHABLE |  | Median Reliability Hours Calculation | QF | MA | 4007 | HYDRO: PONDAGE |  | Massachusetts Electric Company | 50075 | 2010-07-01 |  | 50027 | Constellation Energy Commoditi | 0.59 | 2010-03-03 15:00 | 2011-06-05 |  |  |  | 0.893 | 2009-08-31 06:00 | 2011-10-04
1086 | BERKSHIRE POWER | CC | EMS | NON-INTERMITTENT | DISPATCHABLE |  | Twice a Year Audit Obligation |  | MA | 4007 | GAS |  | Shell Energy North America (US | 87 | 2006-11-01 |  | 50383 | El Paso Merchant Energy LP | 246.279 | 2012-01-16 19:00 | 2006-05-03 |  |  |  | 229.279 | 2011-09-23 11:00 | 2006-05-03
1107 | SOMERSET | F | EMS | INTERMITTENT | NON-DISPATCHABLE | NET METERED | Median Reliability Hours Calculation | SQF | ME | 4001 | WOOD/REFUSE | WDS | Constellation Energy Commoditi | 50027 | 2003-03-01 |  | 6 | Central Maine Power Co | 0 | 2008-11-14 10:00 | 2010-06-01 |  |  |  | 0 |  | 2010-06-01
1109 | MMWAC | F | SO | INTERMITTENT | NON-DISPATCHABLE |  | Median Reliability Hours Calculation | SQF | ME | 4001 | REFUSE |  | NEPM II, LLC | 51459 | 2012-06-01 | x | 50086 | FPL Energy Power Marketing, In | 2.073 |  | 2011-06-05 |  |  |  | 1.733 |  | 2011-10-04
1113 | BRASSUA HYDRO | HD | SO | INTERMITTENT | NON-DISPATCHABLE |  | Median Reliability Hours Calculation |  | ME | 4001 | HYDRO: RUN OF RIVER |  | Brookfield Energy Marketing, L | 51355 | 2010-12-01 |  | 50475 | Brookfield Energy Marketing In | 3.288 |  | 2011-06-05 |  |  |  | 2.103 |  | 2011-10-04
1114 | MADISON COMPOSITE | HD | SO | INTERMITTENT | NON-DISPATCHABLE | NET METERED | Median Reliability Hours Calculation |  | ME | 4001 | HYDRO: RUN OF RIVER |  | Competitive Energy Services, L | 51191 | 2009-01-01 |  | 50786 | Hess Corporation | 0 |  | 2010-06-01 |  |  |  | 0 |  | 2010-06-01
1117 | GREAT WORKS COMPOSITE | HD | SO | INTERMITTENT | NON-DISPATCHABLE |  | Median Reliability Hours Calculation |  | ME | 4001 | HYDRO: RUN OF RIVER |  | Macquarie Energy LLC | 51109 | 2010-08-01 |  | 50894 | Conectiv Energy Supply, Inc | 0.151 |  | 2011-06-05 |  |  |  | 0.012 |  | 2011-10-04
1119 | KENNEBAGO HYDRO | HD | SO | INTERMITTENT | NON-DISPATCHABLE |  | Median Reliability Hours Calculation |  | ME | 4001 | HYDRO: RUN OF RIVER |  | Constellation Energy Commoditi | 50027 | 2012-03-01 |  | 50086 | FPL Energy Power Marketing, LL | 0.538 |  | 2011-06-05 |  |  |  | 0.131 |  | 2011-10-04
1122 | CASCADE-DIAMOND-QF | HD | SO | INTERMITTENT | NON-DISPATCHABLE |  | Median Reliability Hours Calculation | QF | MA | 4007 | HYDRO: RUN OF RIVER |  | Massachusetts Electric Company | 50075 |  |  |  |  | 0.049 |  | 2011-06-05 |  |  |  | 0.105 |  | 2011-10-04
1165 | CADYS FALLS | HD | SO | INTERMITTENT | NON-DISPATCHABLE |  | Median Reliability Hours Calculation |  | VT | 4003 | HYDRO: RUN OF RIVER |  | Vermont Public Power Supply Au | 50289 |  |  |  |  | 0.306 |  | 2011-06-05 |  |  |  | 0 |  | 2011-10-04
1166 | MORRISVILLE PLANT #2 | HD | SO | INTERMITTENT | NON-DISPATCHABLE |  | Median Reliability Hours Calculation |  | VT | 4003 | HYDRO: RUN OF RIVER |  | Vermont Public Power Supply Au | 50289 |  |  |  |  | 0.758 |  | 2011-06-05 |  |  |  | 0.363 |  | 2011-10-04
1167 | WOLCOTT HYDRO #1 | HD | SO | INTERMITTENT | NON-DISPATCHABLE |  | Median Reliability Hours Calculation |  | VT | 4003 | HYDRO: RUN OF RIVER |  | Vermont Public Power Supply Au | 50289 |  |  |  |  | 0.481 |  | 2011-06-05 |  |  |  | 0.301 |  | 2011-10-04
1168 | H.K. SANDERS | HW | SO | NON-INTERMITTENT | NON-DISPATCHABLE |  | Twice a Year Audit Obligation |  | VT | 4003 | HYDRO: PONDAGE |  | Vermont Public Power Supply Au | 50289 |  |  |  |  | 1.686 | 2012-02-21 10:00 | 2011-02-03 |  |  |  | 1.74 | 2011-09-20 06:00 | 2010-09-22
1185 | STONY BROOK GT1A | CC | EMS | NON-INTERMITTENT | DISPATCHABLE |  | Twice a Year Audit Obligation |  | MA | 4007 | OIL/GAS | FO2 | Massachusetts Municipal Whol | 76 |  |  |  |  | 119 | 2012-03-06 10:00 | 2002-02-19 |  |  |  | 104 | 2011-08-31 11:00 | 2002-02-19
1186 | STONY BROOK GT1B | CC | EMS | NON-INTERMITTENT | DISPATCHABLE |  | Twice a Year Audit Obligation |  | MA | 4007 | OIL/GAS | FO2 | Massachusetts Municipal Whol | 76 |  |  |  |  | 116 | 2012-03-06 10:00 | 2002-02-19 |  |  |  | 100 | 2011-08-31 11:00 | 2002-02-19
1187 | STONY BROOK GT1C | CC | EMS | NON-INTERMITTENT | DISPATCHABLE |  | Twice a Year Audit Obligation |  | MA | 4007 | OIL/GAS | FO2 | Massachusetts Municipal Whol | 76 |  |  |  |  | 119 | 2012-03-06 10:00 | 2002-02-19 |  |  |  | 104 | 2011-08-31 11:00 | 2002-02-19
1188 | LOWELL COGENERATION PLANT | CC | EMS | NON-INTERMITTENT | DISPATCHABLE |  | Twice a Year Audit Obligation |  | MA | 4007 | OIL/GAS | FO2 | Consolidated Edison Energy, In | 50247 | 2008-06-01 |  | 50349 | Lowell Cogen Co LP | 30.15 | 2011-11-16 12:00 | 2011-04-11 |  |  |  | 27.175 | 2011-06-08 14:00 | 2011-04-11
1209 | CRRA HARTFORD LANDFILL | D | SO | INTERMITTENT | NON-DISPATCHABLE |  | Median Reliability Hours Calculation | SQF | CT | 4004 | LANDFILL GAS |  | Connecticut Light and Power Co | 50092 |  |  |  |  | 1.705 |  | 2011-06-05 |  |  |  | 1.777 |  | 2011-10-04
1210 | MILLENNIUM | CC | EMS | NON-INTERMITTENT | DISPATCHABLE |  | Twice a Year Audit Obligation |  | MA | 4007 | GAS |  | Merrill Lynch Commodities, Inc | 50748 | 2004-12-01 |  | 50446 | Entergy-Koch Trading, LP | 374.786 | 2011-12-05 08:00 | 2005-11-21 |  |  |  | 325.786 | 2011-07-17 11:00 | 2005-11-21
1216 | MAINE INDEPENDENCE STATION | CC | EMS | NON-INTERMITTENT | DISPATCHABLE |  | Twice a Year Audit Obligation |  | ME | 4001 | GAS |  | Dynegy Marketing and Trade, LL | 51317 | 2011-09-01 |  | 52 | Dynegy Power Marketing, Inc. | 538.275 | 2012-03-27 16:00 | 2007-09-18 |  |  |  | 488.275 | 2011-08-05 08:00 | 2007-09-18
1221 | ESSEX DIESELS | D | EMS | NON-INTERMITTENT | DISPATCHABLE |  | Twice a Year Audit Obligation |  | VT | 4003 | DIESEL OIL |  | Green Mountain Power Corporati | 50275 | 2004-05-01 |  | 182 | Vermont Electric Power Co | 7.305 | 2012-03-29 09:00 | 2012-04-16 |  |  |  | 7.215 | 2011-09-14 16:00 | 2008-09-22
1224 | RANDOLPH/BFG ELECTRIC FACILITY | D | SO | INTERMITTENT | NON-DISPATCHABLE |  | Median Reliability Hours Calculation |  | MA | 4006 | DIESEL OIL |  | Hingham Municipal Lighting Pla | 42 |  |  |  |  | 0 | 2009-12-17 07:00 | 2011-06-05 |  |  |  | 0 | 2009-08-10 20:00 | 2010-10-01
1225 | TANNERY DAM | HD | SO | INTERMITTENT | NON-DISPATCHABLE |  | Median Reliability Hours Calculation |  | MA | 4007 | HYDRO: RUN OF RIVER |  | Massachusetts Electric Company | 50075 |  |  |  |  | 0 |  | 2006-10-01 |  |  |  | 0 |  | 2006-06-01
1226 | TIVERTON POWER | CC | EMS | NON-INTERMITTENT | DISPATCHABLE |  | Twice a Year Audit Obligation |  | RI | 4005 | GAS |  | CP Energy Marketing (US) Inc. | 51219 | 2011-08-16 |  | 50247 | Consolidated Edison Energy | 278.756 | 2011-11-05 13:00 | 2011-08-26 |  |  |  | 244.086 | 2011-08-12 11:00 | 2011-08-26
1255 | RUMFORD POWER | CC | EMS | NON-INTERMITTENT | DISPATCHABLE |  | Twice a Year Audit Obligation |  | ME | 4001 | GAS |  | CP Energy Marketing (US) Inc. | 51219 | 2011-08-16 |  | 50247 | Consolidated Edison Energy | 269.091 | 2012-03-06 07:00 | 2011-07-21 |  |  |  | 244.281 | 2011-07-07 13:00 | 2011-07-21
1258 | BHE SMALL HYDRO COMPOSITE | HD | SO | INTERMITTENT | NON-DISPATCHABLE |  | Median Reliability Hours Calculation | QF | ME | 4001 | HYDRO: RUN OF RIVER |  | New Brunswick Power Generation | 50899 | 2010-03-01 |  | 50086 | FPL Energy Power Marketing, In | 2.042 |  | 2011-06-05 |  |  |  | 0.892 |  | 2011-10-04
1259 | J & L ELECTRIC - BIOMASS I | F | SO | INTERMITTENT | NON-DISPATCHABLE | NET METERED | Median Reliability Hours Calculation | QF | ME | 4001 | WOOD/REFUSE |  | NextEra Energy Power Marketing | 50086 | 2008-05-01 |  | 50027 | Constellation Energy Commoditi | 0 |  | 2008-04-29 |  |  |  | 0 |  | 2008-09-29
1266 | MARSH POWER | HD | SO | INTERMITTENT | NON-DISPATCHABLE |  | Median Reliability Hours Calculation |  | ME | 4001 | HYDRO: RUN OF RIVER |  | Christopher M. Anthony | 51394 | 2011-07-01 |  | 50086 | FPL Energy Power Marketing, In | 0 |  | 2006-10-01 |  |  |  | 0 |  | 2006-06-01
1267 | SPARHAWK | HD | SO | INTERMITTENT | NON-DISPATCHABLE |  | Median Reliability Hours Calculation |  | ME | 4001 | HYDRO: RUN OF RIVER |  | Competitive Energy Services, L | 51191 | 2011-06-01 |  | 50248 | PPL Maine, LLC | 0.037 |  | 2011-06-05 |  |  |  | 0 |  | 2010-10-01
1270 | SYSKO STONY BROOK | HD | SO | INTERMITTENT | NON-DISPATCHABLE |  | Median Reliability Hours Calculation |  | ME | 4001 | HYDRO: RUN OF RIVER |  | Competitive Energy Services, L | 51191 | 2011-06-01 |  | 50248 | PPL Maine, LLC | 0.015 |  | 2011-06-05 |  |  |  | 0.016 |  | 2011-10-04
1271 | SYSKO WIGHT BROOK | HD | SO | INTERMITTENT | NON-DISPATCHABLE |  | Median Reliability Hours Calculation |  | ME | 4001 | HYDRO: RUN OF RIVER |  | Competitive Energy Services, L | 51191 | 2011-06-01 |  | 50248 | PPL Maine, LLC | 0.024 |  | 2010-06-01 |  |  |  | 0 |  | 2010-06-01
1273 | KENNEBEC WATER U5 | HD | SO | INTERMITTENT | NON-DISPATCHABLE |  | Median Reliability Hours Calculation |  | ME | 4001 | HYDRO: RUN OF RIVER |  | Messalonskee Stream Hydro, LLC | 51367 | 2011-05-01 |  | 50248 | PPL Maine, LLC | 0.54 |  | 2011-06-05 |  |  |  | 0 |  | 2010-06-01
1283 | LEWISTON U5 | HD | SO | INTERMITTENT | NON-DISPATCHABLE |  | Median Reliability Hours Calculation |  | ME | 4001 | HYDRO: RUN OF RIVER |  | Competitive Energy Services, L | 51191 | 2011-06-01 |  | 50248 | PPL Maine, LLC | 0.383 |  | 2011-06-05 |  |  |  | 0.377 |  | 2011-10-04
1286 | ANP-BLACKSTONE ENERGY 1 | CC | EMS | NON-INTERMITTENT | DISPATCHABLE |  | Twice a Year Audit Obligation |  | MA | 4006 | GAS |  | IPR-GDF Suez Energy Marketing | 162 | 2012-02-01 |  | 50453 | ANP Funding I, LLC | 253.634 | 2011-11-09 12:00 | 2011-05-12 |  |  |  | 223.634 | 2011-06-07 12:00 | 2011-05-12
1287 | ANP-BLACKSTONE ENERGY 2 | CC | EMS | NON-INTERMITTENT | DISPATCHABLE |  | Twice a Year Audit Obligation |  | MA | 4006 | GAS |  | IPR-GDF Suez Energy Marketing | 162 | 2012-02-01 |  | 50453 | ANP Funding I, LLC | 245.974 | 2011-11-07 14:00 | 2011-01-11 |  |  |  | 215.874 | 2011-06-21 13:00 | 2011-01-11
1288 | BUCKSPORT ENERGY 4 | G | EMS | NON-INTERMITTENT | NON-DISPATCHABLE | NET METERED | Median Reliability Hours Calculation | QF | ME | 4001 | OIL/GAS | FO2 | H.Q. Energy Services (US) Inc. | 50084 |  |  |  |  | 139.125 | 2012-04-03 12:00 | 2011-06-05 |  |  |  | 132.6 | 2011-07-07 14:00 | 2011-10-04
1302 | TCPMCMPAGF GEN1 U5 | D | SO | INTERMITTENT | NON-DISPATCHABLE | NET METERED | Median Reliability Hours Calculation |  | ME | 4001 | METHANE/REFUSE |  | Verso Maine Energy LLC | 51325 | 2010-11-01 |  | 50091 | TransCanada Power Mktg. | 0 |  | 2000-06-29 |  |  |  | 0 |  | 2000-06-29
1342 | LAKE ROAD 1 | CC | EMS | NON-INTERMITTENT | DISPATCHABLE |  | Twice a Year Audit Obligation |  | RI | 4005 | OIL/GAS |  | EquiPower Resources Management | 51359 | 2010-12-01 |  | 50981 | Emera Energy Services Subsidi | 281.416 | 2011-11-07 13:00 | 2008-09-01 |  |  |  | 245.792 | 2011-06-16 11:00 | 2008-09-01
1343 | LAKE ROAD 2 | CC | EMS | NON-INTERMITTENT | DISPATCHABLE |  | Twice a Year Audit Obligation |  | RI | 4005 | GAS |  | EquiPower Resources Management | 51359 | 2010-12-01 |  | 50981 | Emera Energy Services Subsidi | 286.837 | 2011-11-07 13:00 | 2009-04-01 |  |  |  | 251.213 | 2011-06-08 13:00 | 2009-04-01
1344 | LAKE ROAD 3 | CC | EMS | NON-INTERMITTENT | DISPATCHABLE |  | Twice a Year Audit Obligation |  | RI | 4005 | GAS |  | EquiPower Resources Management | 51359 | 2010-12-01 |  | 50981 | Emera Energy Services Subsidi | 276.784 | 2012-01-09 14:00 | 2010-08-06 |  |  |  | 248.014 | 2011-06-08 13:00 | 2010-08-06
1368 | ROCKY GORGE CORPORATION | HD | SO | INTERMITTENT | NON-DISPATCHABLE |  | Median Reliability Hours Calculation |  | ME | 4001 | HYDRO: RUN OF RIVER |  | Rocky Gorge Corporation | 51263 | 2009-12-01 |  | 50248 | PPL Maine, LLC | 0.293 |  | 2011-06-05 |  |  |  | 0.087 |  | 2010-10-01
1376 | WALLINGFORD UNIT 1 | G | EMS | NON-INTERMITTENT | DISPATCHABLE |  | Twice a Year Audit Obligation |  | CT | 4004 | GAS |  | Twin Eagle Resource Management | 51428 | 2012-05-01 |  | 50086 | NextEra Energy Power Marketing | 48.41 | 2012-03-15 20:00 | 2008-06-24 |  |  |  | 42.3 | 2011-07-20 13:00 | 2010-10-18
1377 | WALLINGFORD UNIT 2 | G | EMS | NON-INTERMITTENT | DISPATCHABLE |  | Twice a Year Audit Obligation |  | CT | 4004 | GAS |  | Twin Eagle Resource Management | 51428 | 2012-05-01 |  | 50086 | NextEra Energy Power Marketing | 48.242 | 2012-03-15 20:00 | 2011-04-01 |  |  |  | 40.609 | 2011-09-14 16:00 | 2011-04-01
1378 | WALLINGFORD UNIT 3 | G | EMS | NON-INTERMITTENT | DISPATCHABLE |  | Twice a Year Audit Obligation |  | CT | 4004 | GAS |  | Twin Eagle Resource Management | 51428 | 2012-05-01 |  | 50086 | NextEra Energy Power Marketing | 47.837 | 2012-03-15 20:00 | 2007-09-11 |  |  |  | 42.3 | 2011-07-20 13:00 | 2010-10-18
1379 | WALLINGFORD UNIT 4 | G | EMS | NON-INTERMITTENT | DISPATCHABLE |  | Twice a Year Audit Obligation |  | CT | 4004 | GAS |  | Twin Eagle Resource Management | 51428 | 2012-05-01 |  | 50086 | NextEra Energy Power Marketing | 47.192 | 2012-03-15 20:00 | 2009-01-29 |  |  |  | 42.3 | 2011-09-14 16:00 | 2011-09-28
1380 | WALLINGFORD UNIT 5 | G | EMS | NON-INTERMITTENT | DISPATCHABLE |  | Twice a Year Audit Obligation |  | CT | 4004 | GAS |  | Twin Eagle Resource Management | 51428 | 2012-05-01 |  | 50086 | NextEra Energy Power Marketing | 49 | 2012-03-15 20:00 | 2010-10-18 |  |  |  | 42.3 | 2011-09-14 16:00 | 2011-09-29
1385 | MILFORD POWER 1 | CC | EMS | NON-INTERMITTENT | DISPATCHABLE |  | Twice a Year Audit Obligation |  | CT | 4004 | OIL/GAS |  | EquiPower Resources Management | 51359 | 2012-04-01 |  | 50724 | Milford Power Company, LLC | 281.847 | 2011-11-08 14:00 | 2009-09-21 |  |  |  | 253.61 | 2011-06-30 10:00 | 2009-09-21
1386 | MILFORD POWER 2 | CC | EMS | NON-INTERMITTENT | DISPATCHABLE |  | Twice a Year Audit Obligation |  | CT | 4004 | OIL/GAS |  | EquiPower Resources Management | 51359 | 2012-04-01 |  | 50724 | Milford Power Company, LLC | 287.632 | 2011-11-08 14:00 | 2009-04-23 |  |  |  | 253.093 | 2011-06-30 10:00 | 2009-04-23
1412 | ANP-BELLINGHAM 1 | CC | EMS | NON-INTERMITTENT | DISPATCHABLE |  | Twice a Year Audit Obligation |  | MA | 4006 | GAS |  | IPR-GDF Suez Energy Marketing | 162 | 2012-02-01 |  | 50453 | ANP Funding I, LLC | 279.378 | 2012-02-15 10:00 | 2012-02-23 |  |  |  | 249.178 | 2011-08-11 10:00 | 2012-02-23
1415 | ANP-BELLINGHAM 2 | CC | EMS | NON-INTERMITTENT | DISPATCHABLE |  | Twice a Year Audit Obligation |  | MA | 4006 | GAS |  | IPR-GDF Suez Energy Marketing | 162 | 2012-02-01 |  | 50453 | ANP Funding I, LLC | 276.352 | 2012-03-09 09:00 | 2012-03-15 |  |  |  | 246.152 | 2011-07-27 20:00 | 2012-03-15
1432 | GRS-FALL RIVER | G | EMS | NON-INTERMITTENT | NON-DISPATCHABLE |  | Twice a Year Audit Obligation |  | MA | 4006 | WOOD/REFUSE |  | Taunton Municipal Lighting Pla | 153 |  |  |  |  | 3.824 | 2012-01-30 09:00 | 2009-11-17 |  |  |  | 3.113 | 2011-08-09 12:00 | 2009-11-17
1478 | MYSTIC 8 | CC | EMS | NON-INTERMITTENT | DISPATCHABLE |  | Twice a Year Audit Obligation |  | MA | 4008 | GAS |  | Constellation Energy Commoditi | 50027 | 2011-01-10 |  | 50740 | Boston Generating, LLC | 841.564 | 2011-11-03 14:00 | 2011-09-12 |  |  |  | 703.324 | 2011-09-01 13:00 | 2011-09-22
1495 | SOUTHBRIDGE P&T QF U5 | D | SO | NON-INTERMITTENT | NON-DISPATCHABLE |  | Median Reliability Hours Calculation | SQF | MA | 4007 | GAS |  | Massachusetts Electric Company | 50075 |  |  |  |  | 0.227 |  | 2011-06-05 |  |  |  | 0 |  | 2010-10-01
1572 | GRANBY SANITARY LANDFILL QF | D | SO | INTERMITTENT | NON-DISPATCHABLE |  | Median Reliability Hours Calculation | SQF | MA | 4007 | LANDFILL GAS |  | Industrial Power Services Corp | 50675 | 2010-06-01 |  | 50075 | Massachusetts Electric Company | 3.092 | 2009-12-15 13:00 | 2011-06-05 |  |  |  | 2.609 | 2009-09-10 13:00 | 2011-10-04
1616 | MYSTIC 9 | CC | EMS | NON-INTERMITTENT | DISPATCHABLE |  | Twice a Year Audit Obligation |  | MA | 4008 | GAS |  | Constellation Energy Commoditi | 50027 | 2011-01-10 |  | 50740 | Boston Generating, LLC | 843.95 | 2011-11-01 11:00 | 2011-07-15 |  |  |  | 695.19 | 2011-07-07 13:00 | 2011-07-15
1625 | GRANITE RIDGE ENERGY | CC | EMS | NON-INTERMITTENT | DISPATCHABLE |  | Twice a Year Audit Obligation |  | NH | 4002 | GAS |  | Merrill Lynch Commodities, Inc | 50748 | 2012-01-01 |  | 50193 | Cargill Power Markets, LLC | 799.322 | 2011-11-07 12:00 | 2011-05-10 |  |  |  | 661.322 | 2011-06-16 14:00 | 2009-06-17
1630 | RISEP | CC | EMS | NON-INTERMITTENT | DISPATCHABLE |  | Twice a Year Audit Obligation |  | RI | 4005 | GAS |  | Entergy Nuclear Power Marketin | 50840 | 2012-06-01 | x | 50086 | FPL Energy Power Mktg. Inc. | 575 | 2011-11-14 09:00 | 2011-07-18 |  |  |  | 536.419 | 2011-07-05 12:00 | 2011-07-18
1641 | WAUSAU COGEN U5 | G | SO | INTERMITTENT | NON-DISPATCHABLE | NET METERED | Median Reliability Hours Calculation | SQF | NH | 4002 | GAS |  | Public Service Company of New | 50094 |  |  |  |  | 0 |  | 2009-03-01 |  |  |  | 0 |  | 2009-03-01
1649 | EP NEWINGTON ENERGY, LLC | CC | EMS | NON-INTERMITTENT | DISPATCHABLE |  | Twice a Year Audit Obligation |  | NH | 4002 | OIL/GAS | FO2 | Shell Energy North America (US | 87 | 2008-07-01 |  | 50247 | Consolidated Edison Energy | 559.523 | 2012-01-18 09:00 | 2010-09-22 |  |  |  | 506.244 | 2011-06-16 10:00 | 2010-09-22
1656 | HULL WIND TURBINE U5 | WIND | SO | INTERMITTENT | NON-DISPATCHABLE |  | Median Reliability Hours Calculation |  | MA | 4006 | WIND |  | Hull Municipal Lighting Plant | 72 |  |  |  |  | 0.18 |  | 2011-06-05 |  |  |  | 0.046 |  | 2011-10-04
1672 | KENDALL CT | CC | EMS | NON-INTERMITTENT | DISPATCHABLE |  | Twice a Year Audit Obligation |  | MA | 4008 | GAS | FO2 | Genon Energy Management, LLC | 50791 | 2006-02-01 |  | 155 | Mirant Americas Engy Mark., LP | 181.505 | 2012-02-03 08:00 | 2010-04-07 |  |  |  | 153.533 | 2011-07-14 10:00 | 2010-04-07
1678 | SYSKO GARDNER BROOK U5 | HD | SO | INTERMITTENT | NON-DISPATCHABLE |  | Median Reliability Hours Calculation |  | ME | 4001 | HYDRO: RUN OF RIVER |  | Competitive Energy Services, L | 51191 | 2011-06-01 |  | 50248 | PPL Maine, LLC | 0 |  | 2010-06-01 |  |  |  | 0 |  | 2010-06-01
1693 | WEST SPRINGFIELD GT-1 | G | EMS | NON-INTERMITTENT | DISPATCHABLE |  | Twice a Year Audit Obligation |  | MA | 4007 | OIL/GAS | FO2 | EP Energy Massachusetts, LLC | 51102 | 2012-06-01 | x | 50786 | Hess Corporation | 46.908 | 2012-03-16 09:00 | 2005-03-28 |  |  |  | 36.908 | 2011-06-17 13:00 | 2005-03-28
1694 | WEST SPRINGFIELD GT-2 | G | EMS | NON-INTERMITTENT | DISPATCHABLE |  | Twice a Year Audit Obligation |  | MA | 4007 | OIL/GAS | FO2 | EP Energy Massachusetts, LLC | 51102 | 2012-06-01 | x | 50786 | Hess Corporation | 47.441 | 2012-03-19 11:00 | 2005-03-28 |  |  |  | 37.441 | 2011-07-07 15:00 | 2005-03-28
1720 | MIDDLEBURY LOWER | HD | SO | INTERMITTENT | NON-DISPATCHABLE |  | Median Reliability Hours Calculation |  | VT | 4003 | HYDRO: RUN OF RIVER |  | Central Vermont Public Service | 50252 |  |  |  |  | 1.277 |  | 2011-06-05 |  |  |  | 1.144 |  | 2011-10-04
2278 | BARKER LOWER HYDRO | HD | SO | INTERMITTENT | NON-DISPATCHABLE |  | Median Reliability Hours Calculation |  | ME | 4001 | HYDRO: RUN OF RIVER |  | Macquarie Energy LLC | 51109 | 2010-08-01 |  | 50894 | Conectiv Energy Supply, Inc | 0.725 |  | 2011-06-05 |  |  |  | 0 |  | 2010-10-01
2279 | BARKER UPPER HYDRO | HD | SO | INTERMITTENT | NON-DISPATCHABLE |  | Median Reliability Hours Calculation | QF | ME | 4001 | HYDRO: RUN OF RIVER |  | Macquarie Energy LLC | 51109 | 2010-08-01 |  | 50894 | Conectiv Energy Supply, Inc | 1.025 |  | 2011-06-05 |  |  |  | 0.233 |  | 2011-10-04
2280 | BENTON FALLS HYDRO | HD | SO | INTERMITTENT | NON-DISPATCHABLE |  | Median Reliability Hours Calculation |  | ME | 4001 | HYDRO: RUN OF RIVER |  | Littleton Electric Light & Wat | 75 | 2009-01-01 |  | 50762 | Harvard Dedicated Energy Limit | 2.807 |  | 2011-06-05 |  |  |  | 0.658 |  | 2011-10-04
2281 | BROWNS MILL HYDRO | HD | SO | INTERMITTENT | NON-DISPATCHABLE |  | Median Reliability Hours Calculation |  | ME | 4001 | HYDRO: RUN OF RIVER |  | Macquarie Energy LLC | 51109 | 2010-08-01 |  | 50894 | Conectiv Energy Supply, Inc | 0.597 |  | 2011-06-05 |  |  |  | 0.157 |  | 2011-10-04
2282 | DAMARISCOTTA HYDRO | HD | SO | INTERMITTENT | NON-DISPATCHABLE |  | Median Reliability Hours Calculation |  | ME | 4001 | HYDRO: RUN OF RIVER |  | Macquarie Energy LLC | 51109 | 2010-08-01 |  | 50894 | Conectiv Energy Supply, Inc | 0.287 |  | 2011-06-05 |  |  |  | 0 |  | 2010-06-01
2283 | EUSTIS HYDRO | HD | SO | INTERMITTENT | NON-DISPATCHABLE |  | Median Reliability Hours Calculation |  | ME | 4001 | HYDRO: RUN OF RIVER |  | Macquarie Energy LLC | 51109 | 2010-08-01 |  | 50894 | Conectiv Energy Supply, Inc | 0.151 |  | 2011-06-05 |  |  |  | 0.071 |  | 2011-10-04
2284 | GARDINER HYDRO | HD | SO | INTERMITTENT | NON-DISPATCHABLE |  | Median Reliability Hours Calculation |  | ME | 4001 | HYDRO: RUN OF RIVER |  | Macquarie Energy LLC | 51109 | 2010-08-01 |  | 50894 | Conectiv Energy Supply, Inc | 0.978 |  | 2011-06-05 |  |  |  | 0 |  | 2010-10-01
2285 | GREENVILLE HYDRO | HD | SO | INTERMITTENT | NON-DISPATCHABLE |  | Median Reliability Hours Calculation |  | ME | 4001 | HYDRO: RUN OF RIVER |  | Macquarie Energy LLC | 51109 | 2010-08-01 |  | 50894 | Conectiv Energy Supply, Inc | 0.51 |  | 2011-06-05 |  |  |  | 0 |  | 2010-10-01
2286 | HACKETT MILLS HYDRO | HD | SO | INTERMITTENT | NON-DISPATCHABLE |  | Median Reliability Hours Calculation |  | ME | 4001 | HYDRO: RUN OF RIVER |  | Constellation Energy Commoditi | 50027 | 2012-03-01 |  | 50086 | FPL Energy Power Marketing, LL | 0.453 |  | 2011-06-05 |  |  |  | 0.097 |  | 2011-10-04
2287 | MECHANIC FALLS HYDRO | HD | SO | INTERMITTENT | NON-DISPATCHABLE |  | Median Reliability Hours Calculation |  | ME | 4001 | HYDRO: RUN OF RIVER |  | Macquarie Energy LLC | 51109 | 2010-08-01 |  | 50894 | Conectiv Energy Supply, Inc | 0.768 |  | 2011-06-05 |  |  |  | 0.151 |  | 2011-10-04
2288 | NORWAY HYDRO | HD | SO | INTERMITTENT | NON-DISPATCHABLE |  | Median Reliability Hours Calculation |  | ME | 4001 | HYDRO: RUN OF RIVER |  | Macquarie Energy LLC | 51109 | 2010-08-01 |  | 50894 | Conectiv Energy Supply, Inc | 0 |  | 2010-06-01 |  |  |  | 0 |  | 2009-07-01
2289 | PIONEER DAM HYDRO | HD | SO | INTERMITTENT | NON-DISPATCHABLE |  | Median Reliability Hours Calculation |  | ME | 4001 | HYDRO: RUN OF RIVER |  | Christopher M. Anthony | 51394 | 2011-07-01 |  | 50086 | FPL Energy Power Marketing, In | 0.081 |  | 2011-06-05 |  |  |  | 0.075 |  | 2011-10-04
2290 | PITTSFIELD HYDRO | HD | SO | INTERMITTENT | NON-DISPATCHABLE |  | Median Reliability Hours Calculation |  | ME | 4001 | HYDRO: RUN OF RIVER |  | Macquarie Energy LLC | 51109 | 2010-08-01 |  | 50894 | Conectiv Energy Supply, Inc | 0.551 |  | 2011-06-05 |  |  |  | 0 |  | 2010-10-01
2291 | WAVERLY AVENUE HYDRO | HD | SO | INTERMITTENT | NON-DISPATCHABLE |  | Median Reliability Hours Calculation |  | ME | 4001 | HYDRO: RUN OF RIVER |  | Christopher M. Anthony | 51394 | 2011-07-01 |  | 50086 | FPL Energy Power Marketing, In | 0.246 |  | 2011-06-05 |  |  |  | 0.159 |  | 2011-10-04
2292 | YORK HYDRO | HD | SO | INTERMITTENT | NON-DISPATCHABLE |  | Median Reliability Hours Calculation |  | ME | 4001 | HYDRO: RUN OF RIVER |  | Macquarie Energy LLC | 51109 | 2010-08-01 |  | 50894 | Conectiv Energy Supply, Inc | 0.633 |  | 2011-06-05 |  |  |  | 0.053 |  | 2011-10-04
2425 | SPRINGFIELD REFUSE-NEW | F | EMS | INTERMITTENT | NON-DISPATCHABLE |  | Median Reliability Hours Calculation |  | MA | 4007 | REFUSE | FO2 | Covanta Energy Marketing, LLC | 51363 | 2011-01-01 |  | 50093 | Western Mass. Electric Co. | 5.777 | 2008-11-09 13:00 | 2011-06-05 |  |  |  | 5.408 | 2008-06-01 08:00 | 2011-10-04
2426 | HYDRO KENNEBEC | HD | EMS | INTERMITTENT | NON-DISPATCHABLE |  | Median Reliability Hours Calculation |  | ME | 4001 | HYDRO: RUN OF RIVER |  | Brookfield Energy Marketing, L | 51355 | 2010-12-01 |  | 50475 | Brookfield Energy Marketing In | 7.478 |  | 2011-06-05 |  |  |  | 7.428 |  | 2011-10-04
2430 | BELDENS-NEW | HD | EMS | INTERMITTENT | NON-DISPATCHABLE |  | Median Reliability Hours Calculation |  | VT | 4003 | HYDRO: RUN OF RIVER |  | Central Vermont Public Service | 50252 | 2011-09-01 |  | 50288 | Vermont Marble Company | 4.1 |  | 2011-06-05 |  |  |  | 1.5 |  | 2011-10-04
2431 | DODGE FALLS-NEW | HD | EMS | INTERMITTENT | NON-DISPATCHABLE |  | Median Reliability Hours Calculation |  | VT | 4003 | HYDRO: RUN OF RIVER |  | Vermont Electric Power Company | 182 |  |  |  |  | 4.56 |  | 2011-06-05 |  |  |  | 3.959 |  | 2011-10-04
2432 | HUNTINGTON FALLS-NEW | HD | EMS | INTERMITTENT | NON-DISPATCHABLE |  | Median Reliability Hours Calculation |  | VT | 4003 | HYDRO: RUN OF RIVER |  | Central Vermont Public Service | 50252 | 2011-09-01 |  | 50288 | Vermont Marble Company | 2.4 |  | 2011-06-05 |  |  |  | 1.7 |  | 2011-10-04
2433 | RYEGATE 1-NEW | F | EMS | INTERMITTENT | NON-DISPATCHABLE |  | Median Reliability Hours Calculation |  | VT | 4003 | WOOD/REFUSE |  | Vermont Electric Power Company | 182 |  |  |  |  | 20.72 | 2010-03-03 14:00 | 2010-06-01 |  |  |  | 20.64 | 2009-08-25 03:00 | 2011-10-04
2434 | GORGE 18 HYDRO-NEW | HD | EMS | NON-INTERMITTENT | NON-DISPATCHABLE |  | Average of Monthly Hydrology Ratings |  | VT | 4003 | HYDRO: RUN OF RIVER |  | Green Mountain Power Corporati | 50275 | 2004-05-01 |  | 182 | Vermont Electric Power Co | 3.3 |  | 2011-01-01 |  |  |  | 2.157 |  | 2011-01-01
2435 | VERGENNES HYDRO-NEW | HD | EMS | NON-INTERMITTENT | NON-DISPATCHABLE |  | Average of Monthly Hydrology Ratings |  | VT | 4003 | HYDRO: RUN OF RIVER |  | Green Mountain Power Corporati | 50275 | 2004-05-01 |  | 182 | Vermont Electric Power Co | 2.064 |  | 2011-01-01 |  |  |  | 1.02 |  | 2011-01-01
2439 | BROCKWAY MILLS U5 | HD | SO | INTERMITTENT | NON-DISPATCHABLE |  | Median Reliability Hours Calculation |  | VT | 4003 | HYDRO: RUN OF RIVER |  | Green Mountain Power Corporati | 50275 |  |  |  |  | 0.34 |  | 2011-06-05 |  |  |  | 0.008 |  | 2011-10-04
2462 | PLAINVILLE GEN QF U5 | D | SO | INTERMITTENT | NON-DISPATCHABLE |  | Median Reliability Hours Calculation | QF | MA | 4006 | METHANE/REFUSE |  | Massachusetts Electric Company | 50075 | 2010-02-01 |  | 50027 | Constellation Energy Commoditi | 2.944 | 2009-01-28 06:00 | 2011-06-05 |  |  |  | 2.732 | 2009-09-07 03:00 | 2011-10-04
2466 | CHERRY 7 | D | SO | NON-INTERMITTENT | NON-DISPATCHABLE |  | Twice a Year Audit Obligation |  | MA | 4007 | DIESEL OIL |  | Hudson Light & Power Departmen | 45 |  |  |  |  | 2.8 | 2011-12-21 08:00 | 2009-02-04 |  |  |  | 2.8 | 2011-08-03 08:00 | 2009-08-05
2467 | CHERRY 8 | D | SO | NON-INTERMITTENT | NON-DISPATCHABLE |  | Twice a Year Audit Obligation |  | MA | 4007 | DIESEL OIL |  | Hudson Light & Power Departmen | 45 |  |  |  |  | 3.4 | 2011-11-18 08:00 | 2003-03-01 |  |  |  | 3.4 | 2011-06-27 08:00 | 2003-03-01
2468 | CHERRY 10 | D | SO | NON-INTERMITTENT | NON-DISPATCHABLE |  | Twice a Year Audit Obligation |  | MA | 4007 | DIESEL OIL |  | Hudson Light & Power Departmen | 45 |  |  |  |  | 2.1 | 2012-01-04 13:00 | 2003-03-01 |  |  |  | 2.1 | 2011-06-06 11:00 | 2003-03-01
2469 | CHERRY 11 | D | SO | NON-INTERMITTENT | NON-DISPATCHABLE |  | Twice a Year Audit Obligation |  | MA | 4007 | DIESEL OIL |  | Hudson Light & Power Departmen | 45 |  |  |  |  | 2.1 | 2012-01-12 08:00 | 2003-03-01 |  |  |  | 2.1 | 2011-08-08 15:00 | 2003-03-01
2470 | CHERRY 12 | D | SO | NON-INTERMITTENT | NON-DISPATCHABLE |  | Twice a Year Audit Obligation |  | MA | 4007 | DIESEL OIL |  | Hudson Light & Power Departmen | 45 |  |  |  |  | 4.999 | 2011-12-21 08:00 | 2012-01-06 |  |  |  | 4.999 | 2011-07-13 14:00 | 2010-02-17
10308 | NECCO COGENERATION FACILITY | D | SO | NON-INTERMITTENT | NON-DISPATCHABLE |  | Twice a Year Audit Obligation | QF | MA | 4008 | DIESEL OIL |  | New England Confectionery Comp | 51150 | 2008-12-01 |  | 162 | SUEZ Energy Marketing NA, Inc. | 4.948 | 2012-03-27 07:00 | 2011-03-25 |  |  |  | 4.871 | 2011-09-08 09:00 | 2010-09-17
10347 | KENDALL STEAM 1 | CC | EMS | NON-INTERMITTENT | DISPATCHABLE |  | Twice a Year Audit Obligation |  | MA | 4008 | GAS |  | Genon Energy Management, LLC | 50791 | 2006-02-01 |  | 155 | Mirant Americas Engy Mark., LP | 17.668 | 2012-02-03 08:00 | 2010-04-07 |  |  |  | 13.565 | 2011-07-14 10:00 | 2007-09-19
10348 | KENDALL STEAM 2 | CC | EMS | NON-INTERMITTENT | DISPATCHABLE |  | Twice a Year Audit Obligation |  | MA | 4008 | GAS |  | Genon Energy Management, LLC | 50791 | 2006-02-01 |  | 155 | Mirant Americas Engy Mark., LP | 20.69 | 2012-02-03 08:00 | 2007-04-01 |  |  |  | 20.738 | 2011-07-14 10:00 | 2006-09-25
10349 | KENDALL STEAM 3 | CC | EMS | NON-INTERMITTENT | DISPATCHABLE |  | Twice a Year Audit Obligation |  | MA | 4008 | GAS |  | Genon Energy Management, LLC | 50791 | 2006-02-01 |  | 155 | Mirant Americas Engy Mark., LP | 24.228 | 2012-02-03 08:00 | 2012-02-20 |  |  |  | 19.116 | 2011-07-14 10:00 | 2005-09-08
10362 | ACTON HYDRO INC. | HD | SO | INTERMITTENT | NON-DISPATCHABLE |  | Median Reliability Hours Calculation |  | MA | 4008 | HYDRO: RUN OF RIVER |  | Concord Municipal Light Plant | 90 | 2010-06-04 |  | 50027 | Constellation Energy Commoditi | 0 |  | 2006-04-01 |  |  |  | 0 |  | 2006-04-01
10366 | RRIG EXPANSION PHASE 1 | D | SO | INTERMITTENT | NON-DISPATCHABLE |  | Median Reliability Hours Calculation |  | RI | 4005 | LANDFILL GAS |  | Rhode Island Engine Genco, LLC | 50713 |  |  |  |  | 0 |  | 2010-04-29 |  |  |  | 0 |  | 2009-09-25
10401 | CELLEY MILL U5 | HD | SO | INTERMITTENT | NON-DISPATCHABLE |  | Median Reliability Hours Calculation |  | NH | 4002 | HYDRO: RUN OF RIVER |  | Public Service Company of New | 50094 |  |  |  |  | 0.112 |  | 2011-06-05 |  |  |  | 0 |  | 2010-06-01
10402 | PETTYBORO HYDRO U5 | HD | SO | INTERMITTENT | NON-DISPATCHABLE |  | Median Reliability Hours Calculation |  | NH | 4002 | HYDRO: RUN OF RIVER |  | Public Service Company of New | 50094 |  |  |  |  | 0.007 |  | 2011-06-05 |  |  |  | 0 |  | 2011-10-04
10403 | EASTMAN BROOK U5 | HD | SO | INTERMITTENT | NON-DISPATCHABLE |  | Median Reliability Hours Calculation |  | NH | 4002 | HYDRO: RUN OF RIVER |  | Public Service Company of New | 50094 |  |  |  |  | 0.068 |  | 2011-06-05 |  |  |  | 0 |  | 2010-10-01
10404 | WHEELABRATOR CLAREMONT U5 | F | SO | INTERMITTENT | NON-DISPATCHABLE |  | Median Reliability Hours Calculation | SQF | NH | 4002 | STEAM/REFUSE |  | Public Service Company of New | 50094 |  |  |  |  | 3.444 |  | 2011-06-05 |  |  |  | 3.799 |  | 2011-10-04
10406 | LOWER VALLEY HYDRO U5 | HD | SO | INTERMITTENT | NON-DISPATCHABLE |  | Median Reliability Hours Calculation |  | NH | 4002 | HYDRO: RUN OF RIVER |  | Central Vermont Public Service | 50252 |  |  |  |  | 0.388 |  | 2011-06-05 |  |  |  | 0.262 |  | 2011-10-04
10407 | WOODSVILLE HYDRO U5 | HD | SO | INTERMITTENT | NON-DISPATCHABLE |  | Median Reliability Hours Calculation |  | NH | 4002 | HYDRO: RUN OF RIVER |  | Central Vermont Public Service | 50252 |  |  |  |  | 0.054 |  | 2011-06-05 |  |  |  | 0 |  | 2010-10-01
10408 | LOWER VILLAGE HYDRO U5 | HD | SO | INTERMITTENT | NON-DISPATCHABLE |  | Median Reliability Hours Calculation |  | NH | 4002 | HYDRO: RUN OF RIVER |  | Central Vermont Public Service | 50252 |  |  |  |  | 0.566 |  | 2011-06-05 |  |  |  | 0 |  | 2010-06-01
10409 | SWEETWATER HYDRO U5 | HD | SO | INTERMITTENT | NON-DISPATCHABLE |  | Median Reliability Hours Calculation |  | NH | 4002 | HYDRO: RUN OF RIVER |  | Central Vermont Public Service | 50252 |  |  |  |  | 0.334 |  | 2011-06-05 |  |  |  | 0.246 |  | 2011-10-04
10424 | GREAT LAKES - BERLIN | HD | EMS | NON-INTERMITTENT | NON-DISPATCHABLE | NET METERED | Median Reliability Hours Calculation |  | NH | 4002 | HYDRO: RUN OF RIVER |  | Brookfield Energy Marketing, L | 51355 | 2010-12-01 |  | 50475 | Brascan Energy Marketing Inc. | 21.846 |  | 2011-06-05 |  |  |  | 11.125 |  | 2011-10-04
10451 | WESTFIELD #1 U5 | D | SO | INTERMITTENT | NON-DISPATCHABLE |  | Median Reliability Hours Calculation |  | MA | 4007 | METHANE/REFUSE |  | Westfield Gas and Electric Lig | 187 |  |  |  |  | 0 | 2009-12-15 15:00 | 2010-06-01 |  |  |  | 0 | 2009-08-11 12:00 | 2010-06-01
10615 | BLUE SPRUCE FARM | D | SO | INTERMITTENT | NON-DISPATCHABLE |  | Median Reliability Hours Calculation |  | VT | 4003 | METHANE/REFUSE |  | Central Vermont Public Service | 50252 |  |  |  |  | 0.144 | 2010-04-20 07:00 | 2011-06-05 |  |  |  | 0.166 | 2009-09-13 06:00 | 2011-10-04
10770 | WEST SPRINGFIELD HYDRO U5 | HD | SO | INTERMITTENT | NON-DISPATCHABLE |  | Median Reliability Hours Calculation |  | MA | 4007 | HYDRO: RUN OF RIVER |  | Littleton Electric Light & Wat | 75 | 2010-01-01 |  | 50762 | Harvard Dedicated Energy Limit | 0.906 |  | 2011-06-05 |  |  |  | 0.307 |  | 2011-10-04
10801 | COVENTRY CLEAN ENERGY | D | SO | INTERMITTENT | NON-DISPATCHABLE |  | Median Reliability Hours Calculation |  | VT | 4003 | LANDFILL GAS |  | Vermont Public Power Supply Au | 50289 |  |  |  |  | 3.6 | 2010-04-07 07:00 | 2011-06-05 |  |  |  | 3.42 | 2009-09-10 11:00 | 2011-10-04
10880 | GE LYNN EXCESS REPLACEMENT | G | SO | NON-INTERMITTENT | NON-DISPATCHABLE |  | Twice a Year Audit Obligation | QF | MA | 4008 | DIESEL OIL | NG | Constellation NewEnergy, Inc. | 50017 | 2007-03-01 |  | 50168 | Select Energy Inc. | 0 |  | 2008-10-01 |  |  |  | 0 |  | 2008-10-01
10959 | RRIG EXPANSION PHASE 2 | D | EMS | INTERMITTENT | NON-DISPATCHABLE |  | Median Reliability Hours Calculation |  | RI | 4005 | LANDFILL GAS |  | Rhode Island Engine Genco, LLC | 50713 |  |  |  |  | 4.999 | 2010-04-12 08:00 | 2011-06-05 |  |  |  | 4.649 | 2009-09-04 07:00 | 2011-10-04
10998 | MASSINNOVATION FITCHBURG | PP | SO | NON-INTERMITTENT | NON-DISPATCHABLE | NET METERED | Median Reliability Hours Calculation | SQF | MA | 4007 | SOLAR |  | Fitchburg Gas and Electric Lig | 38 |  |  |  |  | 0 |  | 2010-06-01 |  |  |  | 0.001 |  | 2011-10-04
11052 | GRTR NEW BEDFORD LFG UTIL PROJ | D | SO | INTERMITTENT | NON-DISPATCHABLE |  | Median Reliability Hours Calculation | SQF | MA | 4006 | LANDFILL GAS |  | Constellation Energy Commoditi | 50027 | 2008-05-01 |  | 50017 | Constellation NewEnergy, Inc. | 2.431 | 2009-04-06 15:00 | 2011-06-05 |  |  |  | 2.408 | 2009-08-27 14:00 | 2011-10-04
11126 | NORTH HARTLAND HYDRO | HD | SO | INTERMITTENT | NON-DISPATCHABLE |  | Median Reliability Hours Calculation |  | VT | 4003 | HYDRO: RUN OF RIVER |  | Central Vermont Public Service | 50252 |  |  |  |  | 4.112 |  | 2011-06-05 |  |  |  | 3.887 |  | 2011-10-04
11154 | BRATTLEBORO LANDFILL | D | SO | INTERMITTENT | NON-DISPATCHABLE |  | Median Reliability Hours Calculation |  | VT | 4003 | LANDFILL GAS |  | Central Vermont Public Service | 50252 |  |  |  |  | 0 |  | 2010-04-29 |  |  |  | 0 |  | 2009-09-25
11408 | HULL WIND TURBINE II | WIND | SO | INTERMITTENT | NON-DISPATCHABLE |  | Median Reliability Hours Calculation |  | MA | 4006 | WIND |  | Hull Municipal Lighting Plant | 72 |  |  |  |  | 0.458 |  | 2011-06-05 |  |  |  | 0.052 |  | 2011-10-04
11424 | RUMFORD FALLS | HD | EMS | INTERMITTENT | NON-DISPATCHABLE |  | Median Reliability Hours Calculation |  | ME | 4001 | HYDRO: RUN OF RIVER |  | Brookfield Energy Marketing, L | 51355 | 2010-12-01 |  | 50475 | Brookfield Energy Marketing In | 36.81 | 2006-11-02 17:00 | 2011-06-05 |  |  |  | 26.481 | 2006-06-20 10:00 | 2011-10-04
11827 | PORTSMOUTH ABBEY WIND QF | WIND | SO | INTERMITTENT | NON-DISPATCHABLE | NET METERED | Median Reliability Hours Calculation | QF | RI | 4005 | WIND |  | The Narragansett Electric Comp | 156 |  |  |  |  | 0 |  | 2010-06-01 |  |  |  | 0 |  | 2010-06-01
11842 | WATERSIDE POWER | G | EMS | NON-INTERMITTENT | DISPATCHABLE |  | Twice a Year Audit Obligation |  | CT | 4004 | OIL |  | Waterside Power, LLC | 51252 | 2009-11-01 |  | 50688 | Pinpoint Power, LLC | 72.477 | 2011-12-10 07:00 | 2011-09-27 |  |  |  | 70.937 | 2011-09-10 07:00 | 2011-09-27
11889 | IBEW LOCAL 99 SOLAR QF | PP | SO | INTERMITTENT | NON-DISPATCHABLE | NET METERED | Median Reliability Hours Calculation | QF | RI | 4005 | SOLAR |  | The Narragansett Electric Comp | 156 |  |  |  |  | 0 |  | 2010-06-01 |  |  |  | 0 |  | 2010-06-01
11925 | BROCKTON BRIGHTFIELDS | PP | SO | INTERMITTENT | NON-DISPATCHABLE |  | Median Reliability Hours Calculation |  | MA | 4006 | SOLAR |  | Constellation Energy Commoditi | 50027 | 2008-04-01 |  | 50017 | Constellation NewEnergy, Inc. | 0 |  | 2010-06-01 |  |  |  | 0.151 |  | 2011-10-04
12108 | FIEC DIESEL | D | SO | NON-INTERMITTENT | NON-DISPATCHABLE |  | Twice a Year Audit Obligation |  | ME | 4001 | DIESEL OIL |  | Vermont Public Power Supply Au | 50289 |  |  |  |  | 1.64 | 2012-03-22 09:00 | 2009-11-21 |  |  |  | 1.64 | 2011-09-13 15:00 | 2009-06-29
12163 | PPL GREAT WORKS - RED SHIELD | F | EMS | NON-INTERMITTENT | NON-DISPATCHABLE | NET METERED | Median Reliability Hours Calculation |  | ME | 4001 | REFUSE |  | Competitive Energy Services, L | 51191 | 2011-01-01 |  | 50212 | PPL EnergyPlus, LLC | 0 | 2009-10-08 10:00 | 2010-04-29 |  |  |  | 0 | 2009-08-12 09:00 | 2010-06-01
12168 | HARRIS ENERGY | HD | SO | INTERMITTENT | NON-DISPATCHABLE |  | Median Reliability Hours Calculation |  | MA | 4007 | HYDRO: RUN OF RIVER |  | Holyoke Gas & Electric Departm | 44 |  |  |  |  | 0.255 |  | 2011-06-05 |  |  |  | 0 |  | 2010-10-01
12180 | BERKSHIRE COW POWER | D | SO | INTERMITTENT | NON-DISPATCHABLE |  | Median Reliability Hours Calculation |  | VT | 4003 | METHANE/REFUSE |  | Vermont Electric Cooperative | 50326 |  |  |  |  | 0.332 | 2010-04-12 15:00 | 2011-06-05 |  |  |  | 0.258 | 2009-08-29 07:00 | 2011-10-04
12274 | GREEN MOUNTAIN DAIRY | D | SO | INTERMITTENT | NON-DISPATCHABLE |  | Median Reliability Hours Calculation |  | VT | 4003 | METHANE/REFUSE |  | Central Vermont Public Service | 50252 |  |  |  |  | 0.235 | 2010-04-20 08:00 | 2011-06-05 |  |  |  | 0.154 | 2009-09-11 21:00 | 2011-10-04
12323 | COVENTRY CLEAN ENERGY #4 | D | SO | INTERMITTENT | NON-DISPATCHABLE |  | Median Reliability Hours Calculation |  | VT | 4003 | LANDFILL GAS |  | Vermont Public Power Supply Au | 50289 |  |  |  |  | 2.4 | 2010-04-12 08:00 | 2011-06-05 |  |  |  | 2.28 | 2009-09-15 12:00 | 2011-10-04
12504 | DEVON 15 | G | EMS | NON-INTERMITTENT | DISPATCHABLE |  | Twice a Year Audit Obligation |  | CT | 4004 | JET FUEL | NG | GenConn Energy LLC | 51101 | 2010-05-22 |  | 50192 | NRG Power Marketing LLC | 49.2 | 2012-04-26 11:00 | 2012-05-03 | n | 49.152 | 0.048 | 46.9 | 2011-06-01 18:00 | 2012-05-03 | n | 46.852 | 0.048
12505 | MIDDLETOWN 12 | G | EMS | NON-INTERMITTENT | DISPATCHABLE |  | Twice a Year Audit Obligation |  | CT | 4004 | GAS | NG | GenConn Energy LLC | 51101 |  |  |  |  | 49.2 | 2011-12-14 13:00 | 2011-06-24 |  |  |  | 46.9 | 2011-06-28 14:00 | 2011-06-24
12509 | UNH POWER PLANT | G | SO | NON-INTERMITTENT | NON-DISPATCHABLE |  | Twice a Year Audit Obligation | QF | NH | 4002 | LANDFILL GAS |  | Public Service Company of New | 50094 |  |  |  |  | 4.378 | 2012-03-15 15:00 | 2012-03-27 |  |  |  | 3.008 | 2011-08-04 11:00 | 2012-03-27
12510 | SWANTON GT-1 | G | EMS | NON-INTERMITTENT | DISPATCHABLE |  | Twice a Year Audit Obligation |  | VT | 4003 | OIL | OBL | Vermont Public Power Supply Au | 50289 |  |  |  |  | 20.863 | 2012-03-27 09:00 | 2012-04-15 |  |  |  | 14.384 | 2011-09-07 09:00 | 2012-04-15
12511 | SWANTON GT-2 | G | EMS | NON-INTERMITTENT | DISPATCHABLE |  | Twice a Year Audit Obligation |  | VT | 4003 | OIL | OBL | Vermont Public Power Supply Au | 50289 |  |  |  |  | 22.389 | 2012-03-28 09:00 | 2012-04-15 |  |  |  | 15.91 | 2011-09-07 09:00 | 2012-04-15
12530 | SHEFFIELD WIND PLANT | WIND | EMS | INTERMITTENT | NON-DISPATCHABLE |  | Median Reliability Hours Calculation | QF | VT | 4003 | WIND |  | Vermont Wind LLC | 51002 |  |  |  |  | 17 | 2011-11-10 01:00 | 2011-10-19 |  |  |  | 10 |  | 2011-10-19
12551 | KIBBY WIND POWER | WIND | EMS | INTERMITTENT | NON-DISPATCHABLE |  | Median Reliability Hours Calculation |  | ME | 4001 | WIND |  | TransCanada Power Marketing, L | 50091 |  |  |  |  | 34.59 | 2012-01-02 15:00 | 2011-06-05 |  |  |  | 13.375 | 2011-09-12 09:00 | 2011-10-04
12564 | WATERBURY GENERATION FACILITY | G | EMS | NON-INTERMITTENT | DISPATCHABLE |  | Twice a Year Audit Obligation |  | CT | 4004 | OIL/GAS | FO2 | Waterbury Generation LLC | 51220 |  |  |  |  | 98.749 | 2012-03-16 09:00 | 2011-08-30 |  |  |  | 96.349 | 2011-08-17 14:00 | 2011-08-30
13515 | PIERCE STATION | G | EMS | NON-INTERMITTENT | DISPATCHABLE |  | Twice a Year Audit Obligation |  | CT | 4004 | OIL/GAS | FO2 | Connecticut Municipal Electric | 8 |  |  |  |  | 94.59 | 2012-03-01 06:00 | 2012-03-16 |  |  |  | 74.085 | 2011-06-28 14:00 | 2012-03-16
13664 | JOHN STREET #3 | D | EMS | NON-INTERMITTENT | DISPATCHABLE |  | Twice a Year Audit Obligation |  | CT | 4004 | DIESEL OIL |  | Connecticut Municipal Electric | 8 |  |  |  |  | 2 | 2011-12-19 09:00 | 2007-09-26 |  |  |  | 2 | 2011-07-12 12:00 | 2007-09-26
13665 | JOHN STREET #4 | D | EMS | NON-INTERMITTENT | DISPATCHABLE |  | Twice a Year Audit Obligation |  | CT | 4004 | DIESEL OIL |  | Connecticut Municipal Electric | 8 |  |  |  |  | 2 | 2011-12-19 09:00 | 2007-09-26 |  |  |  | 2 | 2011-07-12 10:00 | 2007-09-26
13666 | JOHN STREET 5 | D | EMS | NON-INTERMITTENT | DISPATCHABLE |  | Twice a Year Audit Obligation |  | CT | 4004 | DIESEL OIL |  | Connecticut Municipal Electric | 8 |  |  |  |  | 2.003 | 2011-12-19 09:00 | 2009-02-16 |  |  |  | 2.011 | 2011-07-22 11:00 | 2008-07-30
13669 | EAST WINDSOR NORCAP LFG PLANT | D | SO | INTERMITTENT | NON-DISPATCHABLE | NET METERED | Median Reliability Hours Calculation |  | CT | 4004 | LANDFILL GAS |  | Manchester Methane, LLC | 50881 |  |  |  |  | 0.927 |  | 2011-06-05 |  |  |  | 0.877 |  | 2011-10-04
13673 | MATEP (DIESEL) | D | EMS | NON-INTERMITTENT | DISPATCHABLE |  | Twice a Year Audit Obligation |  | MA | 4008 | DIESEL OIL |  | MATEP, LLC | 50856 |  |  |  |  | 18.213 | 2012-02-09 11:00 | 2012-02-23 |  |  |  | 17.783 | 2011-08-23 12:00 | 2010-07-08
13675 | MATEP (COMBINED CYCLE) | CC | EMS | NON-INTERMITTENT | DISPATCHABLE |  | Twice a Year Audit Obligation |  | MA | 4008 | OIL/GAS | FO2 | MATEP, LLC | 50856 |  |  |  |  | 46.515 | 2012-02-27 08:00 | 2012-03-12 |  |  |  | 43.515 | 2011-09-02 16:00 | 2012-03-12
13703 | VERSO COGEN 1 | G | EMS | NON-INTERMITTENT | DISPATCHABLE |  | Twice a Year Audit Obligation |  | ME | 4001 | OIL/GAS | KER | Verso Maine Energy LLC | 51325 | 2010-06-01 |  | 50186 | Energy New England LLC | 52.5 | 2012-01-25 18:00 | 2010-10-01 |  |  |  | 40.3 | 2011-09-15 23:00 | 2010-10-01
13704 | VERSO COGEN 2 | G | EMS | NON-INTERMITTENT | DISPATCHABLE |  | Twice a Year Audit Obligation |  | ME | 4001 | OIL/GAS | KER | Verso Maine Energy LLC | 51325 | 2010-06-01 |  | 50186 | Energy New England LLC | 52.5 | 2011-12-09 18:00 | 2010-10-01 |  |  |  | 40.3 | 2011-09-11 07:00 | 2010-10-01
13705 | VERSO COGEN 3 | G | EMS | NON-INTERMITTENT | DISPATCHABLE |  | Twice a Year Audit Obligation |  | ME | 4001 | OIL/GAS | KER | Verso Maine Energy LLC | 51325 | 2010-06-01 |  | 50186 | Energy New England LLC | 52.5 | 2011-11-22 18:00 | 2010-10-01 |  |  |  | 40.3 | 2011-09-11 05:00 | 2010-10-01
13933 | JIMINY PEAK WIND QF | WIND | SO | INTERMITTENT | NON-DISPATCHABLE | NET METERED | Median Reliability Hours Calculation | QF | MA | 4007 | WIND |  | Massachusetts Electric Company | 50075 |  |  |  |  | 0 |  | 2011-06-05 |  |  |  | 0 |  | 2011-10-04
13975 | CORRIVEAU HYDROELECTRIC LLC | HD | SO | NON-INTERMITTENT | NON-DISPATCHABLE |  | Average of Monthly Hydrology Ratings |  | ME | 4001 | HYDRO: RUN OF RIVER |  | Competitive Energy Services, L | 51191 | 2011-07-01 |  | 50212 | PPL EnergyPlus, LLC | 0.215 |  | 2011-06-01 |  |  |  | 0.052 |  | 2011-06-01
14087 | MAT3 | D | EMS | NON-INTERMITTENT | DISPATCHABLE |  | Twice a Year Audit Obligation |  | MA | 4008 | DIESEL OIL |  | MATEP, LLC | 50856 |  |  |  |  | 18.065 | 2012-01-04 09:00 | 2012-01-12 |  |  |  | 11.573 | 2011-08-19 18:00 | 2011-09-05
14098 | FITCHBURG LANDFILL | D | SO | NON-INTERMITTENT | NON-DISPATCHABLE | NET METERED | Median Reliability Hours Calculation |  | MA | 4007 | LANDFILL GAS |  | Vermont Public Power Supply Au | 50289 | 2012-01-01 |  | 51062 | WM Renewable Energy, L.L.C. | 4.207 | 2009-03-22 08:00 | 2011-06-05 |  |  |  | 4.234 | 2009-08-18 16:00 | 2011-10-04
14134 | MONTAGNE FARM | D | SO | NON-INTERMITTENT | NON-DISPATCHABLE |  | Twice a Year Audit Obligation |  | VT | 4003 | METHANE/REFUSE |  | Central Vermont Public Service | 50252 |  |  |  |  | 0.064 | 2012-04-04 14:00 | 2011-04-25 |  |  |  | 0.121 | 2011-08-02 14:00 | 2011-08-11
14157 | COS COB 13 | G | EMS | NON-INTERMITTENT | DISPATCHABLE |  | Twice a Year Audit Obligation |  | CT | 4004 | JET FUEL |  | NRG Power Marketing LLC | 50192 |  |  |  |  | 22.852 | 2012-03-13 08:00 | 2011-04-07 |  |  |  | 19.053 | 2011-08-26 08:00 | 2011-04-07
14158 | COS COB 14 | G | EMS | NON-INTERMITTENT | DISPATCHABLE |  | Twice a Year Audit Obligation |  | CT | 4004 | JET FUEL |  | NRG Power Marketing LLC | 50192 |  |  |  |  | 23 | 2012-03-13 11:00 | 2010-11-09 |  |  |  | 19.607 | 2011-08-26 10:00 | 2009-06-12
14177 | WESTBROOK ENERGY CENTER G1 | CC | EMS | NON-INTERMITTENT | DISPATCHABLE |  | Twice a Year Audit Obligation |  | ME | 4001 | GAS |  | Calpine Energy Services, LP | 50375 |  |  |  |  | 277.094 | 2011-12-18 19:00 | 2011-09-20 |  |  |  | 260.938 | 2011-09-06 11:00 | 2011-09-20
14178 | WESTBROOK ENERGY CENTER G2 | CC | EMS | NON-INTERMITTENT | DISPATCHABLE |  | Twice a Year Audit Obligation |  | ME | 4001 | GAS |  | Calpine Energy Services, LP | 50375 |  |  |  |  | 270.536 | 2011-12-18 19:00 | 2010-12-27 |  |  |  | 254.38 | 2011-06-21 10:00 | 2010-12-27
14211 | INDECK ALEXANDRIA | F | EMS | NON-INTERMITTENT | NON-DISPATCHABLE |  | Twice a Year Audit Obligation |  | NH | 4002 | WOOD/REFUSE |  | Indeck Energy-Alexandria, L.L. | 50445 |  |  |  |  | 15.2 | 2012-03-27 09:00 | 2012-04-06 |  |  |  | 11.364 | 2011-09-12 14:00 | 2011-09-26
14217 | NORTHFIELD MOUNTAIN 1 | PS | EMS | NON-INTERMITTENT | DISPATCHABLE |  | Twice a Year Audit Obligation |  | MA | 4007 | HYDRO: PUMPED STORAGE |  | FirstLight Power Resources Man | 50876 |  |  |  |  | 270 | 2012-03-13 19:00 | 2007-12-11 |  |  |  | 270 | 2011-07-14 08:00 | 2011-07-22
14218 | NORTHFIELD MOUNTAIN 2 | PS | EMS | NON-INTERMITTENT | DISPATCHABLE |  | Twice a Year Audit Obligation |  | MA | 4007 | HYDRO: PUMPED STORAGE |  | FirstLight Power Resources Man | 50876 |  |  |  |  | 270 | 2011-11-10 15:00 | 2007-12-11 |  |  |  | 270 | 2011-06-03 08:00 | 2011-06-10
14219 | NORTHFIELD MOUNTAIN 3 | PS | EMS | NON-INTERMITTENT | DISPATCHABLE |  | Twice a Year Audit Obligation |  | MA | 4007 | HYDRO: PUMPED STORAGE |  | FirstLight Power Resources Man | 50876 |  |  |  |  | 292 | 2011-12-27 09:00 | 2012-01-05 |  |  |  | 292 | 2011-07-01 08:00 | 2011-07-12
14220 | NORTHFIELD MOUNTAIN 4 | PS | EMS | NON-INTERMITTENT | DISPATCHABLE |  | Twice a Year Audit Obligation |  | MA | 4007 | HYDRO: PUMPED STORAGE |  | FirstLight Power Resources Man | 50876 |  |  |  |  | 270 | 2012-03-16 12:00 | 2007-12-11 |  |  |  | 270 | 2011-06-17 08:00 | 2011-06-27
14271 | AMERESCO NORTHAMPTON | D | SO | NON-INTERMITTENT | NON-DISPATCHABLE |  | Twice a Year Audit Obligation | QF | MA | 4007 | LANDFILL GAS |  | Constellation Energy Commoditi | 50027 | 2008-04-01 |  | 50017 | Constellation NewEnergy, Inc. | 0 | 2010-04-08 14:00 | 2011-05-02 |  |  |  | 0 | 2009-06-04 15:00 | 2010-09-29
14382 | ETHAN ALLEN CO-GEN 1 | F | SO | NON-INTERMITTENT | NON-DISPATCHABLE |  | Twice a Year Audit Obligation |  | VT | 4003 | STEAM/REFUSE |  | Vermont Electric Cooperative | 50326 |  |  |  |  | 0 | 2009-04-14 11:00 | 2010-04-29 |  |  |  | 0 |  | 2009-09-25
14383 | SBER ROYAL MILLS LLC | HD | SO | NON-INTERMITTENT | NON-DISPATCHABLE |  | Average of Monthly Hydrology Ratings | QF | RI | 4005 | HYDRO: RUN OF RIVER |  | The Narragansett Electric Comp | 156 |  |  |  |  | 0 |  | 2008-01-26 |  |  |  | 0 |  | 2008-01-26
14595 | GRANITE RELIABLE POWER LLC | WIND | EMS | INTERMITTENT | NON-DISPATCHABLE |  | Median Reliability Hours Calculation |  | NH | 4002 | WIND |  | Granite Reliable Power, LLC | 51290 |  |  |  |  | 42.9 | 2012-02-18 02:00 | 2012-02-15 |  |  |  | 29.9 |  | 2012-02-15
14610 | PRINCETON WIND FARM PROJECT | WIND | SO | INTERMITTENT | NON-DISPATCHABLE |  | Median Reliability Hours Calculation |  | MA | 4007 | WIND |  | Princeton Municipal Light Depa | 145 |  |  |  |  | 0.582 |  | 2010-06-01 |  |  |  | 0.157 |  | 2011-10-04
14614 | KLEEN ENERGY | CC | EMS | NON-INTERMITTENT | DISPATCHABLE |  | Twice a Year Audit Obligation |  | CT | 4004 | GAS | FO2 | Constellation Energy Commoditi | 50027 |  |  |  |  | 620 | 2012-03-28 12:00 | 2011-07-12 |  |  |  | 620 | 2011-07-14 14:00 | 2011-07-12
14623 | VALLEY HYDRO (STATION NO. 5) | HD | SO | INTERMITTENT | NON-DISPATCHABLE |  | Median Reliability Hours Calculation |  | MA | 4007 | HYDRO: RUN OF RIVER |  | Holyoke Gas & Electric Departm | 44 |  |  |  |  | 0.52 |  | 2011-06-05 |  |  |  | 0 |  | 2010-10-01
14652 | TEMPLETON WIND TURBINE | WIND | SO | INTERMITTENT | NON-DISPATCHABLE |  | Median Reliability Hours Calculation |  | MA | 4007 | WIND |  | Massachusetts Municipal Whol | 76 |  |  |  |  | 0.401 |  | 2011-05-18 |  |  |  | 0.074 | 2011-08-09 13:00 | 2011-10-04
14665 | RECORD HILL WIND | WIND | EMS | INTERMITTENT | NON-DISPATCHABLE |  | Median Reliability Hours Calculation |  | ME | 4001 | WIND |  | Record Hill Wind, LLC | 51072 |  |  |  |  | 16.7 | 2012-02-06 01:00 | 2012-01-31 |  |  |  | 13.6 |  | 2012-01-31
14695 | ORONO | HD | SO | INTERMITTENT | NON-DISPATCHABLE |  | Median Reliability Hours Calculation |  | ME | 4001 | HYDRO: RUN OF RIVER |  | Black Bear Hydro Partners, LLC | 51251 | 2009-11-01 |  | 50212 | PPL EnergyPlus, LLC | 2.135 |  | 2011-06-05 |  |  |  | 1.896 |  | 2011-10-04
14707 | COVANTA HAVERHILL - LF GAS | D | SO | NON-INTERMITTENT | NON-DISPATCHABLE | NET METERED | Median Reliability Hours Calculation |  | MA | 4008 | LANDFILL GAS |  | Covanta Haverhill Associates | 50977 |  |  |  |  | 1.34 | 2009-12-04 11:00 | 2011-06-05 |  |  |  | 1.242 | 2009-06-03 16:00 | 2011-10-04
14767 | PINE TREE LFGTE | D | SO | NON-INTERMITTENT | NON-DISPATCHABLE |  | Twice a Year Audit Obligation |  | ME | 4001 | LANDFILL GAS |  | NextEra Energy Power Marketing | 50086 |  |  |  |  | 0 | 2011-04-15 12:00 | 2012-04-30 |  |  |  | 0 | 2010-09-13 13:00 | 2011-09-30
14801 | CABOT | HD | EMS | NON-INTERMITTENT | DISPATCHABLE |  | Average of Monthly Hydrology Ratings |  | MA | 4007 | HYDRO: PONDAGE |  | FirstLight Power Resources Man | 50876 |  |  |  |  | 61.8 |  | 2008-03-27 |  |  |  | 61.481 |  | 2011-01-01
14808 | TURNERSFALLS | HD | EMS | NON-INTERMITTENT | DISPATCHABLE |  | Average of Monthly Hydrology Ratings |  | MA | 4007 | HYDRO: RUN OF RIVER |  | FirstLight Power Resources Man | 50876 |  |  |  |  | 6.4 |  | 2008-03-27 |  |  |  | 6.4 |  | 2008-03-27
14816 | NORDEN 1 | D | EMS | NON-INTERMITTENT | DISPATCHABLE |  | Twice a Year Audit Obligation |  | CT | 4004 | DIESEL OIL |  | Connecticut Municipal Electric | 8 |  |  |  |  | 1.958 | 2011-12-19 08:00 | 2009-02-28 |  |  |  | 1.95 | 2011-07-22 11:00 | 2011-08-05
14817 | NORDEN 2 | D | EMS | NON-INTERMITTENT | DISPATCHABLE |  | Twice a Year Audit Obligation |  | CT | 4004 | DIESEL OIL |  | Connecticut Municipal Electric | 8 |  |  |  |  | 1.947 | 2011-12-19 08:00 | 2010-04-13 |  |  |  | 1.948 | 2011-07-22 17:00 | 2009-02-28
14818 | NORDEN 3 | D | EMS | NON-INTERMITTENT | DISPATCHABLE |  | Twice a Year Audit Obligation |  | CT | 4004 | DIESEL OIL |  | Connecticut Municipal Electric | 8 |  |  |  |  | 1.942 | 2011-12-19 09:00 | 2009-02-28 |  |  |  | 1.942 | 2011-07-22 11:00 | 2009-02-28
14823 | NORWICH WWTP | D | EMS | NON-INTERMITTENT | DISPATCHABLE |  | Twice a Year Audit Obligation |  | CT | 4004 | DIESEL OIL |  | Connecticut Municipal Electric | 8 |  |  |  |  | 2 | 2011-12-19 09:00 | 2008-05-29 |  |  |  | 2 | 2011-06-30 04:00 | 2008-05-29
14919 | ZBE-001 | G | SO | INTERMITTENT | NON-DISPATCHABLE | NET METERED | Median Reliability Hours Calculation | SQF | NH | 4002 | WOOD/REFUSE | FO2 | Public Service Company of New | 50094 |  |  |  |  | 0 |  | 2008-03-01 |  |  |  | 0 |  | 2008-03-01
14925 | ICE HOUSE PARTNERS INC. | HD | SO | NON-INTERMITTENT | NON-DISPATCHABLE |  | Average of Monthly Hydrology Ratings |  | MA | 4007 | HYDRO: RUN OF RIVER |  | Massachusetts Electric Company | 50075 |  |  |  |  | 0.26 |  | 2011-01-01 |  |  |  | 0.065 |  | 2011-01-01
14937 | UNION GAS STATION | HD | SO | NON-INTERMITTENT | NON-DISPATCHABLE |  | Average of Monthly Hydrology Ratings |  | ME | 4001 | HYDRO: RUN OF RIVER |  | Messalonskee Stream Hydro, LLC | 51367 | 2011-02-01 |  | 50086 | FPL Energy Power Marketing, In | 1.5 |  | 2008-03-19 |  |  |  | 1.091 |  | 2011-01-01
15097 | KIMB ROCKY RIVER PH2 | CC | EMS | NON-INTERMITTENT | NON-DISPATCHABLE | NET METERED | Median Reliability Hours Calculation | QF | CT | 4004 | GAS |  | Kimberly-Clark Corporation | 51065 | 2009-08-01 |  | 50027 | Constellation Energy Commoditi | 16.291 | 2010-02-10 07:00 | 2011-06-05 |  |  |  | 13.375 | 2009-09-15 08:00 | 2011-10-04
15115 | LEMPSTER WIND | WIND | EMS | INTERMITTENT | NON-DISPATCHABLE |  | Median Reliability Hours Calculation |  | NH | 4002 | WIND |  | Public Service Company of New | 50094 |  |  |  |  | 8.518 |  | 2011-06-05 |  |  |  | 2.457 |  | 2011-10-04
15201 | FISKE HYDRO | HD | SO | INTERMITTENT | NON-DISPATCHABLE |  | Median Reliability Hours Calculation | QF | NH | 4002 | HYDRO: RUN OF RIVER |  | Public Service Company of New | 50094 |  |  |  |  | 0.147 |  | 2011-06-05 |  |  |  | 0.135 |  | 2011-10-04
15462 | HOLY NAME CC JR SR HIGH SCHOOL | WIND | SO | INTERMITTENT | NON-DISPATCHABLE |  | Median Reliability Hours Calculation |  | MA | 4007 | WIND |  | Massachusetts Electric Company | 50075 |  |  |  |  | 0 |  | 2010-06-01 |  |  |  | 0 |  | 2010-06-01
15464 | STETSON WIND FARM | WIND | EMS | INTERMITTENT | NON-DISPATCHABLE |  | Median Reliability Hours Calculation |  | ME | 4001 | WIND |  | Evergreen Wind Power V, LLC | 51001 |  |  |  |  | 15.725 | 2011-12-28 03:00 | 2011-06-05 |  |  |  | 7.056 | 2011-07-21 19:00 | 2011-10-04
15465 | NEIGHBORHOOD ENERGY, LLC | D | SO | NON-INTERMITTENT | NON-DISPATCHABLE |  | Twice a Year Audit Obligation |  | VT | 4003 | METHANE/REFUSE |  | Vermont Electric Cooperative | 50326 |  |  |  |  | 0 | 2010-04-12 15:00 | 2011-05-02 |  |  |  | 0 |  | 2008-10-01
15477 | NEW HAVEN HARBOR UNIT 2 | G | EMS | NON-INTERMITTENT | DISPATCHABLE |  | Twice a Year Audit Obligation |  | CT | 4004 | DIESEL OIL | NG | PSEG New Haven, LLC | 51439 |  |  |  |  | 48.6 |  | 2012-05-30 |  |  |  | 43.2 |  | 2012-05-30
15484 | THOMAS A. WATSON UNIT #1 | G | EMS | NON-INTERMITTENT | DISPATCHABLE |  | Twice a Year Audit Obligation |  | MA | 4006 | OIL/GAS | FO2 | Braintree Electric Light Depar | 5 |  |  |  |  | 57.4 | 2012-03-28 08:00 | 2009-09-22 |  |  |  | 52.6 | 2011-07-19 14:00 | 2009-09-22
15485 | THOMAS A. WATSON UNIT #2 | G | EMS | NON-INTERMITTENT | DISPATCHABLE |  | Twice a Year Audit Obligation |  | MA | 4006 | OIL/GAS | FO2 | Braintree Electric Light Depar | 5 |  |  |  |  | 57.4 | 2012-03-19 19:00 | 2009-06-23 |  |  |  | 52.6 | 2011-07-19 14:00 | 2009-06-23
15488 | MIDDLETON BUILDING SUPPLY | F | SO | INTERMITTENT | NON-DISPATCHABLE |  | Median Reliability Hours Calculation | SQF | NH | 4002 | STEAM |  | Public Service Company of New | 50094 |  |  |  |  | 0 |  | 2010-06-01 |  |  |  | 0 |  | 2010-10-01
15617 | MORETOWN LFGTE | D | SO | NON-INTERMITTENT | NON-DISPATCHABLE |  | Twice a Year Audit Obligation |  | VT | 4003 | LANDFILL GAS |  | Green Mountain Power Corporati | 50275 |  |  |  |  | 3.008 | 2012-03-30 10:00 | 2010-04-20 |  |  |  | 3.017 | 2011-08-03 08:00 | 2009-07-31
15706 | BEAVER RIDGE WIND | WIND | SO | INTERMITTENT | NON-DISPATCHABLE |  | Median Reliability Hours Calculation |  | ME | 4001 | WIND |  | New Hampshire Electric Coopera | 157 |  |  |  |  | 1.24 |  | 2011-06-05 |  |  |  | 0.466 |  | 2011-10-04
15787 | WORONOCO HYDRO LLC | HD | SO | INTERMITTENT | NON-DISPATCHABLE |  | Median Reliability Hours Calculation |  | MA | 4007 | HYDRO: RUN OF RIVER |  | Swift River Trading Company LL | 51139 |  |  |  |  | 1.51 |  | 2011-06-05 |  |  |  | 1.288 |  | 2011-10-04
15940 | DARTMOUTH CT GENERATOR 3 | G | EMS | NON-INTERMITTENT | DISPATCHABLE |  | Twice a Year Audit Obligation |  | MA | 4006 | GAS | FO2 | Consolidated Edison Energy, In | 50247 |  |  |  |  | 22.505 | 2012-03-14 14:00 | 2012-03-29 |  |  |  | 20.305 | 2011-08-17 14:00 | 2012-03-29
15998 | CROSSROADS LANDFILL | D | SO | NON-INTERMITTENT | NON-DISPATCHABLE |  | Twice a Year Audit Obligation |  | ME | 4001 | LANDFILL GAS |  | Energy America LLC | 50362 | 2009-08-01 |  | 51145 | Madison Electric Works | 2.976 | 2011-11-07 07:00 | 2011-11-10 |  |  |  | 2.294 | 2011-06-22 12:00 | 2009-08-01
16089 | TURNERS FALLS HYDRO LLC | HD | SO | INTERMITTENT | NON-DISPATCHABLE |  | Median Reliability Hours Calculation |  | MA | 4007 | HYDRO: RUN OF RIVER |  | Swift River Trading Company LL | 51139 |  |  |  |  | 0 |  | 2010-06-01 |  |  |  | 0 |  | 2009-02-01
16183 | RICHEY WOODWORKING WIND QF | WIND | SO | INTERMITTENT | NON-DISPATCHABLE |  | Median Reliability Hours Calculation | QF | MA | 4008 | WIND |  | Massachusetts Electric Company | 50075 |  |  |  |  | 0 |  | 2010-06-01 |  |  |  | 0 |  | 2010-06-01
16188 | WILSON HOLDINGS LLC - PV QF | PP | SO | INTERMITTENT | NON-DISPATCHABLE |  | Median Reliability Hours Calculation | QF | MA | 4007 | SOLAR |  | Massachusetts Electric Company | 50075 |  |  |  |  | 0 |  | 2010-06-01 |  |  |  | 0 |  | 2010-06-01
16233 | CITY OF MEDFORD WIND QF | WIND | SO | INTERMITTENT | NON-DISPATCHABLE |  | Median Reliability Hours Calculation | QF | MA | 4008 | WIND |  | Massachusetts Electric Company | 50075 |  |  |  |  | 0 |  | 2010-06-01 |  |  |  | 0 |  | 2010-06-01
16234 | CONSTELLATION-MAJILITE PV QF | PP | SO | INTERMITTENT | NON-DISPATCHABLE |  | Median Reliability Hours Calculation | QF | MA | 4007 | SOLAR |  | Massachusetts Electric Company | 50075 |  |  |  |  | 0 |  | 2010-06-01 |  |  |  | 0 |  | 2010-06-01
16294 | TOWN OF PORTSMOUTH RI WIND QF | WIND | SO | INTERMITTENT | NON-DISPATCHABLE |  | Median Reliability Hours Calculation | QF | RI | 4005 | WIND |  | The Narragansett Electric Comp | 156 |  |  |  |  | 0.159 |  | 2011-06-05 |  |  |  | 0.178 |  | 2010-10-01
16295 | PPL VEAZIE | HD | EMS | INTERMITTENT | NON-DISPATCHABLE |  | Median Reliability Hours Calculation |  | ME | 4001 | HYDRO: RUN OF RIVER |  | Black Bear HVGW, LLC | 51366 | 2010-12-22 |  | 50212 | PPL EnergyPlus, LLC | 7.181 |  | 2011-06-05 |  |  |  | 7.389 |  | 2011-10-04
16296 | MILFORD HYDRO | HD | EMS | INTERMITTENT | NON-DISPATCHABLE |  | Median Reliability Hours Calculation |  | ME | 4001 | HYDRO: RUN OF RIVER |  | Black Bear Hydro Partners, LLC | 51251 | 2009-11-01 |  | 50212 | PPL EnergyPlus, LLC | 6.132 |  | 2011-06-05 |  |  |  | 5.3 |  | 2011-10-04
16331 | QUARRY ENERGY PROJECT | D | SO | INTERMITTENT | NON-DISPATCHABLE |  | Median Reliability Hours Calculation | QF | MA | 4006 | LANDFILL GAS |  | Harvard Dedicated Energy Limit | 50762 |  |  |  |  | 0.382 | 2010-04-13 09:00 | 2011-06-05 |  |  |  | 0.379 | 2009-06-01 11:00 | 2011-10-04
16332 | BARTLETTS OCEAN VIEW FARM WIND | WIND | SO | INTERMITTENT | NON-DISPATCHABLE |  | Median Reliability Hours Calculation | QF | MA | 4006 | WIND |  | Massachusetts Electric Company | 50075 |  |  |  |  | 0 |  | 2010-06-01 |  |  |  | 0 |  | 2010-06-01
16386 | NATURE'S CLASSROOM WIND QF | WIND | SO | INTERMITTENT | NON-DISPATCHABLE |  | Median Reliability Hours Calculation | QF | MA | 4007 | WIND |  | Massachusetts Electric Company | 50075 |  |  |  |  | 0 |  | 2010-06-01 |  |  |  | 0 |  | 2010-06-01
16523 | STILLWATER | HD | SO | INTERMITTENT | NON-DISPATCHABLE |  | Median Reliability Hours Calculation |  | ME | 4001 | HYDRO: RUN OF RIVER |  | Black Bear Hydro Partners, LLC | 51251 | 2009-11-01 |  | 50212 | PPL EnergyPlus, LLC | 1.273 |  | 2011-06-05 |  |  |  | 1.463 |  | 2011-10-04
16524 | HOWLAND | HD | SO | INTERMITTENT | NON-DISPATCHABLE |  | Median Reliability Hours Calculation |  | ME | 4001 | HYDRO: RUN OF RIVER |  | Black Bear HVGW, LLC | 51366 | 2010-12-22 |  | 50212 | PPL EnergyPlus, LLC | 0.417 |  | 2011-06-05 |  |  |  | 0.615 |  | 2011-10-04
16525 | MEDWAY | HD | SO | INTERMITTENT | NON-DISPATCHABLE |  | Median Reliability Hours Calculation |  | ME | 4001 | HYDRO: RUN OF RIVER |  | Black Bear Hydro Partners, LLC | 51251 | 2009-11-01 |  | 50212 | PPL EnergyPlus, LLC | 3.115 |  | 2011-06-05 |  |  |  | 3.136 |  | 2011-10-04
16612 | STETSON II WIND FARM | WIND | EMS | INTERMITTENT | NON-DISPATCHABLE |  | Median Reliability Hours Calculation |  | ME | 4001 | WIND |  | Stetson Wind II, LLC. | 51059 |  |  |  |  | 6.74 | 2011-12-29 22:00 | 2011-06-05 |  |  |  | 2.602 | 2011-07-23 15:00 | 2011-10-04
16614 | BERKSHIRE WIND POWER PROJECT | WIND | EMS | INTERMITTENT | NON-DISPATCHABLE |  | Median Reliability Hours Calculation |  | MA | 4007 | WIND |  | Massachusetts Municipal Whol | 76 |  |  |  |  | 6.988 |  | 2011-05-28 |  |  |  | 1.704 | 2011-06-01 20:00 | 2011-10-04
16631 | VICTORY ROAD DORCHESTER PV | PP | SO | INTERMITTENT | NON-DISPATCHABLE |  | Median Reliability Hours Calculation |  | MA | 4008 | SOLAR |  | Massachusetts Electric Company | 50075 |  |  |  |  | 0 |  | 2011-12-22 |  |  |  | 0.316 |  | 2011-12-22
16640 | HILLDALE AVE HAVERHILL PV | PP | SO | INTERMITTENT | NON-DISPATCHABLE |  | Median Reliability Hours Calculation |  | MA | 4008 | SOLAR |  | Massachusetts Electric Company | 50075 |  |  |  |  | 0.024 |  | 2011-06-05 |  |  |  | 0.317 |  | 2011-10-04
16642 | RAILROAD AVENUE REVERE PV | PP | SO | INTERMITTENT | NON-DISPATCHABLE |  | Median Reliability Hours Calculation |  | MA | 4008 | SOLAR |  | Massachusetts Electric Company | 50075 |  |  |  |  | 0.021 |  | 2011-06-05 |  |  |  | 0.223 |  | 2011-10-04
16643 | ROVER STREET EVERETT PV | PP | SO | INTERMITTENT | NON-DISPATCHABLE |  | Median Reliability Hours Calculation |  | MA | 4008 | SOLAR |  | Massachusetts Electric Company | 50075 |  |  |  |  | 0.009 |  | 2011-06-05 |  |  |  | 0.171 |  | 2011-10-04
16644 | MAIN STREET WHITINSVILLE PV | PP | SO | INTERMITTENT | NON-DISPATCHABLE |  | Median Reliability Hours Calculation |  | MA | 4006 | SOLAR |  | Massachusetts Electric Company | 50075 |  |  |  |  | 0 |  | 2011-06-05 |  |  |  | 0.376 |  | 2011-10-04
16659 | IPSWICH WIND FARM 1 | WIND | SO | INTERMITTENT | NON-DISPATCHABLE |  | Median Reliability Hours Calculation |  | MA | 4008 | WIND |  | Ipswich Municipal Light Depart | 73 |  |  |  |  | 0.342 |  | 2011-07-26 |  |  |  | 0.125 |  | 2011-10-04
16675 | FOX ISLAND WIND | WIND | SO | INTERMITTENT | NON-DISPATCHABLE |  | Median Reliability Hours Calculation |  | ME | 4001 | WIND |  | Vermont Public Power Supply Au | 50289 |  |  |  |  | 0.159 |  | 2011-06-05 |  |  |  | 0 |  | 2010-06-01
16926 | THUNDERMIST HYDRO QF | HD | SO | INTERMITTENT | NON-DISPATCHABLE |  | Median Reliability Hours Calculation | QF | RI | 4005 | HYDRO: RUN OF RIVER |  | The Narragansett Electric Comp | 156 |  |  |  |  | 0.717 |  | 2011-06-05 |  |  |  | 0.554 |  | 2011-10-04
17023 | NE ENGRS MIDDLETOWN RI WIND QF | WIND | SO | INTERMITTENT | NON-DISPATCHABLE |  | Median Reliability Hours Calculation | QF | RI | 4005 | WIND |  | The Narragansett Electric Comp | 156 |  |  |  |  | 0 |  | 2010-06-01 |  |  |  | 0 |  | 2010-10-01
17044 | DEVON 16 | G | EMS | NON-INTERMITTENT | DISPATCHABLE |  | Twice a Year Audit Obligation |  | CT | 4004 | JET FUEL | NG | GenConn Energy LLC | 51101 | 2010-05-22 |  | 50192 | NRG Power Marketing LLC | 49.2 | 2011-11-27 12:00 | 2010-08-27 |  |  |  | 46.9 | 2011-06-01 18:00 | 2010-08-27
17045 | DEVON 17 | G | EMS | NON-INTERMITTENT | DISPATCHABLE |  | Twice a Year Audit Obligation |  | CT | 4004 | JET FUEL | NG | GenConn Energy LLC | 51101 | 2010-05-22 |  | 50192 | NRG Power Marketing LLC | 49.2 | 2011-12-19 08:00 | 2010-09-16 |  |  |  | 46.9 | 2011-06-01 20:00 | 2010-09-16
17046 | DEVON 18 | G | EMS | NON-INTERMITTENT | DISPATCHABLE |  | Twice a Year Audit Obligation |  | CT | 4004 | JET FUEL | NG | GenConn Energy LLC | 51101 | 2010-05-22 |  | 50192 | NRG Power Marketing LLC | 49.2 | 2011-11-27 12:00 | 2010-08-27 |  |  |  | 46.9 | 2011-06-01 20:00 | 2010-08-27
17085 | AMERESCO-NEWBURYPORT DPW PV QF | PP | SO | INTERMITTENT | NON-DISPATCHABLE |  | Median Reliability Hours Calculation |  | MA | 4008 | SOLAR |  | Massachusetts Electric Company | 50075 |  |  |  |  | 0 |  | 2010-06-01 |  |  |  | 0.032 |  | 2011-10-04
17086 | AMERESCO-NEWBRYPT NOCK MS PVQF | PP | SO | INTERMITTENT | NON-DISPATCHABLE |  | Median Reliability Hours Calculation |  | MA | 4008 | SOLAR |  | Massachusetts Electric Company | 50075 |  |  |  |  | 0 |  | 2010-06-01 |  |  |  | 0.08 |  | 2010-10-01
17128 | OTIS_AF_WIND_TURBINE | WIND | SO | INTERMITTENT | NON-DISPATCHABLE |  | Median Reliability Hours Calculation | QF | MA | 4006 | WIND |  | NSTAR Electric Company | 3 |  |  |  |  | 0.199 |  | 2011-06-05 |  |  |  | 0.125 |  | 2011-10-04
17194 | TOWN_OF_FALMOUTH_WIND_TURBINE | WIND | SO | INTERMITTENT | NON-DISPATCHABLE |  | Median Reliability Hours Calculation |  | MA | 4006 | WIND |  | NSTAR Electric Company | 3 |  |  |  |  | 0.133 |  | 2011-06-05 |  |  |  | 0.006 |  | 2011-10-04
17223 | SUGAR RIVER 2 | HD | SO | INTERMITTENT | NON-DISPATCHABLE |  | Median Reliability Hours Calculation | QF | NH | 4002 | HYDRO: RUN OF RIVER |  | Public Service Company of New | 50094 |  |  |  |  | 0.165 |  | 2011-06-05 |  |  |  | 0 |  | 2010-10-01
17229 | MOUNT ST MARY-WRENTHAM MA WIND | WIND | SO | INTERMITTENT | NON-DISPATCHABLE |  | Median Reliability Hours Calculation |  | MA | 4006 | WIND |  | Massachusetts Electric Company | 50075 |  |  |  |  | 0.004 |  | 2011-06-05 |  |  |  | 0.002 |  | 2011-10-04
17233 | RAINBOW UNIT 1 | HD | SO | NON-INTERMITTENT | NON-DISPATCHABLE |  | Average of Monthly Hydrology Ratings |  | CT | 4004 | HYDRO: RUN OF RIVER |  | Connecticut Light and Power Co | 50092 |  |  |  |  | 4.1 |  | 2010-03-31 |  |  |  | 4.1 |  | 2010-03-31
17234 | RAINBOW UNIT 2 | HD | SO | NON-INTERMITTENT | NON-DISPATCHABLE |  | Average of Monthly Hydrology Ratings |  | CT | 4004 | HYDRO: RUN OF RIVER |  | Connecticut Light and Power Co | 50092 |  |  |  |  | 4.1 |  | 2010-03-31 |  |  |  | 4.1 |  | 2010-03-31
17259 | SEAMAN ENERGY LLC | D | SO | INTERMITTENT | NON-DISPATCHABLE |  | Median Reliability Hours Calculation | QF | MA | 4007 | LANDFILL GAS |  | Templeton Municipal Lighting P | 180 |  |  |  |  | 0.475 | 2010-04-06 10:00 | 2011-06-05 |  |  |  | 0.398 |  | 2011-10-04
35379 | SPAULDING POND HYDRO | HD | SO | INTERMITTENT | NON-DISPATCHABLE |  | Median Reliability Hours Calculation |  | NH | 4002 | HYDRO: RUN OF RIVER |  | Public Service Company of New | 50094 |  |  |  |  | 0.164 |  | 2011-06-05 |  |  |  | 0.02 |  | 2011-10-04
35693 | SPRUCE MOUNTAIN WIND | WIND | EMS | INTERMITTENT | NON-DISPATCHABLE |  | Median Reliability Hours Calculation |  | ME | 4001 | WIND |  | Spruce Mountain Wind, LLC | 51402 |  |  |  |  | 9 | 2012-03-11 05:00 | 2011-12-21 |  |  |  | 4.5 |  | 2011-12-21
36882 | NOTUS WIND I | WIND | SO | INTERMITTENT | NON-DISPATCHABLE |  | Median Reliability Hours Calculation |  | MA | 4006 | WIND |  | NSTAR Electric Company | 3 |  |  |  |  | 0.5 |  | 2011-06-05 |  |  |  | 0.187 |  | 2011-10-04
37073 | SOUTHBRIDGE LANDFILL | D | SO | NON-INTERMITTENT | NON-DISPATCHABLE |  | Twice a Year Audit Obligation | QF | MA | 4007 | LANDFILL GAS |  | NextEra Energy Power Marketing | 50086 |  |  |  |  | 1.4 | 2012-05-01 11:00 | 2012-05-21 | n | 1.278 | 0.122 | 1.278 |  | 2012-02-15
37175 | ROLLINS WIND PLANT | WIND | EMS | INTERMITTENT | NON-DISPATCHABLE |  | Median Reliability Hours Calculation |  | ME | 4001 | WIND |  | Evergreen Wind Power III, LLC | 51114 |  |  |  |  | 20.86 | 2011-12-29 14:00 | 2011-07-27 |  |  |  | 6.207 |  | 2011-10-04
37224 | PATRIOT PL. D FOXBORO MA PV | PP | SO | INTERMITTENT | NON-DISPATCHABLE |  | Median Reliability Hours Calculation |  | MA | 4006 | SOLAR |  | Massachusetts Electric Company | 50075 |  |  |  |  | 0 |  | 2011-06-05 |  |  |  | 0.028 |  | 2011-10-04
37225 | PATRIOT PL. E FOXBORO MA PV | PP | SO | INTERMITTENT | NON-DISPATCHABLE |  | Median Reliability Hours Calculation |  | MA | 4006 | SOLAR |  | Massachusetts Electric Company | 50075 |  |  |  |  | 0 |  | 2011-06-05 |  |  |  | 0 |  | 2011-10-04
37226 | PATRIOT PL. F FOXBORO MA PV | PP | SO | INTERMITTENT | NON-DISPATCHABLE |  | Median Reliability Hours Calculation |  | MA | 4006 | SOLAR |  | Massachusetts Electric Company | 50075 |  |  |  |  | 0 |  | 2011-06-05 |  |  |  | 0.032 |  | 2011-10-04
37227 | PATRIOT PL. H FOXBORO MA PV | PP | SO | INTERMITTENT | NON-DISPATCHABLE |  | Median Reliability Hours Calculation |  | MA | 4006 | SOLAR |  | Massachusetts Electric Company | 50075 |  |  |  |  | 0 |  | 2011-06-05 |  |  |  | 0.022 |  | 2011-10-04
37228 | PATRIOT PL. J FOXBORO MA PV | PP | SO | INTERMITTENT | NON-DISPATCHABLE |  | Median Reliability Hours Calculation |  | MA | 4006 | SOLAR |  | Massachusetts Electric Company | 50075 |  |  |  |  | 0 |  | 2011-06-05 |  |  |  | 0.032 |  | 2011-10-04
37229 | PATRIOT PL. K FOXBORO MA PV | PP | SO | INTERMITTENT | NON-DISPATCHABLE |  | Median Reliability Hours Calculation |  | MA | 4006 | SOLAR |  | Massachusetts Electric Company | 50075 |  |  |  |  | 0 |  | 2011-06-05 |  |  |  | 0.032 |  | 2011-10-04
37230 | UNITED NAT. FOODS PROV. RI PV | PP | SO | INTERMITTENT | NON-DISPATCHABLE |  | Median Reliability Hours Calculation |  | RI | 4005 | SOLAR |  | The Narragansett Electric Comp | 156 |  |  |  |  | 0 |  | 2011-06-05 |  |  |  | 0.001 |  | 2011-10-04
37266 | CARLSON ORCH HARVARD MA PV | PP | SO | INTERMITTENT | NON-DISPATCHABLE |  | Median Reliability Hours Calculation |  | MA | 4007 | SOLAR |  | Massachusetts Electric Company | 50075 |  |  |  |  | 0 |  | 2011-06-05 |  |  |  | 0.066 |  | 2011-10-04
37267 | SPRUCE ENV HAVERHILL MA PV | PP | SO | INTERMITTENT | NON-DISPATCHABLE |  | Median Reliability Hours Calculation |  | MA | 4008 | SOLAR |  | Massachusetts Electric Company | 50075 |  |  |  |  | 0 |  | 2011-06-05 |  |  |  | 0 |  | 2011-10-04
37366 | MIDDLETOWN 13 | G | EMS | NON-INTERMITTENT | DISPATCHABLE |  | Twice a Year Audit Obligation |  | CT | 4004 | GAS | NG | GenConn Energy LLC | 51101 |  |  |  |  | 49.2 | 2011-12-14 14:00 | 2011-06-23 |  |  |  | 46.9 | 2011-06-24 14:00 | 2011-06-23
37367 | MIDDLETOWN 14 | G | EMS | NON-INTERMITTENT | DISPATCHABLE |  | Twice a Year Audit Obligation |  | CT | 4004 | GAS | NG | GenConn Energy LLC | 51101 |  |  |  |  | 49.2 | 2011-11-27 11:00 | 2011-06-01 |  |  |  | 46.9 | 2011-06-01 14:00 | 2011-06-01
37368 | MIDDLETOWN 15 | G | EMS | NON-INTERMITTENT | DISPATCHABLE |  | Twice a Year Audit Obligation |  | CT | 4004 | GAS | NG | GenConn Energy LLC | 51101 |  |  |  |  | 49.2 | 2011-12-19 08:00 | 2011-06-01 |  |  |  | 46.9 | 2011-06-01 14:00 | 2011-06-01
37721 | ROYAL MILLS WARWICK RI HYDRO | HD | SO | INTERMITTENT | NON-DISPATCHABLE |  | Median Reliability Hours Calculation |  | RI | 4005 | HYDRO: RUN OF RIVER |  | The Narragansett Electric Comp | 156 |  |  |  |  | 0 |  | 2011-06-05 |  |  |  | 0 |  | 2011-10-04
37722 | SILVER LAKE SOLAR PV FACILITY | PP | SO | INTERMITTENT | NON-DISPATCHABLE |  | Median Reliability Hours Calculation |  | MA | 4007 | SOLAR |  | Western Massachusetts Electric | 50093 |  |  |  |  | 0 |  | 2010-12-06 |  |  |  | 0.661 |  | 2011-10-04
37751 | NM-UNISTRESS | PP | SO | INTERMITTENT | NON-DISPATCHABLE |  | Median Reliability Hours Calculation |  | MA | 4007 | SOLAR |  | Western Massachusetts Electric | 50093 |  |  |  |  | 0 |  | 2011-06-05 |  |  |  | 0 |  | 2011-10-04
37752 | NM-COUNTRY | PP | SO | INTERMITTENT | NON-DISPATCHABLE |  | Median Reliability Hours Calculation |  | MA | 4007 | SOLAR |  | Western Massachusetts Electric | 50093 |  |  |  |  | 0 |  | 2011-06-05 |  |  |  | 0 |  | 2011-10-04
37753 | NM-HANCOCK | PP | SO | INTERMITTENT | NON-DISPATCHABLE |  | Median Reliability Hours Calculation |  | MA | 4007 | SOLAR |  | Western Massachusetts Electric | 50093 |  |  |  |  | 0 |  | 2011-06-05 |  |  |  | 0 |  | 2011-10-04
37754 | NM-QUALITY | PP | SO | INTERMITTENT | NON-DISPATCHABLE |  | Median Reliability Hours Calculation |  | MA | 4007 | SOLAR |  | Western Massachusetts Electric | 50093 |  |  |  |  | 0 |  | 2011-06-05 |  |  |  | 0 |  | 2011-10-04
37755 | NM-WOOD | PP | SO | INTERMITTENT | NON-DISPATCHABLE |  | Median Reliability Hours Calculation |  | MA | 4007 | SOLAR |  | Western Massachusetts Electric | 50093 |  |  |  |  | 0 |  | 2011-06-05 |  |  |  | 0.015 |  | 2011-10-04
37756 | NM-FOURSTAR | PP | SO | INTERMITTENT | NON-DISPATCHABLE |  | Median Reliability Hours Calculation |  | MA | 4007 | SOLAR |  | Western Massachusetts Electric | 50093 |  |  |  |  | 0 |  | 2011-06-05 |  |  |  | 0.019 |  | 2011-10-04
37757 | NM-ASTRO | PP | SO | INTERMITTENT | NON-DISPATCHABLE |  | Median Reliability Hours Calculation |  | MA | 4007 | SOLAR |  | Western Massachusetts Electric | 50093 |  |  |  |  | 0 |  | 2011-06-05 |  |  |  | 0 |  | 2011-10-04
37758 | NM-MARLEY | PP | SO | INTERMITTENT | NON-DISPATCHABLE |  | Median Reliability Hours Calculation |  | MA | 4007 | SOLAR |  | Western Massachusetts Electric | 50093 |  |  |  |  | 0 |  | 2011-06-05 |  |  |  | 0 |  | 2011-10-04
37759 | NM-STONE | WIND | SO | INTERMITTENT | NON-DISPATCHABLE |  | Median Reliability Hours Calculation |  | MA | 4007 | WIND |  | Western Massachusetts Electric | 50093 |  |  |  |  | 0.006 |  | 2011-06-05 |  |  |  | 0 |  | 2011-10-04
37760 | NM-RIVERVIEW | PP | SO | INTERMITTENT | NON-DISPATCHABLE |  | Median Reliability Hours Calculation |  | MA | 4007 | SOLAR |  | Western Massachusetts Electric | 50093 |  |  |  |  | 0 |  | 2011-06-05 |  |  |  | 0 |  | 2011-10-04
37761 | NM-PETRICCA | PP | SO | INTERMITTENT | NON-DISPATCHABLE |  | Median Reliability Hours Calculation |  | MA | 4007 | SOLAR |  | Western Massachusetts Electric | 50093 |  |  |  |  | 0 |  | 2011-06-05 |  |  |  | 0 |  | 2011-10-04
37823 | INDIAN RIVER POWER SUPPLY LLC | HD | SO | INTERMITTENT | NON-DISPATCHABLE |  | Median Reliability Hours Calculation |  | MA | 4007 | HYDRO: RUN OF RIVER |  | Swift River Trading Company LL | 51139 |  |  |  |  | 0 |  | 2011-06-05 |  |  |  | 0.236 |  | 2011-10-04
37954 | BLOUNT SEA FALL RIVER MA PV | PP | SO | INTERMITTENT | NON-DISPATCHABLE |  | Median Reliability Hours Calculation |  | MA | 4006 | SOLAR |  | Massachusetts Electric Company | 50075 |  |  |  |  | 0 |  | 2011-06-05 |  |  |  | 0 |  | 2011-10-04
37955 | TRANS MED TYNGSBORO MA PV | PP | SO | INTERMITTENT | NON-DISPATCHABLE |  | Median Reliability Hours Calculation |  | MA | 4007 | SOLAR |  | Massachusetts Electric Company | 50075 |  |  |  |  | 0.001 |  | 2011-06-05 |  |  |  | 0.017 |  | 2011-10-04
37956 | PH HENBIL BILLERICA MA PV | PP | SO | INTERMITTENT | NON-DISPATCHABLE |  | Median Reliability Hours Calculation |  | MA | 4007 | SOLAR |  | Massachusetts Electric Company | 50075 |  |  |  |  | 0 |  | 2011-06-05 |  |  |  | 0.007 |  | 2011-10-04
37957 | CHELM WTR N CHELMSFORD MA PV | PP | SO | INTERMITTENT | NON-DISPATCHABLE |  | Median Reliability Hours Calculation |  | MA | 4007 | SOLAR |  | Massachusetts Electric Company | 50075 |  |  |  |  | 0 |  | 2011-06-05 |  |  |  | 0 |  | 2011-10-04
37958 | PETER W ELEM LOWELL MA PV | PP | SO | INTERMITTENT | NON-DISPATCHABLE |  | Median Reliability Hours Calculation |  | MA | 4007 | SOLAR |  | Massachusetts Electric Company | 50075 |  |  |  |  | 0 |  | 2011-06-05 |  |  |  | 0.015 |  | 2011-10-04
37959 | CIRCLE FIN NEWBURYPORT MA PV | PP | SO | INTERMITTENT | NON-DISPATCHABLE |  | Median Reliability Hours Calculation |  | MA | 4008 | SOLAR |  | Massachusetts Electric Company | 50075 |  |  |  |  | 0 |  | 2011-06-05 |  |  |  | 0.02 |  | 2011-10-04
37965 | BIO-DETEK PAWTUCKET RI PV | PP | SO | INTERMITTENT | NON-DISPATCHABLE |  | Median Reliability Hours Calculation |  | RI | 4005 | SOLAR |  | The Narragansett Electric Comp | 156 |  |  |  |  | 0 |  | 2011-06-05 |  |  |  | 0 |  | 2011-10-04
37966 | LTI HARVARD AP HARVARD MA PV | PP | SO | INTERMITTENT | NON-DISPATCHABLE |  | Median Reliability Hours Calculation |  | MA | 4007 | SOLAR |  | Massachusetts Electric Company | 50075 |  |  |  |  | 0 |  | 2011-06-05 |  |  |  | 0.021 |  | 2011-10-04
37967 | HILLSIDE MARLBOROUGH MA PV | PP | SO | INTERMITTENT | NON-DISPATCHABLE |  | Median Reliability Hours Calculation |  | MA | 4007 | SOLAR |  | Massachusetts Electric Company | 50075 |  |  |  |  | 0 |  | 2011-06-05 |  |  |  | 0 |  | 2011-10-04
37968 | LOW MEM AUD LOWELL MA PV | PP | SO | INTERMITTENT | NON-DISPATCHABLE |  | Median Reliability Hours Calculation |  | MA | 4007 | SOLAR |  | Massachusetts Electric Company | 50075 |  |  |  |  | 0.004 |  | 2011-06-05 |  |  |  | 0.024 |  | 2011-10-04
37972 | DARTMOUTHBUSPARK_PV_ID1592 | PP | SO | INTERMITTENT | NON-DISPATCHABLE |  | Median Reliability Hours Calculation |  | MA | 4006 | SOLAR |  | NSTAR Electric Company | 3 |  |  |  |  | 0.116 |  | 2011-06-05 |  |  |  | 0.671 |  | 2011-10-04
37973 | GENERAL MILLS METHUEN MA PV | PP | SO | INTERMITTENT | NON-DISPATCHABLE |  | Median Reliability Hours Calculation |  | MA | 4008 | SOLAR |  | Massachusetts Electric Company | 50075 |  |  |  |  | 0 |  | 2011-06-05 |  |  |  | 0.012 |  | 2011-10-04
39663 | BARNSTABLE_DPW_ID1545 | WIND | SO | INTERMITTENT | NON-DISPATCHABLE |  | Median Reliability Hours Calculation |  | MA | 4006 | WIND |  | NSTAR Electric Company | 3 |  |  |  |  | 0.08 |  | 2011-08-01 |  |  |  | 0.014 |  | 2011-10-04
39664 | DART_BLDG_SUPPLY_ID1470 | PP | SO | INTERMITTENT | NON-DISPATCHABLE | NET METERED | Median Reliability Hours Calculation |  | MA | 4006 | SOLAR |  | NSTAR Electric Company | 3 |  |  |  |  | 0.08 |  | 2011-08-01 |  |  |  | 0.019 |  | 2011-10-04
39665 | YARMOUTH_DPW_ID1740 | PP | SO | INTERMITTENT | NON-DISPATCHABLE |  | Median Reliability Hours Calculation |  | MA | 4006 | SOLAR |  | NSTAR Electric Company | 3 |  |  |  |  | 0.107 |  | 2011-08-01 |  |  |  | 0.079 |  | 2011-10-04
39675 | TURKEY HILL | PP | SO | INTERMITTENT | NON-DISPATCHABLE |  | Median Reliability Hours Calculation |  | MA | 4007 | SOLAR |  | Fitchburg Gas and Electric Lig | 38 |  |  |  |  | 0.039 |  | 2011-08-02 |  |  |  | 0.005 |  | 2011-10-04
39717 | HI-GEAR | PP | SO | INTERMITTENT | NON-DISPATCHABLE |  | Median Reliability Hours Calculation |  | MA | 4007 | SOLAR |  | Fitchburg Gas and Electric Lig | 38 |  |  |  |  | 0.117 |  | 2011-10-07 |  |  |  | 0.117 |  | 2011-10-07
39722 | GTR_BOSTON_FOODBANKS_ID1628 | PP | SO | INTERMITTENT | NON-DISPATCHABLE | NET METERED | Median Reliability Hours Calculation |  | MA | 4008 | SOLAR |  | NSTAR Electric Company | 3 |  |  |  |  | 0.071 |  | 2011-10-17 |  |  |  | 0.071 |  | 2011-10-17
39724 | EASTERN_AVE_HOLDINGS_PV_ID1652 | PP | SO | INTERMITTENT | NON-DISPATCHABLE |  | Median Reliability Hours Calculation |  | MA | 4008 | SOLAR |  | NSTAR Electric Company | 3 |  |  |  |  | 0.064 |  | 2011-10-17 |  |  |  | 0.064 |  | 2011-10-17
39738 | MWRA_LORING_RD_ID1400 | HD | SO | INTERMITTENT | NON-DISPATCHABLE |  | Median Reliability Hours Calculation |  | MA | 4008 | HYDRO: RUN OF RIVER |  | NSTAR Electric Company | 3 |  |  |  |  | 0.078 |  | 2011-11-01 |  |  |  | 0.078 |  | 2011-11-01
39992 | OTIS_WT_AFCEE_ID1692 | WIND | SO | INTERMITTENT | NON-DISPATCHABLE | NET METERED | Median Reliability Hours Calculation |  | MA | 4006 | WIND |  | NSTAR Electric Company | 3 |  |  |  |  | 1.2 |  | 2011-11-28 |  |  |  | 1.2 |  | 2011-11-28
40015 | INDIAN ORCHARD SOLAR FACILITY | PP | SO | INTERMITTENT | NON-DISPATCHABLE |  | Median Reliability Hours Calculation |  | MA | 4007 | SOLAR |  | Western Massachusetts Electric | 50093 |  |  |  |  | 0 |  | 2011-12-18 |  |  |  | 0.595 |  | 2011-12-18
40050 | EXETER AGRI ENERGY | D | SO | INTERMITTENT | NON-DISPATCHABLE |  | Median Reliability Hours Calculation |  | ME | 4001 | METHANE/REFUSE |  | Vermont Public Power Supply Au | 50289 |  |  |  |  | 0.98 |  | 2011-12-19 |  |  |  | 0.98 |  | 2011-12-19
40052 | NEW HAVEN HARBOR UNIT 3 | G | EMS | NON-INTERMITTENT | DISPATCHABLE |  | Twice a Year Audit Obligation |  | CT | 4004 | DIESEL OIL | NG | PSEG New Haven, LLC | 51439 |  |  |  |  | 48.6 |  | 2012-05-30 |  |  |  | 42.3 |  | 2012-05-30
40053 | NEW HAVEN HARBOR UNIT 4 | G | EMS | NON-INTERMITTENT | DISPATCHABLE |  | Twice a Year Audit Obligation |  | CT | 4004 | DIESEL OIL | NG | PSEG New Haven, LLC | 51439 |  |  |  |  | 48.6 |  | 2012-05-30 |  |  |  | 43.2 |  | 2012-05-30
40066 | OLDBARNST_RD_MASHPEE_PV_ID1798 | PP | SO | INTERMITTENT | NON-DISPATCHABLE |  | Median Reliability Hours Calculation |  | MA | 4006 | SOLAR |  | NSTAR Electric Company | 3 |  |  |  |  | 0.12 |  | 2012-01-16 |  |  |  | 0.12 |  | 2012-01-16
40067 | MARION_DR_KINGSTON_WT_ID1656 | WIND | SO | INTERMITTENT | NON-DISPATCHABLE |  | Median Reliability Hours Calculation |  | MA | 4006 | WIND |  | NSTAR Electric Company | 3 |  |  |  |  | 2.4 |  | 2012-01-16 |  |  |  | 2.4 |  | 2012-01-16
40085 | QUABBIN 1_ORANGE MA PV NET | PP | SO | INTERMITTENT | NON-DISPATCHABLE | NET METERED | Median Reliability Hours Calculation |  | MA | 4007 | SOLAR |  | Massachusetts Electric Company | 50075 |  |  |  |  | 0.037 |  | 2012-01-25 |  |  |  | 0.037 |  | 2012-01-25
40086 | QUABBIN 2_ORANGE MA PV NET | PP | SO | INTERMITTENT | NON-DISPATCHABLE | NET METERED | Median Reliability Hours Calculation |  | MA | 4007 | SOLAR |  | Massachusetts Electric Company | 50075 |  |  |  |  | 0.037 |  | 2012-01-25 |  |  |  | 0.037 |  | 2012-01-25
40116 | DELAWARE VALLEY CORP PV | PP | SO | INTERMITTENT | NON-DISPATCHABLE |  | Median Reliability Hours Calculation |  | MA | 4007 | SOLAR |  | Massachusetts Electric Company | 50075 |  |  |  |  | 0.04 |  | 2012-01-31 |  |  |  | 0.04 |  | 2012-01-31
40119 | WORCESTER STATE COLLEGE PV | PP | SO | INTERMITTENT | NON-DISPATCHABLE |  | Median Reliability Hours Calculation |  | MA | 4007 | SOLAR |  | Massachusetts Electric Company | 50075 |  |  |  |  | 0.04 |  | 2012-01-31 |  |  |  | 0.04 |  | 2012-01-31
40137 | BERKSHIRE EAST WIND | WIND | SO | INTERMITTENT | NON-DISPATCHABLE |  | Median Reliability Hours Calculation |  | MA | 4007 | WIND |  | Massachusetts Electric Company | 50075 |  |  |  |  | 0.35 |  | 2012-02-03 |  |  |  | 0.35 |  | 2012-02-03
40176 | NFM SOLAR POWER, LLC | PP | SO | INTERMITTENT | NON-DISPATCHABLE |  | Median Reliability Hours Calculation |  | MA | 4007 | SOLAR |  | FirstLight Power Resources Man | 50876 |  |  |  |  | 0.65 |  | 2012-02-18 |  |  |  | 0.65 |  | 2012-02-18
40194 | MICRON | PP | SO | INTERMITTENT | NON-DISPATCHABLE |  | Median Reliability Hours Calculation |  | MA | 4007 | SOLAR |  | Fitchburg Gas and Electric Lig | 38 |  |  |  |  | 0.039 |  | 2012-03-01 |  |  |  | 0.039 |  | 2012-03-01
40207 | KEZAR UPPER FALLS | HD | SO | INTERMITTENT | NON-DISPATCHABLE |  | Median Reliability Hours Calculation |  | ME | 4001 | HYDRO: RUN OF RIVER |  | NextEra Energy Power Marketing | 50086 |  |  |  |  | 0.26 |  | 2012-03-01 |  |  |  | 0.089 |  | 2012-03-01
40208 | KEZAR LOWER FALLS | HD | SO | INTERMITTENT | NON-DISPATCHABLE |  | Median Reliability Hours Calculation |  | ME | 4001 | HYDRO: RUN OF RIVER |  | NextEra Energy Power Marketing | 50086 |  |  |  |  | 0.484 |  | 2012-03-01 |  |  |  | 0.165 |  | 2012-03-01
40209 | LEDGEMERE | HD | SO | INTERMITTENT | NON-DISPATCHABLE |  | Median Reliability Hours Calculation |  | ME | 4001 | HYDRO: RUN OF RIVER |  | NextEra Energy Power Marketing | 50086 |  |  |  |  | 0.335 |  | 2012-03-01 |  |  |  | 0.115 |  | 2012-03-01
40225 | MILLIPORE PV - BILLERICA | PP | SO | INTERMITTENT | NON-DISPATCHABLE | NET METERED | Median Reliability Hours Calculation |  | MA | 4007 | SOLAR |  | Massachusetts Electric Company | 50075 |  |  |  |  | 0.058 |  | 2012-03-21 |  |  |  | 0.058 |  | 2012-03-21
40242 | TANTASQUA JR HIGH_PV | PP | SO | INTERMITTENT | NON-DISPATCHABLE | NET METERED | Median Reliability Hours Calculation |  | MA | 4007 | SOLAR |  | Massachusetts Electric Company | 50075 |  |  |  |  | 0.122 |  | 2012-03-30 |  |  |  | 0.122 |  | 2012-03-30
40243 | SOLAR SHOP LLC BLDG 14_PV | PP | SO | INTERMITTENT | NON-DISPATCHABLE | NET METERED | Median Reliability Hours Calculation |  | MA | 4006 | SOLAR |  | Massachusetts Electric Company | 50075 |  |  |  |  | 0.104 |  | 2012-03-29 |  |  |  | 0.104 |  | 2012-03-29
40244 | SOLAR SHOP LLC BLDG 10_PV | PP | SO | INTERMITTENT | NON-DISPATCHABLE | NET METERED | Median Reliability Hours Calculation |  | MA | 4006 | SOLAR |  | Massachusetts Electric Company | 50075 |  |  |  |  | 0.049 |  | 2012-03-29 |  |  |  | 0.049 |  | 2012-03-29
40246 | HODGES BADGE CO_WIND | WIND | SO | INTERMITTENT | NON-DISPATCHABLE | NET METERED | Median Reliability Hours Calculation |  | RI | 4005 | WIND |  | The Narragansett Electric Comp | 156 |  |  |  |  | 0.091 |  | 2012-03-30 |  |  |  | 0.091 |  | 2012-03-30
40247 | QUABBIN BARRE - WIND | WIND | SO | INTERMITTENT | NON-DISPATCHABLE | NET METERED | Median Reliability Hours Calculation |  | MA | 4007 | WIND |  | Massachusetts Electric Company | 50075 |  |  |  |  | 0.406 |  | 2012-03-29 |  |  |  | 0.406 |  | 2012-03-29
40248 | JJ CARROLL WW PLANT_PV | PP | SO | INTERMITTENT | NON-DISPATCHABLE | NET METERED | Median Reliability Hours Calculation |  | MA | 4007 | SOLAR |  | Massachusetts Electric Company | 50075 |  |  |  |  | 0.123 |  | 2012-03-27 |  |  |  | 0.123 |  | 2012-03-27
40249 | WESTBORO SUITES | PP | SO | INTERMITTENT | NON-DISPATCHABLE | NET METERED | Median Reliability Hours Calculation |  | MA | 4007 | SOLAR |  | Massachusetts Electric Company | 50075 |  |  |  |  | 0.108 |  | 2012-03-27 |  |  |  | 0.108 |  | 2012-03-27
40250 | SHAWS SUPER MARKET | PP | SO | INTERMITTENT | NON-DISPATCHABLE | NET METERED | Median Reliability Hours Calculation |  | MA | 4007 | SOLAR |  | Massachusetts Electric Company | 50075 |  |  |  |  | 0.102 |  | 2012-03-28 |  |  |  | 0.102 |  | 2012-03-28
40251 | VETERAN HOMESTEAD PV | PP | SO | INTERMITTENT | NON-DISPATCHABLE | NET METERED | Median Reliability Hours Calculation |  | MA | 4007 | SOLAR |  | Massachusetts Electric Company | 50075 |  |  |  |  | 0.131 |  | 2012-03-28 |  |  |  | 0.131 |  | 2012-03-28
40259 | COMMERCE_PK_RD_PV_ID1871 | PP | SO | INTERMITTENT | NON-DISPATCHABLE | NET METERED | Median Reliability Hours Calculation |  | MA | 4006 | SOLAR |  | NSTAR Electric Company | 3 |  |  |  |  | 0.14 |  | 2012-04-03 |  |  |  | 0.14 |  | 2012-04-03
40263 | MATOUK TEXTILE WORKS | PP | SO | INTERMITTENT | NON-DISPATCHABLE | NET METERED | Median Reliability Hours Calculation |  | MA | 4006 | SOLAR |  | Massachusetts Electric Company | 50075 |  |  |  |  | 0.034 |  | 2012-04-10 |  |  |  | 0.034 |  | 2012-04-10
40270 | TECTA AMERICA | PP | SO | INTERMITTENT | NON-DISPATCHABLE | NET METERED | Median Reliability Hours Calculation |  | MA | 4007 | SOLAR |  | Massachusetts Electric Company | 50075 |  |  |  |  | 0.053 |  | 2012-04-10 |  |  |  | 0.053 |  | 2012-04-10
40327 | FORE RIVER 11 | CC | EMS | NON-INTERMITTENT | DISPATCHABLE |  | Twice a Year Audit Obligation |  | MA | 4006 | GAS |  | Constellation Energy Commoditi | 50027 |  |  |  |  | 418.316 |  | 2012-06-01 |  |  |  | 344.149 |  | 2012-06-01
40328 | FORE RIVER 12 | CC | EMS | NON-INTERMITTENT | DISPATCHABLE |  | Twice a Year Audit Obligation |  | MA | 4006 | GAS |  | Constellation Energy Commoditi | 50027 |  |  |  |  | 418.316 |  | 2012-06-01 |  |  |  | 344.149 |  | 2012-06-01
40340 | NEXAMP CAP-WORCESTER ACADEMY | PP | SO | INTERMITTENT | NON-DISPATCHABLE | NET METERED | Median Reliability Hours Calculation |  | MA | 4007 | SOLAR |  | Massachusetts Electric Company | 50075 |  |  |  |  | 0.034 |  | 2012-04-17 |  |  |  | 0.034 |  | 2012-04-17
40365 | EAST ISLAND COMMUNITY - PV | PP | SO | INTERMITTENT | NON-DISPATCHABLE | NET METERED | Median Reliability Hours Calculation |  | MA | 4008 | SOLAR |  | Massachusetts Electric Company | 50075 |  |  |  |  | 0.041 |  | 2012-04-25 |  |  |  | 0.041 |  | 2012-04-25
40482 | DURFEE UNION MILLS BLDG 9 - PV | PP | SO | INTERMITTENT | NON-DISPATCHABLE | NET METERED | Median Reliability Hours Calculation |  | MA | 4006 | SOLAR |  | Massachusetts Electric Company | 50075 |  |  |  |  | 0.049 |  | 2012-05-04 |  |  |  | 0.049 |  | 2012-05-04
40483 | TYNGSBOROUGH SPORTS PV | PP | SO | INTERMITTENT | NON-DISPATCHABLE |  | Median Reliability Hours Calculation |  | MA | 4007 | SOLAR |  | Massachusetts Electric Company | 50075 |  |  |  |  | 0.041 |  | 2012-05-11 |  |  |  | 0.041 |  | 2012-05-11
40484 | BANCROFT SCHOOL PV | PP | SO | INTERMITTENT | NON-DISPATCHABLE |  | Median Reliability Hours Calculation |  | MA | 4007 | SOLAR |  | Massachusetts Electric Company | 50075 |  |  |  |  | 0.049 |  | 2012-05-11 |  |  |  | 0.049 |  | 2012-05-11
40485 | LITCHFIELD LEOMINSTER PV | PP | SO | INTERMITTENT | NON-DISPATCHABLE |  | Median Reliability Hours Calculation |  | MA | 4007 | SOLAR |  | Massachusetts Electric Company | 50075 |  |  |  |  | 0.025 |  | 2012-05-16 |  |  |  | 0.025 |  | 2012-05-16
40520 | MANCHESTER-BOSTON REGIONAL PV | PP | SO | INTERMITTENT | NON-DISPATCHABLE | NET METERED | Median Reliability Hours Calculation |  | NH | 4002 | SOLAR |  | Public Service Company of New | 50094 |  |  |  |  | 0.2 |  | 2012-05-09 |  |  |  | 0.2 |  | 2012-05-09
40524 | MOUNT WACHUSSETT CC WIND | WIND | SO | INTERMITTENT | NON-DISPATCHABLE | NET METERED | Median Reliability Hours Calculation |  | MA | 4007 | WIND |  | Massachusetts Electric Company | 50075 |  |  |  |  | 1.34 |  | 2012-05-11 |  |  |  | 1.34 |  | 2012-05-11
40555 | BLACKCOMB WORC MA PV | PP | SO | INTERMITTENT | NON-DISPATCHABLE | NET METERED | Median Reliability Hours Calculation |  | MA | 4007 | SOLAR |  | Massachusetts Electric Company | 50075 |  |  |  |  | 0.174 |  | 2012-05-14 |  |  |  | 0.174 |  | 2012-05-14
41782 | PAWTUCKET MEMORIAL ELEM SCH | PP | SO | INTERMITTENT | NON-DISPATCHABLE | NET METERED | Median Reliability Hours Calculation |  | MA | 4007 | SOLAR |  | Massachusetts Electric Company | 50075 |  |  |  |  | 0.041 |  | 2012-05-25 |  |  |  | 0.041 |  | 2012-05-25
41783 | PHOENIX FINANCE LLC | PP | SO | INTERMITTENT | NON-DISPATCHABLE | NET METERED | Median Reliability Hours Calculation |  | MA | 4007 | SOLAR |  | Massachusetts Electric Company | 50075 |  |  |  |  | 0.077 |  | 2012-05-24 |  |  |  | 0.077 |  | 2012-05-24
41784 | NANTUCKET HIGH SCHOOL | PP | SO | INTERMITTENT | NON-DISPATCHABLE | NET METERED | Median Reliability Hours Calculation |  | MA | 4006 | SOLAR |  | Massachusetts Electric Company | 50075 |  |  |  |  | 0.041 |  | 2012-05-24 |  |  |  | 0.041 |  | 2012-05-24
41806 | NM-PROPEL | PP | SO | INTERMITTENT | NON-DISPATCHABLE | NET METERED | Median Reliability Hours Calculation |  | MA | 4007 | SOLAR |  | Western Massachusetts Electric | 50093 |  |  |  |  | 0 |  | 2012-06-01 |  |  |  | 0.106 |  | 2012-06-01
41807 | NM-PITTSFIELD WWTP | PP | SO | INTERMITTENT | NON-DISPATCHABLE | NET METERED | Median Reliability Hours Calculation |  | MA | 4007 | SOLAR |  | Western Massachusetts Electric | 50093 |  |  |  |  | 0 |  | 2012-06-01 |  |  |  | 0.609 |  | 2012-06-01
41808 | NM-MASS DEP | PP | SO | INTERMITTENT | NON-DISPATCHABLE | NET METERED | Median Reliability Hours Calculation |  | MA | 4007 | SOLAR |  | Western Massachusetts Electric | 50093 |  |  |  |  | 0 |  | 2012-06-01 |  |  |  | 0.049 |  | 2012-06-01
41809 | NM-GREENFIELD CC | PP | SO | INTERMITTENT | NON-DISPATCHABLE | NET METERED | Median Reliability Hours Calculation |  | MA | 4007 | SOLAR |  | Western Massachusetts Electric | 50093 |  |  |  |  | 0 |  | 2012-06-01 |  |  |  | 0.036 |  | 2012-06-01
41810 | NM-FULL BLOOM MARKET | PP | SO | INTERMITTENT | NON-DISPATCHABLE | NET METERED | Median Reliability Hours Calculation |  | MA | 4007 | SOLAR |  | Western Massachusetts Electric | 50093 |  |  |  |  | 0 |  | 2012-06-01 |  |  |  | 0.041 |  | 2012-06-01
41811 | NM-BERKSHIRE CC | PP | SO | INTERMITTENT | NON-DISPATCHABLE | NET METERED | Median Reliability Hours Calculation |  | MA | 4007 | SOLAR |  | Western Massachusetts Electric | 50093 |  |  |  |  | 0 |  | 2012-06-01 |  |  |  | 0.157 |  | 2012-06-01

## Retired_Deactivated
Retired and/or Deactivated Units as of |  |  |  | 2012-05-31 |  |  |  |  | Lead Participant (for EMS units) or NEPOOL Participant with Majority Interest in the Resource (for SO Units) | [5 empty] | Claimed Capability
Asset Id | Generator Name | Unit Type | Class | SQF | State | Load Zone | Fuel Type | Alt Fuel | Current Lead Participant | Participant ID | LP Most Recent Change Date | Change LP | Previous Participant ID | Previous Lead Participant | WSCC | SSCC | Operating Status | Comments | Effective Date of Retirement or Deactivation
334 | BELDENS | HD | EMS |  |  |  | HYDRO: RUN OF RIVER |  | Vermont Electric Power Company | 182 |  |  |  |  | 5.7 | 4.76 | RETIRED |  | 2003-01-31 05:00
342 | BIO ENERGY | F | EMS |  |  |  | REFUSE |  | Public Service Company of New | 50094 | 2003-03-01 |  | 112 | Northeast Utilities Company |  |  | RETIRED |  | 2012-03-01 05:00
343 | BLACKSTONE 1 | F | EMS |  |  |  | OIL/GAS | NG | Commonwealth Electric Company | 108 | [6 empty] | RETIRED |  | 2004-02-19 05:00
390 | DEVON 7 | F | EMS |  |  |  | OIL/GAS | NG | NRG Power Marketing LLC | 50192 | 2000-01-01 |  | 112 | Northeast Utilities Company | 109 | 105.161 | RETIRED |  | 2007-10-05 04:00
391 | DEVON 8 | F | EMS |  |  |  | OIL/GAS | NG | NRG Power Marketing LLC | 50192 | 2000-01-01 |  | 112 | Northeast Utilities Company | 109 | 106.844 | RETIRED |  | 2007-06-07 04:00
394 | DODGE FALLS | HD | EMS |  |  |  | HYDRO: RUN OF RIVER |  | Vermont Electric Power Company | 182 |  |  |  |  | 5 | 5 | RETIRED |  | 2003-01-31 05:00
425 | GORBELL/THERMO | F | EMS |  |  |  | HYDRO: RUN OF RIVER |  | Constellation Energy Commoditi | 50027 | 2000-01-17 |  | 85 | Morgan Stanley Capital Group | 14.07 | 13.74 | RETIRED |  | 2002-06-07 04:00
442 | CHERRY STREET 7-12 | D | EMS |  |  |  | OIL/GAS | NG | Hudson Light & Power Departmen | 45 |  |  |  |  | 15.8 | 15.6 | RETIRED |  | 2003-02-28 05:00
443 | HUNTINGTON FALLS | HD | EMS |  |  |  | HYDRO: RUN OF RIVER |  | Vermont Electric Power Company | 182 |  |  |  |  | 5.76 | 4.58 | RETIRED |  | 2003-01-31 05:00
453 | KENDALL JET 2 | J | EMS |  |  |  | JET FUEL |  | Mirant Americas Energy Marketi | 155 | [6 empty] | RETIRED |  | 2004-09-22 04:00
454 | KENDALL 1 | F | EMS |  |  |  | OIL/GAS | FO6 | Mirant Americas Energy Marketi | 155 |  |  |  |  | 17 | 17.3 | RETIRED |  | 2002-12-18 05:00
455 | KENDALL 2 | F | EMS |  |  |  | OIL/GAS | FO6 | Mirant Americas Energy Marketi | 155 |  |  |  |  | 21 | 18.141 | RETIRED |  | 2002-12-18 05:00
456 | KENDALL 3 | F | EMS |  |  |  | OIL/GAS | FO6 | Mirant Americas Energy Marketi | 155 |  |  |  |  | 23.141 | 20.077 | RETIRED |  | 2002-12-18 05:00
469 | MASON 3 | F | EMS |  |  |  | OIL |  | NextEra Energy Power Marketing | 50086 |  |  |  |  | 31.66 |  | RETIRED |  | 2004-01-07 05:00
470 | MASON 4 | F | EMS |  |  |  | OIL |  | NextEra Energy Power Marketing | 50086 |  |  |  |  | 32.669 |  | RETIRED |  | 2004-01-07 05:00
471 | MASON 5 | F | EMS |  |  |  | OIL |  | NextEra Energy Power Marketing | 50086 |  |  |  |  | 33.23 |  | RETIRED |  | 2004-01-07 05:00
499 | MYSTIC 4 | F | EMS |  |  |  | OIL |  | Exelon New England Holdings, L | 50074 |  |  |  |  | 89.95 | 95.438 | RETIRED |  | 2003-12-16 05:00
500 | MYSTIC 5 | F | EMS |  |  |  | OIL |  | Exelon New England Holdings, L | 50074 |  |  |  |  | 90.9 | 91.625 | RETIRED |  | 2003-12-16 05:00
501 | MYSTIC 6 | F | EMS |  |  |  | OIL |  | Exelon New England Holdings, L | 50074 |  |  |  |  | 95.05 |  | RETIRED |  | 2003-12-16 05:00
505 | NEW BOSTON 1 | F | EMS |  |  |  | GAS |  | Exelon New England Holdings, L | 50074 | [6 empty] | RETIRED |  | 2007-08-01 04:00
506 | NEW BOSTON 2 | F | EMS |  |  |  | OIL/GAS | FO6 | Exelon New England Holdings, L | 50074 |  |  |  |  | 351.225 | 351.513 | RETIRED |  | 2002-11-23 05:00
522 | NEWPORT DIESELS 4-7 | D | SO |  |  |  | DIESEL OIL |  | Great Bay Power Marketing, Inc | 50673 | [6 empty] | RETIRED |  | 2007-12-21 05:00
523 | NEWPORT DIESELS 8-10 | D | SO |  |  |  | DIESEL OIL |  | Great Bay Power Marketing, Inc | 50673 | [6 empty] | RETIRED |  | 2007-12-21 05:00
534 | PENOBSCOT RIVER HYDRO | HD | EMS |  |  |  | HYDRO: RUN OF RIVER |  | PPL EnergyPlus, LLC | 50212 | 2000-03-01 |  | 2 | Bangor Hydro-Electric Co |  |  | RETIRED |  | 2009-06-09 04:00
535 | PEPPERELL | CC | EMS |  |  |  | OIL/GAS | FO2 | Indeck-Pepperell Pwr Assoc | 48 |  |  |  |  | 40.115 | 33.135 | RETIRED |  | 2003-12-04 05:00
544 | RAINBOW | HD | EMS |  |  |  | HYDRO: RUN OF RIVER |  | Connecticut Light and Power Co | 50092 | 2003-03-01 |  | 112 | Northeast Utilities Company |  |  | RETIRED |  | 2010-03-31 04:00
550 | RYEGATE 1 | F | EMS |  |  |  | WOOD/REFUSE |  | Vermont Electric Power Company | 182 |  |  |  |  | 20.6 | 20.5 | RETIRED |  | 2003-01-31 05:00
577 | SOMERSET 6 | F | EMS |  |  |  | COAL/OIL |  | NRG Power Marketing LLC | 50192 | 1999-07-03 |  | 54 | Citizens Power Sales |  |  | RETIRED |  | 2012-04-18 04:00
579 | SOMERSET JET 2 | G | EMS |  |  |  | JET FUEL |  | NRG Power Marketing LLC | 50192 | 1999-08-28 |  | 50051 | ISO |  |  | RETIRED |  | 2012-04-20 04:00
582 | SPRINGFIELD REFUSE | F | EMS |  |  |  | WOOD/REFUSE | FO6 | Northeast Utilities Service Co | 112 |  |  |  |  | 6 | 6 | RETIRED |  | 2003-01-31 05:00
585 | ST ALBANS 1 and 2 | D | EMS |  |  |  | DIESEL OIL |  | Central Vermont Public Service | 50252 | 2004-05-01 |  | 182 | Vermont Electric Power Co |  |  | RETIRED |  | 2008-04-01 04:00
597 | UNITED AMERICAN HYDRO | HD | EMS |  |  |  | HYDRO: RUN OF RIVER |  | Central Maine Power Company | 6 |  |  |  |  | 17.15 | 15.7 | RETIRED |  | 2003-01-31 05:00
742 | NORTHFIELD MOUNTAIN 1-4 | PS | EMS |  |  |  | HYDRO: PUMPED STORAGE |  | FirstLight Power Resources Man | 50876 | 2006-11-01 |  | 50168 | Select Energy Inc. |  |  | RETIRED |  | 2008-03-05 05:00
758 | FT HALIFAX | HD | EMS |  |  |  | HYDRO: RUN OF RIVER |  | FPL Energy Maine Hydro LLC | 50173 | 2007-07-01 |  | 50086 | FPL Energy Power Mktg. Inc. |  |  | RETIRED |  | 2008-09-30 04:00
766 | CABOT/TURNERS FALLS | HD | EMS |  |  |  | HYDRO: RUN OF RIVER |  | FirstLight Power Resources Man | 50876 | 2006-11-01 |  | 50168 | Select Energy Inc. |  |  | RETIRED |  | 2008-03-27 04:00
778 | GORGE 18 HYDRO | HD | EMS |  |  |  | HYDRO: RUN OF RIVER |  | Vermont Electric Power Company | 182 |  |  |  |  | 3.3 | 3.3 | RETIRED |  | 2003-01-31 05:00
780 | VERGENNES HYDRO | HD | EMS |  |  |  | HYDRO: RUN OF RIVER |  | Vermont Electric Power Company | 182 |  |  |  |  | 2.1 | 2.1 | RETIRED |  | 2003-01-31 05:00
786 | KEZAR LEDGEMERE COMPOSITE | HD | SO |  |  |  | HYDRO: RUN OF RIVER |  | NextEra Energy Power Marketing | 50086 |  |  |  |  | 1.079 | 0.369 | RETIRED |  | 2012-03-01 05:00
788 | GREENVILLE DAM | HD | SO |  |  |  | HYDRO: RUN OF RIVER |  | Connecticut Municipal Electric | 8 | [6 empty] | RETIRED |  | 2008-03-01 05:00
790 | APLP-BFI | D | SO |  |  |  | REFUSE |  | Chicopee Municipal Lighting Pl | 7 | [6 empty] | RETIRED |  | 2010-08-02 04:00
912 | SUNNYBROOK HYDRO 1 | HD | SO |  |  |  | HYDRO: RUN OF RIVER |  | Public Service Company of New | 50094 | [6 empty] | RETIRED |  | 2012-03-01 05:00
916 | GREAT LAKES - BERLIN | HD | SO |  |  |  | HYDRO: RUN OF RIVER | [7 empty] | 13 | 13 | RETIRED |  | 2004-06-22 04:00
917 | EXETER RIVER HYDRO | HD | SO |  |  |  | HYDRO: RUN OF RIVER |  | Public Service Company of New | 50094 | [6 empty] | RETIRED |  | 2012-03-01 05:00
918 | BEECH RIVER MILL | HD | SO |  |  |  | HYDRO: RUN OF RIVER | [7 empty] | 0.01 | 0.01 | RETIRED |  | 2005-09-12 04:00
920 | PITTSFIELD MILL | HD | SO |  |  |  | HYDRO: RUN OF RIVER | [9 empty] | RETIRED |  | 2004-01-01 05:00
923 | BOSTON FELT HYDRO | HD | SO |  |  |  | HYDRO: RUN OF RIVER | [9 empty] | RETIRED |  | 2004-01-01 05:00
924 | FRESHWATER HYDRO | HD | SO |  |  |  | HYDRO: RUN OF RIVER |  | Public Service Company of New | 50094 | [6 empty] | RETIRED |  | 2012-03-01 05:00
930 | FISKE MILL HYDRO | HD | SO |  |  |  | HYDRO: RUN OF RIVER | [9 empty] | RETIRED |  | 2004-01-01 05:00
939 | UNION VILLAGE DAM | HD | SO |  |  |  | HYDRO: RUN OF RIVER | [7 empty] | 0.014 | 0.014 | RETIRED |  | 2003-04-01 05:00
968 | PRINCETON WIND FARM | HD | SO |  |  |  | REFUSE |  | Vermont Public Power Supply Au | 50289 | [6 empty] | RETIRED |  | 2007-05-16 04:00
977 | G FOX | G | SO |  |  |  | GAS | [9 empty] | RETIRED |  | 2003-07-01 04:00
1024 | BUNKER RD #1 DIESEL | D | SO |  |  |  | REFUSE |  | New England Power Company | 81 | [6 empty] | RETIRED |  | 2009-04-28 04:00
1025 | BUNKER RD #2 DIESEL | D | SO |  |  |  | REFUSE |  | New England Power Company | 81 | [6 empty] | RETIRED |  | 2009-04-28 04:00
1026 | BUNKER RD #3 DIESEL | D | SO |  |  |  | REFUSE |  | New England Power Company | 81 | [6 empty] | RETIRED |  | 2009-04-28 04:00
1027 | BUNKER RD #4 DIESEL | D | SO |  |  |  | REFUSE |  | New England Power Company | 81 | [6 empty] | RETIRED |  | 2009-04-28 04:00
1044 | COMMERCIAL ST 2 | D | SO |  |  |  | DIESEL OIL |  | Marblehead Municipal Light Dep | 78 | [6 empty] | RETIRED |  | 2010-06-01 04:00
1045 | WILKINS ST #1 | D | SO |  |  |  | DIESEL OIL | [7 empty] | 2.5 | 2.5 | RETIRED |  | 2006-09-29 04:00
1046 | WILKINS ST #2 | D | SO |  |  |  | DIESEL OIL | [7 empty] | 2.5 | 2.5 | RETIRED |  | 2006-09-29 04:00
1055 | WOONSOCKET HYDRO | HD | SO |  |  |  | REFUSE | [9 empty] | RETIRED |  | 2003-02-28 05:00
1056 | ROOSEVELT HYDRO | HD | SO |  |  |  | HYDRO: RUN OF RIVER | [9 empty] | RETIRED |  | 2005-02-01 05:00
1060 | GEEL | J | EMS |  |  |  | JET FUEL | NG | [6 empty] | 14.982 | 12.982 | RETIRED |  | 2006-07-31 04:00
1064 | TENTH STREET | HD | SO |  |  |  | HYDRO: RUN OF RIVER |  | Connecticut Municipal Electric | 8 | [6 empty] | RETIRED |  | 2008-03-01 05:00
1067 | IPSWICH #1 | D | SO |  |  |  | DIESEL OIL | FO2 | [6 empty] | 1.32 | 1.26 | RETIRED |  | 2006-09-28 04:00
1068 | IPSWICH #2 | D | SO |  |  |  | DIESEL OIL | FO2 | [8 empty] | RETIRED |  | 2006-09-28 04:00
1069 | IPSWICH #6 | D | SO |  |  |  | DIESEL OIL | FO2 | [6 empty] | 1.2 | 1.2 | RETIRED |  | 2006-09-28 04:00
1070 | IPSWICH #7 | D | SO |  |  |  | DIESEL OIL | [7 empty] | 1.42 | 1.39 | RETIRED |  | 2006-09-28 04:00
1071 | IPSWICH #8 | D | SO |  |  |  | DIESEL OIL | [7 empty] | 1 | 1.07 | RETIRED |  | 2006-09-28 04:00
1072 | IPSWICH #9 | D | SO |  |  |  | DIESEL OIL | FO2 | [6 empty] | 1.345 | 1.37 | RETIRED |  | 2006-09-28 04:00
1073 | IPSWICH #10 | D | SO |  |  |  | DIESEL OIL | FO2 | [6 empty] | 1.3 | 1.3 | RETIRED |  | 2006-09-28 04:00
1074 | IPSWICH #11 | D | SO |  |  |  | DIESEL OIL | FO2 | [6 empty] | 1.1 | 1.3 | RETIRED |  | 2006-09-28 04:00
1075 | IPSWICH #12 | D | SO |  |  |  | DIESEL OIL | FO2 | [6 empty] | 1.3 | 1.2 | RETIRED |  | 2006-09-28 04:00
1076 | SHREWSBURY DIESEL #1 | D | SO |  |  |  | DIESEL OIL |  | Shrewsbury Electric Light Plan | 149 | [6 empty] | RETIRED |  | 2010-05-27 04:00
1077 | SHREWSBURY DIESEL #2 | D | SO |  |  |  | DIESEL OIL |  | Shrewsbury Electric Light Plan | 149 | [6 empty] | RETIRED |  | 2010-05-27 04:00
1078 | SHREWSBURY DIESEL #3 | D | SO |  |  |  | DIESEL OIL |  | Shrewsbury Electric Light Plan | 149 | [6 empty] | RETIRED |  | 2010-05-27 04:00
1079 | SHREWSBURY DIESEL # 4 | D | SO |  |  |  | DIESEL OIL |  | Shrewsbury Electric Light Plan | 149 | [6 empty] | RETIRED |  | 2010-05-27 04:00
1080 | SHREWSBURY DIESEL #5 | D | SO |  |  |  | DIESEL OIL |  | Shrewsbury Electric Light Plan | 149 | [6 empty] | RETIRED |  | 2010-05-27 04:00
1083 | ANDROSCOGGIN ENERGY CENTER | G | EMS |  |  |  | OIL/GAS | KER | Energy New England LLC | 50186 | 2006-09-01 |  | 50375 | Calpine Energy Services, L.P. |  |  | RETIRED |  | 2008-02-06 05:00
1108 | CHAMPION | F | EMS | QF |  |  | WOOD/REFUSE |  | NextEra Energy Power Marketing | 50086 | 2007-03-01 |  | 50027 | Constellation Power Source |  |  | DEACTIVATED |  | 2008-08-28 04:00
1112 | DIRIGO DOWELS | F | SO |  |  |  | WOOD/REFUSE | [9 empty] | RETIRED |  | 2004-11-01 05:00
1120 | GOOSE RIVER 2 | HD | SO |  |  |  | HYDRO: RUN OF RIVER | [9 empty] | RETIRED |  | 2003-01-01 05:00
1124 | IPSWICH #3 & #4 | D | SO |  |  |  | DIESEL OIL | [8 empty] | 0.635 | RETIRED |  | 2006-09-28 04:00
1183 | CLARK UNIVERSITY | D | SO |  |  |  | REFUSE | [9 empty] | RETIRED |  | 2003-01-27 05:00
1272 | GARLAND MILL U5 | HD | SO |  |  |  | HYDRO: RUN OF RIVER |  | Public Service Company of New | 50094 | [6 empty] | RETIRED |  | 2007-03-01 05:00
1285 | ABBOTT'S MILL U5 | HD | SO |  |  |  | HYDRO: RUN OF RIVER | [7 empty] | 0.025 | 0.025 | RETIRED |  | 2003-03-01 05:00
1290 | SNEW #1 | D | EMS |  |  |  | DIESEL OIL |  | Connecticut Municipal Electric | 8 | [6 empty] | DEACTIVATED |  | Unavailable
1291 | SNEW #2 & 4 | D | EMS |  |  |  | DIESEL OIL |  | Connecticut Municipal Electric | 8 |  |  |  |  | 1.94 | 1.884 | DEACTIVATED |  | Unavailable
1292 | SNEW #3 & 5 | D | EMS |  |  |  | DIESEL OIL |  | Connecticut Municipal Electric | 8 |  |  |  |  | 2.187 | 2.006 | DEACTIVATED |  | Unavailable
1293 | SNEW #6 | D | EMS |  |  |  | DIESEL OIL |  | Connecticut Municipal Electric | 8 |  |  |  |  | 0.983 | 0.984 | DEACTIVATED |  | Unavailable
1300 | BUNKER ROAD #10 DIESEL LOAD U5 | D | SO |  |  |  | REFUSE | [9 empty] | RETIRED |  | 2006-06-16 04:00
1301 | BUNKER ROAD #11 DIESEL LOAD U5 | D | SO |  |  |  | REFUSE | [9 empty] | RETIRED |  | 2006-06-16 04:00
1345 | WESTBROOK | CC | EMS |  |  |  | GAS |  | Calpine Energy Services, LP | 50375 | [6 empty] | RETIRED |  | 2008-03-05 05:00
1369 | GILMAN STREAM U5 |  | SO |  |  |  | HYDRO: RUN OF RIVER | [7 empty] | 0.055 | 0.055 | RETIRED |  | 2003-03-01 05:00
1640 | GROVETON COGEN U5 | G | SO | QF |  |  | GAS | FO2 | Public Service Company of New | 50094 | [6 empty] | RETIRED |  | 2012-03-01 05:00
1691 | FORE RIVER-1 | CC | EMS |  |  |  | GAS |  | Constellation Energy Commoditi | 50027 | 2011-01-10 |  | 50740 | Boston Generating, LLC | 836.632 | 688.297 | RETIRED |  | 2012-06-01 04:00
1713 | BHE INCIDENTAL POWER U5 |  | SO |  |  |  | REFUSE | [9 empty] | RETIRED |  | 2003-02-01 05:00
1780 | Waterside Power | HD | SO |  |  |  | DIESEL OIL | [7 empty] | 46.5 | 69.25 | RETIRED |  | 2004-06-01 04:00
2277 | KENDALL STEAM | CC | EMS |  |  |  | OIL/GAS | FO6 | Mirant Americas Energy Marketi | 155 | [6 empty] | RETIRED |  | 2003-11-12 05:00
10041 | SNEW#7 | OIL_GAS | EMS |  |  |  | OIL/GAS |  | Connecticut Municipal Electric | 8 | [6 empty] | DEACTIVATED |  | Unavailable
10455 | YORK PROJECT DG #1 |  | SO |  |  |  | DIESEL OIL | [7 empty] | 2 | 2 | RETIRED |  | 2004-07-01 04:00
10456 | YORK PROJECT DG #2 |  | SO |  |  |  | DIESEL OIL | [7 empty] | 4 | 4 | RETIRED |  | 2004-07-01 04:00
10566 | J & L ELECTRIC - BIOMASS II | F | SO |  |  |  | WOOD/REFUSE |  | NextEra Energy Power Marketing | 50086 | 2008-05-01 |  | 50027 | Constellation Energy Commoditi |  |  | RETIRED |  | 2009-06-01 04:00
10843 | WELDON HYDRO |  | SO |  |  |  | HYDRO: RUN OF RIVER | [7 empty] | 10 | 10 | RETIRED |  | 2006-02-09 05:00
10909 | Z_UNION STREET #2 |  | SO |  |  |  | DIESEL OIL | [7 empty] | 2 | 2 | RETIRED |  | 2005-08-01 04:00
10910 | Z_FORESET AVE |  | SO |  |  |  | DIESEL OIL | [7 empty] | 2 | 2 | RETIRED |  | 2005-08-01 04:00
10911 | Z_UNION STREET #1 |  | SO |  |  |  | DIESEL OIL | [7 empty] | 4 | 4 | RETIRED |  | 2005-08-01 04:00
11443 | DEVON 10A |  | SO |  |  |  | JET FUEL | FO2 | [6 empty] | 17.5 | 17.5 | RETIRED |  | 2006-07-20 04:00
11529 | UNH COGEN |  | SO |  |  |  | GAS | FO2 | Public Service Company of New | 50094 | [6 empty] | RETIRED |  | 2007-12-01 05:00
11530 | BERLIN WIND | WIND | SO | SQF |  |  | WIND |  | Public Service Company of New | 50094 | [6 empty] | RETIRED |  | 2011-03-01 05:00
11566 | WATERSIDE POWER |  | SO |  |  |  | DIESEL OIL | [9 empty] | RETIRED |  | 2006-12-31 05:00
11876 | MATEP | D | EMS |  |  |  | DIESEL OIL |  | MATEP, LLC | 50856 | [6 empty] | RETIRED |  | 2007-06-28 04:00
12078 | PPL GREAT WORKS, LLC |  | SO |  |  |  | HYDRO: RUN OF RIVER | [7 empty] | 21 | 21 | RETIRED |  | 2006-12-08 05:00
14819 | JOHN STREET 1 | D | EMS |  |  |  | DIESEL OIL |  | Connecticut Municipal Electric | 8 | [6 empty] | RETIRED |  | 2011-03-04 05:00
14820 | CYTEC 1 | D | EMS |  |  |  | DIESEL OIL |  | Connecticut Municipal Electric | 8 | [6 empty] | RETIRED |  | 2011-06-09 04:00
14821 | CYTEC 2 | D | EMS |  |  |  | DIESEL OIL |  | Connecticut Municipal Electric | 8 | [6 empty] | RETIRED |  | 2011-06-09 04:00
14822 | CYTEC 3 | D | EMS |  |  |  | DIESEL OIL |  | Connecticut Municipal Electric | 8 | [6 empty] | RETIRED |  | 2011-06-09 04:00
15096 | KC SOG | CC | SO |  |  |  | GAS |  | Kimberly-Clark Corporation | 51065 | [6 empty] | RETIRED |  | 2008-10-04 04:00
16441 | FACTORY FALLS HYDRO | HD | SO |  |  |  | HYDRO: RUN OF RIVER |  | Central Vermont Public Service | 50252 | [6 empty] | RETIRED |  | 2012-05-01 04:00

## SCC_Report_Summary
SCC Report Summary Information
| WSCC | SSCC
Total: | 34456.451 | 31825.063
Sum of Positive differences: | 10.888 | 7.216
Sum of Negative differences: | 0 | 0
Net Sum of ALL differences: | 10.888 | 7.216
Total EMS Capability: | 34219.614 | 31642.634
Total Settlement Only Capability: | 236.837 | 182.429
Total Capability: | 34456.451 | 31825.063
Subtotals, by Claimed Capability Fuel Type: | 34456.451 | 31825.063
COAL | 1866.162 | 1847.216
COAL/OIL | 481.564 | 478.864
DIESEL OIL | 356.207 | 304.264
GAS | 11798.898 | 10314.926
HYDRO: PONDAGE | 287.772 | 317.204
HYDRO: PUMPED STORAGE | 1715.889 | 1698.05
HYDRO: RESERVOIR | 759.554 | 747.07
HYDRO: RUN OF RIVER | 589.996 | 419.159
JET FUEL | 914.861 | 753.784
LANDFILL GAS | 44.227 | 39.982
METHANE/REFUSE | 4.699 | 4.411
NUCLEAR | 4642.324 | 4628.019
OIL | 3554.329 | 3388.19
OIL/GAS | 6351.371 | 5914.653
REFUSE | 385.882 | 380.269
SOLAR | 3.412 | 8.069
STEAM | 0 | 0
STEAM/REFUSE | 3.444 | 3.799
WIND | 190.151 | 98.822
WOOD/REFUSE | 505.709 | 478.312

## Non-IPR Daily Cycle Hydro
Non-Intermittent Daily Cycle Hydro Asset Listing | [9 empty] | The SSCC is calculated from the average of the 4 summer monthly ratings (June - September) and the WSCC is calculated from the average of the 8 winter monthly ratings (October - May)
Basic Generator Asset Information | [5 empty] | Lead Market Participant Information |  | SCC Values as of 05/30/2012 |  | Non-Intermittent Daily cycle hydro capability calculations will utilize daily mean river flow rate data, over a 20-year historical period. Ratings for such assets are established and updated in calendar years that are evenly divisible by five. The 20-year hydrology monthly capability ratings below are from 2010. These monthly ratings are the upper capability limits for these assets. | [11 empty] | The Lead Market Participant can claim up to the 20-year hydrology monthly capability ratings but may claim capability that is less than the 20-year hydrology ratings. The monthly ratings below are what is claimed on the corresponding registration form for each asset.
Asset ID | Generator Name | Class | State | Load Zone | Fuel Type | Current Lead Participant | Customer ID | WSCC | SSCC | January | February | March | April | May | June | July | August | September | October | November | December | January | February | March | April | May | June | July | August | September | October | November | December
327 | AMOSKEAG | EMS | NH | 4002 | HYDRO: PONDAGE | Public Service Company of New | 50094 | 17.5 | 16.781 | 17.5 | 17.5 | 17.5 | 17.5 | 17.5 | 17.5 | 17.5 | 16.5566 | 15.5681 | 17.5 | 17.5 | 17.5 | 17.5 | 17.5 | 17.5 | 17.5 | 17.5 | 17.5 | 17.5 | 17.5 | 17.5 | 17.5 | 17.5 | 17.5
330 | AYERS ISLAND | EMS | NH | 4002 | HYDRO: PONDAGE | Public Service Company of New | 50094 | 9.08 | 8.474 | 9.08 | 9.08 | 9.08 | 9.08 | 9.08 | 9.08 | 9.08 | 7.9567 | 7.7797 | 9.08 | 9.08 | 9.08 | 9.08 | 9.08 | 9.08 | 9.08 | 9.08 | 9.08 | 9.08 | 9.08 | 9.08 | 9.08 | 9.08 | 9.08
331 | AZISCOHOS HYDRO | EMS | ME | 4001 | HYDRO: RUN OF RIVER | NextEra Energy Power Marketing | 50086 | 6.81 | 6.81 | 6.81 | 6.81 | 6.81 | 6.81 | 6.81 | 6.81 | 6.81 | 6.81 | 6.81 | 6.81 | 6.81 | 6.81 | 6.81 | 6.81 | 6.81 | 6.81 | 6.81 | 6.81 | 6.81 | 6.81 | 6.81 | 6.81 | 6.81 | 6.81
335 | BELLOWS FALLS | EMS | NH | 4002 | HYDRO: PONDAGE | TransCanada Power Marketing, L | 50091 | 48.54 | 48.54 | 48.54 | 48.54 | 48.54 | 48.54 | 48.54 | 48.54 | 48.54 | 48.54 | 48.54 | 48.54 | 48.54 | 48.54 | 48.54 | 48.54 | 48.54 | 48.54 | 48.54 | 48.54 | 48.54 | 48.54 | 48.54 | 48.54 | 48.54 | 48.54
346 | BOLTON FALLS | EMS | VT | 4003 | HYDRO: RUN OF RIVER | Green Mountain Power Corporati | 50275 | 6.018 | 3.333 | 7.8 | 7.8 | 7.8 | 7.8 | 7.8 | 6.0496 | 3.2437 | 2.6901 | 2.4875 | 7.8 | 7.8 | 7.8 | 4.194 | 4.024 | 7.8 | 7.8 | 7.8 | 4.909 | 3.363 | 2.89 | 2.688 | 4.381 | 6.898 | 5.243
348 | BOOT MILLS | EMS | MA | 4007 | HYDRO: RUN OF RIVER | NSTAR Electric Company | 3 | 16.002 | 6.731 | 15.7419 | 13.6216 | 20 | 20 | 20 | 11.1413 | 6.0807 | 5.0206 | 4.6806 | 7.8509 | 14.6818 | 16.1219 | 20 | 20 | 20 | 20 | 20 | 20 | 20 | 20 | 20 | 20 | 20 | 20
369 | CATARACT EAST | EMS | ME | 4001 | HYDRO: RUN OF RIVER | FPL Energy Maine Hydro LLC | 50173 | 8 | 7.775 | 8 | 8 | 8 | 8 | 8 | 8 | 8 | 7.6497 | 7.4514 | 8 | 8 | 8 | 8 | 8 | 8 | 8 | 8 | 8 | 8 | 8 | 8 | 8 | 8 | 8
389 | DERBY DAM | EMS | CT | 4004 | HYDRO: RUN OF RIVER | Connecticut Light and Power Co | 50092 | 7.05 | 7.05 | 7.05 | 7.05 | 7.05 | 7.05 | 7.05 | 7.05 | 7.05 | 7.05 | 7.05 | 7.05 | 7.05 | 7.05 | 7.05 | 7.05 | 7.05 | 7.05 | 7.05 | 7.05 | 7.05 | 7.05 | 7.05 | 7.05 | 7.05 | 7.05
393 | DEERFIELD 5 | EMS | MA | 4007 | HYDRO: PONDAGE | TransCanada Power Marketing, L | 50091 | 13.99 | 13.703 | 13.99 | 13.99 | 13.99 | 13.99 | 13.99 | 13.99 | 13.9268 | 13.99 | 12.9062 | 13.99 | 13.99 | 13.99 | 13.99 | 13.99 | 13.99 | 13.99 | 13.99 | 13.99 | 13.99 | 13.99 | 13.99 | 13.99 | 13.99 | 13.99
401 | EASTMAN FALLS | EMS | NH | 4002 | HYDRO: PONDAGE | Public Service Company of New | 50094 | 6.47 | 5.582 | 6.47 | 6.47 | 6.47 | 6.47 | 6.47 | 6.47 | 6.0331 | 4.9669 | 4.8564 | 6.47 | 6.47 | 6.47 | 6.47 | 6.47 | 6.47 | 6.47 | 6.47 | 6.47 | 6.47 | 6.47 | 6.47 | 6.47 | 6.47 | 6.47
413 | FIFE BROOK | EMS | MA | 4007 | HYDRO: PONDAGE | Bear Swamp Power Company LLC | 50794 | 9.9 | 6.089 | 9.9 | 9.9 | 9.9 | 9.9 | 9.9 | 6.5349 | 6.2792 | 6.3762 | 5.1677 | 9.9 | 9.9 | 9.9 | 9.9 | 9.9 | 9.9 | 9.9 | 9.9 | 9.9 | 7.863 | 8.389 | 7.648 | 9.9 | 9.9 | 9.9
427 | GORHAM | EMS | NH | 4002 | HYDRO: RUN OF RIVER | Public Service Company of New | 50094 | 2.05 | 1.959 | 2.05 | 2.05 | 2.05 | 2.05 | 2.05 | 2.05 | 1.9353 | 1.903 | 1.9461 | 2.05 | 2.05 | 2.05 | 2.05 | 2.05 | 2.05 | 2.05 | 2.05 | 2.05 | 2.05 | 2.05 | 2.05 | 2.05 | 2.05 | 2.05
440 | HIRAM | EMS | ME | 4001 | HYDRO: RUN OF RIVER | FPL Energy Maine Hydro LLC | 50173 | 11.6 | 11.189 | 11.6 | 11.6 | 11.6 | 11.6 | 11.6 | 11.6 | 11.6 | 10.9195 | 10.6365 | 11.6 | 11.6 | 11.6 | 11.6 | 11.6 | 11.6 | 11.6 | 11.6 | 11.6 | 11.6 | 11.6 | 11.6 | 11.6 | 11.6 | 11.6
457 | LAWRENCE HYDRO | EMS | MA | 4007 | HYDRO: RUN OF RIVER | CHI Power Marketing, Inc. (CHI | 51271 | 13.36 | 7.014 | 14.1 | 14.1 | 14.1 | 14.1 | 14.1 | 11.6097 | 6.3363 | 5.2317 | 4.8773 | 8.181 | 14.1 | 14.1 | 14.1 | 14.1 | 14.1 | 14.1 | 14.1 | 14.1 | 9.3 | 9.4 | 7.775 | 12.402 | 14.1 | 14.1
465 | DEERFIELD 2/LWR DRFIELD | EMS | MA | 4007 | HYDRO: PONDAGE | TransCanada Power Marketing, L | 50091 | 19.5 | 19.275 | 19.5 | 19.5 | 19.5 | 19.5 | 19.5 | 19.5 | 19.5 | 19.5 | 18.5988 | 19.5 | 19.5 | 19.5 | 19.5 | 19.5 | 19.5 | 19.5 | 19.5 | 19.5 | 19.5 | 19.5 | 19.5 | 19.5 | 19.5 | 19.5
473 | MCINDOES | EMS | NH | 4002 | HYDRO: PONDAGE | TransCanada Power Marketing, L | 50091 | 10.571 | 10.066 | 10.63 | 10.4563 | 10.63 | 10.63 | 10.63 | 10.63 | 10.63 | 9.8972 | 9.1054 | 10.3347 | 10.63 | 10.63 | 10.63 | 10.63 | 10.63 | 10.63 | 10.63 | 10.63 | 10.63 | 10.63 | 10.63 | 10.63 | 10.63 | 10.63
495 | MONTY | EMS | ME | 4001 | HYDRO: RUN OF RIVER | FPL Energy Maine Hydro LLC | 50173 | 28 | 28 | 28 | 28 | 28 | 28 | 28 | 28 | 28 | 28 | 28 | 28 | 28 | 28 | 28 | 28 | 28 | 28 | 28 | 28 | 28 | 28 | 28 | 28 | 28 | 28
561 | SEARSBURG | EMS | MA | 4007 | HYDRO: PONDAGE | TransCanada Power Marketing, L | 50091 | 4.96 | 4.755 | 4.96 | 4.96 | 4.96 | 4.96 | 4.96 | 4.96 | 4.96 | 4.96 | 4.1387 | 4.96 | 4.96 | 4.96 | 4.96 | 4.96 | 4.96 | 4.96 | 4.96 | 4.96 | 4.96 | 4.96 | 4.96 | 4.96 | 4.96 | 4.96
569 | SKELTON | EMS | ME | 4001 | HYDRO: RUN OF RIVER | FPL Energy Maine Hydro LLC | 50173 | 19.704 | 19.704 | 19.704 | 19.704 | 19.704 | 19.704 | 19.704 | 19.704 | 19.704 | 19.704 | 19.704 | 19.704 | 19.704 | 19.704 | 19.704 | 19.704 | 19.704 | 19.704 | 19.704 | 19.704 | 19.704 | 19.704 | 19.704 | 19.704 | 19.704 | 19.704
570 | SMITH | EMS | NH | 4002 | HYDRO: RUN OF RIVER | Public Service Company of New | 50094 | 15.244 | 11.676 | 14.8947 | 15.6636 | 16.5507 | 17.6 | 17.5561 | 12.9479 | 11.292 | 11.1146 | 11.3511 | 12.1743 | 13.8598 | 13.6528 | 16.078 | 16.492 | 17.6 | 17.6 | 17.6 | 17.6 | 13.894 | 12.771 | 13.066 | 14.362 | 16.669 | 16.196
599 | VERNON | EMS | MA | 4007 | HYDRO: PONDAGE | TransCanada Power Marketing, L | 50091 | 32 | 32 | 36.79 | 36.79 | 36.79 | 36.79 | 36.79 | 36.79 | 36.79 | 36.79 | 36.79 | 36.79 | 36.79 | 36.79 | 36.79 | 36.79 | 36.79 | 36.79 | 36.79 | 36.79 | 36.79 | 36.79 | 36.79 | 36.79 | 36.79 | 36.79
616 | WEST ENFIELD | EMS | ME | 4001 | HYDRO: RUN OF RIVER | New Brunswick Power Generation | 50899 | 11.612 | 6.631 | 8.3465 | 7.2277 | 10.5787 | 19.1 | 17.3655 | 9.3433 | 6.0665 | 5.2129 | 5.9022 | 7.5406 | 12.2754 | 10.4621 | 9.359 | 9.412 | 18.002 | 19.1 | 19.1 | 12.912 | 8.85 | 7.769 | 7.472 | 10.897 | 15.881 | 16.305
617 | WESTON | EMS | ME | 4001 | HYDRO: RUN OF RIVER | FPL Energy Maine Hydro LLC | 50173 | 13.2 | 13.2 | 13.2 | 13.2 | 13.2 | 13.2 | 13.2 | 13.2 | 13.2 | 13.2 | 13.2 | 13.2 | 13.2 | 13.2 | 13.2 | 13.2 | 13.2 | 13.2 | 13.2 | 13.2 | 13.2 | 13.2 | 13.2 | 13.2 | 13.2 | 13.2
621 | WILLIAMS | EMS | ME | 4001 | HYDRO: RUN OF RIVER | FPL Energy Maine Hydro LLC | 50173 | 14.9 | 14.9 | 14.9 | 14.9 | 14.9 | 14.9 | 14.9 | 14.9 | 14.9 | 14.9 | 14.9 | 14.9 | 14.9 | 14.9 | 14.9 | 14.9 | 14.9 | 14.9 | 14.9 | 14.9 | 14.9 | 14.9 | 14.9 | 14.9 | 14.9 | 14.9
737 | SIMPSON G LOAD REDUCER | SO | VT | 4003 | HYDRO: RUN OF RIVER | Central Vermont Public Service | 50252 | 3.384 | 1.382 | 2.946 | 1.8268 | 3.2373 | 4.85 | 4.85 | 2.7141 | 1.2967 | 0.82644 | 0.69143 | 1.4975 | 4.5605 | 3.3053 | 4.341 | 2.972 | 4.85 | 4.85 | 4.85 | 4.85 | 2.742 | 1.725 | 1.924 | 3.958 | 4.85 | 4.85
755 | BONNY EAGLE/W. BUXTON | EMS | ME | 4001 | HYDRO: RUN OF RIVER | FPL Energy Maine Hydro LLC | 50173 | 17.5 | 16.151 | 17.5 | 17.5 | 17.5 | 17.5 | 17.5 | 12.7088 | 17.5 | 17.3291 | 17.0655 | 17.5 | 17.5 | 17.5 | 17.5 | 17.5 | 17.5 | 17.5 | 17.5 | 16.309 | 17.5 | 17.5 | 17.5 | 17.5 | 17.5 | 17.5
759 | MESSALONSKEE COMPOSITE | SO | ME | 4001 | HYDRO: RUN OF RIVER | Messalonskee Stream Hydro, LLC | 51367 | 4.4 | 3.036 | 4.526 | 4.526 | 4.526 | 4.526 | 4.526 | 4.526 | 2.0278 | 1.315 | 4.526 | 4.526 | 4.526 | 4.526 | 4.4 | 4.4 | 4.4 | 4.4 | 4.4 | 4.4 | 4.344 | 3.205 | 4.4 | 4.4 | 4.4 | 4.4
760 | NORTH GORHAM | EMS | ME | 4001 | HYDRO: RUN OF RIVER | FPL Energy Maine Hydro LLC | 50173 | 2 | 1.595 | 2 | 2 | 2 | 2 | 2 | 1.8824 | 1.49 | 1.5264 | 1.4793 | 2 | 2 | 2 | 2 | 2 | 2 | 2 | 2 | 2 | 1.976 | 1.971 | 1.866 | 2 | 2 | 2
761 | SHAWMUT | EMS | ME | 4001 | HYDRO: RUN OF RIVER | FPL Energy Maine Hydro LLC | 50173 | 9.5 | 9.5 | 9.5 | 9.5 | 9.5 | 9.5 | 9.5 | 9.5 | 9.5 | 9.5 | 9.5 | 9.5 | 9.5 | 9.5 | 9.5 | 9.5 | 9.5 | 9.5 | 9.5 | 9.5 | 9.5 | 9.5 | 9.5 | 9.5 | 9.5 | 9.5
768 | GARVINS/HOOKSETT | EMS | NH | 4002 | HYDRO: RUN OF RIVER | Public Service Company of New | 50094 | 14 | 12.48 | 14 | 14 | 14 | 14 | 14 | 14 | 13.5542 | 11.469 | 10.8978 | 14 | 14 | 14 | 14 | 14 | 14 | 14 | 14 | 14 | 14 | 14 | 13.61 | 14 | 14 | 14
779 | MIDDLESEX 2 | EMS | VT | 4003 | HYDRO: RUN OF RIVER | Green Mountain Power Corporati | 50275 | 2.956 | 1.553 | 3.3 | 2.8998 | 3.3 | 3.3 | 3.3 | 2.6026 | 1.3962 | 1.1505 | 1.0614 | 2.9215 | 3.3 | 3.3 | 2.456 | 2.356 | 3.3 | 3.3 | 3.3 | 2.874 | 1.969 | 1.692 | 1.573 | 2.565 | 3.3 | 3.07
787 | LEWISTON CANAL COMPOSITE | SO | ME | 4001 | HYDRO: RUN OF RIVER | FPL Energy Maine Hydro LLC | 50173 | 0 | 0 | 0 | 0 | 0 | 0 | 0 | 0 | 0 | 0 | 0 | 0 | 0 | 0 | 6.49 | 6.49 | 6.49 | 6.49 | 6.49 | 3.43 | 0 | 0 | 0 | 6.49 | 6.49 | 6.49
796 | GOODWIN DAM | SO | CT | 4004 | HYDRO: RUN OF RIVER | Connecticut Light and Power Co | 50092 | 3 | 3 | 3 | 3 | 3 | 3 | 3 | 3 | 3 | 3 | 3 | 3 | 3 | 3 | 3 | 3 | 3 | 3 | 3 | 3 | 3 | 3 | 3 | 3 | 3 | 3
803 | TOUTANT | SO | CT | 4004 | HYDRO: RUN OF RIVER | Connecticut Light and Power Co | 50092 | 0.396 | 0.251 | 0.4 | 0.4 | 0.4 | 0.4 | 0.4 | 0.4 | 0.26633 | 0.17136 | 0.16517 | 0.36999 | 0.4 | 0.4 | 0.4 | 0.4 | 0.4 | 0.4 | 0.4 | 0.4 | 0.4 | 0.4 | 0.4 | 0.4 | 0.4 | 0.4
808 | SANDY HOOK HYDRO | SO | CT | 4004 | HYDRO: RUN OF RIVER | Connecticut Light and Power Co | 50092 | 0.105 | 0.105 | 0.105 | 0.105 | 0.105 | 0.105 | 0.105 | 0.105 | 0.105 | 0.105 | 0.105 | 0.105 | 0.105 | 0.105 | 0.105 | 0.105 | 0.105 | 0.105 | 0.105 | 0.105 | 0.105 | 0.105 | 0.105 | 0.105 | 0.105 | 0.105
812 | BEEBE HOLBROOK | SO | MA | 4007 | HYDRO: RUN OF RIVER | Holyoke Gas & Electric Departm | 44 | 0.205 | 0.205 | 0.205 | 0.205 | 0.205 | 0.205 | 0.205 | 0.205 | 0.205 | 0.205 | 0.205 | 0.205 | 0.205 | 0.205 | 0.304 | 0.304 | 0.304 | 0.304 | 0.304 | 0.304 | 0.304 | 0.304 | 0.304 | 0.304 | 0.304 | 0.304
862 | CHEMICAL | SO | MA | 4007 | HYDRO: RUN OF RIVER | Holyoke Gas & Electric Departm | 44 | 1.48 | 1.48 | 1.48 | 1.48 | 1.48 | 1.48 | 1.48 | 1.48 | 1.48 | 1.48 | 1.48 | 1.48 | 1.48 | 1.48 | 1.6 | 1.6 | 1.6 | 1.6 | 1.6 | 1.6 | 1.6 | 1.6 | 1.6 | 1.6 | 1.6 | 1.6
957 | HG&E HYDRO/CABOT 1-4 | SO | MA | 4007 | HYDRO: RUN OF RIVER | Holyoke Gas & Electric Departm | 44 | 2.59 | 2.59 | 2.59 | 2.59 | 2.59 | 2.59 | 2.59 | 2.59 | 2.59 | 2.59 | 2.59 | 2.59 | 2.59 | 2.59 | 3.147 | 3.147 | 3.147 | 3.147 | 3.147 | 3.147 | 3.147 | 3.147 | 3.147 | 3.147 | 3.147 | 3.147
2434 | GORGE 18 HYDRO-NEW | EMS | VT | 4003 | HYDRO: RUN OF RIVER | Green Mountain Power Corporati | 50275 | 3.3 | 2.157 | 3.3 | 3.3 | 3.3 | 3.3 | 3.3 | 3.3 | 2.3006 | 1.678 | 1.3491 | 3.3 | 3.3 | 3.3 | 3.3 | 3.3 | 3.3 | 3.3 | 3.3 | 3.3 | 2.596 | 2.364 | 2.258 | 3.3 | 3.3 | 3.3
2435 | VERGENNES HYDRO-NEW | EMS | VT | 4003 | HYDRO: RUN OF RIVER | Green Mountain Power Corporati | 50275 | 2.064 | 1.02 | 2.1 | 2.1 | 2.1 | 2.1 | 2.1 | 1.8043 | 1.0535 | 0.77899 | 0.44155 | 1.8154 | 2.1 | 2.1 | 2.1 | 2.1 | 2.1 | 2.1 | 2.1 | 2.1 | 2.1 | 2.1 | 2.1 | 2.1 | 2.1 | 2.1
13975 | CORRIVEAU HYDROELECTRIC LLC | SO | ME | 4001 | HYDRO: RUN OF RIVER | Competitive Energy Services, L | 51191 | 0.215 | 0.052 | 0.114 | 0.076 | 0.19 | 0.35 | 0.35 | 0.113 | 0.046 | 0.024 | 0.026 | 0.12 | 0.314 | 0.209 | 0.156 | 0.19 | 0.35 | 0.35 | 0.35 | 0.314 | 0.181 | 0.056 | 0.073 | 0.326 | 0.35 | 0.329
14383 | SBER ROYAL MILLS LLC | SO | RI | 4005 | HYDRO: RUN OF RIVER | Narragansett Electric Company | 156 | 0 | 0 | 0.25813 | 0.21869 | 0.25813 | 0.2676 | 0.154 | 0.083005 | 0 | 0 | 0 | 0 | 0.16347 | 0.22658 | 0 | 0 | 0 | 0 | 0 | 0 | 0 | 0 | 0 | 0 | 0 | 0
14801 | CABOT | EMS | MA | 4007 | HYDRO: PONDAGE | FirstLight Power Resources Man | 50876 | 61.8 | 61.481 | 61.8 | 61.8 | 61.8 | 61.8 | 61.8 | 61.8 | 61.8 | 61.8 | 60.5249 | 61.8 | 61.8 | 61.8 | 61.8 | 61.8 | 61.8 | 61.8 | 61.8 | 61.8 | 61.8 | 61.8 | 61.8 | 61.8 | 61.8 | 61.8
14808 | TURNERSFALLS | EMS | MA | 4007 | HYDRO: RUN OF RIVER | FirstLight Power Resources Man | 50876 | 6.4 | 6.4 | 6.4 | 6.4 | 6.4 | 6.4 | 6.4 | 6.4 | 6.4 | 6.4 | 6.4 | 6.4 | 6.4 | 6.4 | 6.4 | 6.4 | 6.4 | 6.4 | 6.4 | 6.4 | 6.4 | 6.4 | 6.4 | 6.4 | 6.4 | 6.4
14925 | ICE HOUSE PARTNERS, INC. | SO | MA | 4007 | HYDRO: RUN OF RIVER | Massachusetts Electric Company | 50075 | 0.26 | 0.065 | 0.26 | 0.26 | 0.26 | 0.26 | 0.26 | 0.26 | 0 | 0 | 0 | 0.26 | 0.26 | 0.26 | 0.26 | 0.26 | 0.26 | 0.26 | 0.26 | 0.26 | 0.26 | 0.26 | 0.26 | 0.26 | 0.26 | 0.26
14937 | UNION GAS STATION | SO | ME | 4001 | HYDRO: RUN OF RIVER | Messalonskee Stream Hydro, LLC | 51367 | 1.5 | 1.091 | 1.568 | 1.568 | 1.568 | 1.568 | 1.568 | 1.568 | 0.82847 | 0.53725 | 1.568 | 1.568 | 1.568 | 1.568 | 1.5 | 1.5 | 1.5 | 1.5 | 1.5 | 1.5 | 1.47 | 1.192 | 1.5 | 1.5 | 1.5 | 1.5
17233 | RAINBOW UNIT 1 | SO | CT | 4004 | HYDRO: RUN OF RIVER | Connecticut Light and Power Co | 50092 | 4.1 | 4.1 | 4.1 | 4.1 | 4.1 | 4.1 | 4.1 | 4.1 | 4.1 | 4.1 | 4.1 | 4.1 | 4.1 | 4.1 | 4.1 | 4.1 | 4.1 | 4.1 | 4.1 | 4.1 | 4.1 | 4.1 | 4.1 | 4.1 | 4.1 | 4.1
17234 | RAINBOW UNIT 2 | SO | CT | 4004 | HYDRO: RUN OF RIVER | Connecticut Light and Power Co | 50092 | 4.1 | 4.1 | 4.1 | 4.1 | 4.1 | 4.1 | 4.1 | 4.1 | 4.1 | 4.1 | 4.1 | 4.1 | 4.1 | 4.1 | 4.1 | 4.1 | 4.1 | 4.1 | 4.1 | 4.1 | 4.1 | 4.1 | 4.1 | 4.1 | 4.1 | 4.1

## Notes_Abbreviations
SCC Report Details: Notes, Definitions, and Abbreviations
"Unit Type" is the general classification of units, for Claimed Capability Audit (CCA) purposes (as per Manual M-RPA). The duration, in hours, of a CCA is determined by the Unit Type.
Generating Unit Type (for Claimed Capability Audit Purposes):
ABBREVIATION | UNIT TYPE, FOR CCA PURPOSES | Duration of CCA for demonstrating/testing Summer SCC (in hours) | Duration of CCA for demonstrating/testing Winter SCC (in hours)
S | Steam Turbine | 4 | 4
N | Nuclear | 4 | 4
CC | Combined Cycle Total Unit | 4 | 4
IG | Integrated Coal Gasification Combustion Cycle | 4 | 4
PB | Pressurized Fluidized Bed Combustion | 4 | 4
G | Combustion Gas Turbine | 1 | 1
D | Internal Combustion Engine | 1 | 1
PS | Hydraulic Turbine - Reversible | 4 | 2
HD | Hydro-Conventional Daily Pondage or Run of River | NA | NA
HW | Hydro-Conventional Weekly | 2 | 2
WIND | Wind Turbine | NA | NA
PP | Photovoltaic | NA | NA
FC | Fuel Cell | NA | NA
OT | Other | * | *
"Class" may be one of two types:
EMS | a unit(s) registered as a Generating Asset and modeled in the ISO-NE Energy Management System (EMS).
SO | a unit(s) registered as a SOG ,NOT modeled in the EMS, and receiving "Settlement Only" Generator treatment
Intermittent/Non-Intermittent Status:
An Intermittent Power Resource is defined as wind, solar, run of river hydro and other renewable resources that do not have control over their net power output. The Intermittent/Non-Intermittent status of a generator asset should be based on the physical characteristics of the unit(s) that make up the generator asset and shall match the Intermittent/Non-Intermittent status of the overlying Forward Capacity Market Resource.
SCC Determination:
Seasonal Claimed Capability is determined for all generator assets by 1 of 3 methods. Details can be found in the M-RPA Registration and Perfromance Auditing Manual.
Twice a Year Audit Obligation: | Non-Intermittent generator assets that are not net-metered or SQF's are required to audit twice a year, once during the summer demonstration period (June 1 through Sept. 15) and once during the winter demonstration period (Nov. 1 through April 15).
Average of Monthly Hydrology Ratings: | Non-Intermittent daily cycle hydro generator asset's SCC-S is calculated from the average of the four summer monthly ratings (June - Sept.) and the SCC-W is calculated using the average of the eight winter monthly ratings (Oct. - May). These monthly SCC ratings are the lower of the 20 year hydrology study or what is claimed on the respective registration form.
Median Reliability Hours Calculation: | The SCC of Intermittent Power Resources generator assets will be determined using the median of net output from the most recently completed Summer Capability and Winter Capability Periods across the Summer (HE 14 - 18) and Winter (HE 18 - 19) Intermittent Reliability Hours, respectively. Registered SQFs and net-metered facilities will have their SCC determined using this method regardless of the Intermittent/Non-Intermittent status.
"SQF" refers to a unit that is eligible for and has elected to be classified as a"Special Qualifying Facility" in accordance with Manual M-RPA. Such units are indicated with a "SQF" in this column. An SQF is not subject to Claimed Capability Audits.
"QF" refers to a unit that is eligible for and has elected to be classified as a"Qualifying Facility" in accordance with Manual 20, Attachment D. Such units are indicated with a "QF" in this column. A QF may or may not be subject to Claimed Capability Audits dependent on the asset audit type.
Change Type (ChangeLP, ChangeWSCC, ChangeSSCC)
| ABBREVIATION | TYPE OF CHANGE FROM PREVIOUS VALUE
| n | Change derives from a new form (either an NX-12 Form or a Settlement Only Registration Form) which has been approved by ISO-NE and involves a change to the Seasonal Claimed Capability (SCC) and/or the Lead Participant.
| m | Change is NOT derived from a new form. This type of change applies to units that are allowed to have monthly ratings (Daily Cylce Hydro and Wind), and the monthly SCC value for the current month is different from that of the previous month.
Load Zones
4001 | Maine | ME
4002 | New Hampshire | NH
4003 | Vermont | VT
4004 | Connecticut | CT
4005 | Rhode Island | RI
4006 | SEMASS | SEMA
4007 | WCMASS | WCMA
4008 | NEMASS | NEMA
Fuel Listing
BFG | Blast-Furnace Gas
BIT | Bituminous Coal
BLQ | Black Liquor
DFO | Distillate Fuel Oil (includes all Diesel and No. 1, No. 2 and No. 4 Fuel Oils)
GEO | Geothermal
JF | Jet Fuel
KER | Kerosene
LIG | Lignite Coal
LFG | Landfill Gas
MSW | Municipal Solid Waste
NG | Natural Gas
NUC | Nuclear (Uranium, Plutonium, Thorium)
PC | Petroleum Coke
PG | Propane
OBG | Other Biomass Gases (Digester Gas, Methane and other biomass gases)
OBL | Other Biomass Liquids (Ethanol, Fish Oil, Liquid Acetonitrile Waste, Medical Waste, Tall Oil, Waste Alcohol and other biomass liquids not specified)
OBS | Other Biomass Solids
(Animal Manure and Waste, Solid Byproducts and other solid biomass not specified)
OG | Other Gas (Butane, Coal Processes, Coke-Oven, Refinery, and other processes)
OTH | Other (Batteries, Chemicals, Coke Breeze, Hydrogen, Pitch, Sulfur, Tar Coal and miscellaneous technologies)
RFO | Residual Fuel Oil (includes No. 5 and No. 6 Fuel Oils and Bunker C Fuel Oil)
SC | Coal-based Synfuel, including briquettes, pellets or extrusions, which are formed by binding materials and processes that recycle material
SLW | Sludge Waste
SUB | Sub-bituminous Coal
SUN | Solar (Photovoltaic, Thermal)
TDF | Tires
WAT | Water (Conventional, Pumped Storage)
WC | Waste/Other Coal (Anthracite Coal, Anthracite Culm, Bituminous Gob, Fine Coal, Lignite Waste, Waste Coal)
WDL | Wood Waste Liquids
WDS | Wood/Wood Waste Solids (Paper Pellets, Railroad Ties, Utility Poles, Wood Chips and other wood solids)
WND | Wind
WO | Oil - Other and Waste Oil (Butane (Liquid), Crude Oil, Liquid Byproducts, Oil Waste, Propane
(Liquid), Re-Refined Motor Oil, Sludge Oil, Tar Oil)
NA | Not Available