## Cover
2010-2019 Forecast Report of Capacity, Energy, Loads, And Transmission
System Planning April 2010 Revised May 18, 2010

## Introduction
Introduction
2010 ISO New England (ISO-NE) Control Area Forecast
The “2010-2019 Forecast Report of Capacity, Energy, Loads, and Transmission” (CELT Report) is a source of assumptions for use in electric planning and reliability studies. This report provides assumptions for the ISO New England Control Area. Total New England Load and Total New England Capacity, which include northern Maine, are included in the Section 1 summaries for reference purposes.
In Section 1, the ISO New England Control Area reference load forecast may be characterized as having a fifty percent chance of being exceeded. The load forecast distributions for the years 2010 through 2019 are included in Section 1.6 of this report. Additional information on the load forecast, including the forecast bandwidths, is available on the ISO New England web site (see links below).
The generating capacity information in Section 1 prior to 2010 is based on the generator Seasonal Claimed Capabilities1 at the time of the previous summer and winter peaks. Thereafter, the capacity is based on the Capacity Supply Obligations for the Forward Capacity Market’s (FCM) 2010­2011, 2011­2012, and 2012-2013 Capacity Commitment Periods as of March 10, 2010. These include new and existing generating resources, demand resources, and imports. Beginning in summer 2010, the CELT generating capacity included in the Section 1 totals is consistent with the generating resources that have Forward Capacity Market obligations. The generating resource obligation total for the 2012­2013 Capacity Commitment Period is assumed to remain in place for the remainder of the CELT reporting period.
The capacity totals include capacity associated with demand resources. Prior to summer 2010, the demand response capacity in Section 1 is based on the amount of demand response available at the time of the summer and winter peaks. Beginning in summer 2010, the values are based on demand resources with obligations in FCM. The 2009 actual monthly enrollment data for the demand response programs by load zone and market are shown in Sections 1.9 and 1.10 of the CELT Report.
Purchases and sales in summer 2009 and winter 2009/10 reflect actual scheduled imports and exports at the hour of the summer peak. Thereafter, purchases and sales reflect FCM obligations. The purchases beyond the 2012-2013 Capacity Commitment Period reflect only known, long-term contracts.
The annual generating capacity totals based on Seasonal Claimed Capability (SCC) are included as a line item in Sections 1.1 and 1.2. Those values are based on the SCCs of existing assets plus the expected capability of future FCM and non-FCM resources. The non-FCM resources are those that do not have FCM obligations, but are part of the ISO New England Generator Interconnection Queue2 and are expected to become commercial in 2010. The new resources included in the CELT Report are only a small portion of the new generating projects in the ISO New England Generator Interconnection Queue.
Section 2.1 of the CELT Report lists details for all generating assets as of January 1, 2010. It also includes SCC values for the winter 2009/10 peak, which occurred on December 17, 2009, and projected SCC values for August 1, 2010. This combined table includes the information that was contained in Section 3 of the CELT Report in previous years.
The new Section 3.1 summarizes the results of the 2010-11, 2011-12, and 2012-13 Forward Capacity Market Capacity Supply Obligations (CSOs) by Load Zone as of March 10, 2010.
The October 31, 2008 Forward Capacity Market (FCM)/Queue Amendments filing (FERC Docket ER09237 http://www.iso-ne.com/regulatory/ferc/filings/2008/oct/er09-237-000_10­8­31_fcm_queue.pdf) established the Capacity Network Resource Capability (CNRC) values for each generating resource. The CNRC defines the amount of Capacity Network Resource Interconnection Service Rights that must be maintained for the generator. The CNRC also defines whether an Interconnection Request is required for a proposed increase in Capacity Network Resource Capability in accordance with Schedule 22 and 23 of the Tariff (Large/Small Generator Interconnection Procedures, http://www.iso­ne.com/regulatory/tariff/sect_2/index.html) and whether an initial interconnection analysis is required under FCM qualification for a proposed increase in output from an Existing Generating Capacity Resource. Section 4.1, “Forward Capacity Market Resource Capabilities”, lists the CNRC values for the 2010-2011 Capacity Commitment Period. Section 4.2, “Multi-Year Obligation Resources,” is a list of FCM resources with a capacity supply obligation, in which an election has been made to offer their capacity for up to four additional and consecutive Capacity Commitment Periods in compliance with Section III.13.1.1.2.2.4 of Market Rule 1.
Section 5 lists links associated with transmission related documents available on our website at: http://www.iso-ne.com. Appendix A defines the commonly used terms and abbreviations used in this report. Appendix B provides a list of the Federal Information Processing Standard (FIPS) Codes and the list of Regional System Plan (RSP) Subareas.
CELT Reports and related documents and are available on the ISO New England website at:
http://www.iso-ne.com/trans/celt/report/index.html
http://www.iso-ne.com/trans/celt/fsct_detail/index.html
http://www.iso-ne.com/genrtion_resrcs/snl_clmd_cap/index.html
http://www.iso-ne.com/trans/rsp/index.html
http://www.iso-ne.com/genrtion_resrcs/nwgen_inter/index.html
http://www.iso-ne.com/genrtion_resrcs/nwgen_inter/status/index.html
1 For more information on generating assets, refer to the Seasonal Claimed Capability Report at: http://www.iso-ne.com/genrtion_resrcs/snl_clmd_cap/index.html. 2 The Generator Interconnection Queue is posted on the ISO New England website at http://www.iso­ne.com/genrtion_resrcs/nwgen_inter/status/index.html.
Please do not hesitate to contact ISO New England at custserv@iso-ne.com with any questions or comments regarding the information contained herein.

## Preface
Preface
This 2010 edition of the "Forecast Report of Capacity, Energy, Loads and Transmission" (CELT) reflects a load forecast based upon demographic, economic, and market information available on March 10, 2010 for publication in April 2010. Accordingly, this CELT edition supersedes prior CELT publications.
This report presents the ISO-NE Control Area 2010-2019 forecast of:
· Electric energy demand and peak load;
· Existing ISO-NE Control Area electrical capacity and proposed changes;
· Scheduled and proposed transmission changes; with listings of existing and summaries of proposed generation projects.
Generating asset details are represented in Section 2.1 of this report for three different periods: a snapshot of January 1, 2010, a snapshot of the winter peak on December 17, 2009, and a projection for the Summer of 2010. This report represents the efforts of Market Participants' staffs, jointly with ISO-NE, under the review of the Load Forecasting and Reliability Committees. Additional information regarding the documentation of the electric energy demand and peak load forecasts presented in this report may be found on ISO-NE’s web site at:
http://www.iso-ne.com/trans/celt/fsct_detail/index.html

## Table of Contents
Table of Contents
Introduction | Section 4 Forward Capacity Market Resource Capabilities
Preface | 4.1 Capacity Network Resource Capability (CNRC) List
4.2 Multi-Year Obligation Resources
Section 1 Summaries | Section 5 Transmission Information
Section 1.1 Summer Peak Capabilities and Load Forecast | 5.1 Links
Section 1.2 Winter Peak Capabilities and Load Forecast
Section 1.3 Summary Summer Capability by Fuel/Unit Type | Appendix A
Section 1.4 Summary Winter Capability by Fuel/Unit Type | A.1 Definitions
Section 1.5 Actual and Estimated Energy and Peak Loads | A.2 Company Abbreviations
Section 1.6 Seasonal Peak Load Forecast Distributions | A.3 Column Abbreviations - Prime Mover (Unit Type)
Section 1.7 Demand Response Ready to Respond Available in 2009 | A.3 Column Abbreviations Mode of Transportation
Section 1.8 Demand Response Approved Available in 2009 | A.3 Column Abbreviations Energy Source (Fuel)
Section 2 Control Area Capability | Appendix B
Section 2.1 Generator List with Existing and Expected Seasonal Claimed Capacity | B.1 Federal Information Processing Standard (FIPS) Codes
Section 2.1 Endnotes | B.2 Regional System Plan (RSP) Subarea Descriptions
Section 2.2 Net of Purchases and Sales
Section 2.3 Deactivated Units Removed from ISO-NE Control Area Capability
Section 3 FCM Capacity Supply Obligations
3.1 Summary of Capacity Supply Obligations (CSO)

## 1.1 Summer Peak
1.1 Summer Peak Capabilities and Load Forecast (MW)
|  | 2009 | 2010 | 2011 | 2012 | 2013 | 2014 | 2015 | 2016 | 2017 | 2018 | 2019
NEW ENGLAND (1)
TOTAL CAPACITY |  | 37029 | 32876 | 33225 | 37235 | 35649 | 35649 | 35599 | 35427 | 35321 | 35321 | 35321
ADJUSTED LOAD |  | 27331 | 27301 | 27772 | 28277 | 28683 | 29138 | 29564 | 29900 | 30225 | 30546 | 30846
ISO-NE CONTROL AREA
1. LOAD (2, 3, 4)
| 1.1 REFERENCE | 27220 | 27190 | 27660 | 28165 | 28570 | 29025 | 29450 | 29785 | 30110 | 30430 | 30730
2. RESERVES
| 2.1 INSTALLED RESERVES MW | 9600 | 5476 | 5356 | 8861 | 6870 | 6415 | 5940 | 5433 | 5002 | 4682 | 4382
| 2.2 INSTALLED RESERVES % OF LOAD | 35.2682 | 20.1398 | 19.3637 | 31.461 | 24.0462 | 22.1016 | 20.1698 | 18.2407 | 16.6124 | 15.3861 | 14.2597
3. CAPACITY BASED ON FCM OBLIGATIONS
| 3.1 GENERATION CLAIMED FOR CAPABILITY (5) | 31619 | 30380 | 28528 | 32208 | 32208 | 32208 | 32208 | 32208 | 32208 | 32208 | 32208
| 3.2 DEMAND RESPONSE (6) | 2834 | 1898 | 2338 | 2898 | 2898 | 2898 | 2898 | 2898 | 2898 | 2898 | 2898
| 3.2.1 PASSIVE DR (7) | 570 | 572 | 784 | 1073 | 1073 | 1073 | 1073 | 1073 | 1073 | 1073 | 1073
| 3.3 NET OF FIRM PURCHASES & SALES (8) | 2367 | 388 | 2150 | 1920 | 334 | 334 | 284 | 112 | 6 | 6 | 6
| 3.4 TOTAL (9) | 36820 | 32666 | 33016 | 37026 | 35440 | 35440 | 35390 | 35218 | 35112 | 35112 | 35112
4. CAPACITY BASED ON SEASONAL CLAIMED CAPABILITY (SCC) (10)
| 4.1 GENERATION CLAIMED FOR CAPABILITY | 31619 | 31965 | 32379 | 33197 | 33541 | 33541 | 33541 | 33541 | 33541 | 33541 | 33541
KEY:
2.1 = 3.4 – 1.1
2.2 = (2.1 / 1.1 ) x 100
3.4 = 3.1 + 3.2 + 3.3
FOOTNOTES:
The 2010 Generation Claimed for Capability based on SCC has been revised from the original CELT Report dated April 2010.
See Section 1.1 Footnotes on following sheet

## 1.1 Footnotes
1.1 Footnotes
-1 | Represents total New England load and capacity, including Northern Maine (which is not electrically connected to the ISO New England (ISO-NE) Control Area).
-2 | Represents MW load level associated with a reference forecast having a 50% chance of being exceeded. More information on the April 2010 CELT forecast, including the high and low bandwidths, is available on the ISO-NE Website located at http://www.iso ne.com/trans/celt/fsct_detail/index.html.
-3 | The seasonal peak load forecast does not reflect the peak and energy savings of the passive demand resources that have Forward Capacity Market obligations; rather that passive DR is treated as capacity and is listed under line 3.2. The more detailed forecast documentation on the ISO-NE website includes both the CELT forecast and the forecast minus passive demand resources.
-4 | The 2009 summer peak load shown reflects weather normalization. Prior to weather normalization, the actual metered 2009 summer peak of 25100 MW occurred on August 18, 2009 at hour ending 1500. See Section 1.5 for actual and estimated peaks and energies. The reconstituted (for the load reducing action of Other Demand Resources) peak of 25782 MW occurred on August 18, 2009 at hour ending 1600.
-5 | Generation claimed for capability in 2009 consists of actual SCC values as of the summer peak. The 2010 through 2012 generation consists of the most recent Forward Capacity Market obligations as of March 10, 2010. The 2012 FCM obligation is carried through and assumed to remain in place through the end of the CELT reporting period. It is assumed that the 1604 MW of Static and Dynamic De-List Bids that were cleared to leave the 2012-2013 Forward Capacity Auction will remain de-listed through the reporting period. The Citizens Block Load obligation is treated as an import rather than a generating resource.
-6 | The demand response capacity in 2009 is based on enrolled demand response ready to respond at the time of the summer peak. The 2009 value includes Other Demand Resources amounting to 570 MW, which includes an 8% transmission and distribution loss gross-up. Beginning in summer 2010, the values are based on demand resources with FCM obligations, including an 8% transmission and distribution loss gross-up. On line 3.2, the reserve margin gross-ups of 14.3% (271 MW) and 16.1% (376 MW) have been subtracted from the FCM DR obligations for 2010 and 2011, respectively, in order to be consistent with the DR obligations in the 2012-2013 Capacity Commitment Period. A reserve margin gross-up is no longer applied beginning in 2012-2013.
-7 | The passive component of DR is included in the total Demand Response shown in line 3.2 (see footnote 3 above). The 2009 value reflects the amount of Other Demand Resources (ODRs) available at the time of the summer peak. The remaining years are based on FCM passive DR obligations, but do not include reserve margin gross-ups.
-8 | Purchases and sales in 2009 reflect actual scheduled imports and exports at the hour of the summer peak. The 2010 through 2012 Net of Firm Purchases & Sales are based on FCM import obligations. The reserve margin gross-ups of 14.3% (12 MW) and 16.1% (14 MW) that were applied to the NYPA obligations in 2010 and 2011, respectively, have been subtracted from the FCM import obligations during those years in order to be consistent with the import obligation in the 2012-2013 Capacity Commitment Period. A reserve margin gross-up is no longer applied beginning in 2012-2013. An Export De-List of 100 MW is taken into account in the generation capability values from 2010 on. The purchases beyond the 2012-2013 Capacity Commitment Period reflect only known, long-term contracts.
-9 | May not equal sum due to rounding.
-10 | The generating capability based on SCC values includes all existing and projected ISO New England generating assets. Future generating assets consist of non-FCM resources that are expected to go commercial in 2010, and all new resources with FCM obligations. The capabilities of the FCM resources are based on their Qualified Capacity.

## 1.2 Winter Peak
1.2 Winter Peak Capabilities and Load Forecast (MW)
|  | 09/10 | 10/11 | 11/12 | 12/13 | 13/14 | 14/15 | 15/16 | 16/17 | 17/18 | 18/19 | 19/20
NEW ENGLAND (1)
TOTAL CAPACITY |  | 38023 | 33046 | 33469 | 37455 | 36102 | 36102 | 35880 | 35855 | 35774 | 35774 | 35774
ADJUSTED LOAD |  | 22149 | 22204 | 22345 | 22400 | 22521 | 22627 | 22732 | 22843 | 22959 | 23074 | 23195
ISO-NE CONTROL AREA
1. LOAD (2, 3, 4)
| 1.1 REFERENCE | 22030 | 22085 | 22225 | 22280 | 22400 | 22505 | 22610 | 22720 | 22835 | 22950 | 23070
2. RESERVES
| 2.1 INSTALLED RESERVES MW | 15784 | 10752 | 11035 | 14966 | 13493 | 13388 | 13061 | 12926 | 12730 | 12615 | 12495
| 2.2 INSTALLED RESERVES % OF LOAD | 71.6478 | 48.6846 | 49.6513 | 67.1724 | 60.2366 | 59.489 | 57.7665 | 56.8926 | 55.7478 | 54.9673 | 54.1612
3. CAPACITY BASED ON FCM OBLIGATIONS
| 3.1 GENERATION CLAIMED FOR CAPABILITY (5) | 34391 | 30728 | 29675 | 32861 | 32861 | 32861 | 32861 | 32861 | 32861 | 32861 | 32861
| 3.2 DEMAND RESPONSE (6) | 3237 | 1721 | 2166 | 2698 | 2698 | 2698 | 2698 | 2698 | 2698 | 2698 | 2698
| 3.2.1 PASSIVE DEMAND RESPONSE (7) | 766 | 559 | 770 | 1055 | 1055 | 1055 | 1055 | 1055 | 1055 | 1055 | 1055
| 3.3 NET OF FIRM PURCHASES & SALES (8) | 186 | 388 | 1419 | 1687 | 334 | 334 | 112 | 87 | 6 | 6 | 6
| 3.4 TOTAL (9) | 37814 | 32837 | 33260 | 37246 | 35893 | 35893 | 35671 | 35646 | 35565 | 35565 | 35565
4. CAPACITY BASED ON SEASONAL CLAIMED CAPABILITY (SCC) (10)
| 4.1 GENERATION CLAIMED FOR CAPABILITY | 34391 | 34929 | 35371 | 36143 | 36561 | 36561 | 36561 | 36561 | 36561 | 36561 | 36561
KEY:
2.1 = 3.4 – 1.1
2.2 = (2.1 / 1.1 ) x 100
3.4 = 3.1 + 3.2 + 3.3
FOOTNOTES:
See Section 1.2 Footnotes on following sheet

## 1.2 Footnotes
1.2 Footnotes
-1 | Represents total New England load and capacity, including Northern Maine (which is not electrically connected to the ISO New England (ISO-NE) Control Area).
-2 | Represents MW load level associated with a reference forecast having a 50% chance of being exceeded. More information on the April 2010 CELT forecast, including the high and low bandwidths, is available on the ISO-NE Website located at http://www.iso ne.com/trans/celt/fsct_detail/index.html.
-3 | The seasonal peak load forecast does not reflect the peak and energy savings of the passive demand resources that have Forward Capacity Market obligations; rather that passive DR is treated as capacity and is listed under line 3.2. The more detailed forecast documentation on the ISO-NE website includes both the CELT forecast and the forecast minus passive demand resources.
-4 | The 2009/10 winter peak load shown reflects weather normalization. Prior to weather normalization, the actual metered 2009/10 winter peak of 20791 MW occurred on December 17, 2009 at hour ending 1800. See Section 1.5 for actual and estimated peaks and energies. The reconstituted (for the load reducing action of Other Demand Resources) peak of 21557 MW occurred on December 17, 2009 at hour ending 1800.
-5 | Generation claimed for capability in 2009/10 consists of actual SCC values as of the winter peak. The 2010/11 through 2012/13 generation consists of the most recent Forward Capacity Market obligations as of March 10, 2010. The 2012 FCM obligation is carried through and assumed to remain in place through the end of the CELT reporting period. It is assumed that the 1604 MW of Static and Dynamic De-List Bids that were cleared to leave the 2012-2013 Forward Capacity Auction will remain de-listed through the reporting period. The Citizens Block Load obligation is treated as an import rather than a generating resource.
-6 | The demand response capacity in 2009/10 is based on enrolled demand response ready to respond at the time of the winter peak. The 2009/10 value includes Other Demand Resources amounting to 766 MW, which includes an 8% transmission and distribution loss gross-up. Beginning in winter 2010/11, the values are based on demand resources with FCM obligations, including an 8% transmission and distribution loss gross-up. On line 3.2, the reserve margin gross-ups of 14.3% (246 MW) and 16.1% (349 MW) have been subtracted from the FCM DR obligations for 2010-2011 and 2011-2012, respectively, in order to be consistent with the DR obligations in the 2012-2013 Capacity Commitment Period. A reserve margin gross-up is no longer applied beginning in 2012-2013.
-7 | The passive component of DR is included in the total Demand Response shown in line 3.2 (see footnote 3 above). The 2009/10 value reflects the amount of Other Demand Resources (ODRs) available at the time of the winter peak. The remaining years are based on FCM passive DR obligations, but do not include reserve margin gross-ups.
-8 | Purchases and sales in 2009/10 reflect actual scheduled imports and exports at the hour of the winter peak. The 2010/11 through 2012/13 Net of Firm Purchases & Sales are based on FCM import obligations. The reserve margin gross-ups of 14.3% (12 MW) and 16.1% (14 MW) that were applied to the NYPA obligations in 2010-2011 and 2011-2012, respectively, have been subtracted from the FCM import obligations during those years in order to be consistent with the import obligation in the 2012-2013 Capacity Commitment Period. A reserve margin gross-up is no longer applied beginning in 2012-2013. An Export De-List of 100 MW is taken into account in the generation capability values from 2010/11 on. The purchases beyond the 2012-2013 Capacity Commitment Period reflect only known, long-term contracts.
-9 | May not equal sum due to rounding.
-10 | The generating capability based on SCC values includes all existing and projected ISO New England generating assets. Future generating assets consist of non-FCM resources that are expected to go commercial in 2010, and all new resources with FCM obligations. The capabilities of the FCM resources are based on their Qualified Capacity.
The 2009/10 winter peak load shown reflects weather normalization. Prior to weather normalization, the actual metered 2009/10 winter peak of 20791 MW occurred on December 17, 2009 at hour ending 1800. See page 5 for actual and estimated peaks and energies. The reconstituted (for the load reducing action of Other Demand Resources) peak of 21557 MW occurred on December 17, 2009 at hour ending 1800.

## 1.3 Summer by Fuel-Unit Type
1.3 - Summary Summer Capability by Fuel/Unit Type (MW) (1)
|  | 2009 | 2010 | 2011 | 2012 | 2013 | 2014 | 2015 | 2016 | 2017 | 2018 | 2019
| NUCLEAR STEAM | 4629.252 | 4657.199 | 4073.3 | 4649.295 | 4649.295 | 4649.295 | 4649.295 | 4649.295 | 4649.295 | 4649.295 | 4649.295
| HYDRO (DAILY CYCLE - PONDAGE) | 251.724 | 234.248 | 204.793 | 236.438 | 236.438 | 236.438 | 236.438 | 236.438 | 236.438 | 236.438 | 236.438
| HYDRO (DAILY CYCLE - RUN OF RIVER) | 555.386 | 398.947 | 355.909 | 412.043 | 412.043 | 412.043 | 412.043 | 412.043 | 412.043 | 412.043 | 412.043
| HYDRO (WEEKLY CYCLE) | 875.252 | 861.409 | 757.069 | 848.984 | 848.984 | 848.984 | 848.984 | 848.984 | 848.984 | 848.984 | 848.984
| HYDRO (PUMPED STORAGE) | 1689.075 | 1578.638 | 1376.763 | 1589.081 | 1589.081 | 1589.081 | 1589.081 | 1589.081 | 1589.081 | 1589.081 | 1589.081
| GAS COMBINED CYCLE | 7338.976 | 7063.066 | 6457.712 | 7374.291 | 7374.291 | 7374.291 | 7374.291 | 7374.291 | 7374.291 | 7374.291 | 7374.291
| GAS/OIL COMBINED CYCLE | 4066.508 | 3902.334 | 4247.342 | 4653.123 | 4653.123 | 4653.123 | 4653.123 | 4653.123 | 4653.123 | 4653.123 | 4653.123
| GAS COMBUSTION (GAS) TURBINE | 346.387 | 329.588 | 670.14 | 721.443 | 721.443 | 721.443 | 721.443 | 721.443 | 721.443 | 721.443 | 721.443
| GAS/OIL COMBUSTION (GAS) TURBINE | 650.923 | 657.021 | 617.453 | 792.784 | 792.784 | 792.784 | 792.784 | 792.784 | 792.784 | 792.784 | 792.784
| OIL COMBUSTION (GAS) TURBINE | 1079.257 | 1101.166 | 1024.232 | 1067.238 | 1067.238 | 1067.238 | 1067.238 | 1067.238 | 1067.238 | 1067.238 | 1067.238
| COAL STEAM | 2749.745 | 2613.243 | 2331.717 | 2464.101 | 2464.101 | 2464.101 | 2464.101 | 2464.101 | 2464.101 | 2464.101 | 2464.101
| GAS STEAM | 20.738 | 19.355 | 18.081 | 20.738 | 20.738 | 20.738 | 20.738 | 20.738 | 20.738 | 20.738 | 20.738
| GAS/OIL STEAM | 2986.075 | 2883.752 | 2585.724 | 2981.216 | 2981.216 | 2981.216 | 2981.216 | 2981.216 | 2981.216 | 2981.216 | 2981.216
| OIL STEAM | 3125.989 | 3034.258 | 2695.616 | 3106.087 | 3106.087 | 3106.087 | 3106.087 | 3106.087 | 3106.087 | 3106.087 | 3106.087
| GAS INTERNAL COMBUSTION | 0.149 | 0.096 | 0.079 | 0.079 | 0.079 | 0.079 | 0.079 | 0.079 | 0.079 | 0.079 | 0.079
| GAS/OIL INTERNAL COMBUSTION | 10.24 | 9.985 | 9.495 | 9.495 | 9.495 | 9.495 | 9.495 | 9.495 | 9.495 | 9.495 | 9.495
| OIL INTERNAL COMBUSTION | 167.795 | 108.969 | 133.039 | 146.71 | 146.71 | 146.71 | 146.71 | 146.71 | 146.71 | 146.71 | 146.71
| BIO/REFUSE | 985.129 | 914.267 | 883.906 | 1034.053 | 1034.053 | 1034.053 | 1034.053 | 1034.053 | 1034.053 | 1034.053 | 1034.053
| WIND TURBINE | 88.957 | 4.764 | 77.403 | 93.16 | 93.16 | 93.16 | 93.16 | 93.16 | 93.16 | 93.16 | 93.16
| GAS FUEL CELL | 0 | 7.8 | 7.8 | 7.8 | 7.8 | 7.8 | 7.8 | 7.8 | 7.8 | 7.8 | 7.8
| PHOTOVOLTAIC | 0.968 | 0.003 | 0.075 | 0.102 | 0.102 | 0.102 | 0.102 | 0.102 | 0.102 | 0.102 | 0.102
SUBTOTAL ISO-NE CONTROL AREA CAPACITY (2) (4) |  | 31618.525 | 30380.108 | 28527.648 | 32208.261 | 32208.261 | 32208.261 | 32208.261 | 32208.261 | 32208.261 | 32208.261 | 32208.261
| DEMAND RESPONSE | 2834 | 1898 | 2338 | 2898 | 2898 | 2898 | 2898 | 2898 | 2898 | 2898 | 2898
| NET OF PURCHASES AND SALES (3) | 2367 | 388 | 2150 | 1920 | 334 | 334 | 284 | 112 | 6 | 6 | 6
TOTAL ISO-NE CONTROL AREA CAPACITY (4) |  | 36819.525 | 32666.108 | 33015.648 | 37026.261 | 35440.261 | 35440.261 | 35390.261 | 35218.261 | 35112.261 | 35112.261 | 35112.261
FOOTNOTES:
-1 | Gas/oil units are not necessarily fully operable on both fuels. New wind project nameplate ratings have been used where expected output data is not currently available.
-2 | Generation claimed for capability in 2009 consists of actual SCC values as of the summer peak. The 2010 through 2012 generation consists of the most recent Forward Capacity Market obligations as of March 10, 2010. The 2012 FCM obligation is carried through and assumed to remain in place through the end of the CELT reporting period. It is assumed that the 1604 MW of Static and Dynamic De-List Bids that were cleared to leave the 2012-2013 Forward Capacity Auction will remain de-listed through the reporting period.
-3 | Purchases and sales are with entities outside the ISO-NE Control Area boundary. The 2010 through 2012 Net of Firm Purchases & Sales are based on FCM import obligations. An Export De-List of 100 MW is taken into account in the generation capability values from 2010 on. The purchases beyond the 2012-2013 Capacity Commitment Period reflect only known, long-term contracts.
-4 | May not equal sum due to rounding.

## 1.4 Winter by Fuel-Unit Type
1.4 - Summary Winter Capability by Fuel/Unit Type (MW) (1)
|  | 09/10 | 10/11 | 11/12 | 12/13 | 13/14 | 14/15 | 15/16 | 16/17 | 17/18 | 18/19 | 19/20
| NUCLEAR STEAM | 4666.584 | 4657.199 | 4073.3 | 4649.295 | 4649.295 | 4649.295 | 4649.295 | 4649.295 | 4649.295 | 4649.295 | 4649.295
| HYDRO (DAILY CYCLE - PONDAGE) | 262.808 | 241.947 | 212.303 | 244.849 | 244.849 | 244.849 | 244.849 | 244.849 | 244.849 | 244.849 | 244.849
| HYDRO (DAILY CYCLE - RUN OF RIVER) | 740.133 | 522.054 | 488.022 | 527.716 | 527.716 | 527.716 | 527.716 | 527.716 | 527.716 | 527.716 | 527.716
| HYDRO (WEEKLY CYCLE) | 893.686 | 867.031 | 760.665 | 854.145 | 854.145 | 854.145 | 854.145 | 854.145 | 854.145 | 854.145 | 854.145
| HYDRO (PUMPED STORAGE) | 1694.039 | 1578.638 | 1376.763 | 1589.081 | 1589.081 | 1589.081 | 1589.081 | 1589.081 | 1589.081 | 1589.081 | 1589.081
| GAS COMBINED CYCLE | 8465.71 | 7153.368 | 6943.117 | 7574.201 | 7574.201 | 7574.201 | 7574.201 | 7574.201 | 7574.201 | 7574.201 | 7574.201
| GAS/OIL COMBINED CYCLE | 4640.914 | 3978.644 | 4522.543 | 4820.347 | 4820.347 | 4820.347 | 4820.347 | 4820.347 | 4820.347 | 4820.347 | 4820.347
| GAS COMBUSTION (GAS) TURBINE | 414.397 | 329.588 | 672.225 | 726.958 | 726.958 | 726.958 | 726.958 | 726.958 | 726.958 | 726.958 | 726.958
| GAS/OIL COMBUSTION (GAS) TURBINE | 821.411 | 666.541 | 658.511 | 813.704 | 813.704 | 813.704 | 813.704 | 813.704 | 813.704 | 813.704 | 813.704
| OIL COMBUSTION (GAS) TURBINE | 1420.027 | 1120.974 | 1125.252 | 1115.888 | 1115.888 | 1115.888 | 1115.888 | 1115.888 | 1115.888 | 1115.888 | 1115.888
| COAL STEAM | 2802.423 | 2605.412 | 2330.91 | 2470.682 | 2470.682 | 2470.682 | 2470.682 | 2470.682 | 2470.682 | 2470.682 | 2470.682
| GAS STEAM | 20.69 | 19.355 | 18.081 | 20.738 | 20.738 | 20.738 | 20.738 | 20.738 | 20.738 | 20.738 | 20.738
| GAS/OIL STEAM | 3029.071 | 2883.752 | 2591.281 | 2968.277 | 2968.277 | 2968.277 | 2968.277 | 2968.277 | 2968.277 | 2968.277 | 2968.277
| OIL STEAM | 3163.583 | 3038.134 | 2721.043 | 3111.552 | 3111.552 | 3111.552 | 3111.552 | 3111.552 | 3111.552 | 3111.552 | 3111.552
| GAS INTERNAL COMBUSTION | 0.149 | 0.096 | 0.079 | 0.079 | 0.079 | 0.079 | 0.079 | 0.079 | 0.079 | 0.079 | 0.079
| GAS/OIL INTERNAL COMBUSTION | 9.495 | 9.985 | 9.495 | 9.495 | 9.495 | 9.495 | 9.495 | 9.495 | 9.495 | 9.495 | 9.495
| OIL INTERNAL COMBUSTION | 170.865 | 108.969 | 133.039 | 146.71 | 146.71 | 146.71 | 146.71 | 146.71 | 146.71 | 146.71 | 146.71
| BIO/REFUSE | 1012.881 | 933.276 | 894.336 | 1043.24 | 1043.24 | 1043.24 | 1043.24 | 1043.24 | 1043.24 | 1043.24 | 1043.24
| WIND TURBINE | 161.077 | 5.45 | 136.43 | 165.954 | 165.954 | 165.954 | 165.954 | 165.954 | 165.954 | 165.954 | 165.954
| GAS FUEL CELL | 0 | 7.8 | 7.8 | 7.8 | 7.8 | 7.8 | 7.8 | 7.8 | 7.8 | 7.8 | 7.8
| PHOTOVOLTAIC | 1.455 | 0.003 | 0.003 | 0.003 | 0.003 | 0.003 | 0.003 | 0.003 | 0.003 | 0.003 | 0.003
SUBTOTAL ISO-NE CONTROL AREA CAPACITY (2) (4) |  | 34391.398 | 30728.216 | 29675.198 | 32860.714 | 32860.714 | 32860.714 | 32860.714 | 32860.714 | 32860.714 | 32860.714 | 32860.714
| DEMAND RESPONSE | 3237 | 1721 | 2166 | 2698 | 2698 | 2698 | 2698 | 2698 | 2698 | 2698 | 2698
| NET OF PURCHASES AND SALES (3) | 186 | 388 | 1419 | 1687 | 334 | 334 | 112 | 87 | 6 | 6 | 6
TOTAL ISO-NE CONTROL AREA CAPACITY (4) |  | 37814.398 | 32837.216 | 33260.198 | 37245.714 | 35892.714 | 35892.714 | 35670.714 | 35645.714 | 35564.714 | 35564.714 | 35564.714
FOOTNOTES:
-1 | Gas/oil units are not necessarily fully operable on both fuels. New wind project nameplate ratings have been used where expected output data is not currently available.
-2 | Generation claimed for capability in 2009/10 consists of actual SCC values as of the winter peak. The 2010/11 through 2012/13 generation consists of the most recent Forward Capacity Market obligations as of March 10, 2010. The 2012/13 FCM obligation is carried through and assumed to remain in place through the end of the CELT reporting period. It is assumed that the 1604 MW of Static and Dynamic De-List Bids that were cleared to leave the 2012-2013 Forward Capacity Auction will remain de-listed through the reporting period.
-3 | Purchases and sales are with entities outside the ISO-NE Control Area boundary. The 2010/11 through 2012/13 Net of Firm Purchases & Sales are based on FCM import obligations. An Export De-List of 100 MW is taken into account in the generation capability values from 2010/11 on. The purchases beyond the 2012-2013 Capacity Commitment Period reflect only known, long-term contracts.
-4 | May not equal sum due to rounding.

## 1.5 Energy & Peak Lds
1.5 - Actual and Estimated Energy and Peak Loads(1)
2009 ACTUAL
|  | JAN |  | FEB |  | MAR | APR | MAY | JUN | JUL | AUG | SEP | OCT | NOV | DEC
MONTHLY PEAK LOAD - MW |  | 20702 |  | 20343 |  | 19620 | 18088 | 17733 | 18530 | 22596 | 25100 | 18215 | 17326 | 17935 | 20791
MONTHLY NET ENERGY - GWH |  | 12005 |  | 10144 |  | 10540 | 9515 | 9663 | 9960 | 11291 | 12557 | 9890 | 10005 | 9750 | 11525
2010 FORECAST
|  | JAN |  | FEB |  | MAR | APR | MAY | JUN | JUL | AUG | SEP | OCT | NOV | DEC
MONTHLY PEAK LOAD - MW |  | 19901 | A | 21140 |  | 19840 | 17380 | 19225 | 24250 | 27190 | 27190 | 22135 | 17910 | 19395 | 22085
MONTHLY NET ENERGY - GWH |  | 11568 | A | 10616 |  | 10915 | 9840 | 9957 | 10787 | 12458 | 12518 | 10559 | 10318 | 10260 | 11386
2011 FORECAST
|  | JAN |  | FEB |  | MAR | APR | MAY | JUN | JUL | AUG | SEP | OCT | NOV | DEC
MONTHLY PEAK LOAD - MW |  | 22085 |  | 21255 |  | 19920 | 17470 | 19370 | 24575 | 27660 | 27660 | 22370 | 18000 | 19485 | 22225
MONTHLY NET ENERGY - GWH |  | 11786 |  | 10702 |  | 11004 | 9919 | 10037 | 10875 | 12559 | 12620 | 10645 | 10402 | 10343 | 11478
CAGR (5)
|  | 2009 |  | 2010 |  | 2011 | 2012 | 2013 | 2014 | 2015 | 2016 | 2017 | 2018 | 2019 | 2010 to 2019
SUMMER PEAK - MW |  | 25100 | A | 27190 |  | 27660 | 28165 | 28570 | 29025 | 29450 | 29785 | 30110 | 30430 | 30730 | 1.3692
WINTER PEAK - MW (2) |  | 20791 | A | 22085 |  | 22225 | 22280 | 22400 | 22505 | 22610 | 22720 | 22835 | 22950 | 23070 | 0.486
NET ANNUAL ENERGY - GWH (3) |  | 126845 | A | 131305 | -4 | 132370 | 134005 | 134655 | 136060 | 137280 | 138500 | 139810 | 141175 | 142520 | 0.91482
FOOTNOTES:
A | = ACTUAL
-1 | Recognizing that the seasonal peaks usually occur within a few months of the year, the forecasted monthly peaks of July and August have been replaced by the summer peak, and December and January have been replaced by the winter peak.
-2 | Winter beginning in December of the year shown.
-3 | May not equal sum due to rounding.
-4 | Forecasted value only.
-5 | Compound Annual Growth Rate (%).

## 1.6 Frcst Distributions
1.6 - Seasonal Peak Load Forecast Distributions
|  |  | Peak Load Forecast at Milder Than Expected Weather |  |  |  | Reference Forecast at Expected Weather | Peak Load Forecast at More Extreme Than Expected Weather
| Summer (MW) | 2010 | 25925 | 26150 | 26455 | 26805 | 27190 | 27600 | 28020 | 28620 | 29310 | 29915
|  | 2011 | 26365 | 26595 | 26910 | 27265 | 27660 | 28080 | 28510 | 29125 | 29835 | 30455
|  | 2012 | 26845 | 27080 | 27400 | 27765 | 28165 | 28595 | 29030 | 29655 | 30390 | 31025
|  | 2013 | 27230 | 27470 | 27795 | 28160 | 28570 | 29005 | 29450 | 30085 | 30840 | 31490
|  | 2014 | 27665 | 27905 | 28240 | 28610 | 29025 | 29465 | 29915 | 30560 | 31340 | 32000
|  | 2015 | 28070 | 28315 | 28650 | 29030 | 29450 | 29895 | 30355 | 31010 | 31810 | 32480
|  | 2016 | 28390 | 28640 | 28975 | 29360 | 29785 | 30235 | 30700 | 31365 | 32180 | 32865
|  | 2017 | 28700 | 28950 | 29295 | 29680 | 30110 | 30565 | 31035 | 31705 | 32545 | 33240
|  | 2018 | 29005 | 29260 | 29605 | 29995 | 30430 | 30890 | 31365 | 32040 | 32895 | 33600
|  | 2019 | 29290 | 29545 | 29895 | 30290 | 30730 | 31195 | 31675 | 32360 | 33225 | 33940
|  | WTHI (1) | 78.49 | 78.73 | 79 | 79.39 | 79.88 | 80.3 | 80.72 | 81.14 | 81.96 | 82.33
|  | Dry-Bulb Temperature (2) | 88.5 | 88.9 | 89.2 | 89.9 | 90.2 | 91.2 | 92.2 | 92.9 | 94.2 | 95.4
| Probability of Forecast Being Exceeded |  | 90% | 80% | 70% | 60% | 50% | 40% | 30% | 20% | 10% | 5%
| Winter (MW) | 2010/11 | 21655 | 21775 | 21870 | 21935 | 22085 | 22240 | 22405 | 22510 | 22765 | 23140
|  | 2011/12 | 21790 | 21915 | 22010 | 22075 | 22225 | 22380 | 22545 | 22655 | 22905 | 23280
|  | 2012/13 | 21845 | 21965 | 22065 | 22130 | 22280 | 22435 | 22605 | 22710 | 22960 | 23335
|  | 2013/14 | 21965 | 22085 | 22180 | 22250 | 22400 | 22555 | 22725 | 22830 | 23080 | 23455
|  | 2014/15 | 22065 | 22190 | 22285 | 22350 | 22505 | 22665 | 22830 | 22940 | 23185 | 23560
|  | 2015/16 | 22170 | 22295 | 22390 | 22455 | 22610 | 22770 | 22940 | 23045 | 23290 | 23660
|  | 2016/17 | 22280 | 22400 | 22500 | 22565 | 22720 | 22880 | 23050 | 23155 | 23400 | 23775
|  | 2017/18 | 22390 | 22515 | 22615 | 22680 | 22835 | 22995 | 23165 | 23275 | 23520 | 23890
|  | 2018/19 | 22505 | 22630 | 22725 | 22795 | 22950 | 23110 | 23285 | 23390 | 23635 | 24005
|  | 2019/20 | 22620 | 22745 | 22845 | 22915 | 23070 | 23230 | 23405 | 23515 | 23750 | 24120
|  | Dry-Bulb Temperature (3) | 10.72 | 9.66 | 8.84 | 8.3 | 7.03 | 5.77 | 4.4 | 3.58 | 1.61 | -1.15
FOOTNOTES:
-1 | WTHI - a three-day weighted temperature-humidity index for eight New England weather stations. It is the weather variable used in producing the summer peak load forecast. For more information on the weather variables see http://www.iso-ne.com/trans/celt/fsct_detail/.
-2 | Dry-bulb temperature (in degrees Fahrenheit) shown in the summer season is for informational purposes only.
-3 | Dry-bulb temperature (in degrees Fahrenheit) shown in the winter season is a weighted value from eight New England weather stations.

## 1.7 DR Ready to Respond
1.7 Demand Response Ready to Respond Available in 2009(1, 2)
Load Zone |  | January | February | March | April | May | June | July | August | September | October | November | December
CT | Assets | 1479 | 1437 | 1436 | 1438 | 1445 | 1450 | 1456 | 1454 | 1460 | 1456 | 1461 | 1464
| RT Price | 7.3 | 7.3 | 7.1 | 7 | 7 | 7 | 7 | 4 | 4 | 4 | 3 | 3
| RT 30-Min | 727.5 | 720 | 723.2 | 731.9 | 732.2 | 734.7 | 736.9 | 735.1 | 739.2 | 762.2 | 740.4 | 740.8
| RT 2-Hour | - | 0.6 | 1.6 | 1.9 | 3.7 | 4.3 | 5 | 5 | 5.8 | 6.2 | 20.4 | 20.4
Profiled | bar: January to December
ME | Assets | 92 | 92 | 90 | 99 | 112 | 122 | 124 | 121 | 123 | 130 | 132 | 133
RT Price | bar: January to December
| RT 30-Min | 346.5 | 346.7 | 348.8 | 352.3 | 356.6 | 362.8 | 365 | 362.2 | 363 | 400.5 | 401.4 | 400.8
| RT 2-Hour | 127.3 | 127.3 | 118.4 | 115.6 | 115.4 | 115.4 | 114.4 | 114.4 | 110.4 | 110.3 | 111.8 | 121.8
| Profiled | 11 | 11 | 11 | 11 | 11 | 11 | 11 | 11 | 11 | 11 | 11 | 11
NEMA | Assets | 441 | 438 | 442 | 445 | 468 | 481 | 498 | 505 | 523 | 523 | 534 | 540
| RT Price | 29.2 | 29.1 | 29.1 | 28.8 | 28.8 | 28.8 | 28.8 | 28.8 | 28.6 | 25.6 | 25.6 | 25.6
| RT 30-Min | 179.7 | 176.8 | 178.2 | 180.3 | 185.3 | 190 | 192.9 | 192.3 | 199.6 | 205.7 | 214.5 | 215.5
| RT 2-Hour | 7.4 | 7.8 | 10.6 | 13.2 | 14.7 | 15.1 | 15 | 15.8 | 12.9 | 13.3 | 13.7 | 13.7
Profiled | bar: January to December
NH | Assets | 153 | 149 | 140 | 147 | 166 | 179 | 181 | 183 | 188 | 197 | 205 | 207
| RT Price | 4.5 | 4.5 | 4.5 | 4.5 | 4.5 | 4.5 | 4.5 | 4.5 | 4.5 | 4.5 | 4.5 | 4.5
| RT 30-Min | 114.5 | 110.8 | 71.2 | 73.2 | 78.9 | 82 | 82.3 | 83.2 | 82.3 | 85.2 | 87.4 | 97
| RT 2-Hour | 3.1 | 3.1 | 3.3 | 3.3 | 3.3 | 4.5 | 5 | 5.7 | 8.3 | 7.9 | 8.3 | 5.4
Profiled | bar: January to December
RI | Assets | 233 | 235 | 240 | 248 | 254 | 258 | 261 | 264 | 269 | 271 | 278 | 278
| RT Price | 16.4 | 15.5 | 15.5 | 15.3 | 14 | 14.3 | 14.2 | 14.2 | 14.5 | 14.5 | 14.3 | 14.3
| RT 30-Min | 75.8 | 80.2 | 83.4 | 87.1 | 96.5 | 97 | 98.1 | 98.8 | 98.5 | 99.2 | 108.2 | 108.2
| RT 2-Hour | 9.6 | 9.9 | 10.9 | 11.6 | 11.6 | 11.6 | 11.6 | 11.6 | 11.6 | 11.6 | 12.1 | 12.1
Profiled | bar: January to December
SEMA | Assets | 310 | 312 | 317 | 330 | 345 | 349 | 359 | 362 | 371 | 375 | 376 | 383
| RT Price | 8.7 | 8.6 | 8.5 | 8.5 | 8.5 | 8.5 | 8.5 | 8.5 | 8.2 | 8.2 | 8.2 | 8.1
| RT 30-Min | 85.5 | 83.2 | 84.1 | 94 | 93.7 | 94.8 | 96.2 | 98.4 | 101.3 | 101.2 | 101.7 | 105.8
| RT 2-Hour | 10.2 | 10.2 | 11.1 | 12.3 | 12.5 | 12.5 | 12.9 | 12.9 | 13.5 | 14.5 | 14.8 | 16.8
Profiled | bar: January to December
VT | Assets | 117 | 123 | 117 | 116 | 121 | 131 | 137 | 139 | 143 | 147 | 149 | 156
| RT Price | 2.9 | 2.9 | 2.9 | 2.9 | 2.9 | 2.9 | 2.9 | 1.8 | 1.8 | 1.8 | 1.8 | 1.8
| RT 30-Min | 67.6 | 68.7 | 56.6 | 54.7 | 56.2 | 58.6 | 59.1 | 61.5 | 62.3 | 71.2 | 72.5 | 82.7
| RT 2-Hour | 12.9 | 12.9 | 12.9 | 9.9 | 2.9 | 2.9 | 1.6 | - | 0.6 | 0.6 | 0.6 | 10.5
| Profiled | 5.9 | 5.9 | 5.9 | 5.9 | 5.9 | 5.9 | 5.9 | 5.9 | 5.9 | 5.9 | 5.9 | 5.9
WCMA | Assets | 393 | 412 | 415 | 434 | 453 | 462 | 477 | 477 | 491 | 500 | 508 | 514
| RT Price | 17.2 | 16.6 | 16.2 | 16.2 | 15.9 | 15.7 | 15.4 | 15.4 | 14.8 | 14.8 | 14.7 | 14.7
| RT 30-Min | 138.2 | 154.7 | 150.1 | 154.2 | 171.5 | 175 | 176.8 | 177.6 | 184.3 | 204.7 | 210.1 | 212.5
| RT 2-Hour | 25.6 | 25.6 | 29 | 34.1 | 37.4 | 38 | 29.2 | 29.2 | 30 | 30.4 | 35.1 | 36.1
Profiled | bar: January to December
Total | MW | 2034.2 | 2039.8 | 1993.9 | 2029.6 | 2070.8 | 2097.6 | 2100.3 | 2097.8 | 2116.7 | 2214.8 | 2241.8 | 2288.8
| Assets | 3218 | 3198 | 3197 | 3257 | 3364 | 3432 | 3493 | 3505 | 3568 | 3599 | 3643 | 3675
| RT Price | 86.1 | 84.4 | 83.7 | 83.1 | 81.5 | 81.6 | 81.2 | 77.1 | 76.3 | 73.3 | 72 | 71.9
| RT 30-Min | 1735.1 | 1741.1 | 1695.4 | 1727.8 | 1771 | 1794.9 | 1807.5 | 1809.1 | 1830.4 | 1929.9 | 1936.2 | 1963.3
| RT 2-Hour | 196.1 | 197.4 | 197.9 | 201.8 | 201.4 | 204.2 | 194.8 | 194.7 | 193.2 | 194.7 | 216.7 | 236.7
| Profiled | 16.9 | 16.9 | 16.9 | 16.9 | 16.9 | 16.9 | 16.9 | 16.9 | 16.9 | 16.9 | 16.9 | 16.9
FOOTNOTES:
(1) May not equal sum due to rounding.
(2) Does not include Transmission and Distribution Loss or Reserve Margin Gross-Up.

## 1.8 DR Approved
1.8 Demand Response Approved Available in 2009(1, 2)
Load Zone |  | January | February | March | April | May | June | July | August | September | October | November | December
CT | Assets | 10 | 7 | 8 | 8 | 9 | 9 | 10 | 9 | 7 | 4 | 3 | 6
RT Price | bar: January to December
| RT 30-Min | 3.1 | 2.7 | 3.2 | 3 | 3.3 | 2.7 | 4.6 | 2 | 2.1 | 0.7 | - | 1.8
| RT 2-Hour | - | - | 0.3 | 0.3 | 1.6 | 1.8 | 1.7 | 1.9 | 1.8 | 1.5 | 1.5 | 1.5
Profiled | bar: January to December
ME | Assets | 7 | 6 | 6 | 4 | 4 | 4 | 3 | 1 | 5 | 1 | 3 | 1
RT Price | bar: January to December
| RT 30-Min | 1.1 | 1 | 1 | 0.6 | 0.9 | 0.9 | 0.4 | 0.4 | 3 | 0.4 | 0.4 | 0.4
| RT 2-Hour | 2.6 | 2.6 | 1.6 | 1.5 | 1.5 | 1.5 | 1.5 | - | - | - | 10 | -
Profiled | bar: January to December
NEMA | Assets | 5 | 5 | 5 | 6 | 3 | 8 | 7 | 13 | 9 | 9 | 7 | 7
RT Price | bar: January to December
| RT 30-Min | 0.8 | 1 | 0.9 | 1.9 | 0.8 | 0.9 | 0.3 | 1 | - | 0.4 | - | -
| RT 2-Hour | 0.8 | 0.6 | 1 | 0.6 | 0.3 | 1.1 | 1.5 | 2.2 | 2.6 | 2.2 | 2.1 | 2.1
Profiled | bar: January to December
NH | Assets | 1 | 2 | 2 | 1 | - | 1 | 3 | 1 | 2 | - | - | 1
RT Price | bar: January to December
| RT 30-Min | 0.5 | 0.5 | 0.7 | 0.2 | - | - | - | 0.1 | 0.8 | - | - | 0.2
| RT 2-Hour | - | 0.2 | - | - | - | 0.5 | 0.7 | - | - | - | - | -
Profiled | bar: January to December
RI | Assets | 1 | 2 | 2 | 1 | - | 2 | 2 | 6 | 4 | 2 | 2 | 2
| RT Price | - | - | - | 0.1 | - | 0.2 | 0.2 | 0.6 | 0.2 | 0.2 | 0.2 | 0.2
| RT 30-Min | - | 1 | 0.9 | - | - | - | - | - | 1 | - | - | -
| RT 2-Hour | 0.7 | 0.7 | - | - | - | - | - | - | - | - | - | -
Profiled | bar: January to December
SEMA | Assets | 3 | 2 | 3 | 2 | 2 | 3 | 3 | 5 | 2 | 1 | 1 | -
RT Price | bar: January to December
| RT 30-Min | 0.1 | - | 7.3 | 0.2 | 0.3 | - | 1.8 | 0.6 | 1 | - | - | -
| RT 2-Hour | 0.9 | 0.9 | 0.2 | 0.2 | 0.3 | 0.7 | 0.3 | 2.5 | 2 | 2 | 2 | -
Profiled | bar: January to December
VT | Assets | - | - | - | - | - | - | 1 | 2 | 1 | - | 4 | -
RT Price | bar: January to December
| RT 30-Min | - | - | - | - | - | - | 0.1 | 0.2 | 0.5 | - | - | -
| RT 2-Hour | - | - | - | - | - | - | - | 0.6 | - | - | 10.5 | -
Profiled | bar: January to December
WCMA | Assets | 13 | 16 | 13 | 7 | 4 | 6 | 4 | 7 | 4 | 4 | 3 | 4
RT Price | bar: January to December
| RT 30-Min | 3 | 4.9 | 2.8 | 1.9 | 1.8 | 2 | 1.1 | 1.5 | 0.7 | - | - | 0.4
| RT 2-Hour | 8.8 | 8.8 | 9.8 | 5.5 | 2.2 | 2.5 | 0.5 | 2 | 1.2 | 1.7 | 1.4 | 1.4
Profiled | bar: January to December
Total | MW | 22.2 | 24.7 | 29.6 | 15.8 | 12.9 | 14.9 | 14.6 | 15.5 | 16.6 | 9 | 28 | 7.9
| Assets | 40 | 40 | 39 | 29 | 22 | 33 | 33 | 44 | 34 | 21 | 23 | 21
| RT Price | - | - | - | 0.1 | - | 0.2 | 0.2 | 0.6 | 0.2 | 0.2 | 0.2 | 0.2
| RT 30-Min | 8.6 | 11.1 | 16.8 | 7.8 | 7.1 | 6.6 | 8.3 | 5.7 | 8.8 | 1.5 | 0.4 | 2.7
| RT 2-Hour | 13.7 | 13.6 | 12.8 | 7.9 | 5.8 | 8.1 | 6.1 | 9.2 | 7.6 | 7.4 | 27.4 | 4.9
Profiled | bar: January to December
FOOTNOTES:
(1) May not equal sum due to rounding.
(2) Does not include Transmission and Distribution Loss or Reserve Margin Gross-Up.

## 2.1 Generator List
2.1 Generator List with Existing and Expected Seasonal Claimed Capability (SCC)
- Generator Information as of January 1, 2010
- Summer and Winter SCC as of January 1, 2010, and as of the 2009/10 Winter and 2010 Summer Peaks
[17 empty] | As of Jan. 1, 2010 |  | As of 2009/10 Winter and 2010 Summer Peaks
ASSET ID | ASSET NAME | RE-SOURCE ID | RESOURCE NAME | GEN TYPE ID | PRIM FUEL TYPE | ALT FUEL TYPE | PRIM FUEL TRANS METHOD | ALT FUEL TRANS METHOD | FUEL GEN TYPE DESC | IN-SERVICE DATE (ACTUAL OR EXPECTED) | LEAD PARTICIPANT NAME | LEAD PARTICIPANT ACRONYM | STATE | COUNTY | RSP AREA | EIA PLANT NUMBER | SUMMER SCC (MW) | WINTER SCC (MW) | WINTER PEAK SCC DEC 17, 2009 | EXPECTED SUMMER PEAK SCC AUG 1, 2010
194 | FOUR HILLS LOAD REDUCER | 194 | FOUR HILLS LOAD REDUCER | IC | LFG |  | PL |  | BIO/REFUSE | 1996-04-01 05:00 | Public Service Company of New Hampshire | PSNH | 33 | 011 | NH | 55006 | 1.645 | 1.645 | 1.645 | 1.549
253 | TURNKEY LANDFILL | 253 | TURNKEY LANDFILL | IC | LFG |  | PL |  | BIO/REFUSE | 1992-03-01 05:00 | Public Service Company of New Hampshire | PSNH | 33 | 017 | NH | 54663 | 3.041 | 3.041 | 3.041 | 3.045
321 | MANCHESTER 10/10A CC | 321 | MANCHESTER 10/10A CC | CC | NG | FO2 | PL | WA | GAS/OIL COMBINED CYCLE | 1995-11-15 05:00 | Dominion Energy Marketing, Inc. | DEM | 44 | 007 | RI | 3236 | 149 | 170 | 170 | 149
322 | MANCHESTER 11/11A CC | 322 | MANCHESTER 11/11A CC | CC | NG | FO2 | PL | WA | GAS/OIL COMBINED CYCLE | 1995-10-01 04:00 | Dominion Energy Marketing, Inc. | DEM | 44 | 007 | RI | 3236 | 149 | 170 | 170 | 149
323 | MANCHESTER 9/9A CC | 323 | MANCHESTER 9/9A CC | CC | NG | FO2 | PL | WA | GAS/OIL COMBINED CYCLE | 1995-11-14 05:00 | Dominion Energy Marketing, Inc. | DEM | 44 | 007 | RI | 3236 | 149 | 170 | 170 | 149
324 | CDECCA | 324 | CDECCA | CC | NG | FO2 | PL | TK | GAS/OIL COMBINED CYCLE | 1988-11-01 05:00 | Pawtucket Power Holding Company LLC | PPH | 09 | 003 | CT | 50498 | 55.254 | 61.334 | 61.334 | 55.254
326 | ALTRESCO | 326 | ALTRESCO | CC | NG | FO2 | PL | TK | GAS/OIL COMBINED CYCLE | 1990-09-01 04:00 | Pawtucket Power Holding Company LLC | PPH | 25 | 003 | WMA | 50002 | 141.04 | 173 | 173 | 141.04
327 | AMOSKEAG | 327 | AMOSKEAG | HDP | WAT |  |  |  | HYDRO (DAILY CYCLE - PONDAGE) | 1922-01-01 05:00 | Public Service Company of New Hampshire | PSNH | 33 | 011 | NH | 2354 | 17.5 | 17.5 | 17.5 | 17.5
328 | GULF ISLAND COMPOSITE | 328 | GULF ISLAND COMPOSITE | HW | WAT |  |  |  | HYDRO (WEEKLY CYCLE) | 1926-01-01 05:00 | FPL Energy Maine Hydro LLC | FPLEMH | 23 | 001 | ME | 1480 | 32.97 | 32.97 | 32.97 | 32.97
329 | ASCUTNEY GT | 329 | ASCUTNEY GT | GT | FO2 |  | TK |  | OIL COMBUSTION (GAS) TURBINE | 1961-11-01 05:00 | Central Vermont Public Service | CVPS | 50 | 027 | VT | 3708 | 8.94 | 13.35 | 13.35 | 8.94
330 | AYERS ISLAND | 330 | AYERS ISLAND | HDP | WAT |  |  |  | HYDRO (DAILY CYCLE - PONDAGE) | 1925-01-01 05:00 | Public Service Company of New Hampshire | PSNH | 33 | 001 | NH | 2355 | 9.08 | 9.08 | 9.08 | 9.08
331 | AZISCOHOS HYDRO | 331 | AZISCOHOS HYDRO | HDR | WAT |  |  |  | HYDRO (DAILY CYCLE - RUN OF RIVER) | 1988-07-01 04:00 | NextEra Energy Power Marketing, LLC | FPLP | 23 | 019 | ME | 50999 | 6.81 | 6.81 | 6.81 | 6.81
332 | BAR HARBOR DIESELS 1-4 | 332 | BAR HARBOR DIESELS 1-4 | IC | FO2 |  | TK |  | OIL INTERNAL COMBUSTION | 1960-01-01 05:00 | Constellation Energy Commodities | CEC | 23 | 009 | BHE | 1466 | 4.05 | 6.1 | 6.1 | 4.05
335 | BELLOWS FALLS | 335 | BELLOWS FALLS | HDP | WAT |  |  |  | HYDRO (DAILY CYCLE - PONDAGE) | 1928-01-01 05:00 | TransCanada Power Marketing, Ltd. | TCPM | 50 | 025 | VT | 3745 | 48.54 | 48.54 | 48.54 | 48.54
336 | BERLIN 1 GT | 336 | BERLIN 1 GT | GT | KER |  | TK |  | OIL COMBUSTION (GAS) TURBINE | 1972-01-01 05:00 | Green Mountain Power Corporation | GMP | 50 | 023 | VT | 3734 | 34.83 | 45.777 | 45.777 | 34.83
337 | BETHLEHEM | 337 | BETHLEHEM | ST | WDS |  | TK |  | BIO/REFUSE | 1986-12-01 05:00 | Public Service Company of New Hampshire | PSNH | 33 | 007 | NH | 50208 | 15.672 | 15.7 | 15.7 | 15.672
339 | BRIDGEPORT HARBOR 2 | 339 | BRIDGEPORT HARBOR 2 | ST | FO6 |  | WA |  | OIL STEAM | 1961-08-01 04:00 | PSEG Energy Resources & Trade LLC | PSEG | 09 | 001 | SWCT | 568 | 130.495 | 146.151 | 146.151 | 130.495
340 | BRIDGEPORT HARBOR 3 | 340 | BRIDGEPORT HARBOR 3 | ST | SUB | FO6 | WA | WA | COAL STEAM | 1968-08-01 04:00 | PSEG Energy Resources & Trade LLC | PSEG | 09 | 001 | SWCT | 568 | 383.426 | 384.984 | 384.984 | 383.426
341 | BRIDGEPORT HARBOR 4 | 341 | BRIDGEPORT HARBOR 4 | GT | JF |  | TK |  | OIL COMBUSTION (GAS) TURBINE | 1967-10-01 04:00 | PSEG Energy Resources & Trade LLC | PSEG | 09 | 001 | SWCT | 568 | 19.494 | 22 | 22 | 17.934
342 | BIO ENERGY | 342 | BIO ENERGY | ST | WDS |  | TK |  | BIO/REFUSE | 1984-11-01 05:00 | Public Service Company of New Hampshire | PSNH | 33 | 013 | NH | 52041 | 0 | 0 | 0 | 0
345 | MEAD | 345 | MEAD | ST | BIT | OBS | RR |  | COAL STEAM | 1990-02-01 05:00 | American PowerNet Management, LP | APNM | 23 | 017 | ME | 10491 | 0 | 0 | 0 | 0
346 | BOLTON FALLS | 346 | BOLTON FALLS | HDR | WAT |  |  |  | HYDRO (DAILY CYCLE - RUN OF RIVER) | 1980-01-01 05:00 | Green Mountain Power Corporation | GMP | 50 | 023 | VT | 7056 | 2.688 | 4.194 | 5.243 | 2.688
348 | BOOT MILLS | 348 | BOOT MILLS | HDR | WAT |  |  |  | HYDRO (DAILY CYCLE - RUN OF RIVER) | 1985-11-01 05:00 | NSTAR Electric Company | NSTAR | 25 | 019 | CMA/NEMA | 10556 | 20 | 20 | 20 | 20
349 | WHEELABRATOR BRIDGEPORT, L.P. | 349 | WHEELABRATOR BRIDGEPORT, L.P. | ST | WDS |  | TK |  | BIO/REFUSE | 1988-04-01 05:00 | Wheelabrator Bridgeport, L.P. | WB | 09 | 001 | SWCT | 50883 | 58.517 | 58.741 | 58.741 | 58.517
350 | BRAYTON PT 1 | 350 | BRAYTON PT 1 | ST | BIT | NG | WA | PL | COAL STEAM | 1963-08-01 04:00 | Dominion Energy Marketing, Inc. | DEM | 25 | 005 | RI | 1619 | 243.455 | 246.948 | 246.948 | 243.455
351 | BRAYTON PT 2 | 351 | BRAYTON PT 2 | ST | BIT | NG | WA | PL | COAL STEAM | 1964-07-01 04:00 | Dominion Energy Marketing, Inc. | DEM | 25 | 005 | RI | 1619 | 244 | 249.331 | 249.331 | 244
352 | BRAYTON PT 3 | 352 | BRAYTON PT 3 | ST | BIT | NG | WA | PL | COAL STEAM | 1969-07-01 04:00 | Dominion Energy Marketing, Inc. | DEM | 25 | 005 | RI | 1619 | 612 | 638 | 638 | 612
353 | BRAYTON PT 4 | 353 | BRAYTON PT 4 | ST | FO6 | NG | WA | PL | GAS/OIL STEAM | 1974-12-01 05:00 | Dominion Energy Marketing, Inc. | DEM | 25 | 005 | RI | 1619 | 435 | 445.52 | 445.52 | 435
354 | BRAYTON DIESELS 1-4 | 354 | BRAYTON DIESELS 1-4 | IC | FO2 |  | TK |  | OIL INTERNAL COMBUSTION | 1967-03-01 05:00 | Dominion Energy Marketing, Inc. | DEM | 25 | 005 | RI | 1619 | 9.912 | 9.988 | 9.988 | 9.912
355 | BRANFORD 10 | 355 | BRANFORD 10 | GT | KER |  | TK |  | OIL COMBUSTION (GAS) TURBINE | 1969-01-01 05:00 | NRG Power Marketing LLC | NRGPM | 09 | 009 | SWCT | 540 | 15.84 | 20.95 | 20.95 | 15.84
356 | BRISTOL REFUSE | 356 | BRISTOL REFUSE | ST | MSW | NG | TK | TK | BIO/REFUSE | 1988-05-01 04:00 | Connecticut Light and Power Company, The | CLP | 09 | 003 | CT | 50648 | 14.115 | 14.115 | 14.115 | 13.578
357 | BRIDGEWATER | 357 | BRIDGEWATER | ST | WDS |  | TK |  | BIO/REFUSE | 1987-09-01 04:00 | Constellation Energy Commodities | CEC | 33 | 009 | NH | 10290 | 15.701 | 15.552 | 15.552 | 15.701
358 | BRUNSWICK | 358 | BRUNSWICK | HDR | WAT |  |  |  | HYDRO (DAILY CYCLE - RUN OF RIVER) | 1982-03-01 05:00 | FPL Energy Maine Hydro LLC | FPLEMH | 23 | 005 | ME | 1483 | 11.618 | 17.044 | 20.2 | 11.618
359 | J. COCKWELL 1 | 359 | J. COCKWELL 1 | PS | WAT |  |  |  | HYDRO (PUMPED STORAGE) | 1974-09-01 04:00 | Bear Swamp Power Company LLC | BSP | 25 | 011 | WMA | 8005 | 284.65 | 292.275 | 292.275 | 284.65
360 | J. COCKWELL 2 | 360 | J. COCKWELL 2 | PS | WAT |  |  |  | HYDRO (PUMPED STORAGE) | 1974-10-01 04:00 | Bear Swamp Power Company LLC | BSP | 25 | 011 | WMA | 8005 | 284.638 | 292.763 | 292.763 | 284.638
361 | POTTER DIESEL 1 | 361 | POTTER DIESEL 1 | IC | FO2 |  | TK |  | OIL INTERNAL COMBUSTION | 1978-01-01 05:00 | Braintree Electric Light Department, Town of | BELD | 25 | 021 | SEMA | 1660 | 2.25 | 2.25 | 2.25 | 2.25
362 | BULLS BRIDGE | 362 | BULLS BRIDGE | HDP | WAT |  |  |  | HYDRO (DAILY CYCLE - PONDAGE) | 1903-01-01 05:00 | FirstLight Power Resources Management, LLC | FPRM | 09 | 005 | SWCT | 541 | 3.484 | 8.4 | 8.4 | 3.484
363 | BURLINGTON GT | 363 | BURLINGTON GT | GT | FO2 |  | TK |  | OIL COMBUSTION (GAS) TURBINE | 1971-07-01 04:00 | Burlington Electric Department | BED | 50 | 007 | VT | 3754 | 17.97 | 22.241 | 22.241 | 18.484
365 | CANAL 1 | 365 | CANAL 1 | ST | FO6 |  | WA |  | OIL STEAM | 1968-07-01 04:00 | Mirant Energy Trading, LLC | MET | 25 | 001 | SEMA | 1599 | 550.429 | 573 | 573 | 550.429
366 | CANAL 2 | 366 | CANAL 2 | ST | FO6 | NG | WA | PL | GAS/OIL STEAM | 1976-02-01 05:00 | Mirant Energy Trading, LLC | MET | 25 | 001 | SEMA | 1599 | 545.125 | 562 | 562 | 545.125
367 | CAPE GT 4 | 367 | CAPE GT 4 | GT | FO2 |  | TK |  | OIL COMBUSTION (GAS) TURBINE | 1970-01-01 05:00 | NextEra Energy Power Marketing, LLC | FPLP | 23 | 005 | SME | 1484 | 15.931 | 20.011 | 20.011 | 15.931
368 | CAPE GT 5 | 368 | CAPE GT 5 | GT | FO2 |  | TK |  | OIL COMBUSTION (GAS) TURBINE | 1970-01-01 05:00 | NextEra Energy Power Marketing, LLC | FPLP | 23 | 005 | SME | 1484 | 15.822 | 20.272 | 20.272 | 15.822
369 | CATARACT EAST | 369 | CATARACT EAST | HDR | WAT |  |  |  | HYDRO (DAILY CYCLE - RUN OF RIVER) | 1937-01-01 05:00 | FPL Energy Maine Hydro LLC | FPLEMH | 23 | 031 | SME | 695 | 8 | 8 | 8 | 8
370 | COS COB 10 | 370 | COS COB 10 | GT | KER |  | TK |  | OIL COMBUSTION (GAS) TURBINE | 1969-09-01 04:00 | NRG Power Marketing LLC | NRGPM | 09 | 001 | NOR | 542 | 19.028 | 23.928 | 23.928 | 19.028
371 | COS COB 11 | 371 | COS COB 11 | GT | KER |  | TK |  | OIL COMBUSTION (GAS) TURBINE | 1969-01-01 05:00 | NRG Power Marketing LLC | NRGPM | 09 | 001 | NOR | 542 | 18.724 | 23.632 | 23.632 | 18.724
372 | COS COB 12 | 372 | COS COB 12 | GT | KER |  | TK |  | OIL COMBUSTION (GAS) TURBINE | 1969-01-01 05:00 | NRG Power Marketing LLC | NRGPM | 09 | 001 | NOR | 542 | 19.082 | 23.99 | 23.99 | 19.082
375 | CLEARY 9/9A CC | 375 | CLEARY 9/9A CC | CC | NG | FO6 | TK | PL | GAS/OIL COMBINED CYCLE | 1975-12-01 05:00 | Taunton Municipal Lighting Plant | TMLP | 25 | 005 | SEMA | 1682 | 104.931 | 109.931 | 109.931 | 104.931
376 | CLEARY 8 | 376 | CLEARY 8 | ST | FO6 |  | TK |  | OIL STEAM | 1966-01-01 05:00 | Taunton Municipal Lighting Plant | TMLP | 25 | 005 | SEMA | 1682 | 25.853 | 26 | 26 | 25.853
379 | COBBLE MOUNTAIN | 379 | COBBLE MOUNTAIN | HW | WAT |  |  |  | HYDRO (WEEKLY CYCLE) | 1923-01-01 05:00 | Holyoke Gas & Electric Department | HGE | 25 | 013 | WMA | 1630 | 32.642 | 33.281 | 33.281 | 32.642
380 | COMERFORD | 380 | COMERFORD | HW | WAT |  |  |  | HYDRO (WEEKLY CYCLE) | 1930-01-01 05:00 | TransCanada Power Marketing, Ltd. | TCPM | 33 | 009 | NH | 2349 | 144.404 | 143.802 | 143.802 | 144.404
382 | MERRIMACK CT1 | 382 | MERRIMACK CT1 | GT | JF |  | TK |  | OIL COMBUSTION (GAS) TURBINE | 1969-07-01 04:00 | Public Service Company of New Hampshire | PSNH | 33 | 013 | NH | 2364 | 16.826 | 21.676 | 21.676 | 16.826
383 | MERRIMACK CT2 | 383 | MERRIMACK CT2 | GT | JF |  | TK |  | OIL COMBUSTION (GAS) TURBINE | 1968-08-01 04:00 | Public Service Company of New Hampshire | PSNH | 33 | 013 | NH | 2364 | 16.804 | 21.304 | 21.304 | 16.804
388 | DARTMOUTH POWER | 388 | DARTMOUTH POWER | CC | NG | FO2 | PL | TK | GAS/OIL COMBINED CYCLE | 1992-05-01 04:00 | Consolidated Edison Energy, Inc | CEEI | 25 | 005 | SEMA | 52026 | 62.9 | 68.4 | 68.4 | 62.9
389 | DERBY DAM | 389 | DERBY DAM | HDR | WAT |  |  |  | HYDRO (DAILY CYCLE - RUN OF RIVER) | 1989-03-01 05:00 | Connecticut Light and Power Company, The | CLP | 09 | 001 | SWCT | 10063 | 7.05 | 7.05 | 7.05 | 7.05
392 | DEXTER | 392 | DEXTER | CC | NG | FO2 | PL | TK | GAS/OIL COMBINED CYCLE | 1990-05-01 04:00 | Connecticut Light and Power Company, The | CLP | 09 | 003 | CT |  | 47.741 | 47.741 | 47.741 | 41.525
393 | DEERFIELD 5 | 393 | DEERFIELD 5 | HDP | WAT |  |  |  | HYDRO (DAILY CYCLE - PONDAGE) | 1974-10-01 04:00 | TransCanada Power Marketing, Ltd. | TCPM | 25 | 011 | WMA | 1620 | 13.99 | 13.99 | 13.99 | 13.99
395 | DOREEN | 395 | DOREEN | GT | KER |  | TK |  | OIL COMBUSTION (GAS) TURBINE | 1969-01-01 05:00 | Consolidated Edison Energy, Inc | CEEI | 25 | 003 | WMA | 1631 | 15.959 | 20.809 | 20.809 | 15.959
396 | DEVON 10 | 396 | DEVON 10 | GT | JF | FO2 | WA | WA | OIL COMBUSTION (GAS) TURBINE | 1988-04-01 05:00 | NRG Power Marketing LLC | NRGPM | 09 | 009 | SWCT | 544 | 14.407 | 19.186 | 19.186 | 14.407
397 | DEVON 11 | 397 | DEVON 11 | GT | JF | NG | PL | TK | GAS/OIL COMBUSTION (GAS) TURBINE | 1996-10-01 04:00 | NRG Power Marketing LLC | NRGPM | 09 | 009 | SWCT | 544 | 29.299 | 38.819 | 38.819 | 29.299
398 | DEVON 12 | 398 | DEVON 12 | GT | JF | NG | PL | TK | GAS/OIL COMBUSTION (GAS) TURBINE | 1996-10-01 04:00 | NRG Power Marketing LLC | NRGPM | 09 | 009 | SWCT | 544 | 29.227 | 38.437 | 38.437 | 29.227
399 | DEVON 13 | 399 | DEVON 13 | GT | KER | NG | PL | TK | OIL COMBUSTION (GAS) TURBINE | 1996-10-01 04:00 | NRG Power Marketing LLC | NRGPM | 09 | 009 | SWCT | 544 | 29.967 | 38.967 | 38.967 | 29.967
400 | DEVON 14 | 400 | DEVON 14 | GT | JF | NG | PL | TK | GAS/OIL COMBUSTION (GAS) TURBINE | 1996-10-01 04:00 | NRG Power Marketing LLC | NRGPM | 09 | 009 | SWCT | 544 | 29.704 | 40.274 | 40.274 | 29.704
401 | EASTMAN FALLS | 401 | EASTMAN FALLS | HDP | WAT |  |  |  | HYDRO (DAILY CYCLE - PONDAGE) | 1912-01-01 05:00 | Public Service Company of New Hampshire | PSNH | 33 | 013 | NH | 2356 | 6.47 | 6.47 | 6.47 | 6.47
405 | ELLSWORTH HYDRO | 405 | ELLSWORTH HYDRO | HW | WAT |  |  |  | HYDRO (WEEKLY CYCLE) | 1919-01-01 05:00 | Black Bear Hydro Partners, LLC | BBHP | 23 | 009 | BHE | 1469 | 9.097 | 8.821 | 8.821 | 9.097
407 | EASTPORT DIESELS 1-3 | 407 | EASTPORT DIESELS 1-3 | IC | FO2 |  | TK |  | OIL INTERNAL COMBUSTION | 1948-01-01 05:00 | Constellation Energy Commodities | CEC | 23 | 029 | BHE | 1468 | 2.2 | 2.3 | 2.3 | 2.2
410 | ESSEX 19 HYDRO | 410 | ESSEX 19 HYDRO | HDR | WAT |  |  |  | HYDRO (DAILY CYCLE - RUN OF RIVER) | 1917-01-01 05:00 | Green Mountain Power Corporation | GMP | 50 | 007 | VT | 3737 | 4.208 | 7.013 | 8.209 | 4.208
411 | EXETER | 411 | EXETER | ST | TDF | PG | TK | TK | BIO/REFUSE | 1991-12-01 05:00 | CMS Energy Resource Management Company | CMS | 09 | 013 | CT | 50736 | 24.174 | 23.236 | 23.236 | 24.174
412 | FALLS VILLAGE | 412 | FALLS VILLAGE | HDP | WAT |  |  |  | HYDRO (DAILY CYCLE - PONDAGE) | 1914-01-01 05:00 | FirstLight Power Resources Management, LLC | FPRM | 09 | 005 | CT | 560 | 3.483 | 7.568 | 8.848 | 3.483
413 | FIFE BROOK | 413 | FIFE BROOK | HDP | WAT |  |  |  | HYDRO (DAILY CYCLE - PONDAGE) | 1974-10-01 04:00 | Bear Swamp Power Company LLC | BSP | 25 | 003 | WMA | 8004 | 9.9 | 9.9 | 9.9 | 9.9
415 | FLORENCE 1 CG | 415 | FLORENCE 1 CG | GT | FO2 |  | TK | WA | OIL COMBUSTION (GAS) TURBINE | 1992-09-01 04:00 | Vermont Marble Company | VMC | 50 | 021 | VT | 7337 | 2.977 | 3.997 | 3.997 | 2.977
416 | FLORENCE 2 CG | 416 | FLORENCE 2 CG | GT | FO2 |  | TK | WA | OIL COMBUSTION (GAS) TURBINE | 1992-09-01 04:00 | Vermont Marble Company | VMC | 50 | 021 | VT | 7337 | 2.924 | 3.944 | 3.944 | 2.924
417 | FRAMINGHAM JET 1 | 417 | FRAMINGHAM JET 1 | GT | FO2 |  | TK |  | OIL COMBUSTION (GAS) TURBINE | 1969-09-01 04:00 | Exelon New England Holdings, LLC | EXNEH | 25 | 017 | BOSTON | 1586 | 10.893 | 14.923 | 14.923 | 10.893
418 | FRAMINGHAM JET 2 | 418 | FRAMINGHAM JET 2 | GT | FO2 |  | TK |  | OIL COMBUSTION (GAS) TURBINE | 1969-09-01 04:00 | Exelon New England Holdings, LLC | EXNEH | 25 | 017 | BOSTON | 1586 | 9.914 | 13.914 | 13.914 | 9.914
419 | FRAMINGHAM JET 3 | 419 | FRAMINGHAM JET 3 | GT | FO2 |  | TK |  | OIL COMBUSTION (GAS) TURBINE | 1969-09-01 04:00 | Exelon New England Holdings, LLC | EXNEH | 25 | 017 | BOSTON | 1586 | 11.5 | 15.5 | 15.5 | 11.5
420 | FRANKLIN DRIVE 10 | 420 | FRANKLIN DRIVE 10 | GT | KER |  | TK |  | OIL COMBUSTION (GAS) TURBINE | 1968-11-01 05:00 | NRG Power Marketing LLC | NRGPM | 09 | 005 | CT | 561 | 15.417 | 20.527 | 20.527 | 15.417
421 | FRONT STREET DIESELS 1-3 | 421 | FRONT STREET DIESELS 1-3 | IC | FO2 |  | TK |  | OIL INTERNAL COMBUSTION | 1980-12-01 05:00 | Chicopee Municipal Lighting Plant | CMLP | 25 | 013 | WMA | 7396 | 8.286 | 8.25 | 8.25 | 8.286
424 | GREAT LAKES - MILLINOCKET | 424 | GREAT LAKES - MILLINOCKET | HW | WAT |  |  |  | HYDRO (WEEKLY CYCLE) | 1987-03-01 05:00 | Brookfield Energy Marketing Inc. | BEM | 23 | 019 | BHE | 55830 | 89.817 | 101.852 | 101.852 | 89.817
426 | GORGE 1 DIESEL | 426 | GORGE 1 DIESEL | GT | FO2 |  | TK |  | OIL COMBUSTION (GAS) TURBINE | 1965-01-01 05:00 | Green Mountain Power Corporation | GMP | 50 | 007 | VT | 3735 | 7.09 | 12.55 | 12.55 | 7.09
427 | GORHAM | 427 | GORHAM | HDR | WAT |  |  |  | HYDRO (DAILY CYCLE - RUN OF RIVER) | 1909-01-01 05:00 | Public Service Company of New Hampshire | PSNH | 33 | 007 | NH | 2358 | 2.05 | 2.05 | 2.05 | 2.05
429 | GALLOP POWER GREENVILLE | 429 | GREENVILLE | ST | WDS | FO6 | TK | TK | BIO/REFUSE | 1987-03-01 05:00 | Constellation Energy Commodities | CEC | 23 | 021 | ME | 54852 | 0 | 16.774 | 16.774 | 0
432 | HARRIS 1 | 432 | HARRIS 1 | HW | WAT |  |  |  | HYDRO (WEEKLY CYCLE) | 1954-01-01 05:00 | FPL Energy Maine Hydro LLC | FPLEMH | 23 | 025 | ME | 1492 | 16.79 | 16.776 | 16.776 | 16.79
433 | HARRIS 2 | 433 | HARRIS 2 | HW | WAT |  |  |  | HYDRO (WEEKLY CYCLE) | 1954-01-01 05:00 | FPL Energy Maine Hydro LLC | FPLEMH | 23 | 025 | ME | 1492 | 34.948 | 34.5 | 34.5 | 34.948
434 | HARRIS 3 | 434 | HARRIS 3 | HW | WAT |  |  |  | HYDRO (WEEKLY CYCLE) | 1953-01-01 05:00 | FPL Energy Maine Hydro LLC | FPLEMH | 23 | 025 | ME | 1492 | 34.21 | 33.905 | 33.905 | 34.21
435 | HARRIMAN | 435 | HARRIMAN | HW | WAT |  |  |  | HYDRO (WEEKLY CYCLE) | 1924-01-01 05:00 | TransCanada Power Marketing, Ltd. | TCPM | 50 | 025 | WMA | 3746 | 41.135 | 40.794 | 40.794 | 41.135
436 | HEMPHILL 1 | 436 | HEMPHILL 1 | ST | WDS |  | TK |  | BIO/REFUSE | 1987-12-01 05:00 | PPL EnergyPlus, LLC | PPLEP | 33 | 019 | NH | 10838 | 14.13 | 14.295 | 14.295 | 14.13
437 | HOLYOKE 6/CABOT 6 | 437 | HOLYOKE 6/CABOT 6 | ST | NG | FO6 | PL | RR | GAS/OIL STEAM | 1949-01-01 05:00 | Holyoke Gas & Electric Department | HGE | 25 | 013 | WMA | 9864 | 9.611 | 9.611 | 9.611 | 9.611
438 | HOLYOKE 8/CABOT 8 | 438 | HOLYOKE 8/CABOT 8 | ST | NG | FO6 | PL | RR | GAS/OIL STEAM | 1949-01-01 05:00 | Holyoke Gas & Electric Department | HGE | 25 | 013 | WMA | 9864 | 9.695 | 9.695 | 9.695 | 9.695
440 | HIRAM | 440 | HIRAM | HDR | WAT |  |  |  | HYDRO (DAILY CYCLE - RUN OF RIVER) | 1917-01-01 05:00 | FPL Energy Maine Hydro LLC | FPLEMH | 23 | 005 | SME | 1493 | 11.6 | 11.6 | 11.6 | 11.6
445 | COVANTA WEST ENFIELD | 445 | COVANTA WEST ENFIELD | ST | WDS |  | TK |  | BIO/REFUSE | 1987-11-01 05:00 | Covanta Maine, LLC | CM | 23 | 019 | BHE | 10766 | 23.206 | 24.172 | 24.172 | 23.206
446 | COVANTA JONESBORO | 446 | COVANTA JONESBORO | ST | WDS |  | TK |  | BIO/REFUSE | 1987-11-01 05:00 | Covanta Maine, LLC | CM | 23 | 029 | BHE | 10765 | 23.117 | 24.63 | 24.63 | 23.117
448 | IPSWICH DIESELS | 448 | IPSWICH DIESELS | IC | FO2 | NG | TK |  | GAS/OIL INTERNAL COMBUSTION | 1951-01-01 05:00 | Ipswich Municipal Light Department | IMLD | 25 | 009 | BOSTON | 1670 | 10.24 | 9.495 | 9.495 | 10.24
449 | JACKMAN | 449 | JACKMAN | HW | WAT |  |  |  | HYDRO (WEEKLY CYCLE) | 1926-02-01 05:00 | Public Service Company of New Hampshire | PSNH | 33 | 011 | NH | 2360 | 2.362 | 3.305 | 2.366 | 2.362
451 | JOHNSTON LANDFILL | 451 | JOHNSTON LANDFILL | IC | LFG |  | PL |  | BIO/REFUSE | 1990-02-01 05:00 | New England Power Company | NEP | 44 | 007 | RI | 50365 | 11.962 | 12 | 12 | 11.962
452 | KENDALL JET 1 | 452 | KENDALL JET 1 | GT | JF |  | TK |  | OIL COMBUSTION (GAS) TURBINE | 1970-09-24 04:00 | Mirant Energy Trading, LLC | MET | 25 | 017 | BOSTON | 1595 | 18 | 23 | 23 | 18
457 | LAWRENCE HYDRO | 457 | LAWRENCE HYDRO | HDR | WAT |  |  |  | HYDRO (DAILY CYCLE - RUN OF RIVER) | 1981-11-01 05:00 | New England Power Company | NEP | 25 | 009 | BOSTON | 50545 | 7.775 | 14.1 | 14.1 | 7.775
460 | LOCKWOOD | 460 | LOCKWOOD | HDR | WAT |  |  |  | HYDRO (DAILY CYCLE - RUN OF RIVER) | 1984-12-01 05:00 | NextEra Energy Power Marketing, LLC | FPLP | 23 | 011 | ME | 10066 | 6.945 | 7 | 7 | 6.945
461 | L'ENERGIA ENERGY CENTER | 12521 | LOWELL POWER REACTIVATION | CC | NG | FO2 | PL | TK | GAS/OIL COMBINED CYCLE | 1993-03-11 05:00 | Consolidated Edison Energy, Inc | CEEI | 25 | 019 | CMA/NEMA | 54586 | 74.638 | 78.446 | 78.446 | 74.638
462 | LISBON RESOURCE RECOVERY | 462 | LISBON RESOURCE RECOVERY | ST | MSW |  | TK |  | BIO/REFUSE | 1996-01-01 05:00 | Connecticut Light and Power Company, The | CLP | 09 | 011 | CT | 54758 | 14.812 | 14.812 | 14.812 | 14.1
463 | AEI LIVERMORE | 463 | AEI LIVERMORE | ST | WDS |  | TK |  | BIO/REFUSE | 1992-10-01 04:00 | Boralex Stratton Energy LP | BSE | 23 | 001 | ME | 10354 | 34.695 | 34.43 | 34.43 | 34.695
464 | LOST NATION | 464 | LOST NATION | GT | FO2 |  | TK |  | OIL COMBUSTION (GAS) TURBINE | 1969-09-01 04:00 | Public Service Company of New Hampshire | PSNH | 33 | 007 | NH | 2362 | 14.069 | 18.082 | 18.082 | 14.069
465 | DEERFIELD 2/LWR DRFIELD | 465 | DEERFIELD 2/LWR DRFIELD | HDP | WAT |  |  |  | HYDRO (DAILY CYCLE - PONDAGE) | 1912-01-01 05:00 | TransCanada Power Marketing, Ltd. | TCPM | 25 | 011 | WMA | 6047 | 19.5 | 19.5 | 19.5 | 19.5
466 | L STREET JET | 466 | L STREET JET | GT | FO2 |  | TK |  | OIL COMBUSTION (GAS) TURBINE | 1966-09-01 04:00 | Exelon New England Holdings, LLC | EXNEH | 25 | 025 | BOSTON | 1587 | 16.03 | 21.77 | 21.77 | 16.03
467 | MARBLEHEAD DIESELS | 467 | MARBLEHEAD DIESELS | IC | FO2 |  | TK |  | OIL INTERNAL COMBUSTION | 1998-09-25 04:00 | Marblehead Municipal Light Department | MMLD | 25 | 009 | BOSTON |  | 5 | 5 | 5 | 5
468 | MARSHFIELD 6 HYDRO | 468 | MARSHFIELD 6 HYDRO | HW | WAT |  |  |  | HYDRO (WEEKLY CYCLE) | 1927-01-01 05:00 | Green Mountain Power Corporation | GMP | 50 | 023 | NH | 3739 | 4.657 | 4.708 | 4.9 | 4.657
472 | M STREET JET | 472 | M STREET JET | GT | JF |  | TK |  | OIL COMBUSTION (GAS) TURBINE | 1978-01-01 05:00 | MA Bay Transp Auth (MBTA) | MBTA | 25 | 025 | BOSTON | 10176 | 44.434 | 62.534 | 62.534 | 44.434
473 | MCINDOES | 473 | MCINDOES | HDP | WAT |  |  |  | HYDRO (DAILY CYCLE - PONDAGE) | 1931-01-01 05:00 | TransCanada Power Marketing, Ltd. | TCPM | 33 | 009 | NH | 6483 | 10.63 | 10.63 | 10.63 | 10.63
474 | J C MCNEIL | 474 | J C MCNEIL | ST | WDS | NG | TK | PL | BIO/REFUSE | 1984-02-01 05:00 | Burlington Electric Department | BED | 50 | 007 | VT | 589 | 52 | 54 | 54 | 52
475 | MEDWAY DIESELS 1-4 | 475 | MEDWAY DIESELS 1-4 | IC | FO2 |  | TK |  | OIL INTERNAL COMBUSTION | 1960-01-01 05:00 | Constellation Energy Commodities | CEC | 23 | 019 | BHE | 1474 | 8.15 | 8.25 | 8.25 | 8.15
476 | MERC | 476 | MERC | ST | MSW | NG | TK |  | BIO/REFUSE | 1987-05-01 04:00 | NextEra Energy Power Marketing, LLC | FPLP | 23 | 031 | SME | 10338 | 19.367 | 20.481 | 20.481 | 19.367
478 | MIDDLETOWN 10 | 478 | MIDDLETOWN 10 | GT | JF |  | TK |  | OIL COMBUSTION (GAS) TURBINE | 1966-01-01 05:00 | NRG Power Marketing LLC | NRGPM | 09 | 007 | CT | 562 | 17.123 | 22.023 | 22.023 | 17.123
479 | MIDDLETOWN 1 | 479 | MIDDLETOWN 1 | ST | FO6 |  | WA |  | OIL STEAM | 1996-10-01 04:00 | NRG Power Marketing LLC | NRGPM | 09 | 007 | CT | 562 | 0 | 0 | 0 | 0
480 | MIDDLETOWN 2 | 480 | MIDDLETOWN 2 | ST | FO6 | NG | WA | PL | GAS/OIL STEAM | 1958-01-01 05:00 | NRG Power Marketing LLC | NRGPM | 09 | 007 | CT | 562 | 117 | 120 | 120 | 117
481 | MIDDLETOWN 3 | 481 | MIDDLETOWN 3 | ST | FO6 | NG | WA | PL | GAS/OIL STEAM | 1964-01-01 05:00 | NRG Power Marketing LLC | NRGPM | 09 | 007 | CT | 562 | 236 | 245 | 245 | 236
482 | MIDDLETOWN 4 | 482 | MIDDLETOWN 4 | ST | FO6 |  | WA |  | OIL STEAM | 1973-06-01 04:00 | NRG Power Marketing LLC | NRGPM | 09 | 007 | CT | 562 | 400 | 402 | 402 | 400
484 | MILLSTONE POINT 2 | 484 | MILLSTONE POINT 2 | ST | NUC |  | TK |  | NUCLEAR STEAM | 1975-12-01 05:00 | Dominion Energy Marketing, Inc. | DEM | 09 | 011 | CT | 566 | 869.107 | 871.217 | 871.217 | 869.107
485 | MILLSTONE POINT 3 | 485 | MILLSTONE POINT 3 | ST | NUC |  | TK |  | NUCLEAR STEAM | 1986-04-01 05:00 | Dominion Energy Marketing, Inc. | DEM | 09 | 011 | CT | 566 | 1233.398 | 1237.196 | 1237.196 | 1233.398
486 | MILFORD POWER | 486 | MILFORD POWER | CC | NG |  | PL |  | GAS COMBINED CYCLE | 1994-01-01 05:00 | ANP Funding I, LLC | ANP | 25 | 027 | RI | 54805 | 149 | 170.73 | 170.73 | 149
487 | MILLER HYDRO | 487 | MILLER HYDRO | HDR | WAT |  |  |  | HYDRO (DAILY CYCLE - RUN OF RIVER) | 1984-04-01 05:00 | Constellation Energy Commodities | CEC | 23 | 001 | ME | 50278 | 9.14 | 14.441 | 17.119 | 16.898
489 | MERRIMACK 1 | 489 | MERRIMACK 1 | ST | BIT |  | RR |  | COAL STEAM | 1960-12-01 05:00 | Public Service Company of New Hampshire | PSNH | 33 | 013 | NH | 2364 | 112.5 | 114 | 114 | 112.5
490 | MERRIMACK 2 | 490 | MERRIMACK 2 | ST | BIT |  | RR |  | COAL STEAM | 1968-04-30 04:00 | Public Service Company of New Hampshire | PSNH | 33 | 013 | NH | 2364 | 320 | 337.2 | 321.75 | 320
492 | MONTVILLE 10 and 11 | 492 | MONTVILLE 10 and 11 | IC | FO2 |  | TK |  | OIL INTERNAL COMBUSTION | 1967-01-01 05:00 | NRG Power Marketing LLC | NRGPM | 09 | 011 | CT | 546 | 5.296 | 5.354 | 5.354 | 5.296
493 | MONTVILLE 5 | 493 | MONTVILLE 5 | ST | FO6 | NG | WA | PL | GAS/OIL STEAM | 1954-01-01 05:00 | NRG Power Marketing LLC | NRGPM | 09 | 011 | CT | 546 | 81 | 81.59 | 81.59 | 81
494 | MONTVILLE 6 | 494 | MONTVILLE 6 | ST | FO6 |  | WA |  | OIL STEAM | 1971-07-01 04:00 | NRG Power Marketing LLC | NRGPM | 09 | 011 | CT | 546 | 407.401 | 409.913 | 409.913 | 407.401
495 | MONTY | 495 | MONTY | HDR | WAT |  |  |  | HYDRO (DAILY CYCLE - RUN OF RIVER) | 1980-01-01 05:00 | FPL Energy Maine Hydro LLC | FPLEMH | 23 | 025 | ME | 805 | 28 | 28 | 28 | 28
496 | MOORE | 496 | MOORE | HW | WAT |  |  |  | HYDRO (WEEKLY CYCLE) | 1956-01-01 05:00 | TransCanada Power Marketing, Ltd. | TCPM | 33 | 009 | NH | 2351 | 190.994 | 191.175 | 191.175 | 190.994
497 | MASS POWER | 497 | MASS POWER | CC | NG | FO2 | PL | TK | GAS/OIL COMBINED CYCLE | 1993-07-01 04:00 | MASSPOWER | MASSPOWER | 25 | 013 | WMA | 10726 | 238.259 | 276.759 | 276.759 | 238.259
498 | MT TOM | 498 | MT TOM | ST | BIT |  | RR |  | COAL STEAM | 1960-06-01 04:00 | FirstLight Power Resources Management, LLC | FPRM | 25 | 013 | WMA | 1606 | 143.416 | 144.594 | 145.533 | 143.416
502 | MYSTIC 7 | 502 | MYSTIC 7 | ST | NG | FO6 | PL | TK | GAS/OIL STEAM | 1975-06-01 04:00 | Boston Generating, LLC | BG | 25 | 017 | BOSTON | 1588 | 577.593 | 559.775 | 559.775 | 577.593
503 | MYSTIC JET | 503 | MYSTIC JET | GT | FO2 |  | TK |  | OIL COMBUSTION (GAS) TURBINE | 1969-06-01 04:00 | Boston Generating, LLC | BG | 25 | 017 | BOSTON | 1588 | 5.933 | 10.083 | 10.083 | 5.933
507 | NEA BELLINGHAM | 507 | NEA BELLINGHAM | CC | NG | FO2 | PL | TK | GAS/OIL COMBINED CYCLE | 1991-10-01 04:00 | NextEra Energy Power Marketing, LLC | FPLP | 25 | 021 | RI | 10307 | 273.883 | 336.503 | 336.503 | 273.883
508 | NEWINGTON 1 | 508 | NEWINGTON 1 | ST | FO6 | NG | WA | PL | GAS/OIL STEAM | 1974-06-01 04:00 | Public Service Company of New Hampshire | PSNH | 33 | 015 | NH | 8002 | 400.2 | 400.2 | 400.2 | 400.2
513 | NEW HAVEN HARBOR | 513 | NEW HAVEN HARBOR | ST | FO6 | NG | WA | PL | GAS/OIL STEAM | 1975-08-01 04:00 | PSEG Energy Resources & Trade LLC | PSEG | 09 | 009 | CT | 6156 | 447.894 | 453.384 | 453.384 | 447.894
515 | NORWICH JET | 515 | NORWICH JET | GT | FO2 |  | TK |  | OIL COMBUSTION (GAS) TURBINE | 1972-09-01 04:00 | Connecticut Municipal Electric Energy Cooperative | CMEEC | 09 | 011 | CT | 581 | 15.255 | 18.8 | 18.8 | 15.255
519 | NORWALK HARBOR 1 | 519 | NORWALK HARBOR 1 | ST | FO6 |  | WA |  | OIL STEAM | 1960-01-01 05:00 | NRG Power Marketing LLC | NRGPM | 09 | 001 | NOR | 548 | 162 | 163.995 | 163.995 | 162
520 | NORWALK HARBOR 2 | 520 | NORWALK HARBOR 2 | ST | FO6 |  | WA |  | OIL STEAM | 1963-01-01 05:00 | NRG Power Marketing LLC | NRGPM | 09 | 001 | NOR | 548 | 168 | 172 | 172 | 168
521 | NORWALK HARBOR 10 (3) | 521 | NORWALK HARBOR 10 (3) | GT | JF |  | TK |  | OIL COMBUSTION (GAS) TURBINE | 1996-10-01 04:00 | NRG Power Marketing LLC | NRGPM | 09 | 001 | NOR | 548 | 11.925 | 17.125 | 17.125 | 11.925
527 | OGDEN-MARTIN 1 | 527 | OGDEN-MARTIN 1 | ST | MSW | FO2 | TK |  | BIO/REFUSE | 1989-06-01 04:00 | Dominion Energy Marketing, Inc. | DEM | 25 | 009 | BOSTON | 50661 | 40.111 | 41.06 | 41.06 | 40.111
528 | OCEAN ST PWR GT1/GT2/ST1 | 528 | OCEAN ST PWR GT1/GT2/ST1 | CC | NG |  | PL |  | GAS COMBINED CYCLE | 1990-12-31 05:00 | TransCanada Power Marketing, Ltd. | TCPM | 44 | 007 | RI | 51030 | 270.901 | 316.901 | 316.901 | 270.901
529 | OCEAN ST PWR GT3/GT4/ST2 | 529 | OCEAN ST PWR GT3/GT4/ST2 | CC | NG |  | PL |  | GAS COMBINED CYCLE | 1991-10-01 04:00 | TransCanada Power Marketing, Ltd. | TCPM | 44 | 007 | RI | 54324 | 270.18 | 318.18 | 318.18 | 270.18
531 | PAWTUCKET POWER | 531 | PAWTUCKET POWER | CC | NG | FO2 | PL | TK | GAS/OIL COMBINED CYCLE | 1991-02-01 05:00 | Pawtucket Power Holding Company LLC | PPH | 44 | 007 | RI | 54056 | 62.522 | 65.834 | 65.834 | 62.522
532 | PEJEPSCOT | 532 | PEJEPSCOT | HDR | WAT |  |  |  | HYDRO (DAILY CYCLE - RUN OF RIVER) | 1987-11-01 05:00 | NextEra Energy Power Marketing, LLC | FPLP | 23 | 023 | ME | 50758 | 8.896 | 13.55 | 13.55 | 8.896
536 | PERC-ORRINGTON 1 | 536 | PERC-ORRINGTON 1 | ST | MSW | FO2 | TK | TK | BIO/REFUSE | 1988-01-01 05:00 | Integrys Energy Services, Inc. | IES | 23 | 019 | BHE | 50051 | 20.851 | 21.16 | 21.16 | 20.851
537 | PILGRIM NUCLEAR POWER STATION | 537 | PILGRIM NUCLEAR POWER STATION | ST | NUC |  | TK |  | NUCLEAR STEAM | 1972-12-01 05:00 | Entergy Nuclear Power Marketing LLC | ENPM | 25 | 023 | SEMA | 1590 | 677.284 | 684.746 | 684.746 | 677.284
538 | PINETREE POWER | 538 | PINETREE POWER | ST | WDS |  | TK |  | BIO/REFUSE | 1992-11-01 05:00 | Fitchburg Gas & Electric Light Company | FGE | 25 | 027 | NH | 54620 | 16.34 | 16.844 | 16.844 | 16.34
539 | PONTOOK HYDRO | 539 | PONTOOK HYDRO | HDR | WAT |  |  |  | HYDRO (DAILY CYCLE - RUN OF RIVER) | 1986-12-01 05:00 | Brookfield Energy Marketing Inc. | BEM | 33 | 007 | NH | 50741 | 8.227 | 10.004 | 9.699 | 8.227
540 | POTTER 2 CC | 540 | POTTER 2 CC | CC | NG | FO2 | PL | TK | GAS/OIL COMBINED CYCLE | 1977-03-01 05:00 | Braintree Electric Light Department, Town of | BELD | 25 | 021 | SEMA | 1660 | 74.19 | 92.19 | 92.19 | 74.19
541 | PROCTOR | 541 | PROCTOR | HDR | WAT |  |  |  | HYDRO (DAILY CYCLE - RUN OF RIVER) | 1980-01-01 05:00 | Vermont Marble Company | VMC | 50 | 021 | VT | 6450 | 6.65 | 6.65 | 6.65 | 6.65
542 | ECO MAINE | 542 | ECO MAINE | ST | MSW | NG | TK | PL | BIO/REFUSE | 1988-08-01 04:00 | Integrys Energy Services, Inc. | IES | 23 | 005 | SME | 50225 | 11.663 | 11.663 | 11.663 | 13.655
544 | RAINBOW | 544 | RAINBOW | HDR | WAT |  |  |  | HYDRO (DAILY CYCLE - RUN OF RIVER) | 1980-01-01 05:00 | Connecticut Light and Power Company, The | CLP | 09 | 003 | CT | 559 | 8.2 | 8.2 | 8.2 | 8.2
546 | RESCO SAUGUS | 546 | RESCO SAUGUS | ST | MSW |  | TK |  | BIO/REFUSE | 1985-11-01 05:00 | New England Power Company | NEP | 25 | 009 | BOSTON | 50880 | 32.282 | 30.114 | 30.114 | 32.282
547 | WHEELABRATOR NORTH ANDOVER | 547 | WHEELABRATOR NORTH ANDOVER | ST | MSW |  | TK |  | BIO/REFUSE | 1985-08-01 04:00 | Wheelabrator North Andover Inc. | WNE | 25 | 009 | BOSTON | 50877 | 30.996 | 30.753 | 30.753 | 30.996
549 | RUTLAND 5 GT | 549 | RUTLAND 5 GT | GT | FO2 |  | TK |  | OIL COMBUSTION (GAS) TURBINE | 1962-01-01 05:00 | Central Vermont Public Service | CVPS | 50 | 021 | VT | 3723 | 0 | 0 | 0 | 8.422
551 | SALEM HARBOR 1 | 551 | SALEM HARBOR 1 | ST | BIT | FO6 | WA | WA | COAL STEAM | 1952-01-01 05:00 | Dominion Energy Marketing, Inc. | DEM | 25 | 009 | BOSTON | 1626 | 79.754 | 81.419 | 81.419 | 79.754
552 | SALEM HARBOR 2 | 552 | SALEM HARBOR 2 | ST | BIT | FO6 | WA | WA | COAL STEAM | 1952-01-01 05:00 | Dominion Energy Marketing, Inc. | DEM | 25 | 009 | BOSTON | 1626 | 77.955 | 78.763 | 78.763 | 77.955
553 | SALEM HARBOR 3 | 553 | SALEM HARBOR 3 | ST | BIT | FO6 | WA | WA | COAL STEAM | 1958-08-01 04:00 | Dominion Energy Marketing, Inc. | DEM | 25 | 009 | BOSTON | 1626 | 149.805 | 149.91 | 149.91 | 149.805
554 | SALEM HARBOR 4 | 554 | SALEM HARBOR 4 | ST | FO6 |  | WA |  | OIL STEAM | 1972-08-01 04:00 | Dominion Energy Marketing, Inc. | DEM | 25 | 009 | BOSTON | 1626 | 436.754 | 437.353 | 437.353 | 436.754
555 | SEABROOK | 555 | SEABROOK | ST | NUC |  | TK |  | NUCLEAR STEAM | 1990-04-01 05:00 | NextEra Energy Power Marketing, LLC | FPLP | 33 | 015 | NH | 6115 | 1245.213 | 1245.425 | 1245.425 | 1245.213
556 | SCHILLER 4 | 556 | SCHILLER 4 | ST | BIT | FO6 | WA | WA | COAL STEAM | 1952-04-01 05:00 | Public Service Company of New Hampshire | PSNH | 33 | 015 | NH | 2367 | 47.5 | 48 | 48 | 47.5
557 | SCHILLER 5 | 557 | SCHILLER 5 | ST | WDS | FO6 | WA | WA | BIO/REFUSE | 1955-05-01 04:00 | Public Service Company of New Hampshire | PSNH | 33 | 015 | NH | 2367 | 43.082 | 45.816 | 45.816 | 43.082
558 | SCHILLER 6 | 558 | SCHILLER 6 | ST | BIT | FO6 | WA | WA | COAL STEAM | 1957-07-01 04:00 | Public Service Company of New Hampshire | PSNH | 33 | 015 | NH | 2367 | 47.938 | 48.58 | 48.58 | 47.938
559 | SCHILLER CT 1 | 559 | SCHILLER CT 1 | GT | JF | NG | TK | PL | GAS/OIL COMBUSTION (GAS) TURBINE | 1970-11-01 05:00 | Public Service Company of New Hampshire | PSNH | 33 | 015 | NH | 2367 | 17.621 | 19.5 | 19.5 | 17.621
561 | SEARSBURG | 561 | SEARSBURG | HDP | WAT |  |  |  | HYDRO (DAILY CYCLE - PONDAGE) | 1922-03-01 05:00 | TransCanada Power Marketing, Ltd. | TCPM | 50 | 003 | WMA | 6529 | 4.96 | 4.96 | 4.96 | 4.96
562 | SECREC-PRESTON | 562 | SECREC-PRESTON | ST | MSW | FO2 | TK | TK | BIO/REFUSE | 1992-01-01 05:00 | Connecticut Light and Power Company, The | CLP | 09 | 011 | CT | 1176 | 17.42 | 17.42 | 17.42 | 17.07
563 | SEMASS 1 | 563 | SEMASS 1 | ST | MSW | FO2 | TK |  | BIO/REFUSE | 1988-10-01 04:00 | NSTAR Electric Company | NSTAR | 25 | 023 | SEMA | 50290 | 46.18 | 50.74 | 50.74 | 46.18
564 | SEMASS 2 | 564 | SEMASS 2 | ST | MSW | FO2 | TK |  | BIO/REFUSE | 1993-05-01 04:00 | NSTAR Electric Company | NSTAR | 25 | 023 | SEMA | 50290 | 20.85 | 24.32 | 24.32 | 20.85
565 | SHELDON SPRINGS | 565 | SHELDON SPRINGS | HDR | WAT |  |  |  | HYDRO (DAILY CYCLE - RUN OF RIVER) | 1988-05-01 04:00 | Vermont Electric Power Company, Inc. | VELCO | 50 | 011 | VT | 10494 | 14.832 | 26.38 | 26.38 | 14.832
566 | SHEPAUG | 566 | SHEPAUG | HW | WAT |  |  |  | HYDRO (WEEKLY CYCLE) | 1955-01-01 05:00 | FirstLight Power Resources Management, LLC | FPRM | 09 | 009 | SWCT | 552 | 41.511 | 42.559 | 42.559 | 41.511
567 | SHERMAN | 567 | SHERMAN | HW | WAT |  |  |  | HYDRO (WEEKLY CYCLE) | 1926-12-01 05:00 | TransCanada Power Marketing, Ltd. | TCPM | 25 | 011 | WMA | 6012 | 6.334 | 6.237 | 6.237 | 6.334
569 | SKELTON | 569 | SKELTON | HDR | WAT |  |  |  | HYDRO (DAILY CYCLE - RUN OF RIVER) | 1948-01-01 05:00 | FPL Energy Maine Hydro LLC | FPLEMH | 23 | 031 | SME | 1505 | 19.704 | 19.704 | 19.704 | 19.704
570 | SMITH | 570 | SMITH | HDR | WAT |  |  |  | HYDRO (DAILY CYCLE - RUN OF RIVER) | 1948-01-01 05:00 | Public Service Company of New Hampshire | PSNH | 33 | 007 | NH | 2368 | 13.066 | 16.078 | 16.196 | 13.066
572 | SO. MEADOW 11 | 572 | SO. MEADOW 11 | GT | JF |  | WA |  | OIL COMBUSTION (GAS) TURBINE | 1970-08-01 04:00 | Select Energy Inc. | SEI | 09 | 003 | CT | 563 | 35.781 | 46.921 | 46.921 | 35.781
573 | SO. MEADOW 12 | 573 | SO. MEADOW 12 | GT | JF |  | WA |  | OIL COMBUSTION (GAS) TURBINE | 1970-08-01 04:00 | Select Energy Inc. | SEI | 09 | 003 | CT | 563 | 37.701 | 47.867 | 47.867 | 37.701
574 | SO. MEADOW 13 | 574 | SO. MEADOW 13 | GT | JF |  | WA |  | OIL COMBUSTION (GAS) TURBINE | 1970-08-01 04:00 | Select Energy Inc. | SEI | 09 | 003 | CT | 563 | 38.317 | 47.917 | 47.917 | 38.317
575 | SO. MEADOW 14 | 575 | SO. MEADOW 14 | GT | JF |  | WA |  | OIL COMBUSTION (GAS) TURBINE | 1970-08-01 04:00 | Select Energy Inc. | SEI | 09 | 003 | CT | 563 | 36.746 | 46.346 | 46.346 | 36.746
577 | SOMERSET 6 | 577 | SOMERSET 6 | ST | BIT |  | WA |  | COAL STEAM | 1959-07-01 04:00 | NRG Power Marketing LLC | NRGPM | 25 | 005 | SEMA | 1613 | 108.501 | 108.5 | 108.5 | 108.501
579 | SOMERSET JET 2 | 579 | SOMERSET JET 2 | GT | JF |  | TK |  | OIL COMBUSTION (GAS) TURBINE | 1971-05-01 04:00 | NRG Power Marketing LLC | NRGPM | 25 | 005 | SEMA | 1613 | 17.15 | 21.816 | 21.816 | 17.15
580 | SO. MEADOW 5 | 580 | SO. MEADOW 5 | ST | MSW |  | TK |  | BIO/REFUSE | 1987-11-01 05:00 | Connecticut Light and Power Company, The | CLP | 09 | 003 | CT | 563 | 25.596 | 29.21 | 29.21 | 25.596
581 | SO. MEADOW 6 | 581 | SO. MEADOW 6 | ST | MSW |  | TK |  | BIO/REFUSE | 1987-11-01 05:00 | Connecticut Light and Power Company, The | CLP | 09 | 003 | CT | 563 | 27.113 | 28.116 | 28.116 | 27.113
583 | STONY BROOK 2A | 583 | STONY BROOK 2A | GT | FO2 |  | PL |  | OIL COMBUSTION (GAS) TURBINE | 1982-11-01 05:00 | Massachusetts Municipal Wholesale Electric Company | MMWEC | 25 | 013 | WMA | 6081 | 67.4 | 87.4 | 87.4 | 67.4
584 | STONY BROOK 2B | 584 | STONY BROOK 2B | GT | FO2 |  | PL |  | OIL COMBUSTION (GAS) TURBINE | 1982-11-01 05:00 | Massachusetts Municipal Wholesale Electric Company | MMWEC | 25 | 013 | WMA | 6081 | 65.3 | 85.3 | 85.3 | 65.3
587 | STEVENSON | 587 | STEVENSON | HW | WAT |  |  |  | HYDRO (WEEKLY CYCLE) | 1919-01-01 05:00 | FirstLight Power Resources Management, LLC | FPRM | 09 | 001 | SWCT | 553 | 28.311 | 28.9 | 28.9 | 28.311
590 | BORALEX STRATTON ENERGY | 590 | BORALEX STRATTON ENERGY | ST | WDS |  | TK |  | BIO/REFUSE | 1989-09-01 04:00 | Boralex Stratton Energy LP | BSE | 23 | 007 | ME | 50650 | 45.024 | 44.363 | 44.363 | 45.024
591 | S.D. WARREN-WESTBROOK | 591 | S.D. WARREN-WESTBROOK | ST | WDS | FO6 | TK | TK | BIO/REFUSE | 1997-11-01 05:00 | NextEra Energy Power Marketing, LLC | FPLP | 23 | 005 | SME | 50447 | 42.59 | 49.103 | 49.103 | 42.59
592 | TAMWORTH | 592 | TAMWORTH | ST | WDS |  | TK |  | BIO/REFUSE | 1988-01-01 05:00 | Public Service Company of New Hampshire | PSNH | 33 | 003 | NH | 50739 | 20.073 | 19.892 | 19.892 | 20.073
594 | AES THAMES | 594 | AES THAMES | ST | BIT |  | TK |  | COAL STEAM | 1989-12-01 05:00 | Connecticut Light and Power Company, The | CLP | 09 | 011 | CT | 10675 | 186.705 | 186.705 | 186.705 | 185.735
595 | TORRINGTON TERMINAL 10 | 595 | TORRINGTON TERMINAL 10 | GT | KER |  | TK |  | OIL COMBUSTION (GAS) TURBINE | 1967-08-01 04:00 | NRG Power Marketing LLC | NRGPM | 09 | 005 | CT | 565 | 15.638 | 20.748 | 20.748 | 15.638
596 | TUNNEL 10 | 596 | TUNNEL 10 | GT | JF |  | TK |  | OIL COMBUSTION (GAS) TURBINE | 1969-01-01 05:00 | FirstLight Power Resources Management, LLC | FPRM | 09 | 011 | CT | 557 | 17 | 22.1 | 22.1 | 17
598 | VERGENNES 5 and 6 DIESELS | 598 | VERGENNES 5 and 6 DIESELS | IC | FO2 |  | TK |  | OIL INTERNAL COMBUSTION | 1964-01-01 05:00 | Green Mountain Power Corporation | GMP | 50 | 001 | VT | 6519 | 4.2 | 4.24 | 4.24 | 4.2
599 | VERNON | 599 | VERNON | HDP | WAT |  |  |  | HYDRO (DAILY CYCLE - PONDAGE) | 1909-01-01 05:00 | TransCanada Power Marketing, Ltd. | TCPM | 50 | 025 | WMA | 2352 | 36.79 | 36.79 | 36.79 | 36.79
611 | VT YANKEE NUCLEAR PWR STATION | 611 | VT YANKEE NUCLEAR PWR STATION | ST | NUC |  | TK |  | NUCLEAR STEAM | 1972-11-01 05:00 | Entergy Nuclear Power Marketing LLC | ENPM | 50 | 025 | VT | 3751 | 604.25 | 628 | 628 | 604.25
612 | WATERS RIVER JET 1 | 612 | WATERS RIVER JET 1 | GT | NG | FO2 | TK | PL | GAS/OIL COMBUSTION (GAS) TURBINE | 1971-12-01 05:00 | Massachusetts Municipal Wholesale Electric Company | MMWEC | 25 | 009 | BOSTON | 1678 | 16.05 | 22.05 | 22.05 | 16.05
613 | WATERS RIVER JET 2 | 613 | WATERS RIVER JET 2 | GT | NG | FO2 | TK | PL | GAS/OIL COMBUSTION (GAS) TURBINE | 1991-04-01 05:00 | Massachusetts Municipal Wholesale Electric Company | MMWEC | 25 | 009 | BOSTON | 1678 | 30.506 | 45.806 | 45.806 | 30.506
614 | WATERBURY 22 | 614 | WATERBURY 22 | HW | WAT |  |  |  | HYDRO (WEEKLY CYCLE) | 1953-01-01 05:00 | Green Mountain Power Corporation | GMP | 50 | 005 | VT | 6520 | 5.632 | 5 | 2.6 | 5.632
616 | WEST ENFIELD | 616 | WEST ENFIELD | HDR | WAT |  |  |  | HYDRO (DAILY CYCLE - RUN OF RIVER) | 1988-05-01 04:00 | NextEra Energy Power Marketing, LLC | FPLP | 23 | 019 | BHE | 10255 | 7.472 | 9.359 | 16.305 | 12.912
617 | WESTON | 617 | WESTON | HDR | WAT |  |  |  | HYDRO (DAILY CYCLE - RUN OF RIVER) | 1920-01-01 05:00 | FPL Energy Maine Hydro LLC | FPLEMH | 23 | 025 | ME | 1509 | 13.2 | 13.2 | 13.2 | 13.2
618 | DG WHITEFIELD, LLC | 618 | DG WHITEFIELD, LLC | ST | WDS |  | TK |  | BIO/REFUSE | 1988-04-01 05:00 | Constellation Energy Commodities | CEC | 33 | 007 | NH | 10839 | 14.873 | 15.026 | 15.026 | 14.873
619 | WHITE LAKE JET | 619 | WHITE LAKE JET | GT | JF |  | TK |  | OIL COMBUSTION (GAS) TURBINE | 1968-08-01 04:00 | Public Service Company of New Hampshire | PSNH | 33 | 003 | NH | 2369 | 17.447 | 22.397 | 22.397 | 17.447
620 | WILDER | 620 | WILDER | HW | WAT |  |  |  | HYDRO (WEEKLY CYCLE) | 1950-01-01 05:00 | TransCanada Power Marketing, Ltd. | TCPM | 50 | 027 | VT | 2353 | 41.16 | 41.337 | 41.337 | 41.16
621 | WILLIAMS | 621 | WILLIAMS | HDR | WAT |  |  |  | HYDRO (DAILY CYCLE - RUN OF RIVER) | 1939-01-01 05:00 | FPL Energy Maine Hydro LLC | FPLEMH | 23 | 025 | ME | 1510 | 14.9 | 14.9 | 14.9 | 14.9
622 | WINOOSKI 1 | 622 | WINOOSKI 1 | HDR | WAT |  |  |  | HYDRO (DAILY CYCLE - RUN OF RIVER) | 1993-04-01 05:00 | Vermont Electric Power Company, Inc. | VELCO | 50 | 007 | VT | 54355 | 7.3 | 7.3 | 7.3 | 7.3
623 | WALLINGFORD REFUSE | 623 | WALLINGFORD REFUSE | ST | MSW | FO2 | TK | TK | BIO/REFUSE | 1989-03-01 05:00 | Connecticut Light and Power Company, The | CLP | 09 | 009 | SWCT | 50664 | 8.77 | 8.77 | 8.77 | 7.892
624 | WMI MILLBURY 1 | 624 | WMI MILLBURY 1 | ST | MSW |  | TK |  | BIO/REFUSE | 1987-09-01 04:00 | New England Power Company | NEP | 25 | 027 | CMA/NEMA | 50878 | 39.811 | 39.891 | 39.891 | 39.811
625 | WEST MEDWAY JET 1 | 625 | WEST MEDWAY JET 1 | GT | FO2 |  | TK |  | OIL COMBUSTION (GAS) TURBINE | 1970-07-01 04:00 | Exelon New England Holdings, LLC | EXNEH | 25 | 021 | BOSTON | 1592 | 30.762 | 55.012 | 55.012 | 30.762
626 | WEST MEDWAY JET 2 | 626 | WEST MEDWAY JET 2 | GT | FO2 |  | TK |  | OIL COMBUSTION (GAS) TURBINE | 1971-03-01 05:00 | Exelon New England Holdings, LLC | EXNEH | 25 | 021 | BOSTON | 1592 | 34.732 | 52.932 | 52.932 | 34.732
627 | WEST MEDWAY JET 3 | 627 | WEST MEDWAY JET 3 | GT | FO2 |  | TK |  | OIL COMBUSTION (GAS) TURBINE | 1970-07-01 04:00 | Exelon New England Holdings, LLC | EXNEH | 25 | 021 | RI | 1592 | 35.441 | 55.841 | 55.841 | 35.441
628 | WOODLAND ROAD | 628 | WOODLAND ROAD | GT | KER |  | TK |  | OIL COMBUSTION (GAS) TURBINE | 1969-07-01 04:00 | Consolidated Edison Energy, Inc | CEEI | 25 | 003 | WMA | 1643 | 15.808 | 20.658 | 20.658 | 15.808
629 | DOWNEAST POWER | 629 | DownEast Power | ST | WDS |  | TK |  | BIO/REFUSE | 1997-11-01 05:00 | DownEast Power Company, LLC | DOWN | 23 | 029 | BHE | 10165 | 0 | 0 | 0 | 0
630 | WEST SPRINGFIELD 10 | 630 | WEST SPRINGFIELD 10 | GT | KER |  | TK |  | OIL COMBUSTION (GAS) TURBINE | 1968-01-01 05:00 | Consolidated Edison Energy, Inc | CEEI | 25 | 013 | WMA | 1642 | 17.215 | 22 | 22 | 17.215
633 | WEST SPRINGFIELD 3 | 633 | WEST SPRINGFIELD 3 | ST | FO6 | NG | RR | PL | GAS/OIL STEAM | 1957-01-01 05:00 | Consolidated Edison Energy, Inc | CEEI | 25 | 013 | WMA | 1642 | 94.276 | 100.087 | 100.087 | 94.276
636 | WYMAN HYDRO 1 | 636 | WYMAN HYDRO 1 | HW | WAT |  |  |  | HYDRO (WEEKLY CYCLE) | 1930-01-01 05:00 | FPL Energy Maine Hydro LLC | FPLEMH | 23 | 025 | ME | 1511 | 27.362 | 27.362 | 27.362 | 27.362
637 | WYMAN HYDRO 2 | 637 | WYMAN HYDRO 2 | HW | WAT |  |  |  | HYDRO (WEEKLY CYCLE) | 1931-01-01 05:00 | FPL Energy Maine Hydro LLC | FPLEMH | 23 | 025 | ME | 1511 | 29.866 | 29.866 | 29.866 | 29.866
638 | WYMAN HYDRO 3 | 638 | WYMAN HYDRO 3 | HW | WAT |  |  |  | HYDRO (WEEKLY CYCLE) | 1940-01-01 05:00 | FPL Energy Maine Hydro LLC | FPLEMH | 23 | 025 | ME | 1511 | 25.728 | 25.458 | 25.458 | 25.728
639 | YARMOUTH 1 | 639 | YARMOUTH 1 | ST | FO6 |  | WA |  | OIL STEAM | 1957-01-01 05:00 | NextEra Energy Power Marketing, LLC | FPLP | 23 | 005 | SME | 1507 | 50.663 | 52.168 | 52.168 | 50.663
640 | YARMOUTH 2 | 640 | YARMOUTH 2 | ST | FO6 |  | WA |  | OIL STEAM | 1958-01-01 05:00 | NextEra Energy Power Marketing, LLC | FPLP | 23 | 005 | SME | 1507 | 51.131 | 52.823 | 52.823 | 51.131
641 | YARMOUTH 3 | 641 | YARMOUTH 3 | ST | FO6 |  | WA |  | OIL STEAM | 1965-07-01 04:00 | NextEra Energy Power Marketing, LLC | FPLP | 23 | 005 | SME | 1507 | 115.508 | 117.805 | 117.805 | 115.508
642 | YARMOUTH 4 | 642 | YARMOUTH 4 | ST | FO6 |  | WA |  | OIL STEAM | 1978-12-01 05:00 | NextEra Energy Power Marketing, LLC | FPLP | 23 | 005 | SME | 1507 | 603.488 | 610.375 | 610.375 | 603.488
715 | ROCHESTER LANDFILL | 715 | ROCHESTER LANDFILL | GT | OBG |  | PL |  | BIO/REFUSE | 1998-05-01 04:00 | New Hampshire Electric Cooperative, Inc. | NHEC | 33 | 017 | NH | 2007 | 4.313 | 4.98 | 4.98 | 4.98
737 | SIMPSON G LOAD REDUCER | 737 | SIMPSON G LOAD REDUCER | HDR | WAT |  |  |  | HYDRO (DAILY CYCLE - RUN OF RIVER) | 1980-01-01 05:00 | Central Vermont Public Service | CVPS | 50 | 009 | NH | 10608 | 1.924 | 4.341 | 4.85 | 1.924
739 | ROCKY RIVER | 739 | ROCKY RIVER | PS | WAT |  |  |  | HYDRO (PUMPED STORAGE) | 1928-01-01 05:00 | FirstLight Power Resources Management, LLC | FPRM | 09 | 009 | SWCT | 539 | 29.35 | 29.001 | 29.001 | 29.35
754 | BAR MILLS | 754 | BAR MILLS | HDR | WAT |  |  |  | HYDRO (DAILY CYCLE - RUN OF RIVER) | 1956-01-01 05:00 | FPL Energy Maine Hydro LLC | FPLEMH | 23 | 031 | SME | 1481 | 2.675 | 4 | 4 | 2.675
755 | BONNY EAGLE/W. BUXTON | 755 | BONNY EAGLE/W. BUXTON | HDR | WAT |  |  |  | HYDRO (DAILY CYCLE - RUN OF RIVER) | 1910-01-01 05:00 | FPL Energy Maine Hydro LLC | FPLEMH | 23 | 031 | SME | 1482 | 17.5 | 17.5 | 17.5 | 17.5
757 | HARRIS 4 | 757 | HARRIS 4 | HW | WAT |  |  |  | HYDRO (WEEKLY CYCLE) | 1954-01-01 05:00 | FPL Energy Maine Hydro LLC | FPLEMH | 23 | 025 | ME | 1492 | 1.436 | 1.249 | 1.249 | 1.436
759 | MESSALONSKEE COMPOSITE | 759 | MESSALONSKEE COMPOSITE | HDR | WAT |  |  |  | HYDRO (DAILY CYCLE - RUN OF RIVER) | 1917-01-01 05:00 | NextEra Energy Power Marketing, LLC | FPLP | 23 | 011 | ME | 1497 | 4.4 | 4.4 | 4.4 | 4.4
760 | NORTH GORHAM | 760 | NORTH GORHAM | HDR | WAT |  |  |  | HYDRO (DAILY CYCLE - RUN OF RIVER) | 1925-01-01 05:00 | FPL Energy Maine Hydro LLC | FPLEMH | 23 | 005 | SME | 1501 | 1.866 | 2 | 2 | 1.866
761 | SHAWMUT | 761 | SHAWMUT | HDR | WAT |  |  |  | HYDRO (DAILY CYCLE - RUN OF RIVER) | 1913-01-01 05:00 | FPL Energy Maine Hydro LLC | FPLEMH | 23 | 025 | ME | 1504 | 9.5 | 9.5 | 9.5 | 9.5
767 | SES CONCORD | 767 | SES CONCORD | ST | MSW | FO6 | TK | TK | BIO/REFUSE | 1989-05-01 04:00 | Public Service Company of New Hampshire | PSNH | 33 | 013 | NH | 50873 | 12.513 | 12.761 | 12.761 | 12.513
768 | GARVINS/HOOKSETT | 768 | GARVINS/HOOKSETT | HDR | WAT |  |  |  | HYDRO (DAILY CYCLE - RUN OF RIVER) | 1902-01-01 05:00 | Public Service Company of New Hampshire | PSNH | 33 | 013 | NH | 2357 | 13.61 | 14 | 14 | 13.61
769 | HADLEY FALLS 1&2 | 769 | HADLEY FALLS 1&2 | HDR | WAT |  |  |  | HYDRO (DAILY CYCLE - RUN OF RIVER) | 1983-01-01 05:00 | Holyoke Gas & Electric Department | HGE | 25 | 013 | WMA | 1605 | 33.4 | 33.4 | 33.4 | 33.4
772 | NEWPORT HYDRO | 772 | NEWPORT HYDRO | HW | WAT |  |  |  | HYDRO (WEEKLY CYCLE) | 1980-01-01 05:00 | Great Bay Power Marketing, Inc | GBPM | 50 | 015 | NH | 3731 | 0 | 3.96 | 3.45 | 0
774 | LOWER LAMOILLE COMPOSITE | 774 | LOWER LAMOILLE COMPOSITE | HW | WAT |  |  |  | HYDRO (WEEKLY CYCLE) | 1948-01-01 05:00 | Central Vermont Public Service | CVPS | 50 | 015 | VT | 3711 | 15.8 | 16 | 16 | 15.8
775 | MIDDLEBURY COMPOSITE | 775 | MIDDLEBURY COMPOSITE | HW | WAT |  |  |  | HYDRO (WEEKLY CYCLE) | 1917-01-01 05:00 | Central Vermont Public Service | CVPS | 50 | 001 | VT | 3716 | 6.6 | 6 | 6 | 6.6
776 | N. RUTLAND COMPOSITE | 776 | N. RUTLAND COMPOSITE | HW | WAT |  |  |  | HYDRO (WEEKLY CYCLE) | 1980-01-01 05:00 | Central Vermont Public Service | CVPS | 50 | 021 | VT | 3714 | 5.2 | 5.3 | 5.3 | 5.2
779 | MIDDLESEX 2 | 779 | MIDDLESEX 2 | HDR | WAT |  |  |  | HYDRO (DAILY CYCLE - RUN OF RIVER) | 1928-01-01 05:00 | Green Mountain Power Corporation | GMP | 50 | 023 | VT | 3740 | 1.573 | 2.456 | 3.07 | 1.573
781 | WEST DANVILLE 1 | 781 | WEST DANVILLE 1 | HDR | WAT |  |  |  | HYDRO (DAILY CYCLE - RUN OF RIVER) | 1986-11-01 05:00 | Green Mountain Power Corporation | GMP | 50 | 005 | NH | 3743 | 0 | 0 | 0 | 0
783 | HIGHGATE FALLS | 783 | HIGHGATE FALLS | HW | WAT |  |  |  | HYDRO (WEEKLY CYCLE) | 1980-01-01 05:00 | Vermont Public Power Supply Authority | VPPSA | 50 | 011 | VT | 6618 | 9.409 | 9.401 | 9.401 | 9.409
786 | KEZAR LEDGEMERE COMPOSITE | 786 | KEZAR LEDGEMERE COMPOSITE | HDR | WAT |  |  |  | HYDRO (DAILY CYCLE - RUN OF RIVER) | 1996-02-01 05:00 | NextEra Energy Power Marketing, LLC | FPLP | 23 | 031 | SME | 7668 | 0.633 | 1.232 | 1.352 | 0.633
787 | LEWISTON CANAL COMPOSITE | 787 | LEWISTON CANAL COMPOSITE | HDR | WAT |  |  |  | HYDRO (DAILY CYCLE - RUN OF RIVER) | 1920-01-01 05:00 | FPL Energy Maine Hydro LLC | FPLEMH | 23 | 001 | ME | 1487 | 0 | 6.49 | 6.49 | 0
789 | CEC 002 PAWTUCKET U5 | 789 | CEC 002 PAWTUCKET U5 | HDR | WAT |  |  |  | HYDRO (DAILY CYCLE - RUN OF RIVER) | 1985-03-01 05:00 | Narragansett Electric Company | NEC | 44 | 007 | RI | 3233 | 0.296 | 1.2 | 1.2 | 0.296
790 | APLP-BFI | 790 | APLP-BFI | IC | LFG |  | PL |  | BIO/REFUSE | 1993-09-01 04:00 | Chicopee Municipal Lighting Plant | CMLP | 25 | 013 | WMA | 55590 | 0 | 0 | 0 | 0
792 | CENTENNIAL HYDRO | 792 | CENTENNIAL HYDRO | HDR | WAT |  |  |  | HYDRO (DAILY CYCLE - RUN OF RIVER) | 1990-05-01 04:00 | Littleton Electric Light & Water Department | LELWD | 25 | 019 | BOSTON | 7112 | 0.409 | 0.75 | 0.75 | 0.409
793 | METHUEN HYDRO | 793 | METHUEN HYDRO | HDR | WAT |  |  |  | HYDRO (DAILY CYCLE - RUN OF RIVER) | 1988-08-01 04:00 | Sterling Municipal Electric Light Department | SMED | 25 | 009 | BOSTON |  | 0 | 0.273 | 0.3 | 0
794 | MINIWAWA | 794 | MINIWAWA | HDR | WAT |  |  |  | HYDRO (DAILY CYCLE - RUN OF RIVER) | 1992-04-01 05:00 | Littleton Electric Light & Water Department | LELWD | 33 | 005 | VT |  | 0.4 | 0.657 | 0.761 | 0.4
795 | RIVER MILL HYDRO | 795 | RIVER MILL HYDRO | HDR | WAT |  |  |  | HYDRO (DAILY CYCLE - RUN OF RIVER) | 1989-06-01 04:00 | Middleton Municipal Light Department | MMELD | 33 | 009 | NH | 3049 | 0 | 0.2 | 0.2 | 0
796 | GOODWIN DAM | 796 | GOODWIN DAM | HDR | WAT |  |  |  | HYDRO (DAILY CYCLE - RUN OF RIVER) | 1986-02-01 05:00 | Connecticut Light and Power Company, The | CLP | 09 | 005 | CT | 54302 | 3 | 3 | 3 | 3
797 | CEC 003 WYRE WYND U5 | 797 | CEC 003 WYRE WYND U5 | HDR | WAT |  |  |  | HYDRO (DAILY CYCLE - RUN OF RIVER) | 1997-04-01 05:00 | Summit Hydropower, Inc. | SUMMIT | 09 | 011 | CT |  | 1.225 | 2.78 | 2.78 | 1.225
798 | COLEBROOK | 798 | COLEBROOK | HDR | WAT |  |  |  | HYDRO (DAILY CYCLE - RUN OF RIVER) | 1988-03-01 05:00 | Connecticut Light and Power Company, The | CLP | 09 | 005 | CT | 54301 | 1.55 | 1.55 | 1.55 | 1.55
799 | KINNEYTOWN A | 799 | KINNEYTOWN A | HDR | WAT |  |  |  | HYDRO (DAILY CYCLE - RUN OF RIVER) | 1988-03-01 05:00 | Connecticut Light and Power Company, The | CLP | 09 | 009 | SWCT | 54385 | 0 | 0 | 0.169 | 0
800 | KINNEYTOWN B | 800 | KINNEYTOWN B | HDR | WAT |  |  |  | HYDRO (DAILY CYCLE - RUN OF RIVER) | 1986-11-01 05:00 | Connecticut Light and Power Company, The | CLP | 09 | 009 | SWCT | 54385 | 0.585 | 1.51 | 1.51 | 0.585
801 | WILLIMANTIC 1 | 801 | WILLIMANTIC 1 | HDR | WAT |  |  |  | HYDRO (DAILY CYCLE - RUN OF RIVER) | 1990-06-01 04:00 | Connecticut Light and Power Company, The | CLP | 09 | 015 | CT |  | 0.225 | 0.77 | 0.77 | 0.225
802 | WILLIMANTIC 2 | 802 | WILLIMANTIC 2 | HDR | WAT |  |  |  | HYDRO (DAILY CYCLE - RUN OF RIVER) | 1990-06-01 04:00 | Connecticut Light and Power Company, The | CLP | 09 | 015 | CT |  | 0.225 | 0.77 | 0.77 | 0.225
803 | TOUTANT | 803 | TOUTANT | HDR | WAT |  |  |  | HYDRO (DAILY CYCLE - RUN OF RIVER) | 1994-02-01 05:00 | Connecticut Light and Power Company, The | CLP | 09 | 015 | CT |  | 0.4 | 0.4 | 0.4 | 0.4
804 | PUTNAM | 804 | PUTNAM | HDR | WAT |  |  |  | HYDRO (DAILY CYCLE - RUN OF RIVER) | 1987-10-01 04:00 | Connecticut Light and Power Company, The | CLP | 09 | 015 | CT |  | 0.163 | 0.575 | 0.575 | 0.163
805 | GLEN FALLS | 805 | GLEN FALLS | HDR | WAT |  |  |  | HYDRO (DAILY CYCLE - RUN OF RIVER) | 1998-03-01 05:00 | Connecticut Light and Power Company, The | CLP | 09 | 015 | CT | 3714 | 0 | 0 | 0 | 0
806 | MECHANICSVILLE | 806 | MECHANICSVILLE | HDR | WAT |  |  |  | HYDRO (DAILY CYCLE - RUN OF RIVER) | 1995-09-01 04:00 | Sterling Municipal Electric Light Department | SMED | 09 | 015 | CT |  | 0.054 | 0.267 | 0.237 | 0.054
807 | CEC 004 DAYVILLE POND U5 | 807 | CEC 004 DAYVILLE POND U5 | HDR | WAT |  |  |  | HYDRO (DAILY CYCLE - RUN OF RIVER) | 1995-03-01 05:00 | Connecticut Light and Power Company, The | CLP | 09 | 015 | CT |  | 0 | 0.1 | 0.1 | 0
808 | SANDY HOOK HYDRO | 808 | SANDY HOOK HYDRO | HDR | WAT |  |  |  | HYDRO (DAILY CYCLE - RUN OF RIVER) | 1989-04-01 05:00 | Connecticut Light and Power Company, The | CLP | 09 | 015 | CT |  | 0.077 | 0.105 | 0.105 | 0.077
809 | PINCHBECK | 809 | PINCHBECK | ST | WDS |  | TK |  | BIO/REFUSE | 1987-07-01 04:00 | Connecticut Light and Power Company, The | CLP | 09 | 013 | CT |  | 0 | 0 | 0 | 0
810 | QUINEBAUG | 810 | QUINEBAUG | HDR | WAT |  |  |  | HYDRO (DAILY CYCLE - RUN OF RIVER) | 1990-09-01 04:00 | Connecticut Light and Power Company, The | CLP | 09 | 015 | CT | 543 | 0.305 | 1.298 | 1.146 | 0.305
811 | BANTAM | 811 | BANTAM | HDR | WAT |  |  |  | HYDRO (DAILY CYCLE - RUN OF RIVER) | 1905-01-01 05:00 | FirstLight Power Resources Management, LLC | FPRM | 09 | 005 | CT | 6457 | 0.065 | 0.32 | 0.32 | 0.065
812 | BEEBE HOLBROOK | 812 | BEEBE HOLBROOK | HDR | WAT |  |  |  | HYDRO (DAILY CYCLE - RUN OF RIVER) | 1948-01-01 05:00 | Holyoke Gas & Electric Department | HGE | 25 | 013 | WMA | 1602 | 0.304 | 0.304 | 0.586 | 0.304
813 | TUNNEL | 813 | TUNNEL | HDR | WAT |  |  |  | HYDRO (DAILY CYCLE - RUN OF RIVER) | 1919-01-01 05:00 | FirstLight Power Resources Management, LLC | FPRM | 09 | 011 | CT | 557 | 1.256 | 2.1 | 2.1 | 1.256
814 | PATCH | 814 | PATCH | HDR | WAT |  |  |  | HYDRO (DAILY CYCLE - RUN OF RIVER) | 2000-04-01 05:00 | Central Vermont Public Service | CVPS | 50 | 021 | VT | 3719 | 0.3 | 0.3 | 0.3 | 0.3
815 | CARVER FALLS | 815 | CARVER FALLS | HDR | WAT |  |  |  | HYDRO (DAILY CYCLE - RUN OF RIVER) | 1998-09-25 04:00 | Central Vermont Public Service | CVPS | 50 | 021 | VT | 6456 | 0.622 | 1.9 | 1.9 | 0.622
816 | CAVENDISH | 816 | CAVENDISH | HDR | WAT |  |  |  | HYDRO (DAILY CYCLE - RUN OF RIVER) | 1998-09-25 04:00 | Central Vermont Public Service | CVPS | 50 | 027 | VT | 3710 | 0.444 | 0.756 | 1.1 | 0.444
817 | TAFTSVILLE VT | 817 | TAFTSVILLE VT | HDR | WAT |  |  |  | HYDRO (DAILY CYCLE - RUN OF RIVER) | 2000-04-01 05:00 | Central Vermont Public Service | CVPS | 50 | 027 | VT | 3727 | 0.121 | 0.323 | 0.4 | 0.121
818 | PIERCE MILLS | 818 | PIERCE MILLS | HDR | WAT |  |  |  | HYDRO (DAILY CYCLE - RUN OF RIVER) | 2000-04-01 05:00 | Central Vermont Public Service | CVPS | 50 | 005 | NH | 3721 | 0.173 | 0.2 | 0.2 | 0.173
819 | ARNOLD FALLS | 819 | ARNOLD FALLS | HDR | WAT |  |  |  | HYDRO (DAILY CYCLE - RUN OF RIVER) | 1998-09-25 04:00 | Central Vermont Public Service | CVPS | 50 | 005 | VT | 3707 | 0.211 | 0.3 | 0.3 | 0.211
820 | PASSUMPSIC | 820 | PASSUMPSIC | HDR | WAT |  |  |  | HYDRO (DAILY CYCLE - RUN OF RIVER) | 2000-04-01 05:00 | Central Vermont Public Service | CVPS | 50 | 005 | NH | 3718 | 0.577 | 0.7 | 0.7 | 0.577
821 | GAGE | 821 | GAGE | HDR | WAT |  |  |  | HYDRO (DAILY CYCLE - RUN OF RIVER) | 2000-04-01 05:00 | Central Vermont Public Service | CVPS | 50 | 005 | VT | 3713 | 0.359 | 0.638 | 0.75 | 0.359
822 | SMITH (CVPS) | 822 | SMITH (CVPS) | HDR | WAT |  |  |  | HYDRO (DAILY CYCLE - RUN OF RIVER) | 2000-04-01 05:00 | Central Vermont Public Service | CVPS | 50 | 017 | VT | 3709 | 0.478 | 0.55 | 0.847 | 0.478
823 | EAST BARNET | 823 | EAST BARNET | HDR | WAT |  |  |  | HYDRO (DAILY CYCLE - RUN OF RIVER) | 2000-04-01 05:00 | Central Vermont Public Service | CVPS | 50 | 005 | VT | 788 | 0.906 | 1.389 | 1.585 | 0.906
824 | BATH ELECTRIC HYDRO | 824 | BATH ELECTRIC HYDRO | HDR | WAT |  |  |  | HYDRO (DAILY CYCLE - RUN OF RIVER) | 1985-06-01 04:00 | Public Service Company of New Hampshire | PSNH | 33 | 009 | NH |  | 0.4 | 0.4 | 0.4 | 0.4
825 | WEST CHARLESTON | 825 | WEST CHARLESTON | HDR | WAT |  |  |  | HYDRO (DAILY CYCLE - RUN OF RIVER) | 1944-01-01 04:00 | Great Bay Power Marketing, Inc | GBPM | 50 | 019 | NH | 3729 | 0 | 0 | 0 | 0
826 | TROY | 826 | TROY | HDR | WAT |  |  |  | HYDRO (DAILY CYCLE - RUN OF RIVER) | 1925-01-01 05:00 | Great Bay Power Marketing, Inc | GBPM | 50 | 019 | NH | 3733 | 0 | 0 | 0 | 0
827 | SEARSBURG WIND | 827 | SEARSBURG WIND | WT | WND |  |  |  | WIND TURBINE | 1997-07-01 04:00 | Green Mountain Power Corporation | GMP | 50 | 003 | WMA | 7381 | 0.7 | 1.69 | 1.5 | 0.7
828 | BARTON HYDRO | 828 | BARTON HYDRO | HDR | WAT |  |  |  | HYDRO (DAILY CYCLE - RUN OF RIVER) | 1931-07-01 04:00 | Vermont Public Power Supply Authority | VPPSA | 50 | 019 | NH | 3753 | 1.3 | 1.3 | 1.3 | 1.3
829 | ENOSBURG 2 DIESEL | 829 | ENOSBURG 2 DIESEL | IC | FO2 |  | TK |  | OIL INTERNAL COMBUSTION | 1935-01-01 05:00 | Vermont Public Power Supply Authority | VPPSA | 50 | 011 | VT | 4247 | 0.781 | 0.78 | 0.78 | 0.781
830 | ENOSBURG HYDRO | 830 | ENOSBURG HYDRO | HDR | WAT |  |  |  | HYDRO (DAILY CYCLE - RUN OF RIVER) | 1980-01-01 05:00 | Vermont Public Power Supply Authority | VPPSA | 50 | 011 | VT | 3757 | 0.95 | 0.95 | 0.95 | 0.95
831 | VAIL & GREAT FALLS | 831 | VAIL & GREAT FALLS | HDR | WAT |  |  |  | HYDRO (DAILY CYCLE - RUN OF RIVER) | 1980-01-01 05:00 | Vermont Public Power Supply Authority | VPPSA | 50 | 005 | NH | 3726 | 2.1 | 2.1 | 2.1 | 2.1
832 | CENTER RUTLAND | 832 | CENTER RUTLAND | HDR | WAT |  |  |  | HYDRO (DAILY CYCLE - RUN OF RIVER) | 1901-08-01 04:00 | Vermont Marble Company | VMC | 50 | 021 | VT | 6453 | 0.33 | 0.33 | 0.33 | 0.33
833 | BARNET | 833 | BARNET | HDR | WAT |  |  |  | HYDRO (DAILY CYCLE - RUN OF RIVER) | 2001-03-01 05:00 | Central Vermont Public Service | CVPS | 50 | 005 | NH |  | 0.34 | 0.347 | 0.484 | 0.34
834 | COMPTU FALLS | 834 | COMPTU FALLS | HDR | WAT |  |  |  | HYDRO (DAILY CYCLE - RUN OF RIVER) | 1982-01-01 05:00 | Central Vermont Public Service | CVPS | 50 | 027 | VT |  | 0.323 | 0.46 | 0.46 | 0.323
835 | DEWEY MILLS | 835 | DEWEY MILLS | HDR | WAT |  |  |  | HYDRO (DAILY CYCLE - RUN OF RIVER) | 2001-03-01 05:00 | Central Vermont Public Service | CVPS | 50 | 027 | VT | 10137 | 1.43 | 2.79 | 2.79 | 1.43
836 | EMERSON FALLS | 836 | EMERSON FALLS | HDR | WAT |  |  |  | HYDRO (DAILY CYCLE - RUN OF RIVER) | 1985-10-01 04:00 | Central Vermont Public Service | CVPS | 50 | 005 | NH |  | 0.042 | 0.123 | 0.152 | 0.042
837 | KILLINGTON | 837 | KILLINGTON | HDR | WAT |  |  |  | HYDRO (DAILY CYCLE - RUN OF RIVER) | 1995-11-01 05:00 | Central Vermont Public Service | CVPS | 50 | 021 | VT |  | 0.029 | 0.048 | 0.075 | 0.029
838 | KINGSBURY | 838 | KINGSBURY | HDR | WAT |  |  |  | HYDRO (DAILY CYCLE - RUN OF RIVER) | 1984-03-01 05:00 | Green Mountain Power Corporation | GMP | 50 | 023 | VT |  | 0 | 0.147 | 0.192 | 0
839 | LADD'S MILL | 839 | LADD'S MILL | HDR | WAT |  |  |  | HYDRO (DAILY CYCLE - RUN OF RIVER) | 1986-10-01 04:00 | Central Vermont Public Service | CVPS | 50 | 023 | VT |  | 0.065 | 0.089 | 0.114 | 0.065
840 | MARTINSVILLE | 840 | MARTINSVILLE | HDR | WAT |  |  |  | HYDRO (DAILY CYCLE - RUN OF RIVER) | 1986-12-01 05:00 | Central Vermont Public Service | CVPS | 50 | 027 | VT |  | 0.103 | 0.2 | 0.25 | 0.103
841 | MORETOWN 8 | 841 | MORETOWN 8 | HDR | WAT |  |  |  | HYDRO (DAILY CYCLE - RUN OF RIVER) | 1989-02-01 05:00 | Central Vermont Public Service | CVPS | 50 | 023 | VT | 52033 | 0.388 | 0.617 | 0.772 | 0.388
842 | NANTANA MILL | 842 | NANTANA MILL | HDR | WAT |  |  |  | HYDRO (DAILY CYCLE - RUN OF RIVER) | 1986-05-01 04:00 | Central Vermont Public Service | CVPS | 50 | 023 | VT |  | 0.106 | 0.201 | 0.22 | 0.106
843 | NEWBURY | 843 | NEWBURY | HDR | WAT |  |  |  | HYDRO (DAILY CYCLE - RUN OF RIVER) | 1988-01-01 05:00 | Central Vermont Public Service | CVPS | 50 | 017 | VT |  | 0.167 | 0.235 | 0.27 | 0.167
844 | OTTAUQUECHEE | 844 | OTTAUQUECHEE | HDR | WAT |  |  |  | HYDRO (DAILY CYCLE - RUN OF RIVER) | 1987-09-01 04:00 | Central Vermont Public Service | CVPS | 50 | 027 | VT | 50126 | 1.547 | 1.85 | 1.85 | 1.547
845 | SLACK DAM | 845 | SLACK DAM | HDR | WAT |  |  |  | HYDRO (DAILY CYCLE - RUN OF RIVER) | 1988-01-01 05:00 | Central Vermont Public Service | CVPS | 50 | 027 | VT |  | 0.23 | 0.37 | 0.41 | 0.23
846 | WINOOSKI 8 | 846 | WINOOSKI 8 | HDR | WAT |  |  |  | HYDRO (DAILY CYCLE - RUN OF RIVER) | 1985-12-01 05:00 | Central Vermont Public Service | CVPS | 50 | 023 | VT |  | 0.374 | 0.584 | 0.731 | 0.374
847 | WOODSIDE | 847 | WOODSIDE | HDR | WAT |  |  |  | HYDRO (DAILY CYCLE - RUN OF RIVER) | 1987-03-01 05:00 | Central Vermont Public Service | CVPS | 50 | 015 | VT |  | 0.08 | 0.113 | 0.12 | 0.08
848 | WRIGHTSVILLE | 848 | WRIGHTSVILLE | HW | WAT |  |  |  | HYDRO (WEEKLY CYCLE) | 1985-01-01 05:00 | Vermont Public Power Supply Authority | VPPSA | 50 | 023 | VT | 7051 | 0.75 | 0.894 | 0.894 | 0.75
849 | CRESCENT DAM | 849 | CRESCENT DAM | HDR | WAT |  |  |  | HYDRO (DAILY CYCLE - RUN OF RIVER) | 1993-01-01 05:00 | CHI Power Marketing, Inc. (CHIPM) | CHIPM | 25 | 013 | WMA |  | 1.306 | 1.575 | 1.575 | 1.306
850 | GLENDALE HYDRO | 850 | GLENDALE HYDRO | HDR | WAT |  |  |  | HYDRO (DAILY CYCLE - RUN OF RIVER) | 1989-12-01 05:00 | CHI Power Marketing, Inc. (CHIPM) | CHIPM | 25 | 003 | WMA |  | 0.838 | 1.138 | 1.138 | 0.838
851 | GARDNER FALLS | 851 | GARDNER FALLS | HDR | WAT |  |  |  | HYDRO (DAILY CYCLE - RUN OF RIVER) | 1924-01-01 05:00 | Consolidated Edison Energy, Inc | CEEI | 25 | 011 | WMA | 1634 | 1.804 | 3.58 | 3.58 | 1.804
852 | SOUTH BARRE HYDRO | 852 | SOUTH BARRE HYDRO | HDR | WAT |  |  |  | HYDRO (DAILY CYCLE - RUN OF RIVER) | 1989-10-01 04:00 | Massachusetts Municipal Wholesale Electric Company | MMWEC | 25 | 027 | CMA/NEMA |  | 0.087 | 0.14 | 0.14 | 0.087
853 | WEBSTER HYDRO | 853 | WEBSTER HYDRO | HDR | WAT |  |  |  | HYDRO (DAILY CYCLE - RUN OF RIVER) | 1983-02-01 05:00 | Massachusetts Municipal Wholesale Electric Company | MMWEC | 25 | 027 | CMA/NEMA | 10404 | 0 | 0.285 | 0.273 | 0
854 | ORANGE HYDRO 1 | 854 | ORANGE HYDRO 1 | HDR | WAT |  |  |  | HYDRO (DAILY CYCLE - RUN OF RIVER) | 1987-08-01 04:00 | Templeton Municipal Lighting Plant | TTMLP | 25 | 011 | WMA |  | 0.145 | 0.15 | 0.15 | 0.145
855 | ORANGE HYDRO 2 | 855 | ORANGE HYDRO 2 | HDR | WAT |  |  |  | HYDRO (DAILY CYCLE - RUN OF RIVER) | 1993-11-01 05:00 | Templeton Municipal Lighting Plant | TTMLP | 25 | 011 | WMA |  | 0.112 | 0.12 | 0.12 | 0.112
856 | HUNT'S POND | 856 | HUNT'S POND | HDR | WAT |  |  |  | HYDRO (DAILY CYCLE - RUN OF RIVER) | 1996-08-01 04:00 | Templeton Municipal Lighting Plant | TTMLP | 25 | 027 | CMA/NEMA |  | 0.021 | 0.056 | 0.075 | 0.021
857 | OAKDALE HYDRO | 857 | OAKDALE HYDRO | HDR | WAT |  |  |  | HYDRO (DAILY CYCLE - RUN OF RIVER) | 1994-07-01 04:00 | West Boylston Municipal Light | WBMLP | 25 | 027 | CMA/NEMA | 10824 | 3.2 | 3.2 | 3.2 | 3.2
858 | STERLING DIESELS | 858 | STERLING DIESELS | IC | FO2 |  | TK |  | OIL INTERNAL COMBUSTION | 1987-08-01 04:00 | Sterling Municipal Electric Light Department | SMED | 25 | 027 | CMA/NEMA | 10570 | 0.33 | 0.33 | 0.33 | 0.33
859 | BOATLOCK | 859 | BOATLOCK | HDR | WAT |  |  |  | HYDRO (DAILY CYCLE - RUN OF RIVER) | 1924-01-01 05:00 | Holyoke Gas & Electric Department | HGE | 25 | 013 | WMA | 1603 | 3.094 | 3.094 | 3.094 | 3.094
860 | BRIAR HYDRO | 860 | BRIAR HYDRO | HDR | WAT |  |  |  | HYDRO (DAILY CYCLE - RUN OF RIVER) | 1988-01-01 05:00 | Public Service Company of New Hampshire | PSNH | 33 | 013 | NH | 50351 | 0.803 | 3.095 | 5 | 0.803
861 | CANAAN | 861 | CANAAN | HDR | WAT |  |  |  | HYDRO (DAILY CYCLE - RUN OF RIVER) | 1927-01-01 05:00 | Public Service Company of New Hampshire | PSNH | 50 | 009 | NH | 3750 | 1.1 | 1.1 | 1.1 | 1.1
862 | CHEMICAL | 862 | CHEMICAL | HDR | WAT |  |  |  | HYDRO (DAILY CYCLE - RUN OF RIVER) | 1935-01-01 05:00 | Holyoke Gas & Electric Department | HGE | 25 | 013 | WMA | 1604 | 1.6 | 1.6 | 1.6 | 1.6
863 | CLEMENT DAM | 863 | CLEMENT DAM | HDR | WAT |  |  |  | HYDRO (DAILY CYCLE - RUN OF RIVER) | 1985-05-01 04:00 | Public Service Company of New Hampshire | PSNH | 33 | 001 | NH | 10276 | 0.736 | 2.342 | 2.216 | 0.736
864 | DWIGHT | 864 | DWIGHT | HDR | WAT |  |  |  | HYDRO (DAILY CYCLE - RUN OF RIVER) | 1920-01-01 05:00 | Consolidated Edison Energy, Inc | CEEI | 25 | 013 | WMA | 6378 | 0.229 | 1.746 | 1.746 | 0.229
865 | ERROL | 865 | ERROL | HDR | WAT |  |  |  | HYDRO (DAILY CYCLE - RUN OF RIVER) | 1986-12-01 05:00 | Public Service Company of New Hampshire | PSNH | 33 | 007 | NH | 10570 | 2.625 | 3 | 3 | 2.625
866 | GREGGS | 866 | GREGGS | HDR | WAT |  |  |  | HYDRO (DAILY CYCLE - RUN OF RIVER) | 1986-01-01 05:00 | Public Service Company of New Hampshire | PSNH | 33 | 011 | NH | 50384 | 0.259 | 1.497 | 2.263 | 0.259
867 | INDIAN ORCHARD | 867 | INDIAN ORCHARD | HDR | WAT |  |  |  | HYDRO (DAILY CYCLE - RUN OF RIVER) | 1928-01-01 05:00 | Consolidated Edison Energy, Inc | CEEI | 25 | 013 | WMA | 6379 | 0.191 | 3.142 | 3.02 | 0.191
868 | MILTON MILLS HYDRO | 868 | MILTON MILLS HYDRO | HDR | WAT |  |  |  | HYDRO (DAILY CYCLE - RUN OF RIVER) | 1929-01-01 05:00 | Public Service Company of New Hampshire | PSNH | 33 | 017 | NH | 10519 | 0.647 | 1.425 | 1.51 | 0.647
869 | MINE FALLS | 869 | MINE FALLS | HDR | WAT |  |  |  | HYDRO (DAILY CYCLE - RUN OF RIVER) | 1985-12-01 05:00 | Public Service Company of New Hampshire | PSNH | 33 | 011 | NH | 10183 | 0 | 1.787 | 2.064 | 0
870 | PEMBROKE | 870 | PEMBROKE | HDR | WAT |  |  |  | HYDRO (DAILY CYCLE - RUN OF RIVER) | 1986-01-01 05:00 | Public Service Company of New Hampshire | PSNH | 33 | 013 | NH | 50312 | 0 | 0.983 | 1.492 | 0
871 | PENNACOOK FALLS LOWER | 871 | PENNACOOK FALLS LOWER | HDR | WAT |  |  |  | HYDRO (DAILY CYCLE - RUN OF RIVER) | 1984-11-01 05:00 | Public Service Company of New Hampshire | PSNH | 33 | 013 | NH | 50351 | 0.878 | 2.994 | 4.615 | 0.878
872 | PENNACOOK FALLS UPPER | 872 | PENNACOOK FALLS UPPER | HDR | WAT |  |  |  | HYDRO (DAILY CYCLE - RUN OF RIVER) | 1986-12-01 05:00 | Public Service Company of New Hampshire | PSNH | 33 | 013 | NH | 50414 | 0.686 | 2.34 | 3.6 | 0.686
873 | PUTTS BRIDGE | 873 | PUTTS BRIDGE | HDR | WAT |  |  |  | HYDRO (DAILY CYCLE - RUN OF RIVER) | 1918-01-01 05:00 | Consolidated Edison Energy, Inc | CEEI | 25 | 013 | WMA | 1637 | 1.008 | 3.94 | 3.798 | 1.008
874 | RED BRIDGE | 874 | RED BRIDGE | HDR | WAT |  |  |  | HYDRO (DAILY CYCLE - RUN OF RIVER) | 1926-01-01 05:00 | Consolidated Edison Energy, Inc | CEEI | 25 | 013 | WMA | 1638 | 0.333 | 4.532 | 4.359 | 0.333
875 | RIVER BEND | 875 | RIVER BEND | HDR | WAT |  |  |  | HYDRO (DAILY CYCLE - RUN OF RIVER) | 1986-02-01 05:00 | Public Service Company of New Hampshire | PSNH | 33 | 013 | NH |  | 0.564 | 1.79 | 1.79 | 0.564
876 | ROBERTSVILLE | 876 | ROBERTSVILLE | HDR | WAT |  |  |  | HYDRO (DAILY CYCLE - RUN OF RIVER) | 1924-01-01 05:00 | FirstLight Power Resources Management, LLC | FPRM | 09 | 005 | CT | 549 | 0.354 | 0.624 | 0.624 | 0.354
877 | SCOTLAND | 877 | SCOTLAND | HDR | WAT |  |  |  | HYDRO (DAILY CYCLE - RUN OF RIVER) | 1937-01-01 05:00 | FirstLight Power Resources Management, LLC | FPRM | 09 | 015 | CT | 551 | 1.674 | 2.2 | 2.2 | 1.674
878 | SKINNER | 878 | SKINNER | HDR | WAT |  |  |  | HYDRO (DAILY CYCLE - RUN OF RIVER) | 1924-01-01 05:00 | Holyoke Gas & Electric Department | HGE | 25 | 013 | WMA | 1608 | 0.28 | 0.28 | 0.28 | 0.28
879 | TAFTVILLE CT | 879 | TAFTVILLE CT | HDR | WAT |  |  |  | HYDRO (DAILY CYCLE - RUN OF RIVER) | 1906-01-01 05:00 | FirstLight Power Resources Management, LLC | FPRM | 09 | 011 | CT | 554 | 2.025 | 2.025 | 2.025 | 2.025
880 | MCCALLUM ENTERPRISES | 880 | MCCALLUM ENTERPRISES | HDR | WAT |  |  |  | HYDRO (DAILY CYCLE - RUN OF RIVER) | 1988-05-01 04:00 | United Illuminating Company, The | UI | 09 | 009 | SWCT | 10063 | 0 | 0 | 0 | 0
881 | SHELTON LANDFILL | 881 | SHELTON LANDFILL | ST | LFG |  | PL |  | BIO/REFUSE | 1995-06-01 04:00 | United Illuminating Company, The | UI | 09 | 009 | SWCT | 54336 | 0 | 0 | 0 | 0
882 | FRANKLIN FALLS | 882 | FRANKLIN FALLS | HDR | WAT |  |  |  | HYDRO (DAILY CYCLE - RUN OF RIVER) | 1978-02-01 05:00 | Public Service Company of New Hampshire | PSNH | 33 | 013 | NH | 10109 | 0.375 | 0.8 | 0.8 | 0.375
883 | SALMON FALLS HYDRO | 883 | SALMON FALLS HYDRO | HDR | WAT |  |  |  | HYDRO (DAILY CYCLE - RUN OF RIVER) | 1983-11-01 05:00 | Public Service Company of New Hampshire | PSNH | 33 | 017 | NH | 50702 | 0.327 | 0.687 | 0.833 | 0.327
884 | SWANS FALLS | 884 | SWANS FALLS | HDR | WAT |  |  |  | HYDRO (DAILY CYCLE - RUN OF RIVER) | 1998-10-01 04:00 | Public Service Company of New Hampshire | PSNH | 23 | 017 | ME | 1518 | 0.41 | 0.41 | 0.41 | 0.41
885 | STEVENS MILL | 885 | STEVENS MILL | HDR | WAT |  |  |  | HYDRO (DAILY CYCLE - RUN OF RIVER) | 1980-03-01 05:00 | Public Service Company of New Hampshire | PSNH | 33 | 013 | NH | 55861 | 0.225 | 0.225 | 0.225 | 0.225
886 | COCHECO FALLS | 886 | COCHECO FALLS | HDR | WAT |  |  |  | HYDRO (DAILY CYCLE - RUN OF RIVER) | 1983-12-01 05:00 | Public Service Company of New Hampshire | PSNH | 33 | 017 | NH |  | 0.17 | 0.357 | 0.433 | 0.17
887 | CHINA MILLS DAM | 887 | CHINA MILLS DAM | HDR | WAT |  |  |  | HYDRO (DAILY CYCLE - RUN OF RIVER) | 1981-10-01 04:00 | Public Service Company of New Hampshire | PSNH | 33 | 013 | NH |  | 0.112 | 0.482 | 0.722 | 0.112
888 | NEWFOUND HYDRO | 888 | NEWFOUND HYDRO | HDR | WAT |  |  |  | HYDRO (DAILY CYCLE - RUN OF RIVER) | 1983-12-01 05:00 | Public Service Company of New Hampshire | PSNH | 33 | 009 | NH |  | 0.673 | 1.303 | 1.313 | 0.673
889 | SUNAPEE HYDRO | 889 | SUNAPEE HYDRO | HDR | WAT |  |  |  | HYDRO (DAILY CYCLE - RUN OF RIVER) | 1985-02-01 05:00 | Public Service Company of New Hampshire | PSNH | 33 | 019 | NH |  | 0.109 | 0.331 | 0.402 | 0.109
890 | NASHUA HYDRO | 890 | NASHUA HYDRO | HDR | WAT |  |  |  | HYDRO (DAILY CYCLE - RUN OF RIVER) | 1984-12-01 05:00 | Public Service Company of New Hampshire | PSNH | 33 | 011 | NH |  | 0.289 | 0.84 | 0.84 | 0.289
891 | HILLSBORO MILLS | 891 | HILLSBORO MILLS | HDR | WAT |  |  |  | HYDRO (DAILY CYCLE - RUN OF RIVER) | 1988-03-01 05:00 | Public Service Company of New Hampshire | PSNH | 33 | 011 | NH | 10036 | 0.197 | 0.47 | 0.568 | 0.197
892 | LAKEPORT DAM | 892 | LAKEPORT DAM | HDR | WAT |  |  |  | HYDRO (DAILY CYCLE - RUN OF RIVER) | 1983-12-01 05:00 | Public Service Company of New Hampshire | PSNH | 33 | 001 | NH |  | 0.242 | 0.711 | 0.64 | 0.242
893 | WEST HOPKINTON HYDRO | 893 | WEST HOPKINTON HYDRO | HDR | WAT |  |  |  | HYDRO (DAILY CYCLE - RUN OF RIVER) | 1982-11-01 05:00 | Public Service Company of New Hampshire | PSNH | 33 | 013 | NH | 54384 | 0.549 | 1.078 | 1.25 | 0.549
894 | LISBON HYDRO | 894 | LISBON HYDRO | HDR | WAT |  |  |  | HYDRO (DAILY CYCLE - RUN OF RIVER) | 1986-12-01 05:00 | Public Service Company of New Hampshire | PSNH | 33 | 009 | NH |  | 0.205 | 0.273 | 0.383 | 0.205
895 | LOWER ROBERTSON DAM | 895 | LOWER ROBERTSON DAM | HDR | WAT |  |  |  | HYDRO (DAILY CYCLE - RUN OF RIVER) | 1987-05-01 04:00 | Harvard Dedicated Energy Limited | HDEL | 33 | 005 | VT |  | 0.284 | 0.795 | 0.9 | 0.284
897 | OLD NASH DAM | 897 | OLD NASH DAM | HDR | WAT |  |  |  | HYDRO (DAILY CYCLE - RUN OF RIVER) | 1984-12-01 05:00 | Public Service Company of New Hampshire | PSNH | 33 | 005 | VT |  | 0.036 | 0.139 | 0.175 | 0.036
898 | SUGAR RIVER HYDRO | 898 | SUGAR RIVER HYDRO | HDR | WAT |  |  |  | HYDRO (DAILY CYCLE - RUN OF RIVER) | 1986-09-01 04:00 | Public Service Company of New Hampshire | PSNH | 33 | 019 | NH |  | 0.054 | 0.15 | 0.15 | 0.054
899 | GREAT FALLS UPPER | 899 | GREAT FALLS UPPER | HDR | WAT |  |  |  | HYDRO (DAILY CYCLE - RUN OF RIVER) | 1984-12-01 05:00 | Public Service Company of New Hampshire | PSNH | 33 | 017 | NH |  | 0.937 | 1.968 | 2.075 | 0.937
900 | GREAT FALLS LOWER | 900 | GREAT FALLS LOWER | HDR | WAT |  |  |  | HYDRO (DAILY CYCLE - RUN OF RIVER) | 1984-06-01 04:00 | Public Service Company of New Hampshire | PSNH | 33 | 017 | NH | 50704 | 0.453 | 0.951 | 1.1 | 0.453
901 | WATERLOOM FALLS | 901 | WATERLOOM FALLS | HDR | WAT |  |  |  | HYDRO (DAILY CYCLE - RUN OF RIVER) | 1981-10-01 04:00 | Public Service Company of New Hampshire | PSNH | 33 | 011 | NH |  | 0.039 | 0.066 | 0.083 | 0.039
902 | HOSIERY MILL DAM | 902 | HOSIERY MILL DAM | HDR | WAT |  |  |  | HYDRO (DAILY CYCLE - RUN OF RIVER) | 1984-07-01 04:00 | Public Service Company of New Hampshire | PSNH | 33 | 011 | NH |  | 0.371 | 0.728 | 1.062 | 0.371
903 | WYANDOTTE HYDRO | 903 | WYANDOTTE HYDRO | HDR | WAT |  |  |  | HYDRO (DAILY CYCLE - RUN OF RIVER) | 1983-05-01 04:00 | Public Service Company of New Hampshire | PSNH | 33 | 017 | NH |  | 0.084 | 0.15 | 0.15 | 0.084
904 | LOCHMERE DAM | 904 | LOCHMERE DAM | HDR | WAT |  |  |  | HYDRO (DAILY CYCLE - RUN OF RIVER) | 1984-12-01 05:00 | Public Service Company of New Hampshire | PSNH | 33 | 001 | NH | 54572 | 0.342 | 1.025 | 1.025 | 0.342
905 | ASHUELOT HYDRO | 905 | ASHUELOT HYDRO | HDR | WAT |  |  |  | HYDRO (DAILY CYCLE - RUN OF RIVER) | 1987-05-01 04:00 | Harvard Dedicated Energy Limited | HDEL | 33 | 005 | VT |  | 0.283 | 0.795 | 0.93 | 0.283
906 | ROLLINSFORD HYDRO | 906 | ROLLINSFORD HYDRO | HDR | WAT |  |  |  | HYDRO (DAILY CYCLE - RUN OF RIVER) | 1980-11-01 05:00 | Public Service Company of New Hampshire | PSNH | 33 | 017 | NH | 54418 | 1.5 | 1.5 | 1.5 | 1.5
907 | BELL MILL/ELM ST. HYDRO | 907 | BELL MILL/ELM ST. HYDRO | HDR | WAT |  |  |  | HYDRO (DAILY CYCLE - RUN OF RIVER) | 1983-07-01 04:00 | Public Service Company of New Hampshire | PSNH | 33 | 011 | NH |  | 0.057 | 0.078 | 0.078 | 0.057
908 | OTIS MILL HYDRO | 908 | OTIS MILL HYDRO | HDR | WAT |  |  |  | HYDRO (DAILY CYCLE - RUN OF RIVER) | 1982-01-01 05:00 | Public Service Company of New Hampshire | PSNH | 33 | 011 | NH | 50080 | 0.058 | 0.098 | 0.123 | 0.058
909 | STEELS POND HYDRO | 909 | STEELS POND HYDRO | HDR | WAT |  |  |  | HYDRO (DAILY CYCLE - RUN OF RIVER) | 1984-12-01 05:00 | Public Service Company of New Hampshire | PSNH | 33 | 011 | NH |  | 0.187 | 0.663 | 0.975 | 0.187
910 | CAMPTON DAM | 910 | CAMPTON DAM | HDR | WAT |  |  |  | HYDRO (DAILY CYCLE - RUN OF RIVER) | 1985-12-01 05:00 | Public Service Company of New Hampshire | PSNH | 33 | 009 | NH |  | 0.082 | 0.066 | 0.138 | 0.082
911 | KELLEYS FALLS | 911 | KELLEYS FALLS | HDR | WAT |  |  |  | HYDRO (DAILY CYCLE - RUN OF RIVER) | 1989-06-01 04:00 | Public Service Company of New Hampshire | PSNH | 33 | 011 | NH |  | 0 | 0.4 | 0.4 | 0
912 | SUNNYBROOK HYDRO 1 | 912 | SUNNYBROOK HYDRO 1 | HDR | WAT |  |  |  | HYDRO (DAILY CYCLE - RUN OF RIVER) | 1981-05-01 04:00 | Public Service Company of New Hampshire | PSNH | 33 | 017 | NH |  | 0.015 | 0.015 | 0.015 | 0.015
913 | GOODRICH FALLS | 913 | GOODRICH FALLS | HDR | WAT |  |  |  | HYDRO (DAILY CYCLE - RUN OF RIVER) | 1981-06-01 04:00 | Public Service Company of New Hampshire | PSNH | 33 | 003 | NH |  | 0.079 | 0.068 | 0.101 | 0.079
914 | CHAMBERLAIN FALLS | 914 | CHAMBERLAIN FALLS | HDR | WAT |  |  |  | HYDRO (DAILY CYCLE - RUN OF RIVER) | 1983-05-01 04:00 | Public Service Company of New Hampshire | PSNH | 33 | 011 | NH |  | 0.042 | 0.084 | 0.101 | 0.042
915 | MONADNOCK PAPER MILLS | 915 | MONADNOCK PAPER MILLS | HDR | WAT |  |  |  | HYDRO (DAILY CYCLE - RUN OF RIVER) | 1975-06-01 04:00 | Public Service Company of New Hampshire | PSNH | 33 | 011 | NH |  | 0.305 | 0.935 | 1.475 | 0.305
917 | EXETER RIVER HYDRO | 917 | EXETER RIVER HYDRO | HDR | WAT |  |  |  | HYDRO (DAILY CYCLE - RUN OF RIVER) | 1982-12-01 05:00 | Public Service Company of New Hampshire | PSNH | 33 | 015 | NH |  | 0 | 0 | 0 | 0
919 | HOPKINTON HYDRO | 919 | HOPKINTON HYDRO | HDR | WAT |  |  |  | HYDRO (DAILY CYCLE - RUN OF RIVER) | 1984-12-01 05:00 | Sterling Municipal Electric Light Department | SMED | 33 | 013 | NH |  | 0.229 | 0.25 | 0.25 | 0.229
921 | HADLEY FALLS | 921 | HADLEY FALLS | HDR | WAT |  |  |  | HYDRO (DAILY CYCLE - RUN OF RIVER) | 1981-12-01 05:00 | Public Service Company of New Hampshire | PSNH | 33 | 011 | NH |  | 0.047 | 0.25 | 0.25 | 0.047
922 | NOONE FALLS | 922 | NOONE FALLS | HDR | WAT |  |  |  | HYDRO (DAILY CYCLE - RUN OF RIVER) | 1985-01-01 05:00 | Public Service Company of New Hampshire | PSNH | 33 | 011 | NH |  | 0.042 | 0.121 | 0.15 | 0.042
924 | FRESHWATER HYDRO | 924 | FRESHWATER HYDRO | HDR | WAT |  |  |  | HYDRO (DAILY CYCLE - RUN OF RIVER) | 1985-02-01 05:00 | Public Service Company of New Hampshire | PSNH | 33 | 009 | NH |  | 0.2 | 0.2 | 0.2 | 0.2
925 | OTTER LANE HYDRO | 925 | OTTER LANE HYDRO | HDR | WAT |  |  |  | HYDRO (DAILY CYCLE - RUN OF RIVER) | 1984-02-01 05:00 | Public Service Company of New Hampshire | PSNH | 33 | 013 | NH |  | 0.032 | 0.09 | 0.09 | 0.032
926 | PETERBOROUGH LOWER HYDRO | 926 | PETERBOROUGH LOWER HYDRO | HDR | WAT |  |  |  | HYDRO (DAILY CYCLE - RUN OF RIVER) | 1989-02-01 05:00 | Public Service Company of New Hampshire | PSNH | 33 | 011 | NH |  | 0.284 | 0.284 | 0.284 | 0.284
928 | SALMON BROOK STATION 3 | 928 | SALMON BROOK STATION 3 | HDR | WAT |  |  |  | HYDRO (DAILY CYCLE - RUN OF RIVER) | 1985-12-01 05:00 | Public Service Company of New Hampshire | PSNH | 33 | 013 | NH |  | 0.093 | 0.25 | 0.25 | 0.093
931 | AVERY DAM | 931 | AVERY DAM | HDR | WAT |  |  |  | HYDRO (DAILY CYCLE - RUN OF RIVER) | 1985-12-01 05:00 | Public Service Company of New Hampshire | PSNH | 33 | 001 | NH |  | 0.379 | 0.479 | 0.479 | 0.379
932 | WATSON DAM | 932 | WATSON DAM | HDR | WAT |  |  |  | HYDRO (DAILY CYCLE - RUN OF RIVER) | 1985-01-01 05:00 | Public Service Company of New Hampshire | PSNH | 33 | 017 | NH |  | 0.144 | 0.25 | 0.25 | 0.144
933 | WESTON DAM | 933 | WESTON DAM | HDR | WAT |  |  |  | HYDRO (DAILY CYCLE - RUN OF RIVER) | 1987-02-01 05:00 | Public Service Company of New Hampshire | PSNH | 33 | 007 | NH | 1509 | 0.268 | 0.347 | 0.452 | 0.268
935 | SUNNYBROOK HYDRO 2 | 935 | SUNNYBROOK HYDRO 2 | HDR | WAT |  |  |  | HYDRO (DAILY CYCLE - RUN OF RIVER) | 1982-12-01 05:00 | Public Service Company of New Hampshire | PSNH | 33 | 017 | NH |  | 0.05 | 0.044 | 0.05 | 0.05
941 | PETERBOROUGH UPPER HYDRO | 941 | PETERBOROUGH UPPER HYDRO | HDR | WAT |  |  |  | HYDRO (DAILY CYCLE - RUN OF RIVER) | 1990-12-01 05:00 | Public Service Company of New Hampshire | PSNH | 33 | 011 | NH |  | 0.4 | 0.4 | 0.4 | 0.4
942 | DUNBARTON ROAD LANDFILL | 942 | DUNBARTON ROAD LANDFILL | IC | LFG |  | PL |  | BIO/REFUSE | 1989-08-01 04:00 | Public Service Company of New Hampshire | PSNH | 33 | 011 | NH | 55779 | 0.515 | 0.515 | 0.515 | 0.421
943 | FOUR HILLS LANDFILL | 943 | FOUR HILLS LANDFILL | IC | LFG |  | PL |  | BIO/REFUSE | 1996-04-01 05:00 | Public Service Company of New Hampshire | PSNH | 33 | 011 | NH |  | 0.124 | 0.124 | 0.124 | 0.307
946 | MERRIMAC PAPER - QF | 946 | MERRIMAC PAPER - QF | HDR | WAT |  |  |  | HYDRO (DAILY CYCLE - RUN OF RIVER) | 1971-02-01 05:00 | Massachusetts Electric Company | MEC | 25 | 009 | BOSTON | 10179 | 0 | 0 | 0 | 0
947 | RIVERDALE MILLS - QF | 947 | RIVERDALE MILLS - QF | HDR | WAT |  |  |  | HYDRO (DAILY CYCLE - RUN OF RIVER) | 1985-07-01 04:00 | Massachusetts Electric Company | MEC | 25 | 027 | CMA/NEMA | 50601 | 0 | 0 | 0 | 0
948 | PEPPERELL HYDRO COMPANY LLC | 948 | PEPPERELL HYDRO COMPANY LLC | HDR | WAT |  |  |  | HYDRO (DAILY CYCLE - RUN OF RIVER) | 1920-01-01 05:00 | Swift River Trading Company LLC | SRTC | 25 | 017 | BOSTON | 10694 | 0.541 | 1.292 | 1.474 | 0.541
949 | VALLEY HYDRO - QF | 949 | VALLEY HYDRO - QF | HDR | WAT |  |  |  | HYDRO (DAILY CYCLE - RUN OF RIVER) | 1984-01-01 05:00 | Narragansett Electric Company | NEC | 44 | 003 | RI |  | 0 | 0 | 0 | 0
950 | LP ATHOL - QF | 950 | LP ATHOL - QF | HDR | WAT |  |  |  | HYDRO (DAILY CYCLE - RUN OF RIVER) | 1931-01-01 05:00 | Massachusetts Electric Company | MEC | 25 | 027 | CMA/NEMA |  | 0.03 | 0.03 | 0.03 | 0.03
951 | BALTIC MILLS - QF | 951 | BALTIC MILLS - QF | HDR | WAT |  |  |  | HYDRO (DAILY CYCLE - RUN OF RIVER) | 1981-02-01 05:00 | Sterling Municipal Electric Light Department | SMED | 33 | 009 | NH |  | 0.066 | 0.075 | 0.075 | 0.066
952 | PONTIAC ENERGY - QF | 952 | PONTIAC ENERGY - QF | IC | OBG |  | PL |  | BIO/REFUSE | 1998-10-01 04:00 | Narragansett Electric Company | NEC | 44 | 007 | RI |  | 0.167 | 0.167 | 0.167 | 0.13
953 | ATTLEBORO LANDFILL - QF | 953 | ATTLEBORO LANDFILL - QF | IC | OBG |  | PL |  | BIO/REFUSE | 1997-11-01 05:00 | Massachusetts Electric Company | MEC | 25 | 023 | SEMA |  | 0.353 | 0.353 | 0.353 | 0.323
954 | MM LOWELL LANDFILL - QF | 954 | MM LOWELL LANDFILL - QF | IC | LFG |  | PL |  | BIO/REFUSE | 1997-08-01 04:00 | Massachusetts Electric Company | MEC | 25 | 019 | BOSTON | 55095 | 0.224 | 0.224 | 0.224 | 0.195
956 | WARE COGEN - QF | 956 | WARE COGEN - QF | ST | MSW |  | TK |  | BIO/REFUSE | 1997-01-01 05:00 | Massachusetts Electric Company | MEC | 25 | 015 | WMA |  | 0 | 0 | 0 | 0
957 | HG&E HYDRO/CABOT 1-4 | 957 | HG&E HYDRO/CABOT 1-4 | HDR | WAT |  |  |  | HYDRO (DAILY CYCLE - RUN OF RIVER) | 1980-01-01 05:00 | Holyoke Gas & Electric Department | HGE | 25 | 013 | WMA | 9864 | 3.147 | 3.147 | 3.147 | 3.147
959 | BARTON 1-4 DIESELS | 959 | BARTON 1-4 DIESELS | IC | FO2 |  | TK |  | OIL INTERNAL COMBUSTION | 1956-07-01 04:00 | Vermont Public Power Supply Authority | VPPSA | 50 | 019 | NH | 3753 | 0.691 | 0.691 | 0.691 | 0.691
969 | POWDER MILL HYDRO | 969 | POWDER MILL HYDRO | HDR | WAT |  |  |  | HYDRO (DAILY CYCLE - RUN OF RIVER) | 1990-02-01 05:00 | Massachusetts Municipal Wholesale Electric Company | MMWEC | 25 | 027 | CMA/NEMA |  | 0.05 | 0.14 | 0.14 | 0.05
970 | DUDLEY HYDRO | 970 | DUDLEY HYDRO | HDR | WAT |  |  |  | HYDRO (DAILY CYCLE - RUN OF RIVER) | 1987-10-01 04:00 | Massachusetts Electric Company | MEC | 25 | 027 | CMA/NEMA |  | 0.102 | 0.324 | 0.324 | 0.102
973 | CONCORD STEAM | 973 | CONCORD STEAM | ST | WDS |  | TK |  | BIO/REFUSE | 1986-10-01 04:00 | Unitil Energy Systems, Inc. | UNITIL-ES | 33 | 013 | NH | 50873 | 0.374 | 0.374 | 0.374 | 0.377
978 | NEW MILFORD | 978 | NEW MILFORD | IC | OBG | FO2 | PL | TK | BIO/REFUSE | 1991-08-01 04:00 | Connecticut Light and Power Company, The | CLP | 09 | 005 | CT | 50564 | 2.223 | 2.223 | 2.223 | 2.02
1005 | BG DIGHTON POWER LLC | 1005 | BG DIGHTON POWER LLC | CC | NG |  | PL |  | GAS COMBINED CYCLE | 1999-05-01 04:00 | BG Dighton Power, LLC | BGDP | 25 | 005 | SEMA | 55026 | 150 | 177.388 | 177.388 | 150
1028 | BUNKER RD #12 GAS TURB | 1028 | BUNKER RD #12 GAS TURB | GT | FO2 |  | TK |  | OIL COMBUSTION (GAS) TURBINE | 2000-04-01 05:00 | New England Power Company | NEP | 25 | 019 | SEMA | 1615 | 2.81 | 3.012 | 3.012 | 2.351
1029 | BUNKER RD #13 GAS TURB | 1029 | BUNKER RD #13 GAS TURB | GT | FO2 |  | TK |  | OIL COMBUSTION (GAS) TURBINE | 2000-04-01 05:00 | New England Power Company | NEP | 25 | 019 | SEMA | 1615 | 2.872 | 3.281 | 3.281 | 2.84
1030 | OAK BLUFFS | 1030 | OAK BLUFFS | IC | FO2 |  | TK |  | OIL INTERNAL COMBUSTION | 1970-01-01 05:00 | Mirant Energy Trading, LLC | MET | 25 | 007 | SEMA | 1597 | 8.12 | 8.12 | 8.12 | 8.12
1031 | WEST TISBURY | 1031 | WEST TISBURY | IC | FO2 |  | TK |  | OIL INTERNAL COMBUSTION | 1975-01-01 05:00 | Mirant Energy Trading, LLC | MET | 25 | 007 | SEMA | 6049 | 5.602 | 5.627 | 5.627 | 5.602
1032 | BRIDGEPORT ENERGY 1 | 1032 | BRIDGEPORT ENERGY 1 | CC | NG |  | PL |  | GAS COMBINED CYCLE | 1998-08-01 04:00 | NextEra Energy Power Marketing, LLC | FPLP | 09 | 001 | SWCT | 55042 | 460.946 | 540.19 | 540.19 | 460.946
1034 | RIVERSIDE 4-7 | 1034 | RIVERSIDE 4-7 | HDR | WAT |  |  |  | HYDRO (DAILY CYCLE - RUN OF RIVER) | 1921-01-01 05:00 | Holyoke Gas & Electric Department | HGE | 25 | 013 | WMA | 1607 | 3.435 | 3.435 | 3.435 | 3.435
1035 | RIVERSIDE 8 | 1035 | RIVERSIDE 8 | HDR | WAT |  |  |  | HYDRO (DAILY CYCLE - RUN OF RIVER) | 1931-01-01 05:00 | Holyoke Gas & Electric Department | HGE | 25 | 013 | WMA | 1607 | 4.5 | 4.5 | 4.5 | 4.5
1044 | COMMERCIAL ST 2 | 1044 | COMMERCIAL ST 2 | IC | FO2 |  | TK |  | OIL INTERNAL COMBUSTION | 1980-01-01 05:00 | Marblehead Municipal Light Department | MMLD | 25 | 009 | BOSTON | 6585 | 1 | 1 | 1 | 1
1047 | FAIRFAX | 1047 | FAIRFAX | HDR | WAT |  |  |  | HYDRO (DAILY CYCLE - RUN OF RIVER) | 1998-09-25 04:00 | Central Vermont Public Service | CVPS | 50 | 011 | VT | 3712 | 3.25 | 3.25 | 3.25 | 3.25
1048 | WARE HYDRO | 1048 | WARE HYDRO | HDR | WAT |  |  |  | HYDRO (DAILY CYCLE - RUN OF RIVER) | 1984-03-01 05:00 | NSTAR Electric Company | NSTAR | 25 | 015 | WMA | 50419 | 0.133 | 0.514 | 0.479 | 0.133
1049 | COLLINS HYDRO | 1049 | COLLINS HYDRO | HDR | WAT |  |  |  | HYDRO (DAILY CYCLE - RUN OF RIVER) | 1984-12-01 05:00 | NSTAR Electric Company | NSTAR | 25 | 013 | WMA | 52166 | 1.25 | 1.25 | 1.25 | 1.25
1050 | CHICOPEE HYDRO | 1050 | CHICOPEE HYDRO | HDR | WAT |  |  |  | HYDRO (DAILY CYCLE - RUN OF RIVER) | 1985-05-01 04:00 | NSTAR Electric Company | NSTAR | 25 | 013 | WMA | 50832 | 2.17 | 2.17 | 2.17 | 2.17
1051 | HAL-BFI | 1051 | HAL-BFI | IC | LFG |  | PL |  | BIO/REFUSE | 1997-03-01 05:00 | Massachusetts Electric Company | MEC | 25 | 023 | SEMA | 55586 | 0.456 | 0.528 | 0.617 | 0.68
1052 | EB1-BFI | 1052 | EB1-BFI | IC | LFG |  | PL |  | BIO/REFUSE | 1997-03-01 05:00 | Taunton Municipal Lighting Plant | TMLP | 25 | 023 | SEMA | 55584 | 1.537 | 1.26 | 1.26 | 1.537
1054 | BLACKSTONE HYDRO ASSOC | 1054 | BLACKSTONE HYDRO ASSOC | HDR | WAT |  |  |  | HYDRO (DAILY CYCLE - RUN OF RIVER) | 1989-01-01 05:00 | Narragansett Electric Company | NEC | 44 | 007 | RI | 3245 | 0 | 0 | 0 | 0
1057 | BLACKSTONE HYDRO LOAD REDUCER | 1057 | BLACKSTONE HYDRO LOAD REDUCER | HDR | WAT |  |  |  | HYDRO (DAILY CYCLE - RUN OF RIVER) | 1989-01-01 05:00 | Blackstone Hydro, Inc. | BHI | 44 | 007 | RI | 50177 | 0.196 | 1.8 | 1.8 | 0.196
1059 | BARRE LANDFILL | 1059 | BARRE LANDFILL | IC | LFG |  | PL |  | BIO/REFUSE | 1996-07-01 04:00 | Dominion Energy Marketing, Inc. | DEM | 25 | 027 | WMA | 55776 | 0.84 | 0.84 | 0.84 | 0.773
1061 | MASCOMA HYDRO | 1061 | MASCOMA HYDRO | HDR | WAT |  |  |  | HYDRO (DAILY CYCLE - RUN OF RIVER) | 1989-02-01 05:00 | TransCanada Power Marketing, Ltd. | TCPM | 33 | 009 | VT | 54471 | 0.259 | 0.754 | 0.834 | 0.259
1062 | MWRA COSGROVE | 1062 | MWRA COSGROVE | HW | WAT |  |  |  | HYDRO (WEEKLY CYCLE) | 1995-10-01 04:00 | Constellation Energy Commodities | CEC | 25 | 027 | CMA/NEMA | 10825 | 0.14 | 0.14 | 0.14 | 0.14
1076 | SHREWSBURY DIESEL #1 | 1076 | SHREWSBURY DIESEL #1 | IC | FO2 |  | TK |  | OIL INTERNAL COMBUSTION | 1969-11-01 05:00 | Shrewsbury Electric Light Plant | SELP | 25 | 027 | CMA/NEMA | 6125 | 2.75 | 2.75 | 2.75 | 2.75
1077 | SHREWSBURY DIESEL #2 | 1077 | SHREWSBURY DIESEL #2 | IC | FO2 |  | TK |  | OIL INTERNAL COMBUSTION | 1969-11-01 05:00 | Shrewsbury Electric Light Plant | SELP | 25 | 027 | CMA/NEMA | 6125 | 2.75 | 2.75 | 2.75 | 2.75
1078 | SHREWSBURY DIESEL #3 | 1078 | SHREWSBURY DIESEL #3 | IC | FO2 |  | TK |  | OIL INTERNAL COMBUSTION | 1975-12-01 05:00 | Shrewsbury Electric Light Plant | SELP | 25 | 027 | CMA/NEMA | 6125 | 2.75 | 2.75 | 2.75 | 2.75
1079 | SHREWSBURY DIESEL # 4 | 1079 | SHREWSBURY DIESEL # 4 | IC | FO2 |  | TK |  | OIL INTERNAL COMBUSTION | 1975-12-01 05:00 | Shrewsbury Electric Light Plant | SELP | 25 | 027 | CMA/NEMA | 6125 | 2.75 | 2.75 | 2.75 | 2.75
1080 | SHREWSBURY DIESEL #5 | 1080 | SHREWSBURY DIESEL #5 | IC | FO2 |  | TK |  | OIL INTERNAL COMBUSTION | 1978-05-01 04:00 | Shrewsbury Electric Light Plant | SELP | 25 | 027 | CMA/NEMA | 6125 | 2.75 | 2.75 | 2.75 | 2.75
1086 | BERKSHIRE POWER | 1086 | BERKSHIRE POWER | CC | NG |  | PL |  | GAS COMBINED CYCLE | 2000-06-19 04:00 | Shell Energy North America (US), L.P. | SENA | 25 | 013 | WMA | 55041 | 229.279 | 246.279 | 246.279 | 229.279
1107 | SOMERSET | 1107 | SOMERSET | ST | BLQ | WDS | TK | RR | BIO/REFUSE | 1976-01-01 05:00 | Constellation Energy Commodities | CEC | 23 | 011 | ME | 50406 | 1.607 | 1.607 | 1.607 | 1.894
1109 | MMWAC | 1109 | MMWAC | ST | MSW |  | TK |  | BIO/REFUSE | 1992-06-01 04:00 | NextEra Energy Power Marketing, LLC | FPLP | 23 | 001 | ME | 50035 | 2.34 | 2.34 | 2.34 | 2.508
1113 | BRASSUA HYDRO | 1113 | BRASSUA HYDRO | HDR | WAT |  |  |  | HYDRO (DAILY CYCLE - RUN OF RIVER) | 1989-08-01 04:00 | Brookfield Energy Marketing Inc. | BEM | 23 | 025 | ME | 10555 | 4.203 | 4.203 | 4.203 | 4.203
1114 | MADISON COMPOSITE | 1114 | MADISON COMPOSITE | HDR | WAT |  |  |  | HYDRO (DAILY CYCLE - RUN OF RIVER) | 1984-09-01 04:00 | Competitive Energy Services, LLC | CESLLC | 23 | 025 | ME | 7469 | 16.446 | 20.305 | 18.504 | 16.446
1117 | GREAT WORKS COMPOSITE | 1117 | GREAT WORKS COMPOSITE | HDR | WAT |  |  |  | HYDRO (DAILY CYCLE - RUN OF RIVER) | 1984-03-01 05:00 | Blackstone Hydro, Inc. | BHI | 23 | 031 | SME |  | 0 | 0.371 | 0.5 | 0
1119 | KENNEBAGO HYDRO | 1119 | KENNEBAGO HYDRO | HDR | WAT |  |  |  | HYDRO (DAILY CYCLE - RUN OF RIVER) | 1988-04-01 05:00 | NextEra Energy Power Marketing, LLC | FPLP | 23 | 029 | BHE | 54148 | 0.686 | 0.725 | 0.725 | 0.686
1122 | CASCADE-DIAMOND-QF | 1122 | CASCADE-DIAMOND-QF | HDR | WAT |  |  |  | HYDRO (DAILY CYCLE - RUN OF RIVER) | 1919-12-31 05:00 | Massachusetts Electric Company | MEC | 25 | 013 | WMA |  | 0 | 0 | 0 | 0
1165 | CADYS FALLS | 1165 | CADYS FALLS | HDR | WAT |  |  |  | HYDRO (DAILY CYCLE - RUN OF RIVER) | 1980-01-01 05:00 | Vermont Public Power Supply Authority | VPPSA | 50 | 017 | VT | 3765 | 0.8 | 0.8 | 0.8 | 0.8
1166 | MORRISVILLE PLANT #2 | 1166 | MORRISVILLE PLANT #2 | HDR | WAT |  |  |  | HYDRO (DAILY CYCLE - RUN OF RIVER) | 1980-01-01 05:00 | Vermont Public Power Supply Authority | VPPSA | 50 | 015 | VT | 3764 | 1.392 | 1.8 | 1.8 | 1.392
1167 | WOLCOTT HYDRO #1 | 1167 | WOLCOTT HYDRO #1 | HDR | WAT |  |  |  | HYDRO (DAILY CYCLE - RUN OF RIVER) | 1937-01-01 05:00 | Vermont Public Power Supply Authority | VPPSA | 50 | 015 | VT | 6477 | 0.467 | 0.663 | 0.8 | 0.467
1168 | H.K. SANDERS | 1168 | H.K. SANDERS | HW | WAT |  |  |  | HYDRO (WEEKLY CYCLE) | 1983-01-01 05:00 | Vermont Public Power Supply Authority | VPPSA | 50 | 015 | VT | 678 | 1.791 | 1.791 | 1.791 | 1.791
1185 | STONY BROOK GT1A | 1185 | STONY BROOK GT1A | CC | NG | FO2 | PL | PL | GAS/OIL COMBINED CYCLE | 1981-11-01 05:00 | Massachusetts Municipal Wholesale Electric Company | MMWEC | 25 | 013 | WMA | 6081 | 104 | 119 | 119 | 104
1186 | STONY BROOK GT1B | 1186 | STONY BROOK GT1B | CC | NG | FO2 | PL | PL | GAS/OIL COMBINED CYCLE | 1981-11-01 05:00 | Massachusetts Municipal Wholesale Electric Company | MMWEC | 25 | 013 | WMA | 6081 | 100 | 116 | 116 | 100
1187 | STONY BROOK GT1C | 1187 | STONY BROOK GT1C | CC | NG | FO2 | PL | PL | GAS/OIL COMBINED CYCLE | 1981-11-01 05:00 | Massachusetts Municipal Wholesale Electric Company | MMWEC | 25 | 013 | WMA | 6081 | 104 | 119 | 119 | 104
1188 | LOWELL COGENERATION PLANT | 1188 | LOWELL COGENERATION PLANT | CC | NG | FO2 | PL | TK | GAS/OIL COMBINED CYCLE | 1988-10-21 04:00 | Consolidated Edison Energy, Inc | CEEI | 25 | 019 | CMA/NEMA | 10802 | 27.881 | 30.856 | 30.856 | 27.881
1209 | CRRA HARTFORD LANDFILL | 1209 | CRRA HARTFORD LANDFILL | IC | LFG |  | PL |  | BIO/REFUSE | 1998-08-01 04:00 | Connecticut Light and Power Company, The | CLP | 09 | 003 | CT | 55163 | 1.893 | 1.893 | 1.893 | 1.889
1210 | MILLENNIUM | 1210 | MILLENNIUM | CC | NG |  | PL |  | GAS COMBINED CYCLE | 2001-04-06 04:00 | Merrill Lynch Commodities, Inc. | MLC | 25 | 027 | WMA | 55079 | 325.786 | 374.786 | 374.786 | 325.786
1216 | MAINE INDEPENDENCE STATION | 1216 | MAINE INDEPENDENCE STATION | CC | NG |  | PL |  | GAS COMBINED CYCLE | 2000-05-01 04:00 | Dynegy Power Marketing, Inc. | DPM | 23 | 019 | BHE | 55068 | 488.275 | 538.275 | 538.275 | 488.275
1221 | ESSEX DIESELS | 1221 | ESSEX DIESELS | IC | FO2 |  | TK |  | OIL INTERNAL COMBUSTION | 1947-01-01 05:00 | Green Mountain Power Corporation | GMP | 50 | 007 | VT | 3737 | 7.215 | 7.854 | 7.854 | 7.215
1224 | RANDOLPH/BFG ELECTRIC FACILITY | 1224 | RANDOLPH/BFG ELECTRIC FACILITY | IC | LFG |  | PL |  | BIO/REFUSE | 2000-04-01 05:00 | Hingham Municipal Lighting Plant | HMLP | 25 | 021 | SEMA | 55585 | 0.517 | 0.556 | 1.171 | 0.517
1225 | TANNERY DAM | 1225 | TANNERY DAM | HDR | WAT |  |  |  | HYDRO (DAILY CYCLE - RUN OF RIVER) | 2000-04-01 05:00 | Massachusetts Electric Company | MEC | 25 | 027 | CMA/NEMA | 55924 | 0 | 0 | 0 | 0
1226 | TIVERTON POWER | 1226 | TIVERTON POWER | CC | NG |  | PL |  | GAS COMBINED CYCLE | 2000-08-18 04:00 | Consolidated Edison Energy, Inc | CEEI | 44 | 005 | SEMA | 55048 | 244.636 | 279.306 | 279.306 | 244.636
1255 | RUMFORD POWER | 1255 | RUMFORD POWER | CC | NG |  | PL |  | GAS COMBINED CYCLE | 2000-10-16 04:00 | Consolidated Edison Energy, Inc | CEEI | 23 | 017 | ME | 55100 | 244.94 | 269.75 | 269.75 | 244.94
1258 | BHE SMALL HYDRO COMPOSITE | 1258 | BHE SMALL HYDRO COMPOSITE | HDR | WAT |  |  |  | HYDRO (DAILY CYCLE - RUN OF RIVER) | 1982-12-01 05:00 | NextEra Energy Power Marketing, LLC | FPLP | 23 | 021 | ME | 1469 | 1.724 | 1.893 | 2.087 | 1.724
1259 | J & L ELECTRIC - BIOMASS I |  | No Resource(1) | ST | WDS |  | TK |  | BIO/REFUSE | 1984-11-01 05:00 | NextEra Energy Power Marketing, LLC | FPLP | 23 | 007 | ME | 55034 | 0 | 0 | 0 | 0
1266 | MARSH POWER | 1266 | MARSH POWER | HDR | WAT |  |  |  | HYDRO (DAILY CYCLE - RUN OF RIVER) | 1986-02-01 05:00 | NextEra Energy Power Marketing, LLC | FPLP | 23 | 027 | ME | 1469 | 0 | 0 | 0 | 0
1267 | SPARHAWK | 1267 | SPARHAWK | HDR | WAT |  |  |  | HYDRO (DAILY CYCLE - RUN OF RIVER) | 1985-06-01 04:00 | PPL Maine, LLC | PPLM | 23 | 005 | SME |  | 0 | 0.158 | 0.175 | 0
1270 | SYSKO STONY BROOK | 1270 | SYSKO STONY BROOK | HDR | WAT |  |  |  | HYDRO (DAILY CYCLE - RUN OF RIVER) | 2000-04-01 05:00 | PPL Maine, LLC | PPLM | 23 | 017 | ME |  | 0.012 | 0.025 | 0.025 | 0.012
1271 | SYSKO WIGHT BROOK | 1271 | SYSKO WIGHT BROOK | HDR | WAT |  |  |  | HYDRO (DAILY CYCLE - RUN OF RIVER) | 1984-01-01 05:00 | PPL Maine, LLC | PPLM | 23 | 017 | ME |  | 0.025 | 0.025 | 0.025 | 0.025
1273 | KENNEBEC WATER U5 | 1273 | KENNEBEC WATER U5 | HDR | WAT |  |  |  | HYDRO (DAILY CYCLE - RUN OF RIVER) | 1995-03-01 05:00 | PPL Maine, LLC | PPLM | 23 | 025 | ME | 54148 | 0.387 | 0.32 | 0.41 | 0.387
1283 | LEWISTON U5 | 1283 | LEWISTON U5 | HDR | WAT |  |  |  | HYDRO (DAILY CYCLE - RUN OF RIVER) | 1990-10-01 04:00 | PPL Maine, LLC | PPLM | 23 | 001 | ME | 1542 | 0.64 | 0.64 | 0.64 | 0.64
1286 | ANP-BLACKSTONE ENERGY CO. #1 | 1286 | ANP-BLACKSTONE ENERGY CO. #1 | CC | NG |  | PL |  | GAS COMBINED CYCLE | 2001-06-07 04:00 | ANP Funding I, LLC | ANP | 25 | 027 | RI | 55212 | 221.356 | 251.356 | 251.356 | 221.356
1287 | ANP-BLACKSTONE ENERGY 2 | 1287 | ANP-BLACKSTONE ENERGY 2 | CC | NG |  | PL |  | GAS COMBINED CYCLE | 2001-07-13 04:00 | ANP Funding I, LLC | ANP | 25 | 027 | RI | 55212 | 222.314 | 252.414 | 252.414 | 222.314
1288 | BUCKSPORT ENERGY 4 | 1288 | BUCKSPORT ENERGY 4 | GT | NG | FO2 | PL | TK | GAS/OIL COMBUSTION (GAS) TURBINE | 2001-01-01 05:00 | H.Q. Energy Services (US) Inc. | HQE | 23 | 009 | BHE | 50243 | 156.805 | 183.105 | 183.105 | 156.805
1302 | TCPMCMPAGF GEN1 U5 | 1302 | TCPMCMPAGF GEN1 U5 | IC | OBG |  | PL |  | BIO/REFUSE | 1983-06-01 04:00 | TransCanada Power Marketing, Ltd. | TCPM | 23 | 007 | ME | 50081 | 0 | 0 | 0 | 0
1342 | LAKE ROAD 1 | 1342 | LAKE ROAD 1 | CC | NG | FO2 | PL | TK | GAS/OIL COMBINED CYCLE | 2002-03-15 05:00 | Lake Road Generating Company | LRGC | 09 | 015 | RI | 55149 | 245.792 | 281.416 | 281.416 | 245.792
1343 | LAKE ROAD 2 | 1343 | LAKE ROAD 2 | CC | NG |  | PL |  | GAS COMBINED CYCLE | 2002-03-15 05:00 | Lake Road Generating Company | LRGC | 09 | 015 | RI | 55149 | 251.213 | 286.837 | 286.837 | 251.213
1344 | LAKE ROAD 3 | 1344 | LAKE ROAD 3 | CC | NG |  | PL |  | GAS COMBINED CYCLE | 2002-05-22 04:00 | Lake Road Generating Company | LRGC | 09 | 015 | RI | 55149 | 248.198 | 276.968 | 276.968 | 248.198
1368 | ROCKY GORGE CORPORATION | 1368 | ROCKY GORGE CORPORATION | HDR | WAT |  |  |  | HYDRO (DAILY CYCLE - RUN OF RIVER) | 1984-01-01 05:00 | Rocky Gorge Corporation | RGC | 23 | 031 | SME |  | 0.182 | 0.362 | 0.362 | 0.182
1376 | PPL WALLINGFORD UNIT 1 | 1376 | PPL WALLINGFORD UNIT 1 | GT | NG |  | PL |  | GAS COMBUSTION (GAS) TURBINE | 2001-12-31 05:00 | PPL EnergyPlus, LLC | PPLEP | 09 | 009 | SWCT | 55517 | 42.702 | 48.41 | 48.41 | 42.702
1377 | PPL WALLINGFORD UNIT 2 | 1377 | PPL WALLINGFORD UNIT 2 | GT | NG |  | PL |  | GAS COMBUSTION (GAS) TURBINE | 2002-02-07 05:00 | PPL EnergyPlus, LLC | PPLEP | 09 | 009 | SWCT | 55517 | 41.367 | 49.162 | 49.162 | 41.367
1378 | PPL WALLINGFORD UNIT 3 | 1378 | PPL WALLINGFORD UNIT 3 | GT | NG |  | PL |  | GAS COMBUSTION (GAS) TURBINE | 2001-12-31 05:00 | PPL EnergyPlus, LLC | PPLEP | 09 | 009 | SWCT | 55517 | 42.942 | 47.837 | 47.837 | 42.942
1379 | PPL WALLINGFORD UNIT 4 | 1379 | PPL WALLINGFORD UNIT 4 | GT | NG |  | PL |  | GAS COMBUSTION (GAS) TURBINE | 2002-01-23 05:00 | PPL EnergyPlus, LLC | PPLEP | 09 | 009 | SWCT | 55517 | 41.907 | 47.192 | 47.192 | 41.907
1380 | PPL WALLINGFORD UNIT 5 | 1380 | PPL WALLINGFORD UNIT 5 | GT | NG |  | PL |  | GAS COMBUSTION (GAS) TURBINE | 2002-02-07 05:00 | PPL EnergyPlus, LLC | PPLEP | 09 | 009 | SWCT | 55517 | 40.721 | 51.721 | 51.721 | 40.721
1385 | MILFORD POWER 1 | 1385 | MILFORD POWER 1 | CC | NG | FO2 | PL | TK | GAS/OIL COMBINED CYCLE | 2004-02-12 05:00 | J.P. Morgan Ventures Energy Corporation | JPMVEC | 09 | 009 | SWCT | 55126 | 253.61 | 281.847 | 281.847 | 253.61
1386 | MILFORD POWER 2 | 1386 | MILFORD POWER 2 | CC | NG | FO2 | PL | TK | GAS/OIL COMBINED CYCLE | 2004-05-03 04:00 | J.P. Morgan Ventures Energy Corporation | JPMVEC | 09 | 009 | SWCT | 55126 | 253.093 | 287.632 | 287.632 | 253.093
1412 | ANP-BELLINGHAM 1 | 1412 | ANP-BELLINGHAM 1 | CC | NG |  | PL |  | GAS COMBINED CYCLE | 2002-10-24 04:00 | ANP Funding I, LLC | ANP | 25 | 021 | RI | 55211 | 236.425 | 266.625 | 266.625 | 236.425
1415 | ANP-BELLINGHAM 2 | 1415 | ANP-BELLINGHAM 2 | CC | NG |  | PL |  | GAS COMBINED CYCLE | 2002-12-28 05:00 | ANP Funding I, LLC | ANP | 25 | 021 | RI | 55211 | 238.587 | 268.787 | 268.787 | 238.587
1432 | GRS-FALL RIVER | 1432 | GRS-FALL RIVER | GT | LFG |  | PL |  | BIO/REFUSE | 2000-08-01 04:00 | Taunton Municipal Lighting Plant | TMLP | 25 | 005 | SEMA | 55589 | 3.113 | 3.824 | 3.824 | 3.113
1478 | MYSTIC 8 | 1478 | MYSTIC 8 | CC | NG |  | PL |  | GAS COMBINED CYCLE | 2003-04-13 04:00 | Boston Generating, LLC | BG | 25 | 017 | BOSTON | 1588 | 690.915 | 839.675 | 839.675 | 690.915
1495 | SOUTHBRIDGE P&T QF U5 | 1495 | SOUTHBRIDGE P&T QF U5 | IC | NG |  | PL |  | GAS INTERNAL COMBUSTION | 2001-06-18 04:00 | Massachusetts Electric Company | MEC | 25 | 027 | CMA/NEMA |  | 0.149 | 0.149 | 0.149 | 0.141
1572 | GRANBY SANITARY LANDFILL QF U5 | 1572 | GRANBY SANITARY LANDFILL QF U5 | IC | MSW |  | TK |  | BIO/REFUSE | 2002-07-12 04:00 | Massachusetts Electric Company | MEC | 25 | 015 | WMA |  | 2.8 | 2.8 | 2.8 | 2.8
1616 | MYSTIC 9 | 1616 | MYSTIC 9 | CC | NG |  | PL |  | GAS COMBINED CYCLE | 2003-06-11 04:00 | Boston Generating, LLC | BG | 25 | 017 | BOSTON | 1588 | 690.915 | 839.675 | 839.675 | 690.915
1625 | GRANITE RIDGE ENERGY | 1625 | GRANITE RIDGE ENERGY | CC | NG |  | PL |  | GAS COMBINED CYCLE | 2003-04-01 05:00 | Cargill Power Markets, LLC | CPM | 33 | 011 | NH | 55170 | 661.322 | 799.322 | 799.322 | 661.322
1630 | RISEP | 1630 | RISEP | CC | NG |  | PL |  | GAS COMBINED CYCLE | 2002-11-05 05:00 | NextEra Energy Power Marketing, LLC | FPLP | 44 | 007 | RI | 55107 | 528.808 | 588.388 | 588.388 | 528.808
1640 | GROVETON COGEN U5 | 1640 | GROVETON COGEN U5 | GT | NG | FO2 | PL | TK | GAS/OIL COMBUSTION (GAS) TURBINE | 2001-12-01 05:00 | Public Service Company of New Hampshire | PSNH | 33 | 007 | NH |  | 0 | 0 | 0 | 0
1641 | WAUSAU COGEN U5 | 1641 | WAUSAU COGEN U5 | GT | NG |  | PL |  | GAS COMBUSTION (GAS) TURBINE | 2001-12-01 05:00 | Public Service Company of New Hampshire | PSNH | 33 | 007 | NH |  | 0 | 0 | 0 | 0
1649 | NEWINGTON ENERGY | 1649 | NAEA NEWINGTON ENERGY, LLC | CC | NG | FO2 | PL | TK | GAS/OIL COMBINED CYCLE | 2002-09-18 04:00 | Shell Energy North America (US), L.P. | SENA | 33 | 015 | NH | 55661 | 506.589 | 559.868 | 519.586 | 506.589
1656 | HULL WIND TURBINE U5 | 1656 | HULL WIND TURBINE U5 | WT | WND |  |  |  | WIND TURBINE | 2001-07-01 04:00 | Hull Municipal Lighting Plant | HULL | 25 | 009 | BOSTON |  | 0.165 | 0.165 | 0.165 | 0.165
1672 | KENDALL CT | 1672 | KENDALL CT | CC | NG | FO2 | PL | TK | GAS/OIL COMBINED CYCLE | 2002-12-18 05:00 | Mirant Energy Trading, LLC | MET | 25 | 017 | BOSTON | 1595 | 154.295 | 182.267 | 182.267 | 154.295
1678 | SYSKO GARDNER BROOK U5 | 1678 | SYSKO GARDNER BROOK U5 | HDR | WAT |  |  |  | HYDRO (DAILY CYCLE - RUN OF RIVER) | 2002-02-01 05:00 | PPL Maine, LLC | PPLM | 23 | 017 | ME |  | 0.014 | 0.034 | 0.034 | 0.014
1691 | FORE RIVER-1 | 1691 | FORE RIVER-1 | CC | NG | FO2 | PL | WA | GAS/OIL COMBINED CYCLE | 2003-08-04 04:00 | Boston Generating, LLC | BG | 25 | 021 | SEMA | 55317 | 688.297 | 836.632 | 836.632 | 688.297
1693 | WEST SPRINGFIELD GT-1 | 1693 | WEST SPRINGFIELD GT-1 | GT | NG | FO2 | PL | TK | GAS/OIL COMBUSTION (GAS) TURBINE | 2002-06-07 04:00 | Consolidated Edison Energy, Inc | CEEI | 25 | 013 | WMA | 1642 | 36.908 | 46.908 | 46.908 | 36.908
1694 | WEST SPRINGFIELD GT-2 | 1694 | WEST SPRINGFIELD GT-2 | GT | NG | FO2 | PL | TK | GAS/OIL COMBUSTION (GAS) TURBINE | 2002-06-07 04:00 | Consolidated Edison Energy, Inc | CEEI | 25 | 013 | WMA | 1642 | 37.441 | 47.441 | 47.441 | 37.441
1720 | MIDDLEBURY LOWER U5 | 1720 | MIDDLEBURY LOWER U5 | HDR | WAT |  |  |  | HYDRO (DAILY CYCLE - RUN OF RIVER) | 2002-05-01 04:00 | Central Vermont Public Service | CVPS | 50 | 001 | VT | 3716 | 1.594 | 1.85 | 1.85 | 1.594
2278 | BARKER LOWER HYDRO | 2278 | BARKER LOWER HYDRO | HDR | WAT |  |  |  | HYDRO (DAILY CYCLE - RUN OF RIVER) | 1980-04-01 05:00 | Blackstone Hydro, Inc. | BHI | 23 | 001 | ME | 10728 | 0.39 | 0.897 | 1.25 | 0.39
2279 | BARKER UPPER HYDRO | 2279 | BARKER UPPER HYDRO | HDR | WAT |  |  |  | HYDRO (DAILY CYCLE - RUN OF RIVER) | 1987-07-01 04:00 | Blackstone Hydro, Inc. | BHI | 23 | 001 | ME | 52171 | 0.219 | 0.554 | 0.985 | 0.219
2280 | BENTON FALLS HYDRO | 2280 | BENTON FALLS HYDRO | HDR | WAT |  |  |  | HYDRO (DAILY CYCLE - RUN OF RIVER) | 1987-12-01 05:00 | Littleton Electric Light & Water Department | LELWD | 23 | 011 | ME | 10523 | 3.776 | 4.355 | 4.355 | 3.776
2281 | BROWNS MILL HYDRO | 2281 | BROWNS MILL HYDRO | HDR | WAT |  |  |  | HYDRO (DAILY CYCLE - RUN OF RIVER) | 1983-07-01 04:00 | Blackstone Hydro, Inc. | BHI | 23 | 021 | ME | 50688 | 0.222 | 0.476 | 0.65 | 0.222
2282 | DAMARISCOTTA HYDRO | 2282 | DAMARISCOTTA HYDRO | HDR | WAT |  |  |  | HYDRO (DAILY CYCLE - RUN OF RIVER) | 1984-03-01 05:00 | Blackstone Hydro, Inc. | BHI | 23 | 015 | ME | 2282 | 0.005 | 0.428 | 0.5 | 0.005
2283 | EUSTIS HYDRO | 2283 | EUSTIS HYDRO | HDR | WAT |  |  |  | HYDRO (DAILY CYCLE - RUN OF RIVER) | 1984-03-01 05:00 | Blackstone Hydro, Inc. | BHI | 23 | 007 | ME | 50688 | 0.135 | 0.25 | 0.25 | 0.135
2284 | GARDINER HYDRO | 2284 | GARDINER HYDRO | HDR | WAT |  |  |  | HYDRO (DAILY CYCLE - RUN OF RIVER) | 1983-07-01 04:00 | Blackstone Hydro, Inc. | BHI | 23 | 011 | ME | 50688 | 0.613 | 0.98 | 1.05 | 0.613
2285 | GREENVILLE HYDRO | 2285 | GREENVILLE HYDRO | HDR | WAT |  |  |  | HYDRO (DAILY CYCLE - RUN OF RIVER) | 1984-03-01 05:00 | Blackstone Hydro, Inc. | BHI | 23 | 021 | ME | 50688 | 0.044 | 0.1 | 0.255 | 0.044
2286 | HACKETT MILLS HYDRO | 2286 | HACKETT MILLS HYDRO | HDR | WAT |  |  |  | HYDRO (DAILY CYCLE - RUN OF RIVER) | 1985-12-01 05:00 | NextEra Energy Power Marketing, LLC | FPLP | 23 | 001 | ME | 2286 | 0 | 0.244 | 0.476 | 0
2287 | MECHANIC FALLS HYDRO | 2287 | MECHANIC FALLS HYDRO | HDR | WAT |  |  |  | HYDRO (DAILY CYCLE - RUN OF RIVER) | 1984-11-01 05:00 | Blackstone Hydro, Inc. | BHI | 23 | 001 | ME | 2287 | 0 | 0.455 | 0.838 | 0
2288 | NORWAY HYDRO | 2288 | NORWAY HYDRO | HDR | WAT |  |  |  | HYDRO (DAILY CYCLE - RUN OF RIVER) | 1985-05-01 04:00 | Blackstone Hydro, Inc. | BHI | 23 | 017 | ME | 50688 | 0 | 0 | 0.147 | 0
2289 | PIONEER DAM HYDRO | 2289 | PIONEER DAM HYDRO | HDR | WAT |  |  |  | HYDRO (DAILY CYCLE - RUN OF RIVER) | 1985-12-01 05:00 | NextEra Energy Power Marketing, LLC | FPLP | 23 | 025 | ME | 2289 | 0.198 | 0.198 | 0.198 | 0.198
2290 | PITTSFIELD HYDRO | 2290 | PITTSFIELD HYDRO | HDR | WAT |  |  |  | HYDRO (DAILY CYCLE - RUN OF RIVER) | 1984-03-01 05:00 | Blackstone Hydro, Inc. | BHI | 23 | 025 | ME | 2290 | 0.877 | 0.725 | 1 | 0.877
2291 | WAVERLY AVENUE HYDRO | 2291 | WAVERLY AVENUE HYDRO | HDR | WAT |  |  |  | HYDRO (DAILY CYCLE - RUN OF RIVER) | 1984-04-01 05:00 | NextEra Energy Power Marketing, LLC | FPLP | 23 | 025 | ME | 2291 | 0.295 | 0.243 | 0.4 | 0.295
2292 | YORK HYDRO | 2292 | YORK HYDRO | HDR | WAT |  |  |  | HYDRO (DAILY CYCLE - RUN OF RIVER) | 1984-03-01 05:00 | Blackstone Hydro, Inc. | BHI | 23 | 031 | SME | 50688 | 0.878 | 1.2 | 1.2 | 0.878
2425 | SPRINGFIELD REFUSE-NEW | 2425 | SPRINGFIELD REFUSE-NEW | ST | MSW | FO2 | TK | TK | BIO/REFUSE | 1988-09-01 04:00 | Western Massachusetts Electric Company | WMECO | 25 | 013 | WMA | 8100 | 8.041 | 8.041 | 8.041 | 6
2426 | HYDRO KENNEBEC | 2426 | HYDRO KENNEBEC | HDR | WAT |  |  |  | HYDRO (DAILY CYCLE - RUN OF RIVER) | 1989-03-01 05:00 | Competitive Energy Services, LLC | CESLLC | 23 | 011 | ME | 54148 | 14.142 | 17.15 | 14.99 | 14.142
2430 | BELDENS-NEW | 2430 | BELDENS-NEW | HDR | WAT |  |  |  | HYDRO (DAILY CYCLE - RUN OF RIVER) | 1980-01-01 05:00 | Vermont Marble Company | VMC | 50 | 001 | VT | 6451 | 3.077 | 5.7 | 5.7 | 3.077
2431 | DODGE FALLS-NEW | 2431 | DODGE FALLS-NEW | HDR | WAT |  |  |  | HYDRO (DAILY CYCLE - RUN OF RIVER) | 1990-11-01 05:00 | Vermont Electric Power Company, Inc. | VELCO | 50 | 023 | VT | 10526 | 5 | 5 | 5 | 5
2432 | HUNTINGTON FALLS-NEW | 2432 | HUNTINGTON FALLS-NEW | HDR | WAT |  |  |  | HYDRO (DAILY CYCLE - RUN OF RIVER) | 1988-11-01 05:00 | Vermont Marble Company | VMC | 50 | 001 | VT | 50713 | 4.184 | 5.7 | 5.7 | 4.184
2433 | RYEGATE 1-NEW | 2433 | RYEGATE 1-NEW | ST | WDS |  | TK |  | BIO/REFUSE | 1992-11-01 05:00 | Vermont Electric Power Company, Inc. | VELCO | 50 | 005 | NH | 51026 | 20.5 | 20.6 | 20.6 | 20.5
2434 | GORGE 18 HYDRO-NEW | 2434 | GORGE 18 HYDRO-NEW | HDR | WAT |  |  |  | HYDRO (DAILY CYCLE - RUN OF RIVER) | 1928-01-01 05:00 | Green Mountain Power Corporation | GMP | 50 | 007 | VT | 6475 | 2.258 | 3.3 | 3.3 | 2.258
2435 | VERGENNES HYDRO-NEW | 2435 | VERGENNES HYDRO-NEW | HDR | WAT |  |  |  | HYDRO (DAILY CYCLE - RUN OF RIVER) | 1912-01-01 05:00 | Green Mountain Power Corporation | GMP | 50 | 001 | VT | 6519 | 1.63 | 2.1 | 2.1 | 1.63
2439 | BROCKWAY MILLS U5 | 2439 | BROCKWAY MILLS U5 | HDR | WAT |  |  |  | HYDRO (DAILY CYCLE - RUN OF RIVER) | 2003-03-01 05:00 | Green Mountain Power Corporation | GMP | 50 | 025 | VT |  | 0 | 0 | 0 | 0
2462 | PLAINVILLE GEN QF U5 | 2462 | PLAINVILLE GEN QF U5 | IC | OBG |  | PL |  | BIO/REFUSE | 2003-03-24 05:00 | Constellation Energy Commodities | CEC | 25 | 021 | SEMA |  | 3.155 | 3.303 | 3.303 | 3.155
2466 | CHERRY 7 | 2466 | CHERRY 7 | IC | FO2 |  | TK |  | OIL INTERNAL COMBUSTION | 1951-01-01 05:00 | Hudson Light & Power Department | HLPD | 25 | 017 | CMA/NEMA | 9038 | 2.8 | 2.8 | 2.8 | 2.8
2467 | CHERRY 8 | 2467 | CHERRY 8 | IC | FO2 |  | TK |  | OIL INTERNAL COMBUSTION | 1951-01-01 05:00 | Hudson Light & Power Department | HLPD | 25 | 017 | CMA/NEMA | 9038 | 3.4 | 3.4 | 3.4 | 3.4
2468 | CHERRY 10 | 2468 | CHERRY 10 | IC | FO2 |  | TK |  | OIL INTERNAL COMBUSTION | 1951-01-01 05:00 | Hudson Light & Power Department | HLPD | 25 | 017 | CMA/NEMA | 9038 | 2.1 | 2.1 | 2.1 | 2.1
2469 | CHERRY 11 | 2469 | CHERRY 11 | IC | FO2 |  | TK |  | OIL INTERNAL COMBUSTION | 1951-01-01 05:00 | Hudson Light & Power Department | HLPD | 25 | 017 | CMA/NEMA | 9038 | 2.1 | 2.1 | 2.1 | 2.1
2470 | CHERRY 12 | 2470 | CHERRY 12 | IC | FO2 |  | TK |  | OIL INTERNAL COMBUSTION | 1951-01-01 05:00 | Hudson Light & Power Department | HLPD | 25 | 017 | CMA/NEMA | 9038 | 5 | 5 | 5 | 4.999
10308 | NECCO COGENERATION FACILITY | 10308 | NECCO COGENERATION FACILITY | IC | FO2 |  | TK |  | OIL INTERNAL COMBUSTION | 2003-10-01 04:00 | New England Confectionery Company, Inc (AKA NECCO, Inc) | NECCO | 25 | 025 | BOSTON |  | 5 | 5 | 5 | 4.999
10347 | KENDALL STEAM 1 | 10347 | KENDALL STEAM 1 | ST | NG | FO6 | PL | TK | GAS/OIL STEAM | 1950-01-01 05:00 | Mirant Energy Trading, LLC | MET | 25 | 017 | BOSTON | 1595 | 13.565 | 17.767 | 17.767 | 13.565
10348 | KENDALL STEAM 2 | 10348 | KENDALL STEAM 2 | ST | NG |  | PL |  | GAS STEAM | 1950-01-01 05:00 | Mirant Energy Trading, LLC | MET | 25 | 017 | BOSTON | 1595 | 20.738 | 20.69 | 20.69 | 20.738
10349 | KENDALL STEAM 3 | 10349 | KENDALL STEAM 3 | ST | NG | FO6 | PL | TK | GAS/OIL STEAM | 1950-01-01 05:00 | Mirant Energy Trading, LLC | MET | 25 | 017 | BOSTON | 1595 | 19.116 | 24.442 | 24.442 | 19.116
10362 | ACTON HYDRO INC. | 10362 | ACTON HYDRO INC. | HDR | WAT |  |  |  | HYDRO (DAILY CYCLE - RUN OF RIVER) | 1994-01-01 05:00 | Constellation Energy Commodities | CEC | 25 | 017 | BOSTON |  | 0 | 0 | 0 | 0
10366 | RRIG EXPANSION PHASE 1 | 10366 | RRIG EXPANSION PHASE 1 | IC | LFG |  | PL |  | BIO/REFUSE | 2004-02-18 05:00 | Ridgewood RI Generation, LLC (Johnston Landfill Expansion) | RRIG | 44 | 007 | RI | 50365 | 0 | 2.4 | 2.4 | 0
10401 | CELLEY MILL U5 | 10401 | CELLEY MILL U5 | HDR | WAT |  |  |  | HYDRO (DAILY CYCLE - RUN OF RIVER) | 1984-12-01 05:00 | Public Service Company of New Hampshire | PSNH | 33 | 009 | NH |  | 0.048 | 0.042 | 0.062 | 0.048
10402 | PETTYBORO HYDRO U5 | 10402 | PETTYBORO HYDRO U5 | HDR | WAT |  |  |  | HYDRO (DAILY CYCLE - RUN OF RIVER) | 1999-05-09 04:00 | Public Service Company of New Hampshire | PSNH | 33 | 009 | NH |  | 0 | 0 | 0 | 0
10403 | EASTMAN BROOK U5 | 10403 | EASTMAN BROOK U5 | HDR | WAT |  |  |  | HYDRO (DAILY CYCLE - RUN OF RIVER) | 1985-06-01 04:00 | Public Service Company of New Hampshire | PSNH | 33 | 009 | NH |  | 0.1 | 0.1 | 0.1 | 0.1
10404 | WHEELABRATOR CLAREMONT U5 | 10404 | WHEELABRATOR CLAREMONT U5 | ST | MSW |  |  |  | BIO/REFUSE | 2004-03-01 05:00 | Public Service Company of New Hampshire | PSNH | 33 | 019 | NH | 50872 | 4.218 | 4.218 | 4.218 | 4.065
10406 | LOWER VALLEY HYDRO U5 | 10406 | LOWER VALLEY HYDRO U5 | HDR | WAT |  |  |  | HYDRO (DAILY CYCLE - RUN OF RIVER) | 2004-03-01 05:00 | Central Vermont Public Service | CVPS | 33 | 019 | NH |  | 0.278 | 0.53 | 0.534 | 0.278
10407 | WOODSVILLE HYDRO U5 | 10407 | WOODSVILLE HYDRO U5 | HDR | WAT |  |  |  | HYDRO (DAILY CYCLE - RUN OF RIVER) | 1987-03-01 05:00 | Central Vermont Public Service | CVPS | 33 | 019 | NH |  | 0.17 | 0.17 | 0.17 | 0.17
10408 | LOWER VILLAGE HYDRO U5 | 10408 | LOWER VILLAGE HYDRO U5 | HDR | WAT |  |  |  | HYDRO (DAILY CYCLE - RUN OF RIVER) | 1995-04-01 05:00 | Central Vermont Public Service | CVPS | 33 | 019 | NH |  | 0.062 | 0.635 | 0.881 | 0.062
10409 | SWEETWATER HYDRO U5 | 10409 | SWEETWATER HYDRO U5 | HDR | WAT |  |  |  | HYDRO (DAILY CYCLE - RUN OF RIVER) | 2004-03-01 05:00 | Central Vermont Public Service | CVPS | 33 | 019 | NH |  | 0.081 | 0.5 | 0.5 | 0.081
10424 | GREAT LAKES - BERLIN | 10424 | GREAT LAKES - BERLIN | HDR | WAT |  |  |  | HYDRO (DAILY CYCLE - RUN OF RIVER) | 2004-06-22 04:00 | Brookfield Energy Marketing Inc. | BEM | 33 | 007 | NH | 54639 | 13.658 | 16.273 | 16.167 | 13.658
10451 | WESTFIELD #1 U5 | 10451 | WESTFIELD #1 U5 | IC | OBG |  | PL |  | BIO/REFUSE | 2004-03-01 05:00 | Westfield Gas and Electric Light Department | WGED | 25 | 003 | WMA |  | 0.121 | 0.244 | 0.244 | 0.121
10615 | BLUE SPRUCE FARM U5 | 10615 | BLUE SPRUCE FARM U5 | IC | OBG |  | TK |  | BIO/REFUSE | 2004-11-01 05:00 | Central Vermont Public Service | CVPS | 50 | 021 | VT |  | 0.245 | 0.275 | 0.275 | 0.245
10770 | WEST SPRINGFIELD HYDRO U5 | 10770 | WEST SPRINGFIELD HYDRO U5 | HDR | WAT |  |  |  | HYDRO (DAILY CYCLE - RUN OF RIVER) | 2005-01-10 05:00 | Littleton Electric Light & Water Department | LELWD | 25 | 003 | WMA |  | 0.743 | 1.25 | 1.25 | 0.743
10801 | COVENTRY CLEAN ENERGY | 10801 | COVENTRY CLEAN ENERGY | IC | LFG |  | PL |  | BIO/REFUSE | 2005-02-01 05:00 | Vermont Public Power Supply Authority | VPPSA | 50 | 019 | VT |  | 4.467 | 4.74 | 4.74 | 4.467
10880 | GE LYNN EXCESS REPLACEMENT | 10880 | GE LYNN EXCESS REPLACEMENT | CC | FO2 | NG | TK | PL | GAS/OIL COMBINED CYCLE | 2005-10-11 04:00 | Constellation NewEnergy, Inc. | CNE | 25 | 025 | BOSTON | 10029 | 0 | 0 | 0 | 0
10959 | RRIG EXPANSION PHASE 2 | 10959 | RRIG EXPANSION PHASE 2 | IC | LFG |  | PL |  | BIO/REFUSE | 2005-06-01 04:00 | Ridgewood RI Generation, LLC (Johnston Landfill Expansion) | RRIG | 44 | 007 | RI | 50365 | 5.204 | 6.018 | 6.018 | 5.204
10998 | MASSINNOVATION FITCHBURG | 10998 | MASSINNOVATION FITCHBURG | PV | SUN |  |  |  | MISC. OTHER | 2005-08-01 04:00 | Fitchburg Gas & Electric Light Company | FGE | 25 | 027 | CMA/NEMA |  | 0.004 | 0.004 | 0.004 | 0.003
11052 | GRTR NEW BEDFORD LFG UTIL PROJ | 11052 | GRTR NEW BEDFORD LFG UTIL PROJ | IC | LFG |  | PL |  | BIO/REFUSE | 2005-08-15 04:00 | Constellation Energy Commodities | CEC | 25 | 005 | SEMA |  | 3.223 | 3.229 | 3.229 | 3.234
11126 | NORTH HARTLAND HYDRO | 11126 | NORTH HARTLAND HYDRO | HDR | WAT |  |  |  | HYDRO (DAILY CYCLE - RUN OF RIVER) | 2006-09-27 04:00 | Central Vermont Public Service | CVPS | 50 | 027 | VT |  | 4.46 | 4.46 | 4.46 | 4.46
11154 | BRATTLEBORO LANDFILL | 11154 | BRATTLEBORO LANDFILL | IC | LFG |  | PL |  | BIO/REFUSE | 2005-11-04 05:00 | Central Vermont Public Service | CVPS | 50 | 025 | VT |  | 0 | 0.5 | 0.5 | 0
11408 | HULL WIND TURBINE II | 11408 | HULL WIND TURBINE II | WT | WND |  |  |  | WIND TURBINE | 2005-09-27 04:00 | Hull Municipal Lighting Plant | HULL | 25 | 009 | BOSTON |  | 1.8 | 1.8 | 1.8 | 1.8
11424 | RUMFORD FALLS | 11424 | RUMFORD FALLS | HDR | WAT |  |  |  | HYDRO (DAILY CYCLE - RUN OF RIVER) | 2006-07-06 04:00 | Brookfield Energy Marketing Inc. | BEM | 23 | 017 | ME | 10493 | 31.686 | 36.693 | 39.034 | 31.686
11530 | BERLIN WIND | 11530 | BERLIN WIND | WT | WND |  |  |  | WIND TURBINE | 2006-05-01 04:00 | Public Service Company of New Hampshire | PSNH | 33 | 007 | NH |  | 0 | 0 | 0 | 0
11827 | PORTSMOUTH ABBEY WIND QF | 11827 | PORTSMOUTH ABBEY WIND QF | WT | WND |  |  |  | WIND TURBINE | 2006-07-25 04:00 | Narragansett Electric Company | NEC | 44 | 005 | RI |  | 0.445 | 0.445 | 0.445 | 0.445
11842 | WATERSIDE POWER | 11842 | WATERSIDE POWER | GT | FO2 |  | TK |  | OIL COMBUSTION (GAS) TURBINE | 2004-05-01 04:00 | Waterside Power, LLC | WATERSIDE | 09 | 001 | NOR | 56189 | 72.391 | 73.931 | 73.931 | 72.391
11889 | IBEW LOCAL 99 SOLAR QF | 11889 | IBEW LOCAL 99 SOLAR QF | PV | SUN |  |  |  | MISC. OTHER | 2006-09-01 04:00 | Narragansett Electric Company | NEC | 44 | 007 | RI |  | 0.029 | 0.029 | 0.029 | 0.029
11925 | BROCKTON BRIGHTFIELDS | 11925 | BROCKTON BRIGHTFIELDS | PV | SUN |  |  |  | MISC. OTHER | 2006-09-18 04:00 | Constellation Energy Commodities | CEC | 25 | 023 | SEMA |  | 0.425 | 0.425 | 0.425 | 0.425
12108 | FIEC DIESEL | 12108 | FIEC DIESEL | IC | FO2 |  | TK |  | OIL INTERNAL COMBUSTION | 2006-12-01 05:00 | Vermont Public Power Supply Authority | VPPSA | 23 | 011 | ME |  | 1.64 | 1.64 | 1.64 | 1.64
12163 | PPL GREAT WORKS - RED SHIELD | 12163 | PPL GREAT WORKS - RED SHIELD | ST | WDS |  | TK |  | BIO/REFUSE | 2007-01-24 05:00 | PPL EnergyPlus, LLC | PPLEP | 23 | 019 | BHE |  | 3.683 | 13.016 | 13.016 | 3.683
12168 | HARRIS ENERGY | 12168 | HARRIS ENERGY | HDR | WAT |  |  |  | HYDRO (DAILY CYCLE - RUN OF RIVER) | 2006-12-01 05:00 | Holyoke Gas & Electric Department | HGE | 25 | 013 | WMA |  | 1.006 | 1.006 | 2.421 | 1.006
12180 | BERKSHIRE COW POWER | 12180 | BERKSHIRE COW POWER | IC | OBG |  | TK |  | BIO/REFUSE | 2006-12-06 05:00 | Vermont Electric Cooperative | VEC | 50 | 011 | VT |  | 0.459 | 0.5 | 0.5 | 0.459
12274 | GREEN MOUNTAIN DAIRY | 12274 | GREEN MOUNTAIN DAIRY | IC | OBG |  | TK |  | BIO/REFUSE | 2007-02-01 05:00 | Central Vermont Public Service | CVPS | 50 | 011 | VT |  | 0.166 | 0.166 | 0.166 | 0.166
12323 | COVENTRY CLEAN ENERGY #4 | 12323 | COVENTRY CLEAN ENERGY #4 | IC | LFG |  | PL |  | BIO/REFUSE | 2007-01-20 05:00 | Vermont Public Power Supply Authority | VPPSA | 50 | 019 | VT |  | 3.229 | 3.229 | 3.229 | 3.229
12504 | DEVON UNITS 15-18 ADDITION | 12504 | DEVON UNITS 15-18 ADDITION | GT | NG | FO2 | PL | TK | GAS/OIL COMBUSTION (GAS) TURBINE | 2010-06-01 | NRG Power Marketing LLC | NRGPM | 09 | 009 | SWCT |  | 0 | 0 | 0 | 196.8
12509 | UNH POWER PLANT | 12509 | UNH POWER PLANT | GT | LFG |  |  |  | BIO/REFUSE | 2009-10-20 04:00 | Public Service Company of New Hampshire | PSNH | 33 | 017 | NH |  | 3.543 | 4.6 | 4.6 | 3.543
12510 | SWANTON GT-1 | 12510 | SWANTON GAS TURBINE 1 | GT | FO2 | OBL |  | TK | OIL COMBUSTION (GAS) TURBINE | 2010-02-12 | Vermont Public Power Supply Authority | VPPSA | 50 | 011 | VT |  | 0 | 0 | 0 | 16.653
12511 | SWANTON GT-2 | 12511 | SWANTON GAS TURBINE 2 | GT | FO2 | OBL |  | TK | OIL COMBUSTION (GAS) TURBINE | 2010-06-01 | Vermont Public Power Supply Authority | VPPSA | 50 | 011 | VT |  | 0 | 0 | 0 | 18.4
12551 | KIBBY WIND POWER | 12551 | KIBBY WIND POWER | WT | WND |  |  |  | WIND TURBINE | 2009-09-16 04:00 | TransCanada Power Marketing, Ltd. | TCPM | 23 | 007 | ME |  | 66 | 66 | 66 | 66
12564 | WATERBURY GENERATION FACILITY | 12564 | WATERBURY GENERATION FACILITY | GT | NG | FO2 | PL |  | GAS/OIL COMBUSTION (GAS) TURBINE | 2009-05-21 04:00 | Waterbury Generation LLC | WATERBURY | 09 | 009 | SWCT |  | 97.911 | 100.311 | 100.311 | 97.911
13515 | PIERCE STATION | 12526 | PIERCE | GT | NG | FO2 | PL |  | GAS/OIL COMBUSTION (GAS) TURBINE | 2007-10-01 04:00 | Connecticut Municipal Electric Energy Cooperative | CMEEC | 09 | 009 | SWCT | 6635 | 81.61 | 101.11 | 101.11 | 81.61
13664 | JOHN STREET #3 | 13664 | JOHN STREET #3 | IC | FO2 |  | PL |  | OIL INTERNAL COMBUSTION | 2007-09-26 04:00 | Connecticut Municipal Electric Energy Cooperative | CMEEC | 09 | 009 | SWCT | 56256 | 2 | 2 | 2 | 2
13665 | JOHN STREET #4 | 13665 | JOHN STREET #4 | IC | FO2 |  | PL |  | OIL INTERNAL COMBUSTION | 2007-09-26 04:00 | Connecticut Municipal Electric Energy Cooperative | CMEEC | 09 | 009 | SWCT | 46256 | 2 | 2 | 2 | 2
13666 | JOHN STREET 5 | 12528 | JOHN STREET #5 | IC | FO2 |  | PL |  | OIL INTERNAL COMBUSTION | 2007-11-01 05:00 | Connecticut Municipal Electric Energy Cooperative | CMEEC | 09 | 009 | SWCT | 56256 | 2.011 | 2.003 | 2.003 | 2.011
13669 | EAST WINDSOR NORCAP LFG PLANT | 13669 | MANCHESTER METHANE LLC EAST WINDSOR FACILITY | IC | LFG |  | PL |  | BIO/REFUSE | 2007-05-07 04:00 | Manchester Methane, LLC | MMLLC | 09 | 003 | CT |  | 0 | 0 | 0 | 0
13673 | MATEP (DIESEL) | 13673 | MATEP (DIESEL) | IC | FO2 |  | TK |  | OIL INTERNAL COMBUSTION | 2007-06-28 04:00 | MATEP, LLC | MATEP | 25 | 025 | BOSTON | 10883 | 18.905 | 19.25 | 19.25 | 18.905
13675 | MATEP (COMBINED CYCLE) | 13675 | MATEP (COMBINED CYCLE) | CC | NG | FO2 | PL | TK | GAS/OIL COMBINED CYCLE | 2007-06-28 04:00 | MATEP, LLC | MATEP | 25 | 025 | BOSTON | 10883 | 43.54 | 46.54 | 46.54 | 43.54
13703 | VERSO COGEN 1 | 1083 | ANDROSCOGGIN ENERGY CENTER | GT | NG | KER | PL | TK | GAS COMBUSTION (GAS) TURBINE | 2000-12-28 05:00 | Energy New England LLC | ENE | 23 | 007 | ME | 55031 | 47.223 | 58.377 | 58.377 | 47.223
13704 | VERSO COGEN 2 | 1083 | ANDROSCOGGIN ENERGY CENTER | GT | NG | KER | PL | TK | GAS COMBUSTION (GAS) TURBINE | 2000-12-28 05:00 | Energy New England LLC | ENE | 23 | 007 | ME | 55031 | 45.254 | 56.408 | 56.408 | 45.254
13705 | VERSO COGEN 3 | 1083 | ANDROSCOGGIN ENERGY CENTER | GT | NG | KER | PL | TK | GAS COMBUSTION (GAS) TURBINE | 2000-12-28 05:00 | Energy New England LLC | ENE | 23 | 007 | ME | 55031 | 44.136 | 55.29 | 55.29 | 44.136
13933 | JIMINY PEAK WIND QF |  | No Resource(1) | WT | WND |  |  |  | WIND TURBINE | 2007-07-01 04:00 | Massachusetts Electric Company | MEC | 25 | 003 | WMA |  | 1.417 | 1.417 | 1.417 | 1.417
13975 | CORRIVEAU HYDROELECTRIC LLC | 13975 | CORRIVEAU HYDROELECTRIC LLC | HDR | WAT |  |  |  | HYDRO (DAILY CYCLE - RUN OF RIVER) | 2007-08-10 04:00 | PPL Maine, LLC | PPLM | 23 | 017 | ME |  | 0.073 | 0.156 | 0.329 | 0.073
14087 | MAT3 | 14087 | MAT3 | IC | FO2 |  | PL |  | OIL INTERNAL COMBUSTION | 2007-12-11 05:00 | MATEP, LLC | MATEP | 25 | 025 | BOSTON | 10883 | 18.235 | 18.065 | 18.065 | 18.235
14098 | FITCHBURG LANDFILL |  | No Resource(1) | IC | LFG |  |  |  | BIO/REFUSE | 2007-08-16 04:00 | WM Renewable Energy, L.L.C. | WMRE | 25 | 027 | CMA/NEMA |  | 2.801 | 2.888 | 2.888 | 2.801
14134 | MONTAGNE FARM | 14134 | MONTAGNE FARM | IC | LFG |  |  |  | BIO/REFUSE | 2007-09-17 04:00 | Central Vermont Public Service | CVPS | 50 | 011 | VT |  | 0.199 | 0.219 | 0.219 | 0.199
14157 | COS COB 13 | 12524 | COS COB 13&14 | GT | KER |  | TK |  | OIL COMBUSTION (GAS) TURBINE | 2008-05-29 04:00 | NRG Power Marketing LLC | NRGPM | 09 | 001 | NOR |  | 19.201 | 24.201 | 24.201 | 19.201
14158 | COS COB 14 | 12524 | COS COB 13&14 | GT | KER |  | TK |  | OIL COMBUSTION (GAS) TURBINE | 2008-05-29 04:00 | NRG Power Marketing LLC | NRGPM | 09 | 001 | NOR |  | 19.607 | 23.482 | 23.482 | 19.607
14177 | WESTBROOK ENERGY CENTER G1 | 1345 | WESTBROOK | CC | NG |  | PL |  | GAS COMBINED CYCLE | 2001-04-13 04:00 | Calpine Energy Services, LP | CALP | 23 | 005 | SME | 55294 | 255.032 | 271.188 | 271.188 | 255.032
14178 | WESTBROOK ENERGY CENTER G2 | 1345 | WESTBROOK | CC | NG |  | PL |  | GAS COMBINED CYCLE | 2001-04-13 04:00 | Calpine Energy Services, LP | CALP | 23 | 005 | SME | 55294 | 255.03 | 271.19 | 271.19 | 255.03
14211 | INDECK ALEXANDRIA | 1631 | INDECK-ENERGY ALEXANDRIA, LLC | ST | WDS |  | TK |  | BIO/REFUSE | 2008-11-06 05:00 | Indeck Energy-Alexandria, L.L.C. | IEA | 33 | 009 | NH |  | 13.882 | 13.882 | 13.882 | 13.882
14217 | NORTHFIELD MOUNTAIN 1 | 14217 | NORTHFIELD MOUNTAIN 1 | PS | WAT |  |  |  | HYDRO (PUMPED STORAGE) | 1972-11-30 05:00 | FirstLight Power Resources Management, LLC | FPRM | 25 | 011 | WMA | 54895 | 270 | 270 | 270 | 270
14218 | NORTHFIELD MOUNTAIN 2 | 14218 | NORTHFIELD MOUNTAIN 2 | PS | WAT |  |  |  | HYDRO (PUMPED STORAGE) | 1972-11-30 05:00 | FirstLight Power Resources Management, LLC | FPRM | 25 | 011 | WMA | 54895 | 270 | 270 | 270 | 270
14219 | NORTHFIELD MOUNTAIN 3 | 14219 | NORTHFIELD MOUNTAIN 3 | PS | WAT |  |  |  | HYDRO (PUMPED STORAGE) | 1972-11-30 05:00 | FirstLight Power Resources Management, LLC | FPRM | 25 | 011 | WMA | 54895 | 270 | 270 | 270 | 270
14220 | NORTHFIELD MOUNTAIN 4 | 14220 | NORTHFIELD MOUNTAIN 4 | PS | WAT |  |  |  | HYDRO (PUMPED STORAGE) | 1972-11-30 05:00 | FirstLight Power Resources Management, LLC | FPRM | 25 | 011 | WMA | 54895 | 270 | 270 | 270 | 270
14271 | AMERESCO NORTHAMPTON | 14271 | AMERESCO NORTHAMPTON | IC | LFG |  | PL |  | BIO/REFUSE | 2007-11-01 04:00 | Constellation Energy Commodities | CEC | 25 | 015 | WMA |  | 0.751 | 0.751 | 0.751 | 0.751
14382 | ETHAN ALLEN CO-GEN 1 |  | No Resource(1) | ST | LFG |  |  |  | BIO/REFUSE | 2007-11-07 05:00 | Vermont Electric Cooperative | VEC | 50 | 019 | NH |  | 0 | 0.099 | 0.099 | 0
14383 | SBER ROYAL MILLS LLC |  | No Resource(1) | HDR | WAT |  |  |  | HYDRO (DAILY CYCLE - RUN OF RIVER) | 2007-12-01 05:00 | Narragansett Electric Company | NEC | 44 | 003 | RI |  | 0 | 0 | 0 | 0
14610 | PRINCETON WIND FARM PROJECT | 14610 | PRINCETON WIND FARM PROJECT | WT | WND |  |  |  | WIND TURBINE | 2009-09-01 04:00 | Princeton Municipal Light Department | PMLD | 25 | 027 | CMA/NEMA |  | 0 | 0 | 0 | 0
14623 | VALLEY HYDRO (STATION NO. 5) | 14623 | VALLEY HYDRO (STATION NO. 5) | HDR | WAT |  |  |  | HYDRO (DAILY CYCLE - RUN OF RIVER) | 2008-04-01 04:00 | Holyoke Gas & Electric Department | HGE | 25 | 013 | WMA |  | 0.79 | 0.79 | 0.79 | 0.79
14652 | TEMPLETON WIND TURBINE | 14652 | TEMPLETON WIND TURBINE | WT | WND |  |  |  | WIND TURBINE | 2010-03-17 | Templeton Municipal Lighting Plant | TTMLP | 25 | 027 | WMA |  | 0 | 0 | 0 | 0.253
14695 | ORONO | 14695 | ORONO HYDRO STATION | HDR | WAT |  |  |  | HYDRO (DAILY CYCLE - RUN OF RIVER) | 2008-12-29 05:00 | Black Bear Hydro Partners, LLC | BBHP | 23 | 019 | BHE |  | 2.798 | 2.798 | 2.798 | 2.798
14707 | COVANTA HAVERHILL - LF GAS | 12553 | COVANTA HAVERHILL LANDFILL GAS ENGINE | IC | LFG |  |  |  | BIO/REFUSE | 2007-12-05 05:00 | Covanta Haverhill Associates | CHA | 25 | 009 | BOSTON |  | 1.574 | 1.575 | 1.575 | 1.574
14767 | PINE TREE LFGTE | 15541 | PINE TREE LFGTE | IC | LFG |  |  |  | BIO/REFUSE | 2008-01-01 05:00 | NextEra Energy Power Marketing, LLC | FPLP | 23 | 019 | BHE |  | 2.841 | 2.397 | 2.397 | 2.841
14801 | CABOT | 766 | CABOT/TURNERS FALLS | HDP | WAT |  |  |  | HYDRO (DAILY CYCLE - PONDAGE) | 2008-03-27 04:00 | FirstLight Power Resources Management, LLC | FPRM | 25 | 011 | WMA | 1629 | 61.8 | 61.8 | 61.8 | 61.8
14808 | TURNERSFALLS | 766 | CABOT/TURNERS FALLS | HDP | WAT |  |  |  | HYDRO (DAILY CYCLE - PONDAGE) | 2008-03-27 04:00 | FirstLight Power Resources Management, LLC | FPRM | 25 | 011 | WMA | 6388 | 6.4 | 6.4 | 6.4 | 6.4
14816 | NORDEN 1 |  | No Resource(1) | IC | FO2 |  |  |  | OIL INTERNAL COMBUSTION | 2009-02-26 05:00 | Connecticut Municipal Electric Energy Cooperative | CMEEC | 09 | 001 | NOR |  | 1.958 | 1.958 | 1.958 | 1.958
14817 | NORDEN 2 |  | No Resource(1) | IC | FO2 |  |  |  | OIL INTERNAL COMBUSTION | 2009-02-26 05:00 | Connecticut Municipal Electric Energy Cooperative | CMEEC | 09 | 001 | NOR |  | 1.948 | 1.948 | 1.948 | 1.948
14818 | NORDEN 3 |  | No Resource(1) | IC | FO2 |  |  |  | OIL INTERNAL COMBUSTION | 2009-02-26 05:00 | Connecticut Municipal Electric Energy Cooperative | CMEEC | 09 | 001 | NOR |  | 1.942 | 1.942 | 1.942 | 1.942
14819 | JOHN STREET 1 |  | No Resource(1) | IC | FO2 |  |  |  | OIL INTERNAL COMBUSTION | 2008-05-15 04:00 | Connecticut Municipal Electric Energy Cooperative | CMEEC | 09 | 009 | SWCT |  | 1.948 | 2 | 2 | 1.948
14820 | CYTEC 1 |  | No Resource(1) | IC | FO2 |  |  |  | OIL INTERNAL COMBUSTION | 2008-05-15 04:00 | Connecticut Municipal Electric Energy Cooperative | CMEEC | 09 | 009 | SWCT |  | 1.929 | 1.923 | 1.923 | 1.929
14821 | CYTEC 2 |  | No Resource(1) | IC | FO2 |  |  |  | OIL INTERNAL COMBUSTION | 2008-05-15 04:00 | Connecticut Municipal Electric Energy Cooperative | CMEEC | 09 | 009 | SWCT |  | 1.938 | 1.913 | 1.913 | 1.938
14822 | CYTEC 3 |  | No Resource(1) | IC | FO2 |  |  |  | OIL INTERNAL COMBUSTION | 2008-05-15 04:00 | Connecticut Municipal Electric Energy Cooperative | CMEEC | 09 | 009 | SWCT |  | 1.941 | 1.939 | 1.939 | 1.941
14823 | NORWICH WWTP |  | No Resource(1) | IC | FO2 |  |  |  | OIL INTERNAL COMBUSTION | 2008-05-29 04:00 | Connecticut Municipal Electric Energy Cooperative | CMEEC | 09 | 011 | SWCT |  | 2 | 2 | 2 | 2
14919 | ZBE-001 |  | No Resource(1) | GT | WDS | FO2 | TK |  | BIO/REFUSE | 2008-03-01 05:00 | Public Service Company of New Hampshire | PSNH | 33 | 005 | VT |  | 0 | 0 | 0 | 0
14925 | ICE HOUSE PARTNERS, INC |  | No Resource(1) | HDR | WAT |  |  |  | HYDRO (DAILY CYCLE - RUN OF RIVER) | 2008-04-01 04:00 | Massachusetts Electric Company | MEC | 25 | 017 | CMA/NEMA |  | 0 | 0 | 0 | 0
14937 | UNION GAS STATION | 759 | MESSALONSKEE COMPOSITE | HDR | WAT |  |  |  | HYDRO (DAILY CYCLE - RUN OF RIVER) | 2008-03-19 04:00 | NextEra Energy Power Marketing, LLC | FPLP | 23 | 011 | ME |  | 1.5 | 1.5 | 1.5 | 1.5
15097 | KIMB ROCKY RIVER PH2 | 14706 | KIMBERLY-CLARK CORP ENERGY INDEPENDENCE PROJECT | CC | NG |  |  |  | GAS COMBINED CYCLE | 2008-07-15 04:00 | Kimberly-Clark Corporation | KCC | 09 | 005 | SWCT |  | 14 | 21.5 | 21.5 | 14
15115 | LEMPSTER WIND | 14660 | LEMPSTER WIND | WT | WND |  |  |  | WIND TURBINE | 2008-09-24 04:00 | Public Service Company of New Hampshire | PSNH | 33 | 011 | NH |  | 23.5 | 23.5 | 23.5 | 23.5
15201 | FISKE HYDRO |  | No Resource(1) | HDR | WAT |  |  |  | HYDRO (DAILY CYCLE - RUN OF RIVER) | 2008-06-01 04:00 | Public Service Company of New Hampshire | PSNH | 33 | 005 | VT |  | 0.81 | 0.81 | 0.81 | 0.81
15462 | HOLY NAME CC JR SR HIGH SCHOOL |  | No Resource(1) | WT | WND |  |  |  | WIND TURBINE | 2008-09-01 04:00 | Massachusetts Electric Company | MEC | 25 | 027 | CMA/NEMA |  | 0.6 | 0.6 | 0.6 | 0.6
15464 | STETSON WIND FARM |  | No Resource(1) | WT | WND |  |  |  | WIND TURBINE | 2008-12-09 05:00 | Evergreen Wind Power V, LLC | EWPV | 23 | 029 | BHE |  | 57 | 57 | 57 | 57
15465 | NEIGHBORHOOD ENERGY, LLC | 15491 | NEIGHBORHOOD ENERGY, LLC | IC | OBG |  | PL |  | BIO/REFUSE | 2008-10-01 04:00 | Vermont Electric Cooperative | VEC | 50 | 002 | VT |  | 0 | 0.179 | 0.179 | 0
15484 | THOMAS A WATSON UNIT 1 | 12500 | THOMAS A. WATSON | GT | NG | FO2 | PL | TK | GAS/OIL COMBUSTION (GAS) TURBINE | 2009-04-22 04:00 | Braintree Electric Light Department, Town of | BELD | 25 | 021 | SEMA |  | 52.6 | 57.4 | 57.4 | 52.6
15485 | THOMAS A WATSON UNIT 2 | 12500 | THOMAS A. WATSON | GT | NG | FO2 | PL | TK | GAS/OIL COMBUSTION (GAS) TURBINE | 2009-04-14 04:00 | Braintree Electric Light Department, Town of | BELD | 25 | 021 | SEMA |  | 52.6 | 57.4 | 57.4 | 52.6
15488 | MIDDLETON BUILDING SUPPLY |  | No Resource(1) | ST | WDS |  |  |  | BIO/REFUSE | 2008-10-01 04:00 | Public Service Company of New Hampshire | PSNH | 33 | 017 | NH |  | 0 | 0 | 0 | 0.025
15617 | MORETOWN LFGTE | 15617 | MORETOWN LFG | IC | LFG |  |  |  | BIO/REFUSE | 2008-12-01 05:00 | Green Mountain Power Corporation | GMP | 50 | 009 | VT |  | 3.017 | 3.139 | 3.139 | 3.017
15706 | BEAVER RIDGE WIND |  | No Resource(1) | WT | WND |  |  |  | WIND TURBINE | 2008-10-15 04:00 | New Hampshire Electric Cooperative, Inc. | NHEC | 23 | 027 | ME |  | 1.5 | 1.5 | 1.5 | 1.5
15787 | WORONOCO HYDRO LLC |  | No Resource(1) | HDR | WAT |  |  |  | HYDRO (DAILY CYCLE - RUN OF RIVER) | 2008-11-01 04:00 | Swift River Trading Company LLC | SRTC | 25 | 013 | WMA |  | 1.253 | 2.335 | 2.335 | 1.253
15940 | DARTMOUTH CT GENERATOR 3 | 15415 | DARTMOUTH POWER EXPANSION | GT | NG | FO2 | PL | TK | GAS/OIL COMBUSTION (GAS) TURBINE | 2009-08-12 04:00 | Consolidated Edison Energy, Inc | CEEI | 25 | 05 | SEMA |  | 20.05 | 22.85 | 22.85 | 20.05
15998 | CROSSROADS LANDFILL | 14663 | WMRE CROSSROADS | IC | LFG |  |  |  | BIO/REFUSE | 2008-12-31 05:00 | Energy America LLC | NRGA | 23 | 025 | ME |  | 2.294 | 2.294 | 2.294 | 2.294
16089 | TURNERS FALLS HYDRO |  | No Resource(1) | HDR | WAT |  |  |  | HYDRO (DAILY CYCLE - RUN OF RIVER) | 2009-02-01 05:00 | Swift River Trading Company LLC | SRTC | 25 | 011 | WMA |  | 0 | 0 | 0.95 | 0
16183 | RICHEY WOODWORKING WIND QF |  | No Resource(1) | WT | WND |  |  |  | WIND TURBINE | 2009-02-18 05:00 | Massachusetts Electric Company | MEC | 25 | 009 | BOSTON |  | 0.6 | 0.6 | 0.6 | 0.6
16188 | WILSON HOLDINGS LLC - PV QF |  | No Resource(1) | PV | SUN |  |  |  | MISC. OTHER | 2009-02-24 05:00 | Massachusetts Electric Company | MEC | 25 | 027 | CMA/NEMA |  | 0.135 | 0.135 | 0.135 | 0.135
16233 | CITY OF MEDFORD WIND QF |  | No Resource(1) | WT | WND |  |  |  | WIND TURBINE | 2009-02-27 05:00 | Massachusetts Electric Company | MEC | 25 | 017 | BOSTON |  | 0.1 | 0.1 | 0.1 | 0.1
16234 | CONSTELLATION-MAJILITE PV QF |  | No Resource(1) | PV | SUN |  |  |  | MISC. OTHER | 2009-02-27 05:00 | Massachusetts Electric Company | MEC | 25 | 017 | BOSTON |  | 0.375 | 0.375 | 0.375 | 0.375
16294 | TOWN OF PORTSMOUTH RI WIND QF |  | No Resource(1) | WT | WND |  |  |  | WIND TURBINE | 2009-03-21 04:00 | Narragansett Electric Company | NEC | 44 | 005 | RI |  | 1.5 | 1.5 | 1.5 | 1.5
16295 | PPL VEAZIE | 16295 | PPL VEAZIE | HDR | WAT |  |  |  | HYDRO (DAILY CYCLE - RUN OF RIVER) | 2009-06-09 04:00 | PPL EnergyPlus, LLC | PPLEP | 23 | 019 | BHE |  | 8.4 | 8.4 | 8.4 | 8.4
16296 | MILFORD HYDRO | 16296 | MILFORD HYDRO | HDR | WAT |  |  |  | HYDRO (DAILY CYCLE - RUN OF RIVER) | 2009-06-09 04:00 | Black Bear Hydro Partners, LLC | BBHP | 23 | 019 | BHE |  | 6.4 | 6.4 | 6.4 | 6.4
16331 | QUARRY ENERGY PROJECT |  | No Resource(1) | IC | LFG |  | PL |  | BIO/REFUSE | 2009-04-03 04:00 | Harvard Dedicated Energy Limited | HDEL | 25 | 021 | SEMA |  | 0.421 | 0.421 | 0.421 | 0.421
16332 | BARTLETTS OCEAN VIEW FARM WIND |  | No Resource(1) | WT | WND |  |  |  | WIND TURBINE | 2009-04-03 04:00 | Massachusetts Electric Company | MEC | 44 | 005 | SEMA |  | 0.25 | 0.25 | 0.25 | 0.25
16386 | NATURE'S CLASSROOM WIND QF |  | No Resource(1) | WT | WND |  |  |  | WIND TURBINE | 2009-04-24 04:00 | Massachusetts Electric Company | MEC | 25 | 027 | CMA/NEMA |  | 0.1 | 0.1 | 0.1 | 0.1
16441 | FACTORY FALLS HYDRO |  | No Resource(1) | HDR | WAT |  |  |  | HYDRO (DAILY CYCLE - RUN OF RIVER) | 2009-05-15 04:00 | Central Vermont Public Service | CVPS | 50 | 027 | VT |  | 0.076 | 0.12 | 0.15 | 0.076
16523 | STILLWATER | 16523 | STILLWATER | HDR | WAT |  |  |  | HYDRO (DAILY CYCLE - RUN OF RIVER) | 2009-06-09 04:00 | Black Bear Hydro Partners, LLC | BBHP | 23 | 019 | BHE |  | 1.9 | 1.9 | 1.9 | 1.9
16524 | HOWLAND | 16524 | HOWLAND | HDR | WAT |  |  |  | HYDRO (DAILY CYCLE - RUN OF RIVER) | 2009-06-09 04:00 | PPL EnergyPlus, LLC | PPLEP | 23 | 019 | BHE |  | 1.822 | 1.875 | 1.875 | 1.822
16525 | MEDWAY | 16525 | MEDWAY | HDR | WAT |  |  |  | HYDRO (DAILY CYCLE - RUN OF RIVER) | 2009-06-09 04:00 | Black Bear Hydro Partners, LLC | BBHP | 23 | 019 | BHE |  | 2.775 | 3.44 | 3.44 | 2.775
16612 | STETSON II WIND FARM |  | No Resource(2) | WT | WND |  |  |  | WIND TURBINE | 2010-03-31 | Stetson Wind II LLC | STET2 | 23 | 029 | BHE |  | 0 | 0 | 0 | 25.5
16675 | FOX ISLAND WIND | 16675 | FOX ISLAND WIND | WT | WND |  |  |  | WIND TURBINE | 2009-09-01 04:00 | Vermont Public Power Supply Authority | VPPSA | 23 | 013 | ME |  | 4.5 | 4.5 | 4.5 | 4.5
16926 | THUNDERMIST HYDRO QF |  | No Resource(1) | HDR | WAT |  |  |  | HYDRO (DAILY CYCLE - RUN OF RIVER) | 2009-09-19 04:00 | Narragansett Electric Company | NEC | 44 | 007 | RI |  | 0.325 | 1.15 | 1.15 | 0.325
17023 | NE ENGRS MIDDLETOWN RI WIND QF |  | No Resource(1) | WT | WND |  |  |  | WIND TURBINE | 2009-10-29 04:00 | Narragansett Electric Company | NEC | 44 | 005 | SEMA |  | 0.1 | 0.1 | 0.1 | 0.1
17085 | AMERESCO-NEWBURYPORT DPW PV QF |  | No Resource(1) | PV | SUN |  |  |  | MISC. OTHER | 2009-11-25 05:00 | Massachusetts Electric Company | MEC | 25 | 009 | BOSTON |  | 0.095 | 0.095 | 0.095 | 0.095
17086 | AMERESCO-NEWBRYPT NOCK MS PVQF |  | No Resource(1) | PV | SUN |  |  |  | MISC. OTHER | 2009-11-25 05:00 | Massachusetts Electric Company | MEC | 25 | 009 | BOSTON |  | 0.392 | 0.392 | 0.392 | 0.392
17128 | OTIS_AF_WIND_TURBINE |  | No Resource(1) | WT | WND |  |  |  | WIND TURBINE | 2009-12-28 05:00 | NSTAR Electric Company | NSTAR | 25 | 001 | SEMA |  | 1.5 | 1.5 | 0 | 1.5
17194 | TOWN_OF_FALMOUTH_WIND_TURBINE |  | No Resource(1) | WT | WND |  |  |  | WIND TURBINE | 2010-02-10 | NSTAR Electric Company | NSTAR | 25 | 001 | SEMA |  | 0 | 0 | 0 | 0.4
17223 | SUGAR RIVER 2 |  | No Resource(1) | HDR | WAT |  |  |  | HYDRO (DAILY CYCLE - RUN OF RIVER) | 2010-03-08 | Public Service Company of New Hampshire | PSNH | 33 | 019 | SEMA |  | 0 | 0 | 0 | 0.2
NOTES:
Appendix A - defines the codes used.
Generator details, including Lead Market Participant, as of January 1, 2010.
Additional information and changes to generating asset Lead Participant since January 1, 2010 may be found in the Endnotes following Section 2.1.
When an alternate fuel is listed, the unit may not necessarily be fully operable on both fuels.
FOOTNOTES:
(1) This an existing Asset that has no associated Resource at this time.
(2) This a new Asset and has no associated Resource at this time.

## 2.1 Endnotes
2.1 Endnotes
-1 | All generator details in Section 2.1, other than the capabilities during the winter and summer peaks, are as of January 1, 2010.
-2 | Effective February 1, 2010, Massachusetts Electric Company (MEC) has replaced Constellation Energy Commodities (CEC) as the Lead Market Participant for PLAINVILLE GEN QF (Asset #2462).
-3 | Effective February 1, 2010, Ridgewood RI Generation, LLC (RRIG) has replaced New England Power Company (NEP) as the Lead Market Participant for JOHNSTON LANDFILL (Asset #451).
-4 | Effective February 1, 2010, CHI Power Marketing, Inc. (CHIPM) has replaced Public Service Company of New Hampshire (PSNH) as the Lead Market Participant for SALMON FALLS (Asset #883).
-5 | Effective March 1, 2010, New Brunswick Power Generation Corporation (NBPGC) has replaced NextEra Energy Power Marketing (FPLP) as the Lead Market Participant for BHE SMALL HYDRO COMPOSITE (Asset #1258).
-6 | Effective March 1, 2010, New Brunswick Power Generation Corporation (NBPGC) has replaced NextEra Energy Power Marketing (FPLP) as the Lead Market Participant for WEST ENFIELD (Asset #616).
-7 | Effective March 1, 2010, Conectiv Energy Supply, Inc. (CESI) has replaced Blackstone Hydro, Inc. (BHI) as the Lead Market Participant for the following assets:
BLACKSTONE HYDRO LOAD REDUCER, Asset #1057
GREAT WORKS COMPOSITE, Asset #1117
BARKER LOWER HYDRO, Asset #2278
BARKER UPPER HYDRO, Asset #2279
BROWNS MILL HYDRO, Asset #2281
DAMARISCOTTA HYDRO, Asset #2282
EUSTIS HYDRO, Asset #2283
GARDINER HYDRO, Asset #2284
GREENVILLE HYDRO, Asset #2285
MECHANIC FALLS HYDRO, Asset #2287
NORWAY HYDRO, Asset #2288
PITTSFIELD HYDRO, Asset #2290
YORK HYDRO, Asset #2292
-8 | Effective March 1, 2010, Sterling Municipal Electric Light Department (SMED) has replaced Littleton Electric Light and Water Department (LELWD) as the Lead Market Participant for CENTENNIAL HYDRO (Asset #792).

## 2.2 Net of Prch & Sales
2.2 Net of Purchases and Sales (1)
|  | CAPACITY PURCHASE/SALE FROM |  | CAPABILITY - MW
|  |  |  | Winter | Summer
|  |  |  | 2009-12-17 | 2010-08-01
|  | Quebec |  | 1054 | 226
|  | New Brunswick |  | -300 | 0
|  | New York |  | -568 | 162
|  |  | NET OF PURCHASES AND SALES (2) | 186 | 388
FOOTNOTES:
-1 | Values based on actual for December 17, 2009 and the forecast for August 1, 2010.
-2 | A positive value indicates net purchases and a negative value indicates net sales.

## 2.3 Deactivated
2.3 Deactivated Units Removed from ISO-NE Control Area Capability
LEAD PARTICIPANT | ASSET ID/STATION |  | TYPE | FUEL | DEATIVATION DATE
Connecticut Municipal Electric Energy Cooperative | 1004 | SNEW#7 | IC | DFO | 10/01/2002
FPL Energy Power Marketing, LLC | 1108 | CHAMPION | ST | WDS | 08/28/2008
Connecticut Municipal Electric Energy | 1290 | SNEW #1 | IC | DFO | 10/01/2002
Connecticut Municipal Electric Energy | 1291 | SNEW #2 & 4 | IC | DFO | 10/01/2002
Connecticut Municipal Electric Energy | 1292 | SNEW #3 & 5 | IC | DFO | 10/01/2002
Connecticut Municipal Electric Energy | 1293 | SNEW #6 | IC | DFO | 10/01/2002

## 3.1 Sum of CSOs
3.1 Summary of Capacity Supply Obligations (CSO) MW(1)(2)(3)(4)(5)
Capacity Commitment Period
|  |  |  | 2010-11(6) |  | 2011-12(7) |  | 2012-13 (8)
| Load Zone Name | Resource Type | Resource Sub Type | Summer CSO | Winter CSO | Summer CSO | Winter CSO | Summer CSO | Winter CSO
| CT | DR | ON_PEAK | 74.849 | 69.479 | 111.135 | 105.771 | 114.14 | 108.805
|  |  | REAL_TIME | 282.253 | 245.601 | 274.823 | 238.33 | 272.779 | 237.21
|  |  | REAL_TIME_EG | 315.504 | 298.95 | 268.818 | 252.003 | 203.474 | 188.261
|  |  | SEASONAL_PEAK | 133.974 | 133.974 | 221.887 | 221.887 | 250.727 | 250.727
|  | DR Total |  | 806.58 | 748.004 | 876.663 | 817.991 | 841.12 | 785.003
|  | GEN | Intermittent | 418.508 | 434.121 | 368.256 | 385.842 | 413.191 | 431.891
|  |  | Non Intermittent | 6711.092 | 6740.42 | 7028.14 | 7053.443 | 7982.947 | 8047.56
|  | GEN Total |  | 7129.6 | 7174.541 | 7396.396 | 7439.285 | 8396.138 | 8479.451
| CT Total |  |  | 7936.18 | 7922.545 | 8273.059 | 8257.276 | 9237.258 | 9264.454
| ME | DR | ON_PEAK | 26.7 | 26.035 | 26.164 | 25.545 | 60.043 | 57.444
|  |  | REAL_TIME | 207.525 | 205.949 | 205.763 | 204.297 | 273.62 | 272.162
|  |  | REAL_TIME_EG | 21.45 | 19.783 | 31.556 | 31.556 | 33.498 | 32.04
|  |  | SEASONAL_PEAK | 0 | 0 | 0 | 0 | 0 | 0
|  | DR Total |  | 255.675 | 251.767 | 263.483 | 261.398 | 367.161 | 361.646
|  | GEN | Intermittent | 211.599 | 240.203 | 242.238 | 322.746 | 255.257 | 335.237
|  |  | Non Intermittent | 2896.876 | 2905.039 | 2625.956 | 2657.388 | 2975.835 | 2981.35
|  | GEN Total |  | 3108.475 | 3145.242 | 2868.194 | 2980.134 | 3231.092 | 3316.587
| ME Total |  |  | 3364.15 | 3397.009 | 3131.677 | 3241.532 | 3598.253 | 3678.233
| NEMA | DR | ON_PEAK | 123.092 | 120.635 | 159.151 | 156.315 | 208.034 | 205.072
|  |  | REAL_TIME | 121.232 | 98.806 | 217.005 | 196.129 | 240.725 | 219.063
|  |  | REAL_TIME_EG | 96.104 | 72.774 | 172.012 | 148.315 | 132.21 | 111.799
|  |  | SEASONAL_PEAK | 0 | 0 | 0 | 0 | 0 | 0
|  | DR Total |  | 340.428 | 292.215 | 548.168 | 500.759 | 580.969 | 535.934
|  | GEN | Intermittent | 67.058 | 70.256 | 62.293 | 65.289 | 67.446 | 70.809
|  |  | Non Intermittent | 3059.648 | 3107.86 | 2813.79 | 3189.345 | 3054.53 | 3140.667
|  | GEN Total |  | 3126.706 | 3178.116 | 2876.083 | 3254.634 | 3121.976 | 3211.476
| NEMA Total |  |  | 3467.134 | 3470.331 | 3424.251 | 3755.393 | 3702.945 | 3747.41
| NH | DR | ON_PEAK | 40.687 | 40.021 | 55.532 | 54.911 | 63.32 | 62.703
|  |  | REAL_TIME | 35.89 | 35.016 | 30.839 | 30.026 | 41.482 | 40.673
|  |  | REAL_TIME_EG | 27.418 | 25.196 | 13.198 | 10.941 | 11.854 | 9.91
|  |  | SEASONAL_PEAK | 0 | 0 | 0 | 0 | 0 | 0
|  | DR Total |  | 103.995 | 100.233 | 99.569 | 95.878 | 116.656 | 113.286
|  | GEN | Intermittent | 119.677 | 143.09 | 131.572 | 166.135 | 155.078 | 199.185
|  |  | Non Intermittent | 3934.283 | 3934.283 | 3513.313 | 3512.48 | 4019.256 | 4019.256
|  | GEN Total |  | 4053.96 | 4077.373 | 3644.885 | 3678.615 | 4174.334 | 4218.441
| NH Total |  |  | 4157.955 | 4177.606 | 3744.454 | 3774.493 | 4290.99 | 4331.727
| RI | DR | ON_PEAK | 43.206 | 42.541 | 57.573 | 56.564 | 68.661 | 67.658
|  |  | REAL_TIME | 34.272 | 26.035 | 44.981 | 37.315 | 49.418 | 41.278
|  |  | REAL_TIME_EG | 52.255 | 41.222 | 74.146 | 62.94 | 79.956 | 70.304
|  |  | SEASONAL_PEAK | 0 | 0 | 1.737 | 1.737 | 1.727 | 1.727
|  | DR Total |  | 129.733 | 109.798 | 178.437 | 158.556 | 199.762 | 180.967
|  | GEN | Intermittent | 2.619 | 7.069 | 4.855 | 8.763 | 3.919 | 6.783
|  |  | Non Intermittent | 2525.673 | 2608.554 | 2257.746 | 2353.674 | 2607.923 | 2660.181
|  | GEN Total |  | 2528.292 | 2615.623 | 2262.601 | 2362.437 | 2611.842 | 2666.964
| RI Total |  |  | 2658.025 | 2725.421 | 2441.038 | 2520.993 | 2811.604 | 2847.931
| SEMA | DR | ON_PEAK | 77.459 | 75.359 | 102.33 | 99.854 | 113.818 | 111.561
|  |  | REAL_TIME | 58.852 | 45.505 | 124.904 | 112.478 | 149.659 | 133.416
|  |  | REAL_TIME_EG | 48.151 | 35.241 | 85.581 | 72.466 | 72.458 | 61.001
|  |  | SEASONAL_PEAK | 0 | 0 | 1.737 | 1.737 | 1.727 | 1.727
|  | DR Total |  | 184.462 | 156.105 | 314.552 | 286.535 | 337.662 | 307.705
|  | GEN | Intermittent | 80.308 | 86.839 | 80.512 | 86.151 | 79.298 | 85.659
|  |  | Non Intermittent | 5689.577 | 5728.342 | 5165.742 | 5508.233 | 5896.218 | 6088.991
|  | GEN Total |  | 5769.885 | 5815.181 | 5246.254 | 5594.384 | 5975.516 | 6174.65
| SEMA Total |  |  | 5954.347 | 5971.286 | 5560.806 | 5880.919 | 6313.178 | 6482.355
| VT | DR | ON_PEAK | 52.186 | 51.521 | 66.54 | 65.921 | 75.32 | 74.704
|  |  | REAL_TIME | 29.271 | 28.572 | 23.3 | 22.649 | 33.152 | 31.024
|  |  | REAL_TIME_EG | 17.742 | 16.631 | 7.752 | 7.752 | 7.992 | 7.02
|  |  | SEASONAL_PEAK | 0 | 0 | 0 | 0 | 0 | 0
|  | DR Total |  | 99.199 | 96.724 | 97.592 | 96.322 | 116.464 | 112.748
|  | GEN | Intermittent | 60.896 | 97.396 | 64.524 | 109.887 | 75.274 | 117.084
|  |  | Non Intermittent | 879.751 | 879.751 | 791.321 | 791.321 | 850.334 | 850.334
|  | GEN Total |  | 940.647 | 977.147 | 855.845 | 901.208 | 925.608 | 967.418
| VT Total |  |  | 1039.846 | 1073.871 | 953.437 | 997.53 | 1042.072 | 1080.166
| WCMA | DR | ON_PEAK | 70.229 | 68.129 | 90.949 | 88.473 | 96.158 | 93.654
|  |  | REAL_TIME | 95.66 | 75.412 | 123.763 | 103.912 | 133.643 | 112.891
|  |  | REAL_TIME_EG | 72.014 | 56.499 | 105.54 | 89.782 | 88.855 | 75.283
|  |  | SEASONAL_PEAK | 11.696 | 11.696 | 15.154 | 15.154 | 19.188 | 19.188
|  | DR Total |  | 249.599 | 211.736 | 335.406 | 297.321 | 337.844 | 301.016
|  | GEN | Intermittent | 39.282 | 61.732 | 40.475 | 67.577 | 44.81 | 67.493
|  |  | Non Intermittent | 3709.261 | 3709.261 | 3362.915 | 3422.924 | 3746.945 | 3778.234
|  | GEN Total |  | 3748.543 | 3770.993 | 3403.39 | 3490.501 | 3791.755 | 3845.727
| WCMA Total |  |  | 3998.142 | 3982.729 | 3738.796 | 3787.822 | 4129.599 | 4146.743
| Import | IMPORT | Pool Backed | 0 | 0 | 730.775 | 0 | 797.001 | 563.749
|  |  | Resource Backed | 373.363 | 373.363 | 1406.886 | 1406.886 | 1102.999 | 1102.999
|  | IMPORT Total |  | 373.363 | 373.363 | 2137.661 | 1406.886 | 1900 | 1666.748
| Grand Total |  |  | 32949.142 | 33094.161 | 33405.179 | 33622.844 | 37025.899 | 37245.767
FOOTNOTES:
(1) Values are not capped by RTEG or Interface limits.
(2) Includes all Resources without distinction of qualification as a New Capacity Resource or Existing Capacity Resource.
(3) De-listed MW and Non-Price Retirement MWs have been removed.
(4) The Citizens Block Load obligation is treated as a generating resource in this table, whereas in the Section 1 summaries it is treated as an import.
(5) 2010-11 and 2011-12 values include reserve margin gross-ups.
(6) Capacity Supply Obligation values are current as of March 10, 2010 which include results for the Bilateral Period 1 - Annual Reconfiguration Auction 3.
(7) Capacity Supply Obligation values are current as March 10, 2010 which include results for the 2011-2012 FCA Proration.
(8) Capacity Supply Obligation values are the FERC filed and approved results for the Forward Capacity Auction.

## 4.1 FCM CNRCs
4.1 Capacity Network Resource Capability (CNRC) List(1)(2)
| Resource ID | Resource Name | Asset ID | Asset Name | CNRC (MW) |  | State | County | RSP Area | Lead Participant
[5 empty] | Summer | Winter
| 10362 | ACTON HYDRO INC. | 10362 | ACTON HYDRO INC. | 0.178 | 0.178 | 25 | 17 | BOSTON | CEC
| 463 | AEI LIVERMORE | 463 | AEI LIVERMORE | 35.3 | 35.63 | 23 | 1 | ME | BSE
| 594 | AES THAMES | 594 | AES THAMES | 184.723 | 193.78 | 9 | 11 | CT | CLP
| 326 | ALTRESCO | 326 | ALTRESCO | 160 | 165 | 25 | 3 | WMA | PPH
| 14271 | AMERESCO NORTHAMPTON | 14271 | AMERESCO NORTHAMPTON | 0.8 | 0.8 | 25 | 15 | WMA | CEC
| 327 | AMOSKEAG | 327 | AMOSKEAG | 17.5 | 17.5 | 33 | 11 | NH | PSNH
| 1083 | ANDROSCOGGIN ENERGY CENTER | 13703 | VERSO COGEN 1 | 121 | 157 | 23 | 7 | ME | ENE
|  |  | 13704 | VERSO COGEN 2 |  |  | 23 | 7 | ME | ENE
|  |  | 13705 | VERSO COGEN 3 |  |  | 23 | 7 | ME | ENE
| 1412 | ANP-BELLINGHAM 1 | 1412 | ANP-BELLINGHAM 1 | 288 | 307.5 | 25 | 21 | RI | ANP
| 1415 | ANP-BELLINGHAM 2 | 1415 | ANP-BELLINGHAM 2 | 288 | 307.5 | 25 | 21 | RI | ANP
| 1287 | ANP-BLACKSTONE ENERGY 2 | 1287 | ANP-BLACKSTONE ENERGY 2 | 288 | 307.5 | 25 | 27 | RI | ANP
| 1286 | ANP-BLACKSTONE ENERGY CO. #1 | 1286 | ANP-BLACKSTONE ENERGY CO. #1 | 288 | 307.5 | 25 | 27 | RI | ANP
| 790 | APLP-BFI | 790 | APLP-BFI | 0 | 0 | 25 | 13 | WMA | CMLP
| 819 | ARNOLD FALLS | 819 | ARNOLD FALLS | 0.3 | 0.3 | 50 | 5 | VT | CVPS
| 329 | ASCUTNEY GT | 329 | ASCUTNEY GT | 10.3 | 14.7 | 50 | 27 | VT | CVPS
| 905 | ASHUELOT HYDRO | 905 | ASHUELOT HYDRO | 0.808 | 0.93 | 33 | 5 | VT | HDEL
| 953 | ATTLEBORO LANDFILL - QF | 953 | ATTLEBORO LANDFILL - QF | 1.535 | 1.535 | 25 | 23 | SEMA | MEC
| 931 | AVERY DAM | 931 | AVERY DAM | 0.46 | 0.479 | 33 | 1 | NH | PSNH
| 330 | AYERS ISLAND | 330 | AYERS ISLAND | 9.08 | 9.08 | 33 | 1 | NH | PSNH
| 331 | AZISCOHOS HYDRO | 331 | AZISCOHOS HYDRO | 6.81 | 6.81 | 23 | 19 | ME | FPLP
| 951 | BALTIC MILLS - QF | 951 | BALTIC MILLS - QF | 0.104 | 0.104 | 33 | 9 | NH | SMED
| 811 | BANTAM | 811 | BANTAM | 0.32 | 0.32 | 9 | 5 | CT | FPRM
| 332 | BAR HARBOR DIESELS 1-4 | 332 | BAR HARBOR DIESELS 1-4 | 8.1 | 8.65 | 23 | 9 | BHE | CEC
| 754 | BAR MILLS | 754 | BAR MILLS | 4 | 4 | 23 | 31 | SME | FPLEMH
| 2278 | BARKER LOWER HYDRO | 2278 | BARKER LOWER HYDRO | 0.652 | 1.25 | 23 | 1 | ME | CESI
| 2279 | BARKER UPPER HYDRO | 2279 | BARKER UPPER HYDRO | 0.377 | 1.262 | 23 | 1 | ME | CESI
| 833 | BARNET | 833 | BARNET | 0.35 | 0.49 | 50 | 5 | NH | CVPS
| 1059 | BARRE LANDFILL | 1059 | BARRE LANDFILL | 0.964 | 0.964 | 25 | 27 | WMA | DEM
| 959 | BARTON 1-4 DIESELS | 959 | BARTON 1-4 DIESELS | 4.4 | 4.4 | 50 | 19 | NH | VPPSA
| 828 | BARTON HYDRO | 828 | BARTON HYDRO | 1.3 | 1.3 | 50 | 19 | NH | VPPSA
| 824 | BATH ELECTRIC HYDRO | 824 | BATH ELECTRIC HYDRO | 0.4 | 0.8 | 33 | 9 | NH | PSNH
| 812 | BEEBE HOLBROOK | 812 | BEEBE HOLBROOK | 0.586 | 0.586 | 25 | 13 | WMA | HGE
| 2430 | BELDENS-NEW | 2430 | BELDENS-NEW | 4.58 | 5.7 | 50 | 1 | VT | VMC
| 907 | BELL MILL/ELM ST. HYDRO | 907 | BELL MILL/ELM ST. HYDRO | 0.111 | 0.078 | 33 | 11 | NH | PSNH
| 335 | BELLOWS FALLS | 335 | BELLOWS FALLS | 48.84 | 48.54 | 50 | 25 | VT | TCPM
| 2280 | BENTON FALLS HYDRO | 2280 | BENTON FALLS HYDRO | 3.776 | 4.355 | 23 | 11 | ME | LELWD
| 12180 | BERKSHIRE COW POWER | 12180 | BERKSHIRE COW POWER | 0.5 | 0.5 | 50 | 11 | VT | VEC
| 1086 | BERKSHIRE POWER | 1086 | BERKSHIRE POWER | 267 | 284 | 25 | 13 | WMA | SENA
| 336 | BERLIN 1 GT | 336 | BERLIN 1 GT | 41.2 | 58 | 50 | 23 | VT | GMP
| 11530 | BERLIN WIND | 11530 | BERLIN WIND | 0.571 | 0.571 | 33 | 7 | NH | PSNH
| 337 | BETHLEHEM | 337 | BETHLEHEM | 15.75 | 15.7 | 33 | 7 | NH | PSNH
| 1005 | BG DIGHTON POWER LLC | 1005 | BG DIGHTON POWER LLC | 175 | 188.107 | 25 | 5 | SEMA | BGDP
| 1258 | BHE SMALL HYDRO COMPOSITE | 1258 | BHE SMALL HYDRO COMPOSITE | 2.087 | 2.087 | 23 | 21 | ME | NBPGC
| 342 | BIO ENERGY | 342 | BIO ENERGY | 11 | 11 | 33 | 13 | NH | PSNH
| 1054 | BLACKSTONE HYDRO ASSOC | 1054 | BLACKSTONE HYDRO ASSOC | 0 | 0.198 | 44 | 7 | RI | NEC
| 1057 | BLACKSTONE HYDRO LOAD REDUCER | 1057 | BLACKSTONE HYDRO LOAD REDUCER | 1.8 | 1.8 | 44 | 7 | RI | CESI
| 10615 | BLUE SPRUCE FARM U5 | 10615 | BLUE SPRUCE FARM U5 | 0.275 | 0.275 | 50 | 21 | VT | CVPS
| 859 | BOATLOCK | 859 | BOATLOCK | 3.094 | 3.094 | 25 | 13 | WMA | HGE
| 346 | BOLTON FALLS | 346 | BOLTON FALLS | 7.8 | 7.8 | 50 | 23 | VT | GMP
| 755 | BONNY EAGLE/W. BUXTON | 755 | BONNY EAGLE/W. BUXTON | 17.5 | 17.5 | 23 | 31 | SME | FPLEMH
| 348 | BOOT MILLS | 348 | BOOT MILLS | 20 | 20 | 25 | 19 | CMA/NEMA | NSTAR
| 590 | BORALEX STRATTON ENERGY | 590 | BORALEX STRATTON ENERGY | 46.52 | 47.51 | 23 | 7 | ME | BSE
| 355 | BRANFORD 10 | 355 | BRANFORD 10 | 16.174 | 21.284 | 9 | 9 | SWCT | NRGPM
| 1113 | BRASSUA HYDRO | 1113 | BRASSUA HYDRO | 4.203 | 4.203 | 23 | 25 | ME | BEM
| 11154 | BRATTLEBORO LANDFILL | 11154 | BRATTLEBORO LANDFILL | 0.5 | 0.5 | 50 | 25 | VT | CVPS
| 354 | BRAYTON DIESELS 1-4 | 354 | BRAYTON DIESELS 1-4 | 10 | 10 | 25 | 5 | RI | DEM
| 350 | BRAYTON PT 1 | 350 | BRAYTON PT 1 | 247 | 255 | 25 | 5 | RI | DEM
| 351 | BRAYTON PT 2 | 351 | BRAYTON PT 2 | 244 | 258 | 25 | 5 | RI | DEM
| 352 | BRAYTON PT 3 | 352 | BRAYTON PT 3 | 612 | 638 | 25 | 5 | RI | DEM
| 353 | BRAYTON PT 4 | 353 | BRAYTON PT 4 | 441 | 455.42 | 25 | 5 | RI | DEM
| 860 | BRIAR HYDRO | 860 | BRIAR HYDRO | 2.865 | 4.081 | 33 | 13 | NH | PSNH
| 1032 | BRIDGEPORT ENERGY 1 | 1032 | BRIDGEPORT ENERGY 1 | 476 | 566 | 9 | 1 | SWCT | FPLP
| 339 | BRIDGEPORT HARBOR 2 | 339 | BRIDGEPORT HARBOR 2 | 180 | 180 | 9 | 1 | SWCT | PSEG
| 340 | BRIDGEPORT HARBOR 3 | 340 | BRIDGEPORT HARBOR 3 | 380 | 380 | 9 | 1 | SWCT | PSEG
| 341 | BRIDGEPORT HARBOR 4 | 341 | BRIDGEPORT HARBOR 4 | 18 | 22 | 9 | 1 | SWCT | PSEG
| 357 | BRIDGEWATER | 357 | BRIDGEWATER | 15.75 | 15.701 | 33 | 9 | NH | CEC
| 356 | BRISTOL REFUSE | 356 | BRISTOL REFUSE | 13.517 | 13.578 | 9 | 3 | CT | CLP
| 11925 | BROCKTON BRIGHTFIELDS | 11925 | BROCKTON BRIGHTFIELDS | 0.425 | 0.425 | 25 | 23 | SEMA | CEC
| 2439 | BROCKWAY MILLS U5 | 2439 | BROCKWAY MILLS U5 | 0.5 | 0.5 | 50 | 25 | VT | GMP
| 2281 | BROWNS MILL HYDRO | 2281 | BROWNS MILL HYDRO | 0.318 | 0.65 | 23 | 21 | ME | CESI
| 358 | BRUNSWICK | 358 | BRUNSWICK | 20.2 | 20.2 | 23 | 5 | ME | FPLEMH
| 1288 | BUCKSPORT ENERGY 4 | 1288 | BUCKSPORT ENERGY 4 | 168.5 | 185.7 | 23 | 9 | BHE | HQE
| 362 | BULLS BRIDGE | 362 | BULLS BRIDGE | 8.4 | 8.4 | 9 | 5 | SWCT | FPRM
| 1028 | BUNKER RD #12 GAS TURB | 1028 | BUNKER RD #12 GAS TURB | 3 | 3.7 | 25 | 19 | SEMA | NEP
| 1029 | BUNKER RD #13 GAS TURB | 1029 | BUNKER RD #13 GAS TURB | 3 | 3.7 | 25 | 19 | SEMA | NEP
| 363 | BURLINGTON GT | 363 | BURLINGTON GT | 20.378 | 25 | 50 | 7 | VT | BED
| 766 | CABOT/TURNERS FALLS | 14801 | CABOT | 68.2 | 68.2 | 25 | 11 | WMA | FPRM
|  |  | 14808 | TURNERSFALLS |  |  | 25 | 11 | WMA | FPRM
| 1165 | CADYS FALLS | 1165 | CADYS FALLS | 1.1 | 1.1 | 50 | 17 | VT | VPPSA
| 910 | CAMPTON DAM | 910 | CAMPTON DAM | 0.416 | 0.233 | 33 | 9 | NH | PSNH
| 861 | CANAAN | 861 | CANAAN | 1.1 | 1.1 | 50 | 9 | NH | PSNH
| 365 | CANAL 1 | 365 | CANAL 1 | 573 | 573 | 25 | 1 | SEMA | MET
| 366 | CANAL 2 | 366 | CANAL 2 | 576.37 | 586 | 25 | 1 | SEMA | MET
| 367 | CAPE GT 4 | 367 | CAPE GT 4 | 16.5 | 20.716 | 23 | 5 | SME | FPLP
| 368 | CAPE GT 5 | 368 | CAPE GT 5 | 16.35 | 20.76 | 23 | 5 | SME | FPLP
| 815 | CARVER FALLS | 815 | CARVER FALLS | 1.48 | 1.9 | 50 | 21 | VT | CVPS
| 1122 | CASCADE-DIAMOND-QF | 1122 | CASCADE-DIAMOND-QF | 0.44 | 0.44 | 25 | 13 | WMA | MEC
| 369 | CATARACT EAST | 369 | CATARACT EAST | 8.9 | 8.9 | 23 | 31 | SME | FPLEMH
| 816 | CAVENDISH | 816 | CAVENDISH | 1.18 | 1.428 | 50 | 27 | VT | CVPS
| 324 | CDECCA | 324 | CDECCA | 55.254 | 61.334 | 9 | 3 | CT | PPH
| 789 | CEC 002 PAWTUCKET U5 | 789 | CEC 002 PAWTUCKET U5 | 1.2 | 1.24 | 44 | 7 | RI | NEC
| 797 | CEC 003 WYRE WYND U5 | 797 | CEC 003 WYRE WYND U5 | 1.8 | 2.78 | 9 | 11 | CT | SUMMIT
| 807 | CEC 004 DAYVILLE POND U5 | 807 | CEC 004 DAYVILLE POND U5 | 0.061 | 0.1 | 9 | 15 | CT | CLP
| 10401 | CELLEY MILL U5 | 10401 | CELLEY MILL U5 | 0.084 | 0.092 | 33 | 9 | NH | PSNH
| 792 | CENTENNIAL HYDRO | 792 | CENTENNIAL HYDRO | 0.64 | 0.79 | 25 | 19 | BOSTON | SMED
| 832 | CENTER RUTLAND | 832 | CENTER RUTLAND | 0.35 | 0.35 | 50 | 21 | VT | VMC
| 914 | CHAMBERLAIN FALLS | 914 | CHAMBERLAIN FALLS | 0.123 | 0.094 | 33 | 11 | NH | PSNH
| 862 | CHEMICAL | 862 | CHEMICAL | 1.6 | 1.6 | 25 | 13 | WMA | HGE
| 2468 | CHERRY 10 | 2468 | CHERRY 10 | 2.2 | 2.2 | 25 | 17 | CMA/NEMA | HLPD
| 2469 | CHERRY 11 | 2469 | CHERRY 11 | 2.2 | 2.2 | 25 | 17 | CMA/NEMA | HLPD
| 2470 | CHERRY 12 | 2470 | CHERRY 12 | 5.6 | 5.6 | 25 | 17 | CMA/NEMA | HLPD
| 2466 | CHERRY 7 | 2466 | CHERRY 7 | 3.2 | 3.2 | 25 | 17 | CMA/NEMA | HLPD
| 2467 | CHERRY 8 | 2467 | CHERRY 8 | 3.6 | 3.6 | 25 | 17 | CMA/NEMA | HLPD
| 1050 | CHICOPEE HYDRO | 1050 | CHICOPEE HYDRO | 2.17 | 2.6 | 25 | 13 | WMA | NSTAR
| 887 | CHINA MILLS DAM | 887 | CHINA MILLS DAM | 0.711 | 0.711 | 33 | 13 | NH | PSNH
| 376 | CLEARY 8 | 376 | CLEARY 8 | 26 | 26 | 25 | 5 | SEMA | TMLP
| 375 | CLEARY 9/9A CC | 375 | CLEARY 9/9A CC | 105 | 110 | 25 | 5 | SEMA | TMLP
| 863 | CLEMENT DAM | 863 | CLEMENT DAM | 1.115 | 2.4 | 33 | 1 | NH | PSNH
| 379 | COBBLE MOUNTAIN | 379 | COBBLE MOUNTAIN | 33.99 | 33.96 | 25 | 13 | WMA | HGE
| 886 | COCHECO FALLS | 886 | COCHECO FALLS | 0.63 | 0.549 | 33 | 17 | NH | PSNH
| 798 | COLEBROOK | 798 | COLEBROOK | 2.967 | 2.967 | 9 | 5 | CT | CLP
| 1049 | COLLINS HYDRO | 1049 | COLLINS HYDRO | 1.25 | 1.25 | 25 | 13 | WMA | NSTAR
| 380 | COMERFORD | 380 | COMERFORD | 169.3 | 170.3 | 33 | 9 | NH | TCPM
| 1044 | COMMERCIAL ST 2 | 1044 | COMMERCIAL ST 2 | 1 | 1 | 25 | 9 | BOSTON | MMLD
| 834 | COMPTU FALLS | 834 | COMPTU FALLS | 0.323 | 0.46 | 50 | 27 | VT | CVPS
| 973 | CONCORD STEAM | 973 | CONCORD STEAM | 1.246 | 1.34 | 33 | 13 | NH | UNITIL-ES
| 13975 | CORRIVEAU HYDROELECTRIC LLC | 13975 | CORRIVEAU HYDROELECTRIC LLC | 0.073 | 0.35 | 23 | 17 | ME | PPLM
| 370 | COS COB 10 | 370 | COS COB 10 | 19.497 | 24.397 | 9 | 1 | NOR | NRGPM
| 371 | COS COB 11 | 371 | COS COB 11 | 21.841 | 23.229 | 9 | 1 | NOR | NRGPM
| 372 | COS COB 12 | 372 | COS COB 12 | 18.66 | 23.56 | 9 | 1 | NOR | NRGPM
| 12524 | COS COB 13&14 | 14157 | COS COB 13 | 34 | 44 | 9 | 1 | NOR | NRGPM
|  |  | 14158 | COS COB 14 |  |  | 9 | 1 | NOR | NRGPM
| 12553 | COVANTA HAVERHILL LANDFILL GAS ENGINE | 14707 | COVANTA HAVERHILL - LF GAS | 1.6 | 1.6 | 25 | 9 | BOSTON | CHA
| 446 | COVANTA JONESBORO | 446 | COVANTA JONESBORO | 26.863 | 26.817 | 23 | 29 | BHE | CM
| 445 | COVANTA WEST ENFIELD | 445 | COVANTA WEST ENFIELD | 26 | 25.967 | 23 | 19 | BHE | CM
| 10801 | COVENTRY CLEAN ENERGY | 10801 | COVENTRY CLEAN ENERGY | 4.8 | 4.8 | 50 | 19 | VT | VPPSA
| 12323 | COVENTRY CLEAN ENERGY #4 | 12323 | COVENTRY CLEAN ENERGY #4 | 1.6 | 1.525 | 50 | 19 | VT | VPPSA
| 849 | CRESCENT DAM | 849 | CRESCENT DAM | 1.5 | 1.575 | 25 | 13 | WMA | CHIPM
| 1209 | CRRA HARTFORD LANDFILL | 1209 | CRRA HARTFORD LANDFILL | 2.853 | 2.852 | 9 | 3 | CT | CLP
| 2282 | DAMARISCOTTA HYDRO | 2282 | DAMARISCOTTA HYDRO | 0.005 | 0.5 | 23 | 15 | ME | CESI
| 388 | DARTMOUTH POWER | 388 | DARTMOUTH POWER | 62.9 | 68.4 | 25 | 5 | SEMA | CEEI
| 15415 | DARTMOUTH POWER EXPANSION | 15940 | DARTMOUTH CT GENERATOR 3 | 19.314 | 21.853 | 25 | 5 | SEMA | CEEI
| 465 | DEERFIELD 2/LWR DRFIELD | 465 | DEERFIELD 2/LWR DRFIELD | 19.5 | 19.5 | 25 | 11 | WMA | TCPM
| 393 | DEERFIELD 5 | 393 | DEERFIELD 5 | 13.99 | 13.99 | 25 | 11 | WMA | TCPM
| 389 | DERBY DAM | 389 | DERBY DAM | 7.05 | 7.05 | 9 | 1 | SWCT | CLP
| 396 | DEVON 10 | 396 | DEVON 10 | 19.2 | 19.208 | 9 | 9 | SWCT | NRGPM
| 397 | DEVON 11 | 397 | DEVON 11 | 33.12 | 42.82 | 9 | 9 | SWCT | NRGPM
| 398 | DEVON 12 | 398 | DEVON 12 | 33.12 | 42.82 | 9 | 9 | SWCT | NRGPM
| 399 | DEVON 13 | 399 | DEVON 13 | 33.12 | 42.82 | 9 | 9 | SWCT | NRGPM
| 400 | DEVON 14 | 400 | DEVON 14 | 33.12 | 42.82 | 9 | 9 | SWCT | NRGPM
| 835 | DEWEY MILLS | 835 | DEWEY MILLS | 1.57 | 2.79 | 50 | 27 | VT | CVPS
| 392 | DEXTER | 392 | DEXTER | 38 | 39.525 | 9 | 3 | CT | CLP
| 618 | DG WHITEFIELD, LLC | 618 | DG WHITEFIELD, LLC | 18 | 18.2 | 33 | 7 | NH | CEC
| 2431 | DODGE FALLS-NEW | 2431 | DODGE FALLS-NEW | 5 | 5 | 50 | 23 | VT | VELCO
| 395 | DOREEN | 395 | DOREEN | 16.6 | 21.1 | 25 | 3 | WMA | CEEI
| 629 | DOWNEAST POWER | 629 | DOWNEAST POWER | 22.8 | 21.39 | 23 | 29 | BHE | DOWN
| 970 | DUDLEY HYDRO | 970 | DUDLEY HYDRO | 0.102 | 0.324 | 25 | 27 | CMA/NEMA | MEC
| 942 | DUNBARTON ROAD LANDFILL | 942 | DUNBARTON ROAD LANDFILL | 1.016 | 1.166 | 33 | 11 | NH | PSNH
| 864 | DWIGHT | 864 | DWIGHT | 1.34 | 1.746 | 25 | 13 | WMA | CEEI
| 823 | EAST BARNET | 823 | EAST BARNET | 1.6 | 1.9 | 50 | 5 | VT | CVPS
| 10403 | EASTMAN BROOK U5 | 10403 | EASTMAN BROOK U5 | 0.1 | 0.1 | 33 | 9 | NH | PSNH
| 401 | EASTMAN FALLS | 401 | EASTMAN FALLS | 6.47 | 6.47 | 33 | 13 | NH | PSNH
| 407 | EASTPORT DIESELS 1-3 | 407 | EASTPORT DIESELS 1-3 | 4.05 | 4.1 | 23 | 29 | BHE | CEC
| 1052 | EB1-BFI | 1052 | EB1-BFI | 3.9 | 3.9 | 25 | 23 | SEMA | TMLP
| 542 | ECO MAINE | 542 | ECO MAINE | 13.705 | 13.705 | 23 | 5 | SME | IES
| 405 | ELLSWORTH HYDRO | 405 | ELLSWORTH HYDRO | 9.21 | 9.05 | 23 | 9 | BHE | BBHP
| 836 | EMERSON FALLS | 836 | EMERSON FALLS | 0.23 | 0.23 | 50 | 5 | NH | CVPS
| 829 | ENOSBURG 2 DIESEL | 829 | ENOSBURG 2 DIESEL | 0.784 | 0.784 | 50 | 11 | VT | VPPSA
| 830 | ENOSBURG HYDRO | 830 | ENOSBURG HYDRO | 0.95 | 0.95 | 50 | 11 | VT | VPPSA
| 865 | ERROL | 865 | ERROL | 2.625 | 3 | 33 | 7 | NH | PSNH
| 410 | ESSEX 19 HYDRO | 410 | ESSEX 19 HYDRO | 7.8 | 7.8 | 50 | 7 | VT | GMP
| 1221 | ESSEX DIESELS | 1221 | ESSEX DIESELS | 8 | 8.225 | 50 | 7 | VT | GMP
| 2283 | EUSTIS HYDRO | 2283 | EUSTIS HYDRO | 0.248 | 0.25 | 23 | 7 | ME | CESI
| 411 | EXETER | 411 | EXETER | 26 | 26 | 9 | 13 | CT | CMS
| 917 | EXETER RIVER HYDRO | 917 | EXETER RIVER HYDRO | 0.029 | 0.003 | 33 | 15 | NH | PSNH
| 1047 | FAIRFAX | 1047 | FAIRFAX | 4.009 | 4.009 | 50 | 11 | VT | CVPS
| 412 | FALLS VILLAGE | 412 | FALLS VILLAGE | 9.76 | 11 | 9 | 5 | CT | FPRM
| 12108 | FIEC DIESEL | 12108 | FIEC DIESEL | 2 | 2 | 23 | 11 | ME | VPPSA
| 413 | FIFE BROOK | 413 | FIFE BROOK | 9.9 | 9.9 | 25 | 3 | WMA | BSP
| 415 | FLORENCE 1 CG | 415 | FLORENCE 1 CG | 3.339 | 4.54 | 50 | 21 | VT | VMC
| 416 | FLORENCE 2 CG | 416 | FLORENCE 2 CG | 3.3 | 4.54 | 50 | 21 | VT | VMC
| 1691 | FORE RIVER-1 | 1691 | FORE RIVER-1 | 700 | 843 | 25 | 21 | SEMA | BG
| 943 | FOUR HILLS LANDFILL | 943 | FOUR HILLS LANDFILL | 0.932 | 0.932 | 33 | 11 | NH | PSNH
| 194 | FOUR HILLS LOAD REDUCER | 194 | FOUR HILLS LOAD REDUCER | 2.091 | 2.091 | 33 | 11 | NH | PSNH
| 16675 | FOX ISLAND WIND | 16675 | FOX ISLAND WIND | 0 | 0 | 23 | 13 | ME | VPPSA
| 417 | FRAMINGHAM JET 1 | 417 | FRAMINGHAM JET 1 | 14.1 | 18.1 | 25 | 17 | BOSTON | EXNEH
| 418 | FRAMINGHAM JET 2 | 418 | FRAMINGHAM JET 2 | 14.1 | 18.1 | 25 | 17 | BOSTON | EXNEH
| 419 | FRAMINGHAM JET 3 | 419 | FRAMINGHAM JET 3 | 14.1 | 18.1 | 25 | 17 | BOSTON | EXNEH
| 420 | FRANKLIN DRIVE 10 | 420 | FRANKLIN DRIVE 10 | 17.2 | 20.952 | 9 | 5 | CT | NRGPM
| 882 | FRANKLIN FALLS | 882 | FRANKLIN FALLS | 0.673 | 0.8 | 33 | 13 | NH | PSNH
| 924 | FRESHWATER HYDRO | 924 | FRESHWATER HYDRO | 0.2 | 0.2 | 33 | 9 | NH | PSNH
| 421 | FRONT STREET DIESELS 1-3 | 421 | FRONT STREET DIESELS 1-3 | 8.3 | 8.25 | 25 | 13 | WMA | CMLP
| 821 | GAGE | 821 | GAGE | 0.76 | 0.8 | 50 | 5 | VT | CVPS
| 2284 | GARDINER HYDRO | 2284 | GARDINER HYDRO | 1.05 | 1.05 | 23 | 11 | ME | CESI
| 851 | GARDNER FALLS | 851 | GARDNER FALLS | 3.7 | 3.7 | 25 | 11 | WMA | CEEI
| 768 | GARVINS/HOOKSETT | 768 | GARVINS/HOOKSETT | 14.805 | 14 | 33 | 13 | NH | PSNH
| 10880 | GE LYNN EXCESS REPLACEMENT | 10880 | GE LYNN EXCESS REPLACEMENT | 2.282 | 14.982 | 25 | 25 | BOSTON | CNE
| 805 | GLEN FALLS | 805 | GLEN FALLS | 2 | 2 | 9 | 15 | CT | CLP
| 850 | GLENDALE HYDRO | 850 | GLENDALE HYDRO | 0.958 | 1.138 | 25 | 3 | WMA | CHIPM
| 913 | GOODRICH FALLS | 913 | GOODRICH FALLS | 0.487 | 0.307 | 33 | 3 | NH | PSNH
| 796 | GOODWIN DAM | 796 | GOODWIN DAM | 3 | 3.067 | 9 | 5 | CT | CLP
| 426 | GORGE 1 DIESEL | 426 | GORGE 1 DIESEL | 10.8 | 16.11 | 50 | 7 | VT | GMP
| 2434 | GORGE 18 HYDRO-NEW | 2434 | GORGE 18 HYDRO-NEW | 3.3 | 3.3 | 50 | 7 | VT | GMP
| 427 | GORHAM | 427 | GORHAM | 2.05 | 2.05 | 33 | 7 | NH | PSNH
| 1572 | GRANBY SANITARY LANDFILL QF U5 | 1572 | GRANBY SANITARY LANDFILL QF U5 | 2.8 | 2.8 | 25 | 15 | WMA | MEC
| 1625 | GRANITE RIDGE ENERGY | 1625 | GRANITE RIDGE ENERGY | 678 | 767.5 | 33 | 11 | NH | CPM
| 900 | GREAT FALLS LOWER | 900 | GREAT FALLS LOWER | 1.7 | 1.7 | 33 | 17 | NH | PSNH
| 899 | GREAT FALLS UPPER | 899 | GREAT FALLS UPPER | 0.937 | 2.075 | 33 | 17 | NH | PSNH
| 10424 | GREAT LAKES - BERLIN | 10424 | GREAT LAKES - BERLIN | 25 | 25 | 33 | 7 | NH | BEM
| 424 | GREAT LAKES - MILLINOCKET | 424 | GREAT LAKES - MILLINOCKET | 126 | 126 | 23 | 19 | BHE | BEM
| 1117 | GREAT WORKS COMPOSITE | 1117 | GREAT WORKS COMPOSITE | 0.165 | 0.918 | 23 | 31 | SME | CESI
| 12274 | GREEN MOUNTAIN DAIRY | 12274 | GREEN MOUNTAIN DAIRY | 0.22 | 0.22 | 50 | 11 | VT | CVPS
| 429 | GREENVILLE | 429 | GALLOP POWER GREENVILLE | 16.726 | 16.774 | 23 | 21 | ME | CEC
| 2285 | GREENVILLE HYDRO | 2285 | GREENVILLE HYDRO | 0.52 | 0.52 | 23 | 21 | ME | CESI
| 866 | GREGGS | 866 | GREGGS | 2.07 | 2.07 | 33 | 11 | NH | PSNH
| 1640 | GROVETON COGEN U5 | 1640 | GROVETON COGEN U5 | 0.892 | 0.892 | 33 | 7 | NH | PSNH
| 1432 | GRS-FALL RIVER | 1432 | GRS-FALL RIVER | 5.2 | 5.9 | 25 | 5 | SEMA | TMLP
| 11052 | GRTR NEW BEDFORD LFG UTIL PROJ | 11052 | GRTR NEW BEDFORD LFG UTIL PROJ | 3.3 | 3.3 | 25 | 5 | SEMA | CEC
| 328 | GULF ISLAND COMPOSITE | 328 | GULF ISLAND COMPOSITE | 32.97 | 32.97 | 23 | 1 | ME | FPLEMH
| 1168 | H.K. SANDERS | 1168 | H.K. SANDERS | 1.8 | 1.8 | 50 | 15 | VT | VPPSA
| 2286 | HACKETT MILLS HYDRO | 2286 | HACKETT MILLS HYDRO | 0.159 | 0.5 | 23 | 1 | ME | FPLP
| 921 | HADLEY FALLS | 921 | HADLEY FALLS | 0.2 | 0.25 | 33 | 11 | NH | PSNH
| 769 | HADLEY FALLS 1&2 | 769 | HADLEY FALLS 1&2 | 33.4 | 33.4 | 25 | 13 | WMA | HGE
| 1051 | HAL-BFI | 1051 | HAL-BFI | 2.89 | 2.89 | 25 | 23 | SEMA | MEC
| 435 | HARRIMAN | 435 | HARRIMAN | 41.135 | 39 | 50 | 25 | WMA | TCPM
| 432 | HARRIS 1 | 432 | HARRIS 1 | 28.6 | 28.98 | 23 | 25 | ME | FPLEMH
| 433 | HARRIS 2 | 433 | HARRIS 2 | 35 | 35.48 | 23 | 25 | ME | FPLEMH
| 434 | HARRIS 3 | 434 | HARRIS 3 | 34.21 | 34.47 | 23 | 25 | ME | FPLEMH
| 757 | HARRIS 4 | 757 | HARRIS 4 | 1.5 | 1.5 | 23 | 25 | ME | FPLEMH
| 12168 | HARRIS ENERGY | 12168 | HARRIS ENERGY | 2.421 | 2.421 | 25 | 13 | WMA | HGE
| 436 | HEMPHILL 1 | 436 | HEMPHILL 1 | 14.137 | 14.45 | 33 | 19 | NH | PPLEP
| 957 | HG&E HYDRO/CABOT 1-4 | 957 | HG&E HYDRO/CABOT 1-4 | 3.147 | 3.147 | 25 | 13 | WMA | HGE
| 783 | HIGHGATE FALLS | 783 | HIGHGATE FALLS | 9.57 | 9.52 | 50 | 11 | VT | VPPSA
| 891 | HILLSBORO MILLS | 891 | HILLSBORO MILLS | 0.405 | 0.568 | 33 | 11 | NH | PSNH
| 440 | HIRAM | 440 | HIRAM | 11.6 | 11.6 | 23 | 5 | SME | FPLEMH
| 437 | HOLYOKE 6/CABOT 6 | 437 | HOLYOKE 6/CABOT 6 | 9.611 | 9.611 | 25 | 13 | WMA | HGE
| 438 | HOLYOKE 8/CABOT 8 | 438 | HOLYOKE 8/CABOT 8 | 9.695 | 9.695 | 25 | 13 | WMA | HGE
| 919 | HOPKINTON HYDRO | 919 | HOPKINTON HYDRO | 0.229 | 0.25 | 33 | 13 | NH | SMED
| 902 | HOSIERY MILL DAM | 902 | HOSIERY MILL DAM | 0.435 | 0.993 | 33 | 11 | NH | PSNH
| 16524 | HOWLAND | 16524 | HOWLAND | 1.876 | 1.898 | 23 | 19 | BHE | PPLEP
| 11408 | HULL WIND TURBINE II | 11408 | HULL WIND TURBINE II | 1.8 | 1.8 | 25 | 9 | BOSTON | HULL
| 1656 | HULL WIND TURBINE U5 | 1656 | HULL WIND TURBINE U5 | 0.165 | 0.165 | 25 | 9 | BOSTON | HULL
| 2432 | HUNTINGTON FALLS-NEW | 2432 | HUNTINGTON FALLS-NEW | 4.99 | 5.76 | 50 | 1 | VT | VMC
| 856 | HUNT'S POND | 856 | HUNT'S POND | 0.023 | 0.064 | 25 | 27 | CMA/NEMA | TTMLP
| 2426 | HYDRO KENNEBEC | 2426 | HYDRO KENNEBEC | 15.66 | 17.15 | 23 | 11 | ME | CESLLC
| 11889 | IBEW LOCAL 99 SOLAR QF | 11889 | IBEW LOCAL 99 SOLAR QF | 0.029 | 0.05 | 44 | 7 | RI | NEC
| 1631 | INDECK-ENERGY ALEXANDRIA, LLC | 14211 | INDECK ALEXANDRIA | 0 | 0 | 33 | 9 | NH | IEA
| 867 | INDIAN ORCHARD | 867 | INDIAN ORCHARD | 3.7 | 3.7 | 25 | 13 | WMA | CEEI
| 448 | IPSWICH DIESELS | 448 | IPSWICH DIESELS | 16 | 13.277 | 25 | 9 | BOSTON | IMLD
| 474 | J C MCNEIL | 474 | J C MCNEIL | 52 | 54 | 50 | 7 | VT | BED
| 359 | J. COCKWELL 1 | 359 | J. COCKWELL 1 | 288.475 | 294.5 | 25 | 11 | WMA | BSP
| 360 | J. COCKWELL 2 | 360 | J. COCKWELL 2 | 291.463 | 294.5 | 25 | 11 | WMA | BSP
| 449 | JACKMAN | 449 | JACKMAN | 3.6 | 19.75 | 33 | 11 | NH | PSNH
| 13664 | JOHN STREET #3 | 13664 | JOHN STREET #3 | 2 | 2 | 9 | 9 | SWCT | CMEEC
| 13665 | JOHN STREET #4 | 13665 | JOHN STREET #4 | 2 | 2 | 9 | 9 | SWCT | CMEEC
| 12528 | JOHN STREET #5 | 13666 | JOHN STREET 5 | 2.011 | 2.011 | 9 | 9 | SWCT | CMEEC
| 451 | JOHNSTON LANDFILL | 451 | JOHNSTON LANDFILL | 12 | 12 | 44 | 7 | RI | RRIG
| 911 | KELLEYS FALLS | 911 | KELLEYS FALLS | 0.429 | 0.4 | 33 | 11 | NH | PSNH
| 1672 | KENDALL CT | 1672 | KENDALL CT | 175 | 190 | 25 | 17 | BOSTON | MET
| 452 | KENDALL JET 1 | 452 | KENDALL JET 1 | 18 | 23 | 25 | 17 | BOSTON | MET
| 10347 | KENDALL STEAM 1 | 10347 | KENDALL STEAM 1 | 21 | 22.33 | 25 | 17 | BOSTON | MET
| 10348 | KENDALL STEAM 2 | 10348 | KENDALL STEAM 2 | 21 | 22.33 | 25 | 17 | BOSTON | MET
| 10349 | KENDALL STEAM 3 | 10349 | KENDALL STEAM 3 | 24.93 | 24.521 | 25 | 17 | BOSTON | MET
| 1119 | KENNEBAGO HYDRO | 1119 | KENNEBAGO HYDRO | 0.686 | 0.725 | 23 | 29 | BHE | FPLP
| 1273 | KENNEBEC WATER U5 | 1273 | KENNEBEC WATER U5 | 0.41 | 0.41 | 23 | 25 | ME | PPLM
| 786 | KEZAR LEDGEMERE COMPOSITE | 786 | KEZAR LEDGEMERE COMPOSITE | 0.56 | 1.282 | 23 | 31 | SME | FPLP
| 12551 | KIBBY WIND POWER | 12551 | KIBBY WIND POWER | 20.4 | 47.3 | 23 | 7 | ME | TCPM
| 837 | KILLINGTON | 837 | KILLINGTON | 0.07 | 0.1 | 50 | 21 | VT | CVPS
| 14706 | KIMBERLY-CLARK CORP ENERGY INDEPENDENCE PROJECT | 15097 | KIMB ROCKY RIVER PH2 | 14 | 19.7 | 9 | 5 | SWCT | KCC
| 838 | KINGSBURY | 838 | KINGSBURY | 0.2 | 0.2 | 50 | 23 | VT | GMP
| 799 | KINNEYTOWN A | 799 | KINNEYTOWN A | 2.46 | 0.246 | 9 | 9 | SWCT | CLP
| 800 | KINNEYTOWN B | 800 | KINNEYTOWN B | 0.654 | 1.51 | 9 | 9 | SWCT | CLP
| 466 | L STREET JET | 466 | L STREET JET | 16.6 | 22.25 | 25 | 25 | BOSTON | EXNEH
| 839 | LADD'S MILL | 839 | LADD'S MILL | 0.17 | 0.17 | 50 | 23 | VT | CVPS
| 1342 | LAKE ROAD 1 | 1342 | LAKE ROAD 1 | 255 | 293 | 9 | 15 | RI | LRGC
| 1343 | LAKE ROAD 2 | 1343 | LAKE ROAD 2 | 255 | 293 | 9 | 15 | RI | LRGC
| 1344 | LAKE ROAD 3 | 1344 | LAKE ROAD 3 | 255 | 293 | 9 | 15 | RI | LRGC
| 892 | LAKEPORT DAM | 892 | LAKEPORT DAM | 0.537 | 0.711 | 33 | 1 | NH | PSNH
| 457 | LAWRENCE HYDRO | 457 | LAWRENCE HYDRO | 9.4 | 14.1 | 25 | 9 | BOSTON | NEP
| 14660 | LEMPSTER WIND | 15115 | LEMPSTER WIND | 4.425 | 10.024 | 33 | 11 | NH | PSNH
| 787 | LEWISTON CANAL COMPOSITE | 787 | LEWISTON CANAL COMPOSITE | 1.855 | 6.94 | 23 | 1 | ME | FPLEMH
| 1283 | LEWISTON U5 | 1283 | LEWISTON U5 | 0.64 | 0.64 | 23 | 1 | ME | PPLM
| 894 | LISBON HYDRO | 894 | LISBON HYDRO | 0.332 | 0.515 | 33 | 9 | NH | PSNH
| 462 | LISBON RESOURCE RECOVERY | 462 | LISBON RESOURCE RECOVERY | 14.1 | 14.1 | 9 | 11 | CT | CLP
| 904 | LOCHMERE DAM | 904 | LOCHMERE DAM | 0.892 | 1.025 | 33 | 1 | NH | PSNH
| 460 | LOCKWOOD | 460 | LOCKWOOD | 7.5 | 7.5 | 23 | 11 | ME | FPLP
| 464 | LOST NATION | 464 | LOST NATION | 14.1 | 19.3 | 33 | 7 | NH | PSNH
| 1188 | LOWELL COGENERATION PLANT | 1188 | LOWELL COGENERATION PLANT | 27.881 | 30.856 | 25 | 19 | CMA/NEMA | CEEI
| 12521 | LOWELL POWER REACTIVATION | 461 | L'ENERGIA ENERGY CENTER | 74 | 76 | 25 | 19 | CMA/NEMA | CEEI
| 774 | LOWER LAMOILLE COMPOSITE | 774 | LOWER LAMOILLE COMPOSITE | 15.8 | 16.35 | 50 | 15 | VT | CVPS
| 895 | LOWER ROBERTSON DAM | 895 | LOWER ROBERTSON DAM | 0.86 | 0.9 | 33 | 5 | VT | HDEL
| 10406 | LOWER VALLEY HYDRO U5 | 10406 | LOWER VALLEY HYDRO U5 | 0.534 | 0.534 | 33 | 19 | NH | CVPS
| 10408 | LOWER VILLAGE HYDRO U5 | 10408 | LOWER VILLAGE HYDRO U5 | 0.401 | 1.096 | 33 | 19 | NH | CVPS
| 950 | LP ATHOL - QF | 950 | LP ATHOL - QF | 0.2 | 0.2 | 25 | 27 | CMA/NEMA | MEC
| 472 | M STREET JET | 472 | M STREET JET | 50 | 68.1 | 25 | 25 | BOSTON | MBTA
| 1114 | MADISON COMPOSITE | 1114 | MADISON COMPOSITE | 22 | 22 | 23 | 25 | ME | CESLLC
| 1216 | MAINE INDEPENDENCE STATION | 1216 | MAINE INDEPENDENCE STATION | 515 | 553 | 23 | 19 | BHE | DPM
| 321 | MANCHESTER 10/10A CC | 321 | MANCHESTER 10/10A CC | 140 | 165 | 44 | 7 | RI | DEM
| 322 | MANCHESTER 11/11A CC | 322 | MANCHESTER 11/11A CC | 140 | 165 | 44 | 7 | RI | DEM
| 323 | MANCHESTER 9/9A CC | 323 | MANCHESTER 9/9A CC | 140 | 165 | 44 | 7 | RI | DEM
| 13669 | MANCHESTER METHANE LLC EAST WINDSOR FACILITY | 13669 | EAST WINDSOR NORCAP LFG PLANT | 1.43 | 1.43 | 9 | 3 | CT | MMLLC
| 467 | MARBLEHEAD DIESELS | 467 | MARBLEHEAD DIESELS | 5 | 5 | 25 | 9 | BOSTON | MMLD
| 1266 | MARSH POWER | 1266 | MARSH POWER | 0.15 | 0.15 | 23 | 27 | ME | FPLP
| 468 | MARSHFIELD 6 HYDRO | 468 | MARSHFIELD 6 HYDRO | 5 | 5 | 50 | 23 | NH | GMP
| 840 | MARTINSVILLE | 840 | MARTINSVILLE | 0.25 | 0.25 | 50 | 27 | VT | CVPS
| 1061 | MASCOMA HYDRO | 1061 | MASCOMA HYDRO | 0.834 | 0.834 | 33 | 9 | VT | TCPM
| 497 | MASS POWER | 497 | MASS POWER | 240 | 276 | 25 | 13 | WMA | MASSPOWER
| 10998 | MASSINNOVATION FITCHBURG | 10998 | MASSINNOVATION FITCHBURG | 0.003 | 3.027 | 25 | 27 | CMA/NEMA | FGE
| 14087 | MAT3 | 14087 | MAT3 | 18.509 | 18.065 | 25 | 25 | BOSTON | MATEP
| 13675 | MATEP (COMBINED CYCLE) | 13675 | MATEP (COMBINED CYCLE) | 46.802 | 49.802 | 25 | 25 | BOSTON | MATEP
| 13673 | MATEP (DIESEL) | 13673 | MATEP (DIESEL) | 19.491 | 19.491 | 25 | 25 | BOSTON | MATEP
| 880 | MCCALLUM ENTERPRISES | 880 | MCCALLUM ENTERPRISES | 0.278 | 0.278 | 9 | 9 | SWCT | UI
| 473 | MCINDOES | 473 | MCINDOES | 13 | 13 | 33 | 9 | NH | TCPM
| 345 | MEAD | 345 | MEAD | 75 | 75 | 23 | 17 | ME | CESLLC
| 2287 | MECHANIC FALLS HYDRO | 2287 | MECHANIC FALLS HYDRO | 0.231 | 1.05 | 23 | 1 | ME | CESI
| 806 | MECHANICSVILLE | 806 | MECHANICSVILLE | 0.101 | 0.267 | 9 | 15 | CT | SMED
| 16525 | MEDWAY | 16525 | MEDWAY | 3.443 | 2.869 | 23 | 19 | BHE | BBHP
| 475 | MEDWAY DIESELS 1-4 | 475 | MEDWAY DIESELS 1-4 | 7.95 | 8.65 | 23 | 19 | BHE | CEC
| 476 | MERC | 476 | MERC | 22.665 | 22.665 | 23 | 31 | SME | FPLP
| 946 | MERRIMAC PAPER - QF | 946 | MERRIMAC PAPER - QF | 0.016 | 0.003 | 25 | 9 | BOSTON | MEC
| 489 | MERRIMACK 1 | 489 | MERRIMACK 1 | 112.5 | 122.73 | 33 | 13 | NH | PSNH
| 490 | MERRIMACK 2 | 490 | MERRIMACK 2 | 326.5 | 353.5 | 33 | 13 | NH | PSNH
| 382 | MERRIMACK CT1 | 382 | MERRIMACK CT1 | 17.8 | 22.5 | 33 | 13 | NH | PSNH
| 383 | MERRIMACK CT2 | 383 | MERRIMACK CT2 | 17.6 | 23.5 | 33 | 13 | NH | PSNH
| 759 | MESSALONSKEE COMPOSITE | 14937 | UNION GAS STATION | 5.92 | 5.95 | 23 | 11 | ME | FPLP
|  |  | 759 | MESSALONSKEE COMPOSITE |  |  | 23 | 11 | ME | FPLP
| 793 | METHUEN HYDRO | 793 | METHUEN HYDRO | 0.12 | 0.273 | 25 | 9 | BOSTON | SMED
| 775 | MIDDLEBURY COMPOSITE | 775 | MIDDLEBURY COMPOSITE | 6.75 | 6 | 50 | 1 | VT | CVPS
| 1720 | MIDDLEBURY LOWER U5 | 1720 | MIDDLEBURY LOWER U5 | 1.81 | 1.85 | 50 | 1 | VT | CVPS
| 779 | MIDDLESEX 2 | 779 | MIDDLESEX 2 | 3.3 | 3.3 | 50 | 23 | VT | GMP
| 479 | MIDDLETOWN 1 | 479 | MIDDLETOWN 1 | 66.37 | 70 | 9 | 7 | CT | NRGPM
| 478 | MIDDLETOWN 10 | 478 | MIDDLETOWN 10 | 17.2 | 22.1 | 9 | 7 | CT | NRGPM
| 480 | MIDDLETOWN 2 | 480 | MIDDLETOWN 2 | 117 | 120 | 9 | 7 | CT | NRGPM
| 481 | MIDDLETOWN 3 | 481 | MIDDLETOWN 3 | 236 | 245 | 9 | 7 | CT | NRGPM
| 482 | MIDDLETOWN 4 | 482 | MIDDLETOWN 4 | 402 | 402 | 9 | 7 | CT | NRGPM
| 16296 | MILFORD HYDRO | 16296 | MILFORD HYDRO | 6.422 | 6.643 | 23 | 19 | BHE | BBHP
| 486 | MILFORD POWER | 486 | MILFORD POWER | 149 | 170.73 | 25 | 27 | RI | ANP
| 1385 | MILFORD POWER 1 | 1385 | MILFORD POWER 1 | 267.7 | 288.516 | 9 | 9 | SWCT | JPMVEC
| 1386 | MILFORD POWER 2 | 1386 | MILFORD POWER 2 | 267.7 | 295.38 | 9 | 9 | SWCT | JPMVEC
| 1210 | MILLENNIUM | 1210 | MILLENNIUM | 331 | 389 | 25 | 27 | WMA | MLC
| 487 | MILLER HYDRO | 487 | MILLER HYDRO | 18.6 | 18.6 | 23 | 1 | ME | CEC
| 484 | MILLSTONE POINT 2 | 484 | MILLSTONE POINT 2 | 897.5 | 905.7 | 9 | 11 | CT | DEM
| 485 | MILLSTONE POINT 3 | 485 | MILLSTONE POINT 3 | 1225 | 1235.001 | 9 | 11 | CT | DEM
| 868 | MILTON MILLS HYDRO | 868 | MILTON MILLS HYDRO | 1.15 | 1.51 | 33 | 17 | NH | PSNH
| 869 | MINE FALLS | 869 | MINE FALLS | 0.827 | 1.787 | 33 | 11 | NH | PSNH
| 794 | MINIWAWA | 794 | MINIWAWA | 0.437 | 0.959 | 33 | 5 | VT | LELWD
| 954 | MM LOWELL LANDFILL - QF | 954 | MM LOWELL LANDFILL - QF | 1.104 | 1.093 | 25 | 19 | BOSTON | MEC
| 1109 | MMWAC | 1109 | MMWAC | 3.034 | 3.034 | 23 | 1 | ME | FPLP
| 915 | MONADNOCK PAPER MILLS | 915 | MONADNOCK PAPER MILLS | 0.305 | 1.114 | 33 | 11 | NH | PSNH
| 14134 | MONTAGNE FARM | 14134 | MONTAGNE FARM | 0.3 | 0.3 | 50 | 11 | VT | CVPS
| 492 | MONTVILLE 10 and 11 | 492 | MONTVILLE 10 and 11 | 5.5 | 5.5 | 9 | 11 | CT | NRGPM
| 493 | MONTVILLE 5 | 493 | MONTVILLE 5 | 81 | 82 | 9 | 11 | CT | NRGPM
| 494 | MONTVILLE 6 | 494 | MONTVILLE 6 | 410 | 410 | 9 | 11 | CT | NRGPM
| 495 | MONTY | 495 | MONTY | 28 | 28 | 23 | 25 | ME | FPLEMH
| 496 | MOORE | 496 | MOORE | 194.5 | 191.96 | 33 | 9 | NH | TCPM
| 841 | MORETOWN 8 | 841 | MORETOWN 8 | 1.096 | 1.096 | 50 | 23 | VT | CVPS
| 15617 | MORETOWN LFG | 15617 | MORETOWN LFGTE | 0 | 0 | 50 | 9 | VT | GMP
| 1166 | MORRISVILLE PLANT #2 | 1166 | MORRISVILLE PLANT #2 | 1.43 | 1.8 | 50 | 15 | VT | VPPSA
| 498 | MT TOM | 498 | MT TOM | 146 | 147 | 25 | 13 | WMA | FPRM
| 1062 | MWRA COSGROVE | 1062 | MWRA COSGROVE | 1.901 | 1.901 | 25 | 27 | CMA/NEMA | CEC
| 502 | MYSTIC 7 | 502 | MYSTIC 7 | 592 | 592 | 25 | 17 | BOSTON | BG
| 1478 | MYSTIC 8 | 1478 | MYSTIC 8 | 703.324 | 841.564 | 25 | 17 | BOSTON | BG
| 1616 | MYSTIC 9 | 1616 | MYSTIC 9 | 709.676 | 858.436 | 25 | 17 | BOSTON | BG
| 503 | MYSTIC JET | 503 | MYSTIC JET | 9.75 | 13.8 | 25 | 17 | BOSTON | BG
| 776 | N. RUTLAND COMPOSITE | 776 | N. RUTLAND COMPOSITE | 5.2 | 5.45 | 50 | 21 | VT | CVPS
| 1649 | NAEA NEWINGTON ENERGY, LLC | 1649 | NEWINGTON ENERGY | 524.186 | 561.5 | 33 | 15 | NH | SENA
| 842 | NANTANA MILL | 842 | NANTANA MILL | 0.106 | 0.22 | 50 | 23 | VT | CVPS
| 890 | NASHUA HYDRO | 890 | NASHUA HYDRO | 1.031 | 0.84 | 33 | 11 | NH | PSNH
| 507 | NEA BELLINGHAM | 507 | NEA BELLINGHAM | 277.621 | 340.241 | 25 | 21 | RI | FPLP
| 10308 | NECCO COGENERATION FACILITY | 10308 | NECCO COGENERATION FACILITY | 5 | 5 | 25 | 25 | BOSTON | NECCO
| 15491 | NEIGHBORHOOD ENERGY, LLC | 15465 | NEIGHBORHOOD ENERGY, LLC | 0 | 0 | 50 | 2 | VT | VEC
| 513 | NEW HAVEN HARBOR | 513 | NEW HAVEN HARBOR | 466 | 466 | 9 | 9 | CT | PSEG
| 978 | NEW MILFORD | 978 | NEW MILFORD | 3.014 | 3.014 | 9 | 5 | CT | CLP
| 843 | NEWBURY | 843 | NEWBURY | 0.22 | 0.27 | 50 | 17 | VT | CVPS
| 888 | NEWFOUND HYDRO | 888 | NEWFOUND HYDRO | 1.966 | 1.303 | 33 | 9 | NH | PSNH
| 508 | NEWINGTON 1 | 508 | NEWINGTON 1 | 407.5 | 420.83 | 33 | 15 | NH | PSNH
| 772 | NEWPORT HYDRO | 772 | NEWPORT HYDRO | 3.88 | 4.03 | 50 | 15 | NH | GBPM
| 922 | NOONE FALLS | 922 | NOONE FALLS | 0.13 | 0.146 | 33 | 11 | NH | PSNH
| 760 | NORTH GORHAM | 760 | NORTH GORHAM | 1.971 | 2 | 23 | 5 | SME | FPLEMH
| 11126 | NORTH HARTLAND HYDRO | 11126 | NORTH HARTLAND HYDRO | 4.46 | 4.46 | 50 | 27 | VT | CVPS
| 14217 | NORTHFIELD MOUNTAIN 1 | 14217 | NORTHFIELD MOUNTAIN 1 | 280 | 280 | 25 | 11 | WMA | FPRM
| 14218 | NORTHFIELD MOUNTAIN 2 | 14218 | NORTHFIELD MOUNTAIN 2 | 280 | 280 | 25 | 11 | WMA | FPRM
| 14219 | NORTHFIELD MOUNTAIN 3 | 14219 | NORTHFIELD MOUNTAIN 3 | 280 | 280 | 25 | 11 | WMA | FPRM
| 14220 | NORTHFIELD MOUNTAIN 4 | 14220 | NORTHFIELD MOUNTAIN 4 | 280 | 280 | 25 | 11 | WMA | FPRM
| 519 | NORWALK HARBOR 1 | 519 | NORWALK HARBOR 1 | 162 | 164 | 9 | 1 | NOR | NRGPM
| 521 | NORWALK HARBOR 10 (3) | 521 | NORWALK HARBOR 10 (3) | 12.3 | 17.125 | 9 | 1 | NOR | NRGPM
| 520 | NORWALK HARBOR 2 | 520 | NORWALK HARBOR 2 | 168 | 172 | 9 | 1 | NOR | NRGPM
| 2288 | NORWAY HYDRO | 2288 | NORWAY HYDRO | 0 | 0.201 | 23 | 17 | ME | CESI
| 515 | NORWICH JET | 515 | NORWICH JET | 15.255 | 18.8 | 9 | 11 | CT | CMEEC
| 1030 | OAK BLUFFS | 1030 | OAK BLUFFS | 8.25 | 8.25 | 25 | 7 | SEMA | MET
| 857 | OAKDALE HYDRO | 857 | OAKDALE HYDRO | 3.2 | 3.2 | 25 | 27 | CMA/NEMA | WBMLP
| 528 | OCEAN ST PWR GT1/GT2/ST1 | 528 | OCEAN ST PWR GT1/GT2/ST1 | 272.342 | 318.342 | 44 | 7 | RI | TCPM
| 529 | OCEAN ST PWR GT3/GT4/ST2 | 529 | OCEAN ST PWR GT3/GT4/ST2 | 274.815 | 322.815 | 44 | 7 | RI | TCPM
| 527 | OGDEN-MARTIN 1 | 527 | OGDEN-MARTIN 1 | 41.68 | 42.87 | 25 | 9 | BOSTON | DEM
| 897 | OLD NASH DAM | 897 | OLD NASH DAM | 0.135 | 0.175 | 33 | 5 | VT | PSNH
| 854 | ORANGE HYDRO 1 | 854 | ORANGE HYDRO 1 | 0.15 | 0.15 | 25 | 11 | WMA | TTMLP
| 855 | ORANGE HYDRO 2 | 855 | ORANGE HYDRO 2 | 0.12 | 0.172 | 25 | 11 | WMA | TTMLP
| 14695 | ORONO HYDRO STATION | 14695 | ORONO | 0 | 0 | 23 | 19 | BHE | BBHP
| 908 | OTIS MILL HYDRO | 908 | OTIS MILL HYDRO | 0.122 | 0.127 | 33 | 11 | NH | PSNH
| 844 | OTTAUQUECHEE | 844 | OTTAUQUECHEE | 1.547 | 2.18 | 50 | 27 | VT | CVPS
| 925 | OTTER LANE HYDRO | 925 | OTTER LANE HYDRO | 0.084 | 0.09 | 33 | 13 | NH | PSNH
| 820 | PASSUMPSIC | 820 | PASSUMPSIC | 0.7 | 0.7 | 50 | 5 | NH | CVPS
| 814 | PATCH | 814 | PATCH | 0.3 | 0.3 | 50 | 21 | VT | CVPS
| 531 | PAWTUCKET POWER | 531 | PAWTUCKET POWER | 62 | 67 | 44 | 7 | RI | PPH
| 532 | PEJEPSCOT | 532 | PEJEPSCOT | 10.21 | 13.55 | 23 | 23 | ME | FPLP
| 870 | PEMBROKE | 870 | PEMBROKE | 0.52 | 1.663 | 33 | 13 | NH | PSNH
| 871 | PENNACOOK FALLS LOWER | 871 | PENNACOOK FALLS LOWER | 2.869 | 3.991 | 33 | 13 | NH | PSNH
| 872 | PENNACOOK FALLS UPPER | 872 | PENNACOOK FALLS UPPER | 2.243 | 3.12 | 33 | 13 | NH | PSNH
| 948 | PEPPERELL HYDRO COMPANY LLC | 948 | PEPPERELL HYDRO COMPANY LLC | 0.863 | 0.863 | 25 | 17 | BOSTON | SRTC
| 536 | PERC-ORRINGTON 1 | 536 | PERC-ORRINGTON 1 | 21.76 | 21.93 | 23 | 19 | BHE | IES
| 926 | PETERBOROUGH LOWER HYDRO | 926 | PETERBOROUGH LOWER HYDRO | 0.284 | 0.284 | 33 | 11 | NH | PSNH
| 941 | PETERBOROUGH UPPER HYDRO | 941 | PETERBOROUGH UPPER HYDRO | 0.4 | 0.4 | 33 | 11 | NH | PSNH
| 10402 | PETTYBORO HYDRO U5 | 10402 | PETTYBORO HYDRO U5 | 0.004 | 0.01 | 33 | 9 | NH | PSNH
| 12526 | PIERCE | 13515 | PIERCE STATION | 75 | 87 | 9 | 9 | SWCT | CMEEC
| 818 | PIERCE MILLS | 818 | PIERCE MILLS | 0.245 | 0.245 | 50 | 5 | NH | CVPS
| 537 | PILGRIM NUCLEAR POWER STATION | 537 | PILGRIM NUCLEAR POWER STATION | 701 | 734 | 25 | 23 | SEMA | ENPM
| 809 | PINCHBECK | 809 | PINCHBECK | 0.011 | 0.01 | 9 | 13 | CT | CLP
| 538 | PINETREE POWER | 538 | PINETREE POWER | 17.55 | 17.49 | 25 | 27 | NH | FGE
| 2289 | PIONEER DAM HYDRO | 2289 | PIONEER DAM HYDRO | 0.198 | 0.198 | 23 | 25 | ME | FPLP
| 2290 | PITTSFIELD HYDRO | 2290 | PITTSFIELD HYDRO | 0.877 | 1 | 23 | 25 | ME | CESI
| 2462 | PLAINVILLE GEN QF U5 | 2462 | PLAINVILLE GEN QF U5 | 5 | 5 | 25 | 21 | SEMA | MEC
| 952 | PONTIAC ENERGY - QF | 952 | PONTIAC ENERGY - QF | 0.44 | 0.44 | 44 | 7 | RI | NEC
| 539 | PONTOOK HYDRO | 539 | PONTOOK HYDRO | 8.227 | 10.16 | 33 | 7 | NH | BEM
| 11827 | PORTSMOUTH ABBEY WIND QF | 11827 | PORTSMOUTH ABBEY WIND QF | 0.445 | 0.66 | 44 | 5 | RI | NEC
| 540 | POTTER 2 CC | 540 | POTTER 2 CC | 79.5 | 97.5 | 25 | 21 | SEMA | BELD
| 361 | POTTER DIESEL 1 | 361 | POTTER DIESEL 1 | 2.25 | 2.25 | 25 | 21 | SEMA | BELD
| 969 | POWDER MILL HYDRO | 969 | POWDER MILL HYDRO | 0.14 | 0.14 | 25 | 27 | CMA/NEMA | MMWEC
| 12163 | PPL GREAT WORKS - RED SHIELD | 12163 | PPL GREAT WORKS - RED SHIELD | 18 | 18 | 23 | 19 | BHE | PPLEP
| 16295 | PPL VEAZIE | 16295 | PPL VEAZIE | 8.431 | 8.696 | 23 | 19 | BHE | PPLEP
| 1376 | PPL WALLINGFORD UNIT 1 | 1376 | PPL WALLINGFORD UNIT 1 | 42.3 | 49 | 9 | 9 | SWCT | PPLEP
| 1377 | PPL WALLINGFORD UNIT 2 | 1377 | PPL WALLINGFORD UNIT 2 | 42.3 | 49 | 9 | 9 | SWCT | PPLEP
| 1378 | PPL WALLINGFORD UNIT 3 | 1378 | PPL WALLINGFORD UNIT 3 | 42.3 | 49 | 9 | 9 | SWCT | PPLEP
| 1379 | PPL WALLINGFORD UNIT 4 | 1379 | PPL WALLINGFORD UNIT 4 | 42.3 | 49 | 9 | 9 | SWCT | PPLEP
| 1380 | PPL WALLINGFORD UNIT 5 | 1380 | PPL WALLINGFORD UNIT 5 | 42.3 | 49 | 9 | 9 | SWCT | PPLEP
| 14610 | PRINCETON WIND FARM PROJECT | 14610 | PRINCETON WIND FARM PROJECT | 0.667 | 1.257 | 25 | 27 | CMA/NEMA | PRINCETON
| 541 | PROCTOR | 541 | PROCTOR | 6.65 | 6.65 | 50 | 21 | VT | VMC
| 804 | PUTNAM | 804 | PUTNAM | 0.58 | 1.94 | 9 | 15 | CT | CLP
| 873 | PUTTS BRIDGE | 873 | PUTTS BRIDGE | 3.75 | 4.1 | 25 | 13 | WMA | CEEI
| 810 | QUINEBAUG | 810 | QUINEBAUG | 0.98 | 2.81 | 9 | 15 | CT | CLP
| 544 | RAINBOW | 544 | RAINBOW | 8.2 | 8.2 | 9 | 3 | CT | CLP
| 1224 | RANDOLPH/BFG ELECTRIC FACILITY | 1224 | RANDOLPH/BFG ELECTRIC FACILITY | 2.675 | 2.675 | 25 | 21 | SEMA | HMLP
| 874 | RED BRIDGE | 874 | RED BRIDGE | 1.563 | 4.532 | 25 | 13 | WMA | CEEI
| 546 | RESCO SAUGUS | 546 | RESCO SAUGUS | 32.79 | 31 | 25 | 9 | BOSTON | NEP
| 1630 | RISEP | 1630 | RISEP | 548 | 575 | 44 | 7 | RI | FPLP
| 875 | RIVER BEND | 875 | RIVER BEND | 0.965 | 1.79 | 33 | 13 | NH | PSNH
| 795 | RIVER MILL HYDRO | 795 | RIVER MILL HYDRO | 0.08 | 0.2 | 33 | 9 | NH | MMELD
| 947 | RIVERDALE MILLS - QF | 947 | RIVERDALE MILLS - QF | 0.084 | 0.001 | 25 | 27 | CMA/NEMA | MEC
| 1034 | RIVERSIDE 4-7 | 1034 | RIVERSIDE 4-7 | 3.435 | 3.435 | 25 | 13 | WMA | HGE
| 1035 | RIVERSIDE 8 | 1035 | RIVERSIDE 8 | 4.5 | 4.5 | 25 | 13 | WMA | HGE
| 876 | ROBERTSVILLE | 876 | ROBERTSVILLE | 0.354 | 0.624 | 9 | 5 | CT | FPRM
| 715 | ROCHESTER LANDFILL | 715 | ROCHESTER LANDFILL | 4.98 | 4.98 | 33 | 17 | NH | NHEC
| 1368 | ROCKY GORGE CORPORATION | 1368 | ROCKY GORGE CORPORATION | 0.362 | 0.362 | 23 | 31 | SME | RGC
| 739 | ROCKY RIVER | 739 | ROCKY RIVER | 29.35 | 30.4 | 9 | 9 | SWCT | FPRM
| 906 | ROLLINSFORD HYDRO | 906 | ROLLINSFORD HYDRO | 1.5 | 1.5 | 33 | 17 | NH | PSNH
| 10366 | RRIG EXPANSION PHASE 1 | 10366 | RRIG EXPANSION PHASE 1 | 2.4 | 2.4 | 44 | 7 | RI | RRIG
| 10959 | RRIG EXPANSION PHASE 2 | 10959 | RRIG EXPANSION PHASE 2 | 6 | 6.024 | 44 | 7 | RI | RRIG
| 11424 | RUMFORD FALLS | 11424 | RUMFORD FALLS | 41.265 | 43 | 23 | 17 | ME | BEM
| 1255 | RUMFORD POWER | 1255 | RUMFORD POWER | 244.94 | 275.059 | 23 | 17 | ME | CEEI
| 549 | RUTLAND 5 GT | 549 | RUTLAND 5 GT | 10.4 | 14.8 | 50 | 21 | VT | CVPS
| 2433 | RYEGATE 1-NEW | 2433 | RYEGATE 1-NEW | 20.74 | 20.74 | 50 | 5 | NH | VELCO
| 591 | S.D. WARREN-WESTBROOK | 591 | S.D. WARREN-WESTBROOK | 43.07 | 49.103 | 23 | 5 | SME | FPLP
| 551 | SALEM HARBOR 1 | 551 | SALEM HARBOR 1 | 82 | 84 | 25 | 9 | BOSTON | DEM
| 552 | SALEM HARBOR 2 | 552 | SALEM HARBOR 2 | 80 | 80.488 | 25 | 9 | BOSTON | DEM
| 553 | SALEM HARBOR 3 | 553 | SALEM HARBOR 3 | 150 | 150 | 25 | 9 | BOSTON | DEM
| 554 | SALEM HARBOR 4 | 554 | SALEM HARBOR 4 | 438.579 | 437.353 | 25 | 9 | BOSTON | DEM
| 928 | SALMON BROOK STATION 3 | 928 | SALMON BROOK STATION 3 | 0.326 | 0.25 | 33 | 13 | NH | PSNH
| 883 | SALMON FALLS HYDRO | 883 | SALMON FALLS HYDRO | 0.953 | 0.824 | 33 | 17 | NH | CHIPM
| 808 | SANDY HOOK HYDRO | 808 | SANDY HOOK HYDRO | 0.077 | 0.105 | 9 | 15 | CT | CLP
| 556 | SCHILLER 4 | 556 | SCHILLER 4 | 47.5 | 48 | 33 | 15 | NH | PSNH
| 557 | SCHILLER 5 | 557 | SCHILLER 5 | 49.6 | 49.6 | 33 | 15 | NH | PSNH
| 558 | SCHILLER 6 | 558 | SCHILLER 6 | 48 | 49 | 33 | 15 | NH | PSNH
| 559 | SCHILLER CT 1 | 559 | SCHILLER CT 1 | 17.621 | 22 | 33 | 15 | NH | PSNH
| 877 | SCOTLAND | 877 | SCOTLAND | 1.69 | 2.2 | 9 | 15 | CT | FPRM
| 555 | SEABROOK | 555 | SEABROOK | 1265.4 | 1265.4 | 33 | 15 | NH | FPLP
| 561 | SEARSBURG | 561 | SEARSBURG | 4.96 | 4.96 | 50 | 3 | WMA | TCPM
| 827 | SEARSBURG WIND | 827 | SEARSBURG WIND | 0.7 | 1.69 | 50 | 3 | WMA | GMP
| 562 | SECREC-PRESTON | 562 | SECREC-PRESTON | 16.449 | 17.07 | 9 | 11 | CT | CLP
| 563 | SEMASS 1 | 563 | SEMASS 1 | 46.955 | 52.69 | 25 | 23 | SEMA | NSTAR
| 564 | SEMASS 2 | 564 | SEMASS 2 | 22.65 | 25.51 | 25 | 23 | SEMA | NSTAR
| 767 | SES CONCORD | 767 | SES CONCORD | 12.693 | 13.14 | 33 | 13 | NH | PSNH
| 761 | SHAWMUT | 761 | SHAWMUT | 9.5 | 9.5 | 23 | 25 | ME | FPLEMH
| 565 | SHELDON SPRINGS | 565 | SHELDON SPRINGS | 14.832 | 26.38 | 50 | 11 | VT | VELCO
| 881 | SHELTON LANDFILL | 881 | SHELTON LANDFILL | 0.427 | 0.618 | 9 | 9 | SWCT | UI
| 566 | SHEPAUG | 566 | SHEPAUG | 42.95 | 43.4 | 9 | 9 | SWCT | FPRM
| 567 | SHERMAN | 567 | SHERMAN | 6.5 | 7 | 25 | 11 | WMA | TCPM
| 1079 | SHREWSBURY DIESEL # 4 | 1079 | SHREWSBURY DIESEL # 4 | 2.75 | 2.75 | 25 | 27 | CMA/NEMA | SELP
| 1076 | SHREWSBURY DIESEL #1 | 1076 | SHREWSBURY DIESEL #1 | 2.75 | 2.75 | 25 | 27 | CMA/NEMA | SELP
| 1077 | SHREWSBURY DIESEL #2 | 1077 | SHREWSBURY DIESEL #2 | 2.75 | 2.75 | 25 | 27 | CMA/NEMA | SELP
| 1078 | SHREWSBURY DIESEL #3 | 1078 | SHREWSBURY DIESEL #3 | 2.75 | 2.75 | 25 | 27 | CMA/NEMA | SELP
| 1080 | SHREWSBURY DIESEL #5 | 1080 | SHREWSBURY DIESEL #5 | 2.75 | 2.75 | 25 | 27 | CMA/NEMA | SELP
| 737 | SIMPSON G LOAD REDUCER | 737 | SIMPSON G LOAD REDUCER | 3.84 | 4.85 | 50 | 9 | NH | CVPS
| 569 | SKELTON | 569 | SKELTON | 20 | 20 | 23 | 31 | SME | FPLEMH
| 878 | SKINNER | 878 | SKINNER | 0.28 | 0.28 | 25 | 13 | WMA | HGE
| 845 | SLACK DAM | 845 | SLACK DAM | 0.23 | 0.41 | 50 | 27 | VT | CVPS
| 570 | SMITH | 570 | SMITH | 17.6 | 16.669 | 33 | 7 | NH | PSNH
| 822 | SMITH (CVPS) | 822 | SMITH (CVPS) | 0.93 | 1.31 | 50 | 17 | VT | CVPS
| 572 | SO. MEADOW 11 | 572 | SO. MEADOW 11 | 38.8 | 49 | 9 | 3 | CT | SEI
| 573 | SO. MEADOW 12 | 573 | SO. MEADOW 12 | 39 | 49 | 9 | 3 | CT | SEI
| 574 | SO. MEADOW 13 | 574 | SO. MEADOW 13 | 39 | 48.6 | 9 | 3 | CT | SEI
| 575 | SO. MEADOW 14 | 575 | SO. MEADOW 14 | 39 | 49 | 9 | 3 | CT | SEI
| 580 | SO. MEADOW 5 | 580 | SO. MEADOW 5 | 29.7 | 31.24 | 9 | 3 | CT | CLP
| 581 | SO. MEADOW 6 | 581 | SO. MEADOW 6 | 29.7 | 31.25 | 9 | 3 | CT | CLP
| 1107 | SOMERSET | 1107 | SOMERSET | 10.604 | 10.604 | 23 | 11 | ME | CEC
| 577 | SOMERSET 6 | 577 | SOMERSET 6 | 113 | 113.1 | 25 | 5 | SEMA | NRGPM
| 579 | SOMERSET JET 2 | 579 | SOMERSET JET 2 | 23 | 25.8 | 25 | 5 | SEMA | NRGPM
| 852 | SOUTH BARRE HYDRO | 852 | SOUTH BARRE HYDRO | 0.65 | 0.14 | 25 | 27 | CMA/NEMA | MMWEC
| 1495 | SOUTHBRIDGE P&T QF U5 | 1495 | SOUTHBRIDGE P&T QF U5 | 0.298 | 0.252 | 25 | 27 | CMA/NEMA | MEC
| 1267 | SPARHAWK | 1267 | SPARHAWK | 0.175 | 0.175 | 23 | 5 | SME | PPLM
| 2425 | SPRINGFIELD REFUSE-NEW | 2425 | SPRINGFIELD REFUSE-NEW | 6 | 6 | 25 | 13 | WMA | WMECO
| 909 | STEELS POND HYDRO | 909 | STEELS POND HYDRO | 0.429 | 0.975 | 33 | 11 | NH | PSNH
| 858 | STERLING DIESELS | 858 | STERLING DIESELS | 0.33 | 0.33 | 25 | 27 | CMA/NEMA | SMED
| 885 | STEVENS MILL | 885 | STEVENS MILL | 0.225 | 0.225 | 33 | 13 | NH | PSNH
| 587 | STEVENSON | 587 | STEVENSON | 28.94 | 28.9 | 9 | 1 | SWCT | FPRM
| 16523 | STILLWATER | 16523 | STILLWATER | 1.898 | 1.964 | 23 | 19 | BHE | BBHP
| 583 | STONY BROOK 2A | 583 | STONY BROOK 2A | 70 | 90 | 25 | 13 | WMA | MMWEC
| 584 | STONY BROOK 2B | 584 | STONY BROOK 2B | 70 | 90 | 25 | 13 | WMA | MMWEC
| 1185 | STONY BROOK GT1A | 1185 | STONY BROOK GT1A | 104 | 119 | 25 | 13 | WMA | MMWEC
| 1186 | STONY BROOK GT1B | 1186 | STONY BROOK GT1B | 100 | 117 | 25 | 13 | WMA | MMWEC
| 1187 | STONY BROOK GT1C | 1187 | STONY BROOK GT1C | 104 | 119 | 25 | 13 | WMA | MMWEC
| 898 | SUGAR RIVER HYDRO | 898 | SUGAR RIVER HYDRO | 0.158 | 0.15 | 33 | 19 | NH | PSNH
| 889 | SUNAPEE HYDRO | 889 | SUNAPEE HYDRO | 0.593 | 0.433 | 33 | 19 | NH | PSNH
| 912 | SUNNYBROOK HYDRO 1 | 912 | SUNNYBROOK HYDRO 1 | 0.016 | 0.015 | 33 | 17 | NH | PSNH
| 935 | SUNNYBROOK HYDRO 2 | 935 | SUNNYBROOK HYDRO 2 | 0.05 | 0.05 | 33 | 17 | NH | PSNH
| 884 | SWANS FALLS | 884 | SWANS FALLS | 0.41 | 0.41 | 23 | 17 | ME | PSNH
| 12510 | SWANTON GAS TURBINE 1 | 12510 | SWANTON GT-1 | 20 | 25.7 | 50 | 11 | VT | VPPSA
| 12511 | SWANTON GAS TURBINE 2 | 12511 | SWANTON GT-2 | 20 | 25.7 | 50 | 11 | VT | VPPSA
| 10409 | SWEETWATER HYDRO U5 | 10409 | SWEETWATER HYDRO U5 | 0.5 | 0.5 | 33 | 19 | NH | CVPS
| 1678 | SYSKO GARDNER BROOK U5 | 1678 | SYSKO GARDNER BROOK U5 | 0.034 | 0.034 | 23 | 17 | ME | PPLM
| 1270 | SYSKO STONY BROOK | 1270 | SYSKO STONY BROOK | 0.025 | 0.025 | 23 | 17 | ME | PPLM
| 1271 | SYSKO WIGHT BROOK | 1271 | SYSKO WIGHT BROOK | 0.025 | 0.025 | 23 | 17 | ME | PPLM
| 817 | TAFTSVILLE VT | 817 | TAFTSVILLE VT | 0.33 | 0.4 | 50 | 27 | VT | CVPS
| 879 | TAFTVILLE CT | 879 | TAFTVILLE CT | 2.03 | 2.03 | 9 | 11 | CT | FPRM
| 592 | TAMWORTH | 592 | TAMWORTH | 21.145 | 21.143 | 33 | 3 | NH | PSNH
| 1225 | TANNERY DAM | 1225 | TANNERY DAM | 0.2 | 0.2 | 25 | 27 | CMA/NEMA | MEC
| 1302 | TCPMCMPAGF GEN1 U5 | 1302 | TCPMCMPAGF GEN1 U5 | 0 | 0 | 23 | 7 | ME | TCPM
| 12500 | THOMAS A. WATSON | 15484 | THOMAS A WATSON UNIT 1 | 105.2 | 114.8 | 25 | 21 | SEMA | BELD
|  |  | 15485 | THOMAS A WATSON UNIT 2 |  |  | 25 | 21 | SEMA | BELD
| 1226 | TIVERTON POWER | 1226 | TIVERTON POWER | 266 | 285.67 | 44 | 5 | SEMA | CEEI
| 595 | TORRINGTON TERMINAL 10 | 595 | TORRINGTON TERMINAL 10 | 17.2 | 21.8 | 9 | 5 | CT | NRGPM
| 803 | TOUTANT | 803 | TOUTANT | 0.4 | 0.4 | 9 | 15 | CT | CLP
| 826 | TROY | 826 | TROY | 0.6 | 0.6 | 50 | 19 | NH | GBPM
| 813 | TUNNEL | 813 | TUNNEL | 2.1 | 2.1 | 9 | 11 | CT | FPRM
| 596 | TUNNEL 10 | 596 | TUNNEL 10 | 17.102 | 22.1 | 9 | 11 | CT | FPRM
| 253 | TURNKEY LANDFILL | 253 | TURNKEY LANDFILL | 3.306 | 3.306 | 33 | 17 | NH | PSNH
| 12509 | UNH POWER PLANT | 12509 | UNH POWER PLANT | 2 | 2 | 33 | 17 | NH | PSNH
| 831 | VAIL & GREAT FALLS | 831 | VAIL & GREAT FALLS | 2.1 | 2.1 | 50 | 5 | NH | VPPSA
| 949 | VALLEY HYDRO - QF | 949 | VALLEY HYDRO - QF | 0.205 | 0.205 | 44 | 3 | RI | NEC
| 14623 | VALLEY HYDRO (STATION NO. 5) | 14623 | VALLEY HYDRO (STATION NO. 5) | 0.79 | 0.79 | 25 | 13 | WMA | HGE
| 598 | VERGENNES 5 and 6 DIESELS | 598 | VERGENNES 5 and 6 DIESELS | 4.2 | 4.24 | 50 | 1 | VT | GMP
| 2435 | VERGENNES HYDRO-NEW | 2435 | VERGENNES HYDRO-NEW | 2.34 | 3.3 | 50 | 1 | VT | GMP
| 599 | VERNON | 599 | VERNON | 32 | 32 | 50 | 25 | WMA | TCPM
| 611 | VT YANKEE NUCLEAR PWR STATION | 611 | VT YANKEE NUCLEAR PWR STATION | 634.5 | 641.5 | 50 | 25 | VT | ENPM
| 623 | WALLINGFORD REFUSE | 623 | WALLINGFORD REFUSE | 8.005 | 7.892 | 9 | 9 | SWCT | CLP
| 956 | WARE COGEN - QF | 956 | WARE COGEN - QF | 0.822 | 0 | 25 | 15 | WMA | MEC
| 1048 | WARE HYDRO | 1048 | WARE HYDRO | 1.25 | 1.25 | 25 | 15 | WMA | NSTAR
| 614 | WATERBURY 22 | 614 | WATERBURY 22 | 5 | 5 | 50 | 5 | VT | GMP
| 12564 | WATERBURY GENERATION FACILITY | 12564 | WATERBURY GENERATION FACILITY | 95.7 | 98.1 | 9 | 9 | SWCT | WATERBURY
| 901 | WATERLOOM FALLS | 901 | WATERLOOM FALLS | 0.081 | 0.086 | 33 | 11 | NH | PSNH
| 612 | WATERS RIVER JET 1 | 612 | WATERS RIVER JET 1 | 16.437 | 22.437 | 25 | 9 | BOSTON | MMWEC
| 613 | WATERS RIVER JET 2 | 613 | WATERS RIVER JET 2 | 31.75 | 47.05 | 25 | 9 | BOSTON | MMWEC
| 11842 | WATERSIDE POWER | 11842 | WATERSIDE POWER | 72 | 75 | 9 | 1 | NOR | WATERSIDE
| 932 | WATSON DAM | 932 | WATSON DAM | 0.225 | 0.25 | 33 | 17 | NH | PSNH
| 1641 | WAUSAU COGEN U5 | 1641 | WAUSAU COGEN U5 | 0.863 | 0.863 | 33 | 7 | NH | PSNH
| 2291 | WAVERLY AVENUE HYDRO | 2291 | WAVERLY AVENUE HYDRO | 0.4 | 0.4 | 23 | 25 | ME | FPLP
| 853 | WEBSTER HYDRO | 853 | WEBSTER HYDRO | 0 | 0.29 | 25 | 27 | CMA/NEMA | MMWEC
| 825 | WEST CHARLESTON | 825 | WEST CHARLESTON | 0.8 | 0.8 | 50 | 19 | NH | GBPM
| 781 | WEST DANVILLE 1 | 781 | WEST DANVILLE 1 | 1.1 | 1.1 | 50 | 5 | NH | GMP
| 616 | WEST ENFIELD | 616 | WEST ENFIELD | 11.47 | 19.1 | 23 | 19 | BHE | NBPGC
| 893 | WEST HOPKINTON HYDRO | 893 | WEST HOPKINTON HYDRO | 0.735 | 1.25 | 33 | 13 | NH | PSNH
| 625 | WEST MEDWAY JET 1 | 625 | WEST MEDWAY JET 1 | 57.6 | 72.9 | 25 | 21 | BOSTON | EXNEH
| 626 | WEST MEDWAY JET 2 | 626 | WEST MEDWAY JET 2 | 57.6 | 72.9 | 25 | 21 | BOSTON | EXNEH
| 627 | WEST MEDWAY JET 3 | 627 | WEST MEDWAY JET 3 | 57.5 | 72.8 | 25 | 21 | RI | EXNEH
| 630 | WEST SPRINGFIELD 10 | 630 | WEST SPRINGFIELD 10 | 17.588 | 22 | 25 | 13 | WMA | CEEI
| 633 | WEST SPRINGFIELD 3 | 633 | WEST SPRINGFIELD 3 | 107 | 107 | 25 | 13 | WMA | CEEI
| 1693 | WEST SPRINGFIELD GT-1 | 1693 | WEST SPRINGFIELD GT-1 | 49 | 49.75 | 25 | 13 | WMA | CEEI
| 1694 | WEST SPRINGFIELD GT-2 | 1694 | WEST SPRINGFIELD GT-2 | 49 | 49.75 | 25 | 13 | WMA | CEEI
| 10770 | WEST SPRINGFIELD HYDRO U5 | 10770 | WEST SPRINGFIELD HYDRO U5 | 1.2 | 1.25 | 25 | 3 | WMA | HDEL
| 1031 | WEST TISBURY | 1031 | WEST TISBURY | 5.633 | 5.633 | 25 | 7 | SEMA | MET
| 1345 | WESTBROOK | 14177 | WESTBROOK ENERGY CENTER G1 | 522 | 562.304 | 23 | 5 | SME | CALP
|  |  | 14178 | WESTBROOK ENERGY CENTER G2 |  |  | 23 | 5 | SME | CALP
| 10451 | WESTFIELD #1 U5 | 10451 | WESTFIELD #1 U5 | 0.4 | 0.4 | 25 | 3 | WMA | WGED
| 617 | WESTON | 617 | WESTON | 13.2 | 13.2 | 23 | 25 | ME | FPLEMH
| 933 | WESTON DAM | 933 | WESTON DAM | 0.456 | 0.524 | 33 | 7 | NH | PSNH
| 349 | WHEELABRATOR BRIDGEPORT, L.P. | 349 | WHEELABRATOR BRIDGEPORT, L.P. | 59.65 | 60.5 | 9 | 1 | SWCT | WB
| 10404 | WHEELABRATOR CLAREMONT U5 | 10404 | WHEELABRATOR CLAREMONT U5 | 5.29 | 5.29 | 33 | 19 | NH | PSNH
| 547 | WHEELABRATOR NORTH ANDOVER | 547 | WHEELABRATOR NORTH ANDOVER | 31.79 | 31.98 | 25 | 9 | BOSTON | WNE
| 619 | WHITE LAKE JET | 619 | WHITE LAKE JET | 18.1 | 23.165 | 33 | 3 | NH | PSNH
| 620 | WILDER | 620 | WILDER | 42.92 | 43.88 | 50 | 27 | VT | TCPM
| 621 | WILLIAMS | 621 | WILLIAMS | 14.9 | 14.9 | 23 | 25 | ME | FPLEMH
| 801 | WILLIMANTIC 1 | 801 | WILLIMANTIC 1 | 0.423 | 0.77 | 9 | 15 | CT | CLP
| 802 | WILLIMANTIC 2 | 802 | WILLIMANTIC 2 | 0.388 | 0.77 | 9 | 15 | CT | CLP
| 622 | WINOOSKI 1 | 622 | WINOOSKI 1 | 7.5 | 7.5 | 50 | 7 | VT | VELCO
| 846 | WINOOSKI 8 | 846 | WINOOSKI 8 | 0.403 | 0.95 | 50 | 23 | VT | CVPS
| 624 | WMI MILLBURY 1 | 624 | WMI MILLBURY 1 | 40.94 | 40.73 | 25 | 27 | CMA/NEMA | NEP
| 1167 | WOLCOTT HYDRO #1 | 1167 | WOLCOTT HYDRO #1 | 0.49 | 0.8 | 50 | 15 | VT | VPPSA
| 628 | WOODLAND ROAD | 628 | WOODLAND ROAD | 16.7 | 21 | 25 | 3 | WMA | CEEI
| 847 | WOODSIDE | 847 | WOODSIDE | 0.11 | 0.12 | 50 | 15 | VT | CVPS
| 10407 | WOODSVILLE HYDRO U5 | 10407 | WOODSVILLE HYDRO U5 | 0.241 | 0.241 | 33 | 19 | NH | CVPS
| 848 | WRIGHTSVILLE | 848 | WRIGHTSVILLE | 0.75 | 0.754 | 50 | 23 | VT | VPPSA
| 903 | WYANDOTTE HYDRO | 903 | WYANDOTTE HYDRO | 0.084 | 0.15 | 33 | 17 | NH | PSNH
| 636 | WYMAN HYDRO 1 | 636 | WYMAN HYDRO 1 | 27.362 | 27.5 | 23 | 25 | ME | FPLEMH
| 637 | WYMAN HYDRO 2 | 637 | WYMAN HYDRO 2 | 29.866 | 29.866 | 23 | 25 | ME | FPLEMH
| 638 | WYMAN HYDRO 3 | 638 | WYMAN HYDRO 3 | 26.7 | 26.99 | 23 | 25 | ME | FPLEMH
| 639 | YARMOUTH 1 | 639 | YARMOUTH 1 | 53.862 | 53.5 | 23 | 5 | SME | FPLP
| 640 | YARMOUTH 2 | 640 | YARMOUTH 2 | 53.5 | 53.5 | 23 | 5 | SME | FPLP
| 641 | YARMOUTH 3 | 641 | YARMOUTH 3 | 117.33 | 119 | 23 | 5 | SME | FPLP
| 642 | YARMOUTH 4 | 642 | YARMOUTH 4 | 614.5 | 620 | 23 | 5 | SME | FPLP
| 2292 | YORK HYDRO | 2292 | YORK HYDRO | 0.878 | 1.2 | 23 | 31 | SME | CESI
|  | No Resource(3) | 17086 | AMERESCO-NEWBRYPT NOCK MS PVQF | N/A | N/A | 25 | 9 | BOSTON | MEC
|  | No Resource(3) | 17085 | AMERESCO-NEWBURYPORT DPW PV QF | N/A | N/A | 25 | 9 | BOSTON | MEC
|  | No Resource(3) | 16332 | BARTLETTS OCEAN VIEW FARM WIND | N/A | N/A | 44 | 5 | SEMA | MEC
|  | No Resource(3) | 15706 | BEAVER RIDGE WIND | N/A | N/A | 23 | 27 | ME | NHEC
|  | No Resource(3) | 16233 | CITY OF MEDFORD WIND QF | N/A | N/A | 25 | 17 | BOSTON | MEC
|  | No Resource(3) | 16234 | CONSTELLATION-MAJILITE PV QF | N/A | N/A | 25 | 17 | BOSTON | MEC
|  | No Resource(3) | 15998 | CROSSROADS LANDFILL | N/A | N/A | 23 | 25 | ME | NRGA
|  | No Resource(3) | 14820 | CYTEC 1 | N/A | N/A | 9 | 9 | SWCT | CMEEC
|  | No Resource(3) | 14821 | CYTEC 2 | N/A | N/A | 9 | 9 | SWCT | CMEEC
|  | No Resource(3) | 14822 | CYTEC 3 | N/A | N/A | 9 | 9 | SWCT | CMEEC
|  | No Resource(3) | 12504 | DEVON UNITS 15-18 ADDITION | N/A | N/A | 9 | 9 | CT | NRGPM
|  | No Resource(3) | 14382 | ETHAN ALLEN CO-GEN 1 | N/A | N/A | 50 | 19 | NH | VEC
|  | No Resource(3) | 16441 | FACTORY FALLS HYDRO | N/A | N/A | 50 | 27 | VT | CVPS
|  | No Resource(3) | 15201 | FISKE HYDRO | N/A | N/A | 33 | 5 | VT | PSNH
|  | No Resource(3) | 14098 | FITCHBURG LANDFILL | N/A | N/A | 25 | 27 | CMA/NEMA | WMRE
|  | No Resource(3) | 15462 | HOLY NAME CC JR SR HIGH SCHOOL | N/A | N/A | 25 | 27 | CMA/NEMA | MEC
|  | No Resource(3) | 14925 | ICE HOUSE PARTNERS, INC | N/A | N/A | 25 | 17 | CMA/NEMA | MEC
|  | No Resource(3) | 1259 | J & L ELECTRIC - BIOMASS I | N/A | N/A | 23 | 7 | ME | FPLP
|  | No Resource(3) | 13933 | JIMINY PEAK WIND QF | N/A | N/A | 25 | 3 | WMA | MEC
|  | No Resource(3) | 14819 | JOHN STREET 1 | N/A | N/A | 9 | 9 | SWCT | CMEEC
|  | No Resource(3) | 15488 | MIDDLETON BUILDING SUPPLY | N/A | N/A | 33 | 17 | NH | PSNH
|  | No Resource(3) | 16386 | NATURE'S CLASSROOM WIND QF | N/A | N/A | 25 | 27 | CMA/NEMA | MEC
|  | No Resource(3) | 17023 | NE ENGRS MIDDLETOWN RI WIND QF | N/A | N/A | 44 | 5 | SEMA | NEC
|  | No Resource(3) | 14816 | NORDEN 1 | N/A | N/A | 9 | 1 | NOR | CMEEC
|  | No Resource(3) | 14817 | NORDEN 2 | N/A | N/A | 9 | 1 | NOR | CMEEC
|  | No Resource(3) | 14818 | NORDEN 3 | N/A | N/A | 9 | 1 | NOR | CMEEC
|  | No Resource(3) | 14823 | NORWICH WWTP | N/A | N/A | 9 | 11 | SWCT | CMEEC
|  | No Resource(3) | 17128 | OTIS_AF_WIND_TURBINE | N/A | N/A | 25 | 1 | SEMA | NSTAR
|  | No Resource(3) | 14767 | PINE TREE LFGTE | N/A | N/A | 23 | 19 | BHE | FPLP
|  | No Resource(3) | 16331 | QUARRY ENERGY PROJECT | N/A | N/A | 25 | 21 | SEMA | HDEL
|  | No Resource(3) | 16183 | RICHEY WOODWORKING WIND QF | N/A | N/A | 25 | 9 | BOSTON | MEC
|  | No Resource(3) | 14383 | SBER ROYAL MILLS LLC | N/A | N/A | 44 | 3 | RI | NEC
|  | No Resource(3) | 16612 | STETSON WIND 2 | N/A | N/A | 23 | 29 | BHE | STET2
|  | No Resource(3) | 15464 | STETSON WIND FARM | N/A | N/A | 23 | 29 | BHE | EWPV
|  | No Resource(3) | 16926 | THUNDERMIST HYDRO QF | N/A | N/A | 44 | 7 | RI | NEC
|  | No Resource(3) | 16294 | TOWN OF PORTSMOUTH RI WIND QF | N/A | N/A | 44 | 5 | RI | NEC
|  | No Resource(3) | 17194 | TOWN_OF_FALMOUTH_WIND_TURBINE | N/A | N/A | 25 | 1 | SEMA | NSTAR
|  | No Resource(3) | 16089 | TURNERS FALLS HYDRO | N/A | N/A | 25 | 11 | WMA | SRTC
|  | No Resource(3) | 16188 | WILSON HOLDINGS LLC - PV QF | N/A | N/A | 25 | 27 | CMA/NEMA | MEC
|  | No Resource(3) | 15787 | WORONOCO HYDRO LLC | N/A | N/A | 25 | 13 | WMA | SRTC
|  | No Resource(3) | 14919 | ZBE-001 | N/A | N/A | 33 | 5 | VT | PSNH
FOOTNOTES:
-1 | The CNRC values stated in this CELT report reflect the results of historical resource testing and, where applicable, are limited by the output value for which the resource has received approval under the ISO Tariff, i.e. the output value approved under Section I.3.9 of the ISO New England Tariff, or predecessor provisions, such as Section 18.4 of the Restated NEPOOL Agreement. Where applicable, resources may submit additional documentation to the ISO in order to demonstrate that a given resource has been approved under the ISO Tariff review process for a higher output level.
-2 | Note that the CNRC values stated in this report are those that will be in effect for the 2010-2011 Capacity Commitment Period. It will be the case that the CNRC will be different in later Capacity Commitment Periods for certain resources that have obtained Capacity Supply Obligations in later Capacity Commitment Periods.
-3 | This an existing Asset that has no associated Resource in the 2010-2011 Capacity Commitment Period.

## 4.2 Multi-Yr Obligation Rsrcs
4.2 Multi-Year Obligation Resources
| Resource Id | Resource Name | Pricing Election Years | Resource Type | Commitment Period | Capacity Supply Obligation (MW)
| 12586 | Efficiency Maine Residential Efficient Products | 5 | Demand | 2010-11 | 23.726
| 12693 | PSNH CORE Energy Efficiency Programs | 5 | Demand | 2010-11 | 20.226
| 12694 | Acushnet Company - Ball Plant II - Combined Heat and Power Project | 5 | Demand | 2010-11 | 2.469
| 12705 | Cape Light Compact Energy Efficiency Portfolio | 5 | Demand | 2010-11 | 11.8
| 12763 | ECS-Critical Peak#1-NEMASS(A) | 3 | Demand | 2010-11 | 2.469
| 12764 | ECS-Critical Peak#10-Connecticut(E) | 3 | Demand | 2010-11 | 2.469
| 12768 | ECS-Critical Peak#2-NEMASS(B) | 3 | Demand | 2010-11 | 2.469
| 12769 | ECS-Critical Peak#3-NEMASS-C | 3 | Demand | 2010-11 | 2.469
| 12770 | ECS-Critical Peak#4-NEMASS(D) | 3 | Demand | 2010-11 | 2.469
| 12771 | ECS-Critical Peak#5-NEMASS(E) | 3 | Demand | 2010-11 | 2.469
| 12772 | ECS-Critical Peak#6-Connecticut(A) | 3 | Demand | 2010-11 | 2.469
| 12773 | ECS-Critical Peak#7-Connecticut(B) | 3 | Demand | 2010-11 | 2.469
| 12774 | ECS-Critical Peak#8-Connecticut( C ) | 3 | Demand | 2010-11 | 2.469
| 12775 | ECS-Critical Peak#9-Connecticut(D) | 3 | Demand | 2010-11 | 2.469
| 12776 | Multiple projects | 3 | Demand | 2010-11 | 2.468
| 12786 | CSG Aggregation of DG and 24 hr lighting EE - NEMA1 | 5 | Demand | 2010-11 | 1.861
| 12790 | CSG Aggregation of DG and 24 hr lighting EE -RI | 5 | Demand | 2010-11 | 0.705
| 12791 | CSG Aggregation of DG and 24 hr lighting EE - SEMA1 | 5 | Demand | 2010-11 | 1.734
| 12798 | CSG Aggregation of DG and 24 hr lighting EE - VT | 5 | Demand | 2010-11 | 0.864
| 12799 | CSG Aggregation of DG and 24 hr lighting EE - WCMA1 | 5 | Demand | 2010-11 | 2.469
| 12802 | University of Massachusetts Central Heating Plant | 5 | Demand | 2010-11 | 11.727
| 12822 | Burlington Electric Department - On-Peak Efficiency | 5 | Demand | 2010-11 | 3.105
| 12845 | Vermont Efficiency Portfolio | 5 | Demand | 2010-11 | 49.412
| 12597 | Cambridge Energy Alliance | 4 | Demand | 2011-12 | 1.459
| 12693 | PSNH CORE Energy Efficiency Programs | 5 | Demand | 2011-12 | 10.466
| 12598 | Cambridge Energy Alliance | 4 | Demand | 2011-12 | 6.541
| 12695 | Comverge CoolSentry | 5 | Demand | 2011-12 | 11.538
| 12705 | Cape Light Compact Energy Efficiency Portfolio | 5 | Demand | 2011-12 | 2.014
| 12757 | NHEC Energy Efficiency Programs | 5 | Demand | 2011-12 | 0.354
| 12815 | Massachusetts CoolSentry | 5 | Demand | 2011-12 | 66.923
| 12816 | Massachusetts CoolSentry | 5 | Demand | 2011-12 | 65.769
| 12817 | Massachusetts CoolSentry | 5 | Demand | 2011-12 | 5.769
| 12822 | Burlington Electric Department - On-Peak Efficiency | 5 | Demand | 2011-12 | 0.125
| 12845 | Vermont Efficiency Portfolio | 5 | Demand | 2011-12 | 10.184
| 14567 | UTC Multiple Projects II | 3 | Demand | 2011-12 | 6.269
| 14595 | Granite Reliable Power | 5 | Generating | 2011-12 | 29.9
| 14599 | Rhode Island LFG Genco, LLC - ST | 5 | Generating | 2011-12 | 26
| 14619 | Rhode Island LFG Genco, LLC - ST #2 | 5 | Generating | 2011-12 | 11
| 14665 | Record Hill Wind | 5 | Generating | 2011-12 | 13
| 350 | BRAYTON PT 1 | 3 | Generating | 2012-13 | 228.205
| 351 | BRAYTON PT 2 | 3 | Generating | 2012-13 | 225.75
| 352 | BRAYTON PT 3 | 3 | Generating | 2012-13 | 591.5
| 353 | BRAYTON PT 4 | 3 | Generating | 2012-13 | 422
| 12323 | GORGE 1 DIESEL | 3 | Generating | 2012-13 | 1.52
| 12586 | KENDALL STEAM 3 | 5 | Generating | 2012-13 | 31.782
| 12693 | COVENTRY CLEAN ENERGY #4 | 5 | Generating | 2012-13 | 7.262
| 12705 | Watertown Biomass | 5 | Generating | 2012-13 | 2.42
| 12807 | Efficiency Maine Residential Efficient Products | 2 | Demand | 2012-13 | 1.436
| 12809 | Cambridge Energy Alliance | 2 | Demand | 2012-13 | 3.923
| 12822 | PSNH CORE Energy Efficiency Programs | 5 | Demand | 2012-13 | 0.54
| 12845 | Cape Light Compact Energy Efficiency Portfolio | 5 | Demand | 2012-13 | 11.597
| 14660 | ECS-Critical Peak#1-NEMASS(A) | 5 | Demand | 2012-13 | 4.425
| 15364 | ECS-Critical Peak#6-Connecticut(A) | 3 | Demand | 2012-13 | 11.07
| 15365 | CPLN CT On-Peak | 3 | Demand | 2012-13 | 5.4
| 15366 | CPLN ME RT-DR | 3 | Demand | 2012-13 | 5.4
| 15367 | CPLN NH RT-DR | 3 | Demand | 2012-13 | 1.544
| 15368 | Burlington Electric Department - On-Peak Efficiency | 3 | Demand | 2012-13 | 2.16
| 15369 | CPLN MA NEMA OP | 3 | Demand | 2012-13 | 2.16
| 15370 | CPLN MA SEMA OP | 3 | Demand | 2012-13 | 1.55
| 15371 | CPLN MA WC OP | 3 | Demand | 2012-13 | 0.81
| 15372 | CPLN ME OP | 3 | Demand | 2012-13 | 0.81
| 15373 | CPLN NH OP | 3 | Demand | 2012-13 | 1.55
| 15374 | CPLN RI OP | 3 | Demand | 2012-13 | 0.81
| 15375 | CPLN VT OP | 3 | Demand | 2012-13 | 0.81
| 15376 | Vermont Efficiency Portfolio | 3 | Demand | 2012-13 | 1.55
| 15378 | Lempster Wind | 3 | Generating | 2012-13 | 0.81
| 15379 | Hess Customer Acquisition Plan NEMA #1 | 3 | Demand | 2012-13 | 0.81
| 15380 | Hess Customer Acquisition Plan NEMA #2 | 3 | Demand | 2012-13 | 1.55
| 15381 | Hess Customer Acquisition Plan NEMA #3 | 3 | Demand | 2012-13 | 0.81
| 15382 | Hess Customer Acquisition Plan CT #1 | 3 | Demand | 2012-13 | 0.81

## 5.1 Trans Links
Section 5
Transmission Information
5.1 Links
Information on the ISO New England Regional Transmission Project List is published periodically and can be found at: http://www.iso-ne.com/committees/comm_wkgrps/prtcpnts_comm/pac/projects/index.html. The project lists are currently published every April, July, and October and are referred to as the April, July, and October Regional System Plan (RSP) Update, respectively.
The 'RSP Transmission Project Listing - April 2010 Update', which will be published in April, contains the prospective ISO New England Transmission System that shall be considered part of the 2010 CELT Report.
The new and modified interconnection requests may be found at http://www.iso-ne.com/genrtion_resrcs/nwgen_inter/index.html.

## Appedix A.1 Definitions
Appendix A.1 Definitions
Section 1 - Summaries
The summary pages of this report contain terms used to describe how the ISO-NE Control Area forecast is adjusted. The definitions for those terms are as follows:
Load
The ten year forecast of the ISO New England Control Area (CA) energy and seasonal peak load demand is based on econometric models of energy and seasonal peaks for the ISO-NE CA and the six New England states. The peak forecast has been adjusted to include the current MW reductions achieved by the Other Demand Resources (ODR) during the ICAP Transition Period, as they are treated as resources in the Installed Capacity Requirement (ICR) calculations. The ten year forecast for New England includes the load forecast for Northern Maine, as provided by the Maine Public Service Company.
Reserves
Installed Reserves in megawatts (MW) are calculated by taking the total Capabilities (including the net of Purchases and Sales) for the ISO Control Area, less the Reference Load forecast for the ISO Control Area. The Installed Reserves as a percentage of Load are calculated by taking the total Installed Reserves and dividing them by the total Reference Load.
Capabilities
Summer and Winter Rating
Claimed Capability Ratings are the maximum dependable load carrying ability of a generating unit or units, excluding capacity required for station service use. The rating is based on the Seasonal Claimed Capability (SCC) Audits conducted according to Market Rule 1, and ISO New England Manual for Installed Capacity Manual M-20. For additional information, please visit ISO-NE’s website at: http://www.iso-ne.com/rules_proceds/isone_mnls/index.html.
Forward Capacity Market Capability
The CELT Report takes into account the capacity supply obligations for the Forward Capacity Market’s (FCM) 2010-2011, 2011-2012, and 2012-2013 Capacity Commitment Periods. These include new and existing generating resources, demand resources, and imports. Beginning in summer 2010, the CELT Capacity Based on FCM Obligations in the Section 1 totals is consistent with the most recent Forward Capacity Market obligations. The generating capacity obligations for the 2012-2013 Capacity Commitment Period are carried through the remainder of the CELT reporting period. Values represent Resource Capacity Supply Obligations for the Capacity Commitment Period as of March 10, 2010, and take into account any adjustments to FCM obligations that have occurred up to that point, including proration, Annual Reconfiguation Auctions, and bilaterals.
Demand Response
Demand Response (DR) programs at ISO New England are used to react to market supply conditions. These programs involve having the electricity customers reduce their consumption at critical times (such as peak) or in response to market prices.
Net of Firm Purchases/Sales
The firm power that is available to or from entities outside the ISO New England Control Area at the time of peak. A firm power purchase results when the seller is obligated to deliver power to the purchaser with the same degree of reliability as provided to the seller's own non-interruptible load customers. Capacity Purchase is a total of all capacity purchased from entities outside the interconnection boundaries of the ISO New England Control Area during the month of the seasonal peak of the purchasing Council or Reporting Party. Capacity Sale is a total of all capacity sales to entities outside the interconnection boundaries of the ISO New England Control Area during the month of the seasonal peak of the sales Council or Reporting Party.
Section 2 - ISO-NE Control Area Capability
ISO-NE Control Area Capability Values as of January 1, 2010, and as of the 2009/10 Winter and 2010 Summer Peaks (Section 2.1)
Section 2.1 lists generating assets claimed toward capability. The generating asset information, including the Lead Market Participant, is listed as it existed as of January 1, 2010 in the ISO-NE Market System. The facilities may or may not be owned, managed, or operated by the Lead Market Participant. Lead Participant updates to generating assets since January 1 are listed at the end of Section 2.1 on the endnotes page.
The generator capabilities in Section 2.1 are based on Seasonal Claimed Capabilities (SCC) and not on FCM obligations. Summer and winter capabilities are as of January 1, 2010. In addition, the winter capabilities as of the actual winter peak for 2009/10, which occurred on December 17, 2009, and the summer capabilities for the forecasted summer peak of August 1, 2010 are provided.
This section of the CELT Report was tabulated from data provided by ISO-NE Market Participants. Although every effort has been made to verify its content, ISO New England does not assume responsibility for the accuracy of the data presented.
The start dates for existing units claimed for capability are consistent with those reported by ISO-NE Market Participants.
Net of Firm Power Purchases and Sales Outside of ISO-NE Control Area (Section 2.2):
Net of firm purchases and sales from outside the interconnection boundaries of the ISO New England Control area as of the actual winter peak, which occurred on December 17, 2009, and the forecasted summer peak of August 1, 2010.
Deactivated Units Removed from ISO-NE Control Area Capability (Section 2.3):
List of units that have been placed on Deactivated Reserve.
Section 3 - Summary of Capacity Supply Obligations
Section 3 summarizes the Forward Capacity Market Capacity Supply Obligations (CSOs) as of March 10, 2010. The Demand Resources are broken down into On-Peak Demand Resource, Real-Time Demand Response Resource, Real-Time Emergency Generation Resource, and Seasonal Peak Demand Resource categories. Generation is broken down into Intermittent and Non-Intermittent categories, and Imports are classified as Pool-Backed or Resource-Backed.
Section 4 – Forward Capacity Market Resource Capabilities
The October 31, 2008 Forward Capacity Market (FCM)/Queue Amendments filing (FERC Docket ER09237 http://www.iso-ne.com/regulatory/ferc/filings/2008/oct/er09-237-000_10-8-31_fcm_queue.pdf ) established the Capacity Network Resource Capability (CNRC) values for each generating resource. Those CNRC values are listed in Section 4.1
Capacity Network Resource Capability (CNRC):
The CNRC defines the amount of Capacity Network Resource Interconnection Service rights that must be maintained for the generator. The CNRC also defines whether an Interconnection Request is required for a proposed increase in Capacity Network Resource Capability in accordance with Schedule 22 and 23 of the Tariff (Large/Small Generator Interconnection Procedures) and whether an initial interconnection analysis is required under FCM qualification for a proposed increase in output from an Existing Generating Capacity Resource. Section 4.1 lists the CNRC values available at the time of publication of the CELT Report for generating assets by resource.
Multi-Year Obligation Resources:
Section 4.2, “Multi-Year Obligation Resources” is a list of FCM resources with a capacity supply obligation, in which an election has been made to offer their capacity for up to four additional and consecutive Capacity Commitment Periods in compliance with Section III.13.1.1.2.2.4 of Market Rule 1.
Section 5 - Transmission
Information on the ISO New England Regional Transmission Projects is periodically published and can be found at: http://www.iso-ne.com/committees/comm_wkgrps/prtcpnts_comm/pac/projects/index.html. The project lists are currently published every April, July, and October and are referred to as the April, July, and October Regional System Plan (RSP) Update, respectively.
The 'RSP Transmission Project Listing - April 2010 Update' will contain the prospective ISO New England Transmission System that shall be considered part of the 2010 CELT Report.

## A.2 Company Abbreviations
A.2 Company Abbreviations
The first column or header in Section 2 of this report lists company abbreviations. Below are the abbreviations used throughout the CELT Report along with their corresponding name.
LP Acronym | Lead Participant
ANP | ANP Funding I, LLC
APNM | American PowerNet Management, LP
BBHP | Black Bear Hydro Partners, LLC
BED | Burlington Electric Department
BELD | Braintree Electric Light Department, Town of
BEM | Brookfield Energy Marketing Inc.
BG | Boston Generating, LLC
BGDP | BG Dighton Power, LLC
BHI | Blackstone Hydro, Inc.
BSE | Boralex Stratton Energy LP
BSP | Bear Swamp Power Company LLC
CEC | Constellation Energy Commodities
CEEI | Consolidated Edison Energy, Inc
CALP | Calpine Energy Services, LP
CESI | Conectiv Energy Supply, Inc.
CESLLC | Competitive Energy Services, LLC
CHA | Covanta Haverhill Associates
CHIPM | CHI Power Marketing, Inc. (CHIPM)
CLP | Connecticut Light and Power Company, The
CM | Covanta Maine, LLC
CMEEC | Connecticut Municipal Electric Energy Cooperative
CMLP | Chicopee Municipal Lighting Plant
CMS | CMS Energy Resource Management Company
CNE | Constellation NewEnergy, Inc.
CPM | Cargill Power Markets, LLC
CVPS | Central Vermont Public Service
DEM | Dominion Energy Marketing, Inc.
DOWN | DownEast Power Company, LLC
DPM | Dynegy Power Marketing, Inc.
ENE | Energy New England LLC
ENPM | Entergy Nuclear Power Marketing LLC
EWPV | Evergreen Wind Power V, LLC
EXNEH | Exelon New England Holdings, LLC
FGE | Fitchburg Gas & Electric Light Company
FPLP | NextEra Energy Power Marketing, LLC
FPLEMH | FPL Energy Maine Hydro LLC
FPRM | FirstLight Power Resources Management, LLC
GBPM | Great Bay Power Marketing, Inc
GMP | Green Mountain Power Corporation
HDEL | Harvard Dedicated Energy Limited
HGE | Holyoke Gas & Electric Department
HLPD | Hudson Light & Power Department
HMLP | Hingham Municipal Lighting Plant
HQE | H.Q. Energy Services (US) Inc.
HULL | Hull Municipal Lighting Plant
IEA | Indeck Energy-Alexandria, L.L.C.
IES | Integrys Energy Services, Inc.
IMLD | Ipswich Municipal Light Department
JPMVEC | J.P. Morgan Ventures Energy Corporation
KCC | Kimberly-Clark Corporation
LELWD | Littleton Electric Light & Water Department
LRGC | Lake Road Generating Company
MASSPOWER | MASSPOWER
MATEP | MATEP, LLC
MBTA | MA Bay Transp Auth (MBTA)
MEC | Massachusetts Electric Company
MET | Mirant Energy Trading, LLC
MLC | Merrill Lynch Commodities, Inc.
MMELD | Middleton Municipal Light Department
MMLD | Marblehead Municipal Light Department
MMLLC | Manchester Methane, LLC
MMWEC | Massachusetts Municipal Wholesale Electric Company
NEC | Narragansett Electric Company
NECCO | New England Confectionery Company, Inc (AKA NECCO, Inc)
NEP | New England Power Company
NHEC | New Hampshire Electric Cooperative, Inc.
NRGA | Energy America LLC
NRGPM | NRG Power Marketing LLC
NSTAR | NSTAR Electric Company
PMLD | Princeton Municipal Light Department
PPH | Pawtucket Power Holding Company LLC
PPLEP | PPL EnergyPlus, LLC
PPLM | PPL Maine, LLC
PSEG | PSEG Energy Resources & Trade LLC
PSNH | Public Service Company of New Hampshire
RGC | Rocky Gorge Corporation
RRIG | Ridgewood RI Generation, LLC (Johnston Landfill Expansion)
SEI | Select Energy Inc.
SELP | Shrewsbury Electric Light Plant
SENA | Shell Energy North America (US), L.P.
SMED | Sterling Municipal Electric Light Department
SRTC | Swift River Trading Company LLC
STET2 | Stetson Wind II LLC
SUMMIT | Summit Hydropower, Inc.
TCPM | TransCanada Power Marketing, Ltd.
TMLP | Taunton Municipal Lighting Plant
TTMLP | Templeton Municipal Lighting Plant
UI | United Illuminating Company, The
UNITIL-ES | Unitil Energy Systems, Inc.
VEC | Vermont Electric Cooperative
VELCO | Vermont Electric Power Company, Inc.
VMC | Vermont Marble Company
VPPSA | Vermont Public Power Supply Authority
WATERBURY | Waterbury Generation LLC
WATERSIDE | Waterside Power, LLC
WB | Wheelabrator Bridgeport, L.P.
WBMLP | West Boylston Municipal Light
WGED | Westfield Gas and Electric Light Department
WMECO | Western Massachusetts Electric Company
WNE | Wheelabrator North Andover Inc.
WMRE | WM Renewable Energy, L.L.C.

## A.3 Column Abbreviations Type
A.3 Column Abbreviations
Code | Prime Mover (Consistent with the DOE EIA-411 Instructions except where noted)
CC | Combined Cycle Total Unit
Includes generators defined by EIA as Combined Cycle Steam Part (CA); Combined Cycle Single Shaft
(CS - combustion turbine and steam turbine share a single generator); Combined Cycle Combustion Turbine Part (CT)
CE | Compressed Air Energy Storage
FC | Fuel Cell - Electrochemical
GT | Combustion (Gas) Turbine – Simple Cycle
(includes jet engine design)
HL | Hydraulic Turbine
HDR | Hydraulic Turbine – Conventional -- Daily -- Run of River
(includes turbines associated with delivery of water)
HDP | Hydraulic Turbine – Conventional -- Daily -- Pondage
(includes turbines associated with delivery of water)
HW | Hydraulic Turbine -- Conventional – Weekly -- Pondage
(includes turbines associated with delivery of water)
IC | Internal Combustion Engine
(diesel, piston, reciprocating)
IG | Integrated Coal Gasification Combined Cycle
PB | Pressurized Fluidized Bed Combustion
PS | Hydraulic Turbine – Reversible (pumped storage)
PV | Photovoltaic
ST | Steam Turbine, including nuclear, geothermal and solar steam (does not include combined cycle)
WT | Wind Turbine

## A.3 Column Abbreviations Trans
A.3 Column Abbreviations
Code | Mode of Transportation Description
The principal method of transportation for fuel to the plant that corresponds to the first two reported energy sources
CV | Conveyer
PL | Pipeline
RR | Railroad
TK | Truck
WA | Water
UN | Unknown at this time

## A.3 Column Abbreviations ES
A.3 Column Abbreviations
Code | Energy Source (Description of Fuel Used)
AB | Agricultural Crop Byproducts/Straw/Energy Crops
BFG | Blast Furnace Gas
BIT | Anthracite Coal and Bituminous Coal
BLQ | Black Liquor
DFO | Distillate Fuel Oil - including Diesel, No. 1, 2, and 4
JF | Jet Fuel
KER | Kerosene
LFG | Landfill Gas
LIG | Lignite Coal
MSW | Municipal Solid Waste
NG | Natural Gas
NUC | Nuclear Uranium, Plutonium, Thorium
OBG | Other Biomass Gas - includes digester gas, methane, and other biomass gasses
OBL | Other Biomass Liquids
OBS | Other Biomass Solids
OG | Other Gas
PC | Petroleum Coke
PG | Gaseous Propane
PUR | Purchased Steam
RFO | Residual Fuel Oil Includes: Bunker C, No. 5, and No. 6 (020, 030, 070, and 100)
SC | Coal Synfuel - Coal-based solid fuel - processed by a coal synfuel plant; and coal-based fuels such as briquettes, pellets, or extrusions, which are formed from fresh or recycled coal and binding materials
SLW | Sludge Waste
SUB | Subbituminous Coal
SUN | Solar
TDF | Tire-derived Fuels
WAT | Water at a Conventional Hydroelectric Turbine
WC | Waste/Other Coal - including anthracite culm, bituminous gob, fine coal, lignite waste, waste coal
WDL | Wood Waste Liquids excluding Black Liquor - includes red liquor, sludge wood, spent sulfite liquor, and other wood-based liquids
WDS | Wood/Wood Waste Solids - including paper pellets, railroad ties, utility poles, wood chips, bark, and wood waste solids
WND | Wind
WO | Waste/Other Oil - including Crude Oil, Liquid Butane, Liquid Propane, Oil Waste, Re-Refined Motor Oil, Sludge Oil, Tar Oil, or other petroleum-based liquid wastes

## Appendix B.1 FIPS Codes
Appendix B.1 Federal Information Processing Standard (FIPS) Codes
FIPS | County Name | FIPS | County Name (Cont'd) | FIPS | County Name (Cont'd) | FIPS | County Name (Cont'd)
Code |  | Code |  | Code |  | Code
09 - State of Connecticut
1 | Fairfield | 5 | Litchfield | 9 | New Haven | 13 | Tolland
3 | Hartford | 7 | Middlesex | 11 | New London | 15 | Windham
23 - State of Maine
1 | Androscoggin | 9 | Hancock | 17 | Oxford | 25 | Somerset
3 | Aroostook | 11 | Kennebec | 19 | Penobscot | 27 | Waldo
5 | Cumberland | 13 | Knox | 21 | Piscataquis | 29 | Washington
7 | Franklin | 15 | Lincoln | 23 | Sagadahoc | 31 | York
25 - State of Massachusetts
1 | Barnstable | 9 | Essex | 17 | Middlesex | 25 | Suffolk
3 | Berkshire | 11 | Franklin | 19 | Nantucket | 27 | Worcester
5 | Bristol | 13 | Hampden | 21 | Norfolk
7 | Dukes | 15 | Hampshire | 23 | Plymouth
33 - State of New Hampshire
1 | Belknap | 7 | Coös | 13 | Merrimack | 19 | Sullivan
3 | Carroll | 9 | Grafton | 15 | Rockingham
5 | Cheshire | 11 | Hillsborough (Hillsboro) | 17 | Strafford
44 - State of Rhode Island
1 | Bristol | 5 | Newport | 9 | Washington
3 | Kent | 7 | Providence
50 - State of Vermont
1 | Addison | 9 | Essex | 17 | Orange | 25 | Windham
3 | Bennington | 11 | Franklin | 19 | Orleans | 27 | Windsor
5 | Caledonia | 13 | Grand Isle | 21 | Rutland
7 | Chittenden | 15 | Lamoille | 23 | Washington

## B.2 RSP Subarea
B.2 Regional System Plan (RSP) Subarea Descriptions
Subarea or Control Area Designation | Region or State
BHE | Northeastern Maine
ME | Western and central Maine/Saco Valley, New Hampshire
SME | Southeastern Maine
NH | Northern, eastern, and central New Hampshire/eastern Vermont and southwestern Maine
VT | Vermont/southwestern New Hampshire
Boston | Greater Boston, including the North Shore
CMA/NEMA | Central Massachusetts/ northeastern Massachusetts
WMA | Western Massachusetts
SEMA | Southeastern Massachusetts/Newport, Rhode Island
RI | Rhode Island/bordering MA
CT | Northern and eastern Connecticut
SWCT | Southwestern Connecticut
NOR | Norwalk/Stamford, Connecticut
M, NY, and HQ | Maritimes, New York, and Hydro-Québec external Control Areas