## FCA 7 QC
FCA 7 Qualified Capacity
Note that this list includes all Resources that qualified to participate in FCA 7. Terminations that may have occurred after the initial qualification would not be reflected here.
ID | Name | Type | Intermit-tent | Generating Fuel Type | DR Type | Capacity Zone Name | Interface Name | State | Load Zone | Dispatch Zone Name | Status | Summer Qual | Winter Qual | FCA Qual | De-list Bid Type | De-list Bid MW | De-list Bid Status
194 | FOUR HILLS LOAD REDUCER | Generator | Yes | LANDFILL GAS |  | Rest-of-Pool |  | NH | New Hampshire |  | Existing | 0.941 | 1.39 | 0.941
253 | TURNKEY LANDFILL | Generator | Yes | LANDFILL GAS |  | Rest-of-Pool |  | NH | New Hampshire |  | Existing | 2.023 | 2.164 | 2.023
321 | MANCHESTER 10/10A CC | Generator | No | GAS |  | Rest-of-Pool |  | RI | Rhode Island |  | Existing | 149 | 164 | 149
322 | MANCHESTER 11/11A CC | Generator | No | GAS |  | Rest-of-Pool |  | RI | Rhode Island |  | Existing | 149 | 164 | 149
323 | MANCHESTER 9/9A CC | Generator | No | GAS |  | Rest-of-Pool |  | RI | Rhode Island |  | Existing | 149 | 164 | 149
324 | CDECCA | Generator | No | GAS |  | Connecticut |  | CT | Connecticut |  | Existing | 55.254 | 61.334 | 55.254
326 | ALTRESCO | Generator | No | OIL/GAS |  | Rest-of-Pool |  | MA | WCMASS |  | Existing | 150.972 | 176.361 | 150.972
327 | AMOSKEAG | Generator | No | HYDRO: PONDAGE |  | Rest-of-Pool |  | NH | New Hampshire |  | Existing | 17.5 | 17.5 | 17.5
328 | GULF ISLAND COMPOSITE Incremental | Generator | No | HYDRO: RESERVOIR |  | Maine |  | ME | Maine |  | Existing | 32.97 | 32.97 | 32.97
329 | ASCUTNEY GT | Generator | No | DIESEL OIL |  | Rest-of-Pool |  | VT | Vermont |  | Existing | 0 | 13.35 | 0
330 | AYERS ISLAND | Generator | No | HYDRO: PONDAGE |  | Rest-of-Pool |  | NH | New Hampshire |  | Existing | 8.474 | 9.08 | 8.474
331 | AZISCOHOS HYDRO | Generator | No | HYDRO: RUN OF RIVER |  | Maine |  | ME | Maine |  | Existing | 6.8 | 6.8 | 6.8
332 | BAR HARBOR DIESELS 1-4 | Generator | No | DIESEL OIL |  | Maine |  | ME | Maine |  | Existing | 4.125 | 6.1 | 4.125 | Dynamic | 4.125 | Accepted
335 | BELLOWS FALLS | Generator | No | HYDRO: PONDAGE |  | Rest-of-Pool |  | NH | New Hampshire |  | Existing | 48.54 | 48.54 | 48.54
336 | BERLIN 1 GT | Generator | No | JET FUEL |  | Rest-of-Pool |  | VT | Vermont |  | Existing | 34.83 | 48.333 | 34.83
337 | BETHLEHEM | Generator | Yes | REFUSE |  | Rest-of-Pool |  | NH | New Hampshire |  | Existing | 15.326 | 15.421 | 15.326
340 | BRIDGEPORT HARBOR 3 | Generator | No | COAL/OIL |  | Connecticut |  | CT | Connecticut |  | Existing | 383.426 | 384.984 | 383.426
341 | BRIDGEPORT HARBOR 4 | Generator | No | JET FUEL |  | Connecticut |  | CT | Connecticut |  | Existing | 17.1 | 19.257 | 17.1
346 | BOLTON FALLS | Generator | No | HYDRO: RUN OF RIVER |  | Rest-of-Pool |  | VT | Vermont |  | Existing | 3.618 | 7.8 | 3.618
348 | BOOT MILLS | Generator | Yes | HYDRO: RUN OF RIVER |  | Rest-of-Pool |  | MA | WCMASS |  | Existing | 7.329 | 11.045 | 7.329
349 | WHEELABRATOR BRIDGEPORT, L.P. | Generator | Yes | WOOD/REFUSE |  | Connecticut |  | CT | Connecticut |  | Existing | 59.616 | 59.987 | 59.616
350 | BRAYTON PT 1 | Generator | No | COAL |  | Rest-of-Pool |  | MA | SEMASS |  | Existing | 228.205 | 228.205 | 228.205
351 | BRAYTON PT 2 | Generator | No | COAL |  | Rest-of-Pool |  | MA | SEMASS |  | Existing | 225.75 | 225.75 | 225.75
352 | BRAYTON PT 3 | Generator | No | COAL |  | Rest-of-Pool |  | MA | SEMASS |  | Existing | 610 | 610 | 610
353 | BRAYTON PT 4 | Generator | No | OIL/GAS |  | Rest-of-Pool |  | MA | SEMASS |  | Existing | 422 | 422 | 422
354 | Brayton Diesels 1-4 Incremental | Generator | No | DIESEL OIL |  | Rest-of-Pool |  | MA | SEMASS |  | Existing | 9.912 | 9.988 | 9.912
355 | BRANFORD 10 | Generator | No | JET FUEL |  | Connecticut |  | CT | Connecticut |  | Existing | 15.84 | 20.95 | 15.84
356 | BRISTOL REFUSE | Generator | Yes | REFUSE |  | Connecticut |  | CT | Connecticut |  | Existing | 12.407 | 12.843 | 12.407
357 | BRIDGEWATER | Generator | Yes | WOOD/REFUSE |  | Rest-of-Pool |  | NH | New Hampshire |  | Existing | 14.895 | 14.903 | 14.895
358 | BRUNSWICK | Generator | Yes | HYDRO: RUN OF RIVER |  | Maine |  | ME | Maine |  | Existing | 10.015 | 15.272 | 10.015
359 | J. COCKWELL 1 | Generator | No | HYDRO: PUMPED STORAGE |  | Rest-of-Pool |  | MA | WCMASS |  | Existing | 284.65 | 292.275 | 284.65 | Administrative | 100 | Accepted
360 | J. COCKWELL 2 | Generator | No | HYDRO: PUMPED STORAGE |  | Rest-of-Pool |  | MA | WCMASS |  | Existing | 284.638 | 292.763 | 284.638
362 | BULLS BRIDGE | Generator | Yes | HYDRO: RUN OF RIVER |  | Connecticut |  | CT | Connecticut |  | Existing | 3.498 | 6.592 | 3.498
363 | BURLINGTON GT | Generator | No | JET FUEL |  | Rest-of-Pool |  | VT | Vermont |  | Existing | 18.209 | 22.698 | 18.209
365 | CANAL 1 | Generator | No | OIL |  | Rest-of-Pool |  | MA | SEMASS |  | Existing | 549.885 | 564.828 | 549.885
366 | CANAL 2 | Generator | No | OIL/GAS |  | Rest-of-Pool |  | MA | SEMASS |  | Existing | 545.125 | 562 | 545.125
367 | CAPE GT 4 | Generator | No | JET FUEL |  | Maine |  | ME | Maine |  | Existing | 16.5 | 20.58 | 16.5
368 | CAPE GT 5 | Generator | No | JET FUEL |  | Maine |  | ME | Maine |  | Existing | 15.822 | 20.272 | 15.822
369 | CATARACT EAST | Generator | No | HYDRO: RUN OF RIVER |  | Maine |  | ME | Maine |  | Existing | 7.775 | 8 | 7.775
370 | COS COB 10 | Generator | No | JET FUEL |  | Connecticut |  | CT | Connecticut |  | Existing | 19.028 | 23 | 19.028
371 | COS COB 11 | Generator | No | JET FUEL |  | Connecticut |  | CT | Connecticut |  | Existing | 18.724 | 23 | 18.724
372 | COS COB 12 | Generator | No | JET FUEL |  | Connecticut |  | CT | Connecticut |  | Existing | 18.66 | 23 | 18.66
375 | CLEARY 9/9A CC | Generator | No | OIL/GAS |  | Rest-of-Pool |  | MA | SEMASS |  | Existing | 104.931 | 109.931 | 104.931
376 | CLEARY 8 | Generator | No | OIL |  | Rest-of-Pool |  | MA | SEMASS |  | Existing | 25.853 | 26 | 25.853
379 | COBBLE MOUNTAIN | Generator | No | HYDRO: RESERVOIR |  | Rest-of-Pool |  | MA | WCMASS |  | Existing | 32.642 | 33.281 | 32.642
380 | COMERFORD | Generator | No | HYDRO: RESERVOIR |  | Rest-of-Pool |  | NH | New Hampshire |  | Existing | 168.818 | 160.35 | 168.818
382 | MERRIMACK CT1 | Generator | No | JET FUEL |  | Rest-of-Pool |  | NH | New Hampshire |  | Existing | 16.826 | 21.676 | 16.826
383 | MERRIMACK CT2 | Generator | No | JET FUEL |  | Rest-of-Pool |  | NH | New Hampshire |  | Existing | 16.804 | 21.304 | 16.804
388 | DARTMOUTH POWER | Generator | No | GAS |  | Rest-of-Pool |  | MA | SEMASS |  | Existing | 62.156 | 68.043 | 62.156
389 | DERBY DAM | Generator | No | HYDRO: RUN OF RIVER |  | Connecticut |  | CT | Connecticut |  | Existing | 7.05 | 7.05 | 7.05
392 | DEXTER | Generator | No | GAS |  | Connecticut |  | CT | Connecticut |  | Existing | 38 | 39 | 38
393 | DEERFIELD 5 | Generator | No | HYDRO: PONDAGE |  | Rest-of-Pool |  | MA | WCMASS |  | Existing | 13.703 | 13.99 | 13.703
395 | DOREEN | Generator | No | JET FUEL |  | Rest-of-Pool |  | MA | WCMASS |  | Existing | 15.959 | 20.809 | 15.959
396 | DEVON 10 | Generator | No | JET FUEL |  | Connecticut |  | CT | Connecticut |  | Existing | 14.407 | 19.186 | 14.407
397 | DEVON 11 | Generator | No | DIESEL OIL |  | Connecticut |  | CT | Connecticut |  | Existing | 29.299 | 38.819 | 29.299
398 | DEVON 12 | Generator | No | DIESEL OIL |  | Connecticut |  | CT | Connecticut |  | Existing | 29.227 | 38.437 | 29.227
399 | DEVON 13 | Generator | No | DIESEL OIL |  | Connecticut |  | CT | Connecticut |  | Existing | 29.967 | 38.967 | 29.967
400 | DEVON 14 | Generator | No | DIESEL OIL |  | Connecticut |  | CT | Connecticut |  | Existing | 29.704 | 40.274 | 29.704
401 | EASTMAN FALLS | Generator | No | HYDRO: PONDAGE |  | Rest-of-Pool |  | NH | New Hampshire |  | Existing | 5.582 | 6.47 | 5.582
405 | ELLSWORTH HYDRO | Generator | No | HYDRO: RESERVOIR |  | Maine |  | ME | Maine |  | Existing | 9.097 | 8.821 | 9.097 | Static | 0.276 | Accepted
407 | EASTPORT DIESELS 1-3 | Generator | No | DIESEL OIL |  | Maine |  | ME | Maine |  | Existing | 2.2 | 2.3 | 2.2
410 | ESSEX 19 HYDRO | Generator | Yes | HYDRO: RUN OF RIVER |  | Rest-of-Pool |  | VT | Vermont |  | Existing | 2.85 | 6.888 | 2.85
411 | EXETER | Generator | Yes | REFUSE |  | Connecticut |  | CT | Connecticut |  | Existing | 21.147 | 20.464 | 21.147
412 | FALLS VILLAGE | Generator | Yes | HYDRO: RUN OF RIVER |  | Connecticut |  | CT | Connecticut |  | Existing | 3.358 | 6.153 | 3.358
413 | FIFE BROOK | Generator | No | HYDRO: PONDAGE |  | Rest-of-Pool |  | MA | WCMASS |  | Existing | 6.089 | 9.9 | 6.089
417 | FRAMINGHAM JET 1 | Generator | No | OIL |  | NEMA-Boston |  | MA | NEMASSBOST |  | Existing | 10.893 | 14.923 | 10.893
418 | FRAMINGHAM JET 2 | Generator | No | OIL |  | NEMA-Boston |  | MA | NEMASSBOST |  | Existing | 11 | 15 | 11
419 | FRAMINGHAM JET 3 | Generator | No | OIL |  | NEMA-Boston |  | MA | NEMASSBOST |  | Existing | 11.25 | 15.418 | 11.25
420 | FRANKLIN DRIVE 10 | Generator | No | JET FUEL |  | Connecticut |  | CT | Connecticut |  | Existing | 15.417 | 20.527 | 15.417
421 | FRONT STREET DIESELS 1-3 | Generator | No | DIESEL OIL |  | Rest-of-Pool |  | MA | WCMASS |  | Existing | 8.286 | 8.25 | 8.286
424 | GREAT LAKES - MILLINOCKET | Generator | No | HYDRO: PONDAGE |  | Maine |  | ME | Maine |  | Existing | 89.817 | 95.266 | 89.817
426 | GORGE 1 DIESEL | Generator | No | OIL/GAS |  | Rest-of-Pool |  | VT | Vermont |  | Existing | 0 | 10.841 | 0
427 | GORHAM | Generator | No | HYDRO: RUN OF RIVER |  | Rest-of-Pool |  | NH | New Hampshire |  | Existing | 1.959 | 2.05 | 1.959
429 | GREENVILLE | Generator | Yes | WOOD/REFUSE |  | Maine |  | ME | Maine |  | Existing | 8.479 | 10.919 | 8.479
432 | HARRIS 1 | Generator | No | HYDRO: RESERVOIR |  | Maine |  | ME | Maine |  | Existing | 16.79 | 16.776 | 16.79
433 | HARRIS 2 | Generator | No | HYDRO: RESERVOIR |  | Maine |  | ME | Maine |  | Existing | 34.948 | 34.5 | 34.948
434 | HARRIS 3 | Generator | No | HYDRO: RESERVOIR |  | Maine |  | ME | Maine |  | Existing | 34 | 33.905 | 34
435 | HARRIMAN | Generator | No | HYDRO: RESERVOIR |  | Rest-of-Pool |  | MA | WCMASS |  | Existing | 41.039 | 38.663 | 41.039
436 | HEMPHILL 1 | Generator | Yes | WOOD/REFUSE |  | Rest-of-Pool |  | NH | New Hampshire |  | Existing | 14.137 | 14.45 | 14.137
440 | HIRAM | Generator | No | HYDRO: RUN OF RIVER |  | Maine |  | ME | Maine |  | Existing | 11.189 | 11.6 | 11.189
445 | COVANTA WEST ENFIELD | Generator | No | WOOD/REFUSE |  | Maine |  | ME | Maine |  | Existing | 23.206 | 24.172 | 23.206 | Dynamic | 23.206 | Accepted
446 | COVANTA JONESBORO | Generator | No | WOOD/REFUSE |  | Maine |  | ME | Maine |  | Existing | 23.117 | 24.5 | 23.117 | Dynamic | 23.117 | Accepted
448 | IPSWICH DIESELS | Generator | No | OIL/GAS |  | NEMA-Boston |  | MA | NEMASSBOST |  | Existing | 10.24 | 9.495 | 10.24 | Static | 0.745 | Accepted
449 | JACKMAN | Generator | No | HYDRO: RESERVOIR |  | Rest-of-Pool |  | NH | New Hampshire |  | Existing | 3.548 | 3.4 | 3.548 | Static | 0.148 | Accepted
452 | KENDALL JET 1 | Generator | No | DIESEL OIL |  | NEMA-Boston |  | MA | NEMASSBOST |  | Existing | 18 | 21.563 | 18
457 | LAWRENCE HYDRO | Generator | No | HYDRO: RUN OF RIVER |  | Rest-of-Pool |  | MA | WCMASS |  | Existing | 7.014 | 13.36 | 7.014
460 | LOCKWOOD | Generator | Yes | HYDRO: RUN OF RIVER |  | Maine |  | ME | Maine |  | Existing | 3.515 | 4.764 | 3.515
462 | LISBON RESOURCE RECOVERY | Generator | Yes | REFUSE |  | Connecticut |  | CT | Connecticut |  | Existing | 13.828 | 13.883 | 13.828
463 | AEI LIVERMORE | Generator | No | REFUSE |  | Maine |  | ME | Maine |  | Existing | 34.695 | 34.43 | 34.695
464 | LOST NATION | Generator | No | JET FUEL |  | Rest-of-Pool |  | NH | New Hampshire |  | Existing | 14.069 | 18.084 | 14.069
465 | DEERFIELD 2/LWR DRFIELD | Generator | No | HYDRO: PONDAGE |  | Rest-of-Pool |  | MA | WCMASS |  | Existing | 19.275 | 19.5 | 19.275
466 | L STREET JET | Generator | No | OIL |  | NEMA-Boston |  | MA | NEMASSBOST |  | Existing | 16.03 | 21.77 | 16.03
467 | MARBLEHEAD DIESELS | Generator | No | DIESEL OIL |  | NEMA-Boston |  | MA | NEMASSBOST |  | Existing | 5 | 5 | 5
473 | MCINDOES | Generator | No | HYDRO: PONDAGE |  | Rest-of-Pool |  | NH | New Hampshire |  | Existing | 10.066 | 10.571 | 10.066
474 | J C MCNEIL | Generator | No | REFUSE |  | Rest-of-Pool |  | VT | Vermont |  | Existing | 52 | 54 | 52
475 | MEDWAY DIESELS 1-4 | Generator | No | DIESEL OIL |  | Maine |  | ME | Maine |  | Existing | 7.7 | 8.25 | 7.7 | Dynamic | 7.7 | Accepted
476 | MERC | Generator | Yes | REFUSE |  | Maine |  | ME | Maine |  | Existing | 16.972 | 17.298 | 16.972 | Dynamic | 16.972 | Accepted
478 | MIDDLETOWN 10 | Generator | No | JET FUEL |  | Connecticut |  | CT | Connecticut |  | Existing | 17.123 | 22.023 | 17.123
480 | MIDDLETOWN 2 | Generator | No | OIL/GAS |  | Connecticut |  | CT | Connecticut |  | Existing | 117 | 120 | 117
481 | MIDDLETOWN 3 | Generator | No | OIL/GAS |  | Connecticut |  | CT | Connecticut |  | Existing | 236 | 245 | 236
482 | MIDDLETOWN 4 | Generator | No | OIL |  | Connecticut |  | CT | Connecticut |  | Existing | 400 | 402 | 400
484 | MILLSTONE POINT 2 | Generator | No | NUCLEAR |  | Connecticut |  | CT | Connecticut |  | Existing | 875.823 | 879.305 | 875.823
485 | MILLSTONE POINT 3 | Generator | No | NUCLEAR |  | Connecticut |  | CT | Connecticut |  | Existing | 1225 | 1236.099 | 1225
486 | MILFORD POWER | Generator | No | GAS |  | Rest-of-Pool |  | MA | SEMASS |  | Existing | 149 | 170.73 | 149
487 | MILLER HYDRO | Generator | Yes | HYDRO: RUN OF RIVER |  | Maine |  | ME | Maine |  | Existing | 8.667 | 12.613 | 8.667
489 | MERRIMACK 1 | Generator | No | COAL |  | Rest-of-Pool |  | NH | New Hampshire |  | Existing | 112.5 | 114 | 112.5
490 | MERRIMACK 2 | Generator | No | COAL |  | Rest-of-Pool |  | NH | New Hampshire |  | Existing | 335.487 | 343.025 | 335.487
492 | MONTVILLE 10 and 11 | Generator | No | DIESEL OIL |  | Connecticut |  | CT | Connecticut |  | Existing | 5.296 | 5.354 | 5.296
493 | MONTVILLE 5 | Generator | No | OIL/GAS |  | Connecticut |  | CT | Connecticut |  | Existing | 81 | 81.59 | 81
494 | MONTVILLE 6 | Generator | No | OIL |  | Connecticut |  | CT | Connecticut |  | Existing | 407.401 | 409.913 | 407.401
495 | MONTY | Generator | No | HYDRO: RUN OF RIVER |  | Maine |  | ME | Maine |  | Existing | 28 | 28 | 28
496 | MOORE | Generator | No | HYDRO: RESERVOIR |  | Rest-of-Pool |  | NH | New Hampshire |  | Existing | 190.994 | 191.175 | 190.994
497 | MASS POWER | Generator | No | OIL/GAS |  | Rest-of-Pool |  | MA | WCMASS |  | Existing | 240 | 276 | 240
498 | MT TOM | Generator | No | COAL |  | Rest-of-Pool |  | MA | WCMASS |  | Existing | 143.416 | 145.533 | 143.416 | Dynamic | 143.416 | Accepted
502 | MYSTIC 7 | Generator | No | OIL/GAS |  | NEMA-Boston |  | MA | NEMASSBOST |  | Existing | 577.593 | 559.775 | 577.593 | Static | 17.818 | Accepted
503 | MYSTIC JET | Generator | No | OIL |  | NEMA-Boston |  | MA | NEMASSBOST |  | Existing | 7.395 | 11.545 | 7.395
507 | NEA BELLINGHAM | Generator | No | GAS |  | Rest-of-Pool |  | MA | SEMASS |  | Existing | 277.621 | 336.503 | 277.621
508 | NEWINGTON 1 | Generator | No | OIL/GAS |  | Rest-of-Pool |  | NH | New Hampshire |  | Existing | 400.2 | 400.2 | 400.2
513 | NEW HAVEN HARBOR | Generator | No | OIL/GAS |  | Connecticut |  | CT | Connecticut |  | Existing | 447.894 | 453.384 | 447.894
515 | NORWICH JET | Generator | No | OIL |  | Connecticut |  | CT | Connecticut |  | Existing | 15.255 | 18.8 | 15.255
519 | NORWALK HARBOR 1 | Generator | No | OIL |  | Connecticut |  | CT | Connecticut |  | Existing | 162 | 163.995 | 162 | Dynamic | 162 | Accepted
520 | NORWALK HARBOR 2 | Generator | No | OIL |  | Connecticut |  | CT | Connecticut |  | Existing | 168 | 172 | 168 | Dynamic | 168 | Accepted
521 | NORWALK HARBOR 10 (3) | Generator | No | DIESEL OIL |  | Connecticut |  | CT | Connecticut |  | Existing | 11.925 | 17.125 | 11.925 | Dynamic | 11.925 | Accepted
527 | OGDEN-MARTIN 1 | Generator | Yes | WOOD/REFUSE |  | NEMA-Boston |  | MA | NEMASSBOST |  | Existing | 38.896 | 41.212 | 38.896
528 | OCEAN ST PWR GT1/GT2/ST1 | Generator | No | GAS |  | Rest-of-Pool |  | RI | Rhode Island |  | Existing | 270.901 | 316.901 | 270.901
529 | OCEAN ST PWR GT3/GT4/ST2 | Generator | No | GAS |  | Rest-of-Pool |  | RI | Rhode Island |  | Existing | 270.18 | 318.18 | 270.18
531 | PAWTUCKET POWER | Generator | No | OIL/GAS |  | Rest-of-Pool |  | RI | Rhode Island |  | Existing | 61.384 | 63.254 | 61.384
532 | PEJEPSCOT | Generator | Yes | HYDRO: RUN OF RIVER |  | Maine |  | ME | Maine |  | Existing | 7.039 | 10.681 | 7.039
536 | PERC-ORRINGTON 1 | Generator | Yes | WOOD/REFUSE |  | Maine |  | ME | Maine |  | Existing | 21.093 | 20.46 | 21.093
537 | PILGRIM NUCLEAR POWER STATION | Generator | No | NUCLEAR |  | Rest-of-Pool |  | MA | SEMASS |  | Existing | 677.284 | 684.746 | 677.284
538 | PINETREE POWER | Generator | No | WOOD/REFUSE |  | Rest-of-Pool |  | MA | WCMASS |  | Existing | 16.34 | 16.844 | 16.34
539 | PONTOOK HYDRO | Generator | Yes | HYDRO: RUN OF RIVER |  | Rest-of-Pool |  | NH | New Hampshire |  | Existing | 5.605 | 9.512 | 5.605
540 | POTTER 2 CC | Generator | No | OIL/GAS |  | Rest-of-Pool |  | MA | SEMASS |  | Existing | 74.19 | 92.432 | 74.19
541 | PROCTOR | Generator | Yes | HYDRO: RUN OF RIVER |  | Rest-of-Pool |  | VT | Vermont |  | Existing | 2.34 | 3.86 | 2.34
542 | ECO MAINE | Generator | Yes | REFUSE |  | Maine |  | ME | Maine |  | Existing | 10.765 | 10.278 | 10.765
546 | RESCO SAUGUS | Generator | No | WOOD/REFUSE |  | NEMA-Boston |  | MA | NEMASSBOST |  | Existing | 32.282 | 30.114 | 32.282 | Static | 2.168 | Accepted
547 | WHEELABRATOR NORTH ANDOVER | Generator | Yes | WOOD/REFUSE |  | NEMA-Boston |  | MA | NEMASSBOST |  | Existing | 29.522 | 29.745 | 29.522
549 | RUTLAND 5 GT | Generator | No | DIESEL OIL |  | Rest-of-Pool |  | VT | Vermont |  | Existing | 9.142 | 14.287 | 9.142
555 | SEABROOK | Generator | No | NUCLEAR |  | Rest-of-Pool |  | NH | New Hampshire |  | Existing | 1245.463 | 1245.425 | 1245.463
556 | SCHILLER 4 | Generator | No | COAL/OIL |  | Rest-of-Pool |  | NH | New Hampshire |  | Existing | 47.5 | 48 | 47.5
557 | SCHILLER 5 | Generator | No | REFUSE |  | Rest-of-Pool |  | NH | New Hampshire |  | Existing | 43.082 | 45.816 | 43.082
558 | SCHILLER 6 | Generator | No | COAL/OIL |  | Rest-of-Pool |  | NH | New Hampshire |  | Existing | 47.938 | 48.58 | 47.938
559 | SCHILLER CT 1 | Generator | No | JET FUEL |  | Rest-of-Pool |  | NH | New Hampshire |  | Existing | 17.621 | 19.5 | 17.621
561 | SEARSBURG | Generator | No | HYDRO: PONDAGE |  | Rest-of-Pool |  | MA | WCMASS |  | Existing | 4.755 | 4.96 | 4.755
562 | SECREC-PRESTON | Generator | Yes | REFUSE |  | Connecticut |  | CT | Connecticut |  | Existing | 16.389 | 16.599 | 16.389
563 | SEMASS 1 | Generator | Yes | REFUSE |  | Rest-of-Pool |  | MA | SEMASS |  | Existing | 46.955 | 47.882 | 46.955
564 | SEMASS 2 | Generator | Yes | REFUSE |  | Rest-of-Pool |  | MA | SEMASS |  | Existing | 22.294 | 24.775 | 22.294
565 | SHELDON SPRINGS | Generator | Yes | HYDRO: RUN OF RIVER |  | Rest-of-Pool |  | VT | Vermont |  | Existing | 4.788 | 11.503 | 4.788
566 | SHEPAUG | Generator | No | HYDRO: RESERVOIR |  | Connecticut |  | CT | Connecticut |  | Existing | 41.511 | 42.559 | 41.511
567 | SHERMAN | Generator | No | HYDRO: PONDAGE |  | Rest-of-Pool |  | MA | WCMASS |  | Existing | 6.334 | 6.237 | 6.334
569 | SKELTON | Generator | No | HYDRO: PONDAGE |  | Maine |  | ME | Maine |  | Existing | 19.704 | 19.704 | 19.704
570 | SMITH | Generator | No | HYDRO: RUN OF RIVER |  | Rest-of-Pool |  | NH | New Hampshire |  | Existing | 11.676 | 15.244 | 11.676
572 | SO. MEADOW 11 | Generator | No | JET FUEL |  | Connecticut |  | CT | Connecticut |  | Existing | 35.781 | 46.921 | 35.781
573 | SO. MEADOW 12 | Generator | No | JET FUEL |  | Connecticut |  | CT | Connecticut |  | Existing | 37.701 | 47.867 | 37.701
574 | SO. MEADOW 13 | Generator | No | JET FUEL |  | Connecticut |  | CT | Connecticut |  | Existing | 38.317 | 47.917 | 38.317
575 | SO. MEADOW 14 | Generator | No | JET FUEL |  | Connecticut |  | CT | Connecticut |  | Existing | 36.746 | 46.346 | 36.746
580 | SO. MEADOW 5 | Generator | Yes | REFUSE |  | Connecticut |  | CT | Connecticut |  | Existing | 22.919 | 24.782 | 22.919
581 | SO. MEADOW 6 | Generator | Yes | REFUSE |  | Connecticut |  | CT | Connecticut |  | Existing | 24.086 | 23.425 | 24.086
583 | STONY BROOK 2A | Generator | No | OIL |  | Rest-of-Pool |  | MA | WCMASS |  | Existing | 67 | 87 | 67 | Static | 2 | Accepted
584 | STONY BROOK 2B | Generator | No | OIL |  | Rest-of-Pool |  | MA | WCMASS |  | Existing | 65 | 85 | 65 | Static | 2 | Accepted
587 | STEVENSON | Generator | No | HYDRO: RESERVOIR |  | Connecticut |  | CT | Connecticut |  | Existing | 28.311 | 28.9 | 28.311
590 | BORALEX STRATTON ENERGY | Generator | No | WOOD/REFUSE |  | Maine |  | ME | Maine |  | Existing | 45.024 | 44.363 | 45.024
591 | S.D. WARREN-WESTBROOK | Generator | No | WOOD/REFUSE |  | Maine |  | ME | Maine |  | Existing | 42.59 | 49.103 | 42.59
592 | TAMWORTH | Generator | Yes | WOOD/REFUSE |  | Rest-of-Pool |  | NH | New Hampshire |  | Existing | 19.673 | 19.585 | 19.673
595 | TORRINGTON TERMINAL 10 | Generator | No | JET FUEL |  | Connecticut |  | CT | Connecticut |  | Existing | 15.638 | 20.748 | 15.638
596 | TUNNEL 10 | Generator | No | JET FUEL |  | Connecticut |  | CT | Connecticut |  | Existing | 16.962 | 22.1 | 16.962
598 | VERGENNES 5 and 6 DIESELS | Generator | No | DIESEL OIL |  | Rest-of-Pool |  | VT | Vermont |  | Existing | 3.95 | 4.12 | 3.95
599 | VERNON | Generator | No | HYDRO: PONDAGE |  | Rest-of-Pool |  | MA | WCMASS |  | Existing | 32 | 32 | 32
611 | VT YANKEE NUCLEAR PWR STATION | Generator | No | NUCLEAR |  | Rest-of-Pool |  | VT | Vermont |  | Existing | 604.25 | 628 | 604.25
612 | WATERS RIVER JET 1 | Generator | No | OIL/GAS |  | NEMA-Boston |  | MA | NEMASSBOST |  | Existing | 16.05 | 22.05 | 16.05
613 | WATERS RIVER JET 2 | Generator | No | OIL/GAS |  | NEMA-Boston |  | MA | NEMASSBOST |  | Existing | 30.506 | 45.806 | 30.506
614 | WATERBURY 22 | Generator | No | HYDRO: RESERVOIR |  | Rest-of-Pool |  | VT | Vermont |  | Existing | 5 | 2.6 | 5 | Static | 2.4 | Accepted
616 | WEST ENFIELD | Generator | No | HYDRO: RUN OF RIVER |  | Maine |  | ME | Maine |  | Existing | 6.631 | 11.612 | 6.631
617 | WESTON | Generator | No | HYDRO: RUN OF RIVER |  | Maine |  | ME | Maine |  | Existing | 13.2 | 13.2 | 13.2
618 | DG WHITEFIELD, LLC | Generator | Yes | WOOD/REFUSE |  | Rest-of-Pool |  | NH | New Hampshire |  | Existing | 15.499 | 15.3 | 15.499
619 | WHITE LAKE JET | Generator | No | JET FUEL |  | Rest-of-Pool |  | NH | New Hampshire |  | Existing | 17.447 | 22.397 | 17.447
620 | WILDER | Generator | No | HYDRO: RESERVOIR |  | Rest-of-Pool |  | NH | New Hampshire |  | Existing | 41.16 | 41.337 | 41.16
621 | WILLIAMS | Generator | No | HYDRO: RUN OF RIVER |  | Maine |  | ME | Maine |  | Existing | 14.9 | 14.9 | 14.9
622 | WINOOSKI 1 | Generator | Yes | HYDRO: RUN OF RIVER |  | Rest-of-Pool |  | VT | Vermont |  | Existing | 1.837 | 4.493 | 1.837
623 | WALLINGFORD REFUSE | Generator | Yes | REFUSE |  | Connecticut |  | CT | Connecticut |  | Existing | 6.211 | 6.625 | 6.211
624 | WMI MILLBURY 1 | Generator | No | WOOD/REFUSE |  | Rest-of-Pool |  | MA | WCMASS |  | Existing | 39.811 | 39.891 | 39.811
625 | WEST MEDWAY JET 1 | Generator | No | OIL |  | NEMA-Boston |  | MA | NEMASSBOST |  | Existing | 42 | 64 | 42
626 | WEST MEDWAY JET 2 | Generator | No | OIL |  | NEMA-Boston |  | MA | NEMASSBOST |  | Existing | 41.9 | 63.9 | 41.9
627 | WEST MEDWAY JET 3 | Generator | No | OIL |  | Rest-of-Pool |  | MA | SEMASS |  | Existing | 35.441 | 55.841 | 35.441
628 | WOODLAND ROAD | Generator | No | JET FUEL |  | Rest-of-Pool |  | MA | WCMASS |  | Existing | 15.808 | 20.658 | 15.808
630 | WEST SPRINGFIELD 10 | Generator | No | JET FUEL |  | Rest-of-Pool |  | MA | WCMASS |  | Existing | 17.2 | 22 | 17.2
633 | WEST SPRINGFIELD 3 | Generator | No | OIL/GAS |  | Rest-of-Pool |  | MA | WCMASS |  | Existing | 94.276 | 100.087 | 94.276
636 | WYMAN HYDRO 1 | Generator | No | HYDRO: RESERVOIR |  | Maine |  | ME | Maine |  | Existing | 27.362 | 27.362 | 27.362
637 | WYMAN HYDRO 2 | Generator | No | HYDRO: RESERVOIR |  | Maine |  | ME | Maine |  | Existing | 29.866 | 29.866 | 29.866
638 | WYMAN HYDRO 3 | Generator | No | HYDRO: RESERVOIR |  | Maine |  | ME | Maine |  | Existing | 26.7 | 26.43 | 26.7
639 | YARMOUTH 1 | Generator | No | OIL |  | Maine |  | ME | Maine |  | Existing | 50.663 | 52.168 | 50.663
640 | YARMOUTH 2 | Generator | No | OIL |  | Maine |  | ME | Maine |  | Existing | 51.131 | 52.823 | 51.131
641 | YARMOUTH 3 | Generator | No | OIL |  | Maine |  | ME | Maine |  | Existing | 115.508 | 117.805 | 115.508
642 | YARMOUTH 4 | Generator | No | OIL |  | Maine |  | ME | Maine |  | Existing | 603.488 | 610.375 | 603.488
715 | ROCHESTER LANDFILL | Generator | No | LANDFILL GAS |  | Rest-of-Pool |  | NH | New Hampshire |  | Existing | 2.404 | 4.98 | 2.404 | Dynamic | 2.404 | Accepted
737 | SIMPSON G LOAD REDUCER | Generator | Yes | HYDRO: RUN OF RIVER |  | Rest-of-Pool |  | VT | Vermont |  | Existing | 2.097 | 2.414 | 2.097
739 | ROCKY RIVER | Generator | No | HYDRO: PUMPED STORAGE |  | Connecticut |  | CT | Connecticut |  | Existing | 29.35 | 29.001 | 29.35
754 | BAR MILLS | Generator | Yes | HYDRO: RUN OF RIVER |  | Maine |  | ME | Maine |  | Existing | 1.539 | 2.972 | 1.539
755 | BONNY EAGLE/W. BUXTON | Generator | No | HYDRO: RUN OF RIVER |  | Maine |  | ME | Maine |  | Existing | 16.151 | 17.5 | 16.151
757 | HARRIS 4 | Generator | No | HYDRO: RESERVOIR |  | Maine |  | ME | Maine |  | Existing | 1.436 | 1.249 | 1.436
759 | MESSALONSKEE COMPOSITE | Generator | Yes | HYDRO: RUN OF RIVER |  | Maine |  | ME | Maine |  | Existing | 1.655 | 5.243 | 1.655
760 | NORTH GORHAM | Generator | No | HYDRO: RUN OF RIVER |  | Maine |  | ME | Maine |  | Existing | 1.595 | 2 | 1.595
761 | SHAWMUT | Generator | No | HYDRO: RUN OF RIVER |  | Maine |  | ME | Maine |  | Existing | 9.5 | 9.5 | 9.5
766 | CABOT/TURNERS FALLS | Generator | No | HYDRO: RUN OF RIVER |  | Rest-of-Pool |  | MA | WCMASS |  | Existing | 67.881 | 68.2 | 67.881
767 | SES CONCORD | Generator | Yes | REFUSE |  | Rest-of-Pool |  | NH | New Hampshire |  | Existing | 12.16 | 12.562 | 12.16
768 | GARVINS/HOOKSETT | Generator | No | HYDRO: RUN OF RIVER |  | Rest-of-Pool |  | NH | New Hampshire |  | Existing | 14 | 14 | 14
769 | HADLEY FALLS 1&2 | Generator | Yes | HYDRO: RUN OF RIVER |  | Rest-of-Pool |  | MA | WCMASS |  | Existing | 14.66 | 26.886 | 14.66
772 | NEWPORT HYDRO | Generator | Yes | HYDRO: PONDAGE |  | Rest-of-Pool |  | VT | Vermont |  | Existing | 1.436 | 2.459 | 1.436
774 | LOWER LAMOILLE COMPOSITE | Generator | No | HYDRO: RESERVOIR |  | Rest-of-Pool |  | VT | Vermont |  | Existing | 15.8 | 16 | 15.8
775 | MIDDLEBURY COMPOSITE | Generator | No | HYDRO: RESERVOIR |  | Rest-of-Pool |  | VT | Vermont |  | Existing | 6.6 | 6 | 6.6 | Static | 0.6 | Accepted
776 | N. RUTLAND COMPOSITE | Generator | No | HYDRO: RESERVOIR |  | Rest-of-Pool |  | VT | Vermont |  | Existing | 5.2 | 5.3 | 5.2
779 | MIDDLESEX 2 | Generator | No | HYDRO: RUN OF RIVER |  | Rest-of-Pool |  | VT | Vermont |  | Existing | 1.553 | 3.203 | 1.553
781 | WEST DANVILLE 1 | Generator | Yes | HYDRO: RUN OF RIVER |  | Rest-of-Pool |  | VT | Vermont |  | Existing | 0 | 0.177 | 0
783 | HIGHGATE FALLS | Generator | Yes | HYDRO: RUN OF RIVER |  | Rest-of-Pool |  | VT | Vermont |  | Existing | 3.858 | 8.818 | 3.858
786 | KEZAR LEDGEMERE COMPOSITE | Generator | Yes | HYDRO: RUN OF RIVER |  | Maine |  | ME | Maine |  | Existing | 0.37 | 0.918 | 0.37
789 | CEC 002 PAWTUCKET U5 | Generator | Yes | HYDRO: RUN OF RIVER |  | Rest-of-Pool |  | RI | Rhode Island |  | Existing | 0.231 | 0.673 | 0.231
792 | CENTENNIAL HYDRO | Generator | Yes | HYDRO: RUN OF RIVER |  | Rest-of-Pool |  | MA | WCMASS |  | Existing | 0.286 | 0.549 | 0.286
793 | METHUEN HYDRO | Generator | Yes | HYDRO: RUN OF RIVER |  | NEMA-Boston |  | MA | NEMASSBOST |  | Existing | 0.016 | 0.186 | 0.016
794 | MINIWAWA | Generator | Yes | HYDRO: RUN OF RIVER |  | Rest-of-Pool |  | NH | New Hampshire |  | Existing | 0.147 | 0.631 | 0.147
795 | RIVER MILL HYDRO | Generator | Yes | HYDRO: RUN OF RIVER |  | Rest-of-Pool |  | NH | New Hampshire |  | Existing | 0 | 0.103 | 0
796 | GOODWIN DAM | Generator | No | HYDRO: RUN OF RIVER |  | Connecticut |  | CT | Connecticut |  | Existing | 3 | 3 | 3
797 | CEC 003 WYRE WYND U5 | Generator | Yes | HYDRO: RUN OF RIVER |  | Connecticut |  | CT | Connecticut |  | Existing | 0.462 | 1.504 | 0.462
798 | COLEBROOK | Generator | Yes | HYDRO: PONDAGE |  | Connecticut |  | CT | Connecticut |  | Existing | 0.805 | 0.681 | 0.805
800 | KINNEYTOWN B | Generator | Yes | HYDRO: RUN OF RIVER |  | Connecticut |  | CT | Connecticut |  | Existing | 0.324 | 0.582 | 0.324
801 | WILLIMANTIC 1 | Generator | Yes | HYDRO: RUN OF RIVER |  | Connecticut |  | CT | Connecticut |  | Existing | 0.06 | 0.218 | 0.06
802 | WILLIMANTIC 2 | Generator | Yes | HYDRO: RUN OF RIVER |  | Connecticut |  | CT | Connecticut |  | Existing | 0.037 | 0.255 | 0.037
803 | TOUTANT | Generator | No | HYDRO: RUN OF RIVER |  | Connecticut |  | CT | Connecticut |  | Existing | 0.251 | 0.396 | 0.251
804 | PUTNAM | Generator | Yes | HYDRO: RUN OF RIVER |  | Connecticut |  | CT | Connecticut |  | Existing | 0.183 | 0.441 | 0.183
806 | MECHANICSVILLE | Generator | Yes | HYDRO: RUN OF RIVER |  | Connecticut |  | CT | Connecticut |  | Existing | 0.037 | 0.126 | 0.037
807 | CEC 004 DAYVILLE POND U5 | Generator | Yes | HYDRO: RUN OF RIVER |  | Connecticut |  | CT | Connecticut |  | Existing | 0.005 | 0.065 | 0.005
808 | SANDY HOOK HYDRO | Generator | No | HYDRO: RUN OF RIVER |  | Connecticut |  | CT | Connecticut |  | Existing | 0.077 | 0.105 | 0.077
810 | QUINEBAUG | Generator | Yes | HYDRO: RUN OF RIVER |  | Connecticut |  | CT | Connecticut |  | Existing | 0.408 | 1.077 | 0.408
811 | BANTAM | Generator | Yes | HYDRO: RUN OF RIVER |  | Connecticut |  | CT | Connecticut |  | Existing | 0.023 | 0.114 | 0.023
812 | BEEBE HOLBROOK | Generator | No | HYDRO: RUN OF RIVER |  | Rest-of-Pool |  | MA | WCMASS |  | Existing | 0.205 | 0.205 | 0.205
813 | TUNNEL | Generator | Yes | HYDRO: RUN OF RIVER |  | Connecticut |  | CT | Connecticut |  | Existing | 0.479 | 1.365 | 0.479
814 | PATCH | Generator | Yes | HYDRO: RUN OF RIVER |  | Rest-of-Pool |  | VT | Vermont |  | Existing | 0.027 | 0.144 | 0.027
815 | CARVER FALLS | Generator | Yes | HYDRO: RUN OF RIVER |  | Rest-of-Pool |  | VT | Vermont |  | Existing | 0.322 | 1.094 | 0.322
816 | CAVENDISH | Generator | Yes | HYDRO: RUN OF RIVER |  | Rest-of-Pool |  | VT | Vermont |  | Existing | 0.323 | 0.966 | 0.323
817 | TAFTSVILLE VT | Generator | Yes | HYDRO: RUN OF RIVER |  | Rest-of-Pool |  | VT | Vermont |  | Existing | 0.072 | 0.128 | 0.072
818 | PIERCE MILLS | Generator | Yes | HYDRO: RUN OF RIVER |  | Rest-of-Pool |  | VT | Vermont |  | Existing | 0.117 | 0.222 | 0.117
819 | ARNOLD FALLS | Generator | Yes | HYDRO: RUN OF RIVER |  | Rest-of-Pool |  | VT | Vermont |  | Existing | 0.154 | 0.169 | 0.154
820 | PASSUMPSIC | Generator | Yes | HYDRO: RUN OF RIVER |  | Rest-of-Pool |  | VT | Vermont |  | Existing | 0.288 | 0.269 | 0.288
821 | GAGE | Generator | Yes | HYDRO: RUN OF RIVER |  | Rest-of-Pool |  | VT | Vermont |  | Existing | 0.239 | 0.459 | 0.239
822 | SMITH (CVPS) | Generator | Yes | HYDRO: RUN OF RIVER |  | Rest-of-Pool |  | VT | Vermont |  | Existing | 0.455 | 0.717 | 0.455
823 | EAST BARNET | Generator | Yes | HYDRO: RUN OF RIVER |  | Rest-of-Pool |  | VT | Vermont |  | Existing | 0.682 | 1.319 | 0.682
824 | BATH ELECTRIC HYDRO | Generator | Yes | HYDRO: RUN OF RIVER |  | Rest-of-Pool |  | NH | New Hampshire |  | Existing | 0.229 | 0.244 | 0.229
827 | SEARSBURG WIND | Generator | Yes | WIND |  | Rest-of-Pool |  | MA | WCMASS |  | Existing | 0.228 | 1.074 | 0.228
828 | BARTON HYDRO | Generator | Yes | HYDRO: RUN OF RIVER |  | Rest-of-Pool |  | VT | Vermont |  | Existing | 0.386 | 0.669 | 0.386
829 | ENOSBURG 2 DIESEL | Generator | No | DIESEL OIL |  | Rest-of-Pool |  | VT | Vermont |  | Existing | 0.781 | 0.661 | 0.781 | Static | 0.12 | Accepted
830 | ENOSBURG HYDRO | Generator | Yes | HYDRO: RUN OF RIVER |  | Rest-of-Pool |  | VT | Vermont |  | Existing | 0.422 | 0.455 | 0.422
831 | VAIL & GREAT FALLS | Generator | Yes | HYDRO: RUN OF RIVER |  | Rest-of-Pool |  | VT | Vermont |  | Existing | 0.494 | 0.701 | 0.494
832 | CENTER RUTLAND | Generator | Yes | HYDRO: RUN OF RIVER |  | Rest-of-Pool |  | VT | Vermont |  | Existing | 0 | 0.02 | 0
833 | BARNET | Generator | Yes | HYDRO: RUN OF RIVER |  | Rest-of-Pool |  | VT | Vermont |  | Existing | 0.05 | 0.165 | 0.05
834 | COMPTU FALLS | Generator | Yes | HYDRO: RUN OF RIVER |  | Rest-of-Pool |  | VT | Vermont |  | Existing | 0.167 | 0.414 | 0.167
835 | DEWEY MILLS | Generator | Yes | HYDRO: RUN OF RIVER |  | Rest-of-Pool |  | VT | Vermont |  | Existing | 0.355 | 0.985 | 0.355
836 | EMERSON FALLS | Generator | Yes | HYDRO: RUN OF RIVER |  | Rest-of-Pool |  | VT | Vermont |  | Existing | 0.019 | 0.073 | 0.019
837 | KILLINGTON | Generator | Yes | HYDRO: RUN OF RIVER |  | Rest-of-Pool |  | VT | Vermont |  | Existing | 0.006 | 0.028 | 0.006
838 | KINGSBURY | Generator | Yes | HYDRO: RUN OF RIVER |  | Rest-of-Pool |  | VT | Vermont |  | Existing | 0.096 | 0.138 | 0.096
839 | LADD'S MILL | Generator | Yes | HYDRO: RUN OF RIVER |  | Rest-of-Pool |  | VT | Vermont |  | Existing | 0.024 | 0.06 | 0.024
840 | MARTINSVILLE | Generator | Yes | HYDRO: RUN OF RIVER |  | Rest-of-Pool |  | VT | Vermont |  | Existing | 0.022 | 0.125 | 0.022
841 | MORETOWN 8 | Generator | Yes | HYDRO: RUN OF RIVER |  | Rest-of-Pool |  | VT | Vermont |  | Existing | 0.05 | 0.267 | 0.05
842 | NANTANA MILL | Generator | Yes | HYDRO: RUN OF RIVER |  | Rest-of-Pool |  | VT | Vermont |  | Existing | 0.03 | 0.097 | 0.03
843 | NEWBURY | Generator | Yes | HYDRO: RUN OF RIVER |  | Rest-of-Pool |  | VT | Vermont |  | Existing | 0.069 | 0.193 | 0.069
844 | OTTAUQUECHEE | Generator | Yes | HYDRO: RUN OF RIVER |  | Rest-of-Pool |  | VT | Vermont |  | Existing | 0.67 | 1.249 | 0.67
845 | SLACK DAM | Generator | Yes | HYDRO: RUN OF RIVER |  | Rest-of-Pool |  | VT | Vermont |  | Existing | 0.14 | 0.356 | 0.14
846 | WINOOSKI 8 | Generator | Yes | HYDRO: RUN OF RIVER |  | Rest-of-Pool |  | VT | Vermont |  | Existing | 0.287 | 0.539 | 0.287
847 | WOODSIDE | Generator | Yes | HYDRO: RUN OF RIVER |  | Rest-of-Pool |  | VT | Vermont |  | Existing | 0.066 | 0.09 | 0.066
848 | WRIGHTSVILLE | Generator | Yes | HYDRO: PONDAGE |  | Rest-of-Pool |  | VT | Vermont |  | Existing | 0.103 | 0.552 | 0.103
849 | CRESCENT DAM | Generator | Yes | HYDRO: RUN OF RIVER |  | Rest-of-Pool |  | MA | WCMASS |  | Existing | 0.43 | 0.73 | 0.43
850 | GLENDALE HYDRO | Generator | Yes | HYDRO: RUN OF RIVER |  | Rest-of-Pool |  | MA | WCMASS |  | Existing | 0.405 | 0.691 | 0.405
851 | GARDNER FALLS | Generator | Yes | HYDRO: RUN OF RIVER |  | Rest-of-Pool |  | MA | WCMASS |  | Existing | 0.2 | 1.437 | 0.2
852 | SOUTH BARRE HYDRO | Generator | Yes | HYDRO: RUN OF RIVER |  | Rest-of-Pool |  | MA | WCMASS |  | Existing | 0.068 | 0.138 | 0.068
853 | WEBSTER HYDRO | Generator | Yes | HYDRO: RUN OF RIVER |  | Rest-of-Pool |  | MA | WCMASS |  | Existing | 0 | 0.045 | 0
854 | ORANGE HYDRO 1 | Generator | Yes | HYDRO: RUN OF RIVER |  | Rest-of-Pool |  | MA | WCMASS |  | Existing | 0.04 | 0.119 | 0.04
855 | ORANGE HYDRO 2 | Generator | Yes | HYDRO: RUN OF RIVER |  | Rest-of-Pool |  | MA | WCMASS |  | Existing | 0.064 | 0.125 | 0.064
856 | HUNT'S POND | Generator | Yes | HYDRO: RUN OF RIVER |  | Rest-of-Pool |  | MA | WCMASS |  | Existing | 0.007 | 0.037 | 0.007
857 | OAKDALE HYDRO | Generator | Yes | HYDRO: RUN OF RIVER |  | Rest-of-Pool |  | MA | WCMASS |  | Existing | 2.723 | 0 | 2.723
859 | BOATLOCK | Generator | Yes | HYDRO: RUN OF RIVER |  | Rest-of-Pool |  | MA | WCMASS |  | Existing | 1.328 | 1.73 | 1.328
860 | BRIAR HYDRO | Generator | Yes | HYDRO: RUN OF RIVER |  | Rest-of-Pool |  | NH | New Hampshire |  | Existing | 0.981 | 3.547 | 0.981
861 | CANAAN | Generator | Yes | HYDRO: RUN OF RIVER |  | Rest-of-Pool |  | NH | New Hampshire |  | Existing | 0.596 | 1.02 | 0.596
862 | CHEMICAL | Generator | No | HYDRO: RUN OF RIVER |  | Rest-of-Pool |  | MA | WCMASS |  | Existing | 1.48 | 1.48 | 1.48
863 | CLEMENT DAM | Generator | Yes | HYDRO: RUN OF RIVER |  | Rest-of-Pool |  | NH | New Hampshire |  | Existing | 0.915 | 1.747 | 0.915
864 | DWIGHT | Generator | Yes | HYDRO: RUN OF RIVER |  | Rest-of-Pool |  | MA | WCMASS |  | Existing | 0.222 | 0.554 | 0.222
865 | ERROL | Generator | Yes | HYDRO: RUN OF RIVER |  | Rest-of-Pool |  | NH | New Hampshire |  | Existing | 1.849 | 2.193 | 1.849
866 | GREGGS | Generator | Yes | HYDRO: RUN OF RIVER |  | Rest-of-Pool |  | NH | New Hampshire |  | Existing | 0.437 | 1.437 | 0.437
867 | INDIAN ORCHARD | Generator | Yes | HYDRO: RUN OF RIVER |  | Rest-of-Pool |  | MA | WCMASS |  | Existing | 0.423 | 0.945 | 0.423
868 | MILTON MILLS HYDRO | Generator | Yes | HYDRO: RUN OF RIVER |  | Rest-of-Pool |  | NH | New Hampshire |  | Existing | 0.353 | 0.89 | 0.353
869 | MINE FALLS | Generator | Yes | HYDRO: RUN OF RIVER |  | Rest-of-Pool |  | NH | New Hampshire |  | Existing | 0.827 | 1.722 | 0.827
870 | PEMBROKE | Generator | Yes | HYDRO: RUN OF RIVER |  | Rest-of-Pool |  | NH | New Hampshire |  | Existing | 0.325 | 1.473 | 0.325
871 | PENNACOOK FALLS LOWER | Generator | Yes | HYDRO: RUN OF RIVER |  | Rest-of-Pool |  | NH | New Hampshire |  | Existing | 1.413 | 3.41 | 1.413
872 | PENNACOOK FALLS UPPER | Generator | Yes | HYDRO: RUN OF RIVER |  | Rest-of-Pool |  | NH | New Hampshire |  | Existing | 0.966 | 2.478 | 0.966
873 | PUTTS BRIDGE | Generator | Yes | HYDRO: RUN OF RIVER |  | Rest-of-Pool |  | MA | WCMASS |  | Existing | 1.316 | 2.138 | 1.316
874 | RED BRIDGE | Generator | Yes | HYDRO: RUN OF RIVER |  | Rest-of-Pool |  | MA | WCMASS |  | Existing | 1.149 | 2.223 | 1.149
875 | RIVER BEND | Generator | Yes | HYDRO: RUN OF RIVER |  | Rest-of-Pool |  | NH | New Hampshire |  | Existing | 0.341 | 0.721 | 0.341
876 | ROBERTSVILLE | Generator | Yes | HYDRO: RUN OF RIVER |  | Connecticut |  | CT | Connecticut |  | Existing | 0.024 | 0.073 | 0.024
877 | SCOTLAND | Generator | Yes | HYDRO: RUN OF RIVER |  | Connecticut |  | CT | Connecticut |  | Existing | 0 | 1.631 | 0
878 | SKINNER | Generator | Yes | HYDRO: RUN OF RIVER |  | Rest-of-Pool |  | MA | WCMASS |  | Existing | 0 | 0.111 | 0
879 | TAFTVILLE CT | Generator | Yes | HYDRO: RUN OF RIVER |  | Connecticut |  | CT | Connecticut |  | Existing | 0.366 | 0.948 | 0.366
882 | FRANKLIN FALLS | Generator | Yes | HYDRO: RUN OF RIVER |  | Rest-of-Pool |  | NH | New Hampshire |  | Existing | 0.396 | 0.563 | 0.396
883 | SALMON FALLS HYDRO | Generator | Yes | HYDRO: RUN OF RIVER |  | Maine |  | ME | Maine |  | Existing | 0.953 | 0.824 | 0.953
884 | SWANS FALLS | Generator | Yes | HYDRO: RUN OF RIVER |  | Rest-of-Pool |  | NH | New Hampshire |  | Existing | 0.314 | 0.41 | 0.314
885 | STEVENS MILL | Generator | Yes | HYDRO: RUN OF RIVER |  | Rest-of-Pool |  | NH | New Hampshire |  | Existing | 0.118 | 0.133 | 0.118
886 | COCHECO FALLS | Generator | Yes | HYDRO: RUN OF RIVER |  | Rest-of-Pool |  | NH | New Hampshire |  | Existing | 0.136 | 0.426 | 0.136
887 | CHINA MILLS DAM | Generator | Yes | HYDRO: RUN OF RIVER |  | Rest-of-Pool |  | NH | New Hampshire |  | Existing | 0.076 | 0.583 | 0.076
888 | NEWFOUND HYDRO | Generator | Yes | HYDRO: RUN OF RIVER |  | Rest-of-Pool |  | NH | New Hampshire |  | Existing | 0.333 | 1.068 | 0.333
889 | SUNAPEE HYDRO | Generator | Yes | HYDRO: RUN OF RIVER |  | Rest-of-Pool |  | NH | New Hampshire |  | Existing | 0.069 | 0.315 | 0.069
890 | NASHUA HYDRO | Generator | Yes | HYDRO: RUN OF RIVER |  | Rest-of-Pool |  | NH | New Hampshire |  | Existing | 0.465 | 0.598 | 0.465
891 | HILLSBORO MILLS | Generator | Yes | HYDRO: RUN OF RIVER |  | Rest-of-Pool |  | NH | New Hampshire |  | Existing | 0.024 | 0.243 | 0.024
892 | LAKEPORT DAM | Generator | Yes | HYDRO: RUN OF RIVER |  | Rest-of-Pool |  | NH | New Hampshire |  | Existing | 0.257 | 0.367 | 0.257
893 | WEST HOPKINTON HYDRO | Generator | Yes | HYDRO: RUN OF RIVER |  | Rest-of-Pool |  | NH | New Hampshire |  | Existing | 0.23 | 0.448 | 0.23
894 | LISBON HYDRO | Generator | Yes | HYDRO: RUN OF RIVER |  | Rest-of-Pool |  | NH | New Hampshire |  | Existing | 0.219 | 0.343 | 0.219
895 | LOWER ROBERTSON DAM | Generator | Yes | HYDRO: RUN OF RIVER |  | Rest-of-Pool |  | NH | New Hampshire |  | Existing | 0.254 | 0.568 | 0.254
897 | OLD NASH DAM | Generator | Yes | HYDRO: RUN OF RIVER |  | Rest-of-Pool |  | NH | New Hampshire |  | Existing | 0.026 | 0.089 | 0.026
898 | SUGAR RIVER HYDRO | Generator | Yes | HYDRO: RUN OF RIVER |  | Rest-of-Pool |  | NH | New Hampshire |  | Existing | 0 | 0.116 | 0
900 | GREAT FALLS LOWER | Generator | Yes | HYDRO: RUN OF RIVER |  | Rest-of-Pool |  | NH | New Hampshire |  | Existing | 0.147 | 0.595 | 0.147
901 | WATERLOOM FALLS | Generator | Yes | HYDRO: RUN OF RIVER |  | Rest-of-Pool |  | NH | New Hampshire |  | Existing | 0.008 | 0.036 | 0.008
902 | HOSIERY MILL DAM | Generator | Yes | HYDRO: RUN OF RIVER |  | Rest-of-Pool |  | NH | New Hampshire |  | Existing | 0.094 | 0.115 | 0.094
903 | WYANDOTTE HYDRO | Generator | Yes | HYDRO: RUN OF RIVER |  | Rest-of-Pool |  | NH | New Hampshire |  | Existing | 0.002 | 0.074 | 0.002
904 | LOCHMERE DAM | Generator | Yes | HYDRO: RUN OF RIVER |  | Rest-of-Pool |  | NH | New Hampshire |  | Existing | 0.369 | 0.619 | 0.369
905 | ASHUELOT HYDRO | Generator | Yes | HYDRO: RUN OF RIVER |  | Rest-of-Pool |  | NH | New Hampshire |  | Existing | 0.26 | 0.557 | 0.26
906 | ROLLINSFORD HYDRO | Generator | Yes | HYDRO: RUN OF RIVER |  | Rest-of-Pool |  | NH | New Hampshire |  | Existing | 0.289 | 0.937 | 0.289
908 | OTIS MILL HYDRO | Generator | Yes | HYDRO: RUN OF RIVER |  | Rest-of-Pool |  | NH | New Hampshire |  | Existing | 0 | 0.018 | 0
909 | STEELS POND HYDRO | Generator | Yes | HYDRO: RUN OF RIVER |  | Rest-of-Pool |  | NH | New Hampshire |  | Existing | 0.077 | 0.175 | 0.077
910 | CAMPTON DAM | Generator | Yes | HYDRO: RUN OF RIVER |  | Rest-of-Pool |  | NH | New Hampshire |  | Existing | 0.109 | 0.214 | 0.109
911 | KELLEYS FALLS | Generator | Yes | HYDRO: RUN OF RIVER |  | Rest-of-Pool |  | NH | New Hampshire |  | Existing | 0.001 | 0.239 | 0.001
913 | GOODRICH FALLS | Generator | Yes | HYDRO: RUN OF RIVER |  | Rest-of-Pool |  | NH | New Hampshire |  | Existing | 0.199 | 0.296 | 0.199
914 | CHAMBERLAIN FALLS | Generator | Yes | HYDRO: RUN OF RIVER |  | Rest-of-Pool |  | NH | New Hampshire |  | Existing | 0 | 0.006 | 0
919 | HOPKINTON HYDRO | Generator | Yes | HYDRO: RUN OF RIVER |  | Rest-of-Pool |  | NH | New Hampshire |  | Existing | 0.074 | 0.152 | 0.074
922 | NOONE FALLS | Generator | Yes | HYDRO: RUN OF RIVER |  | Rest-of-Pool |  | NH | New Hampshire |  | Existing | 0.03 | 0.062 | 0.03
925 | OTTER LANE HYDRO | Generator | Yes | HYDRO: RUN OF RIVER |  | Rest-of-Pool |  | NH | New Hampshire |  | Existing | 0.008 | 0.034 | 0.008
926 | PETERBOROUGH LOWER HYDRO | Generator | Yes | HYDRO: RUN OF RIVER |  | Rest-of-Pool |  | NH | New Hampshire |  | Existing | 0 | 0.033 | 0
928 | SALMON BROOK STATION 3 | Generator | Yes | HYDRO: RUN OF RIVER |  | Rest-of-Pool |  | NH | New Hampshire |  | Existing | 0.024 | 0.118 | 0.024
931 | AVERY DAM | Generator | Yes | HYDRO: RUN OF RIVER |  | Rest-of-Pool |  | NH | New Hampshire |  | Existing | 0.176 | 0.184 | 0.176
932 | WATSON DAM | Generator | Yes | HYDRO: RUN OF RIVER |  | Rest-of-Pool |  | NH | New Hampshire |  | Existing | 0.028 | 0.176 | 0.028
933 | WESTON DAM | Generator | Yes | HYDRO: RUN OF RIVER |  | Rest-of-Pool |  | NH | New Hampshire |  | Existing | 0.234 | 0.351 | 0.234
935 | SUNNYBROOK HYDRO 2 | Generator | Yes | HYDRO: RUN OF RIVER |  | Rest-of-Pool |  | NH | New Hampshire |  | Existing | 0.015 | 0.014 | 0.015
941 | PETERBOROUGH UPPER HYDRO | Generator | Yes | HYDRO: RUN OF RIVER |  | Rest-of-Pool |  | NH | New Hampshire |  | Existing | 0 | 0.069 | 0
942 | DUNBARTON ROAD LANDFILL | Generator | Yes | LANDFILL GAS |  | Rest-of-Pool |  | NH | New Hampshire |  | Existing | 0.364 | 0.394 | 0.364 | Dynamic | 0.364 | Accepted
943 | FOUR HILLS LANDFILL | Generator | Yes | LANDFILL GAS |  | Rest-of-Pool |  | NH | New Hampshire |  | Existing | 0.071 | 0.082 | 0.071
948 | PEPPERELL HYDRO COMPANY LLC | Generator | Yes | HYDRO: RUN OF RIVER |  | Rest-of-Pool |  | MA | WCMASS |  | Existing | 0.505 | 0.811 | 0.505
949 | VALLEY HYDRO - QF | Generator | Yes | HYDRO: RUN OF RIVER |  | Rest-of-Pool |  | RI | Rhode Island |  | Existing | 0.051 | 0.153 | 0.051
950 | LP ATHOL - QF | Generator | Yes | HYDRO: RUN OF RIVER |  | Rest-of-Pool |  | MA | WCMASS |  | Existing | 0.1 | 0.07 | 0.1
951 | BALTIC MILLS - QF | Generator | Yes | HYDRO: RUN OF RIVER |  | Rest-of-Pool |  | NH | New Hampshire |  | Existing | 0.037 | 0.064 | 0.037
953 | ATTLEBORO LANDFILL - QF | Generator | Yes | LANDFILL GAS |  | Rest-of-Pool |  | MA | SEMASS |  | Existing | 0.215 | 0.302 | 0.215
954 | MM LOWELL LANDFILL - QF | Generator | Yes | LANDFILL GAS |  | Rest-of-Pool |  | MA | WCMASS |  | Existing | 0.123 | 0.121 | 0.123
957 | HG&E HYDRO/CABOT 1-4 | Generator | No | HYDRO: RUN OF RIVER |  | Rest-of-Pool |  | MA | WCMASS |  | Existing | 2.59 | 2.59 | 2.59
959 | BARTON 1-4 DIESELS | Generator | No | DIESEL OIL |  | Rest-of-Pool |  | VT | Vermont |  | Existing | 0.624 | 0.672 | 0.624
969 | POWDER MILL HYDRO | Generator | Yes | HYDRO: RUN OF RIVER |  | Rest-of-Pool |  | MA | WCMASS |  | Existing | 0.01 | 0.076 | 0.01
970 | DUDLEY HYDRO | Generator | Yes | HYDRO: RUN OF RIVER |  | Rest-of-Pool |  | MA | WCMASS |  | Existing | 0.036 | 0.115 | 0.036
978 | NEW MILFORD | Generator | Yes | LANDFILL GAS |  | Connecticut |  | CT | Connecticut |  | Existing | 1.543 | 1.237 | 1.543
1005 | BG DIGHTON POWER LLC | Generator | No | GAS |  | Rest-of-Pool |  | MA | SEMASS |  | Existing | 160.3 | 185 | 160.3
1028 | BUNKER RD #12 GAS TURB | Generator | No | GAS |  | Rest-of-Pool |  | MA | SEMASS |  | Existing | 2.81 | 3.012 | 2.81
1029 | BUNKER RD #13 GAS TURB | Generator | No | GAS |  | Rest-of-Pool |  | MA | SEMASS |  | Existing | 2.872 | 3.281 | 2.872
1030 | OAK BLUFFS | Generator | No | DIESEL OIL |  | Rest-of-Pool |  | MA | SEMASS |  | Existing | 8.12 | 8.12 | 8.12
1031 | WEST TISBURY | Generator | No | DIESEL OIL |  | Rest-of-Pool |  | MA | SEMASS |  | Existing | 5.568 | 5.627 | 5.568
1032 | BRIDGEPORT ENERGY 1 | Generator | No | GAS |  | Connecticut |  | CT | Connecticut |  | Existing | 454.434 | 540.19 | 454.434
1034 | RIVERSIDE 4-7 | Generator | Yes | HYDRO: RUN OF RIVER |  | Rest-of-Pool |  | MA | WCMASS |  | Existing | 1.618 | 1.885 | 1.618
1035 | RIVERSIDE 8 | Generator | Yes | HYDRO: RUN OF RIVER |  | Rest-of-Pool |  | MA | WCMASS |  | Existing | 2.064 | 1.682 | 2.064
1047 | FAIRFAX | Generator | Yes | HYDRO: RUN OF RIVER |  | Rest-of-Pool |  | VT | Vermont |  | Existing | 1.663 | 3.909 | 1.663
1048 | WARE HYDRO | Generator | Yes | HYDRO: RUN OF RIVER |  | Rest-of-Pool |  | MA | WCMASS |  | Existing | 0.255 | 0.722 | 0.255
1049 | COLLINS HYDRO | Generator | Yes | HYDRO: RUN OF RIVER |  | Rest-of-Pool |  | MA | WCMASS |  | Existing | 0.45 | 0.797 | 0.45
1050 | CHICOPEE HYDRO | Generator | Yes | HYDRO: RUN OF RIVER |  | Rest-of-Pool |  | MA | WCMASS |  | Existing | 0.837 | 1.373 | 0.837
1052 | EB1-BFI | Generator | Yes | REFUSE |  | Rest-of-Pool |  | MA | SEMASS |  | Existing | 1.095 | 1.077 | 1.095 | Dynamic | 1.095 | Accepted
1054 | BLACKSTONE HYDRO ASSOC | Generator | Yes | HYDRO: RUN OF RIVER |  | Rest-of-Pool |  | RI | Rhode Island |  | Existing | 0 | 0.189 | 0
1057 | BLACKSTONE HYDRO LOAD REDUCER | Generator | Yes | HYDRO: RUN OF RIVER |  | Rest-of-Pool |  | RI | Rhode Island |  | Existing | 0.298 | 0.561 | 0.298
1059 | BARRE LANDFILL | Generator | Yes | REFUSE |  | Rest-of-Pool |  | MA | WCMASS |  | Existing | 0.658 | 0.679 | 0.658
1061 | MASCOMA HYDRO | Generator | Yes | HYDRO: RUN OF RIVER |  | Rest-of-Pool |  | NH | New Hampshire |  | Existing | 0.22 | 0.834 | 0.22
1062 | MWRA COSGROVE | Generator | Yes | HYDRO: PONDAGE |  | Rest-of-Pool |  | MA | WCMASS |  | Existing | 0.781 | 0.328 | 0.781
1086 | BERKSHIRE POWER | Generator | No | GAS |  | Rest-of-Pool |  | MA | WCMASS |  | Existing | 229.279 | 246.279 | 229.279
1107 | SOMERSET | Generator | Yes | WOOD/REFUSE |  | Maine |  | ME | Maine |  | Existing | 0.06 | 0.283 | 0.06 | Dynamic | 0.06 | Accepted
1109 | MMWAC | Generator | Yes | REFUSE |  | Maine |  | ME | Maine |  | Existing | 1.772 | 2.039 | 1.772
1113 | BRASSUA HYDRO | Generator | Yes | HYDRO: RUN OF RIVER |  | Maine |  | ME | Maine |  | Existing | 2.115 | 2.799 | 2.115
1117 | GREAT WORKS COMPOSITE | Generator | Yes | HYDRO: RUN OF RIVER |  | Maine |  | ME | Maine |  | Existing | 0.027 | 0.155 | 0.027
1119 | KENNEBAGO HYDRO | Generator | Yes | HYDRO: RUN OF RIVER |  | Maine |  | ME | Maine |  | Existing | 0.244 | 0.442 | 0.244
1122 | CASCADE-DIAMOND-QF | Generator | Yes | HYDRO: RUN OF RIVER |  | Rest-of-Pool |  | MA | WCMASS |  | Existing | 0.137 | 0.257 | 0.137
1165 | CADYS FALLS | Generator | Yes | HYDRO: RUN OF RIVER |  | Rest-of-Pool |  | VT | Vermont |  | Existing | 0.232 | 0.385 | 0.232
1166 | MORRISVILLE PLANT #2 | Generator | Yes | HYDRO: RUN OF RIVER |  | Rest-of-Pool |  | VT | Vermont |  | Existing | 0.389 | 0.658 | 0.389
1167 | WOLCOTT HYDRO #1 | Generator | Yes | HYDRO: RUN OF RIVER |  | Rest-of-Pool |  | VT | Vermont |  | Existing | 0.161 | 0.422 | 0.161
1168 | H.K. SANDERS | Generator | No | HYDRO: PONDAGE |  | Rest-of-Pool |  | VT | Vermont |  | Existing | 1.74 | 1.739 | 1.74
1185 | STONY BROOK GT1A | Generator | No | OIL/GAS |  | Rest-of-Pool |  | MA | WCMASS |  | Existing | 103.167 | 118.5 | 103.167 | Static | 3.167 | Accepted
1186 | STONY BROOK GT1B | Generator | No | OIL/GAS |  | Rest-of-Pool |  | MA | WCMASS |  | Existing | 100 | 116 | 100 | Static | 3 | Accepted
1187 | STONY BROOK GT1C | Generator | No | OIL/GAS |  | Rest-of-Pool |  | MA | WCMASS |  | Existing | 103.167 | 118.5 | 103.167 | Static | 3.167 | Accepted
1188 | LOWELL COGENERATION PLANT | Generator | No | OIL/GAS |  | Rest-of-Pool |  | MA | WCMASS |  | Existing | 27.75 | 30.15 | 27.75 | Dynamic | 27.75 | Accepted
1209 | CRRA HARTFORD LANDFILL | Generator | Yes | LANDFILL GAS |  | Connecticut |  | CT | Connecticut |  | Existing | 1.699 | 1.745 | 1.699
1210 | MILLENNIUM | Generator | No | GAS |  | Rest-of-Pool |  | MA | WCMASS |  | Existing | 325.786 | 374.786 | 325.786
1216 | MAINE INDEPENDENCE STATION | Generator | No | GAS |  | Maine |  | ME | Maine |  | Existing | 488.275 | 538.275 | 488.275
1221 | ESSEX DIESELS | Generator | No | DIESEL OIL |  | Rest-of-Pool |  | VT | Vermont |  | Existing | 7.215 | 7.854 | 7.215
1226 | TIVERTON POWER | Generator | No | GAS |  | Rest-of-Pool |  | RI | Rhode Island |  | Existing | 244.636 | 279.306 | 244.636
1255 | RUMFORD POWER | Generator | No | GAS |  | Maine |  | ME | Maine |  | Existing | 244.94 | 269.75 | 244.94
1258 | BHE SMALL HYDRO COMPOSITE | Generator | Yes | HYDRO: RUN OF RIVER |  | Maine |  | ME | Maine |  | Existing | 0.645 | 2.038 | 0.645
1267 | SPARHAWK | Generator | Yes | HYDRO: RUN OF RIVER |  | Maine |  | ME | Maine |  | Existing | 0.001 | 0.037 | 0.001
1270 | SYSKO STONY BROOK | Generator | Yes | HYDRO: RUN OF RIVER |  | Maine |  | ME | Maine |  | Existing | 0.017 | 0.016 | 0.017
1271 | SYSKO WIGHT BROOK | Generator | Yes | HYDRO: RUN OF RIVER |  | Maine |  | ME | Maine |  | Existing | 0 | 0.024 | 0
1273 | KENNEBEC WATER U5 | Generator | Yes | HYDRO: RUN OF RIVER |  | Maine |  | ME | Maine |  | Existing | 0.099 | 0.516 | 0.099
1283 | LEWISTON U5 | Generator | Yes | HYDRO: RUN OF RIVER |  | Maine |  | ME | Maine |  | Existing | 0.364 | 0.379 | 0.364
1286 | ANP-BLACKSTONE ENERGY CO. #1 | Generator | No | GAS |  | Rest-of-Pool |  | MA | SEMASS |  | Existing | 221.356 | 246.139 | 221.356
1287 | ANP-BLACKSTONE ENERGY 2 | Generator | No | GAS |  | Rest-of-Pool |  | MA | SEMASS |  | Existing | 218.154 | 248.254 | 218.154
1288 | BUCKSPORT ENERGY 4 | Generator | No | OIL/GAS |  | Maine |  | ME | Maine |  | Existing | 156.805 | 183.105 | 156.805
1342 | LAKE ROAD 1 | Generator | No | OIL/GAS |  | Rest-of-Pool |  | RI | Rhode Island |  | Existing | 245.792 | 281.416 | 245.792
1343 | LAKE ROAD 2 | Generator | No | GAS |  | Rest-of-Pool |  | RI | Rhode Island |  | Existing | 251.213 | 286.837 | 251.213
1344 | LAKE ROAD 3 | Generator | No | GAS |  | Rest-of-Pool |  | RI | Rhode Island |  | Existing | 254.901 | 276.968 | 254.901
1345 | WESTBROOK | Generator | No | GAS |  | Maine |  | ME | Maine |  | Existing | 530 | 579.252 | 530
1368 | ROCKY GORGE CORPORATION | Generator | Yes | HYDRO: RUN OF RIVER |  | Maine |  | ME | Maine |  | Existing | 0.148 | 0.298 | 0.148
1376 | PPL WALLINGFORD UNIT 1 | Generator | No | GAS |  | Connecticut |  | CT | Connecticut |  | Existing | 45 | 50 | 43.89
1377 | PPL WALLINGFORD UNIT 2 | Generator | No | GAS |  | Connecticut |  | CT | Connecticut |  | Existing | 45 | 50 | 42.367
1378 | PPL WALLINGFORD UNIT 3 | Generator | No | GAS |  | Connecticut |  | CT | Connecticut |  | Existing | 45 | 50 | 44.463
1379 | PPL WALLINGFORD UNIT 4 | Generator | No | GAS |  | Connecticut |  | CT | Connecticut |  | Existing | 45 | 50 | 45
1380 | PPL WALLINGFORD UNIT 5 | Generator | No | GAS |  | Connecticut |  | CT | Connecticut |  | Existing | 45 | 50 | 42.154
1385 | Milford Power 1 Incremental | Generator | No | OIL/GAS |  | Connecticut |  | CT | Connecticut |  | Existing | 253.61 | 281.847 | 253.61
1386 | MILFORD POWER 2 | Generator | No | OIL/GAS |  | Connecticut |  | CT | Connecticut |  | Existing | 253.093 | 287.425 | 253.093
1412 | ANP-BELLINGHAM 1 | Generator | No | GAS |  | Rest-of-Pool |  | MA | SEMASS |  | Existing | 236.425 | 266.625 | 236.425
1415 | ANP-BELLINGHAM 2 | Generator | No | GAS |  | Rest-of-Pool |  | MA | SEMASS |  | Existing | 238.587 | 268.787 | 238.587
1432 | GRS-FALL RIVER | Generator | No | WOOD/REFUSE |  | Rest-of-Pool |  | MA | SEMASS |  | Existing | 3.113 | 3.824 | 3.113
1478 | MYSTIC 8 | Generator | No | GAS |  | NEMA-Boston |  | MA | NEMASSBOST |  | Existing | 690.915 | 830.809 | 690.915
1495 | SOUTHBRIDGE P&T QF U5 | Generator | No | GAS |  | Rest-of-Pool |  | MA | WCMASS |  | Existing | 0.149 | 0.149 | 0.149
1572 | GRANBY SANITARY LANDFILL QF U5 | Generator | Yes | LANDFILL GAS |  | Rest-of-Pool |  | MA | WCMASS |  | Existing | 2.8 | 2.8 | 2.8
1577 | Phillips Academy | Demand |  |  | REAL_TIME_EG | Rest-of-Pool |  | MA | WCMASS | Central MA | Existing | 1.242 | 1.08 | 1.242 | Static /Dynamic | 1.242 | Accepted
1616 | MYSTIC 9 | Generator | No | GAS |  | NEMA-Boston |  | MA | NEMASSBOST |  | Existing | 702.533 | 851.293 | 702.533
1625 | GRANITE RIDGE ENERGY | Generator | No | GAS |  | Rest-of-Pool |  | NH | New Hampshire |  | Existing | 661.322 | 797.862 | 661.322
1630 | RISEP | Generator | No | GAS |  | Rest-of-Pool |  | RI | Rhode Island |  | Existing | 548 | 575 | 548
1631 | Indeck-Energy Alexandria, LLC | Generator | No | Wood/Wood Waste Solids |  | Rest-of-Pool |  | NH | New Hampshire |  | Existing | 13.882 | 13.882 | 13.882
1649 | NAEA Newington Energy, LLC | Generator | No | OIL/GAS |  | Rest-of-Pool |  | NH | New Hampshire |  | Existing | 519.694 | 533 | 518.8
1656 | HULL WIND TURBINE U5 | Generator | Yes | WIND |  | Rest-of-Pool |  | MA | SEMASS |  | Existing | 0.059 | 0.164 | 0.059
1672 | KENDALL CT | Generator | No | GAS |  | NEMA-Boston |  | MA | NEMASSBOST |  | Existing | 154.295 | 182.267 | 154.295
1691 | FORE RIVER-1 | Generator | No | GAS |  | Rest-of-Pool |  | MA | SEMASS |  | Existing | 688.297 | 836.632 | 688.297
1693 | WEST SPRINGFIELD GT-1 | Generator | No | OIL/GAS |  | Rest-of-Pool |  | MA | WCMASS |  | Existing | 36.908 | 46.908 | 36.908
1694 | WEST SPRINGFIELD GT-2 | Generator | No | OIL/GAS |  | Rest-of-Pool |  | MA | WCMASS |  | Existing | 37.441 | 47.441 | 37.441
1720 | MIDDLEBURY LOWER | Generator | Yes | HYDRO: RUN OF RIVER |  | Rest-of-Pool |  | VT | Vermont |  | Existing | 0.836 | 1.339 | 0.836
2278 | BARKER LOWER HYDRO | Generator | Yes | HYDRO: RUN OF RIVER |  | Maine |  | ME | Maine |  | Existing | 0.325 | 0.878 | 0.325
2279 | BARKER UPPER HYDRO | Generator | Yes | HYDRO: RUN OF RIVER |  | Maine |  | ME | Maine |  | Existing | 0.342 | 0.968 | 0.342
2280 | BENTON FALLS HYDRO | Generator | Yes | HYDRO: RUN OF RIVER |  | Maine |  | ME | Maine |  | Existing | 0.784 | 2.802 | 0.784
2281 | BROWNS MILL HYDRO | Generator | Yes | HYDRO: RUN OF RIVER |  | Maine |  | ME | Maine |  | Existing | 0.231 | 0.594 | 0.231
2282 | DAMARISCOTTA HYDRO | Generator | Yes | HYDRO: RUN OF RIVER |  | Maine |  | ME | Maine |  | Existing | 0 | 0.264 | 0
2283 | EUSTIS HYDRO | Generator | Yes | HYDRO: RUN OF RIVER |  | Maine |  | ME | Maine |  | Existing | 0.069 | 0.148 | 0.069
2284 | GARDINER HYDRO | Generator | Yes | HYDRO: RUN OF RIVER |  | Maine |  | ME | Maine |  | Existing | 0.153 | 1.01 | 0.153
2285 | GREENVILLE HYDRO | Generator | Yes | HYDRO: RUN OF RIVER |  | Maine |  | ME | Maine |  | Existing | 0.131 | 0.379 | 0.131
2286 | HACKETT MILLS HYDRO | Generator | Yes | HYDRO: RUN OF RIVER |  | Maine |  | ME | Maine |  | Existing | 0.149 | 0.428 | 0.149
2287 | MECHANIC FALLS HYDRO | Generator | Yes | HYDRO: RUN OF RIVER |  | Maine |  | ME | Maine |  | Existing | 0.227 | 0.578 | 0.227
2288 | NORWAY HYDRO | Generator | Yes | HYDRO: RUN OF RIVER |  | Maine |  | ME | Maine |  | Existing | 0 | 0.056 | 0
2289 | PIONEER DAM HYDRO | Generator | Yes | HYDRO: RUN OF RIVER |  | Maine |  | ME | Maine |  | Existing | 0.043 | 0.062 | 0.043
2290 | PITTSFIELD HYDRO | Generator | Yes | HYDRO: RUN OF RIVER |  | Maine |  | ME | Maine |  | Existing | 0.2 | 0.705 | 0.2
2291 | WAVERLY AVENUE HYDRO | Generator | Yes | HYDRO: RUN OF RIVER |  | Maine |  | ME | Maine |  | Existing | 0.107 | 0.251 | 0.107
2292 | YORK HYDRO | Generator | Yes | HYDRO: RUN OF RIVER |  | Maine |  | ME | Maine |  | Existing | 0.31 | 0.85 | 0.31
2425 | SPRINGFIELD REFUSE-NEW | Generator | Yes | REFUSE |  | Rest-of-Pool |  | MA | WCMASS |  | Existing | 5.97 | 5.943 | 5.97
2426 | Hydro Kennebec | Generator | Yes | HYDRO: RUN OF RIVER |  | Maine |  | ME | Maine |  | Existing | 7.521 | 10.979 | 7.521
2430 | BELDENS-NEW | Generator | Yes | HYDRO: RUN OF RIVER |  | Rest-of-Pool |  | VT | Vermont |  | Existing | 1.43 | 3.42 | 1.43
2431 | DODGE FALLS-NEW | Generator | Yes | HYDRO: RUN OF RIVER |  | Rest-of-Pool |  | VT | Vermont |  | Existing | 3.593 | 4.483 | 3.593
2432 | HUNTINGTON FALLS-NEW | Generator | Yes | HYDRO: RUN OF RIVER |  | Rest-of-Pool |  | VT | Vermont |  | Existing | 1.79 | 3.435 | 1.79
2433 | RYEGATE 1-NEW | Generator | Yes | WOOD/REFUSE |  | Rest-of-Pool |  | VT | Vermont |  | Existing | 20.704 | 20.707 | 20.704
2434 | GORGE 18 HYDRO-NEW | Generator | No | HYDRO: RUN OF RIVER |  | Rest-of-Pool |  | VT | Vermont |  | Existing | 2.157 | 3.3 | 2.157
2435 | VERGENNES HYDRO-NEW | Generator | No | HYDRO: RUN OF RIVER |  | Rest-of-Pool |  | VT | Vermont |  | Existing | 1.02 | 2.064 | 1.02
2439 | BROCKWAY MILLS U5 | Generator | Yes | HYDRO: RUN OF RIVER |  | Rest-of-Pool |  | VT | Vermont |  | Existing | 0.016 | 0.285 | 0.016
2462 | PLAINVILLE GEN QF U5 | Generator | Yes | METHANE/REFUSE |  | Rest-of-Pool |  | MA | SEMASS |  | Existing | 3.254 | 3.549 | 3.254
2466 | CHERRY 7 | Generator | No | DIESEL OIL |  | Rest-of-Pool |  | MA | WCMASS |  | Existing | 2.8 | 2.8 | 2.8
2467 | CHERRY 8 | Generator | No | DIESEL OIL |  | Rest-of-Pool |  | MA | WCMASS |  | Existing | 3.4 | 3.4 | 3.4
2468 | CHERRY 10 | Generator | No | DIESEL OIL |  | Rest-of-Pool |  | MA | WCMASS |  | Existing | 2.1 | 2.1 | 2.1
2469 | CHERRY 11 | Generator | No | DIESEL OIL |  | Rest-of-Pool |  | MA | WCMASS |  | Existing | 2.1 | 2.1 | 2.1
2470 | CHERRY 12 | Generator | No | DIESEL OIL |  | Rest-of-Pool |  | MA | WCMASS |  | Existing | 5 | 5 | 5
9100 | CL&P Connecticut Portfolio | Demand |  |  | ON_PEAK | Connecticut |  | CT | Connecticut |  | Existing | 24.03 | 11.469 | 24.03 | Static | 12.561 | Accepted
9102 | CLM Residential Energy Effic | Demand |  |  | SEASONAL_PEAK | Connecticut |  | CT | Connecticut |  | Existing | 3.635 | 0 | 3.635 | Static | 3.635 | Accepted
9103 | CLM C&I Energy Efficiency | Demand |  |  | SEASONAL_PEAK | Connecticut |  | CT | Connecticut |  | Existing | 4.525 | 4.525 | 4.525
9104 | EI C&I Energy Efficiency | Demand |  |  | SEASONAL_PEAK | Connecticut |  | CT | Connecticut |  | Existing | 1.43 | 2.114 | 1.43
9105 | PSNH CORE EE Pgm Portfolio I | Demand |  |  | ON_PEAK | Rest-of-Pool |  | NH | New Hampshire |  | Existing | 5.017 | 3.054 | 5.017 | Static | 1.963 | Accepted
9107 | CSG Centrally Monitored DG | Demand |  |  | ON_PEAK | NEMA-Boston |  | MA | NEMASSBOST |  | Existing | 0.148 | 0.148 | 0.148
9108 | Residential Energy Efficienc | Demand |  |  | ON_PEAK | Rest-of-Pool |  | VT | Vermont |  | Existing | 0.045 | 0.014 | 0.045
9109 | Commercial Energy Efficiency | Demand |  |  | ON_PEAK | Rest-of-Pool |  | VT | Vermont |  | Existing | 0.091 | 0.093 | 0.091
9114 | ngrid nh odr eeproject_1 | Demand |  |  | ON_PEAK | Rest-of-Pool |  | NH | New Hampshire |  | Existing | 0.707 | 0.703 | 0.707 | Dynamic | 0.078 | Accepted
9115 | CL&P Dist Gen 2007 | Demand |  |  | ON_PEAK | Connecticut |  | CT | Connecticut |  | Existing | 0.293 | 0.293 | 0.293
9116 | ngrid ri odr eeproject_1 | Demand |  |  | ON_PEAK | Rest-of-Pool |  | RI | Rhode Island |  | Existing | 7.609 | 7.249 | 7.609 | Static /Dynamic | 4.297 | Accepted
9118 | Unitil EE Project -2007 | Demand |  |  | ON_PEAK | Rest-of-Pool |  | MA | WCMASS |  | Existing | 0.068 | 0.066 | 0.068 | Static | 0.002 | Accepted
9120 | ngrid sema odr eeproject_1 | Demand |  |  | ON_PEAK | Rest-of-Pool |  | MA | SEMASS |  | Existing | 5.707 | 5.35 | 5.707 | Static /Dynamic | 1.447 | Accepted
9121 | ngrid wcma odr eeproject_1 | Demand |  |  | ON_PEAK | Rest-of-Pool |  | MA | WCMASS |  | Existing | 6.988 | 6.598 | 6.988 | Static /Dynamic | 1.497 | Accepted
9122 | ngrid nema odr eeproject_1 | Demand |  |  | ON_PEAK | NEMA-Boston |  | MA | NEMASSBOST |  | Existing | 4.291 | 4.02 | 4.291 | Static | 0.271 | Accepted
9123 | NSTAR SEMA | Demand |  |  | ON_PEAK | Rest-of-Pool |  | MA | SEMASS |  | Existing | 3.67 | 3.45 | 3.67 | Static | 0.22 | Accepted
9125 | UES EE Project 2007 | Demand |  |  | ON_PEAK | Rest-of-Pool |  | NH | New Hampshire |  | Existing | 0.654 | 0.622 | 0.654 | Static | 0.032 | Accepted
9126 | NSTAR NEMA 07 | Demand |  |  | ON_PEAK | NEMA-Boston |  | MA | NEMASSBOST |  | Existing | 6.945 | 5.859 | 6.945 | Static | 1.086 | Accepted
9127 | CL&P CT Portfolio - 2007 | Demand |  |  | ON_PEAK | Connecticut |  | CT | Connecticut |  | Existing | 3.674 | 0 | 3.674 | Static | 3.674 | Accepted
9128 | NHEC CORE EE Pgm Portfolio 1 | Demand |  |  | ON_PEAK | Rest-of-Pool |  | NH | New Hampshire |  | Existing | 0.166 | 0.166 | 0.166
9129 | UMass Amherst - 4 MW Steam Turbine | Demand |  |  | ON_PEAK | Rest-of-Pool |  | MA | WCMASS |  | Existing | 1.62 | 1.62 | 1.62
9131 | WMECO MA Portfolio 2006 | Demand |  |  | ON_PEAK | Rest-of-Pool |  | MA | WCMASS |  | Existing | 1.393 | 0.085 | 1.393 | Static | 1.308 | Accepted
10091 | MWRA Deer Island | Demand |  |  | REAL_TIME_EG | NEMA-Boston |  | MA | NEMASSBOST | Boston | Existing | 15.66 | 15.66 | 15.66
10106 | Citizens Group A | Demand |  |  | REAL_TIME | Rest-of-Pool |  | VT | Vermont | Northwest Vermont | Existing | 5.94 | 6.356 | 5.94
10308 | NECCO COGENERATION FACILITY | Generator | No | DIESEL OIL |  | NEMA-Boston |  | MA | NEMASSBOST |  | Existing | 5 | 5 | 5
10361 | BOC Kittery Load | Demand |  |  | REAL_TIME | Maine |  | ME | Maine | Portland Maine | Existing | 13.5 | 9.396 | 13.5 | Static | 4.104 | Accepted
10401 | CELLEY MILL U5 | Generator | Yes | HYDRO: RUN OF RIVER |  | Rest-of-Pool |  | NH | New Hampshire |  | Existing | 0 | 0.092 | 0
10402 | PETTYBORO HYDRO U5 | Generator | Yes | HYDRO: RUN OF RIVER |  | Rest-of-Pool |  | NH | New Hampshire |  | Existing | 0.002 | 0.008 | 0.002
10403 | EASTMAN BROOK U5 | Generator | Yes | HYDRO: RUN OF RIVER |  | Rest-of-Pool |  | NH | New Hampshire |  | Existing | 0.005 | 0.055 | 0.005
10404 | WHEELABRATOR CLAREMONT U5 | Generator | Yes | STEAM/REFUSE |  | Rest-of-Pool |  | NH | New Hampshire |  | Existing | 3.642 | 3.765 | 3.642
10406 | LOWER VALLEY HYDRO U5 | Generator | Yes | HYDRO: RUN OF RIVER |  | Rest-of-Pool |  | NH | New Hampshire |  | Existing | 0.161 | 0.427 | 0.161
10407 | WOODSVILLE HYDRO U5 | Generator | Yes | HYDRO: RUN OF RIVER |  | Rest-of-Pool |  | NH | New Hampshire |  | Existing | 0.095 | 0.178 | 0.095
10408 | LOWER VILLAGE HYDRO U5 | Generator | Yes | HYDRO: RUN OF RIVER |  | Rest-of-Pool |  | NH | New Hampshire |  | Existing | 0 | 0.412 | 0
10409 | SWEETWATER HYDRO U5 | Generator | Yes | HYDRO: RUN OF RIVER |  | Rest-of-Pool |  | NH | New Hampshire |  | Existing | 0.16 | 0.392 | 0.16
10424 | Great Lakes - Berlin Incremental | Generator | No | HYDRO: RUN OF RIVER |  | Rest-of-Pool |  | NH | New Hampshire |  | Existing | 12.392 | 16.8 | 12.392
10451 | WESTFIELD #1 U5 | Generator | Yes | METHANE/REFUSE |  | Rest-of-Pool |  | MA | WCMASS |  | Existing | 0.073 | 0 | 0.073 | Dynamic | 0.073 | Accepted
10615 | BLUE SPRUCE FARM U5 | Generator | Yes | METHANE/REFUSE |  | Rest-of-Pool |  | VT | Vermont |  | Existing | 0.176 | 0.175 | 0.176
10770 | WEST SPRINGFIELD HYDRO U5 | Generator | Yes | HYDRO: RUN OF RIVER |  | Rest-of-Pool |  | MA | WCMASS |  | Existing | 0.332 | 0.869 | 0.332
10801 | COVENTRY CLEAN ENERGY | Generator | Yes | LANDFILL GAS |  | Rest-of-Pool |  | VT | Vermont |  | Existing | 3.33 | 3.54 | 3.33
10880 | GE LYNN EXCESS REPLACEMENT | Generator | No | DIESEL OIL |  | NEMA-Boston |  | MA | NEMASSBOST |  | Existing | 2.262 | 2.262 | 2.262
10959 | RRIG EXPANSION PHASE 2 | Generator | Yes | LANDFILL GAS |  | Rest-of-Pool |  | RI | Rhode Island |  | Existing | 5.092 | 5.136 | 5.092
10998 | MASSINNOVATION FITCHBURG | Generator | Yes | SOLAR |  | Rest-of-Pool |  | MA | WCMASS |  | Existing | 0.001 | 0 | 0.001
11052 | GRTR NEW BEDFORD LFG UTIL PROJ | Generator | Yes | LANDFILL GAS |  | Rest-of-Pool |  | MA | SEMASS |  | Existing | 2.726 | 2.775 | 2.726
11126 | NORTH HARTLAND HYDRO | Generator | Yes | HYDRO: RUN OF RIVER |  | Rest-of-Pool |  | VT | Vermont |  | Existing | 3.429 | 4.056 | 3.429
11273 | Worcester Water Filtration | Demand |  |  | REAL_TIME_EG | Rest-of-Pool |  | MA | WCMASS | Central MA | Existing | 0.864 | 0.864 | 0.864 | Dynamic | 0.864 | Accepted
11290 | Putnam Investments-Franklin | Demand |  |  | REAL_TIME_EG | Rest-of-Pool |  | MA | SEMASS | SEMA | Existing | 2.484 | 2.16 | 2.484
11408 | HULL WIND TURBINE II | Generator | Yes | WIND |  | Rest-of-Pool |  | MA | SEMASS |  | Existing | 0.089 | 0.341 | 0.089
11424 | RUMFORD FALLS | Generator | Yes | HYDRO: RUN OF RIVER |  | Maine |  | ME | Maine |  | Existing | 28.942 | 35.422 | 28.942
11842 | WATERSIDE POWER | Generator | No | OIL |  | Connecticut |  | CT | Connecticut |  | Existing | 71.218 | 73.244 | 71.218
11925 | BROCKTON BRIGHTFIELDS | Generator | Yes | SOLAR |  | Rest-of-Pool |  | MA | SEMASS |  | Existing | 0.144 | 0 | 0.144
12108 | FIEC DIESEL | Generator | No | DIESEL OIL |  | Maine |  | ME | Maine |  | Existing | 1.64 | 1.64 | 1.64
12168 | HARRIS ENERGY | Generator | Yes | HYDRO: RUN OF RIVER |  | Rest-of-Pool |  | MA | WCMASS |  | Existing | 0.046 | 0.466 | 0.046 | Dynamic | 0.046 | Accepted
12180 | BERKSHIRE COW POWER | Generator | Yes | METHANE/REFUSE |  | Rest-of-Pool |  | VT | Vermont |  | Existing | 0.314 | 0.373 | 0.314
12274 | GREEN MOUNTAIN DAIRY | Generator | Yes | METHANE/REFUSE |  | Rest-of-Pool |  | VT | Vermont |  | Existing | 0.183 | 0.214 | 0.183
12323 | COVENTRY CLEAN ENERGY #4 | Generator | Yes | LANDFILL GAS |  | Rest-of-Pool |  | VT | Vermont |  | Existing | 2.207 | 2.36 | 2.207
12450 | NYPA - CMR | Import |  |  |  | Rest-of-Pool | New York AC Ties |  |  |  | Existing | 67 | 67 | 67
12451 | NYPA - VT | Import |  |  |  | Rest-of-Pool | New York AC Ties |  |  |  | Existing | 14 | 14 | 14
12452 | VJO - Highgate | Import |  |  |  | Rest-of-Pool | Hydro-Quebec Highgate |  |  |  | Existing | 31 | 6 | 31
12500 | Thomas A. Watson | Generator | No | GAS |  | Rest-of-Pool |  | MA | SEMASS |  | Existing | 105.2 | 114.8 | 105.2
12504 | Devon 15-18 | Generator | No | JET FUEL |  | Connecticut |  | CT | Connecticut |  | Existing | 187.6 | 187.6 | 187.6
12505 | Middletown 12-15 | Generator | No | DIESEL OIL |  | Connecticut |  | CT | Connecticut |  | Existing | 187.6 | 187.6 | 187.6
12509 | UNH Power Plant | Generator | No | LANDFILL GAS |  | Rest-of-Pool |  | NH | New Hampshire |  | Existing | 2 | 2 | 2
12510 | Swanton Gas Turbine 1 | Generator | No | OIL |  | Rest-of-Pool |  | VT | Vermont |  | Existing | 18.218 | 21.01 | 18.218
12511 | Swanton Gas Turbine 2 | Generator | No | OIL |  | Rest-of-Pool |  | VT | Vermont |  | Existing | 18.11 | 21.064 | 18.11
12521 | Lowell Power Reactivation | Generator | No | GAS |  | Rest-of-Pool |  | MA | WCMASS |  | Existing | 74 | 74 | 74
12524 | Cos Cob 13&14 | Generator | No | Distillate Fuel Oil. Including Diesel, No. 2 |  | Connecticut |  | CT | Connecticut |  | Existing | 36 | 36 | 36
12526 | Pierce | Generator | No | GAS |  | Connecticut |  | CT | Connecticut |  | Existing | 76.813 | 87 | 76.813
12528 | John Street #5 | Generator | No | Distillate Fuel Oil. Including Diesel, No. 2 |  | Connecticut |  | CT | Connecticut |  | Existing | 1.9 | 2 | 1.9 | Dynamic | 1.9 | Accepted
12530 | Sheffield Wind Farm | Generator | Yes | WIND |  | Rest-of-Pool |  | VT | Vermont |  | Existing | 10 | 17 | 10
12551 | Kibby Wind Power | Generator | Yes | WIND |  | Maine |  | ME | Maine |  | Existing | 20.4 | 47.3 | 20.4
12553 | Covanta Haverhill Landfill Gas Engine | Generator | No | Distillate Fuel Oil. Including Diesel, No. 2 |  | NEMA-Boston |  | MA | NEMASSBOST |  | Existing | 1.378 | 1.508 | 1.378
12564 | Waterbury Generation Facility | Generator | No | OIL/GAS |  | Connecticut |  | CT | Connecticut |  | Existing | 100 | 100 | 100
12581 | CL&P - Conservation & Load Management (CL&M) - Energy Efficiency Project | Demand |  |  | SEASONAL_PEAK | Connecticut |  | CT | Connecticut |  | Existing | 217.192 | 126.903 | 217.192 | Static | 90.289 | Accepted
12583 | CL&P Distributed Generation FCM 2010 | Demand |  |  | ON_PEAK | Connecticut |  | CT | Connecticut |  | Existing | 34.232 | 34.232 | 34.232
12584 | Conservation and Load Management Program | Demand |  |  | ON_PEAK | Connecticut |  | CT | Connecticut |  | Existing | 11.434 | 8.347 | 11.434 | Static | 3.087 | Accepted
12586 | Efficiency Maine Residential Efficient Products | Demand |  |  | ON_PEAK | Maine |  | ME | Maine |  | Existing | 48.801 | 45.004 | 48.801 | Static | 3.797 | Accepted
12590 | Ameresco CT DSM | Demand |  |  | ON_PEAK | Connecticut |  | CT | Connecticut |  | Existing | 5.316 | 5.331 | 5.316
12597 | Cambridge Energy Alliance-1 | Demand |  |  | ON_PEAK | NEMA-Boston |  | MA | NEMASSBOST |  | Existing | 0.653 | 0.653 | 0.653
12598 | Cambridge Energy Alliance-2 | Demand |  |  | ON_PEAK | NEMA-Boston |  | MA | NEMASSBOST |  | Existing | 4.736 | 4.736 | 4.736
12600 | UI Conservation and Load Management Programs | Demand |  |  | SEASONAL_PEAK | Connecticut |  | CT | Connecticut |  | Existing | 63.859 | 53.825 | 63.859 | Static | 1.685 | Accepted
12619 | Real-Time Demand Response - RI-2 | Demand |  |  | REAL_TIME | Rest-of-Pool |  | RI | Rhode Island | Rhode Island | Existing | 4.536 | 3.661 | 4.536 | Static /Dynamic | 4.536 | Accepted
12657 | Unitil CORE Energy Efficiency Programs-2 | Demand |  |  | ON_PEAK | Rest-of-Pool |  | MA | WCMASS |  | Existing | 4.985 | 4.883 | 4.985 | Static | 0.102 | Accepted
12670 | ngrid_nema_fca1_eeodr | Demand |  |  | ON_PEAK | NEMA-Boston |  | MA | NEMASSBOST |  | Existing | 75.777 | 69.87 | 75.777 | Static | 5.907 | Accepted
12671 | ngrid_nh_fca1_eeodr | Demand |  |  | ON_PEAK | Rest-of-Pool |  | NH | New Hampshire |  | Existing | 4.829 | 4.696 | 4.829 | Static | 0.133 | Accepted
12672 | ngrid_ri_fca1_eeodr | Demand |  |  | ON_PEAK | Rest-of-Pool |  | RI | Rhode Island |  | Existing | 124.492 | 123.174 | 124.492
12673 | ngrid_sema_fca1_eeodr | Demand |  |  | ON_PEAK | Rest-of-Pool |  | MA | SEMASS |  | Existing | 101.629 | 93.692 | 101.629 | Static | 7.937 | Accepted
12674 | ngrid_wcma_fca1_eeodr | Demand |  |  | ON_PEAK | Rest-of-Pool |  | MA | WCMASS |  | Existing | 135.745 | 127.31 | 135.745 | Static | 8.435 | Accepted
12684 | NSTAR EE NEMA | Demand |  |  | ON_PEAK | NEMA-Boston |  | MA | NEMASSBOST |  | Existing | 220.693 | 214.276 | 220.693 | Static | 6.417 | Accepted
12685 | NSTAR EE SEMA | Demand |  |  | ON_PEAK | Rest-of-Pool |  | MA | SEMASS |  | Existing | 36.701 | 35.456 | 36.701 | Static | 1.245 | Accepted
12691 | Ameresco SEMA Real Time DR | Demand |  |  | REAL_TIME | Rest-of-Pool |  | MA | SEMASS | SEMA | Existing | 0.657 | 0.657 | 0.657 | Dynamic | 0.657 | Accepted
12693 | PSNH CORE Energy Efficiency Programs | Demand |  |  | ON_PEAK | Rest-of-Pool |  | NH | New Hampshire |  | Existing | 45.697 | 36.749 | 45.697 | Static | 8.948 | Accepted
12694 | Acushnet Company - Ball Plant II - Combined Heat and Power Project | Demand |  |  | ON_PEAK | Rest-of-Pool |  | MA | SEMASS |  | Existing | 2.111 | 2.111 | 2.111
12696 | 7.9 MW CHP Plant | Demand |  |  | ON_PEAK | Rest-of-Pool |  | NH | New Hampshire |  | Existing | 10.8 | 10.8 | 10.8
12705 | Cape Light Compact Energy Efficiency Portfolio | Demand |  |  | ON_PEAK | Rest-of-Pool |  | MA | SEMASS |  | Existing | 21.651 | 18.046 | 21.651
12749 | Bridgewater Correctional Complex Cogeneration | Demand |  |  | ON_PEAK | Rest-of-Pool |  | MA | SEMASS |  | Existing | 1.412 | 1.412 | 1.412
12752 | Norfolk/Walpole Correctional Complex Cogeneration | Demand |  |  | ON_PEAK | Rest-of-Pool |  | MA | SEMASS |  | Existing | 1.32 | 1.32 | 1.32
12753 | MA SEMA state colleges | Demand |  |  | ON_PEAK | Rest-of-Pool |  | MA | SEMASS |  | Existing | 0.147 | 0.147 | 0.147
12754 | Tewksbury State Hospital Cogenerator | Demand |  |  | ON_PEAK | Rest-of-Pool |  | MA | WCMASS |  | Existing | 0.734 | 0.734 | 0.734
12757 | NHEC Energy Efficiency Programs | Demand |  |  | ON_PEAK | Rest-of-Pool |  | NH | New Hampshire |  | Existing | 1.157 | 0.127 | 1.157 | Static | 1.03 | Accepted
12779 | CPLN CT On-Peak | Demand |  |  | ON_PEAK | Connecticut |  | CT | Connecticut |  | Existing | 3.158 | 2.522 | 3.158 | Static /Dynamic | 1.475 | Accepted
12786 | CSG Aggregation of DG and 24 hr lighting EE - NEMA1 | Demand |  |  | ON_PEAK | NEMA-Boston |  | MA | NEMASSBOST |  | Existing | 1.518 | 1.518 | 1.518
12790 | CSG Aggregation of DG and 24 hr lighting EE -RI | Demand |  |  | ON_PEAK | Rest-of-Pool |  | RI | Rhode Island |  | Existing | 0.217 | 0.217 | 0.217
12791 | CSG Aggregation of DG and 24 hr lighting EE - SEMA1 | Demand |  |  | ON_PEAK | Rest-of-Pool |  | MA | SEMASS |  | Existing | 1.517 | 1.517 | 1.517
12799 | CSG Aggregation of DG and 24 hr lighting EE - WCMA1 | Demand |  |  | ON_PEAK | Rest-of-Pool |  | MA | WCMASS |  | Existing | 1.053 | 1.053 | 1.053
12801 | UES CORE Energy Efficiency Programs | Demand |  |  | ON_PEAK | Rest-of-Pool |  | NH | New Hampshire |  | Existing | 6.712 | 5.919 | 6.712 | Static | 0.793 | Accepted
12802 | University of Massachusetts Central Heating Plant-3 | Demand |  |  | ON_PEAK | Rest-of-Pool |  | MA | WCMASS |  | Existing | 10.26 | 10.26 | 10.26
12805 | University of Rhode Island - Energy Saving Performance Contract | Demand |  |  | ON_PEAK | Rest-of-Pool |  | RI | Rhode Island |  | Existing | 0.814 | 0.814 | 0.814
12806 | WMECO - Conservation & Load Management (CL&M) - Energy Efficiency Project | Demand |  |  | SEASONAL_PEAK | Rest-of-Pool |  | MA | WCMASS |  | Existing | 44.173 | 40.074 | 44.173 | Static | 4.099 | Accepted
12822 | Burlington Electric Department - On-Peak Efficiency | Demand |  |  | ON_PEAK | Rest-of-Pool |  | VT | Vermont |  | Existing | 3.462 | 3.849 | 3.462
12832 | CPLN MA NEMA OP | Demand |  |  | ON_PEAK | NEMA-Boston |  | MA | NEMASSBOST |  | Existing | 7.106 | 6.561 | 7.106
12835 | CPLN MA SEMA OP | Demand |  |  | ON_PEAK | Rest-of-Pool |  | MA | SEMASS |  | Existing | 2.129 | 1.611 | 2.129 | Dynamic | 0.892 | Accepted
12838 | CPLN MA WC OP | Demand |  |  | ON_PEAK | Rest-of-Pool |  | MA | WCMASS |  | Existing | 9.414 | 8.838 | 9.414 | Dynamic | 4.419 | Accepted
12841 | CPLN ME OP | Demand |  |  | ON_PEAK | Maine |  | ME | Maine |  | Existing | 0.038 | 0.038 | 0.038 | Dynamic | 0.038 | Accepted
12843 | CPLN RI OP | Demand |  |  | ON_PEAK | Rest-of-Pool |  | RI | Rhode Island |  | Existing | 1.484 | 1.096 | 1.484 | Dynamic | 1.229 | Accepted
12845 | Vermont Efficiency Portfolio-1 | Demand |  |  | ON_PEAK | Rest-of-Pool |  | VT | Vermont |  | Existing | 113.157 | 113.319 | 113.157
13664 | JOHN STREET #3 | Generator | No | DIESEL OIL |  | Connecticut |  | CT | Connecticut |  | Existing | 2 | 2 | 2 | Dynamic | 2 | Accepted
13665 | JOHN STREET #4 | Generator | No | DIESEL OIL |  | Connecticut |  | CT | Connecticut |  | Existing | 2 | 2 | 2 | Dynamic | 2 | Accepted
13669 | Manchester Methane LLC East Windsor Facility | Generator | Yes | LANDFILL GAS |  | Connecticut |  | CT | Connecticut |  | Existing | 1.102 | 0.993 | 1.102
13673 | MATEP (DIESEL) | Generator | No | DIESEL OIL |  | NEMA-Boston |  | MA | NEMASSBOST |  | Existing | 18.905 | 18.774 | 18.905
13675 | MATEP (COMBINED CYCLE) | Generator | No | OIL/GAS |  | NEMA-Boston |  | MA | NEMASSBOST |  | Existing | 43.25 | 47.911 | 43.25
13703 | Verso VCG1 | Generator | No | OIL/GAS |  | Maine |  | ME | Maine |  | Existing | 47.223 | 58.377 | 47.223
13704 | Verso VCG2 | Generator | No | OIL/GAS |  | Maine |  | ME | Maine |  | Existing | 45.167 | 56.321 | 45.167
13705 | Verso VCG3 | Generator | No | OIL/GAS |  | Maine |  | ME | Maine |  | Existing | 44.097 | 55.251 | 44.097
13975 | Corriveau Hydroelectric LLC | Generator | No | HYDRO: RUN OF RIVER |  | Maine |  | ME | Maine |  | Existing | 0.052 | 0.215 | 0.052
14087 | MAT3 | Generator | No | DIESEL OIL |  | NEMA-Boston |  | MA | NEMASSBOST |  | Existing | 11.573 | 17.907 | 11.573
14134 | MONTAGNE FARM | Generator | No | METHANE/REFUSE |  | Rest-of-Pool |  | VT | Vermont |  | Existing | 0.199 | 0.134 | 0.199 | Static | 0.065 | Accepted
14217 | NORTHFIELD MOUNTAIN 1 | Generator | No | HYDRO: PUMPED STORAGE |  | Rest-of-Pool |  | MA | WCMASS |  | Existing | 280 | 280 | 280
14218 | NORTHFIELD MOUNTAIN 2 | Generator | No | HYDRO: PUMPED STORAGE |  | Rest-of-Pool |  | MA | WCMASS |  | Existing | 280 | 280 | 280
14219 | NORTHFIELD MOUNTAIN 3 | Generator | No | HYDRO: PUMPED STORAGE |  | Rest-of-Pool |  | MA | WCMASS |  | Existing | 280 | 280 | 280
14220 | NORTHFIELD MOUNTAIN 4 | Generator | No | HYDRO: PUMPED STORAGE |  | Rest-of-Pool |  | MA | WCMASS |  | Existing | 280 | 280 | 280
14271 | Ameresco Northampton | Generator | No | LANDFILL GAS |  | Rest-of-Pool |  | MA | WCMASS |  | Existing | 0.751 | 0.699 | 0.751 | Static | 0.052 | Accepted
14579 | FGE Energy Efficiency Portfolio 2011 | Demand |  |  | ON_PEAK | Rest-of-Pool |  | MA | WCMASS |  | Existing | 0.423 | 0.423 | 0.423
14580 | UES Energy Efficiency Portfolio 2011 | Demand |  |  | ON_PEAK | Rest-of-Pool |  | NH | New Hampshire |  | Existing | 0.923 | 0.275 | 0.923 | Static | 0.648 | Accepted
14584 | UI Hot Water Heater and Timer Programs OP FCA2 | Demand |  |  | ON_PEAK | Connecticut |  | CT | Connecticut |  | Existing | 1.179 | 1.179 | 1.179 | Dynamic | 1.179 | Accepted
14595 | Granite Reliable Power | Generator | Yes | WIND |  | Rest-of-Pool |  | NH | New Hampshire |  | Existing | 29.9 | 42.9 | 29.9
14599 | Rhode Island LFG Genco, LLC - ST | Generator | No | LANDFILL GAS |  | Rest-of-Pool |  | RI | Rhode Island |  | Existing | 26 | 26 | 26
14610 | Princeton Wind Farm Project | Generator | Yes | WIND |  | Rest-of-Pool |  | MA | WCMASS |  | Existing | 0.237 | 0.582 | 0.237
14614 | Kleen Energy | Generator | No | GAS |  | Connecticut |  | CT | Connecticut |  | Existing | 620 | 620 | 620
14619 | Rhode Island LFG Genco, LLC - ST #2 | Generator | No | LANDFILL GAS |  | Rest-of-Pool |  | RI | Rhode Island |  | Existing | 6 | 6 | 6
14623 | Valley Hydro (Station No. 5) | Generator | Yes | HYDRO: RUN OF RIVER |  | Rest-of-Pool |  | MA | WCMASS |  | Existing | 0.268 | 0.412 | 0.268
14652 | Templeton Wind Turbine | Generator | Yes | WIND |  | Rest-of-Pool |  | MA | WCMASS |  | Existing | 0.074 | 0.171 | 0.074
14660 | Lempster Wind | Generator | Yes | WIND |  | Rest-of-Pool |  | NH | New Hampshire |  | Existing | 3.801 | 8.611 | 3.801
14661 | Berkshire Wind Power Project | Generator | Yes | WIND |  | Rest-of-Pool |  | MA | WCMASS |  | Existing | 1.704 | 3.241 | 1.704
14663 | WMRE Crossroads | Generator | No | Other Biomass Gas. Includes digester gas, methane, and other biomass gasses. |  | Maine |  | ME | Maine |  | Existing | 2.294 | 2.294 | 2.294
14665 | Record Hill Wind | Generator | Yes | WIND |  | Maine |  | ME | Maine |  | Existing | 13.6 | 16.7 | 13.6
14706 | Kimberly-Clark Corp Energy Independence Project | Generator | No | GAS |  | Connecticut |  | CT | Connecticut |  | Existing | 13.486 | 14 | 13.486
15415 | Dartmouth Power Expansion | Generator | No | GAS |  | Rest-of-Pool |  | MA | SEMASS |  | Existing | 20.916 | 21.3 | 20.916
15477 | New Haven Harbor Units 2, 3, & 4 | Generator | No | JET FUEL |  | Connecticut |  | CT | Connecticut |  | Existing | 129.6 | 129.6 | 129.6
15509 | Plainfield Renewable Energy | Generator | No | Wood/Wood Waste Solids |  | Connecticut |  | CT | Connecticut |  | Existing | 37.5 | 37.5 | 37.5
15539 | On-Peak ME - 2012 | Demand |  |  | ON_PEAK | Maine |  | ME | Maine |  | Existing | 5.832 | 3.849 | 5.832 | Static /Dynamic | 5.832 | Accepted
15543 | Plymouth Wind | Demand |  |  | ON_PEAK | Rest-of-Pool |  | MA | SEMASS |  | Existing | 0.323 | 0.528 | 0.323
15586 | Gardner Wind Turbine | Demand |  |  | ON_PEAK | Rest-of-Pool |  | MA | WCMASS |  | Existing | 0.359 | 0.318 | 0.359
16004 | Pepperidge Farm Fuel Cell | Demand |  |  | ON_PEAK | Connecticut |  | CT | Connecticut |  | Existing | 1.231 | 1.231 | 1.231 | Dynamic | 1.231 | Accepted
16295 | PPL Veazie | Generator | Yes | HYDRO: RUN OF RIVER |  | Maine |  | ME | Maine |  | Existing | 6.859 | 7.469 | 6.859 | Dynamic | 6.859 | Accepted
16296 | Milford Hydro | Generator | Yes | HYDRO: RUN OF RIVER |  | Maine |  | ME | Maine |  | Existing | 6.422 | 6.643 | 6.422
16523 | Stillwater | Generator | Yes | HYDRO: RUN OF RIVER |  | Maine |  | ME | Maine |  | Existing | 1.561 | 1.397 | 1.561
16524 | Howland | Generator | Yes | HYDRO: RUN OF RIVER |  | Maine |  | ME | Maine |  | Existing | 0.723 | 0.86 | 0.723 | Dynamic | 0.723 | Accepted
16525 | Medway | Generator | Yes | HYDRO: RUN OF RIVER |  | Maine |  | ME | Maine |  | Existing | 3.443 | 2.869 | 3.443
16547 | UI C&LM Programs | Demand |  |  | SEASONAL_PEAK | Connecticut |  | CT | Connecticut |  | Existing | 4.32 | 4.32 | 4.32
16631 | Victory Road Dorchester PV | Generator | Yes | SOLAR |  | NEMA-Boston |  | MA | NEMASSBOST |  | Existing | 0.316 | 0 | 0.316
16640 | Hilldale Ave Haverhill PV | Generator | Yes | SOLAR |  | NEMA-Boston |  | MA | NEMASSBOST |  | Existing | 0.27 | 0 | 0.27
16642 | Railroad Street Revere PV | Generator | Yes | SOLAR |  | NEMA-Boston |  | MA | NEMASSBOST |  | Existing | 0.222 | 0 | 0.222
16643 | Rover Street Everett PV | Generator | Yes | SOLAR |  | NEMA-Boston |  | MA | NEMASSBOST |  | Existing | 0.168 | 0 | 0.168
16644 | Main Street Whitinsville PV | Generator | Yes | SOLAR |  | Rest-of-Pool |  | MA | SEMASS |  | Existing | 0.28 | 0 | 0.28
16651 | Efficiency Maine Trust Efficient Products | Demand |  |  | ON_PEAK | Maine |  | ME | Maine |  | Existing | 50 | 50 | 50
16653 | Laidlaw Berlin Biopower | Generator | No | Wood/Wood Waste Solids |  | Rest-of-Pool |  | NH | New Hampshire |  | Existing | 58.7 | 58.7 | 58.7
16659 | Ipswich Wind Farm 1 | Generator | Yes | WIND |  | NEMA-Boston |  | MA | NEMASSBOST |  | Existing | 0.125 | 0 | 0.125
16675 | Fox Island Wind | Generator | Yes | WIND |  | Maine |  | ME | Maine |  | Existing | 0 | 0.091 | 0
16687 | Bangor Hydro OP | Demand |  |  | ON_PEAK | Maine |  | ME | Maine |  | Existing | 11.232 | 11.232 | 11.232 | Dynamic | 0.108 | Accepted
16688 | Nor1 | Generator | No | Distillate Fuel Oil. Including Diesel, No. 2 |  | Connecticut |  | CT | Connecticut |  | Existing | 1.958 | 1.958 | 1.958
16700 | RI CoolSentry | Demand |  |  | REAL_TIME | Rest-of-Pool |  | RI | Rhode Island | Rhode Island | Existing | 10.188 | 10.188 | 10.188
16713 | Comverge CoolSentry 2 | Demand |  |  | REAL_TIME | Connecticut |  | CT | Connecticut | Eastern CT | Existing | 5 | 5 | 5
16717 | On-Peak CT - DG | Demand |  |  | ON_PEAK | Connecticut |  | CT | Connecticut |  | Existing | 4.968 | 4.968 | 4.968 | Dynamic | 4.968 | Accepted
16718 | Comverge CoolSentry 4 | Demand |  |  | REAL_TIME | Connecticut |  | CT | Connecticut | Norwalk - Stamford | Existing | 5 | 5 | 5
16720 | On-Peak NH - DG | Demand |  |  | ON_PEAK | Rest-of-Pool |  | NH | New Hampshire |  | Existing | 1.404 | 1.404 | 1.404 | Dynamic | 1.404 | Accepted
16721 | On-Peak RI - DG | Demand |  |  | ON_PEAK | Rest-of-Pool |  | RI | Rhode Island |  | Existing | 0.756 | 0.756 | 0.756 | Dynamic | 0.756 | Accepted
16723 | On-Peak SEMA - DG | Demand |  |  | ON_PEAK | Rest-of-Pool |  | MA | SEMASS |  | Existing | 1.188 | 1.188 | 1.188 | Dynamic | 1.188 | Accepted
16724 | On-Peak VT - DG | Demand |  |  | ON_PEAK | Rest-of-Pool |  | VT | Vermont |  | Existing | 0.864 | 0.864 | 0.864 | Dynamic | 0.864 | Accepted
16725 | On-Peak WCMA- DG | Demand |  |  | ON_PEAK | Rest-of-Pool |  | MA | WCMASS |  | Existing | 1.981 | 1.981 | 1.981 | Dynamic | 1.981 | Accepted
16729 | DFC-ERG Hybrid Fuel Cell | Generator | No | GAS |  | Connecticut |  | CT | Connecticut |  | Existing | 2.5 | 2.5 | 2.5
16737 | DFC-ERG Hybrid Fuel Cell (3) | Generator | No | GAS |  | Connecticut |  | CT | Connecticut |  | Existing | 2.5 | 2.5 | 2.5
16738 | BFCP Fuel Cell | Generator | No | GAS |  | Connecticut |  | CT | Connecticut |  | Existing | 13.054 | 13.054 | 13.054
16750 | Norden #2 | Generator | No | Distillate Fuel Oil. Including Diesel, No. 2 |  | Connecticut |  | CT | Connecticut |  | Existing | 1.948 | 1.947 | 1.948
16752 | Norden #3 | Generator | No | Distillate Fuel Oil. Including Diesel, No. 2 |  | Connecticut |  | CT | Connecticut |  | Existing | 1.942 | 1.942 | 1.942
16771 | Real-time Demand Response - CT - Norwalk - Stamford | Demand |  |  | REAL_TIME | Connecticut |  | CT | Connecticut | Norwalk - Stamford | Existing | 10.8 | 10.8 | 10.8 | Dynamic | 10.8 | Accepted
16772 | Real-time Demand Response - CT- Western CT | Demand |  |  | REAL_TIME | Connecticut |  | CT | Connecticut | Western CT | Existing | 10.8 | 10.8 | 10.8 | Dynamic | 10.8 | Accepted
16790 | WCMA Project E | Demand |  |  | ON_PEAK | Rest-of-Pool |  | MA | WCMASS |  | Existing | 0.4 | 0.4 | 0.4
17025 | Fairfield U ODR | Demand |  |  | ON_PEAK | Connecticut |  | CT | Connecticut |  | Existing | 2.71 | 2.71 | 2.71 | Dynamic | 2.71 | Accepted
17026 | IBM ODR Energy Efficiency | Demand |  |  | ON_PEAK | Rest-of-Pool |  | VT | Vermont |  | Existing | 0.191 | 0.112 | 0.191 | Static /Dynamic | 0.191 | Accepted
17284 | RTEG_181_Western CT (7503) | Demand |  |  | REAL_TIME_EG | Connecticut |  | CT | Connecticut | Western CT | Existing | 35.698 | 35.009 | 35.698
17285 | RTEG_181_Norwalk - Stamford (7502) | Demand |  |  | REAL_TIME_EG | Connecticut |  | CT | Connecticut | Norwalk - Stamford | Existing | 6.869 | 6.739 | 6.869
17287 | RTEG_50689_Western CT (7503) | Demand |  |  | REAL_TIME_EG | Connecticut |  | CT | Connecticut | Western CT | Existing | 43.16 | 43.16 | 43.16 | Dynamic | 38.963 | Accepted
17293 | RTDR_50689_Norwalk - Stamford (7502) | Demand |  |  | REAL_TIME | Connecticut |  | CT | Connecticut | Norwalk - Stamford | Existing | 0.805 | 0.805 | 0.805 | Dynamic | 0.805 | Accepted
17294 | RTDR_181_Northern CT (7501) | Demand |  |  | REAL_TIME | Connecticut |  | CT | Connecticut | Northern CT | Existing | 1.076 | 1.055 | 1.076
17295 | RTEG_50689_Eastern CT (7500) | Demand |  |  | REAL_TIME_EG | Connecticut |  | CT | Connecticut | Eastern CT | Existing | 6.093 | 6.093 | 6.093 | Dynamic | 4.577 | Accepted
17298 | RTDR_181_Western CT (7503) | Demand |  |  | REAL_TIME | Connecticut |  | CT | Connecticut | Western CT | Existing | 32.713 | 32.06 | 32.713
17306 | RTDR_181_Bangor Hydro (7504) | Demand |  |  | REAL_TIME | Maine |  | ME | Maine | Bangor Hydro | Existing | 1.471 | 1.471 | 1.471 | Dynamic | 1.471 | Accepted
17311 | RTDR_50689_Central MA (7515) | Demand |  |  | REAL_TIME | Rest-of-Pool |  | MA | WCMASS | Central MA | Existing | 2.074 | 0.935 | 2.074 | Static /Dynamic | 2.074 | Accepted
17313 | RTDR_181_Eastern CT (7500) | Demand |  |  | REAL_TIME | Connecticut |  | CT | Connecticut | Eastern CT | Existing | 1.14 | 1.118 | 1.14
17319 | RTEG_50689_Northern CT (7501) | Demand |  |  | REAL_TIME_EG | Connecticut |  | CT | Connecticut | Northern CT | Existing | 16.609 | 16.609 | 16.609 | Dynamic | 13.036 | Accepted
17320 | RTDR_50689_Western CT (7503) | Demand |  |  | REAL_TIME | Connecticut |  | CT | Connecticut | Western CT | Existing | 11.886 | 11.886 | 11.886 | Dynamic | 9.246 | Accepted
17321 | RTEG_76_Springfield MA (7516) | Demand |  |  | REAL_TIME_EG | Rest-of-Pool |  | MA | WCMASS | Springfield MA | Existing | 3.866 | 3.866 | 3.866
17322 | RTEG_181_Central MA (7515) | Demand |  |  | REAL_TIME_EG | Rest-of-Pool |  | MA | WCMASS | Central MA | Existing | 5.724 | 5.292 | 5.724
17332 | RTDR_181_Norwalk - Stamford (7502) | Demand |  |  | REAL_TIME | Connecticut |  | CT | Connecticut | Norwalk - Stamford | Existing | 1.178 | 1.155 | 1.178
17334 | RTDR_50093_Western MA (7517) | Demand |  |  | REAL_TIME | Rest-of-Pool |  | MA | WCMASS | Western MA | Existing | 4.706 | 4.706 | 4.706
17338 | RTEG_181_Rhode Island (7518) | Demand |  |  | REAL_TIME_EG | Rest-of-Pool |  | RI | Rhode Island | Rhode Island | Existing | 11.34 | 9.612 | 11.34
17339 | RTEG_50689_Norwalk - Stamford (7502) | Demand |  |  | REAL_TIME_EG | Connecticut |  | CT | Connecticut | Norwalk - Stamford | Existing | 18.722 | 18.722 | 18.722 | Dynamic | 17.674 | Accepted
17342 | RTEG_50689_SEMA (7512) | Demand |  |  | REAL_TIME_EG | Rest-of-Pool |  | MA | SEMASS | SEMA | Existing | 1.365 | 1.365 | 1.365 | Dynamic | 1.365 | Accepted
17345 | RTDR_50689_Western MA (7517) | Demand |  |  | REAL_TIME | Rest-of-Pool |  | MA | WCMASS | Western MA | Existing | 0.206 | 0.206 | 0.206 | Dynamic | 0.206 | Accepted
17346 | RTDR_181_Maine (7505) | Demand |  |  | REAL_TIME | Maine |  | ME | Maine | Maine | Existing | 2.786 | 2.786 | 2.786 | Dynamic | 2.786 | Accepted
17359 | Sugar River 2 | Generator | Yes | Water |  | Rest-of-Pool |  | NH | New Hampshire |  | Existing | 0 | 0.083 | 0
35442 | Seaman Energy | Generator | Yes | Landfill Gas |  | Rest-of-Pool |  | MA | WCMASS |  | Existing | 0.442 | 0.48 | 0.442 | Dynamic | 0.337 | Accepted
35453 | Efficiency Maine Trust | Demand |  |  | ON_PEAK | Maine |  | ME | Maine |  | Existing | 21.306 | 21.306 | 21.306
35485 | Fitchburg-FCA-5 | Generator | No | Landfill Gas |  | Rest-of-Pool |  | MA | WCMASS |  | Existing | 3.283 | 3.222 | 3.283
35555 | GMCW | Generator | Yes | WIND |  | Rest-of-Pool |  | VT | Vermont |  | Existing | 2.64 | 3.91 | 2.64
35593 | Fiske Hydro | Generator | Yes | Water |  | Rest-of-Pool |  | NH | New Hampshire |  | Existing | 0.072 | 0.113 | 0.072
35594 | Spaulding Pond Hydro | Generator | Yes | Water |  | Rest-of-Pool |  | NH | New Hampshire |  | Existing | 0.01 | 0.164 | 0.01
35656 | Rainbow_2 | Generator | No | Water |  | Connecticut |  | CT | Connecticut |  | Existing | 4.1 | 4.1 | 4.1
35657 | Shrewsbury Diesels | Generator | No | DIESEL OIL |  | Rest-of-Pool |  | MA | WCMASS |  | Existing | 13.75 | 13.75 | 13.75
35658 | Rainbow_1 | Generator | No | Water |  | Connecticut |  | CT | Connecticut |  | Existing | 4.1 | 4.1 | 4.1
35693 | Spruce Mountain Wind | Generator | Yes | WIND |  | Maine |  | ME | Maine |  | Existing | 4.5 | 9 | 4.5
35728 | Moretown LG | Generator | No | Landfill Gas |  | Rest-of-Pool |  | VT | Vermont |  | Existing | 4.617 | 4.608 | 4.617
35979 | Kingdom Community Wind | Generator | Yes | WIND |  | Rest-of-Pool |  | VT | Vermont |  | Existing | 12 | 21.673 | 12
35999 | Real time demand response ME - Portland | Demand |  |  | REAL_TIME | Maine |  | ME | Maine | Portland Maine | Existing | 1.253 | 1.253 | 1.253 | Dynamic | 1.253 | Accepted
36001 | Real time demand response - NH - Seacoast | Demand |  |  | REAL_TIME | Rest-of-Pool |  | NH | New Hampshire | Seacoast | Existing | 2.16 | 2.16 | 2.16 | Dynamic | 2.16 | Accepted
36007 | On-Peak CT DG | Demand |  |  | ON_PEAK | Connecticut |  | CT | Connecticut |  | Existing | 0.108 | 0.108 | 0.108 | Dynamic | 0.108 | Accepted
36058 | Real time emergency generation - VT- NW | Demand |  |  | REAL_TIME_EG | Rest-of-Pool |  | VT | Vermont | Northwest Vermont | Existing | 1.902 | 1.902 | 1.902 | Dynamic | 1.902 | Accepted
37040 | KENDALL STEAM | Generator | No | GAS |  | NEMA-Boston |  | MA | NEMASSBOST |  | Existing | 27.75 | 27.75 | 27.75
37050 | Groton Wind Project | Generator | Yes | WIND |  | Rest-of-Pool |  | NH | New Hampshire |  | Existing | 9.751 | 19.771 | 9.751
37051 | Silver lake PV | Generator | Yes | Solar |  | Rest-of-Pool |  | MA | WCMASS |  | Existing | 0.458 | 0 | 0.458
37072 | Beaver_Ridge_Wind | Generator | Yes | Wind |  | Maine |  | ME | Maine |  | Existing | 0.474 | 1.333 | 0.474
37077 | Woronoco Hydro LLC | Generator | Yes | Water |  | Rest-of-Pool |  | MA | WCMASS |  | Existing | 1.181 | 1.611 | 1.181
37079 | Indian River Power Supply LLC | Generator | Yes | Water |  | Rest-of-Pool |  | MA | WCMASS |  | Existing | 0.314 | 0.941 | 0.314
37093 | NH DR 1 | Demand |  |  | REAL_TIME | Rest-of-Pool |  | NH | New Hampshire | New Hampshire | Existing | 1.898 | 1.898 | 1.898
37095 | WCMA DR 7515 | Demand |  |  | REAL_TIME | Rest-of-Pool |  | MA | WCMASS | Central MA | Existing | 8.538 | 8.538 | 8.538
37105 | Blue Sky West | Generator | Yes | Wind |  | Maine |  | ME | Maine |  | Existing | 42.27 | 87.3 | 42.27
37112 | Efficiency Maine Trust FCA6 | Demand |  |  | ON_PEAK | Maine |  | ME | Maine |  | Existing | 1.862 | 1.862 | 1.862
37120 | Thundermist Hydropower | Generator | Yes | Water |  | Rest-of-Pool |  | RI | Rhode Island |  | Existing | 0 | 0.941 | 0
37853 | Hess DR Northwest VT 2013-14 | Demand |  |  | REAL_TIME | Rest-of-Pool |  | VT | Vermont | Northwest Vermont | Existing | 2.16 | 2.16 | 2.16
37854 | Hess DR Northwest VT 2014-15 | Demand |  |  | REAL_TIME | Rest-of-Pool |  | VT | Vermont | Northwest Vermont | Existing | 1.08 | 1.08 | 1.08
37855 | Hess DR Northwest VT 2015-16 | Demand |  |  | REAL_TIME | Rest-of-Pool |  | VT | Vermont | Northwest Vermont | Existing | 1.08 | 1.08 | 1.08
37857 | RTDR_181_Central MA (7515) - 2 | Demand |  |  | REAL_TIME | Rest-of-Pool |  | MA | WCMASS | Central MA | Existing | 1.253 | 1.253 | 1.253
37858 | RTDR_181_Lower SEMA (7511) - 2 | Demand |  |  | REAL_TIME | Rest-of-Pool |  | MA | SEMASS | Lower SEMA | Existing | 0.993 | 0.993 | 0.993
37859 | RTDR_181_New Hampshire (7509) - 2 | Demand |  |  | REAL_TIME | Rest-of-Pool |  | NH | New Hampshire | New Hampshire | Existing | 4.742 | 4.742 | 4.742
37860 | RTDR_181_North Shore (7508) - 2 | Demand |  |  | REAL_TIME | NEMA-Boston |  | MA | NEMASSBOST | North Shore | Existing | 2.786 | 2.786 | 2.786
37861 | RTDR_181_Northwest Vermont (7513) - 2 | Demand |  |  | REAL_TIME | Rest-of-Pool |  | VT | Vermont | Northwest Vermont | Existing | 0.451 | 0.451 | 0.451
37862 | RTDR_181_Portland Maine (7506) - 2 | Demand |  |  | REAL_TIME | Maine |  | ME | Maine | Portland Maine | Existing | 0.987 | 0.987 | 0.987
37863 | RTDR_181_Rhode Island (7518) | Demand |  |  | REAL_TIME | Rest-of-Pool |  | RI | Rhode Island | Rhode Island | Existing | 1.819 | 1.819 | 1.819
37864 | RTDR_181_SEMA (7512) - 2 | Demand |  |  | REAL_TIME | Rest-of-Pool |  | MA | SEMASS | SEMA | Existing | 4.152 | 4.152 | 4.152
37865 | RTDR_181_Seacoast (7510) - 2 | Demand |  |  | REAL_TIME | Rest-of-Pool |  | NH | New Hampshire | Seacoast | Existing | 0.984 | 0.984 | 0.984
37866 | RTDR_181_Springfield MA (7516) - 2 | Demand |  |  | REAL_TIME | Rest-of-Pool |  | MA | WCMASS | Springfield MA | Existing | 0.702 | 0.702 | 0.702
37867 | RTDR_181_Vermont (7514) - 2 | Demand |  |  | REAL_TIME | Rest-of-Pool |  | VT | Vermont | Vermont | Existing | 0.607 | 0.607 | 0.607
37868 | RTDR_181_Western MA (7517) - 2 | Demand |  |  | REAL_TIME | Rest-of-Pool |  | MA | WCMASS | Western MA | Existing | 1.809 | 1.809 | 1.809
37870 | RTDR_50017_Bangor Hydro (7504) | Demand |  |  | REAL_TIME | Maine |  | ME | Maine | Bangor Hydro | Existing | 0.966 | 1.188 | 0.966 | Dynamic | 0.01 | Accepted
37871 | RTDR_50017_Boston (7507) | Demand |  |  | REAL_TIME | NEMA-Boston |  | MA | NEMASSBOST | Boston | Existing | 8.722 | 6.105 | 8.722 | Static | 2.617 | Accepted
37872 | RTDR_50017_Central MA (7515) | Demand |  |  | REAL_TIME | Rest-of-Pool |  | MA | WCMASS | Central MA | Existing | 19.802 | 17.149 | 19.802 | Dynamic | 2.426 | Accepted
37873 | RTDR_50017_Eastern CT (7500) | Demand |  |  | REAL_TIME | Connecticut |  | CT | Connecticut | Eastern CT | Existing | 5.41 | 5.119 | 5.41 | Static | 0.291 | Accepted
37874 | RTDR_50017_Lower SEMA (7511) | Demand |  |  | REAL_TIME | Rest-of-Pool |  | MA | SEMASS | Lower SEMA | Existing | 4.995 | 4.12 | 4.995 | Dynamic | 2.167 | Accepted
37875 | RTDR_50017_Maine (7505) | Demand |  |  | REAL_TIME | Maine |  | ME | Maine | Maine | Existing | 100.54 | 121.216 | 100.54 | Dynamic | 12.215 | Accepted
37876 | RTDR_50017_New Hampshire (7509) | Demand |  |  | REAL_TIME | Rest-of-Pool |  | NH | New Hampshire | New Hampshire | Existing | 9.125 | 8.406 | 9.125 | Dynamic | 7.806 | Accepted
37877 | RTDR_50017_North Shore (7508) | Demand |  |  | REAL_TIME | NEMA-Boston |  | MA | NEMASSBOST | North Shore | Existing | 2.871 | 2.01 | 2.871 | Static | 0.861 | Accepted
37878 | RTDR_50017_Northern CT (7501) | Demand |  |  | REAL_TIME | Connecticut |  | CT | Connecticut | Northern CT | Existing | 5.72 | 5.307 | 5.72 | Static /Dynamic | 2.289 | Accepted
37879 | RTDR_50017_Northwest Vermont (7513) | Demand |  |  | REAL_TIME | Rest-of-Pool |  | VT | Vermont | Northwest Vermont | Existing | 16.38 | 23.508 | 16.38
37880 | RTDR_50017_Norwalk - Stamford (7502) | Demand |  |  | REAL_TIME | Connecticut |  | CT | Connecticut | Norwalk - Stamford | Existing | 8.816 | 8.494 | 8.816 | Static /Dynamic | 4.213 | Accepted
37881 | RTDR_50017_Portland Maine (7506) | Demand |  |  | REAL_TIME | Maine |  | ME | Maine | Portland Maine | Existing | 5.328 | 6.429 | 5.328 | Dynamic | 1.039 | Accepted
37882 | RTDR_50017_Rhode Island (7518) | Demand |  |  | REAL_TIME | Rest-of-Pool |  | RI | Rhode Island | Rhode Island | Existing | 32.628 | 29.097 | 32.628 | Dynamic | 2.133 | Accepted
37883 | RTDR_50017_SEMA (7512) | Demand |  |  | REAL_TIME | Rest-of-Pool |  | MA | SEMASS | SEMA | Existing | 32.479 | 27.523 | 32.479 | Dynamic | 11.092 | Accepted
37884 | RTDR_50017_Seacoast (7510) | Demand |  |  | REAL_TIME | Rest-of-Pool |  | NH | New Hampshire | Seacoast | Existing | 1.064 | 1.063 | 1.064 | Dynamic | 0.893 | Accepted
37885 | RTDR_50017_Springfield MA (7516) | Demand |  |  | REAL_TIME | Rest-of-Pool |  | MA | WCMASS | Springfield MA | Existing | 12.447 | 10.544 | 12.447 | Dynamic | 1.451 | Accepted
37886 | RTDR_50017_Vermont (7514) | Demand |  |  | REAL_TIME | Rest-of-Pool |  | VT | Vermont | Vermont | Existing | 5.104 | 5.493 | 5.104 | Dynamic | 0.655 | Accepted
37887 | RTDR_50017_Western CT (7503) | Demand |  |  | REAL_TIME | Connecticut |  | CT | Connecticut | Western CT | Existing | 20.788 | 18.263 | 20.788 | Static /Dynamic | 18.839 | Accepted
37888 | RTDR_50017_Western MA (7517) | Demand |  |  | REAL_TIME | Rest-of-Pool |  | MA | WCMASS | Western MA | Existing | 23.522 | 21.279 | 23.522 | Dynamic | 2.895 | Accepted
37889 | RTDR_50092_Eastern CT (7500) - 2 | Demand |  |  | REAL_TIME | Connecticut |  | CT | Connecticut | Eastern CT | Existing | 22.293 | 22.293 | 22.293
37890 | RTDR_50092_Northern CT (7501) - 2 | Demand |  |  | REAL_TIME | Connecticut |  | CT | Connecticut | Northern CT | Existing | 47.961 | 47.961 | 47.961
37891 | RTDR_50092_Norwalk - Stamford (7502) - 2 | Demand |  |  | REAL_TIME | Connecticut |  | CT | Connecticut | Norwalk - Stamford | Existing | 2.622 | 2.622 | 2.622
37892 | RTDR_50092_Western CT (7503) - 2 | Demand |  |  | REAL_TIME | Connecticut |  | CT | Connecticut | Western CT | Existing | 26.254 | 26.254 | 26.254
37896 | RTDR_50689_Bangor Hydro (7504) - Grp A | Demand |  |  | REAL_TIME | Maine |  | ME | Maine | Bangor Hydro | Existing | 58.478 | 58.478 | 58.478
37899 | RTDR_50689_Central MA (7515) - Grp B | Demand |  |  | REAL_TIME | Rest-of-Pool |  | MA | WCMASS | Central MA | Existing | 12.608 | 11.358 | 12.608 | Static /Dynamic | 10.678 | Accepted
37900 | RTDR_50689_Eastern CT (7500) - Grp A | Demand |  |  | REAL_TIME | Connecticut |  | CT | Connecticut | Eastern CT | Existing | 17.182 | 17.182 | 17.182 | Dynamic | 17.182 | Accepted
37901 | RTDR_50689_Lower SEMA (7511) - Grp A | Demand |  |  | REAL_TIME | Rest-of-Pool |  | MA | SEMASS | Lower SEMA | Existing | 2.162 | 1.73 | 2.162 | Static /Dynamic | 2.162 | Accepted
37902 | RTDR_50689_Lower SEMA (7511) - Grp B | Demand |  |  | REAL_TIME | Rest-of-Pool |  | MA | SEMASS | Lower SEMA | Existing | 5.932 | 5.932 | 5.932 | Dynamic | 5.932 | Accepted
37903 | RTDR_50689_Maine (7505) - Grp A | Demand |  |  | REAL_TIME | Maine |  | ME | Maine | Maine | Existing | 111.793 | 111.793 | 111.793
37904 | RTDR_50689_New Hampshire (7509) - Grp A | Demand |  |  | REAL_TIME | Rest-of-Pool |  | NH | New Hampshire | New Hampshire | Existing | 26.812 | 26.812 | 26.812 | Dynamic | 23.252 | Accepted
37907 | RTDR_50689_Northern CT (7501) - Grp A | Demand |  |  | REAL_TIME | Connecticut |  | CT | Connecticut | Northern CT | Existing | 16.924 | 16.924 | 16.924 | Dynamic | 9.524 | Accepted
37908 | RTDR_50689_Northwest Vermont (7513) - Grp A | Demand |  |  | REAL_TIME | Rest-of-Pool |  | VT | Vermont | Northwest Vermont | Existing | 14.214 | 14.214 | 14.214 | Dynamic | 13.634 | Accepted
37909 | RTDR_50689_Portland Maine (7506) - Grp A | Demand |  |  | REAL_TIME | Maine |  | ME | Maine | Portland Maine | Existing | 3.575 | 3.575 | 3.575 | Dynamic | 3.175 | Accepted
37910 | RTDR_50689_Rhode Island (7518) - Grp B | Demand |  |  | REAL_TIME | Rest-of-Pool |  | RI | Rhode Island | Rhode Island | Existing | 17.514 | 17.514 | 17.514 | Dynamic | 17.514 | Accepted
37911 | RTDR_50689_SEMA (7512) - Grp A | Demand |  |  | REAL_TIME | Rest-of-Pool |  | MA | SEMASS | SEMA | Existing | 7.292 | 6.15 | 7.292 | Static /Dynamic | 7.292 | Accepted
37912 | RTDR_50689_SEMA (7512) - Grp B | Demand |  |  | REAL_TIME | Rest-of-Pool |  | MA | SEMASS | SEMA | Existing | 20.158 | 20.158 | 20.158 | Dynamic | 19.718 | Accepted
37913 | RTDR_50689_Seacoast (7510) - Grp A | Demand |  |  | REAL_TIME | Rest-of-Pool |  | NH | New Hampshire | Seacoast | Existing | 6.452 | 6.452 | 6.452 | Dynamic | 5.392 | Accepted
37914 | RTDR_50689_Springfield MA (7516) - Grp B | Demand |  |  | REAL_TIME | Rest-of-Pool |  | MA | WCMASS | Springfield MA | Existing | 13.544 | 10.84 | 13.544 | Static /Dynamic | 9.874 | Accepted
37915 | RTDR_50689_Vermont (7514) - Grp A | Demand |  |  | REAL_TIME | Rest-of-Pool |  | VT | Vermont | Vermont | Existing | 13.002 | 13.002 | 13.002 | Dynamic | 10.242 | Accepted
37916 | RTDR_50689_Western MA (7517) - Grp B | Demand |  |  | REAL_TIME | Rest-of-Pool |  | MA | WCMASS | Western MA | Existing | 47.421 | 45.135 | 47.421 | Static /Dynamic | 40.061 | Accepted
37917 | RTDR_50744_Boston (7507) - Grp C | Demand |  |  | REAL_TIME | NEMA-Boston |  | MA | NEMASSBOST | Boston | Existing | 40.351 | 40.351 | 40.351
37918 | RTDR_50744_Central MA (7515) - Grp A | Demand |  |  | REAL_TIME | Rest-of-Pool |  | MA | WCMASS | Central MA | Existing | 2.484 | 2.484 | 2.484
37919 | RTDR_50744_Lower SEMA (7511) - Grp C | Demand |  |  | REAL_TIME | Rest-of-Pool |  | MA | SEMASS | Lower SEMA | Existing | 2.549 | 2.549 | 2.549
37920 | RTDR_50744_North Shore (7508) - Grp C | Demand |  |  | REAL_TIME | NEMA-Boston |  | MA | NEMASSBOST | North Shore | Existing | 17.292 | 17.292 | 17.292
37921 | RTDR_50744_Northern CT (7501) - Grp A | Demand |  |  | REAL_TIME | Connecticut |  | CT | Connecticut | Northern CT | Existing | 8.945 | 0 | 8.945 | Static | 8.945 | Accepted
37922 | RTDR_50744_Northern CT (7501) - Grp B | Demand |  |  | REAL_TIME | Connecticut |  | CT | Connecticut | Northern CT | Existing | 21.579 | 21.579 | 21.579
37923 | RTDR_50744_Norwalk - Stamford (7502) - Grp A | Demand |  |  | REAL_TIME | Connecticut |  | CT | Connecticut | Norwalk - Stamford | Existing | 8.935 | 0 | 8.935 | Static | 8.935 | Accepted
37924 | RTDR_50744_SEMA (7512) - Grp C | Demand |  |  | REAL_TIME | Rest-of-Pool |  | MA | SEMASS | SEMA | Existing | 54.099 | 54.099 | 54.099 | Dynamic | 45.099 | Accepted
37925 | RTDR_50744_Springfield MA (7516) - Grp A | Demand |  |  | REAL_TIME | Rest-of-Pool |  | MA | WCMASS | Springfield MA | Existing | 2.485 | 2.485 | 2.485 | Dynamic | 1.485 | Accepted
37926 | RTDR_50744_Western CT (7503) - Grp A | Demand |  |  | REAL_TIME | Connecticut |  | CT | Connecticut | Western CT | Existing | 7.71 | 0 | 7.71 | Static | 7.71 | Accepted
37927 | RTDR_50744_Western CT (7503) - Grp B | Demand |  |  | REAL_TIME | Connecticut |  | CT | Connecticut | Western CT | Existing | 9.159 | 9.159 | 9.159
37928 | RTDR_50786_Boston (7507) | Demand |  |  | REAL_TIME | NEMA-Boston |  | MA | NEMASSBOST | Boston | Existing | 38.475 | 38.475 | 38.475
37929 | RTDR_50786_Central MA (7515) | Demand |  |  | REAL_TIME | Rest-of-Pool |  | MA | WCMASS | Central MA | Existing | 8.278 | 8.278 | 8.278 | Dynamic | 6.337 | Accepted
37930 | RTDR_50786_Eastern CT (7500) | Demand |  |  | REAL_TIME | Connecticut |  | CT | Connecticut | Eastern CT | Existing | 5.851 | 5.851 | 5.851 | Dynamic | 2.902 | Accepted
37931 | RTDR_50786_Lower SEMA (7511) | Demand |  |  | REAL_TIME | Rest-of-Pool |  | MA | SEMASS | Lower SEMA | Existing | 4.983 | 4.983 | 4.983 | Dynamic | 1.925 | Accepted
37932 | RTDR_50786_Maine (7505) | Demand |  |  | REAL_TIME | Maine |  | ME | Maine | Maine | Existing | 8.022 | 8.022 | 8.022 | Dynamic | 4.843 | Accepted
37933 | RTDR_50786_New Hampshire (7509) | Demand |  |  | REAL_TIME | Rest-of-Pool |  | NH | New Hampshire | New Hampshire | Existing | 9.937 | 9.937 | 9.937 | Dynamic | 6.166 | Accepted
37934 | RTDR_50786_North Shore (7508) | Demand |  |  | REAL_TIME | NEMA-Boston |  | MA | NEMASSBOST | North Shore | Existing | 15.367 | 15.367 | 15.367
37935 | RTDR_50786_Northern CT (7501) | Demand |  |  | REAL_TIME | Connecticut |  | CT | Connecticut | Northern CT | Existing | 5.854 | 5.854 | 5.854 | Dynamic | 2.905 | Accepted
37936 | RTDR_50786_Norwalk - Stamford (7502) | Demand |  |  | REAL_TIME | Connecticut |  | CT | Connecticut | Norwalk - Stamford | Existing | 10.663 | 10.663 | 10.663 | Dynamic | 7.968 | Accepted
37937 | RTDR_50786_Portland Maine (7506) | Demand |  |  | REAL_TIME | Maine |  | ME | Maine | Portland Maine | Existing | 9.368 | 9.368 | 9.368 | Dynamic | 6.425 | Accepted
37938 | RTDR_50786_Rhode Island (7518) | Demand |  |  | REAL_TIME | Rest-of-Pool |  | RI | Rhode Island | Rhode Island | Existing | 12.96 | 12.96 | 12.96 | Dynamic | 8.156 | Accepted
37939 | RTDR_50786_SEMA (7512) | Demand |  |  | REAL_TIME | Rest-of-Pool |  | MA | SEMASS | SEMA | Existing | 12.362 | 12.362 | 12.362 | Dynamic | 9.438 | Accepted
37940 | RTDR_50786_Seacoast (7510) | Demand |  |  | REAL_TIME | Rest-of-Pool |  | NH | New Hampshire | Seacoast | Existing | 2.412 | 2.412 | 2.412 | Dynamic | 0.799 | Accepted
37941 | RTDR_50786_Springfield MA (7516) | Demand |  |  | REAL_TIME | Rest-of-Pool |  | MA | WCMASS | Springfield MA | Existing | 5.669 | 5.669 | 5.669 | Dynamic | 5.669 | Accepted
37942 | RTDR_50786_Vermont (7514) | Demand |  |  | REAL_TIME | Rest-of-Pool |  | VT | Vermont | Vermont | Existing | 8.1 | 8.1 | 8.1 | Dynamic | 5.176 | Accepted
37943 | RTDR_50786_Western CT (7503) | Demand |  |  | REAL_TIME | Connecticut |  | CT | Connecticut | Western CT | Existing | 17.247 | 17.247 | 17.247 | Dynamic | 16.286 | Accepted
37944 | RTDR_50786_Western MA (7517) | Demand |  |  | REAL_TIME | Rest-of-Pool |  | MA | WCMASS | Western MA | Existing | 6.322 | 6.322 | 6.322 | Dynamic | 4.048 | Accepted
37985 | RTDR_RTEG_50689_Eastern CT (7500) - Grp A | Demand |  |  | REAL_TIME_EG | Connecticut |  | CT | Connecticut | Eastern CT | Existing | 0.013 | 0.013 | 0.013 | Dynamic | 0.013 | Accepted
37987 | RTDR_RTEG_50689_Northern CT (7501) - Grp A | Demand |  |  | REAL_TIME_EG | Connecticut |  | CT | Connecticut | Northern CT | Existing | 0.174 | 0.174 | 0.174 | Dynamic | 0.174 | Accepted
37990 | RTEG_50017_Bangor Hydro (7504) | Demand |  |  | REAL_TIME_EG | Maine |  | ME | Maine | Bangor Hydro | Existing | 0.581 | 0.433 | 0.581
37991 | RTEG_50017_Boston (7507) | Demand |  |  | REAL_TIME_EG | NEMA-Boston |  | MA | NEMASSBOST | Boston | Existing | 10.216 | 9.988 | 10.216 | Static | 0.228 | Accepted
37992 | RTEG_50017_Central MA (7515) | Demand |  |  | REAL_TIME_EG | Rest-of-Pool |  | MA | WCMASS | Central MA | Existing | 10.992 | 11.424 | 10.992 | Dynamic | 0.269 | Accepted
37993 | RTEG_50017_Eastern CT (7500) | Demand |  |  | REAL_TIME_EG | Connecticut |  | CT | Connecticut | Eastern CT | Existing | 6.628 | 6.628 | 6.628 | Dynamic | 1.04 | Accepted
37994 | RTEG_50017_Lower SEMA (7511) | Demand |  |  | REAL_TIME_EG | Rest-of-Pool |  | MA | SEMASS | Lower SEMA | Existing | 6.208 | 6.208 | 6.208 | Dynamic | 0.041 | Accepted
37995 | RTEG_50017_Maine (7505) | Demand |  |  | REAL_TIME_EG | Maine |  | ME | Maine | Maine | Existing | 7.612 | 5.883 | 7.612
37996 | RTEG_50017_New Hampshire (7509) | Demand |  |  | REAL_TIME_EG | Rest-of-Pool |  | NH | New Hampshire | New Hampshire | Existing | 15.352 | 12.65 | 15.352 | Dynamic | 2.014 | Accepted
37997 | RTEG_50017_North Shore (7508) | Demand |  |  | REAL_TIME_EG | NEMA-Boston |  | MA | NEMASSBOST | North Shore | Existing | 2.043 | 2.043 | 2.043
37998 | RTEG_50017_Northern CT (7501) | Demand |  |  | REAL_TIME_EG | Connecticut |  | CT | Connecticut | Northern CT | Existing | 3.528 | 3.529 | 3.528
37999 | RTEG_50017_Northwest Vermont (7513) | Demand |  |  | REAL_TIME_EG | Rest-of-Pool |  | VT | Vermont | Northwest Vermont | Existing | 1.768 | 1.768 | 1.768
38000 | RTEG_50017_Norwalk - Stamford (7502) | Demand |  |  | REAL_TIME_EG | Connecticut |  | CT | Connecticut | Norwalk - Stamford | Existing | 3.288 | 3.416 | 3.288 | Dynamic | 1.972 | Accepted
38001 | RTEG_50017_Portland Maine (7506) | Demand |  |  | REAL_TIME_EG | Maine |  | ME | Maine | Portland Maine | Existing | 3.609 | 2.983 | 3.609 | Dynamic | 0.166 | Accepted
38002 | RTEG_50017_Rhode Island (7518) | Demand |  |  | REAL_TIME_EG | Rest-of-Pool |  | RI | Rhode Island | Rhode Island | Existing | 22.2 | 19.537 | 22.2 | Dynamic | 12.224 | Accepted
38003 | RTEG_50017_SEMA (7512) | Demand |  |  | REAL_TIME_EG | Rest-of-Pool |  | MA | SEMASS | SEMA | Existing | 8.993 | 9.317 | 8.993 | Dynamic | 1.681 | Accepted
38004 | RTEG_50017_Seacoast (7510) | Demand |  |  | REAL_TIME_EG | Rest-of-Pool |  | NH | New Hampshire | Seacoast | Existing | 0.684 | 0.684 | 0.684
38005 | RTEG_50017_Springfield MA (7516) | Demand |  |  | REAL_TIME_EG | Rest-of-Pool |  | MA | WCMASS | Springfield MA | Existing | 3.19 | 2.656 | 3.19 | Dynamic | 0.724 | Accepted
38006 | RTEG_50017_Vermont (7514) | Demand |  |  | REAL_TIME_EG | Rest-of-Pool |  | VT | Vermont | Vermont | Existing | 1.098 | 1.098 | 1.098
38007 | RTEG_50017_Western CT (7503) | Demand |  |  | REAL_TIME_EG | Connecticut |  | CT | Connecticut | Western CT | Existing | 6.651 | 6.826 | 6.651 | Dynamic | 2.754 | Accepted
38008 | RTEG_50017_Western MA (7517) | Demand |  |  | REAL_TIME_EG | Rest-of-Pool |  | MA | WCMASS | Western MA | Existing | 3.296 | 3.271 | 3.296 | Dynamic | 0.263 | Accepted
38009 | RTEG_50092_Eastern CT (7500) - 2 | Demand |  |  | REAL_TIME_EG | Connecticut |  | CT | Connecticut | Eastern CT | Existing | 11.829 | 11.829 | 11.829
38010 | RTEG_50092_Northern CT (7501) - 2 | Demand |  |  | REAL_TIME_EG | Connecticut |  | CT | Connecticut | Northern CT | Existing | 24.807 | 24.807 | 24.807
38011 | RTEG_50092_Norwalk - Stamford (7502) - 2 | Demand |  |  | REAL_TIME_EG | Connecticut |  | CT | Connecticut | Norwalk - Stamford | Existing | 7.234 | 7.234 | 7.234
38012 | RTEG_50092_Western CT (7503) - 2 | Demand |  |  | REAL_TIME_EG | Connecticut |  | CT | Connecticut | Western CT | Existing | 31.807 | 31.807 | 31.807
38013 | RTEG_50689_Bangor Hydro (7504) - Grp A | Demand |  |  | REAL_TIME_EG | Maine |  | ME | Maine | Bangor Hydro | Existing | 3.16 | 3.16 | 3.16 | Dynamic | 3.16 | Accepted
38014 | RTEG_50689_Bangor Hydro (7504) - Grp B | Demand |  |  | REAL_TIME_EG | Maine |  | ME | Maine | Bangor Hydro | Existing | 2.318 | 2.318 | 2.318 | Dynamic | 2.318 | Accepted
38016 | RTEG_50689_Central MA (7515) - Grp A | Demand |  |  | REAL_TIME_EG | Rest-of-Pool |  | MA | WCMASS | Central MA | Existing | 2.534 | 2.534 | 2.534 | Dynamic | 2.534 | Accepted
38017 | RTEG_50689_Central MA (7515) - Grp B | Demand |  |  | REAL_TIME_EG | Rest-of-Pool |  | MA | WCMASS | Central MA | Existing | 13.28 | 13.28 | 13.28 | Dynamic | 13.28 | Accepted
38018 | RTEG_50689_Eastern CT (7500) - Grp B | Demand |  |  | REAL_TIME_EG | Connecticut |  | CT | Connecticut | Eastern CT | Existing | 0.434 | 0.434 | 0.434 | Dynamic | 0.434 | Accepted
38019 | RTEG_50689_Lower SEMA (7511) - Grp B | Demand |  |  | REAL_TIME_EG | Rest-of-Pool |  | MA | SEMASS | Lower SEMA | Existing | 2.98 | 2.98 | 2.98 | Dynamic | 2.98 | Accepted
38020 | RTEG_50689_Maine (7505) - Grp A | Demand |  |  | REAL_TIME_EG | Maine |  | ME | Maine | Maine | Existing | 2.566 | 2.566 | 2.566 | Dynamic | 2.566 | Accepted
38021 | RTEG_50689_Maine (7505) - Grp B | Demand |  |  | REAL_TIME_EG | Maine |  | ME | Maine | Maine | Existing | 4.695 | 4.695 | 4.695 | Dynamic | 4.695 | Accepted
38022 | RTEG_50689_New Hampshire (7509) - Grp A | Demand |  |  | REAL_TIME_EG | Rest-of-Pool |  | NH | New Hampshire | New Hampshire | Existing | 9.189 | 9.189 | 9.189 | Dynamic | 9.189 | Accepted
38023 | RTEG_50689_New Hampshire (7509) - Grp B | Demand |  |  | REAL_TIME_EG | Rest-of-Pool |  | NH | New Hampshire | New Hampshire | Existing | 7.133 | 7.133 | 7.133 | Dynamic | 7.133 | Accepted
38025 | RTEG_50689_Northern CT (7501) - Grp B | Demand |  |  | REAL_TIME_EG | Connecticut |  | CT | Connecticut | Northern CT | Existing | 3.062 | 3.062 | 3.062 | Dynamic | 3.062 | Accepted
38026 | RTEG_50689_Northwest Vermont (7513) - Grp A | Demand |  |  | REAL_TIME_EG | Rest-of-Pool |  | VT | Vermont | Northwest Vermont | Existing | 5.941 | 5.941 | 5.941 | Dynamic | 5.941 | Accepted
38027 | RTEG_50689_Norwalk - Stamford (7502) - Grp B | Demand |  |  | REAL_TIME_EG | Connecticut |  | CT | Connecticut | Norwalk - Stamford | Existing | 0.103 | 0.103 | 0.103 | Dynamic | 0.103 | Accepted
38028 | RTEG_50689_Portland Maine (7506) - Grp A | Demand |  |  | REAL_TIME_EG | Maine |  | ME | Maine | Portland Maine | Existing | 0.348 | 0.348 | 0.348 | Dynamic | 0.348 | Accepted
38029 | RTEG_50689_Portland Maine (7506) - Grp B | Demand |  |  | REAL_TIME_EG | Maine |  | ME | Maine | Portland Maine | Existing | 2.455 | 2.455 | 2.455 | Dynamic | 2.455 | Accepted
38030 | RTEG_50689_Rhode Island (7518) - Grp A | Demand |  |  | REAL_TIME_EG | Rest-of-Pool |  | RI | Rhode Island | Rhode Island | Existing | 6.804 | 5.754 | 6.804 | Static /Dynamic | 6.804 | Accepted
38031 | RTEG_50689_Rhode Island (7518) - Grp B | Demand |  |  | REAL_TIME_EG | Rest-of-Pool |  | RI | Rhode Island | Rhode Island | Existing | 19.631 | 19.631 | 19.631 | Dynamic | 19.631 | Accepted
38032 | RTEG_50689_SEMA (7512) - Grp B | Demand |  |  | REAL_TIME_EG | Rest-of-Pool |  | MA | SEMASS | SEMA | Existing | 13.276 | 13.276 | 13.276 | Dynamic | 13.276 | Accepted
38033 | RTEG_50689_Seacoast (7510) - Grp A | Demand |  |  | REAL_TIME_EG | Rest-of-Pool |  | NH | New Hampshire | Seacoast | Existing | 1.342 | 1.342 | 1.342 | Dynamic | 1.342 | Accepted
38034 | RTEG_50689_Seacoast (7510) - Grp B | Demand |  |  | REAL_TIME_EG | Rest-of-Pool |  | NH | New Hampshire | Seacoast | Existing | 4.674 | 4.674 | 4.674 | Dynamic | 4.674 | Accepted
38035 | RTEG_50689_Springfield MA (7516) - Grp A | Demand |  |  | REAL_TIME_EG | Rest-of-Pool |  | MA | WCMASS | Springfield MA | Existing | 0.469 | 0.469 | 0.469 | Dynamic | 0.469 | Accepted
38036 | RTEG_50689_Springfield MA (7516) - Grp B | Demand |  |  | REAL_TIME_EG | Rest-of-Pool |  | MA | WCMASS | Springfield MA | Existing | 6.263 | 6.263 | 6.263 | Dynamic | 6.263 | Accepted
38037 | RTEG_50689_Vermont (7514) - Grp A | Demand |  |  | REAL_TIME_EG | Rest-of-Pool |  | VT | Vermont | Vermont | Existing | 2.662 | 2.662 | 2.662 | Dynamic | 2.662 | Accepted
38038 | RTEG_50689_Western CT (7503) - Grp B | Demand |  |  | REAL_TIME_EG | Connecticut |  | CT | Connecticut | Western CT | Existing | 3.834 | 3.834 | 3.834 | Dynamic | 3.834 | Accepted
38039 | RTEG_50689_Western MA (7517) - Grp A | Demand |  |  | REAL_TIME_EG | Rest-of-Pool |  | MA | WCMASS | Western MA | Existing | 0.469 | 0.469 | 0.469 | Dynamic | 0.469 | Accepted
38040 | RTEG_50689_Western MA (7517) - Grp B | Demand |  |  | REAL_TIME_EG | Rest-of-Pool |  | MA | WCMASS | Western MA | Existing | 3.14 | 3.14 | 3.14 | Dynamic | 3.14 | Accepted
38048 | RTEG_RTDR_50017_Central MA (7515) | Demand |  |  | REAL_TIME | Rest-of-Pool |  | MA | WCMASS | Central MA | Existing | 0.542 | 0.434 | 0.542
38049 | RTEG_RTDR_50017_Springfield MA (7516) | Demand |  |  | REAL_TIME | Rest-of-Pool |  | MA | WCMASS | Springfield MA | Existing | 0.535 | 0.428 | 0.535
38050 | RTEG_RTDR_50017_Western MA (7517) | Demand |  |  | REAL_TIME | Rest-of-Pool |  | MA | WCMASS | Western MA | Existing | 0.543 | 0.434 | 0.543
38052 | RTEG_RTDR_50689_Eastern CT (7500) - Grp A | Demand |  |  | REAL_TIME | Connecticut |  | CT | Connecticut | Eastern CT | Existing | 0.139 | 0.139 | 0.139 | Dynamic | 0.139 | Accepted
38054 | RTEG_RTDR_50689_Northern CT (7501) - Grp A | Demand |  |  | REAL_TIME | Connecticut |  | CT | Connecticut | Northern CT | Existing | 0.068 | 0.068 | 0.068 | Dynamic | 0.068 | Accepted
38055 | RTEG_RTDR_50689_Norwalk - Stamford (7502) - Grp A | Demand |  |  | REAL_TIME | Connecticut |  | CT | Connecticut | Norwalk - Stamford | Existing | 0.291 | 0.291 | 0.291 | Dynamic | 0.291 | Accepted
38056 | RTEG_RTDR_50689_Western CT (7503) - Grp A | Demand |  |  | REAL_TIME | Connecticut |  | CT | Connecticut | Western CT | Existing | 0.985 | 0.985 | 0.985 | Dynamic | 0.985 | Accepted
38057 | Efficiency Maine Trust FCA6 B | Demand |  |  | ON_PEAK | Maine |  | ME | Maine |  | Existing | 15.175 | 15.175 | 15.175
392 | DEXTER | Generator | No | GAS |  | Connecticut |  | CT | Connecticut |  | New | 7 | 7 | 7
426 | GORGE 1 DIESEL | Generator | No | OIL/GAS |  | Rest-of-Pool |  | VT | Vermont |  | New | 38.8 | 43.68 | 38.8
12581 | CL&P - Conservation & Load Management (CL&M) - Energy Efficiency Project | Demand |  |  | SEASONAL_PEAK | Connecticut |  | CT | Connecticut |  | New | 51.3 | 51.3 | 51.3
12584 | Conservation and Load Management Program | Demand |  |  | ON_PEAK | Connecticut |  | CT | Connecticut |  | New | 1.62 | 1.62 | 1.62
12590 | Ameresco CT DSM | Demand |  |  | ON_PEAK | Connecticut |  | CT | Connecticut |  | New | 0.27 | 0.27 | 0.27
12600 | UI Conservation and Load Management Programs | Demand |  |  | SEASONAL_PEAK | Connecticut |  | CT | Connecticut |  | New | 9.744 | 18.094 | 9.744
12657 | Unitil CORE Energy Efficiency Programs-2 | Demand |  |  | ON_PEAK | Rest-of-Pool |  | MA | WCMASS |  | New | 1.059 | 1.089 | 1.059
12670 | ngrid_nema_fca1_eeodr | Demand |  |  | ON_PEAK | NEMA-Boston |  | MA | NEMASSBOST |  | New | 18.192 | 18.414 | 18.192
12671 | ngrid_nh_fca1_eeodr | Demand |  |  | ON_PEAK | Rest-of-Pool |  | NH | New Hampshire |  | New | 1.123 | 0.983 | 0.983
12672 | ngrid_ri_fca1_eeodr | Demand |  |  | ON_PEAK | Rest-of-Pool |  | RI | Rhode Island |  | New | 20.126 | 17.879 | 17.879
12673 | ngrid_sema_fca1_eeodr | Demand |  |  | ON_PEAK | Rest-of-Pool |  | MA | SEMASS |  | New | 23.797 | 23.797 | 23.797
12674 | ngrid_wcma_fca1_eeodr | Demand |  |  | ON_PEAK | Rest-of-Pool |  | MA | WCMASS |  | New | 32.392 | 32.724 | 32.392
12684 | NSTAR EE NEMA | Demand |  |  | ON_PEAK | NEMA-Boston |  | MA | NEMASSBOST |  | New | 28.417 | 28.417 | 28.417
12685 | NSTAR EE SEMA | Demand |  |  | ON_PEAK | Rest-of-Pool |  | MA | SEMASS |  | New | 3.158 | 3.158 | 3.158
12693 | PSNH CORE Energy Efficiency Programs | Demand |  |  | ON_PEAK | Rest-of-Pool |  | NH | New Hampshire |  | New | 5.632 | 5.473 | 5.473
12705 | Cape Light Compact Energy Efficiency Portfolio | Demand |  |  | ON_PEAK | Rest-of-Pool |  | MA | SEMASS |  | New | 3.028 | 6.739 | 3.028
12757 | NHEC Energy Efficiency Programs | Demand |  |  | ON_PEAK | Rest-of-Pool |  | NH | New Hampshire |  | New | 0.572 | 0.82 | 0.572
12801 | UES CORE Energy Efficiency Programs | Demand |  |  | ON_PEAK | Rest-of-Pool |  | NH | New Hampshire |  | New | 1.157 | 1.207 | 1.157
12806 | WMECO - Conservation & Load Management (CL&M) - Energy Efficiency Project | Demand |  |  | SEASONAL_PEAK | Rest-of-Pool |  | MA | WCMASS |  | New | 11.34 | 11.34 | 11.34
12822 | Burlington Electric Department - On-Peak Efficiency | Demand |  |  | ON_PEAK | Rest-of-Pool |  | VT | Vermont |  | New | 0.816 | 0.829 | 0.816
12845 | Vermont Efficiency Portfolio-1 | Demand |  |  | ON_PEAK | Rest-of-Pool |  | VT | Vermont |  | New | 16.848 | 16.848 | 16.848
14217 | NORTHFIELD MOUNTAIN 1 | Generator | No | HYDRO: PUMPED STORAGE |  | Rest-of-Pool |  | MA | WCMASS |  | New | 12 | 12 | 12
14218 | NORTHFIELD MOUNTAIN 2 | Generator | No | HYDRO: PUMPED STORAGE |  | Rest-of-Pool |  | MA | WCMASS |  | New | 12 | 12 | 12
14219 | NORTHFIELD MOUNTAIN 3 | Generator | No | HYDRO: PUMPED STORAGE |  | Rest-of-Pool |  | MA | WCMASS |  | New | 12 | 12 | 12
14220 | NORTHFIELD MOUNTAIN 4 | Generator | No | HYDRO: PUMPED STORAGE |  | Rest-of-Pool |  | MA | WCMASS |  | New | 12 | 12 | 12
16653 | Laidlaw Berlin Biopower | Generator | No | Wood/Wood Waste Solids |  | Rest-of-Pool |  | NH | New Hampshire |  | New | 6.68 | 6.68 | 6.68
16687 | Bangor Hydro OP | Demand |  |  | ON_PEAK | Maine |  | ME | Maine |  | New | 1.512 | 1.134 | 1.134
17231 | Deerfield Wind Farm Project | Generator | Yes | Wind |  | Rest-of-Pool |  | MA | WCMASS |  | New | 7.324 | 11.924 | 7.324
37112 | Efficiency Maine Trust FCA6 | Demand |  |  | ON_PEAK | Maine |  | ME | Maine |  | New | 3.996 | 3.672 | 3.672
37874 | RTDR_50017_Lower SEMA (7511) | Demand |  |  | REAL_TIME | Rest-of-Pool |  | MA | SEMASS | Lower SEMA | New | 0.756 | 0.648 | 0.648
37879 | RTDR_50017_Northwest Vermont (7513) | Demand |  |  | REAL_TIME | Rest-of-Pool |  | VT | Vermont | Northwest Vermont | New | 0.322 | 0.23 | 0.23
37881 | RTDR_50017_Portland Maine (7506) | Demand |  |  | REAL_TIME | Maine |  | ME | Maine | Portland Maine | New | 1.188 | 0.864 | 0.864
38057 | Efficiency Maine Trust FCA6 B | Demand |  |  | ON_PEAK | Maine |  | ME | Maine |  | New | 19.991 | 36.677 | 19.991
38061 | Madison County FCA7 | Import |  |  |  | Rest-of-Pool | New York AC Ties |  |  |  | New | 1.4 | 1.4 | 1.4
38062 | Mill Seat FCA7 | Import |  |  |  | Rest-of-Pool | New York AC Ties |  |  |  | New | 6.1 | 6.1 | 6.1
38063 | Chaffee FCA7 | Import |  |  |  | Rest-of-Pool | New York AC Ties |  |  |  | New | 6.1 | 6.1 | 6.1
38064 | Monroe-Livingston FCA7 | Import |  |  |  | Rest-of-Pool | New York AC Ties |  |  |  | New | 0.7 | 0.7 | 0.7
38065 | High Acres I FCA7 | Import |  |  |  | Rest-of-Pool | New York AC Ties |  |  |  | New | 3 | 3 | 3
38066 | High Acres II FCA7 | Import |  |  |  | Rest-of-Pool | New York AC Ties |  |  |  | New | 6 | 6 | 6
38068 | HQ_HG_tie1_16-17 | Import |  |  |  | Rest-of-Pool | Hydro-Quebec Highgate |  |  |  | New | 91 | 91 | 91
38071 | HQ_NB_tie1_16-17 | Import |  |  |  | Maine | New Brunswick |  |  |  | New | 308 | 308 | 308
38073 | HQ_NY_tie1_16-17 | Import |  |  |  | Rest-of-Pool | New York AC Ties |  |  |  | New | 600 | 600 | 600
38075 | HQ_PII_tie1_16-17 | Import |  |  |  | Rest-of-Pool | Phase I/II HQ Excess |  |  |  | New | 345 | 345 | 345
38077 | LIEVRE RIVER Import 2016-17 | Import |  |  |  | Rest-of-Pool | Phase I/II HQ Excess |  |  |  | New | 240 | 240 | 240
38078 | NFM Solar Power, LLC | Generator | Yes | Solar |  | Rest-of-Pool |  | MA | WCMASS |  | New | 0.507 | 0 | 0.507
38079 | ERIE Boulevard HYDRO Import 2016-17 | Import |  |  |  | Rest-of-Pool | New York AC Ties |  |  |  | New | 630 | 630 | 630
38080 | Carr Street Generating Station Import 2016-17 | Import |  |  |  | Rest-of-Pool | New York AC Ties |  |  |  | New | 86 | 86 | 86
38081 | Indian Orchard Solar PV | Generator | Yes | Solar |  | Rest-of-Pool |  | MA | WCMASS |  | New | 0.595 | 0 | 0.595
38089 | Footprint Combined Cycle | Generator | No | GAS |  | NEMA-Boston |  | MA | NEMASSBOST |  | New | 674 | 674 | 674
38095 | Cape Wind Offshore | Generator | Yes | Wind |  | Rest-of-Pool |  | MA | SEMASS |  | New | 92.5 | 181.6 | 92.5
38110 | West Brookfield Solar | Generator | Yes | Solar |  | Rest-of-Pool |  | MA | WCMASS |  | New | 0.41 | 0 | 0.41
38114 | East Bridgewater Solar Energy Project | Generator | Yes | Solar |  | Rest-of-Pool |  | MA | SEMASS |  | New | 0.85 | 0 | 0.85
38115 | Harrington Street PV Project | Generator | Yes | Solar |  | Rest-of-Pool |  | MA | WCMASS |  | New | 1.43 | 0 | 1.43
38129 | RTDR_50017_Northwest Vermont (7513) - 3 | Demand |  |  | REAL_TIME | Rest-of-Pool |  | VT | Vermont | Northwest Vermont | Existing
38132 | RTDR_50017_Rhode Island (7518) - 3 | Demand |  |  | REAL_TIME | Rest-of-Pool |  | RI | Rhode Island | Rhode Island | Existing