## Introduction
Introduction
2013 ISO New England (ISO-NE) Reliability Coordinator Area Forecast
The “2013-2022 Forecast Report of Capacity, Energy, Loads, and Transmission” (CELT Report) is a source of assumptions for use in electric planning and reliability studies. This report provides assumptions for the ISO New England Reliability Coordinator area. Total New England Load and Total New England Capacity, which include northern Maine, are included in the Section 1 summaries for reference purposes.
In Section 1, the ISO New England Reliability Coordinator area reference load forecast may be characterized as having a fifty percent chance of being exceeded. The load forecast distributions for the years 2013 through 2022 are included in Section 1.6 of this report. Additional information on the load forecast, including the forecast bandwidths, is available on the ISO New England web site (see links below).
The capacity values in Section 1 are based on the Capacity Supply Obligations (CSO) for the Forward Capacity Market’s (FCM) 2012­2013, 2013­2014, 2014-2015, 2015-2016, and 2016-2017 Capacity Commitment Periods as of March 18, 2013. These include new and existing generating resources, demand resources, and imports.
The CSOs for each of the commitment periods are based on the following FCM auction results:
| 2012-2013 | Annual Reconfiguration Auction 3
| 2013-2014 | Annual Reconfiguration Auction 3
| 2014-2015 | Forward Capacity Auction Proration
| 2015-2016 | Forward Capacity Auction Proration
| 2016-2017 | Forward Capacity Auction Proration
The generating resource and demand resource CSO totals for the 2016­2017 Capacity Commitment Period are assumed to remain in place for the remainder of the CELT reporting period. Imports beyond the 2016-2017 Capacity Commitment Period reflect only known, long-term contracts.
The annual generating capacity totals based on Seasonal Claimed Capability (SCC)2 are included as a line item in Sections 1.1 and 1.2. Those values are based on the SCCs of existing assets plus the expected capability of future FCM and non-FCM resources. The non-FCM resources are those that do not have FCM obligations, but are part of the ISO New England Generator Interconnection Queue3 and are expected to become commercial in 2013 or 2014. The new resources included in the CELT Report are only a small portion of the new generating projects in the ISO New England Generator Interconnection Queue.
Section 2.1 of the CELT Report lists details for all generating assets as of January 1, 2013. It also includes SCC values for the winter 2012/13 peak, which occurred on January 23, 2013, and projected SCC values for August 1, 2013.
Section 3.1 summarizes the results of the 2012-13, 2013-14, 2014-15, 2015-16, and 2016-2017 Forward Capacity Market Capacity Supply Obligations (CSOs) by Load Zone as of March 18, 2013. In the case of 2012-13, monthly auction results are not taken into consideration; the results shown are for the third Annual Reconfiguration Auction (ARA3).
The October 31, 2008 Forward Capacity Market (FCM)/Queue Amendments filing (FERC Docket ER09237 http://www.iso-ne.com/regulatory/ferc/filings/2008/oct/er09-237-000_10­8­31_fcm_queue.pdf) established the Network Resource Capability (NRC) and Capacity Network Resource Capability (CNRC) values for each generating resource. Section 4.1, “Network Resource Capability (NRC) & Capacity Network Resource Capability (CNRC) List”, lists the NRC & CNRC values calculated consistent with Schedules 22 and 23 of the Open Access Transmission Tariff (the Large and Small Generator Interconnection Procedures).
Section 4.2, “Multi-Year Obligation Resources,” is a list of FCM resources with a capacity supply obligation, in which an election has been made to offer their capacity for up to four additional and consecutive Capacity Commitment Periods in compliance with Section III.13.1.1.2.2.4 of Market Rule 1.
Section 5 lists links associated with transmission related documents available on the ISO New England website at: http://www.iso-ne.com.
The appendices in the report are as follows:
- Appendix A defines the commonly used terms and abbreviations used in this report;
- Appendix B provides a list of the Federal Information Processing Standard (FIPS) Codes and the list of Regional System Plan (RSP) Subareas;
- Appendix C includes two graphs that illustrate the summer Capacity Supply Obligations and load forecast;
- Appendix D tracks the CSOs for each Commitment Period, by Load Zone, from the Forward Capacity Auction (FCA) results through the subsequent proration, bilaterals, and Annual Reconfiguration Auctions.
- Appendix E lists the Qualified Capacity for all Resources that qualified to participate in the seventh Forward Capacity Auction (FCA 7).
CELT Reports and related documents are available on the ISO New England website at:
http://www.iso-ne.com/trans/celt/report/index.html
http://www.iso-ne.com/trans/celt/fsct_detail/index.html
http://www.iso-ne.com/genrtion_resrcs/snl_clmd_cap/index.html
http://www.iso-ne.com/trans/rsp/index.html
http://www.iso-ne.com/genrtion_resrcs/nwgen_inter/index.html
http://www.iso-ne.com/genrtion_resrcs/nwgen_inter/status/index.html
Please do not hesitate to contact ISO New England at custserv@iso-ne.com with any questions or comments regarding the information contained herein.
1 ISO New England is the Reliability Coordinator (RC), Balancing Authority (BA) and Transmission Operator (TOP) for New England. Throughout this document, the ISO is referred to as the RC since the RC has responsibility for overseeing the other two functions.
2 For more information on generating assets, refer to the Seasonal Claimed Capability Report at: http://www.iso-ne.com/genrtion_resrcs/snl_clmd_cap/index.html.
3 The Generator Interconnection Queue is posted on the ISO New England website at http://www.iso­ne.com/genrtion_resrcs/nwgen_inter/status/index.html.

## Preface
Preface
This 2013 edition of the "Forecast Report of Capacity, Energy, Loads, and Transmission" (CELT) reflects a load forecast based upon demographic, economic, and market information available on March 18, 2013 for publication in May 2013. Accordingly, this CELT edition supersedes prior CELT publications.
This report presents the ISO-NE Reliability Coordinator area 2013-2022 forecast of:
· Electric energy demand and peak load;
· Existing ISO-NE Control Area electrical capacity and proposed changes;
· Scheduled and proposed transmission changes; with listings of existing and summaries of proposed generation projects.
Generating asset details are represented in Section 2.1 of this report for three different periods: a snapshot of January 1, 2013, a snapshot of the winter peak on January 23, 2013, and a projection for the summer of 2013. This report represents the efforts of Market Participants' staffs, jointly with ISO-NE, under the review of the Load Forecasting and Reliability Committees. Additional information regarding the documentation of the electric energy demand and peak load forecasts presented in this report may be found on ISO-NE’s web site at:
http://www.iso-ne.com/trans/celt/fsct_detail/index.html

## Table of Contents
Table of Contents
Introduction
Preface
Section 1 Summaries | Appendix A
1.1 Summer Peak Capabilities and Load Forecast | A.1 Definitions
1.2 Winter Peak Capabilities and Load Forecast | A.2 Company Abbreviations
1.3 Summary Summer Capability by Fuel/Unit Type | A.3 Column Abbreviations - Prime Mover (Unit Type)
1.4 Summary Winter Capability by Fuel/Unit Type | A.4 Column Abbreviations Energy Source (Fuel)
1.5 Actual and Estimated Energy and Peak Loads
1.6 Seasonal Peak Load Forecast Distributions | Appendix B
B.1 Federal Information Processing Standard (FIPS) Codes
Section 2 Control Area Capability | B.2 Regional System Plan (RSP) Subarea Descriptions
2.1 Generator List with Existing and Expected Seasonal Claimed Capability (SCC)
2.1 Endnotes | Appendix C
2.2 Net of Imports and Exports | C.1 CSO and Load Graphs
Section 3 FCM Capacity Supply Obligations | Appendix D
3.1 Summary of Capacity Supply Obligations (CSO) | 2010-2011 through 2016-2017 Capacity Supply Obligations by Load Zone
Section 4 Forward Capacity Market Resource Capabilities | Appendix E
4.1 Network Resource Capability (NRC) and Capacity Network Resource Capability (CNRC) List | List of FCA 7 Qualified Capacity for All Resources
4.2 Multi-Year Obligation Resources
Section 5 Transmission Information
5.1 Transmission Project Links

## 1.1 Summer Peak
1.1 Summer Peak Capabilities and Load Forecast (MW)
|  | 2012 | 2013 | 2014 | 2015 | 2016 | 2017 | 2018 | 2019 | 2020 | 2021 | 2022
NEW ENGLAND (Including Northern Maine) (1)
TOTAL CAPACITY |  | 32972.196 | 32774.923 | 33455.999 | 33805.111 | 33354.868 | 32085.266 | 32264.266 | 32456.266 | 32636.266 | 32800.266 | 32958.266
TOTAL REFERENCE LOAD |  | 27533 | 27944 | 28394 | 28930 | 29455 | 29896 | 30261 | 30632 | 30967 | 31313 | 31628
ISO-NE RELIABILITY COORDINATOR AREA
1. LOAD (2, 3, 4)
1.1 REFERENCE - Without reduction for
| Passive DR listed in 2.2.2 below | 27430 | 27840 | 28290 | 28825 | 29350 | 29790 | 30155 | 30525 | 30860 | 31205 | 31520
| 1.2 REFERENCE - With reduction for Passive DR | 26452 | 26690.257 | 26929.224 | 27290.394 | 27830.26 | 28053 | 28213 | 28391 | 28546 | 28721 | 28878
2. CAPACITY BASED ON FCM OBLIGATIONS
| 2.1 GENERATING RESOURCES (5) | 29946.743 | 29577.674 | 28405.505 | 28737.038 | 29040.547 | 29040.547 | 29040.547 | 29040.547 | 29040.547 | 29040.547 | 29040.547
| 2.2 DEMAND RESOURCES (6) | 2105.61 | 1850.38 | 3055.122 | 3155.962 | 2563.459 | 2780.719 | 2985.719 | 3177.719 | 3357.719 | 3527.719 | 3685.719
| 2.2.1 ACTIVE DR | 1127.61 | 700.637 | 1694.346 | 1621.356 | 1043.719 | 1043.719 | 1043.719 | 1043.719 | 1043.719 | 1043.719 | 1043.719
| 2.2.2 PASSIVE DR (7) | 978 | 1149.743 | 1360.776 | 1534.606 | 1519.74 | 1737 | 1942 | 2134 | 2314 | 2484 | 2642
| 2.3 IMPORTS (8) | 775.843 | 1202.869 | 1851.372 | 1768.111 | 1606.862 | 120 | 94 | 94 | 94 | 88 | 88
| 2.4 TOTAL (9) | 32828.196 | 32630.923 | 33311.999 | 33661.111 | 33210.868 | 31941.266 | 32120.266 | 32312.266 | 32492.266 | 32656.266 | 32814.266
3. CAPACITY BASED ON SEASONAL CLAIMED CAPABILITY (SCC) (10)
| 3.1 GENERATION CLAIMED FOR CAPABILITY | 31884.667 | 31758.732 | 31298.648 | 31340.918 | 32110.108 | 32110.108 | 32110.108 | 32110.108 | 32110.108 | 32110.108 | 32110.108
4. RESERVES - Based on Reference Load with reduction for Passive DR
4.1 INSTALLED RESERVES - Based on CSOs of Generating Resources (line 2.1), Active DR (line 2.2.1), and Imports (line 2.3)
| 4.1.1 MW | 5398.196 | 4790.923 | 5021.999 | 4836.111 | 3860.868 | 2151.266 | 1965.266 | 1787.266 | 1632.266 | 1451.266 | 1294.266
| 4.1.2 % OF LOAD | 20.4075 | 17.9501 | 18.6489 | 17.7209 | 13.8729 | 7.6686 | 6.9658 | 6.2952 | 5.718 | 5.053 | 4.4818
4.2 INSTALLED RESERVES - Based on Generation SCC (line 3.1), Active DR (line 2.2.1) and Imports (line 2.3)
| 4.2.1 MW | 7336.12 | 6971.981 | 7915.142 | 7439.991 | 6930.429 | 5220.827 | 5034.827 | 4856.827 | 4701.827 | 4520.827 | 4363.827
| 4.2.2 % OF LOAD | 27.7337 | 26.1218 | 29.3924 | 27.2623 | 24.9025 | 18.6106 | 17.8458 | 17.1069 | 16.4711 | 15.7405 | 15.1113
KEY:
| 4.1.1 = 2.1 + 2.2.1 + 2.3 – 1.2 | 2012: 4.2.2 = (4.2.1 / 1.2 ) x 100
| 4.1.2 = (4.1.1 / 1.2 ) x 100 | 2012: 2.4 = 2.1 + 2.2 + 2.3
4.2.1 = (3.1 + 2.2.1 + 2.3) – 1.2
FOOTNOTES:
See Section 1.1 Footnotes on following sheet

## 1.1 Footnotes
1.1 Footnotes
-1 | Represents total New England load and capacity, including Northern Maine (which is not electrically connected to the ISO New England (ISO-NE) Reliability Coordinator area).
-2 | Represents MW load level associated with a reference forecast having a 50% chance of being exceeded. More information on the April 2013 CELT forecast, including the high and low bandwidths, is available on the ISO-NE Website located at http://www.iso ne.com/trans/celt/fsct_detail/index.html.
-3 | Two versions of the seasonal peak load forecast are shown. The first forecast does not reflect the peak and energy savings of the passive demand resources; rather that passive DR is treated as capacity and is listed under line 2.2.2. The second forecast shown reflects a reduction for that passive DR. Detailed forecast documentation on the ISO-NE website includes both the original CELT forecast and the forecast minus passive demand resources.
-4 | The 2012 summer peak load shown reflects weather normalization. Prior to weather normalization, the actual metered 2012 summer peak of 25,880 MW occurred on July 17, 2012 at hour ending 17:00. See Section 1.5 for actual and estimated peaks and energies. The reconstituted (for the load reducing action of FCM Passive Demand Resources) peak of 27,118 MW occurred on July 17, 2012 at hour ending 17:00.
-5 | The 2013 through 2016 generating capacity consists of the current Forward Capacity Market CSOs as of March 18, 2013, and the 2012 CSOs are based on the 2012-2013 ARA 3 results. The 2016 FCM CSO is carried through and assumed to remain in place through the end of the CELT reporting period. It is assumed that the 1,560 MW of Static and Dynamic De-List Bids that were cleared to leave the 2016-2017 Forward Capacity Auction will remain de-listed through the reporting period. The Citizens Block Load CSO is treated as an import rather than a generating resource.
-6 | The demand resource values are based on DR with FCM CSOs, including an 8% transmission and distribution loss gross-up. Although reserve margin gross-ups were applied to DR in previous Capacity Commitment Periods, a reserve margin gross-up was not applied beginning in 2012. Beginning in 2017-2018, the Demand Resource values include forecasted EE values, as described in footnote 7 below.
-7 | The passive component of DR is included in the total Demand Resources shown in line 2.2 (see footnote 3 above). The values are based on FCM passive DR CSOs. Beginning in 2017-2018, passive DR includes an ISO-NE forecast of incremental EE beyond the FCM.
-8 | The 2012 through 2016 imports are based on FCM import CSOs. No reserve margin gross-ups have been applied. An Administrative Export De-List of 100 MW is taken into account in the generation capability values from 2012 on. The purchases beyond the 2016-2017 Capacity Commitment Period reflect only known, long-term contracts.
-9 | May not equal sum due to rounding.
-10 | The generating capability based on SCC values includes all existing ISO New England generating assets as well as projected additions and retirements. Future generating assets consist of non-FCM resources that are expected to go commercial in 2013 or 2014, and all new resources with FCM CSOs. The capabilities of the FCM resources are based on their Qualified Capacity.

## 1.2 Winter Peak
1.2 Winter Peak Capabilities and Load Forecast (MW)
|  | 12/13 | 13/14 | 14/15 | 15/16 | 16/17 | 17/18 | 18/19 | 19/20 | 20/21 | 21/22 | 22/23
NEW ENGLAND (Including Northern Maine) (1)
TOTAL CAPACITY |  | 33145.827 | 32982.492 | 33752.451 | 34136.137 | 33685.479 | 32417.445 | 32621.445 | 32813.445 | 32988.445 | 33157.445 | 33315.445
TOTAL REFERENCE LOAD |  | 22385 | 22560 | 22746 | 22926 | 23087 | 23228 | 23353 | 23469 | 23589 | 23705 | 23821
ISO-NE RELIABILITY COORDINATOR AREA
1. LOAD (2, 3, 4)
1.1 REFERENCE - Without reduction for
| Passive DR listed in 2.2.2 below) | 22285 | 22445 | 22630 | 22810 | 22970 | 23110 | 23235 | 23350 | 23470 | 23585 | 23700
| 1.2 REFERENCE - With reduction for Passive DR | 21322 | 21299.29 | 21271.516 | 21277.833 | 21451.393 | 21374 | 21295 | 21218 | 21157 | 21103 | 21060
2. CAPACITY BASED ON FCM OBLIGATIONS
| 2.1 GENERATING RESOURCES (5) | 30506.467 | 29918.279 | 29234.941 | 29125.435 | 29414.052 | 29414.052 | 29414.052 | 29414.052 | 29414.052 | 29414.052 | 29414.052
| 2.2 DEMAND RESOURCES (6) | 1920.36 | 1717.344 | 2992.564 | 3109.525 | 2545.565 | 2763.393 | 2967.393 | 3159.393 | 3340.393 | 3509.393 | 3667.393
| 2.2.1 ACTIVE DR | 957.36 | 571.634 | 1634.08 | 1577.358 | 1026.958 | 1027.393 | 1027.393 | 1027.393 | 1027.393 | 1027.393 | 1027.393
| 2.2.2 PASSIVE DR (7) | 963 | 1145.71 | 1358.484 | 1532.167 | 1518.607 | 1736 | 1940 | 2132 | 2313 | 2482 | 2640
| 2.3 IMPORTS (8) | 575 | 1202.869 | 1380.946 | 1757.177 | 1581.862 | 96 | 96 | 96 | 90 | 90 | 90
| 2.4 TOTAL (9) | 33001.827 | 32838.492 | 33608.451 | 33992.137 | 33541.479 | 32273.445 | 32477.445 | 32669.445 | 32844.445 | 33013.445 | 33171.445
3. CAPACITY BASED ON SEASONAL CLAIMED CAPABILITY (SCC) (10)
| 3.1 GENERATION CLAIMED FOR CAPABILITY | 34627.979 | 34664.979 | 34196.81 | 34284.11 | 35139.71 | 35139.71 | 35139.71 | 35139.71 | 35139.71 | 35139.71 | 35139.71
4. RESERVES - Based on Reference Load with reduction for Passive DR
4.1 INSTALLED RESERVES - Based on CSOs of Generating Resources (line 2.1), Active DR (line 2.2.1), and Imports (line 2.3)
| 4.1.1 MW | 10716.827 | 10393.492 | 10978.451 | 11182.137 | 10571.479 | 9163.445 | 9242.445 | 9319.445 | 9374.445 | 9428.445 | 9471.445
| 4.1.2 % OF LOAD | 50.2618 | 48.7974 | 51.611 | 52.553 | 49.2811 | 42.8719 | 43.4019 | 43.9224 | 44.309 | 44.6782 | 44.9736
4.2 INSTALLED RESERVES - Based on Generation SCC (line 3.1), Active DR (line 2.2.1) and Imports (line 2.3)
| 4.2.1 MW | 14838.339 | 15140.192 | 15940.32 | 16340.812 | 16297.137 | 14889.103 | 14968.103 | 15045.103 | 15100.103 | 15154.103 | 15197.103
| 4.2.2 % OF LOAD | 69.5917 | 71.0831 | 74.9374 | 76.7974 | 75.9724 | 69.6599 | 70.2893 | 70.9073 | 71.3717 | 71.8102 | 72.161
KEY:
| 4.1.1 = 2.1 + 2.2.1 + 2.3 – 1.2 | 12/13: 4.2.2 = (4.2.1 / 1.2 ) x 100
| 4.1.2 = (4.1.1 / 1.2 ) x 100 | 12/13: 2.4 = 2.1 + 2.2 + 2.3
4.2.1 = (3.1 + 2.2.1 + 2.3) – 1.2
FOOTNOTES:
See Section 1.2 Footnotes on following sheet

## 1.2 Footnotes
1.2 Footnotes
-1 | Represents total New England load and capacity, including Northern Maine (which is not electrically connected to the ISO New England (ISO-NE) Reliability Coordinator area).
-2 | Represents MW load level associated with a reference forecast having a 50% chance of being exceeded. More information on the April 2013 CELT forecast, including the high and low bandwidths, is available on the ISO-NE Website located at http://www.iso ne.com/trans/celt/fsct_detail/index.html.
-3 | Two versions of the seasonal peak load forecast are shown. The first forecast does not reflect the peak and energy savings of the passive demand resources; rather that passive DR is treated as capacity and is listed under line 2.2.2. The second forecast shown reflects a reduction for that passive DR. Detailed forecast documentation on the ISO-NE website includes both the original CELT forecast and the forecast minus passive demand resources.
-4 | The 2012/13 winter peak load shown reflects weather normalization. Prior to weather normalization, the actual metered 2012/13 winter peak of 20,775 MW occurred on January 23, 2013 at hour ending 19:00. See Section 1.5 for actual and estimated peaks and energies. The reconstituted (for the load reducing action of FCM Passive Demand Resources) peak of 22,343 MW occurred on January 23, 2013 at hour ending 19:00.
-5 | The 2013/14 through 2016/17 generating capacity consists of the Forward Capacity Market CSOs current as of March 18, 2013, and the 2012/13 CSOs are based on the ARA 3 results. The 2016/17 FCM CSO is carried through and assumed to remain in place through the end of the CELT reporting period. It is assumed that the 1,560 MW of Static and Dynamic De-List Bids that were cleared to leave the 2016-2017 Forward Capacity Auction will remain de-listed through the reporting period. The Citizens Block Load CSO is treated as an import rather than a generating resource.
-6 | The demand resource values are based on DR with FCM CSOs, including an 8% transmission and distribution loss gross-up. Although reserve margin gross-ups were applied to DR in previous Capacity Commitment Periods, a reserve margin gross-up was not applied beginning in 2012-2013. Beginning in 2017-2018, the Demand Resource values include forecasted EE values, as described in footnote 7 below.
-7 | The passive component of DR is included in the total Demand Resources shown in line 2.2 (see footnote 3 above).The values are based on FCM passive DR CSOs. Beginning in 2017-2018, passive DR includes an ISO-NE forecast of incremental EE beyond the FCM.
-8 | The 2012/13 through 2016/17 imports are based on FCM import CSOs. An Administrative Export De-List of 100 MW is taken into account in the generation capability values from 2012 on. The purchases beyond the 2016-2017 Capacity Commitment Period reflect only known, long-term contracts.
-9 | May not equal sum due to rounding.
-10 | The generating capability based on SCC values includes all existing ISO New England generating assets as well as projected additions and retirements. Future generating assets consist of non-FCM resources that are expected to go commercial in 2013 or 2014, and all new resources with FCM CSOs. The capabilities of the FCM resources are based on their Qualified Capacity.

## 1.3 Summer by Fuel-Unit Type
1.3 - Summary Summer Capability by Fuel/Unit Type (MW) (1)
|  | 2012 | 2013 | 2014 | 2015 | 2016 | 2017 | 2018 | 2019 | 2020 | 2021 | 2022
| NUCLEAR STEAM | 4231.588 | 4058.775 | 3644.727 | 3727.689 | 4196.17 | 4196.17 | 4196.17 | 4196.17 | 4196.17 | 4196.17 | 4196.17
| HYDRO (DAILY CYCLE - PONDAGE) | 246.385 | 268.6 | 265.94 | 271.979 | 282.655 | 282.655 | 282.655 | 282.655 | 282.655 | 282.655 | 282.655
| HYDRO (DAILY CYCLE - RUN OF RIVER) | 386.624 | 391.331 | 389.668 | 374.381 | 357.353 | 357.353 | 357.353 | 357.353 | 357.353 | 357.353 | 357.353
| HYDRO (WEEKLY CYCLE) | 786.009 | 678.89 | 760.223 | 783.266 | 810.405 | 810.405 | 810.405 | 810.405 | 810.405 | 810.405 | 810.405
| HYDRO (PUMPED STORAGE) | 1608.732 | 1607.454 | 1542.58 | 1484.384 | 1475.258 | 1475.258 | 1475.258 | 1475.258 | 1475.258 | 1475.258 | 1475.258
| GAS COMBINED CYCLE | 8692.665 | 8729.96 | 8329.707 | 8544.439 | 8330.85 | 8330.85 | 8330.85 | 8330.85 | 8330.85 | 8330.85 | 8330.85
| GAS/OIL COMBINED CYCLE | 2722.033 | 2777.702 | 2748.21 | 2787.947 | 3331.586 | 3331.586 | 3331.586 | 3331.586 | 3331.586 | 3331.586 | 3331.586
| GAS COMBUSTION (GAS) TURBINE | 320.004 | 331.428 | 295.143 | 315.187 | 318.302 | 318.302 | 318.302 | 318.302 | 318.302 | 318.302 | 318.302
| GAS/OIL COMBUSTION (GAS) TURBINE | 732.383 | 614.772 | 630.151 | 617.035 | 618.163 | 618.163 | 618.163 | 618.163 | 618.163 | 618.163 | 618.163
| OIL COMBUSTION (GAS) TURBINE | 1409.197 | 1536.064 | 1586.433 | 1586.238 | 1517.232 | 1517.232 | 1517.232 | 1517.232 | 1517.232 | 1517.232 | 1517.232
| COAL STEAM | 2158.095 | 2205.509 | 2014.296 | 1993.115 | 1821.174 | 1821.174 | 1821.174 | 1821.174 | 1821.174 | 1821.174 | 1821.174
| GAS STEAM | 46.117 | 45.544 | 53.419 | 26.04 | 27.75 | 27.75 | 27.75 | 27.75 | 27.75 | 27.75 | 27.75
| GAS/OIL STEAM | 2668.097 | 2775.401 | 2614.432 | 2644.768 | 2691.716 | 2691.716 | 2691.716 | 2691.716 | 2691.716 | 2691.716 | 2691.716
| OIL STEAM | 2874.067 | 2503.871 | 2259.257 | 2312.608 | 1959.465 | 1959.465 | 1959.465 | 1959.465 | 1959.465 | 1959.465 | 1959.465
| GAS INTERNAL COMBUSTION | 0 | 0 | 0.079 | 0.09 | 0.149 | 0.149 | 0.149 | 0.149 | 0.149 | 0.149 | 0.149
| GAS/OIL INTERNAL COMBUSTION | 9.495 | 9.495 | 9.495 | 9.495 | 9.495 | 9.495 | 9.495 | 9.495 | 9.495 | 9.495 | 9.495
| OIL INTERNAL COMBUSTION | 123.906 | 123.703 | 152.205 | 137.874 | 124.498 | 124.498 | 124.498 | 124.498 | 124.498 | 124.498 | 124.498
| BIO/REFUSE | 854.304 | 825.729 | 996.936 | 955.837 | 923.216 | 923.216 | 923.216 | 923.216 | 923.216 | 923.216 | 923.216
| WIND TURBINE | 76.957 | 92.075 | 93.174 | 144.808 | 221.599 | 221.599 | 221.599 | 221.599 | 221.599 | 221.599 | 221.599
| GAS FUEL CELL | 0 | 0 | 18.054 | 18.054 | 18.054 | 18.054 | 18.054 | 18.054 | 18.054 | 18.054 | 18.054
| PHOTOVOLTAIC | 0.085 | 1.371 | 1.376 | 1.804 | 5.457 | 5.457 | 5.457 | 5.457 | 5.457 | 5.457 | 5.457
SUBTOTAL ISO-NE RELIABILITY COORDINATOR AREA CAPACITY (2) (4) |  | 29946.743 | 29577.674 | 28405.505 | 28737.038 | 29040.547 | 29040.547 | 29040.547 | 29040.547 | 29040.547 | 29040.547 | 29040.547
| DEMAND RESOURCES | 2105.61 | 1850.38 | 3055.122 | 3155.962 | 2563.459 | 2780.719 | 2985.719 | 3177.719 | 3357.719 | 3527.719 | 3685.719
| IMPORTS (3) | 775.843 | 1202.869 | 1851.372 | 1768.111 | 1606.862 | 120 | 94 | 94 | 94 | 88 | 88
TOTAL ISO-NE RELIABILITY COORDINATOR AREA CAPACITY (4) |  | 32828.196 | 32630.923 | 33311.999 | 33661.111 | 33210.868 | 31941.266 | 32120.266 | 32312.266 | 32492.266 | 32656.266 | 32814.266
FOOTNOTES:
-1 | Gas/oil units are not necessarily fully operable on both fuels. New wind project nameplate ratings have been used where expected output data is not currently available.
-2 | The 2012 through 2016 generation values consist of the Forward Capacity Market CSOs current as of March 18, 2013. The 2016 FCM CSO is carried through and assumed to remain in place through the end of the CELT reporting period. It is assumed that the 1,560 MW of Static and Dynamic De-List Bids that were cleared to leave the 2016-2017 Forward Capacity Auction will remain de-listed through the reporting period.
-3 | Imports are from entities outside the ISO-NE Reliability Coordinator area boundary. The 2012 through 2016 imports are based on FCM import CSOs. An Export De-List of 100 MW is taken into account in the generation capability values. The imports beyond the 2016-2017 Capacity Commitment Period reflect only known, long-term contracts.
-4 | May not equal sum due to rounding.

## 1.4 Winter by Fuel-Unit Type
1.4 - Summary Winter Capability by Fuel/Unit Type (MW) (1)
|  | 12/13 | 13/14 | 14/15 | 15/16 | 16/17 | 17/18 | 18/19 | 19/20 | 20/21 | 21/22 | 22/23
| NUCLEAR STEAM | 4231.588 | 4058.775 | 3645.013 | 3727.654 | 4196.137 | 4196.137 | 4196.137 | 4196.137 | 4196.137 | 4196.137 | 4196.137
| HYDRO (DAILY CYCLE - PONDAGE) | 246.385 | 268.6 | 265.94 | 271.979 | 282.655 | 282.655 | 282.655 | 282.655 | 282.655 | 282.655 | 282.655
| HYDRO (DAILY CYCLE - RUN OF RIVER) | 493.415 | 483.334 | 498.872 | 492.307 | 487.566 | 487.566 | 487.566 | 487.566 | 487.566 | 487.566 | 487.566
| HYDRO (WEEKLY CYCLE) | 791.103 | 703.96 | 761.777 | 784.873 | 800.014 | 800.014 | 800.014 | 800.014 | 800.014 | 800.014 | 800.014
| HYDRO (PUMPED STORAGE) | 1608.732 | 1607.454 | 1542.27 | 1484.066 | 1474.939 | 1474.939 | 1474.939 | 1474.939 | 1474.939 | 1474.939 | 1474.939
| GAS COMBINED CYCLE | 8944.141 | 8852.523 | 8740.178 | 8597.696 | 8359.04 | 8359.04 | 8359.04 | 8359.04 | 8359.04 | 8359.04 | 8359.04
| GAS/OIL COMBINED CYCLE | 2799.844 | 2817.544 | 2820.907 | 2845.625 | 3331.619 | 3331.619 | 3331.619 | 3331.619 | 3331.619 | 3331.619 | 3331.619
| GAS COMBUSTION (GAS) TURBINE | 324.851 | 334.528 | 295.143 | 344.326 | 318.302 | 318.302 | 318.302 | 318.302 | 318.302 | 318.302 | 318.302
| GAS/OIL COMBUSTION (GAS) TURBINE | 750.354 | 621.5 | 682.78 | 617.035 | 618.163 | 618.163 | 618.163 | 618.163 | 618.163 | 618.163 | 618.163
| OIL COMBUSTION (GAS) TURBINE | 1450.988 | 1537.654 | 1684.073 | 1586.238 | 1540.777 | 1540.777 | 1540.777 | 1540.777 | 1540.777 | 1540.777 | 1540.777
| COAL STEAM | 2157.339 | 2204.759 | 2014.296 | 1993.115 | 1821.174 | 1821.174 | 1821.174 | 1821.174 | 1821.174 | 1821.174 | 1821.174
| GAS STEAM | 46.759 | 45.544 | 53.419 | 26.04 | 27.75 | 27.75 | 27.75 | 27.75 | 27.75 | 27.75 | 27.75
| GAS/OIL STEAM | 2660.541 | 2760.21 | 2616.868 | 2644.768 | 2691.716 | 2691.716 | 2691.716 | 2691.716 | 2691.716 | 2691.716 | 2691.716
| OIL STEAM | 2874.561 | 2505.64 | 2267.791 | 2314.415 | 1959.465 | 1959.465 | 1959.465 | 1959.465 | 1959.465 | 1959.465 | 1959.465
| GAS INTERNAL COMBUSTION | 0 | 0 | 0.079 | 0.09 | 0.149 | 0.149 | 0.149 | 0.149 | 0.149 | 0.149 | 0.149
| GAS/OIL INTERNAL COMBUSTION | 9.495 | 9.495 | 9.495 | 9.495 | 9.495 | 9.495 | 9.495 | 9.495 | 9.495 | 9.495 | 9.495
| OIL INTERNAL COMBUSTION | 123.906 | 123.703 | 152.205 | 137.874 | 124.498 | 124.498 | 124.498 | 124.498 | 124.498 | 124.498 | 124.498
| BIO/REFUSE | 859.001 | 834.735 | 1004.369 | 961.139 | 934.456 | 934.456 | 934.456 | 934.456 | 934.456 | 934.456 | 934.456
| WIND TURBINE | 133.464 | 148.321 | 161.412 | 268.646 | 418.083 | 418.083 | 418.083 | 418.083 | 418.083 | 418.083 | 418.083
| GAS FUEL CELL | 0 | 0 | 18.054 | 18.054 | 18.054 | 18.054 | 18.054 | 18.054 | 18.054 | 18.054 | 18.054
| PHOTOVOLTAIC | 0 | 0 | 0 | 0 | 0 | 0 | 0 | 0 | 0 | 0 | 0
SUBTOTAL ISO-NE RELIABILITY COORDINATOR AREA CAPACITY (2) (4) |  | 30506.467 | 29918.279 | 29234.941 | 29125.435 | 29414.052 | 29414.052 | 29414.052 | 29414.052 | 29414.052 | 29414.052 | 29414.052
| DEMAND RESOURCES | 1920.36 | 1717.344 | 2992.564 | 3109.525 | 2545.565 | 2763.393 | 2967.393 | 3159.393 | 3340.393 | 3509.393 | 3667.393
| IMPORTS (3) | 575.472 | 1202.869 | 1380.946 | 1757.177 | 1581.862 | 96 | 96 | 96 | 90 | 90 | 90
TOTAL ISO-NE RELIABILITY COORDINATOR AREA CAPACITY (4) |  | 33002.299 | 32838.492 | 33608.451 | 33992.137 | 33541.479 | 32273.445 | 32477.445 | 32669.445 | 32844.445 | 33013.445 | 33171.445
FOOTNOTES:
-1 | Gas/oil units are not necessarily fully operable on both fuels. New wind project nameplate ratings have been used where expected output data is not currently available.
-2 | The 2012/13 through 2016/17 generation values consist of the Forward Capacity Market CSOs current as of March 18, 2013. The 2016/17 FCM CSO is carried through and assumed to remain in place through the end of the CELT reporting period. It is assumed that the 1,560 MW of Static and Dynamic De-List Bids that were cleared to leave the 2016-2017 Forward Capacity Auction will remain de-listed through the reporting period.
-3 | Imports are from entities outside the ISO-NE Reliability Coordinator Area boundary. The 2012/13 through 2016/17 imports are based on FCM import CSOs. An Export De-List of 100 MW is taken into account in the generation capability values. The purchases beyond the 2016-2017 Capacity Commitment Period reflect only known, long-term contracts.
-4 | May not equal sum due to rounding.

## 1.5 Energy & Peak Lds
1.5 - Actual and Estimated Energy and Peak Loads(1)
2012 ACTUAL
|  | JAN |  | FEB |  | MAR | APR | MAY | JUN | JUL | AUG | SEP | OCT | NOV | DEC
MONTHLY PEAK LOAD - MW |  | 19926 |  | 18333 |  | 18371 | 16412 | 19869 | 25678 | 25880 | 24751 | 21439 | 16681 | 18792 | 19119
MONTHLY NET ENERGY - GWH |  | 11266 |  | 10100 |  | 10104 | 9297 | 10045 | 10698 | 12837 | 12740 | 10164 | 9751 | 10072 | 10998
2013 FORECAST
|  | JAN |  | FEB |  | MAR | APR | MAY | JUN | JUL | AUG | SEP | OCT | NOV | DEC
MONTHLY PEAK LOAD - MW |  | 20775 | A | 19457 | A | 19980 | 17750 | 19740 | 24915 | 27840 | 27840 | 22925 | 18375 | 19745 | 22445
MONTHLY NET ENERGY - GWH |  | 11499 | A | 10216 | A | 11286 | 10067 | 10562 | 11579 | 13335 | 13053 | 10918 | 10527 | 10551 | 12021
2014 FORECAST
|  | JAN |  | FEB |  | MAR | APR | MAY | JUN | JUL | AUG | SEP | OCT | NOV | DEC
MONTHLY PEAK LOAD - MW |  | 22445 |  | 21580 |  | 20145 | 17885 | 19930 | 25245 | 28290 | 28290 | 23200 | 18515 | 19910 | 22630
MONTHLY NET ENERGY - GWH |  | 12478 |  | 10982 |  | 11440 | 10205 | 10706 | 11737 | 13517 | 13231 | 11067 | 10671 | 10695 | 12185
CAGR (5)
|  | 2012 |  | 2013 |  | 2014 | 2015 | 2016 | 2017 | 2018 | 2019 | 2020 | 2021 | 2022 | 2013 to 2022
SUMMER PEAK - MW |  | 25880 | A | 27840 |  | 28290 | 28825 | 29350 | 29790 | 30155 | 30525 | 30860 | 31205 | 31520 | 1.389
WINTER PEAK - MW (2) |  | 20775 | A | 22445 |  | 22630 | 22810 | 22970 | 23110 | 23235 | 23350 | 23470 | 23585 | 23700 | 0.60636
NET ANNUAL ENERGY - GWH (3) |  | 128047 | A | 137045 | -4 | 138910 | 140895 | 142795 | 144470 | 145940 | 147265 | 148535 | 149775 | 151005 | 1.0836
FOOTNOTES:
A | = ACTUAL
-1 | Recognizing that the seasonal peaks usually occur within a few months of the year, the forecasted monthly peaks of July and August have been replaced by the summer peak, and December and January have been replaced by the winter peak.
-2 | Winter beginning in December of the year shown.
-3 | May not equal sum due to rounding.
-4 | Forecasted value only; does not include the January 2013 actual monthly net energy shown above.
-5 | Compound Annual Growth Rate (%).

## 1.6 Frcst Distributions
1.6 - Seasonal Peak Load Forecast Distributions
|  |  | Peak Load Forecast at Milder Than Expected Weather |  |  |  | Reference Forecast at Expected Weather | Peak Load Forecast at More Extreme Than Expected Weather
| Summer (MW) | 2013 | 26470 | 26715 | 27045 | 27420 | 27840 | 28285 | 28735 | 29385 | 30135 | 30790
|  | 2014 | 26900 | 27150 | 27485 | 27865 | 28290 | 28740 | 29200 | 29860 | 30620 | 31280
|  | 2015 | 27410 | 27665 | 28005 | 28390 | 28825 | 29285 | 29750 | 30425 | 31185 | 31860
|  | 2016 | 27910 | 28165 | 28515 | 28910 | 29350 | 29815 | 30295 | 30980 | 31740 | 32420
|  | 2017 | 28325 | 28590 | 28940 | 29340 | 29790 | 30265 | 30750 | 31445 | 32210 | 32900
|  | 2018 | 28675 | 28940 | 29295 | 29700 | 30155 | 30635 | 31125 | 31830 | 32615 | 33315
|  | 2019 | 29025 | 29295 | 29655 | 30065 | 30525 | 31010 | 31505 | 32220 | 33010 | 33720
|  | 2020 | 29345 | 29615 | 29980 | 30395 | 30860 | 31350 | 31855 | 32575 | 33380 | 34095
|  | 2021 | 29670 | 29950 | 30315 | 30735 | 31205 | 31700 | 32210 | 32935 | 33755 | 34480
|  | 2022 | 29970 | 30250 | 30625 | 31045 | 31520 | 32020 | 32535 | 33270 | 34105 | 34840
|  | WTHI (1) | 78.49 | 78.73 | 79 | 79.39 | 79.88 | 80.3 | 80.72 | 81.14 | 81.96 | 82.33
|  | Dry-Bulb Temperature (2) | 88.5 | 88.9 | 89.2 | 89.9 | 90.2 | 91.2 | 92.2 | 92.9 | 94.2 | 95.4
| Probability of Forecast Being Exceeded |  | 90% | 80% | 70% | 60% | 50% | 40% | 30% | 20% | 10% | 5%
| Winter (MW) | 2013/14 | 22025 | 22140 | 22235 | 22295 | 22445 | 22595 | 22765 | 22865 | 23080 | 23505
|  | 2014/15 | 22205 | 22320 | 22420 | 22480 | 22630 | 22780 | 22955 | 23055 | 23255 | 23685
|  | 2015/16 | 22385 | 22500 | 22595 | 22660 | 22810 | 22960 | 23135 | 23235 | 23440 | 23870
|  | 2016/17 | 22540 | 22660 | 22755 | 22815 | 22970 | 23125 | 23295 | 23400 | 23620 | 24050
|  | 2017/18 | 22680 | 22795 | 22895 | 22955 | 23110 | 23265 | 23440 | 23540 | 23780 | 24205
|  | 2018/19 | 22800 | 22920 | 23020 | 23080 | 23235 | 23390 | 23565 | 23670 | 23920 | 24345
|  | 2019/20 | 22915 | 23035 | 23130 | 23195 | 23350 | 23505 | 23685 | 23785 | 24045 | 24470
|  | 2020/21 | 23030 | 23150 | 23250 | 23315 | 23470 | 23625 | 23805 | 23910 | 24160 | 24590
|  | 2021/22 | 23145 | 23265 | 23365 | 23425 | 23585 | 23745 | 23920 | 24025 | 24280 | 24705
|  | 2022/23 | 23255 | 23380 | 23480 | 23540 | 23700 | 23860 | 24040 | 24145 | 24395 | 24820
|  | Dry-Bulb Temperature (3) | 10.72 | 9.66 | 8.84 | 8.3 | 7.03 | 5.77 | 4.4 | 3.58 | 1.61 | -1.15
FOOTNOTES:
-1 | WTHI - a three-day weighted temperature-humidity index for eight New England weather stations. It is the weather variable used in producing the summer peak load forecast. For more information on the weather variables see http://www.iso-ne.com/trans/celt/fsct_detail/.
-2 | Dry-bulb temperature (in degrees Fahrenheit) shown in the summer season is for informational purposes only.
-3 | Dry-bulb temperature (in degrees Fahrenheit) shown in the winter season is a weighted value from eight New England weather stations.

## 2.1 Generator List
2.1 Generator List with Existing and Expected Seasonal Claimed Capability (SCC)
- Generator Information as of January 1, 2013
- Summer and Winter SCC as of January 1, 2013, and as of the 2012/13 Winter and 2013 Summer Peaks
[16 empty] | As of Jan. 1, 2013 |  | As of 2012/13 Winter and 2013 Summer Peaks
ASSET ID | ASSET NAME | RE-SOURCE ID | RESOURCE NAME | GEN TYPE ID | PRIM FUEL TYPE | ALT FUEL TYPE | FUEL GEN TYPE DESC | IN-SERVICE DATE (ACTUAL OR EXPECTED) | LEAD PARTICIPANT NAME | LEAD PARTICI-PANT ACRONYM | STATE | COUNTY | RSP AREA | LOAD ZONE NAME | EIA PLANT NUMBER | SUMMER SCC (MW) | WINTER SCC (MW) | WINTER PEAK SCC JAN 23, 2013 | EXPECTED SUMMER PEAK SCC AUG 1, 2013 | Change in Summer SCC from 8/1/12
194 | FOUR HILLS LOAD REDUCER | 194 | FOUR HILLS LOAD REDUCER | IC | LFG |  | BIO/REFUSE | 1996-04-01 05:00 | Public Service Company of New Hampshire | PSNH | 33 | 011 | NH | NH | 55006 | 0 | 0.997 | 0.997 | 0 | -1.185
253 | TURNKEY LANDFILL | 253 | TURNKEY LANDFILL | IC | LFG |  | BIO/REFUSE | 1992-03-01 05:00 | Public Service Company of New Hampshire | PSNH | 33 | 017 | NH | NH | 54663 | 0.484 | 0.573 | 0.573 | 0.484 | -0.107
321 | MANCHESTER 10/10A CC | 321 | MANCHESTER 10/10A CC | CC | NG | DFO | GAS/OIL COMBINED CYCLE | 1995-11-15 05:00 | Dominion Energy Marketing, Inc. | DEM | 44 | 007 | RI | RI | 3236 | 149 | 170 | 170 | 149 | 0
322 | MANCHESTER 11/11A CC | 322 | MANCHESTER 11/11A CC | CC | NG | DFO | GAS/OIL COMBINED CYCLE | 1995-10-01 04:00 | Dominion Energy Marketing, Inc. | DEM | 44 | 007 | RI | RI | 3236 | 149 | 170 | 170 | 148.465 | -0.535
323 | MANCHESTER 9/9A CC | 323 | MANCHESTER 9/9A CC | CC | NG | DFO | GAS/OIL COMBINED CYCLE | 1995-11-14 05:00 | Dominion Energy Marketing, Inc. | DEM | 44 | 007 | RI | RI | 3236 | 149 | 170 | 170 | 148.785 | -0.215
324 | CDECCA | 324 | CDECCA | CC | NG | DFO | GAS/OIL COMBINED CYCLE | 1988-11-01 05:00 | Pawtucket Power Holding Company LLC | PPH | 09 | 003 | CT | CT | 50498 | 55.254 | 61.334 | 61.334 | 55.254 | 0
326 | ALTRESCO | 326 | ALTRESCO | CC | NG | DFO | GAS/OIL COMBINED CYCLE | 1990-09-01 04:00 | Pawtucket Power Holding Company LLC | PPH | 25 | 003 | WMA | WCMA | 50002 | 150.972 | 173 | 173 | 150.972 | 0
327 | AMOSKEAG | 327 | AMOSKEAG | HDP | WAT |  | HYDRO (DAILY CYCLE - PONDAGE) | 1922-01-01 05:00 | Public Service Company of New Hampshire | PSNH | 33 | 011 | NH | NH | 2354 | 16.781 | 17.5 | 17.5 | 16.781 | 0
328 | GULF ISLAND COMPOSITE | 328 | GULF ISLAND COMPOSITE Incremental | HW | WAT |  | HYDRO (WEEKLY CYCLE) | 1926-01-01 05:00 | FPL Energy Maine Hydro LLC | FPLEMH | 23 | 001 | ME | ME | 1480 / 1488 / 1491 | 32.97 | 32.97 | 32.97 | 32.97 | 0
329 | ASCUTNEY GT | 329 | ASCUTNEY GT | GT | DFO |  | OIL COMBUSTION (GAS) TURBINE | 1961-11-01 05:00 | Green Mountain Power Corporation | GMP | 50 | 027 | VT | VT | 3708 | 8.646 | 13.056 | 13.056 | 8.646 | 8.646
330 | AYERS ISLAND | 330 | AYERS ISLAND | HDP | WAT |  | HYDRO (DAILY CYCLE - PONDAGE) | 1925-01-01 05:00 | Public Service Company of New Hampshire | PSNH | 33 | 001 | NH | NH | 2355 | 8.474 | 9.08 | 9.08 | 8.474 | 0
331 | AZISCOHOS HYDRO | 331 | AZISCOHOS HYDRO | HDR | WAT |  | HYDRO (DAILY CYCLE - RUN OF RIVER) | 1988-07-01 04:00 | NextEra Energy Power Marketing, LLC | FPLP | 23 | 019 | ME | ME | 50999 | 6.81 | 6.81 | 6.81 | 6.81 | 0
332 | BAR HARBOR DIESELS 1-4 | 332 | BAR HARBOR DIESELS 1-4 | IC | DFO |  | OIL INTERNAL COMBUSTION | 1960-01-01 05:00 | New Brunswick Power Generation Corporation | NBPGC | 23 | 009 | BHE | ME | 1466 | 3.8 | 4.3 | 4.3 | 3.8 | 3.8
335 | BELLOWS FALLS | 335 | BELLOWS FALLS | HDP | WAT |  | HYDRO (DAILY CYCLE - PONDAGE) | 1928-01-01 05:00 | TransCanada Power Marketing, Ltd. | TCPM | 50 | 025 | VT | NH | 3745 | 48.54 | 48.54 | 48.54 | 48.54 | 0
336 | BERLIN 1 GT | 336 | BERLIN 1 GT | GT | KER |  | OIL COMBUSTION (GAS) TURBINE | 1972-01-01 05:00 | Green Mountain Power Corporation | GMP | 50 | 023 | VT | VT | 3734 | 34.83 | 45.777 | 45.777 | 34.83 | 0
337 | BETHLEHEM | 337 | BETHLEHEM | ST | WDS |  | BIO/REFUSE | 1986-12-01 05:00 | GDF Suez Energy Marketing NA, Inc. | SUEZ | 33 | 007 | NH | NH | 50208 | 15.483 | 15.405 | 15.405 | 15.483 | 0.438
339 | BRIDGEPORT HARBOR 2 | 339 | BRIDGEPORT HARBOR 2 | ST | RFO |  | OIL STEAM | 1961-08-01 04:00 | PSEG Energy Resources & Trade LLC | PSEG | 09 | 001 | SWCT | CT | 568 | 0 | 0 | 0 | 0 | 0
340 | BRIDGEPORT HARBOR 3 | 340 | BRIDGEPORT HARBOR 3 | ST | SUB | RFO | COAL STEAM | 1968-08-01 04:00 | PSEG Energy Resources & Trade LLC | PSEG | 09 | 001 | SWCT | CT | 568 | 383.426 | 384.984 | 384.984 | 383.426 | 0
341 | BRIDGEPORT HARBOR 4 | 341 | BRIDGEPORT HARBOR 4 | GT | JF |  | OIL COMBUSTION (GAS) TURBINE | 1967-10-01 04:00 | PSEG Energy Resources & Trade LLC | PSEG | 09 | 001 | SWCT | CT | 568 | 11.707 | 16.607 | 16.607 | 17.024 | -0.076
345 | MEAD | 345 | MEAD | ST | BIT | OBS | COAL STEAM | 1990-02-01 05:00 | American PowerNet Management, LP | APNM | 23 | 017 | ME | ME | 10495 | 0 | 0 | 0 | 0 | -4.2
346 | BOLTON FALLS | 346 | BOLTON FALLS | HDR | WAT |  | HYDRO (DAILY CYCLE - RUN OF RIVER) | 1980-01-01 05:00 | Green Mountain Power Corporation | GMP | 50 | 023 | VT | VT | 7056 | 3.333 | 6.018 | 6.018 | 3.333 | 0
348 | BOOT MILLS | 348 | BOOT MILLS | HDR | WAT |  | HYDRO (DAILY CYCLE - RUN OF RIVER) | 1985-11-01 05:00 | NSTAR Electric Company | NSTAR | 25 | 017 | CMA/NEMA | WCMA | 10556 | 6.731 | 16.002 | 16.002 | 6.731 | 0
349 | WHEELABRATOR BRIDGEPORT, L.P. | 349 | WHEELABRATOR BRIDGEPORT, L.P. | ST | MSW |  | BIO/REFUSE | 1988-04-01 05:00 | Wheelabrator Bridgeport, L.P. | WB | 09 | 001 | SWCT | CT | 50883 | 59.27 | 59.866 | 59.866 | 59.27 | 0.288
350 | BRAYTON PT 1 | 350 | BRAYTON PT 1 | ST | BIT | NG | COAL STEAM | 1963-08-01 04:00 | Dominion Energy Marketing, Inc. | DEM | 25 | 005 | RI | SEMA | 1619 | 239.252 | 246.703 | 246.703 | 239.252 | -4.203
351 | BRAYTON PT 2 | 351 | BRAYTON PT 2 | ST | BIT | NG | COAL STEAM | 1964-07-01 04:00 | Dominion Energy Marketing, Inc. | DEM | 25 | 005 | RI | SEMA | 1619 | 238.935 | 249.284 | 249.284 | 238.935 | -5.065
352 | BRAYTON PT 3 | 352 | BRAYTON PT 3 | ST | BIT | NG | COAL STEAM | 1969-07-01 04:00 | Dominion Energy Marketing, Inc. | DEM | 25 | 005 | RI | SEMA | 1619 | 605.251 | 637.108 | 637.108 | 605.251 | -6.749
353 | BRAYTON PT 4 | 353 | BRAYTON PT 4 | ST | RFO | NG | GAS/OIL STEAM | 1974-12-01 05:00 | Dominion Energy Marketing, Inc. | DEM | 25 | 005 | RI | SEMA | 1619 | 435 | 445.52 | 445.52 | 435 | 0
354 | BRAYTON DIESELS 1-4 | 354 | BRAYTON DIESELS 1-4 Incremental | IC | DFO |  | OIL INTERNAL COMBUSTION | 1967-03-01 05:00 | Dominion Energy Marketing, Inc. | DEM | 25 | 005 | RI | SEMA | 1619 | 9.517 | 9.988 | 9.988 | 9.517 | -0.395
355 | BRANFORD 10 | 355 | BRANFORD 10 | GT | KER |  | OIL COMBUSTION (GAS) TURBINE | 1969-01-01 05:00 | NRG Power Marketing LLC | NRGPM | 09 | 009 | SWCT | CT | 540 | 15.84 | 20.95 | 20.95 | 15.84 | 0
356 | BRISTOL REFUSE | 356 | BRISTOL REFUSE | ST | MSW | NG | BIO/REFUSE | 1988-05-01 04:00 | Connecticut Light and Power Company, The | CLP | 09 | 003 | CT | CT | 50648 | 12.217 | 12.402 | 12.402 | 12.217 | 0.325
357 | BRIDGEWATER | 357 | BRIDGEWATER | ST | WDS |  | BIO/REFUSE | 1987-09-01 04:00 | Bridgewater Power Company L.P. | BPCLP | 33 | 009 | NH | NH | 10290 | 14.573 | 14.712 | 14.712 | 14.573 | 0.197
358 | BRUNSWICK | 358 | BRUNSWICK | HDR | WAT |  | HYDRO (DAILY CYCLE - RUN OF RIVER) | 1982-03-01 05:00 | FPL Energy Maine Hydro LLC | FPLEMH | 23 | 005 | ME | ME | 1483 | 7.276 | 13.59 | 13.59 | 7.276 | 0.214
359 | J. COCKWELL 1 | 359 | J. COCKWELL 1 | PS | WAT |  | HYDRO (PUMPED STORAGE) | 1974-09-01 04:00 | Bear Swamp Power Company LLC | BSP | 25 | 011 | WMA | WCMA | 8005 | 284.1 | 292.125 | 292.125 | 284.1 | 0
360 | J. COCKWELL 2 | 360 | J. COCKWELL 2 | PS | WAT |  | HYDRO (PUMPED STORAGE) | 1974-10-01 04:00 | Bear Swamp Power Company LLC | BSP | 25 | 011 | WMA | WCMA | 8005 | 0 | 292.763 | 292.763 | 282.6 | 0
361 | POTTER DIESEL 1 | 361 | POTTER DIESEL 1 | IC | DFO |  | OIL INTERNAL COMBUSTION | 1978-01-01 05:00 | Braintree Electric Light Department, Town of | BELD | 25 | 021 | SEMA | SEMA | 1660 | 2.25 | 2.25 | 2.25 | 2.25 | 0
362 | BULLS BRIDGE | 362 | BULLS BRIDGE | HDR | WAT |  | HYDRO (DAILY CYCLE - RUN OF RIVER) | 1903-01-01 05:00 | GDF Suez Energy Marketing NA, Inc. | SUEZ | 09 | 005 | SWCT | CT | 541 | 0 | 5.974 | 5.974 | 0 | -4.884
363 | BURLINGTON GT | 363 | BURLINGTON GT | GT | DFO |  | OIL COMBUSTION (GAS) TURBINE | 1971-07-01 04:00 | Burlington Electric Department | BED | 50 | 007 | VT | VT | 3754 | 19.104 | 23.354 | 23.354 | 19.104 | -0.896
365 | CANAL 1 | 365 | CANAL 1 | ST | RFO |  | OIL STEAM | 1968-07-01 04:00 | Genon Energy Management, LLC | MET | 25 | 001 | SEMA | SEMA | 1599 | 540.385 | 555.815 | 555.815 | 540.385 | -6.674
366 | CANAL 2 | 366 | CANAL 2 | ST | RFO | NG | GAS/OIL STEAM | 1976-02-01 05:00 | Genon Energy Management, LLC | MET | 25 | 001 | SEMA | SEMA | 1599 | 545.125 | 547 | 547 | 545.125 | 0
367 | CAPE GT 4 | 367 | CAPE GT 4 | GT | DFO |  | OIL COMBUSTION (GAS) TURBINE | 1970-01-01 05:00 | NextEra Energy Power Marketing, LLC | FPLP | 23 | 005 | SME | ME | 1484 | 15.931 | 20.011 | 20.011 | 15.931 | 0
368 | CAPE GT 5 | 368 | CAPE GT 5 | GT | DFO |  | OIL COMBUSTION (GAS) TURBINE | 1970-01-01 05:00 | NextEra Energy Power Marketing, LLC | FPLP | 23 | 005 | SME | ME | 1484 | 15.822 | 20.272 | 20.272 | 15.822 | 0
369 | CATARACT EAST | 369 | CATARACT EAST | HDR | WAT |  | HYDRO (DAILY CYCLE - RUN OF RIVER) | 1937-01-01 05:00 | FPL Energy Maine Hydro LLC | FPLEMH | 23 | 031 | SME | ME | 1486 | 7.775 | 8 | 8 | 7.775 | 0
370 | COS COB 10 | 370 | COS COB 10 | GT | KER |  | OIL COMBUSTION (GAS) TURBINE | 1969-09-01 04:00 | NRG Power Marketing LLC | NRGPM | 09 | 001 | NOR | CT | 542 | 19.028 | 23 | 23 | 19.028 | 0
371 | COS COB 11 | 371 | COS COB 11 | GT | KER |  | OIL COMBUSTION (GAS) TURBINE | 1969-01-01 05:00 | NRG Power Marketing LLC | NRGPM | 09 | 001 | NOR | CT | 542 | 18.724 | 23 | 23 | 18.724 | 0
372 | COS COB 12 | 372 | COS COB 12 | GT | KER |  | OIL COMBUSTION (GAS) TURBINE | 1969-01-01 05:00 | NRG Power Marketing LLC | NRGPM | 09 | 001 | NOR | CT | 542 | 19.082 | 23 | 23 | 19.082 | 0
375 | CLEARY 9/9A CC | 375 | CLEARY 9/9A CC | CC | NG | RFO | GAS/OIL COMBINED CYCLE | 1975-12-01 05:00 | Taunton Municipal Lighting Plant | TMLP | 25 | 005 | SEMA | SEMA | 1682 | 104.931 | 109.931 | 109.931 | 104.931 | 0
376 | CLEARY 8 | 376 | CLEARY 8 | ST | RFO |  | OIL STEAM | 1966-01-01 05:00 | Taunton Municipal Lighting Plant | TMLP | 25 | 005 | SEMA | SEMA | 1682 | 24.825 | 22.253 | 22.253 | 24.825 | 0
379 | COBBLE MOUNTAIN | 379 | COBBLE MOUNTAIN | HW | WAT |  | HYDRO (WEEKLY CYCLE) | 1923-01-01 05:00 | Holyoke Gas & Electric Department | HGE | 25 | 013 | WMA | WCMA | 1630 | 31.126 | 32.942 | 32.942 | 31.126 | 0
380 | COMERFORD | 380 | COMERFORD | HW | WAT |  | HYDRO (WEEKLY CYCLE) | 1930-01-01 05:00 | TransCanada Power Marketing, Ltd. | TCPM | 33 | 009 | NH | NH | 2349 | 160 | 158.821 | 158.821 | 160 | 7.73
382 | MERRIMACK CT1 | 382 | MERRIMACK CT1 | GT | JF |  | OIL COMBUSTION (GAS) TURBINE | 1969-07-01 04:00 | Public Service Company of New Hampshire | PSNH | 33 | 013 | NH | NH | 2364 | 16.826 | 21.676 | 21.676 | 16.826 | 0
383 | MERRIMACK CT2 | 383 | MERRIMACK CT2 | GT | JF |  | OIL COMBUSTION (GAS) TURBINE | 1968-08-01 04:00 | Public Service Company of New Hampshire | PSNH | 33 | 013 | NH | NH | 2364 | 16.804 | 21.304 | 21.304 | 16.804 | 0
388 | DARTMOUTH POWER | 388 | DARTMOUTH POWER | CC | NG | DFO | GAS/OIL COMBINED CYCLE | 1992-05-01 04:00 | Consolidated Edison Energy, Inc | CEEI | 25 | 005 | SEMA | SEMA | 52026 | 62.156 | 67.656 | 67.656 | 62.156 | 0
389 | DERBY DAM | 389 | DERBY DAM | HDR | WAT |  | HYDRO (DAILY CYCLE - RUN OF RIVER) | 1989-03-01 05:00 | Connecticut Light and Power Company, The | CLP | 09 | 001 | SWCT | CT | 10063 | 7.05 | 7.05 | 7.05 | 7.05 | 0
392 | DEXTER | 392 | DEXTER | CC | NG | DFO | GAS/OIL COMBINED CYCLE | 1990-05-01 04:00 | Algonquin Energy Services Inc. | AESR | 09 | 003 | CT | CT | 10567 | 3.581 | 31.397 | 31.397 | 3.581 | -27.727
393 | DEERFIELD 5 | 393 | DEERFIELD 5 | HDP | WAT |  | HYDRO (DAILY CYCLE - PONDAGE) | 1974-10-01 04:00 | TransCanada Power Marketing, Ltd. | TCPM | 25 | 011 | WMA | WCMA | 1620 | 13.703 | 13.99 | 13.99 | 13.703 | 0
395 | DOREEN | 395 | DOREEN | GT | KER |  | OIL COMBUSTION (GAS) TURBINE | 1969-01-01 05:00 | EP Energy Massachusetts, LLC | NAEA-EM | 25 | 003 | WMA | WCMA | 1631 | 15.959 | 20.809 | 20.809 | 15.959 | 0
396 | DEVON 10 | 396 | DEVON 10 | GT | JF | DFO | OIL COMBUSTION (GAS) TURBINE | 1988-04-01 05:00 | NRG Power Marketing LLC | NRGPM | 09 | 009 | SWCT | CT | 544 | 14.407 | 19.186 | 19.186 | 14.407 | 0
397 | DEVON 11 | 397 | DEVON 11 | GT | JF | NG | GAS/OIL COMBUSTION (GAS) TURBINE | 1996-10-01 04:00 | NRG Power Marketing LLC | NRGPM | 09 | 009 | SWCT | CT | 544 | 29.299 | 38.819 | 38.819 | 29.299 | 0
398 | DEVON 12 | 398 | DEVON 12 | GT | JF | NG | GAS/OIL COMBUSTION (GAS) TURBINE | 1996-10-01 04:00 | NRG Power Marketing LLC | NRGPM | 09 | 009 | SWCT | CT | 544 | 29.227 | 38.437 | 38.437 | 29.227 | 0
399 | DEVON 13 | 399 | DEVON 13 | GT | KER | NG | OIL COMBUSTION (GAS) TURBINE | 1996-10-01 04:00 | NRG Power Marketing LLC | NRGPM | 09 | 009 | SWCT | CT | 544 | 29.967 | 38.967 | 38.967 | 29.967 | 0
400 | DEVON 14 | 400 | DEVON 14 | GT | JF | NG | GAS/OIL COMBUSTION (GAS) TURBINE | 1996-10-01 04:00 | NRG Power Marketing LLC | NRGPM | 09 | 009 | SWCT | CT | 544 | 29.704 | 40.274 | 40.274 | 29.704 | 0
401 | EASTMAN FALLS | 401 | EASTMAN FALLS | HDP | WAT |  | HYDRO (DAILY CYCLE - PONDAGE) | 1912-01-01 05:00 | Public Service Company of New Hampshire | PSNH | 33 | 013 | NH | NH | 2356 | 5.582 | 6.47 | 6.47 | 5.582 | 0
405 | ELLSWORTH HYDRO | 405 | ELLSWORTH HYDRO | HW | WAT |  | HYDRO (WEEKLY CYCLE) | 1919-01-01 05:00 | Black Bear Hydro Partners, LLC | BBHP | 23 | 009 | BHE | ME | 1469 | 9.07 | 9.05 | 9.05 | 9.07 | 0
407 | EASTPORT DIESELS 1-3 | 407 | EASTPORT DIESELS 1-3 | IC | DFO |  | OIL INTERNAL COMBUSTION | 1948-01-01 05:00 | New Brunswick Power Generation Corporation | NBPGC | 23 | 029 | BHE | ME | 1468 | 2.2 | 2.2 | 2.2 | 2.2 | 0
410 | ESSEX 19 HYDRO | 410 | ESSEX 19 HYDRO | HDR | WAT |  | HYDRO (DAILY CYCLE - RUN OF RIVER) | 1917-01-01 05:00 | Green Mountain Power Corporation | GMP | 50 | 007 | VT | VT | 3737 | 1.54 | 5.843 | 5.843 | 1.54 | -1.057
411 | EXETER | 411 | EXETER | ST | TDF | OBS | BIO/REFUSE | 1991-12-01 05:00 | ReEnergy Sterling CT Limited Partnership | REENERGY | 09 | 013 | CT | CT | 50736 | 9.501 | 16.796 | 16.796 | 9.501 | -10.561
412 | FALLS VILLAGE | 412 | FALLS VILLAGE | HDR | WAT |  | HYDRO (DAILY CYCLE - RUN OF RIVER) | 1914-01-01 05:00 | GDF Suez Energy Marketing NA, Inc. | SUEZ | 09 | 005 | CT | CT | 560 | 0 | 6.117 | 6.117 | 0 | -4.963
413 | FIFE BROOK | 413 | FIFE BROOK | HDP | WAT |  | HYDRO (DAILY CYCLE - PONDAGE) | 1974-10-01 04:00 | Bear Swamp Power Company LLC | BSP | 25 | 003 | WMA | WCMA | 8004 | 6.089 | 9.9 | 9.9 | 6.089 | 0
415 | FLORENCE 1 CG | 415 | FLORENCE 1 CG | GT | DFO |  | OIL COMBUSTION (GAS) TURBINE | 1992-09-01 04:00 | Vermont Marble Company | VMC | 50 | 021 | VT | VT | 7337 | 0 | 0 | 0 |  | 0
416 | FLORENCE 2 CG | 416 | FLORENCE 2 CG | GT | DFO |  | OIL COMBUSTION (GAS) TURBINE | 1992-09-01 04:00 | Vermont Marble Company | VMC | 50 | 021 | VT | VT | 7337 | 0 | 0 | 0 |  | 0
417 | FRAMINGHAM JET 1 | 417 | FRAMINGHAM JET 1 | GT | DFO |  | OIL COMBUSTION (GAS) TURBINE | 1969-09-01 04:00 | Constellation Energy Commodities Group, Inc | CEC | 25 | 017 | BOSTON | NEMA | 1586 | 10.145 | 14.175 | 14.175 | 10.145 | 0
418 | FRAMINGHAM JET 2 | 418 | FRAMINGHAM JET 2 | GT | DFO |  | OIL COMBUSTION (GAS) TURBINE | 1969-09-01 04:00 | Constellation Energy Commodities Group, Inc | CEC | 25 | 017 | BOSTON | NEMA | 1586 | 9.914 | 13.914 | 13.914 | 9.914 | 0
419 | FRAMINGHAM JET 3 | 419 | FRAMINGHAM JET 3 | GT | DFO |  | OIL COMBUSTION (GAS) TURBINE | 1969-09-01 04:00 | Constellation Energy Commodities Group, Inc | CEC | 25 | 017 | BOSTON | NEMA | 1586 | 11.25 | 15.25 | 15.25 | 11.25 | 0
420 | FRANKLIN DRIVE 10 | 420 | FRANKLIN DRIVE 10 | GT | KER |  | OIL COMBUSTION (GAS) TURBINE | 1968-11-01 05:00 | NRG Power Marketing LLC | NRGPM | 09 | 005 | CT | CT | 561 | 15.417 | 20.527 | 20.527 | 15.417 | 0
421 | FRONT STREET DIESELS 1-3 | 421 | FRONT STREET DIESELS 1-3 | IC | DFO |  | OIL INTERNAL COMBUSTION | 1980-12-01 05:00 | Chicopee Municipal Lighting Plant | CMLP | 25 | 013 | WMA | WCMA | 7396 | 8.25 | 8.25 | 8.25 | 8.25 | 8.25
424 | GREAT LAKES - MILLINOCKET | 424 | GREAT LAKES - MILLINOCKET | HW | WAT |  | HYDRO (WEEKLY CYCLE) | 1987-03-01 05:00 | Brookfield Energy Marketing, LP | BEMLP | 23 | 019 | BHE | ME | 55830 | 37.793 | 46.104 | 46.104 | 37.793 | -37.753
426 | GORGE 1 DIESEL | 426 | GORGE 1 DIESEL | GT | DFO |  | OIL COMBUSTION (GAS) TURBINE | 1965-01-01 05:00 | Green Mountain Power Corporation | GMP | 50 | 007 | VT | VT | 3735 | 7.09 | 11 | 11 | 7.09 | 7.09
427 | GORHAM | 427 | GORHAM | HDR | WAT |  | HYDRO (DAILY CYCLE - RUN OF RIVER) | 1909-01-01 05:00 | Public Service Company of New Hampshire | PSNH | 33 | 007 | NH | NH | 2358 | 1.959 | 2.05 | 2.05 | 1.959 | 0
429 | GALLOP POWER GREENVILLE | 429 | GREENVILLE | ST | WDS |  | BIO/REFUSE | 1987-03-01 05:00 | Gallop Power Greenville,LLC | GALLOP | 23 | 021 | ME | ME | 54852 | 0 | 0 | 0 | 0 | 0
432 | HARRIS 1 | 432 | HARRIS 1 | HW | WAT |  | HYDRO (WEEKLY CYCLE) | 1954-01-01 05:00 | FPL Energy Maine Hydro LLC | FPLEMH | 23 | 025 | ME | ME | 1492 | 16.79 | 16.776 | 16.776 | 16.79 | 0
433 | HARRIS 2 | 433 | HARRIS 2 | HW | WAT |  | HYDRO (WEEKLY CYCLE) | 1954-01-01 05:00 | FPL Energy Maine Hydro LLC | FPLEMH | 23 | 025 | ME | ME | 1492 | 34.865 | 34.5 | 34.5 | 34.865 | 0
434 | HARRIS 3 | 434 | HARRIS 3 | HW | WAT |  | HYDRO (WEEKLY CYCLE) | 1953-01-01 05:00 | FPL Energy Maine Hydro LLC | FPLEMH | 23 | 025 | ME | ME | 1492 | 34.21 | 33.905 | 33.905 | 34.21 | 0
435 | HARRIMAN | 435 | HARRIMAN | HW | WAT |  | HYDRO (WEEKLY CYCLE) | 1924-01-01 05:00 | TransCanada Power Marketing, Ltd. | TCPM | 50 | 025 | WMA | WCMA | 3746 | 40.943 | 38.663 | 38.663 | 40.943 | -0.085
436 | HEMPHILL 1 | 436 | HEMPHILL 1 | ST | WDS |  | BIO/REFUSE | 1987-12-01 05:00 | Springfield Power, LLC | SPRING | 33 | 019 | NH | NH | 10838 | 16.242 | 16.92 | 16.92 | 16.242 | -0.366
437 | HOLYOKE 6/CABOT 6 | 437 | HOLYOKE 6/CABOT 6 | ST | NG | DFO | GAS/OIL STEAM | 1949-01-01 05:00 | Holyoke Gas & Electric Department | HGE | 25 | 013 | WMA | WCMA | 9864 | 0 | 0 | 0 | 0 | 0
438 | HOLYOKE 8/CABOT 8 | 438 | HOLYOKE 8/CABOT 8 | ST | NG | DFO | GAS/OIL STEAM | 1949-01-01 05:00 | Holyoke Gas & Electric Department | HGE | 25 | 013 | WMA | WCMA | 9864 | 0 | 0 | 0 | 0 | 0
440 | HIRAM | 440 | HIRAM | HDR | WAT |  | HYDRO (DAILY CYCLE - RUN OF RIVER) | 1917-01-01 05:00 | FPL Energy Maine Hydro LLC | FPLEMH | 23 | 005 | SME | ME | 1493 | 11.189 | 11.6 | 11.6 | 11.189 | 0
445 | COVANTA WEST ENFIELD | 445 | COVANTA WEST ENFIELD | ST | WDS |  | BIO/REFUSE | 1987-11-01 05:00 | Covanta Maine, LLC | CM | 23 | 019 | BHE | ME | 10766 | 20.461 | 21.446 | 21.446 | 20.461 | 0
446 | COVANTA JONESBORO | 446 | COVANTA JONESBORO | ST | WDS |  | BIO/REFUSE | 1987-11-01 05:00 | Covanta Maine, LLC | CM | 23 | 029 | BHE | ME | 10765 | 20.226 | 20.226 | 20.226 | 20.226 | 0
448 | IPSWICH DIESELS | 448 | IPSWICH DIESELS | IC | DFO | NG | GAS/OIL INTERNAL COMBUSTION | 1951-01-01 05:00 | Ipswich Municipal Light Department | IMLD | 25 | 009 | BOSTON | NEMA | 1670 | 10.24 | 9.495 | 9.495 | 10.24 | 0
449 | JACKMAN | 449 | JACKMAN | HW | WAT |  | HYDRO (WEEKLY CYCLE) | 1926-02-01 05:00 | Public Service Company of New Hampshire | PSNH | 33 | 011 | NH | NH | 2360 | 0 | 3.541 | 3.541 | 0 | -3.55
451 | JOHNSTON LANDFILL | 451 | JOHNSTON LANDFILL | IC | LFG |  | BIO/REFUSE | 1990-02-01 05:00 | Rhode Island Engine Genco, LLC | RRIG | 44 | 007 | RI | RI | 50365 | 5.47 | 11.604 | 11.604 | 5.47 | -6.492
452 | KENDALL JET 1 | 452 | KENDALL JET 1 | GT | DFO |  | OIL COMBUSTION (GAS) TURBINE | 1970-09-24 04:00 | Genon Energy Management, LLC | MET | 25 | 017 | BOSTON | NEMA | 1595 | 18 | 23 | 23 | 18 | 0
457 | LAWRENCE HYDRO | 457 | LAWRENCE HYDRO | HDR | WAT |  | HYDRO (DAILY CYCLE - RUN OF RIVER) | 1981-11-01 05:00 | CHI Power Marketing, Inc. | CHIPM | 25 | 009 | CMA/NEMA | WCMA | 50545 | 7.014 | 13.36 | 13.36 | 7.014 | 0
460 | LOCKWOOD | 460 | LOCKWOOD | HDR | WAT |  | HYDRO (DAILY CYCLE - RUN OF RIVER) | 1984-12-01 05:00 | NextEra Energy Power Marketing, LLC | FPLP | 23 | 011 | ME | ME | 10066 | 3.786 | 4.686 | 4.686 | 3.786 | -0.239
461 | LENERGIA ENERGY CENTER | 12521 | LOWELL POWER REACTIVATION | CC | NG | DFO | GAS/OIL COMBINED CYCLE | 1993-03-11 05:00 | EDF Trading North America, LLC | EDFT | 25 | 017 | CMA/NEMA | WCMA | 54586 | 74.638 | 78.446 | 78.446 | 74.638 | 0
462 | LISBON RESOURCE RECOVERY | 462 | LISBON RESOURCE RECOVERY | ST | MSW |  | BIO/REFUSE | 1996-01-01 05:00 | Connecticut Light and Power Company, The | CLP | 09 | 011 | CT | CT | 54758 | 13.462 | 13.608 | 13.608 | 13.462 | -0.238
463 | REENERGY LIVERMORE FALLS | 463 | AEI LIVERMORE | ST | WDS |  | BIO/REFUSE | 1992-10-01 04:00 | ReEnergy Stratton LLC | REH | 23 | 001 | ME | ME | 10354 | 34.695 | 34.43 | 34.43 | 34.695 | 0
464 | LOST NATION | 464 | LOST NATION | GT | DFO |  | OIL COMBUSTION (GAS) TURBINE | 1969-09-01 04:00 | Public Service Company of New Hampshire | PSNH | 33 | 007 | NH | NH | 2362 | 13.979 | 17.992 | 17.992 | 13.979 | 0.054
465 | DEERFIELD 2/LWR DRFIELD | 465 | DEERFIELD 2/LWR DRFIELD | HDP | WAT |  | HYDRO (DAILY CYCLE - PONDAGE) | 1912-01-01 05:00 | TransCanada Power Marketing, Ltd. | TCPM | 25 | 011 | WMA | WCMA | 6047 / 6083 / 6119 | 19.275 | 19.5 | 19.5 | 19.275 | 0
466 | L STREET JET | 466 | L STREET JET | GT | DFO |  | OIL COMBUSTION (GAS) TURBINE | 1966-09-01 04:00 | Constellation Energy Commodities Group, Inc | CEC | 25 | 025 | BOSTON | NEMA | 1587 | 16.03 | 21.77 | 21.77 | 16.03 | 0
467 | MARBLEHEAD DIESELS | 467 | MARBLEHEAD DIESELS | IC | DFO |  | OIL INTERNAL COMBUSTION | 1998-09-25 04:00 | Marblehead Municipal Light Department | MMLD | 25 | 009 | BOSTON | NEMA | 6586 | 5 | 5 | 5 | 5 | 0
468 | MARSHFIELD 6 HYDRO | 468 | MARSHFIELD 6 HYDRO | HW | WAT |  | HYDRO (WEEKLY CYCLE) | 1927-01-01 05:00 | Green Mountain Power Corporation | GMP | 50 | 023 | NH | VT | 3739 | 0 | 4.38 | 4.38 | 0 | 0
472 | M STREET JET | 472 | M STREET JET | GT | KER |  | OIL COMBUSTION (GAS) TURBINE | 1978-01-01 05:00 | Massachusetts Bay Transportation Authority | MBTA | 25 | 025 | BOSTON | NEMA | 10176 | 0 | 0 | 67.2 | 47 | 47
473 | MCINDOES | 473 | MCINDOES | HDP | WAT |  | HYDRO (DAILY CYCLE - PONDAGE) | 1931-01-01 05:00 | TransCanada Power Marketing, Ltd. | TCPM | 33 | 009 | NH | NH | 6483 | 10.066 | 10.571 | 10.571 | 10.066 | 0
474 | J C MCNEIL | 474 | J C MCNEIL | ST | WDS | NG | BIO/REFUSE | 1984-02-01 05:00 | Burlington Electric Department | BED | 50 | 007 | VT | VT | 589 | 52 | 54 | 54 | 52 | 0
475 | MEDWAY DIESELS 1-4 | 475 | MEDWAY DIESELS 1-4 | IC | DFO |  | OIL INTERNAL COMBUSTION | 1960-01-01 05:00 | New Brunswick Power Generation Corporation | NBPGC | 23 | 019 | BHE | ME | 1474 | 7.95 | 8.25 | 8.25 | 7.95 | 0
476 | MERC | 476 | MERC | ST | MSW | NG | BIO/REFUSE | 1987-05-01 04:00 | NextEra Energy Power Marketing, LLC | FPLP | 23 | 031 | SME | ME | 10338 | 15.147 | 16.043 | 16.043 | 15.147 | -1.192
478 | MIDDLETOWN 10 | 478 | MIDDLETOWN 10 | GT | JF |  | OIL COMBUSTION (GAS) TURBINE | 1966-01-01 05:00 | NRG Power Marketing LLC | NRGPM | 09 | 007 | CT | CT | 562 | 0 | 18.76 | 18.76 | 0 | -14.26
479 | MIDDLETOWN 1 | 479 | MIDDLETOWN 1 | ST | RFO |  | OIL STEAM | 1996-10-01 04:00 | NRG Power Marketing LLC | NRGPM | 09 | 007 | CT | CT | 562 | 0 | 0 | 0 |  | 0
480 | MIDDLETOWN 2 | 480 | MIDDLETOWN 2 | ST | RFO | NG | GAS/OIL STEAM | 1958-01-01 05:00 | NRG Power Marketing LLC | NRGPM | 09 | 007 | CT | CT | 562 | 117 | 120 | 120 | 117 | 0
481 | MIDDLETOWN 3 | 481 | MIDDLETOWN 3 | ST | RFO | NG | GAS/OIL STEAM | 1964-01-01 05:00 | NRG Power Marketing LLC | NRGPM | 09 | 007 | CT | CT | 562 | 233.679 | 244.398 | 244.398 | 233.679 | -2.321
482 | MIDDLETOWN 4 | 482 | MIDDLETOWN 4 | ST | RFO |  | OIL STEAM | 1973-06-01 04:00 | NRG Power Marketing LLC | NRGPM | 09 | 007 | CT | CT | 562 | 399.923 | 402 | 402 | 399.923 | -0.077
484 | MILLSTONE POINT 2 | 484 | MILLSTONE POINT 2 | ST | NUC |  | NUCLEAR STEAM | 1975-12-01 05:00 | Dominion Energy Marketing, Inc. | DEM | 09 | 011 | CT | CT | 566 | 875.26 | 879.305 | 879.305 | 875.26 | 0
485 | MILLSTONE POINT 3 | 485 | MILLSTONE POINT 3 | ST | NUC |  | NUCLEAR STEAM | 1986-04-01 05:00 | Dominion Energy Marketing, Inc. | DEM | 09 | 011 | CT | CT | 566 | 1225 | 1235.001 | 1235.001 | 1225 | 0
486 | MILFORD POWER | 486 | MILFORD POWER | CC | NG |  | GAS COMBINED CYCLE | 1994-01-01 05:00 | GDF Suez Energy Marketing NA, Inc. | SUEZ | 25 | 027 | RI | SEMA | 54805 | 149 | 170.73 | 170.73 | 149 | 0
487 | MILLER HYDRO | 487 | MILLER HYDRO | HDR | WAT |  | HYDRO (DAILY CYCLE - RUN OF RIVER) | 1984-04-01 05:00 | Energy New England LLC | ENE | 23 | 001 | ME | ME | 50278 | 7.361 | 11.924 | 11.924 | 7.361 | 0.268
489 | MERRIMACK 1 | 489 | MERRIMACK 1 | ST | BIT |  | COAL STEAM | 1960-12-01 05:00 | Public Service Company of New Hampshire | PSNH | 33 | 013 | NH | NH | 2364 | 108 | 108.05 | 108.05 | 108 | -4.5
490 | MERRIMACK 2 | 490 | MERRIMACK 2 | ST | BIT |  | COAL STEAM | 1968-04-30 04:00 | Public Service Company of New Hampshire | PSNH | 33 | 013 | NH | NH | 2364 | 330 | 330.513 | 330.513 | 330 | -8.375
492 | MONTVILLE 10 and 11 | 492 | MONTVILLE 10 and 11 | IC | DFO |  | OIL INTERNAL COMBUSTION | 1967-01-01 05:00 | NRG Power Marketing LLC | NRGPM | 09 | 011 | CT | CT | 546 | 5.296 | 5.354 | 5.354 | 5.296 | 0
493 | MONTVILLE 5 | 493 | MONTVILLE 5 | ST | RFO | NG | GAS/OIL STEAM | 1954-01-01 05:00 | NRG Power Marketing LLC | NRGPM | 09 | 011 | CT | CT | 546 | 81 | 81.59 | 81.59 | 81 | 0
494 | MONTVILLE 6 | 494 | MONTVILLE 6 | ST | RFO |  | OIL STEAM | 1971-07-01 04:00 | NRG Power Marketing LLC | NRGPM | 09 | 011 | CT | CT | 546 | 405.05 | 408.852 | 408.852 | 405.05 | -1.133
495 | MONTY | 495 | MONTY | HDR | WAT |  | HYDRO (DAILY CYCLE - RUN OF RIVER) | 1980-01-01 05:00 | FPL Energy Maine Hydro LLC | FPLEMH | 23 | 025 | ME | ME | 805 | 28 | 28 | 28 | 28 | 0
496 | MOORE | 496 | MOORE | HW | WAT |  | HYDRO (WEEKLY CYCLE) | 1956-01-01 05:00 | TransCanada Power Marketing, Ltd. | TCPM | 33 | 009 | NH | NH | 2351 | 189.032 | 191.175 | 191.175 | 189.032 | 0
497 | MASS POWER | 497 | MASS POWER | CC | NG |  | GAS COMBINED CYCLE | 1993-07-01 04:00 | EquiPower Resources Management, LLC | EPRM | 25 | 013 | WMA | WCMA | 10726 | 245.259 | 279.889 | 279.889 | 245.259 | 7
498 | MT TOM | 498 | MT TOM | ST | BIT |  | COAL STEAM | 1960-06-01 04:00 | GDF Suez Energy Marketing NA, Inc. | SUEZ | 25 | 013 | WMA | WCMA | 1606 | 141.331 | 144.594 | 144.594 | 141.331 | -1.55
502 | MYSTIC 7 | 502 | MYSTIC 7 | ST | NG | RFO | GAS/OIL STEAM | 1975-06-01 04:00 | Constellation Energy Commodities Group, Inc | CEC | 25 | 017 | BOSTON | NEMA | 1588 | 560.469 | 559.775 | 559.775 | 560.469 | 0
503 | MYSTIC JET | 503 | MYSTIC JET | GT | DFO |  | OIL COMBUSTION (GAS) TURBINE | 1969-06-01 04:00 | Constellation Energy Commodities Group, Inc | CEC | 25 | 017 | BOSTON | NEMA | 1588 | 7.646 | 11.796 | 11.796 | 7.646 | -0.943
507 | NEA BELLINGHAM | 507 | NEA BELLINGHAM | CC | NG | DFO | GAS/OIL COMBINED CYCLE | 1991-10-01 04:00 | NextEra Energy Power Marketing, LLC | FPLP | 25 | 021 | RI | SEMA | 10307 | 277.621 | 336.503 | 336.503 | 277.621 | 0
508 | NEWINGTON 1 | 508 | NEWINGTON 1 | ST | RFO | NG | GAS/OIL STEAM | 1974-06-01 04:00 | Public Service Company of New Hampshire | PSNH | 33 | 015 | NH | NH | 8002 | 400.2 | 400.2 | 400.2 | 400.2 | 0
513 | NEW HAVEN HARBOR | 513 | NEW HAVEN HARBOR | ST | RFO | NG | GAS/OIL STEAM | 1975-08-01 04:00 | PSEG Energy Resources & Trade LLC | PSEG | 09 | 009 | CT | CT | 6156 | 447.894 | 453.384 | 453.384 | 447.894 | 0
515 | NORWICH JET | 515 | NORWICH JET | GT | DFO |  | OIL COMBUSTION (GAS) TURBINE | 1972-09-01 04:00 | Connecticut Municipal Electric Energy Cooperative | CMEEC | 09 | 011 | CT | CT | 581 | 15.255 | 18.8 | 18.8 | 15.255 | 0
519 | NORWALK HARBOR 1 | 519 | NORWALK HARBOR 1 | ST | RFO |  | OIL STEAM | 1960-01-01 05:00 | NRG Power Marketing LLC | NRGPM | 09 | 001 | NOR | CT | 548 | 162 | 163.995 | 163.995 | 162 | 0
520 | NORWALK HARBOR 2 | 520 | NORWALK HARBOR 2 | ST | RFO |  | OIL STEAM | 1963-01-01 05:00 | NRG Power Marketing LLC | NRGPM | 09 | 001 | NOR | CT | 548 | 168 | 172 | 172 | 168 | 0
521 | NORWALK HARBOR 10 (3) | 521 | NORWALK HARBOR 10 (3) | GT | KER |  | OIL COMBUSTION (GAS) TURBINE | 1996-10-01 04:00 | NRG Power Marketing LLC | NRGPM | 09 | 001 | NOR | CT | 548 | 11.925 | 17.062 | 17.062 | 11.925 | 0
527 | OGDEN-MARTIN 1 | 527 | OGDEN-MARTIN 1 | ST | MSW | DFO | BIO/REFUSE | 1989-06-01 04:00 | Dominion Energy Marketing, Inc. | DEM | 25 | 009 | BOSTON | NEMA | 50661 | 40.335 | 42.091 | 42.091 | 40.335 | 1.205
528 | OCEAN ST PWR GT1/GT2/ST1 | 528 | OCEAN ST PWR GT1/GT2/ST1 | CC | NG |  | GAS COMBINED CYCLE | 1990-12-31 05:00 | TransCanada Power Marketing, Ltd. | TCPM | 44 | 007 | RI | RI | 51030 | 270.901 | 316.901 | 316.901 | 270.901 | 0
529 | OCEAN ST PWR GT3/GT4/ST2 | 529 | OCEAN ST PWR GT3/GT4/ST2 | CC | NG |  | GAS COMBINED CYCLE | 1991-10-01 04:00 | TransCanada Power Marketing, Ltd. | TCPM | 44 | 007 | RI | RI | 54324 | 270.18 | 318.18 | 318.18 | 270.18 | 0
531 | PAWTUCKET POWER | 531 | PAWTUCKET POWER | CC | NG | DFO | GAS/OIL COMBINED CYCLE | 1991-02-01 05:00 | Pawtucket Power Holding Company LLC | PPH | 44 | 007 | RI | RI | 54056 | 0 | 60.869 | 60.869 | 0 | -57.557
532 | PEJEPSCOT | 532 | PEJEPSCOT | HDR | WAT |  | HYDRO (DAILY CYCLE - RUN OF RIVER) | 1987-11-01 05:00 | Topsham Hydro Partners LP | TOPS | 23 | 023 | ME | ME | 50758 | 6.466 | 9.887 | 9.887 | 6.466 | -0.025
536 | PERC-ORRINGTON 1 | 536 | PERC-ORRINGTON 1 | ST | MSW | DFO | BIO/REFUSE | 1988-01-01 05:00 | New Brunswick Power Generation Corporation | NBPGC | 23 | 019 | BHE | ME | 50051 | 21.145 | 21.334 | 21.334 | 21.145 | 0.293
537 | PILGRIM NUCLEAR POWER STATION | 537 | PILGRIM NUCLEAR POWER STATION | ST | NUC |  | NUCLEAR STEAM | 1972-12-01 05:00 | Entergy Nuclear Power Marketing LLC | ENPM | 25 | 023 | SEMA | SEMA | 1590 | 677.284 | 683.421 | 683.421 | 677.284 | 0
538 | PINETREE POWER | 538 | PINETREE POWER | ST | WDS |  | BIO/REFUSE | 1992-11-01 05:00 | GDF Suez Energy Marketing NA, Inc. | SUEZ | 25 | 027 | WMA | WCMA | 54620 | 15.783 | 16.787 | 16.787 | 15.783 | 0
539 | PONTOOK HYDRO | 539 | PONTOOK HYDRO | HDR | WAT |  | HYDRO (DAILY CYCLE - RUN OF RIVER) | 1986-12-01 05:00 | Brookfield Energy Marketing, LP | BEMLP | 33 | 007 | NH | NH | 50741 | 4.32 | 8.779 | 8.779 | 4.32 | 0.054
540 | POTTER 2 CC | 540 | POTTER 2 CC | CC | NG |  | GAS COMBINED CYCLE | 1977-03-01 05:00 | Braintree Electric Light Department, Town of | BELD | 25 | 021 | SEMA | SEMA | 1660 | 73.117 | 91.117 | 91.117 | 73.117 | -0.81
541 | PROCTOR | 541 | PROCTOR | HDR | WAT |  | HYDRO (DAILY CYCLE - RUN OF RIVER) | 1980-01-01 05:00 | Green Mountain Power Corporation | GMP | 50 | 021 | VT | VT | 6450 | 0 | 2.7 | 2.7 | 0 | -2.6
542 | ECO MAINE | 542 | ECO MAINE | ST | MSW | NG | BIO/REFUSE | 1988-08-01 04:00 | Constellation Energy Commodities Group, Inc | CEC | 23 | 005 | SME | ME | 50225 | 10.939 | 10.035 | 10.035 | 10.939 | 0.187
546 | RESCO SAUGUS | 546 | RESCO SAUGUS | ST | MSW |  | BIO/REFUSE | 1985-11-01 05:00 | New England Power Company | NEP | 25 | 009 | BOSTON | NEMA | 50880 | 30.845 | 30.114 | 30.114 | 30.845 | -1.437
547 | WHEELABRATOR NORTH ANDOVER | 547 | WHEELABRATOR NORTH ANDOVER | ST | MSW |  | BIO/REFUSE | 1985-08-01 04:00 | Wheelabrator North Andover Inc | WNE | 25 | 009 | BOSTON | NEMA | 50877 | 29.683 | 29.741 | 29.741 | 29.683 | 0.05
549 | RUTLAND 5 GT | 549 | RUTLAND 5 GT | GT | DFO |  | OIL COMBUSTION (GAS) TURBINE | 1962-01-01 05:00 | Green Mountain Power Corporation | GMP | 50 | 021 | VT | VT | 3723 | 0 | 12.816 | 12.816 | 0 | -8.406
551 | SALEM HARBOR 1 | 551 | SALEM HARBOR 1 | ST | BIT | RFO | COAL STEAM | 1952-01-01 05:00 | Freepoint Commodities LLC | FREE | 25 | 009 | BOSTON | NEMA | 1626 | 0 | 0 | 0 | 0 | -79.724
552 | SALEM HARBOR 2 | 552 | SALEM HARBOR 2 | ST | BIT | RFO | COAL STEAM | 1952-01-01 05:00 | Freepoint Commodities LLC | FREE | 25 | 009 | BOSTON | NEMA | 1626 | 0 | 0 | 0 | 0 | -77.955
553 | SALEM HARBOR 3 | 553 | SALEM HARBOR 3 | ST | BIT | RFO | COAL STEAM | 1958-08-01 04:00 | Freepoint Commodities LLC | FREE | 25 | 009 | BOSTON | NEMA | 1626 | 147.424 | 149.91 | 149.91 | 147.424 | -2.381
554 | SALEM HARBOR 4 | 554 | SALEM HARBOR 4 | ST | RFO |  | OIL STEAM | 1972-08-01 04:00 | Freepoint Commodities LLC | FREE | 25 | 009 | BOSTON | NEMA | 1626 | 436.754 | 437.353 | 437.353 | 436.754 | 0
555 | SEABROOK | 555 | SEABROOK | ST | NUC |  | NUCLEAR STEAM | 1990-04-01 05:00 | NextEra Energy Power Marketing, LLC | FPLP | 33 | 015 | NH | NH | 6115 | 1059 | 1246.65 | 1246.65 | 1246.225 | 0
556 | SCHILLER 4 | 556 | SCHILLER 4 | ST | BIT | RFO | COAL STEAM | 1952-04-01 05:00 | Public Service Company of New Hampshire | PSNH | 33 | 015 | NH | NH | 2367 | 47.5 | 48 | 48 | 47.5 | 0
557 | SCHILLER 5 | 557 | SCHILLER 5 | ST | WDS | RFO | BIO/REFUSE | 1955-05-01 04:00 | Public Service Company of New Hampshire | PSNH | 33 | 015 | NH | NH | 2367 | 43.082 | 42.594 | 42.594 | 43.082 | 0
558 | SCHILLER 6 | 558 | SCHILLER 6 | ST | BIT | RFO | COAL STEAM | 1957-07-01 04:00 | Public Service Company of New Hampshire | PSNH | 33 | 015 | NH | NH | 2367 | 47.938 | 48.58 | 48.58 | 47.938 | 0
559 | SCHILLER CT 1 | 559 | SCHILLER CT 1 | GT | JF |  | OIL COMBUSTION (GAS) TURBINE | 1970-11-01 05:00 | Public Service Company of New Hampshire | PSNH | 33 | 015 | NH | NH | 2367 | 17.621 | 18.5 | 18.5 | 17.621 | 0
561 | SEARSBURG | 561 | SEARSBURG | HDP | WAT |  | HYDRO (DAILY CYCLE - PONDAGE) | 1922-03-01 05:00 | TransCanada Power Marketing, Ltd. | TCPM | 50 | 003 | WMA | WCMA | 6529 | 4.755 | 4.96 | 4.96 | 4.755 | 0
562 | SECREC-PRESTON | 562 | SECREC-PRESTON | ST | MSW | DFO | BIO/REFUSE | 1992-01-01 05:00 | Connecticut Light and Power Company, The | CLP | 09 | 011 | CT | CT | 10646 | 16.103 | 16.519 | 16.519 | 16.103 | -0.066
563 | SEMASS 1 | 563 | SEMASS 1 | ST | MSW | DFO | BIO/REFUSE | 1988-10-01 04:00 | NSTAR Electric Company | NSTAR | 25 | 023 | SEMA | SEMA | 50290 | 48.877 | 51.622 | 51.622 | 48.877 | -1.14
564 | SEMASS 2 | 564 | SEMASS 2 | ST | MSW | DFO | BIO/REFUSE | 1993-05-01 04:00 | NSTAR Electric Company | NSTAR | 25 | 023 | SEMA | SEMA | 50290 | 21.587 | 25.135 | 25.135 | 21.587 | -0.97
565 | SHELDON SPRINGS | 565 | SHELDON SPRINGS | HDR | WAT |  | HYDRO (DAILY CYCLE - RUN OF RIVER) | 1988-05-01 04:00 | Vermont Electric Power Company, Inc. | VELCO | 50 | 011 | VT | VT | 10494 | 0.881 | 7.687 | 7.687 | 0.881 | -3.065
566 | SHEPAUG | 566 | SHEPAUG | HW | WAT |  | HYDRO (WEEKLY CYCLE) | 1955-01-01 05:00 | GDF Suez Energy Marketing NA, Inc. | SUEZ | 09 | 009 | SWCT | CT | 552 | 41.511 | 42.559 | 42.559 | 41.511 | 0
567 | SHERMAN | 567 | SHERMAN | HW | WAT |  | HYDRO (WEEKLY CYCLE) | 1926-12-01 05:00 | TransCanada Power Marketing, Ltd. | TCPM | 25 | 011 | WMA | WCMA | 6012 | 6.154 | 6.22 | 6.22 | 6.154 | 0
568 | SHREWSBURY DIESELS | 35657 | SHREWSBURY DIESELS | IC | DFO |  | OIL INTERNAL COMBUSTION | 1978-05-01 04:00 | Shrewsbury Electric Light Plant | SELP | 25 | 27 | CMA/NEMA | WCMA | 6125 | 13.75 | 13.65 | 13.65 | 13.75 | 0
569 | SKELTON | 569 | SKELTON | HDP | WAT |  | HYDRO (DAILY CYCLE - PONDAGE) | 1948-01-01 05:00 | FPL Energy Maine Hydro LLC | FPLEMH | 23 | 031 | SME | ME | 1505 | 19.704 | 19.704 | 19.704 | 19.704 | 0
570 | SMITH | 570 | SMITH | HDR | WAT |  | HYDRO (DAILY CYCLE - RUN OF RIVER) | 1948-01-01 05:00 | Public Service Company of New Hampshire | PSNH | 33 | 007 | NH | NH | 2368 | 11.676 | 15.244 | 15.244 | 11.676 | 0
572 | SO. MEADOW 11 | 572 | SO. MEADOW 11 | GT | JF |  | OIL COMBUSTION (GAS) TURBINE | 1970-08-01 04:00 | NextEra Energy Power Marketing, LLC | FPLP | 09 | 003 | CT | CT | 563 | 35.781 | 46.921 | 46.921 | 35.781 | 0
573 | SO. MEADOW 12 | 573 | SO. MEADOW 12 | GT | JF |  | OIL COMBUSTION (GAS) TURBINE | 1970-08-01 04:00 | NextEra Energy Power Marketing, LLC | FPLP | 09 | 003 | CT | CT | 563 | 37.701 | 47.867 | 47.867 | 37.649 | -0.052
574 | SO. MEADOW 13 | 574 | SO. MEADOW 13 | GT | JF |  | OIL COMBUSTION (GAS) TURBINE | 1970-08-01 04:00 | NextEra Energy Power Marketing, LLC | FPLP | 09 | 003 | CT | CT | 563 | 38.317 | 47.917 | 47.917 | 38.317 | 0
575 | SO. MEADOW 14 | 575 | SO. MEADOW 14 | GT | JF |  | OIL COMBUSTION (GAS) TURBINE | 1970-08-01 04:00 | NextEra Energy Power Marketing, LLC | FPLP | 09 | 003 | CT | CT | 563 | 36.746 | 46.346 | 46.346 | 36.746 | 0
579 | SOMERSET JET 2 | 579 | SOMERSET JET 2 | GT | JF |  | OIL COMBUSTION (GAS) TURBINE | 1971-05-01 04:00 | NRG Power Marketing LLC | NRGPM | 25 | 005 | SEMA | SEMA | 1613 | 0 | 0 | 0 |  | 0
580 | SO. MEADOW 5 | 580 | SO. MEADOW 5 | ST | MSW | NG | BIO/REFUSE | 1987-11-01 05:00 | Constellation Energy Commodities Group, Inc | CEC | 09 | 003 | CT | CT | 563 | 26.415 | 25.803 | 25.803 | 26.415 | 0.738
581 | SO. MEADOW 6 | 581 | SO. MEADOW 6 | ST | MSW | NG | BIO/REFUSE | 1987-11-01 05:00 | Constellation Energy Commodities Group, Inc | CEC | 09 | 003 | CT | CT | 563 | 21.213 | 24.912 | 24.912 | 21.213 | -2.529
583 | STONY BROOK 2A | 583 | STONY BROOK 2A | GT | DFO |  | OIL COMBUSTION (GAS) TURBINE | 1982-11-01 05:00 | Massachusetts Municipal Wholesale Electric Company | MMWEC | 25 | 013 | WMA | WCMA | 6081 | 67.4 | 87.4 | 87.4 | 67.4 | 0
584 | STONY BROOK 2B | 584 | STONY BROOK 2B | GT | DFO |  | OIL COMBUSTION (GAS) TURBINE | 1982-11-01 05:00 | Massachusetts Municipal Wholesale Electric Company | MMWEC | 25 | 013 | WMA | WCMA | 6081 | 65.3 | 85.3 | 85.3 | 65.3 | 0
587 | STEVENSON | 587 | STEVENSON | HW | WAT |  | HYDRO (WEEKLY CYCLE) | 1919-01-01 05:00 | GDF Suez Energy Marketing NA, Inc. | SUEZ | 09 | 001 | SWCT | CT | 553 | 28.311 | 28.9 | 28.9 | 28.311 | 0
590 | REENERGY STRATTON | 590 | BORALEX STRATTON ENERGY | ST | WDS |  | BIO/REFUSE | 1989-09-01 04:00 | ReEnergy Stratton LLC | REH | 23 | 007 | ME | ME | 50650 | 45.024 | 44.363 | 44.363 | 45.024 | 0
591 | S.D. WARREN-WESTBROOK | 591 | S.D. WARREN-WESTBROOK | ST | WDS | RFO | BIO/REFUSE | 1997-11-01 05:00 | NextEra Energy Power Marketing, LLC | FPLP | 23 | 005 | SME | ME | 50447 | 42.59 | 49.103 | 49.103 | 42.59 | 0
592 | TAMWORTH | 592 | TAMWORTH | ST | WDS |  | BIO/REFUSE | 1988-01-01 05:00 | GDF Suez Energy Marketing NA, Inc. | SUEZ | 33 | 003 | NH | NH | 50739 | 19.166 | 19.066 | 19.066 | 19.166 | 0.086
594 | AES THAMES | 594 | AES THAMES | ST | BIT |  | COAL STEAM | 1989-12-01 05:00 | Connecticut Light and Power Company, The | CLP | 09 | 011 | CT | CT | 10675 | 0 | 0 | 0 | 0 | 0
595 | TORRINGTON TERMINAL 10 | 595 | TORRINGTON TERMINAL 10 | GT | KER |  | OIL COMBUSTION (GAS) TURBINE | 1967-08-01 04:00 | NRG Power Marketing LLC | NRGPM | 09 | 005 | CT | CT | 565 | 15.638 | 20.748 | 20.748 | 15.638 | 0
596 | TUNNEL 10 | 596 | TUNNEL 10 | GT | KER |  | OIL COMBUSTION (GAS) TURBINE | 1969-01-01 05:00 | GDF Suez Energy Marketing NA, Inc. | SUEZ | 09 | 011 | CT | CT | 557 | 16.591 | 21.691 | 21.691 | 16.591 | -0.115
598 | VERGENNES 5 and 6 DIESELS | 598 | VERGENNES 5 and 6 DIESELS | IC | DFO |  | OIL INTERNAL COMBUSTION | 1964-01-01 05:00 | Green Mountain Power Corporation | GMP | 50 | 001 | VT | VT | 6519 | 3.94 | 4.24 | 4.24 | 3.94 | 0
599 | VERNON | 599 | VERNON | HDP | WAT |  | HYDRO (DAILY CYCLE - PONDAGE) | 1909-01-01 05:00 | TransCanada Power Marketing, Ltd. | TCPM | 50 | 025 | WMA | WCMA | 2352 | 32 | 32 | 32 | 32 | 0
611 | VT YANKEE NUCLEAR PWR STATION | 611 | VT YANKEE NUCLEAR PWR STATION | ST | NUC |  | NUCLEAR STEAM | 1972-11-01 05:00 | Entergy Nuclear Power Marketing LLC | ENPM | 50 | 025 | VT | VT | 3751 | 600.016 | 597.947 | 615 | 600.016 | -4.234
612 | WATERS RIVER JET 1 | 612 | WATERS RIVER JET 1 | GT | NG | DFO | GAS/OIL COMBUSTION (GAS) TURBINE | 1971-12-01 05:00 | Massachusetts Municipal Wholesale Electric Company | MMWEC | 25 | 009 | BOSTON | NEMA | 1678 | 16.05 | 22.05 | 22.05 | 15.974 | -0.076
613 | WATERS RIVER JET 2 | 613 | WATERS RIVER JET 2 | GT | NG | DFO | GAS/OIL COMBUSTION (GAS) TURBINE | 1991-04-01 05:00 | Massachusetts Municipal Wholesale Electric Company | MMWEC | 25 | 009 | BOSTON | NEMA | 1678 | 30.506 | 45.806 | 45.806 | 30.506 | 0
614 | WATERBURY 22 | 614 | WATERBURY 22 | HW | WAT |  | HYDRO (WEEKLY CYCLE) | 1953-01-01 05:00 | Green Mountain Power Corporation | GMP | 50 | 005 | VT | VT | 6520 | 5 | 5 | 5 | 5 | 0
616 | WEST ENFIELD | 616 | WEST ENFIELD | HDR | WAT |  | HYDRO (DAILY CYCLE - RUN OF RIVER) | 1988-05-01 04:00 | New Brunswick Power Generation Corporation | NBPGC | 23 | 019 | BHE | ME | 10255 | 6.631 | 11.612 | 11.612 | 6.631 | 0
617 | WESTON | 617 | WESTON | HDR | WAT |  | HYDRO (DAILY CYCLE - RUN OF RIVER) | 1920-01-01 05:00 | FPL Energy Maine Hydro LLC | FPLEMH | 23 | 025 | ME | ME | 1509 | 13.2 | 13.2 | 13.2 | 13.2 | 0
618 | DG WHITEFIELD, LLC | 618 | DG WHITEFIELD, LLC | ST | WDS |  | BIO/REFUSE | 1988-04-01 05:00 | Constellation Energy Commodities Group, Inc | CEC | 33 | 007 | NH | NH | 10839 | 16.047 | 16.494 | 16.494 | 16.047 | -0.348
619 | WHITE LAKE JET | 619 | WHITE LAKE JET | GT | JF |  | OIL COMBUSTION (GAS) TURBINE | 1968-08-01 04:00 | Public Service Company of New Hampshire | PSNH | 33 | 003 | NH | NH | 2369 | 17.447 | 22.397 | 22.397 | 17.447 | 0
620 | WILDER | 620 | WILDER | HDP | WAT |  | HYDRO (DAILY CYCLE - PONDAGE) | 1950-01-01 05:00 | TransCanada Power Marketing, Ltd. | TCPM | 50 | 027 | VT | NH | 2353 | 39.083 | 41.156 | 41.156 | 39.083 | -1.99
621 | WILLIAMS | 621 | WILLIAMS | HDR | WAT |  | HYDRO (DAILY CYCLE - RUN OF RIVER) | 1939-01-01 05:00 | FPL Energy Maine Hydro LLC | FPLEMH | 23 | 025 | ME | ME | 1510 | 14.9 | 14.9 | 14.9 | 14.9 | 0
622 | WINOOSKI 1 | 622 | WINOOSKI 1 | HDR | WAT |  | HYDRO (DAILY CYCLE - RUN OF RIVER) | 1993-04-01 05:00 | Vermont Electric Power Company, Inc. | VELCO | 50 | 007 | VT | VT | 54355 | 0.759 | 3.358 | 3.358 | 0.759 | -1.424
623 | COVANTA PROJECTS WALLINGFORD | 623 | WALLINGFORD REFUSE | ST | MSW | DFO | BIO/REFUSE | 1989-03-01 05:00 | Covanta Projects of Wallingford, L.P. | CPW | 09 | 009 | SWCT | CT | 50664 | 6.88 | 7.052 | 7.052 | 6.88 | 2.226
624 | WMI MILLBURY 1 | 624 | WMI MILLBURY 1 | ST | MSW |  | BIO/REFUSE | 1987-09-01 04:00 | New England Power Company | NEP | 25 | 027 | CMA/NEMA | WCMA | 50878 | 39.811 | 39.891 | 39.891 | 39.811 | 0
625 | WEST MEDWAY JET 1 | 625 | WEST MEDWAY JET 1 | GT | DFO |  | OIL COMBUSTION (GAS) TURBINE | 1970-07-01 04:00 | Constellation Energy Commodities Group, Inc | CEC | 25 | 021 | BOSTON | NEMA | 1592 | 42 | 64 | 64 | 42 | 11.238
626 | WEST MEDWAY JET 2 | 626 | WEST MEDWAY JET 2 | GT | DFO |  | OIL COMBUSTION (GAS) TURBINE | 1971-03-01 05:00 | Constellation Energy Commodities Group, Inc | CEC | 25 | 021 | BOSTON | NEMA | 1592 | 41.821 | 63.571 | 63.571 | 39.848 | 5.116
627 | WEST MEDWAY JET 3 | 627 | WEST MEDWAY JET 3 | GT | DFO |  | OIL COMBUSTION (GAS) TURBINE | 1970-07-01 04:00 | Constellation Energy Commodities Group, Inc | CEC | 25 | 021 | RI | SEMA | 1592 | 35.441 | 55.841 | 55.841 | 35.441 | 0
628 | WOODLAND ROAD | 628 | WOODLAND ROAD | GT | KER |  | OIL COMBUSTION (GAS) TURBINE | 1969-07-01 04:00 | EP Energy Massachusetts, LLC | NAEA-EM | 25 | 003 | WMA | WCMA | 1643 | 15.808 | 20.658 | 20.658 | 15.808 | 0
629 | DOWNEAST POWER | 629 | DOWNEAST POWER | ST | WDS |  | BIO/REFUSE | 1997-11-01 05:00 | DownEast Power Company, LLC | DOWN | 23 | 029 | BHE | ME | 10165 | 0 | 0 | 0 |  | 0
630 | WEST SPRINGFIELD 10 | 630 | WEST SPRINGFIELD 10 | GT | KER |  | OIL COMBUSTION (GAS) TURBINE | 1968-01-01 05:00 | EP Energy Massachusetts, LLC | NAEA-EM | 25 | 013 | WMA | WCMA | 1642 | 17.143 | 21.928 | 21.928 | 17.143 | 0
633 | WEST SPRINGFIELD 3 | 633 | WEST SPRINGFIELD 3 | ST | NG | RFO | GAS/OIL STEAM | 1957-01-01 05:00 | EP Energy Massachusetts, LLC | NAEA-EM | 25 | 013 | WMA | WCMA | 1642 | 94.276 | 100.087 | 100.087 | 94.276 | 0
636 | WYMAN HYDRO 1 | 636 | WYMAN HYDRO 1 | HW | WAT |  | HYDRO (WEEKLY CYCLE) | 1930-01-01 05:00 | FPL Energy Maine Hydro LLC | FPLEMH | 23 | 025 | ME | ME | 1511 | 27.362 | 27.362 | 27.362 | 27.362 | 0
637 | WYMAN HYDRO 2 | 637 | WYMAN HYDRO 2 | HW | WAT |  | HYDRO (WEEKLY CYCLE) | 1931-01-01 05:00 | FPL Energy Maine Hydro LLC | FPLEMH | 23 | 025 | ME | ME | 1511 | 29.866 | 29.866 | 29.866 | 29.866 | 0
638 | WYMAN HYDRO 3 | 638 | WYMAN HYDRO 3 | HW | WAT |  | HYDRO (WEEKLY CYCLE) | 1940-01-01 05:00 | FPL Energy Maine Hydro LLC | FPLEMH | 23 | 025 | ME | ME | 1511 | 25.548 | 0 | 0 | 25.548 | 25.548
639 | YARMOUTH 1 | 639 | YARMOUTH 1 | ST | RFO |  | OIL STEAM | 1957-01-01 05:00 | NextEra Energy Power Marketing, LLC | FPLP | 23 | 005 | SME | ME | 1507 | 50.328 | 51.018 | 51.018 | 50.328 | 0
640 | YARMOUTH 2 | 640 | YARMOUTH 2 | ST | RFO |  | OIL STEAM | 1958-01-01 05:00 | NextEra Energy Power Marketing, LLC | FPLP | 23 | 005 | SME | ME | 1507 | 51.131 | 52.823 | 52.823 | 51.131 | 0
641 | YARMOUTH 3 | 641 | YARMOUTH 3 | ST | RFO |  | OIL STEAM | 1965-07-01 04:00 | NextEra Energy Power Marketing, LLC | FPLP | 23 | 005 | SME | ME | 1507 | 114.455 | 114.72 | 114.72 | 114.455 | -0.718
642 | YARMOUTH 4 | 642 | YARMOUTH 4 | ST | RFO |  | OIL STEAM | 1978-12-01 05:00 | NextEra Energy Power Marketing, LLC | FPLP | 23 | 005 | SME | ME | 1507 | 602.05 | 605.875 | 605.875 | 602.05 | -1.175
715 | ROCHESTER LANDFILL | 715 | ROCHESTER LANDFILL | GT | LFG |  | BIO/REFUSE | 1998-05-01 04:00 | New Hampshire Electric Cooperative, Inc. | NHEC | 33 | 017 | NH | NH | 2007 | 2.353 | 2.719 | 2.719 | 2.353 | -0.051
737 | SIMPSON G LOAD REDUCER | 737 | SIMPSON G LOAD REDUCER | HDR | WAT |  | HYDRO (DAILY CYCLE - RUN OF RIVER) | 1980-01-01 05:00 | Green Mountain Power Corporation | GMP | 50 | 009 | NH | VT | 10608 | 1.382 | 3.384 | 3.384 | 1.382 | 0
739 | ROCKY RIVER | 739 | ROCKY RIVER | PS | WAT |  | HYDRO (PUMPED STORAGE) | 1928-01-01 05:00 | GDF Suez Energy Marketing NA, Inc. | SUEZ | 09 | 009 | SWCT | CT | 539 | 29.35 | 29.001 | 28.383 | 29.35 | 0
754 | BAR MILLS | 754 | BAR MILLS | HDR | WAT |  | HYDRO (DAILY CYCLE - RUN OF RIVER) | 1956-01-01 05:00 | FPL Energy Maine Hydro LLC | FPLEMH | 23 | 031 | SME | ME | 1481 | 1.119 | 2.793 | 2.793 | 1.119 | -0.377
755 | BONNY EAGLE/W. BUXTON | 755 | BONNY EAGLE/W. BUXTON | HDR | WAT |  | HYDRO (DAILY CYCLE - RUN OF RIVER) | 1910-01-01 05:00 | FPL Energy Maine Hydro LLC | FPLEMH | 23 | 031 | SME | ME | 1482 / 1508 | 16.151 | 17.5 | 17.5 | 16.151 | 0
757 | HARRIS 4 | 757 | HARRIS 4 | HW | WAT |  | HYDRO (WEEKLY CYCLE) | 1954-01-01 05:00 | FPL Energy Maine Hydro LLC | FPLEMH | 23 | 025 | ME | ME | 1492 | 1.436 | 1.249 | 1.249 | 1.436 | 0
759 | MESSALONSKEE COMPOSITE | 759 | MESSALONSKEE COMPOSITE | HDR | WAT |  | HYDRO (DAILY CYCLE - RUN OF RIVER) | 1917-01-01 05:00 | Messalonskee Stream Hydro, LLC | MESSA | 23 | 011 | ME | ME | 1497 / 1500 | 3.036 | 4.4 | 4.4 | 3.036 | 0
760 | NORTH GORHAM | 760 | NORTH GORHAM | HDR | WAT |  | HYDRO (DAILY CYCLE - RUN OF RIVER) | 1925-01-01 05:00 | FPL Energy Maine Hydro LLC | FPLEMH | 23 | 005 | SME | ME | 1501 | 1.595 | 2 | 2 | 1.595 | 0
761 | SHAWMUT | 761 | SHAWMUT | HDR | WAT |  | HYDRO (DAILY CYCLE - RUN OF RIVER) | 1913-01-01 05:00 | FPL Energy Maine Hydro LLC | FPLEMH | 23 | 025 | ME | ME | 1504 | 9.5 | 9.5 | 9.5 | 9.5 | 0
767 | SES CONCORD | 767 | SES CONCORD | ST | MSW | RFO | BIO/REFUSE | 1989-05-01 04:00 | Public Service Company of New Hampshire | PSNH | 33 | 013 | NH | NH | 50873 | 12.134 | 12.544 | 12.544 | 12.134 | -0.025
768 | GARVINS/HOOKSETT | 768 | GARVINS/HOOKSETT | HDR | WAT |  | HYDRO (DAILY CYCLE - RUN OF RIVER) | 1902-01-01 05:00 | Public Service Company of New Hampshire | PSNH | 33 | 013 | NH | NH | 2357 / 2359 | 12.48 | 14 | 14 | 12.48 | 0
769 | HADLEY FALLS 1&2 | 769 | HADLEY FALLS 1&2 | HDR | WAT |  | HYDRO (DAILY CYCLE - RUN OF RIVER) | 1983-01-01 05:00 | Holyoke Gas & Electric Department | HGE | 25 | 013 | WMA | WCMA | 1605 | 8.073 | 30.107 | 30.107 | 8.073 | -7.476
772 | NEWPORT HYDRO | 772 | NEWPORT HYDRO | HW | WAT |  | HYDRO (WEEKLY CYCLE) | 1980-01-01 05:00 | Great Bay Power Marketing, Inc | GBPM | 50 | 015 | NH | VT | 3731 | 0.405 | 1.924 | 1.924 | 0.405 | -1.205
774 | LOWER LAMOILLE COMPOSITE | 774 | LOWER LAMOILLE COMPOSITE | HW | WAT |  | HYDRO (WEEKLY CYCLE) | 1948-01-01 05:00 | Green Mountain Power Corporation | GMP | 50 | 015 | VT | VT | 3711 3717 / 3720 | 0 | 16 | 16 | 0 | -15.8
775 | MIDDLEBURY COMPOSITE | 775 | MIDDLEBURY COMPOSITE | HW | WAT |  | HYDRO (WEEKLY CYCLE) | 1917-01-01 05:00 | Green Mountain Power Corporation | GMP | 50 | 001 | VT | VT | 3724 / 3725 | 1.217 | 5.51 | 5.51 | 1.217 | -5.383
776 | N. RUTLAND COMPOSITE | 776 | N. RUTLAND COMPOSITE | HW | WAT |  | HYDRO (WEEKLY CYCLE) | 1980-01-01 05:00 | Green Mountain Power Corporation | GMP | 50 | 021 | VT | VT | 3714 / 3722/ 3723 | 4.503 | 5.26 | 5.26 | 4.503 | -0.697
779 | MIDDLESEX 2 | 779 | MIDDLESEX 2 | HDR | WAT |  | HYDRO (DAILY CYCLE - RUN OF RIVER) | 1928-01-01 05:00 | Green Mountain Power Corporation | GMP | 50 | 023 | VT | VT | 3740 | 1.553 | 2.956 | 2.956 | 1.553 | 0
781 | WEST DANVILLE 1 | 781 | WEST DANVILLE 1 | HDR | WAT |  | HYDRO (DAILY CYCLE - RUN OF RIVER) | 1986-11-01 05:00 | Green Mountain Power Corporation | GMP | 50 | 005 | NH | VT | 3743 | 0 | 0 | 0 | 0 | 0
783 | HIGHGATE FALLS | 783 | HIGHGATE FALLS | HDR | WAT |  | HYDRO (DAILY CYCLE - RUN OF RIVER) | 1980-01-01 05:00 | Vermont Public Power Supply Authority | VPPSA | 50 | 011 | VT | VT | 6618 | 0.666 | 8.69 | 8.69 | 0.666 | -2.921
787 | LEWISTON CANAL COMPOSITE | 787 | LEWISTON CANAL COMPOSITE | HDR | WAT |  | HYDRO (DAILY CYCLE - RUN OF RIVER) | 1920-01-01 05:00 | FPL Energy Maine Hydro LLC | FPLEMH | 23 | 001 | ME | ME | 1487 / 7044 / 7048 | 0 | 0 | 0 | 0 | 0
789 | CEC 002 PAWTUCKET U5 | 789 | CEC 002 PAWTUCKET U5 | HDR | WAT |  | HYDRO (DAILY CYCLE - RUN OF RIVER) | 1985-03-01 05:00 | The Narragansett Electric Company | NEC | 44 | 007 | RI | RI | 3233 | 0.171 | 0.598 | 0.598 | 0.171 | -0.281
792 | CENTENNIAL HYDRO | 792 | CENTENNIAL HYDRO | HDR | WAT |  | HYDRO (DAILY CYCLE - RUN OF RIVER) | 1990-05-01 04:00 | Sterling Municipal Electric Light Department | SMED | 25 | 017 | CMA/NEMA | WCMA | 7112 | 0.072 | 0.585 | 0.585 | 0.072 | -0.256
793 | METHUEN HYDRO | 793 | METHUEN HYDRO | HDR | WAT |  | HYDRO (DAILY CYCLE - RUN OF RIVER) | 1988-08-01 04:00 | Sterling Municipal Electric Light Department | SMED | 25 | 009 | BOSTON | NEMA |  | 0 | 0.233 | 0.233 | 0 | -0.018
794 | MINIWAWA | 794 | MINIWAWA | HDR | WAT |  | HYDRO (DAILY CYCLE - RUN OF RIVER) | 1992-04-01 05:00 | Littleton Electric Light & Water Department | LELWD | 33 | 005 | VT | NH |  | 0.098 | 0.566 | 0.566 | 0.098 | -0.018
795 | RIVER MILL HYDRO | 795 | RIVER MILL HYDRO | HDR | WAT |  | HYDRO (DAILY CYCLE - RUN OF RIVER) | 1989-06-01 04:00 | Middleton Municipal Light Department | MMELD | 33 | 009 | NH | NH | 3049 | 0 | 0.064 | 0.064 | 0 | 0
796 | GOODWIN DAM | 796 | GOODWIN DAM | HDR | WAT |  | HYDRO (DAILY CYCLE - RUN OF RIVER) | 1986-02-01 05:00 | Connecticut Light and Power Company, The | CLP | 09 | 005 | CT | CT | 54302 | 3 | 3 | 3 | 3 | 0
797 | WYRE WYND HYDRO | 797 | CEC 003 WYRE WYND U5 | HDR | WAT |  | HYDRO (DAILY CYCLE - RUN OF RIVER) | 1997-04-01 05:00 | Summit Hydropower, Inc. | SUMMIT | 09 | 011 | CT | CT |  | 0.08 | 1.884 | 1.884 | 0.08 | -1.2
798 | COLEBROOK | 798 | COLEBROOK | HDR | WAT |  | HYDRO (DAILY CYCLE - RUN OF RIVER) | 1988-03-01 05:00 | Connecticut Light and Power Company, The | CLP | 09 | 005 | CT | CT | 54301 | 0 | 0.622 | 0.622 | 0 | -0.86
799 | KINNEYTOWN A | 799 | KINNEYTOWN A | HDR | WAT |  | HYDRO (DAILY CYCLE - RUN OF RIVER) | 1988-03-01 05:00 | Connecticut Light and Power Company, The | CLP | 09 | 009 | SWCT | CT | 54385 | 0 | 0 | 0 | 0 | 0
800 | KINNEYTOWN B | 800 | KINNEYTOWN B | HDR | WAT |  | HYDRO (DAILY CYCLE - RUN OF RIVER) | 1986-11-01 05:00 | Connecticut Light and Power Company, The | CLP | 09 | 009 | SWCT | CT | 54385 | 0.199 | 0.674 | 0.674 | 0.199 | -0.131
801 | WILLIMANTIC 1 | 801 | WILLIMANTIC 1 | HDR | WAT |  | HYDRO (DAILY CYCLE - RUN OF RIVER) | 1990-06-01 04:00 | Connecticut Light and Power Company, The | CLP | 09 | 015 | CT | CT |  | 0 | 0 | 0 | 0 | -0.231
802 | WILLIMANTIC 2 | 802 | WILLIMANTIC 2 | HDR | WAT |  | HYDRO (DAILY CYCLE - RUN OF RIVER) | 1990-06-01 04:00 | Connecticut Light and Power Company, The | CLP | 09 | 015 | CT | CT |  | 0 | 0 | 0 | 0 | -0.064
803 | TOUTANT | 803 | TOUTANT | HDR | WAT |  | HYDRO (DAILY CYCLE - RUN OF RIVER) | 1994-02-01 05:00 | Connecticut Light and Power Company, The | CLP | 09 | 015 | CT | CT |  | 0.251 | 0.396 | 0.396 | 0.251 | 0
804 | PUTNAM | 804 | PUTNAM | HDR | WAT |  | HYDRO (DAILY CYCLE - RUN OF RIVER) | 1987-10-01 04:00 | Putnam Hydropower, Inc. | PUTNAM | 09 | 015 | CT | CT |  | 0.072 | 0.534 | 0.534 | 0.072 | -0.372
805 | GLEN FALLS | 805 | GLEN FALLS | HDR | WAT |  | HYDRO (DAILY CYCLE - RUN OF RIVER) | 1998-03-01 05:00 | Connecticut Light and Power Company, The | CLP | 09 | 015 | CT | CT |  | 0 | 0 | 0 |  | 0
806 | MECHANICSVILLE | 806 | MECHANICSVILLE | HDR | WAT |  | HYDRO (DAILY CYCLE - RUN OF RIVER) | 1995-09-01 04:00 | Sterling Municipal Electric Light Department | SMED | 09 | 015 | CT | CT |  | 0 | 0.186 | 0.186 | 0 | -0.107
807 | CEC 004 DAYVILLE POND U5 | 807 | CEC 004 DAYVILLE POND U5 | HDR | WAT |  | HYDRO (DAILY CYCLE - RUN OF RIVER) | 1995-03-01 05:00 | Connecticut Light and Power Company, The | CLP | 09 | 015 | CT | CT |  | 0 | 0.061 | 0.061 | 0 | -0.024
808 | SANDY HOOK HYDRO | 808 | SANDY HOOK HYDRO | HDR | WAT |  | HYDRO (DAILY CYCLE - RUN OF RIVER) | 1989-04-01 05:00 | Connecticut Light and Power Company, The | CLP | 09 | 015 | CT | CT |  | 0.105 | 0.105 | 0.105 | 0.105 | 0
809 | PINCHBECK | 809 | PINCHBECK | ST | WDS |  | BIO/REFUSE | 1987-07-01 04:00 | Connecticut Light and Power Company, The | CLP | 09 | 013 | CT | CT |  | 0 | 0 | 0 | 0 | 0
810 | QUINEBAUG | 810 | QUINEBAUG | HDR | WAT |  | HYDRO (DAILY CYCLE - RUN OF RIVER) | 1990-09-01 04:00 | Connecticut Light and Power Company, The | CLP | 09 | 015 | CT | CT | 55860 | 0.048 | 1.354 | 1.354 | 0.048 | -0.825
811 | BANTAM | 811 | BANTAM | HDR | WAT |  | HYDRO (DAILY CYCLE - RUN OF RIVER) | 1905-01-01 05:00 | GDF Suez Energy Marketing NA, Inc. | SUEZ | 09 | 005 | CT | CT | 6457 | 0 | 0.124 | 0.124 | 0 | -0.06
812 | BEEBE HOLBROOK | 812 | BEEBE HOLBROOK | HDR | WAT |  | HYDRO (DAILY CYCLE - RUN OF RIVER) | 1948-01-01 05:00 | Holyoke Gas & Electric Department | HGE | 25 | 013 | WMA | WCMA | 1602 | 0.205 | 0.205 | 0.205 | 0.205 | 0
813 | TUNNEL | 813 | TUNNEL | HDR | WAT |  | HYDRO (DAILY CYCLE - RUN OF RIVER) | 1919-01-01 05:00 | GDF Suez Energy Marketing NA, Inc. | SUEZ | 09 | 011 | CT | CT | 557 | 0 | 1.55 | 1.55 | 0 | -1.056
814 | PATCH | 814 | PATCH | HDR | WAT |  | HYDRO (DAILY CYCLE - RUN OF RIVER) | 2000-04-01 05:00 | Green Mountain Power Corporation | GMP | 50 | 021 | VT | VT | 3719 | 0 | 0 | 0 | 0 | 0
815 | CARVER FALLS | 815 | CARVER FALLS | HDR | WAT |  | HYDRO (DAILY CYCLE - RUN OF RIVER) | 1998-09-25 04:00 | Green Mountain Power Corporation | GMP | 50 | 021 | VT | VT | 6456 | 0 | 1.488 | 1.488 | 0 | -0.325
816 | CAVENDISH | 816 | CAVENDISH | HDR | WAT |  | HYDRO (DAILY CYCLE - RUN OF RIVER) | 1998-09-25 04:00 | Green Mountain Power Corporation | GMP | 50 | 027 | VT | VT | 3710 | 0 | 0.981 | 0.981 | 0 | -0.583
817 | TAFTSVILLE VT | 817 | TAFTSVILLE VT | HDR | WAT |  | HYDRO (DAILY CYCLE - RUN OF RIVER) | 2000-04-01 05:00 | Green Mountain Power Corporation | GMP | 50 | 027 | VT | VT | 3727 | 0 | 0 | 0 | 0 | 0
818 | PIERCE MILLS | 818 | PIERCE MILLS | HDR | WAT |  | HYDRO (DAILY CYCLE - RUN OF RIVER) | 2000-04-01 05:00 | Green Mountain Power Corporation | GMP | 50 | 005 | NH | VT | 3721 | 0 | 0.231 | 0.231 | 0 | 0
819 | ARNOLD FALLS | 819 | ARNOLD FALLS | HDR | WAT |  | HYDRO (DAILY CYCLE - RUN OF RIVER) | 1998-09-25 04:00 | Green Mountain Power Corporation | GMP | 50 | 005 | NH | VT | 3707 | 0 | 0.248 | 0.248 | 0 | -0.162
820 | PASSUMPSIC | 820 | PASSUMPSIC | HDR | WAT |  | HYDRO (DAILY CYCLE - RUN OF RIVER) | 2000-04-01 05:00 | Green Mountain Power Corporation | GMP | 50 | 005 | NH | VT | 3718 | 0.002 | 0.385 | 0.385 | 0.002 | -0.288
821 | GAGE | 821 | GAGE | HDR | WAT |  | HYDRO (DAILY CYCLE - RUN OF RIVER) | 2000-04-01 05:00 | Green Mountain Power Corporation | GMP | 50 | 005 | VT | VT | 3713 | 0 | 0.412 | 0.412 | 0 | -0.182
822 | SMITH (CVPS) | 822 | SMITH (CVPS) | HDR | WAT |  | HYDRO (DAILY CYCLE - RUN OF RIVER) | 2000-04-01 05:00 | Green Mountain Power Corporation | GMP | 50 | 017 | VT | VT | 3709 | 0.135 | 0.764 | 0.764 | 0.135 | -0.334
823 | EAST BARNET | 823 | EAST BARNET | HDR | WAT |  | HYDRO (DAILY CYCLE - RUN OF RIVER) | 2000-04-01 05:00 | Green Mountain Power Corporation | GMP | 50 | 005 | NH | VT | 788 | 0.292 | 1.226 | 1.226 | 0.292 | -0.603
824 | BATH ELECTRIC HYDRO | 824 | BATH ELECTRIC HYDRO | HDR | WAT |  | HYDRO (DAILY CYCLE - RUN OF RIVER) | 1985-06-01 04:00 | Public Service Company of New Hampshire | PSNH | 33 | 009 | NH | NH |  | 0.2 | 0.199 | 0.199 | 0.2 | 0.054
825 | WEST CHARLESTON | 825 | WEST CHARLESTON | HDR | WAT |  | HYDRO (DAILY CYCLE - RUN OF RIVER) | 1944-01-01 04:00 | Great Bay Power Marketing, Inc | GBPM | 50 | 019 | NH | VT | 3729 | 0 | 0 | 0 |  | 0
826 | TROY | 826 | TROY | HDR | WAT |  | HYDRO (DAILY CYCLE - RUN OF RIVER) | 1925-01-01 05:00 | Great Bay Power Marketing, Inc | GBPM | 50 | 019 | NH | VT | 3733 | 0 | 0 | 0 |  | 0
827 | SEARSBURG WIND | 827 | SEARSBURG WIND | WT | WND |  | WIND TURBINE | 1997-07-01 04:00 | Green Mountain Power Corporation | GMP | 50 | 003 | WMA | WCMA | 7381 | 0.193 | 1.053 | 1.053 | 0.193 | -0.009
828 | BARTON HYDRO | 828 | BARTON HYDRO | HDR | WAT |  | HYDRO (DAILY CYCLE - RUN OF RIVER) | 1931-07-01 04:00 | Vermont Public Power Supply Authority | VPPSA | 50 | 019 | NH | VT | 3753 | 0 | 0.61 | 0.61 | 0 | -0.404
829 | ENOSBURG 2 DIESEL | 829 | ENOSBURG 2 DIESEL | IC | DFO |  | OIL INTERNAL COMBUSTION | 1935-01-01 05:00 | Vermont Public Power Supply Authority | VPPSA | 50 | 011 | VT | VT | 4247 | 0 | 0 | 0 | 0 | 0
830 | ENOSBURG HYDRO | 830 | ENOSBURG HYDRO | HDR | WAT |  | HYDRO (DAILY CYCLE - RUN OF RIVER) | 1980-01-01 05:00 | Vermont Public Power Supply Authority | VPPSA | 50 | 011 | VT | VT | 3757 | 0.22 | 0.392 | 0.392 | 0.22 | 0.22
831 | VAIL & GREAT FALLS | 831 | VAIL & GREAT FALLS | HDR | WAT |  | HYDRO (DAILY CYCLE - RUN OF RIVER) | 1980-01-01 05:00 | Vermont Public Power Supply Authority | VPPSA | 50 | 005 | NH | VT | 3762 | 0.24 | 0.502 | 0.502 | 0.24 | -0.117
832 | CENTER RUTLAND | 832 | CENTER RUTLAND | HDR | WAT |  | HYDRO (DAILY CYCLE - RUN OF RIVER) | 1901-08-01 04:00 | Green Mountain Power Corporation | GMP | 50 | 021 | VT | VT |  | 0 | 0 | 0 | 0 | 0
833 | BARNET | 833 | BARNET | HDR | WAT |  | HYDRO (DAILY CYCLE - RUN OF RIVER) | 2001-03-01 05:00 | Green Mountain Power Corporation | GMP | 50 | 005 | NH | VT |  | 0 | 0.156 | 0.156 | 0 | 0
834 | COMTU FALLS | 834 | COMPTU FALLS | HDR | WAT |  | HYDRO (DAILY CYCLE - RUN OF RIVER) | 1982-01-01 05:00 | Green Mountain Power Corporation | GMP | 50 | 027 | VT | VT |  | 0 | 0.451 | 0.451 | 0 | -0.343
835 | DEWEY MILLS | 835 | DEWEY MILLS | HDR | WAT |  | HYDRO (DAILY CYCLE - RUN OF RIVER) | 2001-03-01 05:00 | Green Mountain Power Corporation | GMP | 50 | 027 | VT | VT | 10137 | 0 | 1.142 | 1.142 | 0 | -0.419
836 | EMERSON FALLS | 836 | EMERSON FALLS | HDR | WAT |  | HYDRO (DAILY CYCLE - RUN OF RIVER) | 1985-10-01 04:00 | Green Mountain Power Corporation | GMP | 50 | 005 | NH | VT |  | 0 | 0.068 | 0.068 | 0 | 0
837 | KILLINGTON | 837 | KILLINGTON | HDR | WAT |  | HYDRO (DAILY CYCLE - RUN OF RIVER) | 1995-11-01 05:00 | Green Mountain Power Corporation | GMP | 50 | 021 | VT | VT |  | 0 | 0.039 | 0.039 | 0 | 0
838 | KINGSBURY | 838 | KINGSBURY | HDR | WAT |  | HYDRO (DAILY CYCLE - RUN OF RIVER) | 1984-03-01 05:00 | Green Mountain Power Corporation | GMP | 50 | 023 | VT | VT |  | 0 | 0.105 | 0.105 | 0 | -0.093
839 | LADD'S MILL | 839 | LADD'S MILL | HDR | WAT |  | HYDRO (DAILY CYCLE - RUN OF RIVER) | 1986-10-01 04:00 | Green Mountain Power Corporation | GMP | 50 | 023 | VT | VT |  | 0.01 | 0.05 | 0.05 | 0.01 | -0.024
840 | MARTINSVILLE | 840 | MARTINSVILLE | HDR | WAT |  | HYDRO (DAILY CYCLE - RUN OF RIVER) | 1986-12-01 05:00 | Green Mountain Power Corporation | GMP | 50 | 027 | VT | VT |  | 0 | 0.111 | 0.111 | 0 | 0
841 | MORETOWN 8 | 841 | MORETOWN 8 | HDR | WAT |  | HYDRO (DAILY CYCLE - RUN OF RIVER) | 1989-02-01 05:00 | Green Mountain Power Corporation | GMP | 50 | 023 | VT | VT | 52033 | 0 | 0 | 0 | 0 | 0
842 | NANTANA MILL | 842 | NANTANA MILL | HDR | WAT |  | HYDRO (DAILY CYCLE - RUN OF RIVER) | 1986-05-01 04:00 | Green Mountain Power Corporation | GMP | 50 | 023 | VT | VT |  | 0.008 | 0.096 | 0.096 | 0.008 | -0.013
843 | NEWBURY | 843 | NEWBURY | HDR | WAT |  | HYDRO (DAILY CYCLE - RUN OF RIVER) | 1988-01-01 05:00 | Green Mountain Power Corporation | GMP | 50 | 017 | VT | VT |  | 0 | 0.171 | 0.171 | 0 | -0.043
844 | OTTAUQUECHEE | 844 | OTTAUQUECHEE | HDR | WAT |  | HYDRO (DAILY CYCLE - RUN OF RIVER) | 1987-09-01 04:00 | Green Mountain Power Corporation | GMP | 50 | 027 | VT | VT | 50126 | 0 | 1.38 | 1.38 | 0 | -1.304
845 | SLACK DAM | 845 | SLACK DAM | HDR | WAT |  | HYDRO (DAILY CYCLE - RUN OF RIVER) | 1988-01-01 05:00 | Green Mountain Power Corporation | GMP | 50 | 027 | VT | VT |  | 0 | 0.332 | 0.332 | 0 | -0.217
846 | WINOOSKI 8 | 846 | WINOOSKI 8 | HDR | WAT |  | HYDRO (DAILY CYCLE - RUN OF RIVER) | 1985-12-01 05:00 | Green Mountain Power Corporation | GMP | 50 | 023 | VT | VT |  | 0.102 | 0.466 | 0.466 | 0.102 | -0.308
847 | WOODSIDE | 847 | WOODSIDE | HDR | WAT |  | HYDRO (DAILY CYCLE - RUN OF RIVER) | 1987-03-01 05:00 | Green Mountain Power Corporation | GMP | 50 | 015 | VT | VT |  | 0.043 | 0.096 | 0.096 | 0.043 | 0.003
848 | WRIGHTSVILLE | 848 | WRIGHTSVILLE | HW | WAT |  | HYDRO (WEEKLY CYCLE) | 1985-01-01 05:00 | Vermont Public Power Supply Authority | VPPSA | 50 | 023 | VT | VT | 7051 | 0.067 | 0.289 | 0.289 | 0.067 | -0.001
849 | CRESCENT DAM | 849 | CRESCENT DAM | HDR | WAT |  | HYDRO (DAILY CYCLE - RUN OF RIVER) | 1993-01-01 05:00 | CHI Power Marketing, Inc. | CHIPM | 25 | 013 | WMA | WCMA |  | 0 | 1.071 | 1.071 | 0 | -0.439
850 | GLENDALE HYDRO | 850 | GLENDALE HYDRO | HDR | WAT |  | HYDRO (DAILY CYCLE - RUN OF RIVER) | 1989-12-01 05:00 | CHI Power Marketing, Inc. | CHIPM | 25 | 003 | WMA | WCMA |  | 0 | 0.709 | 0.709 | 0 | -0.575
851 | GARDNER FALLS | 851 | GARDNER FALLS | HDR | WAT |  | HYDRO (DAILY CYCLE - RUN OF RIVER) | 1924-01-01 05:00 | EP Energy Massachusetts, LLC | NAEA-EM | 25 | 011 | WMA | WCMA | 1634 | 0 | 1.383 | 1.383 | 0 | 0
852 | SOUTH BARRE HYDRO | 852 | SOUTH BARRE HYDRO | HDR | WAT |  | HYDRO (DAILY CYCLE - RUN OF RIVER) | 1989-10-01 04:00 | Massachusetts Municipal Wholesale Electric Company | MMWEC | 25 | 027 | CMA/NEMA | WCMA |  | 0 | 0.213 | 0.213 | 0 | -0.091
853 | WEBSTER HYDRO | 853 | WEBSTER HYDRO | HDR | WAT |  | HYDRO (DAILY CYCLE - RUN OF RIVER) | 1983-02-01 05:00 | Massachusetts Municipal Wholesale Electric Company | MMWEC | 25 | 027 | CMA/NEMA | WCMA | 10404 | 0 | 0.137 | 0.137 | 0 | 0
854 | ORANGE HYDRO 1 | 854 | ORANGE HYDRO 1 | HDR | WAT |  | HYDRO (DAILY CYCLE - RUN OF RIVER) | 1987-08-01 04:00 | Templeton Municipal Lighting Plant | TTMLP | 25 | 011 | WMA | WCMA |  | 0 | 0.149 | 0.149 | 0 | -0.086
855 | ORANGE HYDRO 2 | 855 | ORANGE HYDRO 2 | HDR | WAT |  | HYDRO (DAILY CYCLE - RUN OF RIVER) | 1993-11-01 05:00 | Templeton Municipal Lighting Plant | TTMLP | 25 | 011 | WMA | WCMA |  | 0.01 | 0.182 | 0.182 | 0.01 | -0.088
856 | HUNT'S POND | 856 | HUNT'S POND | HDR | WAT |  | HYDRO (DAILY CYCLE - RUN OF RIVER) | 1996-08-01 04:00 | Templeton Municipal Lighting Plant | TTMLP | 25 | 027 | CMA/NEMA | WCMA |  | 0 | 0.015 | 0.015 | 0 | -0.004
857 | OAKDALE HYDRO | 857 | OAKDALE HYDRO | HDR | WAT |  | HYDRO (DAILY CYCLE - RUN OF RIVER) | 1994-07-01 04:00 | West Boylston Municipal Light | WBMLP | 25 | 027 | CMA/NEMA | WCMA | 10824 | 2.662 | 1.258 | 1.258 | 2.662 | 0.35
859 | BOATLOCK | 859 | BOATLOCK | HDR | WAT |  | HYDRO (DAILY CYCLE - RUN OF RIVER) | 1924-01-01 05:00 | Holyoke Gas & Electric Department | HGE | 25 | 013 | WMA | WCMA | 1603 | 1.391 | 2.666 | 2.666 | 1.391 | 0.416
860 | BRIAR HYDRO | 860 | BRIAR HYDRO | HDR | WAT |  | HYDRO (DAILY CYCLE - RUN OF RIVER) | 1988-01-01 05:00 | Public Service Company of New Hampshire | PSNH | 33 | 013 | NH | NH | 50351 | 0.358 | 4.079 | 4.079 | 0.358 | -0.15
861 | CANAAN | 861 | CANAAN | HDR | WAT |  | HYDRO (DAILY CYCLE - RUN OF RIVER) | 1927-01-01 05:00 | Public Service Company of New Hampshire | PSNH | 50 | 009 | NH | NH | 3750 | 0.218 | 0.835 | 0.835 | 0.218 | -0.352
862 | CHEMICAL | 862 | CHEMICAL | HDR | WAT |  | HYDRO (DAILY CYCLE - RUN OF RIVER) | 1935-01-01 05:00 | Holyoke Gas & Electric Department | HGE | 25 | 013 | WMA | WCMA | 1604 | 1.48 | 1.48 | 1.48 | 1.48 | 0
863 | CLEMENT DAM | 863 | CLEMENT DAM | HDR | WAT |  | HYDRO (DAILY CYCLE - RUN OF RIVER) | 1985-05-01 04:00 | Public Service Company of New Hampshire | PSNH | 33 | 001 | NH | NH | 10276 | 0 | 0 | 0 | 0 | -0.633
864 | DWIGHT | 864 | DWIGHT | HDR | WAT |  | HYDRO (DAILY CYCLE - RUN OF RIVER) | 1920-01-01 05:00 | EP Energy Massachusetts, LLC | NAEA-EM | 25 | 013 | WMA | WCMA | 6378 | 0 | 0.548 | 0.548 | 0 | -0.401
865 | ERROL | 865 | ERROL | HDR | WAT |  | HYDRO (DAILY CYCLE - RUN OF RIVER) | 1986-12-01 05:00 | Public Service Company of New Hampshire | PSNH | 33 | 007 | NH | NH | 10570 | 1.677 | 2.13 | 2.13 | 1.677 | -0.069
866 | GREGGS | 866 | GREGGS | HDR | WAT |  | HYDRO (DAILY CYCLE - RUN OF RIVER) | 1986-01-01 05:00 | Public Service Company of New Hampshire | PSNH | 33 | 011 | NH | NH | 50384 | 0.148 | 1.756 | 1.756 | 0.148 | -0.401
867 | INDIAN ORCHARD | 867 | INDIAN ORCHARD | HDR | WAT |  | HYDRO (DAILY CYCLE - RUN OF RIVER) | 1928-01-01 05:00 | EP Energy Massachusetts, LLC | NAEA-EM | 25 | 013 | WMA | WCMA | 6379 | 0 | 1.9 | 1.9 | 0 | -0.961
868 | MILTON MILLS HYDRO | 868 | MILTON MILLS HYDRO | HDR | WAT |  | HYDRO (DAILY CYCLE - RUN OF RIVER) | 1929-01-01 05:00 | Public Service Company of New Hampshire | PSNH | 33 | 017 | NH | NH | 10519 | 0.27 | 1.084 | 1.084 | 0.27 | 0.27
869 | MINE FALLS | 869 | MINE FALLS | HDR | WAT |  | HYDRO (DAILY CYCLE - RUN OF RIVER) | 1985-12-01 05:00 | Public Service Company of New Hampshire | PSNH | 33 | 011 | NH | NH | 10183 | 0 | 1.78 | 1.78 | 0 | -1.181
870 | PEMBROKE | 870 | PEMBROKE | HDR | WAT |  | HYDRO (DAILY CYCLE - RUN OF RIVER) | 1986-01-01 05:00 | Public Service Company of New Hampshire | PSNH | 33 | 013 | NH | NH | 50312 | 0 | 1.725 | 1.725 | 0 | -0.408
871 | PENNACOOK FALLS LOWER | 871 | PENNACOOK FALLS LOWER | HDR | WAT |  | HYDRO (DAILY CYCLE - RUN OF RIVER) | 1984-11-01 05:00 | Public Service Company of New Hampshire | PSNH | 33 | 013 | NH | NH | 50351 | 0.443 | 4.138 | 4.138 | 0.443 | -1.453
872 | PENNACOOK FALLS UPPER | 872 | PENNACOOK FALLS UPPER | HDR | WAT |  | HYDRO (DAILY CYCLE - RUN OF RIVER) | 1986-12-01 05:00 | Public Service Company of New Hampshire | PSNH | 33 | 013 | NH | NH | 50414 | 0.315 | 2.772 | 2.772 | 0.315 | -0.955
873 | PUTTS BRIDGE | 873 | PUTTS BRIDGE | HDR | WAT |  | HYDRO (DAILY CYCLE - RUN OF RIVER) | 1918-01-01 05:00 | EP Energy Massachusetts, LLC | NAEA-EM | 25 | 013 | WMA | WCMA | 1637 | 0 | 2.59 | 2.59 | 0 | -2.065
874 | RED BRIDGE | 874 | RED BRIDGE | HDR | WAT |  | HYDRO (DAILY CYCLE - RUN OF RIVER) | 1926-01-01 05:00 | EP Energy Massachusetts, LLC | NAEA-EM | 25 | 013 | WMA | WCMA | 1638 | 0 | 2.18 | 2.18 | 0 | -1.985
875 | RIVER BEND | 875 | RIVER BEND | HDR | WAT |  | HYDRO (DAILY CYCLE - RUN OF RIVER) | 1986-02-01 05:00 | Public Service Company of New Hampshire | PSNH | 33 | 013 | NH | NH |  | 0.336 | 0.944 | 0.944 | 0.336 | 0.336
876 | ROBERTSVILLE | 876 | ROBERTSVILLE | HDR | WAT |  | HYDRO (DAILY CYCLE - RUN OF RIVER) | 1924-01-01 05:00 | GDF Suez Energy Marketing NA, Inc. | SUEZ | 09 | 005 | CT | CT | 549 | 0 | 0 | 0 | 0 | 0
877 | SCOTLAND | 877 | SCOTLAND | HDR | WAT |  | HYDRO (DAILY CYCLE - RUN OF RIVER) | 1937-01-01 05:00 | GDF Suez Energy Marketing NA, Inc. | SUEZ | 09 | 015 | CT | CT | 551 | 0 | 1.667 | 1.667 | 0 | 0
878 | SKINNER | 878 | SKINNER | HDR | WAT |  | HYDRO (DAILY CYCLE - RUN OF RIVER) | 1924-01-01 05:00 | Holyoke Gas & Electric Department | HGE | 25 | 013 | WMA | WCMA | 1608 | 0 | 0.25 | 0.25 | 0 | 0
879 | TAFTVILLE CT | 879 | TAFTVILLE CT | HDR | WAT |  | HYDRO (DAILY CYCLE - RUN OF RIVER) | 1906-01-01 05:00 | GDF Suez Energy Marketing NA, Inc. | SUEZ | 09 | 011 | CT | CT | 554 | 0 | 1.022 | 1.022 | 0 | -0.909
880 | MCCALLUM ENTERPRISES | 880 | MCCALLUM ENTERPRISES | HDR | WAT |  | HYDRO (DAILY CYCLE - RUN OF RIVER) | 1988-05-01 04:00 | United Illuminating Company, The | UI | 09 | 009 | SWCT | CT | 10063 | 0 | 0 | 0 |  | 0
881 | SHELTON LANDFILL | 881 | SHELTON LANDFILL | ST | LFG |  | BIO/REFUSE | 1995-06-01 04:00 | United Illuminating Company, The | UI | 09 | 009 | SWCT | CT | 54336 | 0 | 0 | 0 |  | 0
882 | FRANKLIN FALLS | 882 | FRANKLIN FALLS | HDR | WAT |  | HYDRO (DAILY CYCLE - RUN OF RIVER) | 1978-02-01 05:00 | Public Service Company of New Hampshire | PSNH | 33 | 013 | NH | NH | 10109 | 0.3 | 0.541 | 0.541 | 0.3 | -0.052
883 | SALMON FALLS HYDRO |  | No Resource (1) | HDR | WAT |  | HYDRO (DAILY CYCLE - RUN OF RIVER) | 1983-11-01 05:00 | CHI Power Marketing, Inc. | CHIPM | 33 | 017 | NH | ME | 50702 | 0 | 0.565 | 0.565 | 0 | 0
884 | SWANS FALLS | 884 | SWANS FALLS | HDR | WAT |  | HYDRO (DAILY CYCLE - RUN OF RIVER) | 1998-10-01 04:00 | Public Service Company of New Hampshire | PSNH | 23 | 017 | NH | NH | 1518 | 0.355 | 0.462 | 0.462 | 0.355 | 0.017
885 | STEVENS MILL | 885 | STEVENS MILL | HDR | WAT |  | HYDRO (DAILY CYCLE - RUN OF RIVER) | 1980-03-01 05:00 | Public Service Company of New Hampshire | PSNH | 33 | 013 | NH | NH | 55861 | 0 | 0 | 0 | 0 | 0
886 | COCHECO FALLS | 886 | COCHECO FALLS | HDR | WAT |  | HYDRO (DAILY CYCLE - RUN OF RIVER) | 1983-12-01 05:00 | Public Service Company of New Hampshire | PSNH | 33 | 017 | NH | NH |  | 0.024 | 0.415 | 0.415 | 0.024 | -0.092
887 | CHINA MILLS DAM | 887 | CHINA MILLS DAM | HDR | WAT |  | HYDRO (DAILY CYCLE - RUN OF RIVER) | 1981-10-01 04:00 | Public Service Company of New Hampshire | PSNH | 33 | 013 | NH | NH | 50103 | 0 | 0 | 0 | 0 | 0
888 | NEWFOUND HYDRO | 888 | NEWFOUND HYDRO | HDR | WAT |  | HYDRO (DAILY CYCLE - RUN OF RIVER) | 1983-12-01 05:00 | Public Service Company of New Hampshire | PSNH | 33 | 009 | NH | NH | 50324 | 0.185 | 1.058 | 1.058 | 0.185 | -0.156
889 | SUNAPEE HYDRO | 889 | SUNAPEE HYDRO | HDR | WAT |  | HYDRO (DAILY CYCLE - RUN OF RIVER) | 1985-02-01 05:00 | Public Service Company of New Hampshire | PSNH | 33 | 019 | NH | NH |  | 0 | 0.324 | 0.324 | 0 | -0.188
890 | NASHUA HYDRO | 890 | NASHUA HYDRO | HDR | WAT |  | HYDRO (DAILY CYCLE - RUN OF RIVER) | 1984-12-01 05:00 | Public Service Company of New Hampshire | PSNH | 33 | 011 | NH | NH |  | 0.119 | 0.913 | 0.913 | 0.119 | -0.456
891 | HILLSBORO MILLS | 891 | HILLSBORO MILLS | HDR | WAT |  | HYDRO (DAILY CYCLE - RUN OF RIVER) | 1988-03-01 05:00 | Public Service Company of New Hampshire | PSNH | 33 | 011 | NH | NH | 10036 | 0 | 0.294 | 0.294 | 0 | -0.032
892 | LAKEPORT DAM | 892 | LAKEPORT DAM | HDR | WAT |  | HYDRO (DAILY CYCLE - RUN OF RIVER) | 1983-12-01 05:00 | Public Service Company of New Hampshire | PSNH | 33 | 001 | NH | NH |  | 0.141 | 0.209 | 0.209 | 0.141 | -0.006
893 | WEST HOPKINTON HYDRO | 893 | WEST HOPKINTON HYDRO | HDR | WAT |  | HYDRO (DAILY CYCLE - RUN OF RIVER) | 1982-11-01 05:00 | CHI Power Marketing, Inc. | CHIPM | 33 | 013 | NH | NH | 54384 | 0 | 0.323 | 0.323 | 0 | -0.382
894 | LISBON HYDRO | 894 | LISBON HYDRO | HDR | WAT |  | HYDRO (DAILY CYCLE - RUN OF RIVER) | 1986-12-01 05:00 | Public Service Company of New Hampshire | PSNH | 33 | 009 | NH | NH |  | 0.194 | 0.286 | 0.286 | 0.194 | 0.035
895 | LOWER ROBERTSON DAM | 895 | LOWER ROBERTSON DAM | HDR | WAT |  | HYDRO (DAILY CYCLE - RUN OF RIVER) | 1987-05-01 04:00 | Massachusetts Municipal Wholesale Electric Company | MMWEC | 33 | 005 | VT | NH |  | 0.133 | 0.733 | 0.733 | 0.133 | -0.233
897 | OLD NASH DAM | 897 | OLD NASH DAM | HDR | WAT |  | HYDRO (DAILY CYCLE - RUN OF RIVER) | 1984-12-01 05:00 | Public Service Company of New Hampshire | PSNH | 33 | 005 | VT | NH |  | 0 | 0.078 | 0.078 | 0 | 0
898 | SUGAR RIVER HYDRO | 898 | SUGAR RIVER HYDRO | HDR | WAT |  | HYDRO (DAILY CYCLE - RUN OF RIVER) | 1986-09-01 04:00 | Public Service Company of New Hampshire | PSNH | 33 | 019 | NH | NH |  | 0 | 0.138 | 0.138 | 0 | 0
899 | GREAT FALLS UPPER | 899 | GREAT FALLS UPPER | HDR | WAT |  | HYDRO (DAILY CYCLE - RUN OF RIVER) | 1984-12-01 05:00 | Public Service Company of New Hampshire | PSNH | 33 | 017 | NH | NH |  | 0 | 0 | 0 | 0 | 0
900 | GREAT FALLS LOWER | 900 | GREAT FALLS LOWER | HDR | WAT |  | HYDRO (DAILY CYCLE - RUN OF RIVER) | 1984-06-01 04:00 | Public Service Company of New Hampshire | PSNH | 33 | 017 | NH | NH | 50704 | 0 | 0.761 | 0.761 | 0 | -0.078
901 | WATERLOOM FALLS | 901 | WATERLOOM FALLS | HDR | WAT |  | HYDRO (DAILY CYCLE - RUN OF RIVER) | 1981-10-01 04:00 | Public Service Company of New Hampshire | PSNH | 33 | 011 | NH | NH |  | 0 | 0.051 | 0.051 | 0 | -0.019
902 | HOSIERY MILL DAM | 902 | HOSIERY MILL DAM | HDR | WAT |  | HYDRO (DAILY CYCLE - RUN OF RIVER) | 1984-07-01 04:00 | Public Service Company of New Hampshire | PSNH | 33 | 011 | NH | NH |  | 0 | 0 | 0 | 0 | 0
903 | WYANDOTTE HYDRO | 903 | WYANDOTTE HYDRO | HDR | WAT |  | HYDRO (DAILY CYCLE - RUN OF RIVER) | 1983-05-01 04:00 | Public Service Company of New Hampshire | PSNH | 33 | 017 | NH | NH |  | 0 | 0.071 | 0.071 | 0 | 0
904 | LOCHMERE DAM | 904 | LOCHMERE DAM | HDR | WAT |  | HYDRO (DAILY CYCLE - RUN OF RIVER) | 1984-12-01 05:00 | Public Service Company of New Hampshire | PSNH | 33 | 001 | NH | NH | 54572 | 0.196 | 0.271 | 0.271 | 0.196 | -0.006
905 | ASHUELOT HYDRO | 905 | ASHUELOT HYDRO | HDR | WAT |  | HYDRO (DAILY CYCLE - RUN OF RIVER) | 1987-05-01 04:00 | Massachusetts Municipal Wholesale Electric Company | MMWEC | 33 | 005 | VT | NH |  | 0.144 | 0.685 | 0.685 | 0.144 | -0.242
906 | ROLLINSFORD HYDRO | 906 | ROLLINSFORD HYDRO | HDR | WAT |  | HYDRO (DAILY CYCLE - RUN OF RIVER) | 1980-11-01 05:00 | Public Service Company of New Hampshire | PSNH | 33 | 017 | NH | NH | 54418 | 0 | 0.979 | 0.979 | 0 | -0.132
907 | BELL MILL/ELM ST. HYDRO | 907 | BELL MILL/ELM ST. HYDRO | HDR | WAT |  | HYDRO (DAILY CYCLE - RUN OF RIVER) | 1983-07-01 04:00 | Public Service Company of New Hampshire | PSNH | 33 | 011 | NH | NH |  | 0 | 0 | 0 |  | 0
908 | OTIS MILL HYDRO | 908 | OTIS MILL HYDRO | HDR | WAT |  | HYDRO (DAILY CYCLE - RUN OF RIVER) | 1982-01-01 05:00 | Public Service Company of New Hampshire | PSNH | 33 | 011 | NH | NH | 50080 | 0 | 0 | 0 | 0 | 0
909 | STEELS POND HYDRO | 909 | STEELS POND HYDRO | HDR | WAT |  | HYDRO (DAILY CYCLE - RUN OF RIVER) | 1984-12-01 05:00 | Public Service Company of New Hampshire | PSNH | 33 | 011 | NH | NH |  | 0 | 0.09 | 0.09 | 0 | 0
910 | CAMPTON DAM | 910 | CAMPTON DAM | HDR | WAT |  | HYDRO (DAILY CYCLE - RUN OF RIVER) | 1985-12-01 05:00 | Public Service Company of New Hampshire | PSNH | 33 | 009 | NH | NH |  | 0.082 | 0.132 | 0.132 | 0.082 | -0.029
911 | KELLEYS FALLS | 911 | KELLEYS FALLS | HDR | WAT |  | HYDRO (DAILY CYCLE - RUN OF RIVER) | 1989-06-01 04:00 | Public Service Company of New Hampshire | PSNH | 33 | 011 | NH | NH |  | 0 | 0.299 | 0.299 | 0 | 0
913 | GOODRICH FALLS | 913 | GOODRICH FALLS | HDR | WAT |  | HYDRO (DAILY CYCLE - RUN OF RIVER) | 1981-06-01 04:00 | Public Service Company of New Hampshire | PSNH | 33 | 003 | NH | NH |  | 0 | 0.338 | 0.338 | 0 | -0.18
914 | CHAMBERLAIN FALLS | 914 | CHAMBERLAIN FALLS | HDR | WAT |  | HYDRO (DAILY CYCLE - RUN OF RIVER) | 1983-05-01 04:00 | Public Service Company of New Hampshire | PSNH | 33 | 011 | NH | NH |  | 0 | 0.021 | 0.021 | 0 | 0
915 | MONADNOCK PAPER MILLS | 915 | MONADNOCK PAPER MILLS | HDR | WAT |  | HYDRO (DAILY CYCLE - RUN OF RIVER) | 1975-06-01 04:00 | Public Service Company of New Hampshire | PSNH | 33 | 011 | NH | NH |  | 0 | 0 | 0 | 0 | 0
919 | HOPKINTON HYDRO | 919 | HOPKINTON HYDRO | HDR | WAT |  | HYDRO (DAILY CYCLE - RUN OF RIVER) | 1984-12-01 05:00 | Sterling Municipal Electric Light Department | SMED | 33 | 013 | NH | NH |  | 0 | 0.194 | 0.194 | 0 | -0.117
921 | HADLEY FALLS | 921 | HADLEY FALLS | HDR | WAT |  | HYDRO (DAILY CYCLE - RUN OF RIVER) | 1981-12-01 05:00 | Public Service Company of New Hampshire | PSNH | 33 | 011 | NH | NH |  | 0 | 0 | 0 | 0 | 0
922 | NOONE FALLS | 922 | NOONE FALLS | HDR | WAT |  | HYDRO (DAILY CYCLE - RUN OF RIVER) | 1985-01-01 05:00 | Public Service Company of New Hampshire | PSNH | 33 | 011 | NH | NH |  | 0 | 0.069 | 0.069 | 0 | 0
925 | OTTER LANE HYDRO | 925 | OTTER LANE HYDRO | HDR | WAT |  | HYDRO (DAILY CYCLE - RUN OF RIVER) | 1984-02-01 05:00 | Public Service Company of New Hampshire | PSNH | 33 | 013 | NH | NH |  | 0 | 0.041 | 0.041 | 0 | 0
926 | PETERBOROUGH LOWER HYDRO | 926 | PETERBOROUGH LOWER HYDRO | HDR | WAT |  | HYDRO (DAILY CYCLE - RUN OF RIVER) | 1989-02-01 05:00 | Public Service Company of New Hampshire | PSNH | 33 | 011 | NH | NH |  | 0 | 0.097 | 0.097 | 0 | 0
928 | SALMON BROOK STATION 3 | 928 | SALMON BROOK STATION 3 | HDR | WAT |  | HYDRO (DAILY CYCLE - RUN OF RIVER) | 1985-12-01 05:00 | Public Service Company of New Hampshire | PSNH | 33 | 013 | NH | NH |  | 0 | 0.121 | 0.121 | 0 | 0
931 | AVERY DAM | 931 | AVERY DAM | HDR | WAT |  | HYDRO (DAILY CYCLE - RUN OF RIVER) | 1985-12-01 05:00 | Public Service Company of New Hampshire | PSNH | 33 | 001 | NH | NH |  | 0.143 | 0.194 | 0.194 | 0.143 | -0.015
932 | WATSON DAM | 932 | WATSON DAM | HDR | WAT |  | HYDRO (DAILY CYCLE - RUN OF RIVER) | 1985-01-01 05:00 | Public Service Company of New Hampshire | PSNH | 33 | 017 | NH | NH |  | 0 | 0.132 | 0.132 | 0 | 0
933 | WESTON DAM | 933 | WESTON DAM | HDR | WAT |  | HYDRO (DAILY CYCLE - RUN OF RIVER) | 1987-02-01 05:00 | Public Service Company of New Hampshire | PSNH | 33 | 007 | NH | NH | 1509 | 0.168 | 0.366 | 0.366 | 0.168 | -0.044
935 | SUNNYBROOK HYDRO 2 | 935 | SUNNYBROOK HYDRO 2 | HDR | WAT |  | HYDRO (DAILY CYCLE - RUN OF RIVER) | 1982-12-01 05:00 | Public Service Company of New Hampshire | PSNH | 33 | 017 | NH | NH |  | 0.008 | 0.017 | 0.017 | 0.008 | -0.002
941 | PETERBOROUGH UPPER HYDRO | 941 | PETERBOROUGH UPPER HYDRO | HDR | WAT |  | HYDRO (DAILY CYCLE - RUN OF RIVER) | 1990-12-01 05:00 | Public Service Company of New Hampshire | PSNH | 33 | 011 | NH | NH |  | 0 | 0.199 | 0.199 | 0 | 0
942 | DUNBARTON ROAD LANDFILL | 942 | DUNBARTON ROAD LANDFILL | IC | LFG |  | BIO/REFUSE | 1989-08-01 04:00 | Public Service Company of New Hampshire | PSNH | 33 | 011 | NH | NH | 55779 | 0 | 0 | 0 | 0 | -0.244
943 | FOUR HILLS LANDFILL | 943 | FOUR HILLS LANDFILL | IC | LFG |  | BIO/REFUSE | 1996-04-01 05:00 | Public Service Company of New Hampshire | PSNH | 33 | 011 | NH | NH |  | 0.698 | 0 | 0 | 0.698 | 0.698
946 | MERRIMAC PAPER - QF | 946 | MERRIMAC PAPER - QF | HDR | WAT |  | HYDRO (DAILY CYCLE - RUN OF RIVER) | 1971-02-01 05:00 | Massachusetts Electric Company | MEC | 25 | 009 | CMA/NEMA | WCMA | 10179 | 0 | 0 | 0 |  | 0
947 | RIVERDALE MILLS - QF | 947 | RIVERDALE MILLS - QF | HDR | WAT |  | HYDRO (DAILY CYCLE - RUN OF RIVER) | 1985-07-01 04:00 | Massachusetts Electric Company | MEC | 25 | 027 | RI | SEMA | 50601 | 0 | 0 | 0 | 0 | 0
948 | PEPPERELL HYDRO COMPANY LLC | 948 | PEPPERELL HYDRO COMPANY LLC | HDR | WAT |  | HYDRO (DAILY CYCLE - RUN OF RIVER) | 1920-01-01 05:00 | Swift River Trading Company LLC | SRTC | 25 | 017 | CMA/NEMA | WCMA | 10694 | 0.229 | 1.008 | 1.008 | 0.229 | -0.331
949 | VALLEY HYDRO - QF | 949 | VALLEY HYDRO - QF | HDR | WAT |  | HYDRO (DAILY CYCLE - RUN OF RIVER) | 1984-01-01 05:00 | The Narragansett Electric Company | NEC | 44 | 003 | RI | RI |  | 0 | 0.153 | 0.153 | 0 | -0.079
950 | LP ATHOL - QF | 950 | LP ATHOL - QF | HDR | WAT |  | HYDRO (DAILY CYCLE - RUN OF RIVER) | 1931-01-01 05:00 | Massachusetts Electric Company | MEC | 25 | 027 | CMA/NEMA | WCMA |  | 0 | 0.113 | 0.113 | 0 | -0.147
951 | BALTIC MILLS - QF | 951 | BALTIC MILLS - QF | HDR | WAT |  | HYDRO (DAILY CYCLE - RUN OF RIVER) | 1981-02-01 05:00 | Sterling Municipal Electric Light Department | SMED | 33 | 009 | NH | NH |  | 0.01 | 0.057 | 0.057 | 0.01 | -0.035
952 | PONTIAC ENERGY - QF | 952 | PONTIAC ENERGY - QF | IC | OBG |  | BIO/REFUSE | 1998-10-01 04:00 | The Narragansett Electric Company | NEC | 44 | 007 | RI | RI |  | 0 | 0 | 0 | 0 | 0
953 | ATTLEBORO LANDFILL - QF | 953 | ATTLEBORO LANDFILL - QF | IC | OBG |  | BIO/REFUSE | 1997-11-01 05:00 | Massachusetts Electric Company | MEC | 25 | 023 | SEMA | SEMA |  | 0.184 | 0.218 | 0.218 | 0.184 | 0.067
954 | MM LOWELL LANDFILL - QF | 954 | MM LOWELL LANDFILL - QF | IC | LFG |  | BIO/REFUSE | 1997-08-01 04:00 | Massachusetts Electric Company | MEC | 25 | 017 | CMA/NEMA | WCMA | 55095 | 0.073 | 0.104 | 0.104 | 0.073 | 0.001
956 | WARE COGEN - QF | 956 | WARE COGEN - QF | ST | MSW |  | BIO/REFUSE | 1997-01-01 05:00 | Massachusetts Electric Company | MEC | 25 | 015 | WMA | WCMA |  | 0 | 0 | 0 |  | 0
957 | HG&E HYDRO/CABOT 1-4 | 957 | HG&E HYDRO/CABOT 1-4 | HDR | WAT |  | HYDRO (DAILY CYCLE - RUN OF RIVER) | 1980-01-01 05:00 | Holyoke Gas & Electric Department | HGE | 25 | 013 | WMA | WCMA | 9864 | 2.59 | 2.59 | 2.59 | 2.59 | 0
959 | BARTON 1-4 DIESELS | 959 | BARTON 1-4 DIESELS | IC | DFO |  | OIL INTERNAL COMBUSTION | 1956-07-01 04:00 | Vermont Public Power Supply Authority | VPPSA | 50 | 019 | NH | VT | 3753 | 0.586 | 0.653 | 0.653 | 0.586 | 0
969 | POWDER MILL HYDRO | 969 | POWDER MILL HYDRO | HDR | WAT |  | HYDRO (DAILY CYCLE - RUN OF RIVER) | 1990-02-01 05:00 | Massachusetts Municipal Wholesale Electric Company | MMWEC | 25 | 027 | CMA/NEMA | WCMA |  | 0 | 0.121 | 0.121 | 0 | 0
970 | DUDLEY HYDRO | 970 | DUDLEY HYDRO | HDR | WAT |  | HYDRO (DAILY CYCLE - RUN OF RIVER) | 1987-10-01 04:00 | Massachusetts Electric Company | MEC | 25 | 027 | CMA/NEMA | WCMA |  | 0 | 0.139 | 0.139 | 0 | -0.066
973 | CONCORD STEAM |  | No Resource (1) | ST | WDS |  | BIO/REFUSE | 1986-10-01 04:00 | Unitil Energy Systems, Inc. | UNITIL-ES | 33 | 013 | NH | NH |  | 0 | 0.235 | 0.235 | 0 | 0
978 | NEW MILFORD | 978 | NEW MILFORD | IC | OBG | DFO | BIO/REFUSE | 1991-08-01 04:00 | Connecticut Light and Power Company, The | CLP | 09 | 005 | SWCT | CT | 50564 | 1.384 | 1.505 | 1.505 | 1.384 | -0.115
1005 | DIGHTON POWER LLC | 1005 | BG DIGHTON POWER LLC | CC | NG |  | GAS COMBINED CYCLE | 1999-05-01 04:00 | EquiPower Resources Management, LLC | EPRM | 25 | 005 | SEMA | SEMA | 55026 | 157.284 | 182.284 | 182.284 | 157.284 | 7.284
1028 | BUNKER RD #12 GAS TURB | 1028 | BUNKER RD #12 GAS TURB | GT | DFO |  | OIL COMBUSTION (GAS) TURBINE | 2000-04-01 05:00 | New England Power Company | NEP | 25 | 019 | SEMA | SEMA | 1615 | 2.351 | 3.012 | 3.012 | 2.351 | 0
1029 | BUNKER RD #13 GAS TURB | 1029 | BUNKER RD #13 GAS TURB | GT | DFO |  | OIL COMBUSTION (GAS) TURBINE | 2000-04-01 05:00 | New England Power Company | NEP | 25 | 019 | SEMA | SEMA | 1615 | 2.84 | 3.281 | 3.281 | 2.84 | 0
1030 | OAK BLUFFS | 1030 | OAK BLUFFS | IC | DFO |  | OIL INTERNAL COMBUSTION | 1970-01-01 05:00 | Genon Energy Management, LLC | MET | 25 | 007 | SEMA | SEMA | 1597 | 7.471 | 8.12 | 8.12 | 7.471 | -0.649
1031 | WEST TISBURY | 1031 | WEST TISBURY | IC | DFO |  | OIL INTERNAL COMBUSTION | 1975-01-01 05:00 | Genon Energy Management, LLC | MET | 25 | 007 | SEMA | SEMA | 6049 | 5.568 | 5.524 | 5.524 | 5.568 | 0
1032 | BRIDGEPORT ENERGY 1 | 1032 | BRIDGEPORT ENERGY 1 | CC | NG |  | GAS COMBINED CYCLE | 1998-08-01 04:00 | CP Energy Marketing (US) Inc. | CPEM | 09 | 001 | SWCT | CT | 55042 | 454.434 | 533.678 | 533.678 | 454.434 | 0
1034 | RIVERSIDE 4-7 | 1034 | RIVERSIDE 4-7 | HDR | WAT |  | HYDRO (DAILY CYCLE - RUN OF RIVER) | 1921-01-01 05:00 | Holyoke Gas & Electric Department | HGE | 25 | 013 | WMA | WCMA | 1607 | 0 | 2.164 | 2.164 | 0 | -1.552
1035 | RIVERSIDE 8 | 1035 | RIVERSIDE 8 | HDR | WAT |  | HYDRO (DAILY CYCLE - RUN OF RIVER) | 1931-01-01 05:00 | Holyoke Gas & Electric Department | HGE | 25 | 013 | WMA | WCMA | 1607 | 2.881 | 3.44 | 3.44 | 2.881 | -0.143
1047 | FAIRFAX | 1047 | FAIRFAX | HDR | WAT |  | HYDRO (DAILY CYCLE - RUN OF RIVER) | 1998-09-25 04:00 | Green Mountain Power Corporation | GMP | 50 | 011 | VT | VT | 3712 | 0 | 4.005 | 4.005 | 0 | -2.211
1048 | WARE HYDRO | 1048 | WARE HYDRO | HDR | WAT |  | HYDRO (DAILY CYCLE - RUN OF RIVER) | 1984-03-01 05:00 | NSTAR Electric Company | NSTAR | 25 | 015 | WMA | WCMA |  | 0 | 0.875 | 0.875 | 0 | -0.42
1049 | COLLINS HYDRO | 1049 | COLLINS HYDRO | HDR | WAT |  | HYDRO (DAILY CYCLE - RUN OF RIVER) | 1984-12-01 05:00 | NSTAR Electric Company | NSTAR | 25 | 013 | WMA | WCMA | 52166 | 0.233 | 0.682 | 0.682 | 0.233 | -0.335
1050 | CHICOPEE HYDRO | 1050 | CHICOPEE HYDRO | HDR | WAT |  | HYDRO (DAILY CYCLE - RUN OF RIVER) | 1985-05-01 04:00 | NSTAR Electric Company | NSTAR | 25 | 013 | WMA | WCMA | 50832 | 0.432 | 1.857 | 1.857 | 0.432 | -1.01
1051 | HAL-BFI | 1051 | HAL-BFI | IC | LFG |  | BIO/REFUSE | 1997-03-01 05:00 | Massachusetts Electric Company | MEC | 25 | 023 | SEMA | SEMA | 55586 | 0 | 0 | 0 | 0 | 0
1052 | EB1-BFI | 1052 | EB1-BFI | IC | LFG |  | BIO/REFUSE | 1997-03-01 05:00 | Taunton Municipal Lighting Plant | TMLP | 25 | 023 | SEMA | SEMA | 55584 | 0 | 0 | 0 | 0 | 0
1054 | BLACKSTONE HYDRO ASSOC | 1054 | BLACKSTONE HYDRO ASSOC | HDR | WAT |  | HYDRO (DAILY CYCLE - RUN OF RIVER) | 1989-01-01 05:00 | The Narragansett Electric Company | NEC | 44 | 007 | RI | RI | 3245 | 0 | 0.263 | 0.263 | 0 | 0
1057 | BLACKSTONE HYDRO LOAD REDUCER | 1057 | BLACKSTONE HYDRO LOAD REDUCER | HDR | WAT |  | HYDRO (DAILY CYCLE - RUN OF RIVER) | 1989-01-01 05:00 | Macquarie Energy LLC | MCPI | 44 | 007 | RI | RI | 50177 | 0.208 | 0.864 | 0.864 | 0.208 | -0.447
1059 | BARRE LANDFILL | 1059 | BARRE LANDFILL | IC | LFG |  | BIO/REFUSE | 1996-07-01 04:00 | Dominion Energy Marketing, Inc. | DEM | 25 | 027 | WMA | WCMA | 55776 | 0.712 | 0.61 | 0.61 | 0.712 | 0.126
1061 | MASCOMA HYDRO | 1061 | MASCOMA HYDRO | HDR | WAT |  | HYDRO (DAILY CYCLE - RUN OF RIVER) | 1989-02-01 05:00 | TransCanada Power Marketing, Ltd. | TCPM | 33 | 009 | VT | NH | 54471 | 0.086 | 0.558 | 0.558 | 0.086 | 0.086
1062 | MWRA COSGROVE | 1062 | MWRA COSGROVE | HW | WAT |  | HYDRO (WEEKLY CYCLE) | 1995-10-01 04:00 | Massachusetts Electric Company | MEC | 25 | 027 | CMA/NEMA | WCMA | 10825 | 0.869 | 0.16 | 0.16 | 0.869 | -0.024
1086 | BERKSHIRE POWER | 1086 | BERKSHIRE POWER | CC | NG |  | GAS COMBINED CYCLE | 2000-06-19 04:00 | Hess Corporation | HESS | 25 | 013 | WMA | WCMA | 55041 | 229.279 | 246.279 | 246.279 | 229.279 | 0
1107 | SOMERSET | 1107 | SOMERSET | ST | BLQ | WDS | BIO/REFUSE | 1976-01-01 05:00 | NextEra Energy Power Marketing, LLC | FPLP | 23 | 011 | ME | ME | 50406 | 0 | 0 | 0 | 0 | 0
1109 | MMWAC | 1109 | MMWAC | ST | MSW |  | BIO/REFUSE | 1992-06-01 04:00 | NEPM II, LLC | NEPM | 23 | 001 | ME | ME | 50035 | 1.691 | 1.99 | 1.99 | 1.691 | -0.042
1113 | BRASSUA HYDRO | 1113 | BRASSUA HYDRO | HDR | WAT |  | HYDRO (DAILY CYCLE - RUN OF RIVER) | 1989-08-01 04:00 | Brookfield Energy Marketing, LP | BEMLP | 23 | 025 | ME | ME | 10555 | 1.194 | 2.854 | 2.854 | 1.194 | -0.909
1114 | MADISON COMPOSITE | 1114 | MADISON COMPOSITE | HDR | WAT |  | HYDRO (DAILY CYCLE - RUN OF RIVER) | 1984-09-01 04:00 | Competitive Energy Services, LLC | CESLLC | 23 | 025 | ME | ME | 7469 | 0 | 0 | 0 | 0 | 0
1117 | GREAT WORKS COMPOSITE | 1117 | GREAT WORKS COMPOSITE | HDR | WAT |  | HYDRO (DAILY CYCLE - RUN OF RIVER) | 1984-03-01 05:00 | Macquarie Energy LLC | MCPI | 23 | 031 | SME | ME |  | 0.007 | 0.162 | 0.162 | 0.007 | -0.005
1119 | KENNEBAGO HYDRO | 1119 | KENNEBAGO HYDRO | HDR | WAT |  | HYDRO (DAILY CYCLE - RUN OF RIVER) | 1988-04-01 05:00 | Constellation Energy Commodities Group, Inc | CEC | 23 | 029 | BHE | ME |  | 0.203 | 0.528 | 0.528 | 0.203 | 0.072
1122 | CASCADE-DIAMOND-QF | 1122 | CASCADE-DIAMOND-QF | HDR | WAT |  | HYDRO (DAILY CYCLE - RUN OF RIVER) | 1919-12-31 05:00 | Massachusetts Electric Company | MEC | 25 | 013 | WMA | WCMA |  | 0.026 | 0.169 | 0.169 | 0.026 | -0.079
1165 | CADYS FALLS | 1165 | CADYS FALLS | HDR | WAT |  | HYDRO (DAILY CYCLE - RUN OF RIVER) | 1980-01-01 05:00 | Vermont Public Power Supply Authority | VPPSA | 50 | 017 | VT | VT | 3765 | 0 | 0 | 0 | 0 | 0
1166 | MORRISVILLE PLANT #2 | 1166 | MORRISVILLE PLANT #2 | HDR | WAT |  | HYDRO (DAILY CYCLE - RUN OF RIVER) | 1980-01-01 05:00 | Vermont Public Power Supply Authority | VPPSA | 50 | 015 | VT | VT | 3764 | 0 | 0.452 | 0.452 | 0 | -0.363
1167 | WOLCOTT HYDRO #1 | 1167 | WOLCOTT HYDRO #1 | HDR | WAT |  | HYDRO (DAILY CYCLE - RUN OF RIVER) | 1937-01-01 05:00 | Vermont Public Power Supply Authority | VPPSA | 50 | 015 | VT | VT | 6477 | 0 | 0.483 | 0.483 | 0 | -0.301
1168 | H.K. SANDERS | 1168 | H.K. SANDERS | HW | WAT |  | HYDRO (WEEKLY CYCLE) | 1983-01-01 05:00 | Vermont Public Power Supply Authority | VPPSA | 50 | 015 | VT | VT | 678 | 1.74 | 1.686 | 1.686 | 1.74 | 0
1185 | STONY BROOK GT1A | 1185 | STONY BROOK GT1A | CC | NG | DFO | GAS/OIL COMBINED CYCLE | 1981-11-01 05:00 | Massachusetts Municipal Wholesale Electric Company | MMWEC | 25 | 013 | WMA | WCMA | 6081 | 104 | 119 | 119 | 104 | 0
1186 | STONY BROOK GT1B | 1186 | STONY BROOK GT1B | CC | NG | DFO | GAS/OIL COMBINED CYCLE | 1981-11-01 05:00 | Massachusetts Municipal Wholesale Electric Company | MMWEC | 25 | 013 | WMA | WCMA | 6081 | 99.932 | 115.932 | 115.932 | 99.932 | -0.068
1187 | STONY BROOK GT1C | 1187 | STONY BROOK GT1C | CC | NG | DFO | GAS/OIL COMBINED CYCLE | 1981-11-01 05:00 | Massachusetts Municipal Wholesale Electric Company | MMWEC | 25 | 013 | WMA | WCMA | 6081 | 104 | 119 | 119 | 104 | 0
1188 | LOWELL COGENERATION PLANT | 1188 | LOWELL COGENERATION PLANT | CC | NG | DFO | GAS/OIL COMBINED CYCLE | 1988-10-21 04:00 | Consolidated Edison Energy, Inc | CEEI | 25 | 017 | CMA/NEMA | WCMA | 10802 | 27.175 | 30.15 | 30.15 | 27.175 | 0
1209 | CRRA HARTFORD LANDFILL | 1209 | CRRA HARTFORD LANDFILL | IC | LFG |  | BIO/REFUSE | 1998-08-01 04:00 | Connecticut Light and Power Company, The | CLP | 09 | 003 | CT | CT | 55163 | 1.561 | 1.592 | 1.592 | 1.561 | -0.216
1210 | MILLENNIUM | 1210 | MILLENNIUM | CC | NG |  | GAS COMBINED CYCLE | 2001-04-06 04:00 | Merrill Lynch Commodities, Inc. | MLC | 25 | 027 | WMA | WCMA | 55079 | 334.904 | 383.904 | 383.904 | 334.904 | 9.118
1221 | ESSEX DIESELS | 1221 | ESSEX DIESELS | IC | DFO |  | OIL INTERNAL COMBUSTION | 1947-01-01 05:00 | Green Mountain Power Corporation | GMP | 50 | 007 | VT | VT | 3737 | 7.215 | 7.305 | 7.305 | 7.215 | 0
1224 | RANDOLPH/BFG ELECTRIC FACILITY | 1224 | RANDOLPH/BFG ELECTRIC FACILITY | IC | LFG |  | BIO/REFUSE | 2000-04-01 05:00 | Hingham Municipal Lighting Plant | HMLP | 25 | 021 | SEMA | SEMA | 55585 | 0 | 0 | 0 | 0 | 0
1225 | TANNERY DAM | 1225 | TANNERY DAM | HDR | WAT |  | HYDRO (DAILY CYCLE - RUN OF RIVER) | 2000-04-01 05:00 | Massachusetts Electric Company | MEC | 25 | 027 | CMA/NEMA | WCMA | 55924 | 0 | 0.031 | 0.031 | 0 | 0
1226 | TIVERTON POWER | 1226 | TIVERTON POWER | CC | NG |  | GAS COMBINED CYCLE | 2000-08-18 04:00 | CP Energy Marketing (US) Inc. | CPEM | 44 | 005 | SEMA | RI | 55048 | 244.086 | 278.756 | 278.756 | 244.086 | 0
1255 | RUMFORD POWER | 1255 | RUMFORD POWER | CC | NG |  | GAS COMBINED CYCLE | 2000-10-16 04:00 | CP Energy Marketing (US) Inc. | CPEM | 23 | 017 | ME | ME | 55100 | 244.281 | 269.091 | 269.091 | 244.281 | 0
1258 | BHE SMALL HYDRO COMPOSITE | 1258 | BHE SMALL HYDRO COMPOSITE | HDR | WAT |  | HYDRO (DAILY CYCLE - RUN OF RIVER) | 1982-12-01 05:00 | New Brunswick Power Generation Corporation | NBPGC | 23 | 021 | ME | ME |  | 0.741 | 1.705 | 1.705 | 0.741 | 0.295
1259 | J & L ELECTRIC - BIOMASS I |  | No Resource (1) | ST | WDS |  | BIO/REFUSE | 1984-11-01 05:00 | NextEra Energy Power Marketing, LLC | FPLP | 23 | 007 | ME | ME | 55034 | 0 | 0 | 0 |  | 0
1266 | MARSH POWER | 1266 | MARSH POWER | HDR | WAT |  | HYDRO (DAILY CYCLE - RUN OF RIVER) | 1986-02-01 05:00 | Christopher M. Anthony | CMA | 23 | 027 | ME | ME |  | 0 | 0 | 0 | 0 | 0
1267 | SPARHAWK | 1267 | SPARHAWK | HDR | WAT |  | HYDRO (DAILY CYCLE - RUN OF RIVER) | 1985-06-01 04:00 | Union Atlantic Electricity | UNION | 23 | 005 | SME | ME |  | 0 | 0.027 | 0.027 | 0 | 0
1270 | SYSKO STONY BROOK | 1270 | SYSKO STONY BROOK | HDR | WAT |  | HYDRO (DAILY CYCLE - RUN OF RIVER) | 2000-04-01 05:00 | Union Atlantic Electricity | UNION | 23 | 017 | ME | ME |  | 0.017 | 0.014 | 0.014 | 0.017 | 0.001
1271 | SYSKO WIGHT BROOK | 1271 | SYSKO WIGHT BROOK | HDR | WAT |  | HYDRO (DAILY CYCLE - RUN OF RIVER) | 1984-01-01 05:00 | Union Atlantic Electricity | UNION | 23 | 017 | ME | ME |  | 0.017 | 0.024 | 0.024 | 0.017 | 0.017
1273 | KENNEBEC WATER U5 | 1273 | KENNEBEC WATER U5 | HDR | WAT |  | HYDRO (DAILY CYCLE - RUN OF RIVER) | 1995-03-01 05:00 | Messalonskee Stream Hydro, LLC | MESSA | 23 | 025 | ME | ME |  | 0 | 0.625 | 0.625 | 0 | 0
1283 | LEWISTON U5 | 1283 | LEWISTON U5 | HDR | WAT |  | HYDRO (DAILY CYCLE - RUN OF RIVER) | 1990-10-01 04:00 | Competitive Energy Services, LLC | CESLLC | 23 | 001 | ME | ME | 1542 | 0 | 0 | 0 | 0 | -0.377
1286 | ANP-BLACKSTONE ENERGY 1 | 1286 | ANP-BLACKSTONE ENERGY CO. #1 | CC | NG |  | GAS COMBINED CYCLE | 2001-06-07 04:00 | GDF Suez Energy Marketing NA, Inc. | SUEZ | 25 | 027 | RI | SEMA | 55212 | 223.634 | 253.634 | 253.634 | 223.634 | 0
1287 | ANP-BLACKSTONE ENERGY 2 | 1287 | ANP-BLACKSTONE ENERGY 2 | CC | NG |  | GAS COMBINED CYCLE | 2001-07-13 04:00 | GDF Suez Energy Marketing NA, Inc. | SUEZ | 25 | 027 | RI | SEMA | 55212 | 215.874 | 245.974 | 245.974 | 215.874 | 0
1288 | BUCKSPORT ENERGY 4 | 1288 | BUCKSPORT ENERGY 4 | GT | NG | DFO | GAS/OIL COMBUSTION (GAS) TURBINE | 2001-01-01 05:00 | H.Q. Energy Services (US) Inc. | HQE | 23 | 009 | BHE | ME | 50243 | 144 | 153.405 | 153.405 | 144 | 11.4
1302 | TCPMCMPAGF GEN1 U5 | 1302 | TCPMCMPAGF GEN1 U5 | IC | OBG |  | BIO/REFUSE | 1983-06-01 04:00 | Verso Maine Energy LLC | VERSO | 23 | 007 | ME | ME | 50081 | 0 | 0 | 0 | 0 | 0
1342 | LAKE ROAD 1 | 1342 | LAKE ROAD 1 | CC | NG |  | GAS COMBINED CYCLE | 2002-03-15 05:00 | EquiPower Resources Management, LLC | EPRM | 09 | 015 | RI | RI | 55149 | 245.792 | 281.416 | 281.416 | 245.792 | 0
1343 | LAKE ROAD 2 | 1343 | LAKE ROAD 2 | CC | NG |  | GAS COMBINED CYCLE | 2002-03-15 05:00 | EquiPower Resources Management, LLC | EPRM | 09 | 015 | RI | RI | 55149 | 251.213 | 286.837 | 286.837 | 251.213 | 0
1344 | LAKE ROAD 3 | 1344 | LAKE ROAD 3 | CC | NG |  | GAS COMBINED CYCLE | 2002-05-22 04:00 | EquiPower Resources Management, LLC | EPRM | 09 | 015 | RI | RI | 55149 | 248.014 | 276.784 | 276.784 | 248.014 | 0
1368 | ROCKY GORGE CORPORATION | 1368 | ROCKY GORGE CORPORATION | HDR | WAT |  | HYDRO (DAILY CYCLE - RUN OF RIVER) | 1984-01-01 05:00 | Rocky Gorge Corporation | RGC | 23 | 031 | SME | ME |  | 0.087 | 0.293 | 0.293 | 0.087 | 0
1376 | WALLINGFORD UNIT 1 | 1376 | PPL WALLINGFORD UNIT 1 | GT | NG |  | GAS COMBUSTION (GAS) TURBINE | 2001-12-31 05:00 | Twin Eagle Resource Management, LLC | TERM | 09 | 009 | SWCT | CT | 55517 | 42.3 | 48.41 | 48.41 | 42.3 | 0
1377 | WALLINGFORD UNIT 2 | 1377 | PPL WALLINGFORD UNIT 2 | GT | NG |  | GAS COMBUSTION (GAS) TURBINE | 2002-02-07 05:00 | Twin Eagle Resource Management, LLC | TERM | 09 | 009 | SWCT | CT | 55517 | 42.3 | 48.242 | 48.242 | 42.3 | 1.691
1378 | WALLINGFORD UNIT 3 | 1378 | PPL WALLINGFORD UNIT 3 | GT | NG |  | GAS COMBUSTION (GAS) TURBINE | 2001-12-31 05:00 | Twin Eagle Resource Management, LLC | TERM | 09 | 009 | SWCT | CT | 55517 | 42.3 | 47.837 | 47.837 | 42.3 | 0
1379 | WALLINGFORD UNIT 4 | 1379 | PPL WALLINGFORD UNIT 4 | GT | NG |  | GAS COMBUSTION (GAS) TURBINE | 2002-01-23 05:00 | Twin Eagle Resource Management, LLC | TERM | 09 | 009 | SWCT | CT | 55517 | 42.3 | 47.192 | 47.192 | 42.3 | 0
1380 | WALLINGFORD UNIT 5 | 1380 | PPL WALLINGFORD UNIT 5 | GT | NG |  | GAS COMBUSTION (GAS) TURBINE | 2002-02-07 05:00 | Twin Eagle Resource Management, LLC | TERM | 09 | 009 | SWCT | CT | 55517 | 42.3 | 49 | 49 | 42.3 | 0
1385 | MILFORD POWER 1 | 1385 | MILFORD POWER 1 Incremental | CC | NG |  | GAS COMBINED CYCLE | 2004-02-12 05:00 | EquiPower Resources Management, LLC | EPRM | 09 | 009 | SWCT | CT | 55126 | 253.61 | 281.847 | 281.847 | 253.61 | 0
1386 | MILFORD POWER 2 | 1386 | MILFORD POWER 2 | CC | NG |  | GAS COMBINED CYCLE | 2004-05-03 04:00 | EquiPower Resources Management, LLC | EPRM | 09 | 009 | SWCT | CT | 55126 | 253.093 | 287.632 | 287.632 | 253.093 | 0
1412 | ANP-BELLINGHAM 1 | 1412 | ANP-BELLINGHAM 1 | CC | NG |  | GAS COMBINED CYCLE | 2002-10-24 04:00 | GDF Suez Energy Marketing NA, Inc. | SUEZ | 25 | 021 | RI | SEMA | 55211 | 228.869 | 259.069 | 259.069 | 228.869 | -20.309
1415 | ANP-BELLINGHAM 2 | 1415 | ANP-BELLINGHAM 2 | CC | NG |  | GAS COMBINED CYCLE | 2002-12-28 05:00 | GDF Suez Energy Marketing NA, Inc. | SUEZ | 25 | 021 | RI | SEMA | 55211 | 242.833 | 273.033 | 273.033 | 242.833 | 12.517
1432 | GRS-FALL RIVER | 1432 | GRS-FALL RIVER | GT | LFG |  | BIO/REFUSE | 2000-08-01 04:00 | Taunton Municipal Lighting Plant | TMLP | 25 | 005 | SEMA | SEMA | 55589 | 3.113 | 3.824 | 3.824 | 3.113 | 0
1478 | MYSTIC 8 | 1478 | MYSTIC 8 | CC | NG |  | GAS COMBINED CYCLE | 2003-04-13 04:00 | Constellation Energy Commodities Group, Inc | CEC | 25 | 017 | BOSTON | NEMA | 1588 | 703.324 | 841.564 | 841.564 | 703.324 | 0
1495 | SOUTHBRIDGE P&T QF U5 | 1495 | SOUTHBRIDGE P&T QF U5 | IC | NG |  | GAS INTERNAL COMBUSTION | 2001-06-18 04:00 | Massachusetts Electric Company | MEC | 25 | 027 | CMA/NEMA | WCMA |  | 0 | 0 | 0 | 0 | 0
1572 | GRANBY SANITARY LANDFILL QF | 1572 | GRANBY SANITARY LANDFILL QF U5 | IC | MSW |  | BIO/REFUSE | 2002-07-12 04:00 | Industrial Power Services Corp | IPSC | 25 | 015 | WMA | WCMA |  | 2.695 | 2.897 | 2.897 | 2.695 | 0.086
1616 | MYSTIC 9 | 1616 | MYSTIC 9 | CC | NG |  | GAS COMBINED CYCLE | 2003-06-11 04:00 | Constellation Energy Commodities Group, Inc | CEC | 25 | 017 | BOSTON | NEMA | 1588 | 703.324 | 852.084 | 852.084 | 703.324 | 8.134
1625 | GRANITE RIDGE ENERGY | 1625 | GRANITE RIDGE ENERGY | CC | NG |  | GAS COMBINED CYCLE | 2003-04-01 05:00 | Merrill Lynch Commodities, Inc. | MLC | 33 | 011 | NH | NH | 55170 | 661.322 | 799.322 | 799.322 | 661.322 | 0
1630 | RISEP | 1630 | RISEP | CC | NG |  | GAS COMBINED CYCLE | 2002-11-05 05:00 | Entergy Nuclear Power Marketing LLC | ENPM | 44 | 007 | RI | RI | 55107 | 536.419 | 575 | 575 | 536.419 | 0
1641 | WAUSAU COGEN U5 | 1641 | WAUSAU COGEN U5 | GT | NG |  | GAS COMBUSTION (GAS) TURBINE | 2001-12-01 05:00 | Public Service Company of New Hampshire | PSNH | 33 | 007 | NH | NH |  | 0 | 0 | 0 |  | 0
1649 | EP NEWINGTON ENERGY, LLC | 1649 | NAEA NEWINGTON ENERGY, LLC | CC | NG | DFO | GAS/OIL COMBINED CYCLE | 2002-09-18 04:00 | Shell Energy North America (US), L.P. | SENA | 33 | 015 | NH | NH | 55661 | 523.002 | 561 | 561 | 523.002 | 16.758
1656 | HULL WIND TURBINE U5 | 1656 | HULL WIND TURBINE U5 | WT | WND |  | WIND TURBINE | 2001-07-01 04:00 | Hull Municipal Lighting Plant | HULL | 25 | 009 | SEMA | SEMA |  | 0.023 | 0.108 | 0.108 | 0.023 | -0.023
1672 | KENDALL CT | 1672 | KENDALL CT | CC | NG | DFO | GAS/OIL COMBINED CYCLE | 2002-12-18 05:00 | Genon Energy Management, LLC | MET | 25 | 017 | BOSTON | NEMA | 1595 | 153.533 | 181.505 | 181.505 | 153.533 | 0
1678 | SYSKO GARDNER BROOK U5 | 1678 | SYSKO GARDNER BROOK U5 | HDR | WAT |  | HYDRO (DAILY CYCLE - RUN OF RIVER) | 2002-02-01 05:00 | Competitive Energy Services, LLC | CESLLC | 23 | 017 | ME | ME |  | 0 | 0 | 0 |  | 0
1693 | WEST SPRINGFIELD GT-1 | 1693 | WEST SPRINGFIELD GT-1 | GT | NG | DFO | GAS/OIL COMBUSTION (GAS) TURBINE | 2002-06-07 04:00 | EP Energy Massachusetts, LLC | NAEA-EM | 25 | 013 | WMA | WCMA | 1642 | 36.908 | 46.908 | 46.908 | 36.908 | 0
1694 | WEST SPRINGFIELD GT-2 | 1694 | WEST SPRINGFIELD GT-2 | GT | NG | DFO | GAS/OIL COMBUSTION (GAS) TURBINE | 2002-06-07 04:00 | EP Energy Massachusetts, LLC | NAEA-EM | 25 | 013 | WMA | WCMA | 1642 | 37.441 | 47.441 | 47.441 | 37.441 | 0
1720 | MIDDLEBURY LOWER | 1720 | MIDDLEBURY LOWER | HDR | WAT |  | HYDRO (DAILY CYCLE - RUN OF RIVER) | 2002-05-01 04:00 | Green Mountain Power Corporation | GMP | 50 | 001 | VT | VT | 3716 | 0.144 | 1.418 | 1.418 | 0.144 | -1
2278 | BARKER LOWER HYDRO | 2278 | BARKER LOWER HYDRO | HDR | WAT |  | HYDRO (DAILY CYCLE - RUN OF RIVER) | 1980-04-01 05:00 | Macquarie Energy LLC | MCPI | 23 | 001 | ME | ME | 10728 | 0 | 0.938 | 0.938 | 0 | 0
2279 | BARKER UPPER HYDRO | 2279 | BARKER UPPER HYDRO | HDR | WAT |  | HYDRO (DAILY CYCLE - RUN OF RIVER) | 1987-07-01 04:00 | Macquarie Energy LLC | MCPI | 23 | 001 | ME | ME | 52171 | 0.292 | 0.934 | 0.934 | 0.292 | 0.059
2280 | BENTON FALLS HYDRO | 2280 | BENTON FALLS HYDRO | HDR | WAT |  | HYDRO (DAILY CYCLE - RUN OF RIVER) | 1987-12-01 05:00 | Littleton Electric Light & Water Department | LELWD | 23 | 011 | ME | ME | 10523 | 0.72 | 1.79 | 1.79 | 0.72 | 0.062
2281 | BROWNS MILL HYDRO | 2281 | BROWNS MILL HYDRO | HDR | WAT |  | HYDRO (DAILY CYCLE - RUN OF RIVER) | 1983-07-01 04:00 | Macquarie Energy LLC | MCPI | 23 | 021 | ME | ME | 50688 | 0.162 | 0.616 | 0.616 | 0.162 | 0.005
2282 | DAMARISCOTTA HYDRO | 2282 | DAMARISCOTTA HYDRO | HDR | WAT |  | HYDRO (DAILY CYCLE - RUN OF RIVER) | 1984-03-01 05:00 | Macquarie Energy LLC | MCPI | 23 | 015 | ME | ME | 2282 | 0 | 0.304 | 0.304 | 0 | 0
2283 | EUSTIS HYDRO | 2283 | EUSTIS HYDRO | HDR | WAT |  | HYDRO (DAILY CYCLE - RUN OF RIVER) | 1984-03-01 05:00 | Macquarie Energy LLC | MCPI | 23 | 007 | ME | ME | 50688 | 0.066 | 0.17 | 0.17 | 0.066 | -0.005
2284 | GARDINER HYDRO | 2284 | GARDINER HYDRO | HDR | WAT |  | HYDRO (DAILY CYCLE - RUN OF RIVER) | 1983-07-01 04:00 | Macquarie Energy LLC | MCPI | 23 | 011 | ME | ME | 50688 | 0.2 | 0.971 | 0.971 | 0.2 | 0.2
2285 | GREENVILLE HYDRO | 2285 | GREENVILLE HYDRO | HDR | WAT |  | HYDRO (DAILY CYCLE - RUN OF RIVER) | 1984-03-01 05:00 | Macquarie Energy LLC | MCPI | 23 | 021 | ME | ME | 50688 | 0.255 | 0.261 | 0.261 | 0.255 | 0.255
2286 | HACKETT MILLS HYDRO | 2286 | HACKETT MILLS HYDRO | HDR | WAT |  | HYDRO (DAILY CYCLE - RUN OF RIVER) | 1985-12-01 05:00 | Constellation Energy Commodities Group, Inc | CEC | 23 | 001 | ME | ME | 2286 | 0.015 | 0.394 | 0.394 | 0.015 | -0.082
2287 | MECHANIC FALLS HYDRO | 2287 | MECHANIC FALLS HYDRO | HDR | WAT |  | HYDRO (DAILY CYCLE - RUN OF RIVER) | 1984-11-01 05:00 | Macquarie Energy LLC | MCPI | 23 | 001 | ME | ME | 54123 | 0 | 0.585 | 0.585 | 0 | -0.151
2288 | NORWAY HYDRO | 2288 | NORWAY HYDRO | HDR | WAT |  | HYDRO (DAILY CYCLE - RUN OF RIVER) | 1985-05-01 04:00 | Macquarie Energy LLC | MCPI | 23 | 017 | ME | ME | 50688 | 0 | 0 | 0 | 0 | 0
2289 | PIONEER DAM HYDRO | 2289 | PIONEER DAM HYDRO | HDR | WAT |  | HYDRO (DAILY CYCLE - RUN OF RIVER) | 1985-12-01 05:00 | Christopher M. Anthony | CMA | 23 | 025 | ME | ME | 2289 | 0.07 | 0.082 | 0.082 | 0.07 | -0.005
2290 | PITTSFIELD HYDRO | 2290 | PITTSFIELD HYDRO | HDR | WAT |  | HYDRO (DAILY CYCLE - RUN OF RIVER) | 1984-03-01 05:00 | Macquarie Energy LLC | MCPI | 23 | 025 | ME | ME | 54124 | 0.045 | 0.511 | 0.511 | 0.045 | 0.045
2291 | WAVERLY AVENUE HYDRO | 2291 | WAVERLY AVENUE HYDRO | HDR | WAT |  | HYDRO (DAILY CYCLE - RUN OF RIVER) | 1984-04-01 05:00 | Christopher M. Anthony | CMA | 23 | 025 | ME | ME | 2291 | 0.174 | 0.225 | 0.225 | 0.174 | 0.015
2292 | YORK HYDRO | 2292 | YORK HYDRO | HDR | WAT |  | HYDRO (DAILY CYCLE - RUN OF RIVER) | 1984-03-01 05:00 | Macquarie Energy LLC | MCPI | 23 | 031 | SME | ME | 50688 | 0.098 | 0.792 | 0.792 | 0.098 | 0.045
2425 | SPRINGFIELD REFUSE-NEW | 2425 | SPRINGFIELD REFUSE-NEW | ST | MSW | DFO | BIO/REFUSE | 1988-09-01 04:00 | Covanta Energy Marketing, LLC | CEM | 25 | 013 | WMA | WCMA | 50273 | 2.701 | 5.597 | 5.597 | 2.701 | -2.707
2426 | HYDRO KENNEBEC | 2426 | HYDRO KENNEBEC | HDR | WAT |  | HYDRO (DAILY CYCLE - RUN OF RIVER) | 1989-03-01 05:00 | Brookfield Energy Marketing, LP | BEMLP | 23 | 011 | ME | ME | 54148 | 7.207 | 12.136 | 12.136 | 7.207 | -0.221
2430 | BELDENS-NEW | 2430 | BELDENS-NEW | HDR | WAT |  | HYDRO (DAILY CYCLE - RUN OF RIVER) | 1980-01-01 05:00 | Green Mountain Power Corporation | GMP | 50 | 001 | VT | VT | 6451 | 0.4 | 2.5 | 2.5 | 0.4 | -1.1
2431 | DODGE FALLS-NEW | 2431 | DODGE FALLS-NEW | HDR | WAT |  | HYDRO (DAILY CYCLE - RUN OF RIVER) | 1990-11-01 05:00 | Vermont Electric Power Company, Inc. | VELCO | 33 | 023 | VT | VT | 10526 | 1.46 | 4.22 | 4.22 | 1.46 | -2.499
2432 | HUNTINGTON FALLS-NEW | 2432 | HUNTINGTON FALLS-NEW | HDR | WAT |  | HYDRO (DAILY CYCLE - RUN OF RIVER) | 1988-11-01 05:00 | Green Mountain Power Corporation | GMP | 50 | 001 | VT | VT | 50713 | 0 | 2.6 | 2.6 | 0 | -1.7
2433 | RYEGATE 1-NEW | 2433 | RYEGATE 1-NEW | ST | WDS |  | BIO/REFUSE | 1992-11-01 05:00 | Vermont Electric Power Company, Inc. | VELCO | 50 | 005 | NH | VT | 51026 | 19.56 | 14.08 | 14.08 | 19.56 | -1.08
2434 | GORGE 18 HYDRO-NEW | 2434 | GORGE 18 HYDRO-NEW | HDR | WAT |  | HYDRO (DAILY CYCLE - RUN OF RIVER) | 1928-01-01 05:00 | Green Mountain Power Corporation | GMP | 50 | 007 | VT | VT | 6475 | 2.157 | 3.3 | 3.3 | 2.157 | 0
2435 | VERGENNES HYDRO-NEW | 2435 | VERGENNES HYDRO-NEW | HDR | WAT |  | HYDRO (DAILY CYCLE - RUN OF RIVER) | 1912-01-01 05:00 | Green Mountain Power Corporation | GMP | 50 | 001 | VT | VT | 6519 | 1.02 | 2.064 | 2.064 | 1.02 | 0
2439 | BROCKWAY MILLS U5 | 2439 | BROCKWAY MILLS U5 | HDR | WAT |  | HYDRO (DAILY CYCLE - RUN OF RIVER) | 2003-03-01 05:00 | Green Mountain Power Corporation | GMP | 50 | 025 | VT | VT |  | 0 | 0 | 0 | 0 | -0.008
2462 | PLAINVILLE GEN QF U5 | 2462 | PLAINVILLE GEN QF U5 | IC | OBG |  | BIO/REFUSE | 2003-03-24 05:00 | Massachusetts Electric Company | MEC | 25 | 021 | SEMA | SEMA |  | 2.494 | 2.673 | 2.673 | 2.494 | -0.238
2466 | CHERRY 7 | 2466 | CHERRY 7 | IC | DFO |  | OIL INTERNAL COMBUSTION | 1951-01-01 05:00 | Hudson Light & Power Department | HLPD | 25 | 017 | CMA/NEMA | WCMA | 9038 | 2.8 | 2.8 | 2.8 | 2.8 | 0
2467 | CHERRY 8 | 2467 | CHERRY 8 | IC | DFO |  | OIL INTERNAL COMBUSTION | 1951-01-01 05:00 | Hudson Light & Power Department | HLPD | 25 | 017 | CMA/NEMA | WCMA | 9038 | 3.4 | 3.4 | 3.4 | 3.4 | 0
2468 | CHERRY 10 | 2468 | CHERRY 10 | IC | DFO |  | OIL INTERNAL COMBUSTION | 1951-01-01 05:00 | Hudson Light & Power Department | HLPD | 25 | 017 | CMA/NEMA | WCMA | 9038 | 2.1 | 2.1 | 2.1 | 2.1 | 0
2469 | CHERRY 11 | 2469 | CHERRY 11 | IC | DFO |  | OIL INTERNAL COMBUSTION | 1951-01-01 05:00 | Hudson Light & Power Department | HLPD | 25 | 017 | CMA/NEMA | WCMA | 9038 | 2.1 | 2.1 | 2.1 | 2.1 | 0
2470 | CHERRY 12 | 2470 | CHERRY 12 | IC | DFO |  | OIL INTERNAL COMBUSTION | 1951-01-01 05:00 | Hudson Light & Power Department | HLPD | 25 | 017 | CMA/NEMA | WCMA | 9038 | 4.999 | 4.999 | 4.999 | 4.999 | 0
10308 | NECCO COGENERATION FACILITY | 10308 | NECCO COGENERATION FACILITY | IC | DFO |  | OIL INTERNAL COMBUSTION | 2003-10-01 04:00 | New England Confectionery Company, Inc | NECCO | 25 | 025 | BOSTON | NEMA | 55999 | 4.871 | 4.948 | 4.948 | 4.871 | 0
10347 | KENDALL STEAM 1 | 37040 | KENDALL STEAM | ST | NG |  | GAS STEAM | 1950-01-01 05:00 | Genon Energy Management, LLC | MET | 25 | 017 | BOSTON | NEMA | 1595 | 13.565 | 17.668 | 17.668 | 13.565 | 0
10348 | KENDALL STEAM 2 | 37040 | KENDALL STEAM | ST | NG |  | GAS STEAM | 1950-01-01 05:00 | Genon Energy Management, LLC | MET | 25 | 017 | BOSTON | NEMA | 1595 | 20.738 | 20.69 | 20.69 | 20.738 | 0
10349 | KENDALL STEAM 3 | 37040 | KENDALL STEAM | ST | NG |  | GAS STEAM | 1950-01-01 05:00 | Genon Energy Management, LLC | MET | 25 | 017 | BOSTON | NEMA | 1595 | 19.116 | 24.228 | 24.228 | 19.116 | 0
10362 | ACTON HYDRO INC. | 10362 | ACTON HYDRO INC. | HDR | WAT |  | HYDRO (DAILY CYCLE - RUN OF RIVER) | 1994-01-01 05:00 | Concord Municipal Light Plant | Concord | 25 | 017 | BOSTON | NEMA |  | 0 | 0 | 0 |  | 0
10366 | RRIG EXPANSION PHASE 1 | 10366 | RRIG EXPANSION PHASE 1 | IC | LFG |  | BIO/REFUSE | 2004-02-18 05:00 | Rhode Island Engine Genco, LLC | RRIG | 44 | 007 | RI | RI | 50365 | 0 | 0 | 0 |  | 0
10401 | CELLEY MILL U5 | 10401 | CELLEY MILL U5 | HDR | WAT |  | HYDRO (DAILY CYCLE - RUN OF RIVER) | 1984-12-01 05:00 | Public Service Company of New Hampshire | PSNH | 33 | 009 | NH | NH |  | 0 | 0.087 | 0.087 | 0 | 0
10402 | PETTYBORO HYDRO U5 | 10402 | PETTYBORO HYDRO U5 | HDR | WAT |  | HYDRO (DAILY CYCLE - RUN OF RIVER) | 1999-05-09 04:00 | Public Service Company of New Hampshire | PSNH | 33 | 009 | NH | NH |  | 0 | 0.003 | 0.003 | 0 | 0
10403 | EASTMAN BROOK U5 | 10403 | EASTMAN BROOK U5 | HDR | WAT |  | HYDRO (DAILY CYCLE - RUN OF RIVER) | 1985-06-01 04:00 | Public Service Company of New Hampshire | PSNH | 33 | 009 | NH | NH |  | 0 | 0.044 | 0.044 | 0 | 0
10404 | WHEELABRATOR CLAREMONT U5 | 10404 | WHEELABRATOR CLAREMONT U5 | ST | MSW |  | BIO/REFUSE | 2004-03-01 05:00 | Public Service Company of New Hampshire | PSNH | 33 | 019 | NH | NH | 50872 | 3.928 | 3.425 | 3.425 | 3.928 | 0.129
10406 | LOWER VALLEY HYDRO U5 | 10406 | LOWER VALLEY HYDRO U5 | HDR | WAT |  | HYDRO (DAILY CYCLE - RUN OF RIVER) | 2004-03-01 05:00 | Green Mountain Power Corporation | GMP | 33 | 019 | NH | NH |  | 0 | 0.539 | 0.539 | 0 | -0.262
10407 | WOODSVILLE HYDRO U5 | 10407 | WOODSVILLE HYDRO U5 | HDR | WAT |  | HYDRO (DAILY CYCLE - RUN OF RIVER) | 1987-03-01 05:00 | Green Mountain Power Corporation | GMP | 33 | 019 | NH | NH |  | 0.117 | 0.06 | 0.06 | 0.117 | 0.117
10408 | LOWER VILLAGE HYDRO U5 | 10408 | LOWER VILLAGE HYDRO U5 | HDR | WAT |  | HYDRO (DAILY CYCLE - RUN OF RIVER) | 1995-04-01 05:00 | Green Mountain Power Corporation | GMP | 33 | 019 | NH | NH | 50285 | 0 | 0 | 0 | 0 | 0
10409 | SWEETWATER HYDRO U5 | 10409 | SWEETWATER HYDRO U5 | HDR | WAT |  | HYDRO (DAILY CYCLE - RUN OF RIVER) | 2004-03-01 05:00 | Green Mountain Power Corporation | GMP | 33 | 019 | NH | NH |  | 0 | 0.472 | 0.472 | 0 | -0.246
10424 | GREAT LAKES - BERLIN | 10424 | GREAT LAKES - BERLIN Incremental | HDR | WAT |  | HYDRO (DAILY CYCLE - RUN OF RIVER) | 2004-06-22 04:00 | Brookfield Energy Marketing, LP | BEMLP | 33 | 007 | NH | NH | 54639 | 9.32 | 11.526 | 11.526 | 9.32 | -1.805
10451 | WESTFIELD #1 U5 | 10451 | WESTFIELD #1 U5 | IC | OBG |  | BIO/REFUSE | 2004-03-01 05:00 | Westfield Gas and Electric Light Department | WGED | 25 | 003 | WMA | WCMA |  | 0 | 0 | 0 | 0 | 0
10615 | BLUE SPRUCE FARM | 10615 | BLUE SPRUCE FARM U5 | IC | OBG |  | BIO/REFUSE | 2004-11-01 05:00 | Green Mountain Power Corporation | GMP | 50 | 021 | VT | VT |  | 0.309 | 0.261 | 0.261 | 0.309 | 0.143
10770 | WEST SPRINGFIELD HYDRO U5 | 10770 | WEST SPRINGFIELD HYDRO U5 | HDR | WAT |  | HYDRO (DAILY CYCLE - RUN OF RIVER) | 2005-01-10 05:00 | Littleton Electric Light & Water Department | LELWD | 25 | 003 | WMA | WCMA |  | 0.044 | 1.058 | 1.058 | 0.044 | -0.263
10801 | COVENTRY CLEAN ENERGY | 10801 | COVENTRY CLEAN ENERGY | IC | LFG |  | BIO/REFUSE | 2005-02-01 05:00 | Vermont Public Power Supply Authority | VPPSA | 50 | 019 | VT | VT |  | 3.48 | 3.3 | 3.3 | 3.48 | 0.06
10880 | GE LYNN EXCESS REPLACEMENT | 10880 | GE LYNN EXCESS REPLACEMENT | CC | DFO | NG | GAS/OIL COMBINED CYCLE | 2005-10-11 04:00 | Constellation NewEnergy, Inc. | CNE | 25 | 025 | BOSTON | NEMA | 10029 | 0 | 0 | 0 | 0 | 0
10959 | RRIG EXPANSION PHASE 2 | 10959 | RRIG EXPANSION PHASE 2 | IC | LFG |  | BIO/REFUSE | 2005-06-01 04:00 | Rhode Island Engine Genco, LLC | RRIG | 44 | 007 | RI | RI | 50365 | 5.184 | 4.383 | 4.383 | 5.184 | 0.535
10998 | MASSINNOVATION FITCHBURG | 10998 | MASSINNOVATION FITCHBURG | PV | SUN |  | PHOTOVOLTAIC | 2005-08-01 04:00 | Fitchburg Gas & Electric Light Company | FGE | 25 | 027 | WMA | WCMA |  | 0 | 0 | 0 | 0 | -0.001
11052 | GRTR NEW BEDFORD LFG UTIL PROJ | 11052 | GRTR NEW BEDFORD LFG UTIL PROJ | IC | LFG |  | BIO/REFUSE | 2005-08-15 04:00 | Constellation Energy Commodities Group, Inc | CEC | 25 | 005 | SEMA | SEMA |  | 2.43 | 2.446 | 2.446 | 2.43 | 0.022
11126 | NORTH HARTLAND HYDRO | 11126 | NORTH HARTLAND HYDRO | HDR | WAT |  | HYDRO (DAILY CYCLE - RUN OF RIVER) | 2006-09-27 04:00 | Green Mountain Power Corporation | GMP | 50 | 027 | VT | VT |  | 0.311 | 4.133 | 4.133 | 0.311 | -3.576
11154 | BRATTLEBORO LANDFILL | 11154 | BRATTLEBORO LANDFILL | IC | LFG |  | BIO/REFUSE | 2005-11-04 05:00 | Green Mountain Power Corporation | GMP | 50 | 025 | VT | VT |  | 0 | 0 | 0 |  | 0
11408 | HULL WIND TURBINE II | 11408 | HULL WIND TURBINE II | WT | WND |  | WIND TURBINE | 2005-09-27 04:00 | Hull Municipal Lighting Plant | HULL | 25 | 023 | SEMA | SEMA | 56800 | 0.032 | 0.21 | 0.21 | 0.032 | -0.02
11424 | RUMFORD FALLS | 11424 | RUMFORD FALLS | HDR | WAT |  | HYDRO (DAILY CYCLE - RUN OF RIVER) | 2006-07-06 04:00 | Brookfield Energy Marketing, LP | BEMLP | 23 | 017 | ME | ME | 10493 | 26.456 | 36.255 | 36.255 | 26.456 | -0.025
11827 | PORTSMOUTH ABBEY WIND QF |  | No Resource (1) | WT | WND |  | WIND TURBINE | 2006-07-25 04:00 | The Narragansett Electric Company | NEC | 44 | 005 | RI | RI |  | 0 | 0 | 0 | 0 | 0
11842 | WATERSIDE POWER | 11842 | WATERSIDE POWER | GT | DFO |  | OIL COMBUSTION (GAS) TURBINE | 2004-05-01 04:00 | Waterside Power, LLC | WATERSIDE | 09 | 001 | NOR | CT | 56189 | 68.88 | 70.42 | 70.42 | 68.88 | -2.057
11889 | IBEW LOCAL 99 SOLAR QF |  | No Resource (1) | PV | SUN |  | PHOTOVOLTAIC | 2006-09-01 04:00 | The Narragansett Electric Company | NEC | 44 | 007 | RI | RI |  | 0 | 0 | 0 | 0 | 0
11925 | BROCKTON BRIGHTFIELDS | 11925 | BROCKTON BRIGHTFIELDS | PV | SUN |  | PHOTOVOLTAIC | 2006-09-18 04:00 | Constellation Energy Commodities Group, Inc | CEC | 25 | 023 | SEMA | SEMA |  | 0.152 | 0.001 | 0.001 | 0.152 | 0.001
12108 | FIEC DIESEL | 12108 | FIEC DIESEL | IC | DFO |  | OIL INTERNAL COMBUSTION | 2006-12-01 05:00 | Vermont Public Power Supply Authority | VPPSA | 23 | 011 | ME | ME |  | 1.628 | 1.64 | 1.64 | 1.628 | -0.012
12163 | PPL GREAT WORKS - RED SHIELD | 12163 | PPL GREAT WORKS - RED SHIELD | ST | WDS |  | BIO/REFUSE | 2007-01-24 05:00 | Competitive Energy Services, LLC | CESLLC | 23 | 019 | BHE | ME |  | 0 | 0.711 | 0.711 | 0 | 0
12168 | HARRIS ENERGY | 12168 | HARRIS ENERGY | HDR | WAT |  | HYDRO (DAILY CYCLE - RUN OF RIVER) | 2006-12-01 05:00 | Holyoke Gas & Electric Department | HGE | 25 | 013 | WMA | WCMA | 54981 | 0 | 0.312 | 0.312 | 0 | 0
12180 | BERKSHIRE COW POWER | 12180 | BERKSHIRE COW POWER | IC | OBG |  | BIO/REFUSE | 2006-12-06 05:00 | Vermont Electric Cooperative, Inc. | VEC | 50 | 011 | VT | VT |  | 0.254 | 0.285 | 0.285 | 0.254 | -0.004
12274 | GREEN MOUNTAIN DAIRY | 12274 | GREEN MOUNTAIN DAIRY | IC | OBG |  | BIO/REFUSE | 2007-02-01 05:00 | Green Mountain Power Corporation | GMP | 50 | 011 | VT | VT |  | 0.152 | 0.229 | 0.229 | 0.152 | -0.002
12323 | COVENTRY CLEAN ENERGY #4 | 12323 | COVENTRY CLEAN ENERGY #4 | IC | LFG |  | BIO/REFUSE | 2007-01-20 05:00 | Vermont Public Power Supply Authority | VPPSA | 50 | 019 | VT | VT |  | 2.32 | 2.2 | 2.2 | 2.32 | 0.04
12504 | DEVON 15 | 12504 | DEVON 15-18 | GT | KER | NG | OIL COMBUSTION (GAS) TURBINE | 2010-07-12 04:00 | GenConn Energy LLC | GCE | 09 | 9 | SWCT | CT | 57070 | 46.9 | 49.2 | 49.2 | 46.9 | 0.048
12505 | MIDDLETOWN 12 | 12505 | MIDDLETOWN 12-15 | GT | KER | NG | OIL COMBUSTION (GAS) TURBINE | 2011-06-24 04:00 | GenConn Energy LLC | GCE | 09 | 7 | CT | CT | 57068 | 46.9 | 49.2 | 49.2 | 46.9 | 0
12509 | UNH POWER PLANT | 12509 | UNH POWER PLANT | GT | LFG |  | BIO/REFUSE | 2009-10-20 04:00 | Public Service Company of New Hampshire | PSNH | 33 | 017 | NH | NH |  | 3.008 | 4.378 | 4.378 | 3.008 | -0.1
12510 | SWANTON GT-1 | 12510 | SWANTON GAS TURBINE 1 | GT | DFO | OBL | OIL COMBUSTION (GAS) TURBINE | 2010-02-12 05:00 | Vermont Public Power Supply Authority | VPPSA | 50 | 011 | VT | VT |  | 19.44 | 20.303 | 20.303 | 23.091 | 4.922
12511 | SWANTON GT-2 | 12511 | SWANTON GAS TURBINE 2 | GT | DFO | OBL | OIL COMBUSTION (GAS) TURBINE | 2010-05-24 04:00 | Vermont Public Power Supply Authority | VPPSA | 50 | 11 | VT | VT |  | 19.723 | 22.112 | 22.112 | 21.45 | 3.34
12529 | HOOSAC WIND |  | No Resource (1) | WT | WND |  | WIND TURBINE | 2012-12-27 05:00 | Iberdrola Renewables, LLC | IR | 25 | 003 | WMA | WCMA |  | 7.12 | 11.6 | 11.6 | 7.12 | 7.12
12530 | SHEFFIELD WIND PLANT | 12530 | SHEFFIELD WIND FARM | WT | WND |  | WIND TURBINE | 2011-10-19 04:00 | Vermont Wind LLC | VTWIND | 50 | 05 | VT | VT | 57080 | 3.29 | 8.241 | 8.241 | 3.29 | -6.71
12551 | KIBBY WIND POWER | 12551 | KIBBY WIND POWER | WT | WND |  | WIND TURBINE | 2009-09-16 04:00 | TransCanada Power Marketing, Ltd. | TCPM | 23 | 007 | ME | ME | 56829 | 10.615 | 32.64 | 32.64 | 10.615 | -2.76
12564 | WATERBURY GENERATION FACILITY | 12564 | WATERBURY GENERATION FACILITY | GT | NG | DFO | GAS/OIL COMBUSTION (GAS) TURBINE | 2009-05-21 04:00 | Waterbury Generation LLC | WATERBURY | 09 | 009 | SWCT | CT | 56629 | 96.349 | 98.749 | 98.749 | 96.349 | 0
13515 | PIERCE STATION | 12526 | PIERCE | GT | NG | DFO | GAS/OIL COMBUSTION (GAS) TURBINE | 2007-10-01 04:00 | Connecticut Municipal Electric Energy Cooperative | CMEEC | 09 | 009 | SWCT | CT | 6635 | 74.085 | 94.59 | 94.59 | 74.085 | -1.744
13664 | JOHN STREET #3 | 13664 | JOHN STREET #3 | IC | DFO |  | OIL INTERNAL COMBUSTION | 2007-09-26 04:00 | Connecticut Municipal Electric Energy Cooperative | CMEEC | 09 | 009 | SWCT | CT | 56256 | 2 | 2 | 2 | 2 | 0
13665 | JOHN STREET #4 | 13665 | JOHN STREET #4 | IC | DFO |  | OIL INTERNAL COMBUSTION | 2007-09-26 04:00 | Connecticut Municipal Electric Energy Cooperative | CMEEC | 09 | 009 | SWCT | CT | 56256 | 2 | 2 | 2 | 2 | 0
13666 | JOHN STREET 5 | 12528 | JOHN STREET #5 | IC | DFO |  | OIL INTERNAL COMBUSTION | 2007-11-01 05:00 | Connecticut Municipal Electric Energy Cooperative | CMEEC | 09 | 009 | SWCT | CT | 56256 | 2.011 | 2.003 | 2.003 | 2.011 | 0
13669 | EAST WINDSOR NORCAP LFG PLANT | 13669 | MANCHESTER METHANE LLC EAST WINDSOR FACILITY | IC | LFG |  | BIO/REFUSE | 2007-05-07 04:00 | Manchester Methane, LLC | MMLLC | 09 | 003 | CT | CT |  | 0.975 | 0.902 | 0.902 | 0.975 | 0.098
13673 | MATEP (DIESEL) | 13673 | MATEP (DIESEL) | IC | DFO |  | OIL INTERNAL COMBUSTION | 2007-06-28 04:00 | MATEP, LLC | MATEP | 25 | 025 | BOSTON | NEMA | 10883 | 17.12 | 18.213 | 18.213 | 17.12 | -0.663
13675 | MATEP (COMBINED CYCLE) | 13675 | MATEP (COMBINED CYCLE) | CC | NG | DFO | GAS/OIL COMBINED CYCLE | 2007-06-28 04:00 | MATEP, LLC | MATEP | 25 | 025 | BOSTON | NEMA | 10883 | 32.324 | 35.324 | 35.324 | 32.324 | -12.961
13703 | VERSO COGEN 1 | 13703 | VERSO VCG1 | GT | NG | KER | GAS COMBUSTION (GAS) TURBINE | 2000-12-28 05:00 | Verso Maine Energy LLC | VERSO | 23 | 007 | ME | ME | 55031 | 44.411 | 55.565 | 55.565 | 44.411 | 4.111
13704 | VERSO COGEN 2 | 13704 | VERSO VCG2 | GT | NG | KER | GAS COMBUSTION (GAS) TURBINE | 2000-12-28 05:00 | Verso Maine Energy LLC | VERSO | 23 | 007 | ME | ME | 55031 | 45.179 | 56.333 | 56.333 | 45.179 | 4.879
13705 | VERSO COGEN 3 | 13705 | VERSO VCG3 | GT | NG | KER | GAS COMBUSTION (GAS) TURBINE | 2000-12-28 05:00 | Verso Maine Energy LLC | VERSO | 23 | 007 | ME | ME | 55031 | 44.136 | 55.29 | 55.29 | 44.136 | 3.836
13933 | JIMINY PEAK WIND QF |  | No Resource (1) | WT | WND |  | WIND TURBINE | 2007-07-01 04:00 | Massachusetts Electric Company | MEC | 25 | 003 | WMA | WCMA |  | 0 | 0 | 0 | 0 | 0
13975 | CORRIVEAU HYDROELECTRIC LLC | 13975 | CORRIVEAU HYDROELECTRIC LLC | HDR | WAT |  | HYDRO (DAILY CYCLE - RUN OF RIVER) | 2007-08-10 04:00 | Union Atlantic Electricity | UNION | 23 | 017 | ME | ME |  | 0.052 | 0.215 | 0.215 | 0.052 | 0
14087 | MAT3 | 14087 | MAT3 | IC | DFO |  | OIL INTERNAL COMBUSTION | 2007-12-11 05:00 | MATEP, LLC | MATEP | 25 | 025 | BOSTON | NEMA | 10883 | 11.573 | 18.065 | 18.065 | 11.573 | 0
14098 | FITCHBURG LANDFILL | 35485 | FITCHBURG-FCA-5 | IC | LFG |  | BIO/REFUSE | 2007-08-16 04:00 | Vermont Public Power Supply Authority | VPPSA | 25 | 027 | CMA/NEMA | WCMA | 56527 | 2.978 | 3.943 | 3.943 | 2.978 | -1.256
14134 | MONTAGNE FARM | 14134 | MONTAGNE FARM | IC | LFG |  | BIO/REFUSE | 2007-09-17 04:00 | Green Mountain Power Corporation | GMP | 50 | 011 | VT | VT |  | 0.121 | 0.064 | 0.064 | 0.121 | 0
14157 | COS COB 13 | 12524 | COS COB 13&14 | GT | KER |  | OIL COMBUSTION (GAS) TURBINE | 2008-05-29 04:00 | NRG Power Marketing LLC | NRGPM | 09 | 001 | NOR | CT | 542 | 19.053 | 22.852 | 22.852 | 19.053 | 0
14158 | COS COB 14 | 12524 | COS COB 13&14 | GT | KER |  | OIL COMBUSTION (GAS) TURBINE | 2008-05-29 04:00 | NRG Power Marketing LLC | NRGPM | 09 | 001 | NOR | CT | 542 | 19.209 | 22.602 | 22.602 | 19.209 | -0.398
14177 | WESTBROOK ENERGY CENTER G1 | 1345 | WESTBROOK | CC | NG |  | GAS COMBINED CYCLE | 2001-04-13 04:00 | Calpine Energy Services, LP | CALP | 23 | 005 | SME | ME | 55294 | 260.938 | 277.094 | 277.094 | 260.938 | 0
14178 | WESTBROOK ENERGY CENTER G2 | 1345 | WESTBROOK | CC | NG |  | GAS COMBINED CYCLE | 2001-04-13 04:00 | Calpine Energy Services, LP | CALP | 23 | 005 | SME | ME | 55294 | 254.38 | 270.536 | 270.536 | 254.38 | 0
14211 | INDECK ALEXANDRIA | 1631 | INDECK-ENERGY ALEXANDRIA, LLC | ST | WDS |  | BIO/REFUSE | 2008-11-06 05:00 | Indeck Energy-Alexandria, L.L.C. | IEA | 33 | 009 | NH | NH |  | 15.031 | 15.2 | 15.2 | 15.031 | 3.667
14217 | NORTHFIELD MOUNTAIN 1 | 14217 | NORTHFIELD MOUNTAIN 1 | PS | WAT |  | HYDRO (PUMPED STORAGE) | 1972-11-30 05:00 | GDF Suez Energy Marketing NA, Inc. | SUEZ | 25 | 011 | WMA | WCMA | 547 | 270 | 270 | 270 | 270 | 0
14218 | NORTHFIELD MOUNTAIN 2 | 14218 | NORTHFIELD MOUNTAIN 2 | PS | WAT |  | HYDRO (PUMPED STORAGE) | 1972-11-30 05:00 | GDF Suez Energy Marketing NA, Inc. | SUEZ | 25 | 011 | WMA | WCMA | 547 | 292 | 270 | 270 | 292 | 22
14219 | NORTHFIELD MOUNTAIN 3 | 14219 | NORTHFIELD MOUNTAIN 3 | PS | WAT |  | HYDRO (PUMPED STORAGE) | 1972-11-30 05:00 | GDF Suez Energy Marketing NA, Inc. | SUEZ | 25 | 011 | WMA | WCMA | 547 | 292 | 292 | 292 | 292 | 0
14220 | NORTHFIELD MOUNTAIN 4 | 14220 | NORTHFIELD MOUNTAIN 4 | PS | WAT |  | HYDRO (PUMPED STORAGE) | 1972-11-30 05:00 | GDF Suez Energy Marketing NA, Inc. | SUEZ | 25 | 011 | WMA | WCMA | 547 | 270 | 270 | 270 | 270 | 0
14271 | AMERESCO NORTHAMPTON | 14271 | AMERESCO NORTHAMPTON | IC | LFG |  | BIO/REFUSE | 2007-11-01 04:00 | Constellation Energy Commodities Group, Inc | CEC | 25 | 015 | WMA | WCMA |  | 0.751 | 0.751 | 0.751 | 0.751 | 0.751
14382 | ETHAN ALLEN CO-GEN 1 |  | No Resource (1) | ST | LFG |  | BIO/REFUSE | 2007-11-07 05:00 | Vermont Electric Cooperative, Inc. | VEC | 50 | 019 | NH | VT |  | 0 | 0 | 0 | 0 | 0
14383 | SBER ROYAL MILLS LLC |  | No Resource (1) | HDR | WAT |  | HYDRO (DAILY CYCLE - RUN OF RIVER) | 2007-12-01 05:00 | The Narragansett Electric Company | NEC | 44 | 003 | RI | RI |  | 0 | 0 | 0 |  | 0
14595 | GRANITE RELIABLE POWER, LLC | 14595 | GRANITE RELIABLE POWER | WT | WND |  | WIND TURBINE | 2012-02-15 05:00 | Granite Reliable Power, LLC | GRP | 33 | 007 | NH | NH | 58004 | 9.93 | 17.052 | 17.052 | 9.93 | -19.97
14610 | PRINCETON WIND FARM PROJECT | 14610 | PRINCETON WIND FARM PROJECT | WT | WND |  | WIND TURBINE | 2009-09-01 04:00 | Princeton Municipal Light Department | PMLD | 25 | 027 | CMA/NEMA | WCMA | 7501 | 0.133 | 0.281 | 0.281 | 0.133 | -0.024
14614 | KLEEN ENERGY | 14614 | KLEEN ENERGY | CC | NG | DFO | GAS/OIL COMBINED CYCLE | 2011-07-12 04:00 | Constellation Energy Commodities Group, Inc | CEC | 09 | 7 | CT | CT | 56798 | 620 | 620 | 620 | 620 | 0
14623 | VALLEY HYDRO (STATION NO. 5) | 14623 | VALLEY HYDRO (STATION NO. 5) | HDR | WAT |  | HYDRO (DAILY CYCLE - RUN OF RIVER) | 2008-04-01 04:00 | Holyoke Gas & Electric Department | HGE | 25 | 013 | WMA | WCMA |  | 0 | 0.649 | 0.649 | 0 | 0
14652 | TEMPLETON WIND TURBINE | 14652 | TEMPLETON WIND TURBINE | WT | WND |  | WIND TURBINE | 2011-05-18 04:00 | Massachusetts Municipal Wholesale Electric Company | MMWEC | 25 | 027 | WMA | WCMA |  | 0 | 0.135 | 0.135 | 0 | -0.074
14665 | RECORD HILL WIND | 14665 | RECORD HILL WIND | WT | WND |  | WIND TURBINE | 2012-01-31 05:00 | Record Hill Wind, LLC | RHW | 23 | 017 | ME | ME | 57568 | 4.05 | 9.574 | 9.574 | 4.05 | -9.55
14695 | ORONO | 14695 | ORONO HYDRO STATION | HDR | WAT |  | HYDRO (DAILY CYCLE - RUN OF RIVER) | 2008-12-29 05:00 | Black Bear Hydro Partners, LLC | BBHP | 23 | 019 | BHE | ME | 57184 | 2.144 | 2.321 | 2.321 | 2.144 | 0.248
14707 | COVANTA HAVERHILL - LF GAS | 12553 | COVANTA HAVERHILL LANDFILL GAS ENGINE | IC | LFG |  | BIO/REFUSE | 2007-12-05 05:00 | Covanta Haverhill Associates | CHA | 25 | 009 | BOSTON | NEMA | 50661 | 1.24 | 1.285 | 1.285 | 1.24 | -0.002
14767 | PINE TREE LFGTE |  | No Resource (1) | IC | LFG |  | BIO/REFUSE | 2008-01-01 05:00 | NextEra Energy Power Marketing, LLC | FPLP | 23 | 019 | BHE | ME |  | 0 | 0 | 0 | 0 | 0
14801 | CABOT | 766 | CABOT/TURNERS FALLS | HDP | WAT |  | HYDRO (DAILY CYCLE - PONDAGE) | 1905-01-01 05:00 | GDF Suez Energy Marketing NA, Inc. | SUEZ | 25 | 011 | WMA | WCMA | 1629 | 61.481 | 61.8 | 61.8 | 61.481 | 0
14808 | TURNERSFALLS | 766 | CABOT/TURNERS FALLS | HDP | WAT |  | HYDRO (DAILY CYCLE - PONDAGE) | 1905-01-01 05:00 | GDF Suez Energy Marketing NA, Inc. | SUEZ | 25 | 011 | WMA | WCMA | 6388 | 6.4 | 6.4 | 6.4 | 6.4 | 0
14816 | NORDEN 1 | 16688 | NOR1 | IC | DFO |  | OIL INTERNAL COMBUSTION | 2009-02-26 05:00 | Connecticut Municipal Electric Energy Cooperative | CMEEC | 09 | 001 | NOR | CT | 57689 | 1.95 | 1.958 | 1.958 | 1.95 | 0
14817 | NORDEN 2 | 16750 | NORDEN #2 | IC | DFO |  | OIL INTERNAL COMBUSTION | 2009-02-26 05:00 | Connecticut Municipal Electric Energy Cooperative | CMEEC | 09 | 001 | NOR | CT | 57689 | 1.948 | 1.947 | 1.947 | 1.948 | 0
14818 | NORDEN 3 | 16752 | NORDEN #3 | IC | DFO |  | OIL INTERNAL COMBUSTION | 2009-02-26 05:00 | Connecticut Municipal Electric Energy Cooperative | CMEEC | 09 | 001 | NOR | CT | 57689 | 1.942 | 1.942 | 1.942 | 1.942 | 0
14823 | NORWICH WWTP |  | No Resource (1) | IC | DFO |  | OIL INTERNAL COMBUSTION | 2008-05-29 04:00 | Connecticut Municipal Electric Energy Cooperative | CMEEC | 09 | 011 | CT | CT | 57624 | 2 | 2 | 2 | 2 | 0
14919 | ZBE-001 |  | No Resource (1) | GT | WDS | DFO | BIO/REFUSE | 2008-03-01 05:00 | Public Service Company of New Hampshire | PSNH | 33 | 005 | VT | NH |  | 0 | 0 | 0 | 0 | 0
14925 | ICE HOUSE PARTNERS INC. |  | No Resource (1) | HDR | WAT |  | HYDRO (DAILY CYCLE - RUN OF RIVER) | 2008-04-01 04:00 | Littleton Electric Light & Water Department | LELWD | 25 | 017 | CMA/NEMA | WCMA |  | 0.065 | 0.26 | 0.26 | 0.065 | 0
14937 | UNION GAS STATION | 759 | MESSALONSKEE COMPOSITE | HDR | WAT |  | HYDRO (DAILY CYCLE - RUN OF RIVER) | 2008-03-19 04:00 | Messalonskee Stream Hydro, LLC | MESSA | 23 | 011 | ME | ME |  | 1.091 | 1.5 | 1.5 | 1.091 | 0
15097 | KIMB ROCKY RIVER PH2 | 14706 | KIMBERLY-CLARK CORP ENERGY INDEPENDENCE PROJECT | CC | NG |  | GAS COMBINED CYCLE | 2008-07-15 04:00 | Kimberly-Clark Corporation | KCC | 09 | 005 | SWCT | CT |  | 12.638 | 15.128 | 15.128 | 12.638 | -0.737
15115 | LEMPSTER WIND | 14660 | LEMPSTER WIND | WT | WND |  | WIND TURBINE | 2008-09-24 04:00 | Public Service Company of New Hampshire | PSNH | 33 | 011 | NH | NH | 56399 | 2.361 | 7.832 | 7.832 | 2.361 | -0.096
15201 | FISKE HYDRO | 35593 | FISKE HYDRO | HDR | WAT |  | HYDRO (DAILY CYCLE - RUN OF RIVER) | 2008-06-01 04:00 | Public Service Company of New Hampshire | PSNH | 33 | 005 | VT | NH |  | 0 | 0.152 | 0.152 | 0 | -0.135
15462 | HOLY NAME CC JR SR HIGH SCHOOL |  | No Resource (1) | WT | WND |  | WIND TURBINE | 2008-09-01 04:00 | Massachusetts Electric Company | MEC | 25 | 027 | CMA/NEMA | WCMA |  | 0 | 0 | 0 | 0 | 0
15464 | STETSON WIND FARM |  | No Resource (1) | WT | WND |  | WIND TURBINE | 2008-12-09 05:00 | Evergreen Wind Power V, LLC | EWPV | 23 | 029 | BHE | ME | 56989 | 5.131 | 12.466 | 12.466 | 5.131 | -1.925
15477 | NEW HAVEN HARBOR UNIT 2 | 15477 | NEW HAVEN HARBOR UNITS 2, 3, & 4 | GT | KER | NG | OIL COMBUSTION (GAS) TURBINE | 2012-05-30 04:00 | PSEG New Haven, LLC | PSEG-NH | 09 | 009 | CT | CT | 6156 | 43.2 | 48.6 | 48.6 | 43.2 | 0
15484 | THOMAS A. WATSON UNIT #1 | 12500 | THOMAS A. WATSON | GT | NG | DFO | GAS/OIL COMBUSTION (GAS) TURBINE | 2009-04-22 04:00 | Braintree Electric Light Department, Town of | BELD | 25 | 021 | SEMA | SEMA | 1660 | 52.6 | 57.4 | 57.4 | 52.6 | 0
15485 | THOMAS A. WATSON UNIT #2 | 12500 | THOMAS A. WATSON | GT | NG | DFO | GAS/OIL COMBUSTION (GAS) TURBINE | 2009-04-14 04:00 | Braintree Electric Light Department, Town of | BELD | 25 | 021 | SEMA | SEMA | 1660 | 52.6 | 57.4 | 57.4 | 52.6 | 0
15488 | MIDDLETON BUILDING SUPPLY |  | No Resource (1) | ST | WDS |  | BIO/REFUSE | 2008-10-01 04:00 | Public Service Company of New Hampshire | PSNH | 33 | 017 | NH | NH |  | 0 | 0 | 0 | 0 | 0
15617 | MORETOWN LFGTE | 35728 | MORETOWN LG | IC | LFG |  | BIO/REFUSE | 2008-12-01 05:00 | Green Mountain Power Corporation | GMP | 50 | 009 | VT | VT | 56891 | 3.017 | 3.008 | 3.008 | 3.017 | 0
15706 | BEAVER RIDGE WIND | 37072 | BEAVER_RIDGE_WIND | WT | WND |  | WIND TURBINE | 2008-10-15 04:00 | New Hampshire Electric Cooperative, Inc. | NHEC | 23 | 027 | ME | ME | 57130 | 0.436 | 1.169 | 1.169 | 0.436 | -0.03
15787 | WORONOCO HYDRO LLC | 37077 | WORONOCO HYDRO LLC | HDR | WAT |  | HYDRO (DAILY CYCLE - RUN OF RIVER) | 2008-11-01 04:00 | Swift River Trading Company LLC | SRTC | 25 | 013 | WMA | WCMA | 50166 | 0.093 | 1.716 | 1.716 | 0.093 | -1.195
15940 | DARTMOUTH CT GENERATOR 3 | 15415 | DARTMOUTH POWER EXPANSION | GT | NG | DFO | GAS/OIL COMBUSTION (GAS) TURBINE | 2009-08-12 04:00 | Consolidated Edison Energy, Inc | CEEI | 25 | 05 | SEMA | SEMA | 52026 | 20.305 | 22.505 | 22.505 | 20.305 | -0.611
15998 | CROSSROADS LANDFILL | 14663 | WMRE CROSSROADS | IC | LFG |  | BIO/REFUSE | 2008-12-31 05:00 | Energy America LLC | NRGA | 23 | 025 | ME | ME | 57016 | 2.294 | 2.976 | 2.976 | 2.294 | 0
16089 | TURNERS FALLS HYDRO LLC |  | No Resource (1) | HDR | WAT |  | HYDRO (DAILY CYCLE - RUN OF RIVER) | 2009-02-01 05:00 | Swift River Trading Company LLC | SRTC | 25 | 011 | WMA | WCMA |  | 0 | 0 | 0 | 0 | 0
16183 | RICHEY WOODWORKING WIND QF |  | No Resource (1) | WT | WND |  | WIND TURBINE | 2009-02-18 05:00 | Massachusetts Electric Company | MEC | 25 | 009 | BOSTON | NEMA |  | 0 | 0 | 0 | 0 | 0
16188 | WILSON HOLDINGS LLC - PV QF |  | No Resource (1) | PV | SUN |  | PHOTOVOLTAIC | 2009-02-24 05:00 | Massachusetts Electric Company | MEC | 25 | 027 | CMA/NEMA | WCMA |  | 0 | 0 | 0 | 0 | 0
16233 | CITY OF MEDFORD WIND QF |  | No Resource (1) | WT | WND |  | WIND TURBINE | 2009-02-27 05:00 | Massachusetts Electric Company | MEC | 25 | 017 | BOSTON | NEMA |  | 0 | 0 | 0 | 0 | 0
16234 | CONSTELLATION-MAJILITE PV QF |  | No Resource (1) | PV | SUN |  | PHOTOVOLTAIC | 2009-02-27 05:00 | Massachusetts Electric Company | MEC | 25 | 017 | CMA/NEMA | WCMA |  | 0 | 0 | 0 | 0 | 0
16294 | TOWN OF PORTSMOUTH RI WIND QF |  | No Resource (1) | WT | WND |  | WIND TURBINE | 2009-03-21 04:00 | The Narragansett Electric Company | NEC | 44 | 005 | RI | RI | 57350 | 0 | 0.287 | 0.287 | 0 | -0.178
16295 | PPL VEAZIE | 16295 | PPL Veazie | HDR | WAT |  | HYDRO (DAILY CYCLE - RUN OF RIVER) | 1911-01-01 05:00 | Black Bear HVGW, LLC | BBHVGW | 23 | 019 | BHE | ME | 1479 | 6.573 | 8.124 | 8.124 | 6.573 | -0.816
16296 | MILFORD HYDRO | 16296 | MILFORD HYDRO | HDR | WAT |  | HYDRO (DAILY CYCLE - RUN OF RIVER) | 1911-01-01 05:00 | Black Bear Hydro Partners, LLC | BBHP | 23 | 019 | BHE | ME | 1475 | 5.553 | 7.119 | 7.119 | 5.553 | 0.253
16331 | QUARRY ENERGY PROJECT |  | No Resource (1) | IC | LFG |  | BIO/REFUSE | 2009-04-03 04:00 | Harvard Dedicated Energy Limited | HDEL | 25 | 021 | SEMA | SEMA |  | 0.38 | 0.382 | 0.382 | 0.38 | 0.001
16332 | BARTLETTS OCEAN VIEW FARM WIND |  | No Resource (1) | WT | WND |  | WIND TURBINE | 2009-04-03 04:00 | Massachusetts Electric Company | MEC | 44 | 005 | SEMA | SEMA |  | 0 | 0 | 0 | 0 | 0
16386 | NATURE'S CLASSROOM WIND QF |  | No Resource (1) | WT | WND |  | WIND TURBINE | 2009-04-24 04:00 | Massachusetts Electric Company | MEC | 25 | 027 | CMA/NEMA | WCMA |  | 0 | 0 | 0 | 0 | 0
16523 | STILLWATER | 16523 | STILLWATER | HDR | WAT |  | HYDRO (DAILY CYCLE - RUN OF RIVER) | 1911-01-01 05:00 | Black Bear Hydro Partners, LLC | BBHP | 23 | 019 | BHE | ME | 1478 | 1.646 | 1.657 | 1.657 | 1.646 | 0.183
16524 | HOWLAND | 16524 | HOWLAND | HDR | WAT |  | HYDRO (DAILY CYCLE - RUN OF RIVER) | 1911-01-01 05:00 | Black Bear HVGW, LLC | BBHVGW | 23 | 019 | BHE | ME | 1472 | 0.669 | 1.051 | 1.051 | 0.669 | 0.054
16525 | MEDWAY | 16525 | MEDWAY | HDR | WAT |  | HYDRO (DAILY CYCLE - RUN OF RIVER) | 1911-01-01 05:00 | Black Bear Hydro Partners, LLC | BBHP | 23 | 019 | BHE | ME | 55288 | 3.164 | 3.182 | 3.182 | 3.164 | 0.028
16612 | STETSON II WIND FARM |  | No Resource (1) | WT | WND |  | WIND TURBINE | 2010-03-12 05:00 | Stetson Wind II, LLC. | STET2 | 23 | 29 | BHE | ME | 56991 | 2.241 | 4.896 | 4.896 | 2.241 | -0.361
16614 | BERKSHIRE WIND POWER PROJECT | 14661 | BERKSHIRE WIND POWER PROJECT | WT | WND |  | WIND TURBINE | 2011-05-28 04:00 | Massachusetts Municipal Wholesale Electric Company | MMWEC | 25 | 003 | WMA | WCMA | 57721 | 1.538 | 5.447 | 5.447 | 1.538 | -0.166
16631 | VICTORY ROAD DORCHESTER PV | 16631 | VICTORY ROAD DORCHESTER PV | PV | SUN |  | PHOTOVOLTAIC | 2011-12-22 05:00 | Massachusetts Electric Company | MEC | 25 | 025 | BOSTON | NEMA | 57265 | 0.528 | 0.01 | 0.01 | 0.528 | 0.212
16640 | HILLDALE AVE HAVERHILL PV | 16640 | HILLDALE AVE HAVERHILL PV | PV | SUN |  | PHOTOVOLTAIC | 2011-02-15 05:00 | Massachusetts Electric Company | MEC | 25 | 009 | BOSTON | NEMA |  | 0.351 | 0 | 0 | 0.351 | 0.034
16642 | RAILROAD AVENUE REVERE PV | 16642 | RAILROAD STREET REVERE PV | PV | SUN |  | PHOTOVOLTAIC | 2011-02-16 05:00 | Massachusetts Electric Company | MEC | 25 | 025 | BOSTON | NEMA | 57266 | 0.316 | 0 | 0 | 0.316 | 0.093
16643 | ROVER STREET EVERETT PV | 16643 | ROVER STREET EVERETT PV | PV | SUN |  | PHOTOVOLTAIC | 2011-02-18 05:00 | Massachusetts Electric Company | MEC | 25 | 017 | BOSTON | NEMA |  | 0.234 | 0 | 0 | 0.234 | 0.063
16644 | MAIN STREET WHITINSVILLE PV | 16644 | MAIN STREET WHITINSVILLE PV | PV | SUN |  | PHOTOVOLTAIC | 2010-07-01 04:00 | Massachusetts Electric Company | MEC | 25 | 27 | RI | SEMA |  | 0.291 | 0 | 0 | 0.291 | -0.085
16659 | IPSWICH WIND FARM 1 | 16659 | IPSWICH WIND FARM 1 | WT | WND |  | WIND TURBINE | 2011-07-26 04:00 | Ipswich Municipal Light Department | IMLD | 25 | 009 | BOSTON | NEMA | 57855 | 0.138 | 0.306 | 0.306 | 0.138 | 0.013
16675 | FOX ISLAND WIND | 16675 | FOX ISLAND WIND | WT | WND |  | WIND TURBINE | 2009-09-01 04:00 | Vermont Public Power Supply Authority | VPPSA | 23 | 013 | ME | ME | 57354 | 0 | 0.089 | 0.089 | 0 | 0
16926 | THUNDERMIST HYDRO QF | 37120 | THUNDERMIST HYDROPOWER | HDR | WAT |  | HYDRO (DAILY CYCLE - RUN OF RIVER) | 2009-09-19 04:00 | The Narragansett Electric Company | NEC | 44 | 007 | RI | RI | 54688 | 0 | 0.959 | 0.959 | 0 | -0.554
17023 | NE ENGRS MIDDLETOWN RI WIND QF |  | No Resource (1) | WT | WND |  | WIND TURBINE | 2009-10-29 04:00 | The Narragansett Electric Company | NEC | 44 | 005 | SEMA | RI |  | 0 | 0 | 0 | 0 | 0
17044 | DEVON 16 | 12504 | DEVON 15-18 | GT | KER | NG | OIL COMBUSTION (GAS) TURBINE | 2010-06-28 04:00 | GenConn Energy LLC | GCE | 09 | 9 | SWCT | CT | 57070 | 46.9 | 49.2 | 49.2 | 46.9 | 0
17045 | DEVON 17 | 12504 | DEVON 15-18 | GT | KER | NG | OIL COMBUSTION (GAS) TURBINE | 2010-06-15 04:00 | GenConn Energy LLC | GCE | 09 | 9 | SWCT | CT | 57070 | 46.9 | 49.2 | 49.2 | 46.9 | 0
17046 | DEVON 18 | 12504 | DEVON 15-18 | GT | KER | NG | OIL COMBUSTION (GAS) TURBINE | 2010-06-09 04:00 | GenConn Energy LLC | GCE | 09 | 9 | SWCT | CT | 57070 | 46.9 | 49.2 | 49.2 | 46.9 | 0
17085 | AMERESCO-NEWBURYPORT DPW PV QF |  | No Resource (1) | PV | SUN |  | PHOTOVOLTAIC | 2009-11-25 05:00 | Massachusetts Electric Company | MEC | 25 | 009 | BOSTON | NEMA |  | 0.034 | 0 | 0 | 0.034 | 0.002
17086 | AMERESCO-NEWBRYPT NOCK MS PVQF |  | No Resource (1) | PV | SUN |  | PHOTOVOLTAIC | 2009-11-25 05:00 | Massachusetts Electric Company | MEC | 25 | 009 | BOSTON | NEMA |  | 0.087 | 0 | 0 | 0.087 | 0.007
17128 | OTIS_AF_WIND_TURBINE |  | No Resource (1) | WT | WND |  | WIND TURBINE | 2009-12-28 05:00 | NSTAR Electric Company | NSTAR | 25 | 001 | SEMA | SEMA | 57253 | 0.134 | 0.29 | 0.29 | 0.134 | 0.009
17194 | TOWN_OF_FALMOUTH_WIND_TURBINE |  | No Resource (1) | WT | WND |  | WIND TURBINE | 2010-02-10 05:00 | NSTAR Electric Company | NSTAR | 25 | 001 | SEMA | SEMA | 57654 | 0.18 | 0 | 0 | 0.18 | 0.174
17223 | SUGAR RIVER 2 | 17359 | SUGAR RIVER 2 | HDR | WAT |  | HYDRO (DAILY CYCLE - RUN OF RIVER) | 2010-03-08 05:00 | Public Service Company of New Hampshire | PSNH | 33 | 019 | NH | NH |  | 0 | 0.148 | 0.148 | 0 | 0
17229 | MOUNT ST MARY-WRENTHAM MA WIND |  | No Resource (1) | WT | WND |  | WIND TURBINE | 2010-03-15 04:00 | Massachusetts Electric Company | MEC | 25 | 21 | RI | SEMA |  | 0.003 | 0.005 | 0.005 | 0.003 | 0.001
17233 | RAINBOW UNIT 1 | 35658 | RAINBOW_1 | HDR | WAT |  | HYDRO (DAILY CYCLE - RUN OF RIVER) | 1980-01-01 05:00 | Connecticut Light and Power Company, The | CLP | 09 | 003 | CT | CT | 559 | 4.1 | 4.1 | 4.1 | 4.1 | 0
17234 | RAINBOW UNIT 2 | 35656 | RAINBOW_2 | HDR | WAT |  | HYDRO (DAILY CYCLE - RUN OF RIVER) | 1980-01-01 05:00 | Connecticut Light and Power Company, The | CLP | 09 | 003 | CT | CT | 559 | 4.1 | 4.1 | 4.1 | 4.1 | 0
17259 | SEAMAN ENERGY LLC | 35442 | SEAMAN ENERGY | IC | LFG |  | BIO/REFUSE | 2010-03-31 04:00 | Templeton Municipal Lighting Plant | TTMLP | 25 | 27 | WMA | WCMA |  | 0.307 | 0.361 | 0.361 | 0.307 | -0.091
35379 | SPAULDING POND HYDRO | 35594 | SPAULDING POND HYDRO | HDR | WAT |  | HYDRO (DAILY CYCLE - RUN OF RIVER) | 2010-05-01 04:00 | Public Service Company of New Hampshire | PSNH | 33 | 17 | NH | NH |  | 0 | 0.189 | 0.189 | 0 | -0.02
35555 | GMCW | 35555 | GMCW | WT | WND |  | WIND TURBINE | 2012-12-31 05:00 | Burlington Electric Department | BED | 50 | 015 | VT | VT |  | 2.64 | 3.91 | 3.91 | 2.64 | 2.64
35693 | SPRUCE MOUNTAIN WIND |  | No Resource (1) | WT | WND |  | WIND TURBINE | 2011-12-21 05:00 | Spruce Mountain Wind, LLC | SPRUCE | 23 | 017 | ME | ME |  | 2.372 | 6.58 | 6.58 | 2.372 | -2.128
35979 | KINGDOM COMMUNITY WIND | 35979 | KINGDOM COMMUNITY WIND | WT | WND |  | WIND TURBINE | 2012-11-16 05:00 | Green Mountain Power Corporation | GMP | 50 | 017 | VT | VT | 57979 | 12.53 | 22.63 | 22.63 | 12.53 | 12.53
36882 | NOTUS WIND I |  | No Resource (1) | WT | WND |  | WIND TURBINE | 2010-06-23 04:00 | NSTAR Electric Company | NSTAR | 25 | 1 | SEMA | SEMA | 57414 | 0.174 | 0.457 | 0.457 | 0.174 | -0.013
37050 | GROTON WIND | 37050 | GROTON WIND PROJECT | WT | WND |  | WIND TURBINE | 2012-12-28 05:00 | Iberdrola Renewables, LLC | IR | 33 | 009 | NH | NH |  | 9.751 | 19.771 | 19.771 | 9.751 | 9.751
37073 | SOUTHBRIDGE LANDFILL | 37073 | SOUTHBRIDGE LANDFILL GAS TO ENERGY | IC | LFG |  | BIO/REFUSE | 2012-02-15 05:00 | NextEra Energy Power Marketing, LLC | FPLP | 25 | 027 | CMA/NEMA | WCMA |  | 1.278 | 1.4 | 1.4 | 1.278 | -0.122
37175 | ROLLINS WIND PLANT |  | No Resource (1) | WT | WND |  | WIND TURBINE | 2011-07-26 04:00 | Evergreen Wind Power III, LLC | EWP3 | 23 | 019 | BHE | ME | 56990 | 5.822 | 16.197 | 16.197 | 5.822 | -0.385
37224 | PATRIOT PL. D FOXBORO MA PV |  | No Resource (1) | PV | SUN |  | PHOTOVOLTAIC | 2010-10-01 04:00 | Massachusetts Electric Company | MEC | 25 | 21 | RI | SEMA |  | 0.032 | 0 | 0 | 0.032 | 0.004
37225 | PATRIOT PL. E FOXBORO MA PV |  | No Resource (1) | PV | SUN |  | PHOTOVOLTAIC | 2010-10-01 04:00 | Massachusetts Electric Company | MEC | 25 | 21 | RI | SEMA |  | 0 | 0 | 0 | 0 | 0
37226 | PATRIOT PL. F FOXBORO MA PV |  | No Resource (1) | PV | SUN |  | PHOTOVOLTAIC | 2010-10-01 04:00 | Massachusetts Electric Company | MEC | 25 | 21 | RI | SEMA |  | 0.032 | 0 | 0 | 0.032 | 0
37227 | PATRIOT PL. H FOXBORO MA PV |  | No Resource (1) | PV | SUN |  | PHOTOVOLTAIC | 2010-10-01 04:00 | Massachusetts Electric Company | MEC | 25 | 21 | RI | SEMA |  | 0.023 | 0 | 0 | 0.023 | 0.001
37228 | PATRIOT PL. J FOXBORO MA PV |  | No Resource (1) | PV | SUN |  | PHOTOVOLTAIC | 2010-10-01 04:00 | Massachusetts Electric Company | MEC | 25 | 21 | RI | SEMA |  | 0.032 | 0 | 0 | 0.032 | 0
37229 | PATRIOT PL. K FOXBORO MA PV |  | No Resource (1) | PV | SUN |  | PHOTOVOLTAIC | 2010-10-01 04:00 | Massachusetts Electric Company | MEC | 25 | 21 | RI | SEMA |  | 0.032 | 0 | 0 | 0.032 | 0
37230 | UNITED NAT. FOODS PROV. RI PV |  | No Resource (1) | PV | SUN |  | PHOTOVOLTAIC | 2010-10-01 04:00 | The Narragansett Electric Company | NEC | 44 | 7 | RI | RI |  | 0.006 | 0 | 0 | 0.006 | 0.005
37266 | CARLSON ORCH HARVARD MA PV |  | No Resource (1) | PV | SUN |  | PHOTOVOLTAIC | 2010-11-01 04:00 | Massachusetts Electric Company | MEC | 25 | 27 | CMA/NEMA | WCMA |  | 0.093 | 0 | 0 | 0.093 | 0.027
37267 | SPRUCE ENV HAVERHILL MA PV |  | No Resource (1) | PV | SUN |  | PHOTOVOLTAIC | 2010-11-01 04:00 | Massachusetts Electric Company | MEC | 25 | 9 | BOSTON | NEMA |  | 0 | 0 | 0 | 0 | 0
37366 | MIDDLETOWN 13 | 12505 | MIDDLETOWN 12-15 | GT | KER | NG | OIL COMBUSTION (GAS) TURBINE | 2011-06-23 04:00 | GenConn Energy LLC | GCE | 09 | 7 | CT | CT | 57068 | 46.9 | 49.2 | 49.2 | 46.9 | 0
37367 | MIDDLETOWN 14 | 12505 | MIDDLETOWN 12-15 | GT | KER | NG | OIL COMBUSTION (GAS) TURBINE | 2011-06-01 04:00 | GenConn Energy LLC | GCE | 09 | 7 | CT | CT | 57068 | 46.9 | 49.2 | 49.2 | 46.9 | 0
37368 | MIDDLETOWN 15 | 12505 | MIDDLETOWN 12-15 | GT | KER | NG | OIL COMBUSTION (GAS) TURBINE | 2011-06-01 04:00 | GenConn Energy LLC | GCE | 09 | 7 | CT | CT | 57068 | 46.9 | 49.2 | 49.2 | 46.9 | 0
37721 | ROYAL MILLS WARWICK RI HYDRO |  | No Resource (1) | HDR | WAT |  | HYDRO (DAILY CYCLE - RUN OF RIVER) | 2010-12-01 05:00 | The Narragansett Electric Company | NEC | 44 | 3 | RI | RI |  | 0 | 0 | 0 | 0 | 0
37722 | SILVER LAKE SOLAR PV FACILITY | 37051 | SILVER LAKE PV | PV | SUN |  | PHOTOVOLTAIC | 2010-12-06 05:00 | Western Massachusetts Electric Company | WMECO | 25 | 03 | WMA | WCMA | 57676 | 0.756 | 0 | 0 | 0.756 | 0.095
37751 | NM-UNISTRESS |  | No Resource (1) | PV | SUN |  | PHOTOVOLTAIC | 2011-01-01 05:00 | Western Massachusetts Electric Company | WMECO | 25 | 03 | WMA | WCMA |  | 0 | 0 | 0 | 0 | 0
37752 | NM-COUNTRY |  | No Resource (1) | PV | SUN |  | PHOTOVOLTAIC | 2011-01-01 05:00 | Western Massachusetts Electric Company | WMECO | 25 | 03 | WMA | WCMA |  | 0 | 0 | 0 | 0 | 0
37753 | NM-HANCOCK |  | No Resource (1) | PV | SUN |  | PHOTOVOLTAIC | 2011-01-01 05:00 | Western Massachusetts Electric Company | WMECO | 25 | 03 | WMA | WCMA |  | 0 | 0 | 0 | 0 | 0
37754 | NM-QUALITY |  | No Resource (1) | PV | SUN |  | PHOTOVOLTAIC | 2011-01-01 05:00 | Western Massachusetts Electric Company | WMECO | 25 | 03 | WMA | WCMA |  | 0 | 0 | 0 | 0 | 0
37755 | NM-WOOD |  | No Resource (1) | PV | SUN |  | PHOTOVOLTAIC | 2011-01-01 05:00 | Western Massachusetts Electric Company | WMECO | 25 | 11 | WMA | WCMA |  | 0.012 | 0 | 0 | 0.012 | -0.003
37756 | NM-FOURSTAR |  | No Resource (1) | PV | SUN |  | PHOTOVOLTAIC | 2011-01-01 05:00 | Western Massachusetts Electric Company | WMECO | 25 | 11 | WMA | WCMA |  | 0.019 | 0 | 0 | 0.019 | 0
37757 | NM-ASTRO |  | No Resource (1) | PV | SUN |  | PHOTOVOLTAIC | 2011-01-01 05:00 | Western Massachusetts Electric Company | WMECO | 25 | 13 | WMA | WCMA |  | 0 | 0 | 0 | 0 | 0
37758 | NM-MARLEY |  | No Resource (1) | PV | SUN |  | PHOTOVOLTAIC | 2011-01-01 05:00 | Western Massachusetts Electric Company | WMECO | 25 | 15 | WMA | WCMA |  | 0 | 0 | 0 | 0 | 0
37759 | NM-STONE |  | No Resource (1) | WT | WND |  | WIND TURBINE | 2011-01-01 05:00 | Western Massachusetts Electric Company | WMECO | 25 | 03 | WMA | WCMA |  | 0 | 0.041 | 0.041 | 0 | 0
37760 | NM-RIVERVIEW |  | No Resource (1) | PV | SUN |  | PHOTOVOLTAIC | 2011-01-01 05:00 | Western Massachusetts Electric Company | WMECO | 25 | 03 | WMA | WCMA |  | 0 | 0 | 0 | 0 | 0
37761 | NM-PETRICCA |  | No Resource (1) | PV | SUN |  | PHOTOVOLTAIC | 2011-01-01 05:00 | Western Massachusetts Electric Company | WMECO | 25 | 03 | WMA | WCMA |  | 0 | 0 | 0 | 0 | 0
37823 | INDIAN RIVER POWER SUPPLY LLC | 37079 | INDIAN RIVER POWER SUPPLY LLC | HDR | WAT |  | HYDRO (DAILY CYCLE - RUN OF RIVER) | 2011-02-01 05:00 | Swift River Trading Company LLC | SRTC | 25 | 13 | WMA | WCMA |  | 0 | 0.481 | 0.481 | 0 | -0.236
37954 | BLOUNT SEA FALL RIVER MA PV |  | No Resource (1) | PV | SUN |  | PHOTOVOLTAIC | 2011-03-16 04:00 | Massachusetts Electric Company | MEC | 25 | 05 | SEMA | SEMA |  | 0 | 0 | 0 | 0 | 0
37955 | TRANS MED TYNGSBORO MA PV |  | No Resource (1) | PV | SUN |  | PHOTOVOLTAIC | 2011-03-16 04:00 | Massachusetts Electric Company | MEC | 25 | 17 | CMA/NEMA | WCMA |  | 0.015 | 0 | 0 | 0.015 | -0.002
37956 | PH HENBIL BILLERICA MA PV |  | No Resource (1) | PV | SUN |  | PHOTOVOLTAIC | 2011-03-16 04:00 | Massachusetts Electric Company | MEC | 25 | 17 | CMA/NEMA | WCMA |  | 0.01 | 0 | 0 | 0.01 | 0.003
37957 | CHELM WTR N CHELMSFORD MA PV |  | No Resource (1) | PV | SUN |  | PHOTOVOLTAIC | 2011-03-16 04:00 | Massachusetts Electric Company | MEC | 25 | 17 | CMA/NEMA | WCMA |  | 0.042 | 0 | 0 | 0.042 | 0.042
37958 | PETER W ELEM LOWELL MA PV |  | No Resource (1) | PV | SUN |  | PHOTOVOLTAIC | 2011-03-16 04:00 | Massachusetts Electric Company | MEC | 25 | 17 | CMA/NEMA | WCMA |  | 0.012 | 0 | 0 | 0.012 | -0.003
37959 | CIRCLE FIN NEWBURYPORT MA PV |  | No Resource (1) | PV | SUN |  | PHOTOVOLTAIC | 2011-03-16 04:00 | Massachusetts Electric Company | MEC | 25 | 09 | BOSTON | NEMA |  | 0 | 0 | 0 | 0 | -0.02
37965 | BIO-DETEK PAWTUCKET RI PV |  | No Resource (1) | PV | SUN |  | PHOTOVOLTAIC | 2011-03-21 04:00 | The Narragansett Electric Company | NEC | 44 | 07 | RI | RI |  | 0 | 0 | 0 | 0 | 0
37966 | LTI HARVARD AP HARVARD MA PV |  | No Resource (1) | PV | SUN |  | PHOTOVOLTAIC | 2011-03-21 04:00 | Massachusetts Electric Company | MEC | 25 | 27 | CMA/NEMA | WCMA |  | 0.025 | 0 | 0 | 0.025 | 0.004
37967 | HILLSIDE MARLBOROUGH MA PV |  | No Resource (1) | PV | SUN |  | PHOTOVOLTAIC | 2011-03-21 04:00 | Massachusetts Electric Company | MEC | 25 | 17 | CMA/NEMA | WCMA |  | 0.007 | 0 | 0 | 0.007 | 0.007
37968 | LOW MEM AUD LOWELL MA PV |  | No Resource (1) | PV | SUN |  | PHOTOVOLTAIC | 2011-03-21 04:00 | Massachusetts Electric Company | MEC | 25 | 17 | CMA/NEMA | WCMA |  | 0.027 | 0 | 0 | 0.027 | 0.003
37972 | DARTMOUTHBUSPARK_PV_ID1592 |  | No Resource (1) | PV | SUN |  | PHOTOVOLTAIC | 2011-03-23 04:00 | NSTAR Electric Company | NSTAR | 25 | 05 | SEMA | SEMA | 57473 | 0.679 | 0 | 0 | 0.679 | 0.008
37973 | GENERAL MILLS METHUEN MA PV |  | No Resource (1) | PV | SUN |  | PHOTOVOLTAIC | 2011-03-24 04:00 | Massachusetts Electric Company | MEC | 25 | 09 | BOSTON | NEMA |  | 0.012 | 0 | 0 | 0.012 | 0
39663 | BARNSTABLE_DPW_ID1545 |  | No Resource (1) | WT | WND |  | WIND TURBINE | 2011-08-01 04:00 | NSTAR Electric Company | NSTAR | 25 | 001 | SEMA | SEMA |  | 0.343 | 0.021 | 0.021 | 0.343 | 0.329
39664 | DART_BLDG_SUPPLY_ID1470 |  | No Resource (1) | PV | SUN |  | PHOTOVOLTAIC | 2011-08-01 04:00 | NSTAR Electric Company | NSTAR | 25 | 05 | SEMA | SEMA |  | 0.042 | 0 | 0 | 0.042 | 0.023
39665 | YARMOUTH _DPW_ID1740 |  | No Resource (1) | PV | SUN |  | PHOTOVOLTAIC | 2011-08-01 04:00 | NSTAR Electric Company | NSTAR | 25 | 01 | SEMA | SEMA |  | 0.072 | 0 | 0 | 0.072 | -0.007
39675 | TURKEY HILL |  | No Resource (1) | PV | SUN |  | PHOTOVOLTAIC | 2011-08-01 04:00 | Fitchburg Gas & Electric Light Company | FGE | 25 | 27 | CMA/NEMA | WCMA |  | 0.01 | 0 | 0 | 0.01 | 0.005
39717 | HI GEAR |  | No Resource (1) | PV | SUN |  | PHOTOVOLTAIC | 2011-10-01 04:00 | Fitchburg Gas & Electric Light Company | FGE | 25 | 27 | WMA | WCMA |  | 0.099 | 0 | 0 | 0.099 | -0.018
39722 | GTR_BOSTON_FOODBANKS_ID1628 |  | No Resource (1) | PV | SUN |  | PHOTOVOLTAIC | 2011-10-17 04:00 | NSTAR Electric Company | NSTAR | 25 | 025 | BOSTON | NEMA |  | 0.084 | 0 | 0 | 0.084 | 0.013
39724 | EASTERN_AVE_HOLDINGS_PV_ID1652 |  | No Resource (1) | PV | SUN |  | PHOTOVOLTAIC | 2011-10-17 04:00 | NSTAR Electric Company | NSTAR | 25 | 025 | BOSTON | NEMA |  | 0.085 | 0 | 0 | 0.085 | 0.021
39738 | MWRA_LORING_RD_ID1400 |  | No Resource (1) | HDR | WAT |  | HYDRO (DAILY CYCLE - RUN OF RIVER) | 2011-11-01 04:00 | NSTAR Electric Company | NSTAR | 25 | 017 | BOSTON | NEMA |  | 0.152 | 0.1 | 0.1 | 0.152 | 0.074
39992 | OTIS_WT_AFCEE_ID1692 |  | No Resource (1) | WT | WND |  | WIND TURBINE | 2011-11-28 05:00 | NSTAR Electric Company | NSTAR | 25 | 001 | SEMA | SEMA | 57253 | 0 | 0.595 | 0.595 | 0 | -1.2
40015 | INDIAN ORCHARD SOLAR FACILITY |  | No Resource (1) | PV | SUN |  | PHOTOVOLTAIC | 2011-12-01 05:00 | Western Massachusetts Electric Company | WMECO | 25 | 013 | WMA | WCMA | 57674 | 0.9 | 0.003 | 0.003 | 0.9 | 0.305
40050 | EXETER AGRI ENERGY |  | No Resource (1) | IC | OBG |  | BIO/REFUSE | 2011-12-19 05:00 | Vermont Public Power Supply Authority | VPPSA | 23 | 019 | BHE | ME |  | 0.698 | 0.298 | 0.298 | 0.698 | -0.282
40052 | NEW HAVEN HARBOR UNIT 3 | 15477 | NEW HAVEN HARBOR UNITS 2, 3, & 4 | GT | KER | NG | OIL COMBUSTION (GAS) TURBINE | 2012-05-30 04:00 | PSEG New Haven, LLC | PSEG-NH | 09 | 009 | CT | CT | 6156 | 43.2 | 48.6 | 48.6 | 43.2 | 0
40053 | NEW HAVEN HARBOR UNIT 4 | 15477 | NEW HAVEN HARBOR UNITS 2, 3, & 4 | GT | KER | NG | OIL COMBUSTION (GAS) TURBINE | 2012-05-30 04:00 | PSEG New Haven, LLC | PSEG-NH | 09 | 009 | CT | CT | 6156 | 43.2 | 48.6 | 48.6 | 43.2 | 0
40054 | JOHNSTON LFG TURBINE PLANT | 14599 / 14619 | RHODE ISLAND LFG GENCO, LLC - ST / RHODE ISLAND LFG GENCO, LLC - ST #2 | CC | LFG |  | BIO/REFUSE | 2013-05-16 | Rhode Island Engine Genco, LLC | RRIG | 44 | 007 | RI | RI | 50365 | 0 | 0 | 0 | 32 | 32
40066 | OLDBARNST_RD_MASHPEE_PV_ID1798 |  | No Resource (1) | PV | SUN |  | PHOTOVOLTAIC | 2012-01-16 05:00 | NSTAR Electric Company | NSTAR | 25 | 001 | SEMA | SEMA |  | 0.12 | 0.008 | 0.008 | 0.12 | 0
40067 | MARION_DR_KINGSTON_WT_ID1656 |  | No Resource (1) | WT | WND |  | WIND TURBINE | 2012-01-16 05:00 | NSTAR Electric Company | NSTAR | 25 | 023 | SEMA | SEMA |  | 0.388 | 0.426 | 0.426 | 0.388 | -2.012
40085 | QUABBIN 1_ORANGE MA PV NET |  | No Resource (1) | PV | SUN |  | PHOTOVOLTAIC | 2012-01-25 05:00 | Massachusetts Electric Company | MEC | 25 | 011 | WMA | WCMA |  | 0 | 0 | 0 | 0 | -0.037
40086 | QUABBIN 2_ORANGE MA PV NET |  | No Resource (1) | PV | SUN |  | PHOTOVOLTAIC | 2012-01-25 05:00 | Massachusetts Electric Company | MEC | 25 | 011 | WMA | WCMA |  | 0 | 0 | 0 | 0 | -0.037
40116 | DELAWARE VALLEY CORP PV |  | No Resource (1) | PV | SUN |  | PHOTOVOLTAIC | 2012-01-31 05:00 | Massachusetts Electric Company | MEC | 25 | 017 | CMA/NEMA | WCMA |  | 0 | 0 | 0 | 0 | -0.04
40119 | WORCESTER STATE COLLEGE PV |  | No Resource (1) | PV | SUN |  | PHOTOVOLTAIC | 2012-01-31 05:00 | Massachusetts Electric Company | MEC | 25 | 027 | CMA/NEMA | WCMA |  | 0 | 0 | 0 | 0 | -0.04
40137 | BERKSHIRE EAST WIND |  | No Resource (1) | WT | WND |  | WIND TURBINE | 2012-02-03 05:00 | Massachusetts Electric Company | MEC | 25 | 011 | WMA | WCMA |  | 0.017 | 0 | 0 | 0.017 | -0.333
40176 | NFM SOLAR POWER, LLC |  | No Resource (1) | PV | SUN |  | PHOTOVOLTAIC | 2012-02-18 05:00 | GDF Suez Energy Marketing NA, Inc. | SUEZ | 25 | 011 | WMA | WCMA |  | 0.712 | 0.036 | 0.036 | 0.712 | 0.062
40194 | MICRON |  | No Resource (1) | PV | SUN |  | PHOTOVOLTAIC | 2012-03-01 05:00 | Fitchburg Gas & Electric Light Company | FGE | 25 | 027 | WMA | WCMA |  | 0 | 0 | 0 | 0 | -0.039
40207 | KEZAR UPPER FALLS | 786 | KEZAR LEDGEMERE COMPOSITE | HDR | WAT |  | HYDRO (DAILY CYCLE - RUN OF RIVER) | 1996-02-01 | NextEra Energy Power Marketing, LLC | FPLP | 23 | 031 | SME | ME | 7668 | 0.08 | 0.34 | 0.34 | 0.08 | 0.08
40208 | KEZAR LOWER FALLS | 786 | KEZAR LEDGEMERE COMPOSITE | HDR | WAT |  | HYDRO (DAILY CYCLE - RUN OF RIVER) | 1996-02-01 | NextEra Energy Power Marketing, LLC | FPLP | 23 | 031 | SME | ME | 7668 | 0.142 | 0.476 | 0.476 | 0.142 | 0.142
40209 | LEDGEMERE | 786 | KEZAR LEDGEMERE COMPOSITE | HDR | WAT |  | HYDRO (DAILY CYCLE - RUN OF RIVER) | 1996-02-01 | NextEra Energy Power Marketing, LLC | FPLP | 23 | 031 | SME | ME | 7668 | 0.12 | 0.46 | 0.46 | 0.12 | 0.12
40225 | MILLIPORE PV - BILLERICA |  | No Resource (1) | PV | SUN |  | PHOTOVOLTAIC | 2012-03-21 04:00 | Massachusetts Electric Company | MEC | 25 | 017 | CMA/NEMA | WCMA |  | 0 | 0 | 0 | 0 | 0
40242 | TANTASQUA JR HIGH_PV |  | No Resource (1) | PV | SUN |  | PHOTOVOLTAIC | 2012-03-30 04:00 | Massachusetts Electric Company | MEC | 25 | 027 | WMA | WCMA |  | 0.016 | 0 | 0 | 0.016 | 0.016
40243 | SOLAR SHOP LLC BLDG 14_PV |  | No Resource (1) | PV | SUN |  | PHOTOVOLTAIC | 2012-03-29 04:00 | Massachusetts Electric Company | MEC | 25 | 027 | RI | SEMA |  | 0.04 | 0.008 | 0.008 | 0.04 | 0.04
40244 | SOLAR SHOP LLC BLDG 10_PV |  | No Resource (1) | PV | SUN |  | PHOTOVOLTAIC | 2012-03-29 04:00 | Massachusetts Electric Company | MEC | 25 | 027 | RI | SEMA |  | 0.053 | 0.011 | 0.011 | 0.053 | 0.053
40246 | HODGES BADGE CO_WIND |  | No Resource (1) | WT | WND |  | WIND TURBINE | 2012-03-30 04:00 | The Narragansett Electric Company | NEC | 44 | 005 | SEMA | RI |  | 0 | 0 | 0 | 0 | 0
40247 | QUABBIN BARRE - WIND |  | No Resource (1) | WT | WND |  | WIND TURBINE | 2012-03-29 04:00 | Massachusetts Electric Company | MEC | 25 | 027 | WMA | WCMA |  | 0.427 | 0.079 | 0.079 | 0.427 | 0.427
40248 | JJ CARROLL WW PLANT_PV |  | No Resource (1) | PV | SUN |  | PHOTOVOLTAIC | 2012-03-27 04:00 | Massachusetts Electric Company | MEC | 25 | 027 | CMA/NEMA | WCMA |  | 0.222 | 0.05 | 0.05 | 0.222 | 0.222
40249 | WESTBORO SUITES |  | No Resource (1) | PV | SUN |  | PHOTOVOLTAIC | 2012-03-27 04:00 | Massachusetts Electric Company | MEC | 25 | 027 | CMA/NEMA | WCMA |  | 0.089 | 0.042 | 0.042 | 0.089 | 0.089
40250 | SHAWS SUPER MARKET |  | No Resource (1) | PV | SUN |  | PHOTOVOLTAIC | 2012-03-28 04:00 | Massachusetts Electric Company | MEC | 25 | 027 | CMA/NEMA | WCMA |  | 0 | 0 | 0 | 0 | 0
40251 | VETERAN HOMESTEAD PV |  | No Resource (1) | PV | SUN |  | PHOTOVOLTAIC | 2012-03-28 04:00 | Massachusetts Electric Company | MEC | 25 | 027 | WMA | WCMA |  | 0.019 | 0 | 0 | 0.019 | 0.019
40259 | COMMERCE_PK_RD_PV_ID1871 |  | No Resource (1) | PV | SUN |  | PHOTOVOLTAIC | 2012-04-03 04:00 | NSTAR Electric Company | NSTAR | 25 | 001 | SEMA | SEMA |  | 0.119 | 0.019 | 0.019 | 0.119 | 0.119
40263 | MATOUK TEXTILE WORKS |  | No Resource (1) | PV | SUN |  | PHOTOVOLTAIC | 2012-04-10 04:00 | Massachusetts Electric Company | MEC | 25 | 005 | SEMA | SEMA |  | 0 | 0 | 0 | 0 | 0
40270 | TECTA AMERICA |  | No Resource (1) | PV | SUN |  | PHOTOVOLTAIC | 2012-04-10 04:00 | Massachusetts Electric Company | MEC | 25 | 017 | CMA/NEMA | WCMA |  | 0.026 | 0 | 0 | 0.026 | 0.026
40327 | FORE RIVER 11 | 1691 | FORE RIVER-1 | CC | NG |  | GAS COMBINED CYCLE | 2003-08-04 04:00 | Constellation Energy Commodities Group, Inc | CEC | 25 | 021 | SEMA | SEMA | 55317 | 344.149 | 418.316 | 418.316 | 344.149 | 0.0005
40328 | FORE RIVER 12 | 1691 | FORE RIVER-2 | CC | NG |  | GAS COMBINED CYCLE | 2003-08-04 04:00 | Constellation Energy Commodities Group, Inc | CEC | 25 | 021 | SEMA | SEMA | 55317 | 344.149 | 418.316 | 418.316 | 344.149 | 0.0005
40338 | MAINE INDEPENDENCE STATION 1 | 1216 | MAINE INDEPENDENCE STATION | CC | NG |  | GAS COMBINED CYCLE | 2000-05-01 04:00 | Dynegy Marketing and Trade, LLC | DMT1 | 23 | 019 | BHE | ME | 55068 | 244.138 | 269.138 | 269.138 | 244.138 | 0.0005
40339 | MAINE INDEPENDENCE STATION 2 | 1216 | MAINE INDEPENDENCE STATION | CC | NG |  | GAS COMBINED CYCLE | 2000-05-01 04:00 | Dynegy Marketing and Trade, LLC | DMT1 | 23 | 019 | BHE | ME | 55068 | 244.138 | 269.138 | 269.138 | 244.138 | 0.0005
40340 | NEXAMP CAP-WORCESTER ACADEMY |  | No Resource (1) | PV | SUN |  | PHOTOVOLTAIC | 2012-04-17 04:00 | Massachusetts Electric Company | MEC | 25 | 027 | CMA/NEMA | WCMA |  | 0 | 0 | 0 | 0 | 0
40342 | VERSO BUCKSPORT G5 |  | No Resource (1) | ST | OBS | NG | BIO/REFUSE | 2012-11-15 05:00 | Verso Maine Energy LLC | VERSO | 23 | 009 | BHE | ME |  | 23.586 | 23.586 | 23.586 | 23.586 | 23.586
40343 | BULL HILL WIND |  | No Resource (1) | WT | WND |  | WIND TURBINE | 2012-10-27 04:00 | Blue Sky East, LLC | BSE | 23 | 009 | BHE | ME | 57083 | 9.72 | 16.19 | 16.19 | 9.72 | 9.72
40365 | EAST ISLAND COMMUNITY - PV |  | No Resource (1) | PV | SUN |  | PHOTOVOLTAIC | 2012-04-25 04:00 | Massachusetts Electric Company | MEC | 25 | 009 | BOSTON | NEMA |  | 0.037 | 0.01 | 0.01 | 0.037 | 0.037
40482 | DURFEE UNION MILLS BLDG 9 - PV |  | No Resource (1) | PV | SUN |  | PHOTOVOLTAIC | 2012-05-04 04:00 | Massachusetts Electric Company | MEC | 25 | 005 | SEMA | SEMA |  | 0 | 0.049 | 0.049 | 0 | 0
40483 | TYNGSBOROUGH SPORTS PV |  | No Resource (1) | PV | SUN |  | PHOTOVOLTAIC | 2012-05-11 04:00 | Massachusetts Electric Company | MEC | 25 | 017 | CMA/NEMA | WCMA |  | 0 | 0.041 | 0.041 | 0 | 0
40484 | BANCROFT SCHOOL PV |  | No Resource (1) | PV | SUN |  | PHOTOVOLTAIC | 2012-05-11 04:00 | Massachusetts Electric Company | MEC | 25 | 027 | CMA/NEMA | WCMA |  | 0 | 0.049 | 0.049 | 0 | 0
40485 | LITCHFIELD LEOMINSTER PV |  | No Resource (1) | PV | SUN |  | PHOTOVOLTAIC | 2012-05-16 04:00 | Massachusetts Electric Company | MEC | 25 | 027 | WMA | WCMA |  | 0 | 0.025 | 0.025 | 0 | 0
40520 | MANCHESTER-BOSTON REGIONAL PV |  | No Resource (1) | PV | SUN |  | PHOTOVOLTAIC | 2012-05-09 04:00 | Public Service Company of New Hampshire | PSNH | 33 | 011 | NH | NH |  | 0.046 | 0.2 | 0.2 | 0.046 | 0.046
40524 | MOUNT WACHUSSETT CC WIND |  | No Resource (1) | WT | WND |  | WIND TURBINE | 2012-05-11 04:00 | Massachusetts Electric Company | MEC | 25 | 027 | WMA | WCMA |  | 0 | 1.34 | 1.34 | 0 | 0
40555 | BLACKCOMB WORC MA PV |  | No Resource (1) | PV | SUN |  | PHOTOVOLTAIC | 2012-05-14 04:00 | Massachusetts Electric Company | MEC | 25 | 027 | CMA/NEMA | WCMA |  | 0.07 | 0.174 | 0.174 | 0.07 | 0.07
41782 | PAWTUCKET MEMORIAL ELEM SCH |  | No Resource (1) | PV | SUN |  | PHOTOVOLTAIC | 2012-05-25 04:00 | Massachusetts Electric Company | MEC | 25 | 017 | CMA/NEMA | WCMA |  | 0 | 0.041 | 0.041 | 0 | 0
41783 | PHOENIX FINANCE LLC |  | No Resource (1) | PV | SUN |  | PHOTOVOLTAIC | 2012-05-24 04:00 | Massachusetts Electric Company | MEC | 25 | 017 | CMA/NEMA | WCMA |  | 0.022 | 0.077 | 0.077 | 0.022 | 0.022
41784 | NANTUCKET HIGH SCHOOL |  | No Resource (1) | PV | SUN |  | PHOTOVOLTAIC | 2012-05-24 04:00 | Massachusetts Electric Company | MEC | 25 | 019 | SEMA | SEMA |  | 0 | 0.041 | 0.041 | 0 | 0
41806 | NM-PROPEL |  | No Resource (1) | PV | SUN |  | PHOTOVOLTAIC | 2012-06-01 04:00 | Western Massachusetts Electric Company | WMECO | 25 | 011 | WMA | WCMA |  | 0 | 0 | 0 | 0 | 0
41807 | NM-PITTSFIELD WWTP |  | No Resource (1) | PV | SUN |  | PHOTOVOLTAIC | 2012-06-01 04:00 | Western Massachusetts Electric Company | WMECO | 25 | 003 | WMA | WCMA |  | 0 | 0 | 0 | 0 | 0
41808 | NM-MASS DEP |  | No Resource (1) | PV | SUN |  | PHOTOVOLTAIC | 2012-06-01 04:00 | Western Massachusetts Electric Company | WMECO | 25 | 013 | WMA | WCMA |  | 0 | 0 | 0 | 0 | 0
41809 | NM-GREENFIELD CC |  | No Resource (1) | PV | SUN |  | PHOTOVOLTAIC | 2012-06-01 04:00 | Western Massachusetts Electric Company | WMECO | 25 | 011 | WMA | WCMA |  | 0 | 0 | 0 | 0 | 0
41810 | NM-FULL BLOOM MARKET |  | No Resource (1) | PV | SUN |  | PHOTOVOLTAIC | 2012-06-01 04:00 | Western Massachusetts Electric Company | WMECO | 25 | 011 | WMA | WCMA |  | 0.037 | 0 | 0 | 0.037 | 0.037
41811 | NM-BERKSHIRE CC |  | No Resource (1) | PV | SUN |  | PHOTOVOLTAIC | 2012-06-01 04:00 | Western Massachusetts Electric Company | WMECO | 25 | 003 | WMA | WCMA |  | 0 | 0 | 0 | 0 | 0
41815 | TIFFANY AND CO - PV |  | No Resource (1) | PV | SUN |  | PHOTOVOLTAIC | 2012-06-15 04:00 | The Narragansett Electric Company | NEC | 25 | 007 | RI | RI |  | 0 | 0.106 | 0.106 | 0 | 0
41816 | QUABOAG REGIONAL ELEM - PV |  | No Resource (1) | PV | SUN |  | PHOTOVOLTAIC | 2012-06-07 04:00 | Massachusetts Electric Company | MEC | 25 | 027 | WMA | WCMA |  | 0.03 | 0.039 | 0.039 | 0.03 | 0.03
41819 | US PACK - PV |  | No Resource (1) | PV | SUN |  | PHOTOVOLTAIC | 2012-06-18 04:00 | Massachusetts Electric Company | MEC | 25 | 027 | CMA/NEMA | WCMA |  | 0.027 | 0.091 | 0.091 | 0.027 | 0.027
41820 | EDMUND TALBOT MS - PV |  | No Resource (1) | PV | SUN |  | PHOTOVOLTAIC | 2012-06-18 04:00 | Massachusetts Electric Company | MEC | 25 | 005 | SEMA | SEMA |  | 0.049 | 0.081 | 0.081 | 0.049 | 0.049
41821 | NEW ENGLAND TECH WIND |  | No Resource (1) | WT | WND |  | WIND TURBINE | 2012-06-19 04:00 | The Narragansett Electric Company | NEC | 44 | 003 | RI | RI |  | 0 | 0.406 | 0.406 | 0 | 0
41822 | SOLTAS CBIS INC - PV |  | No Resource (1) | PV | SUN |  | PHOTOVOLTAIC | 2012-06-18 04:00 | Massachusetts Electric Company | MEC | 25 | 027 | WMA | WCMA |  | 0.001 | 0.122 | 0.122 | 0.001 | 0.001
41827 | TOWN_OF_FAIRHAVEN_WT_ID1663 |  | No Resource (1) | WT | WND |  | WIND TURBINE | 2012-06-13 04:00 | NSTAR Electric Company | NSTAR | 25 | 005 | SEMA | SEMA |  | 0.217 | 0.14 | 0.14 | 0.217 | 0.217
41828 | TOWN_OF_FAIRHAVEN_WT_ID1664 |  | No Resource (1) | WT | WND |  | WIND TURBINE | 2012-06-13 04:00 | NSTAR Electric Company | NSTAR | 25 | 005 | SEMA | SEMA |  | 0.206 | 0.14 | 0.14 | 0.206 | 0.206
41829 | MWRA_ALFORD_ST_WT_ID1638 |  | No Resource (1) | WT | WND |  | WIND TURBINE | 2012-06-13 04:00 | NSTAR Electric Company | NSTAR | 25 | 025 | BOSTON | NEMA |  | 0 | 0.6 | 0.6 | 0 | 0
41830 | TOWN_OF_KINGSTON_WT_ID1833 |  | No Resource (1) | WT | WND |  | WIND TURBINE | 2012-06-13 04:00 | NSTAR Electric Company | NSTAR | 25 | 023 | SEMA | SEMA |  | 0.109 | 0.84 | 0.84 | 0.109 | 0.109
41833 | JEM ELECTRONIS PV |  | No Resource (1) | PV | SUN |  | PHOTOVOLTAIC | 2012-06-19 04:00 | Massachusetts Electric Company | MEC | 25 | 021 | RI | SEMA |  | 0.028 | 0.087 | 0.087 | 0.028 | 0.028
41834 | CLARKE DISTRIBUTION PV |  | No Resource (1) | PV | SUN |  | PHOTOVOLTAIC | 2012-06-20 04:00 | Massachusetts Electric Company | MEC | 25 | 027 | RI | SEMA |  | 0.069 | 0.152 | 0.152 | 0.069 | 0.069
41838 | WEST BROOKFIELD ELEM - PV |  | No Resource (1) | PV | SUN |  | PHOTOVOLTAIC | 2012-06-15 04:00 | Massachusetts Electric Company | MEC | 25 | 027 | WMA | WCMA |  | 0.032 | 0.039 | 0.039 | 0.032 | 0.032
41839 | ARPIN ASSOCIATES - PV |  | No Resource (1) | PV | SUN |  | PHOTOVOLTAIC | 2012-06-19 04:00 | The Narragansett Electric Company | NEC | 44 | 003 | RI | RI |  | 0 | 0.061 | 0.061 | 0 | 0
41840 | AERO MANUFACTURING |  | No Resource (1) | PV | SUN |  | PHOTOVOLTAIC | 2012-06-20 04:00 | Massachusetts Electric Company | MEC | 25 | 009 | BOSTON | NEMA |  | 0 | 0.039 | 0.039 | 0 | 0
41841 | EXAJOULE FRANKLIN PV |  | No Resource (1) | PV | SUN |  | PHOTOVOLTAIC | 2012-06-19 04:00 | Massachusetts Electric Company | MEC | 25 | 021 | RI | SEMA |  | 0.081 | 0.106 | 0.106 | 0.081 | 0.081
41842 | KB SOLAR LLC - PV |  | No Resource (1) | PV | SUN |  | PHOTOVOLTAIC | 2012-06-18 04:00 | Massachusetts Electric Company | MEC | 25 | 027 | CMA/NEMA | WCMA |  | 0.13 | 0.102 | 0.102 | 0.13 | 0.13
41843 | NORTHEAST TREATERS |  | No Resource (1) | PV | SUN |  | PHOTOVOLTAIC | 2012-06-19 04:00 | Massachusetts Electric Company | MEC | 25 | 015 | WMA | WCMA |  | 0.054 | 0.091 | 0.091 | 0.054 | 0.054
41844 | LOWELL TRANSIT MGMT PV |  | No Resource (1) | PV | SUN |  | PHOTOVOLTAIC | 2012-06-19 04:00 | Massachusetts Electric Company | MEC | 25 | 017 | CMA/NEMA | WCMA |  | 0.182 | 0.203 | 0.203 | 0.182 | 0.182
41845 | TRADER JOES SAUGUS PV |  | No Resource (1) | PV | SUN |  | PHOTOVOLTAIC | 2012-06-19 04:00 | Massachusetts Electric Company | MEC | 25 | 009 | BOSTON | NEMA |  | 0 | 0.091 | 0.091 | 0 | 0
41846 | KOLLMORGEN PV |  | No Resource (1) | PV | SUN |  | PHOTOVOLTAIC | 2012-06-26 04:00 | Massachusetts Electric Company | MEC | 25 | 015 | WMA | WCMA |  | 0 | 0.085 | 0.085 | 0 | 0
41847 | FISHERMENS MEMORIAL PARK- WIND |  | No Resource (1) | WT | WND |  | WIND TURBINE | 2012-06-20 04:00 | The Narragansett Electric Company | NEC | 44 | 009 | RI | RI |  | 0 | 0.041 | 0.041 | 0 | 0
41848 | SOLAR SHOP WHITINSVILLE - PV |  | No Resource (1) | PV | SUN |  | PHOTOVOLTAIC | 2012-06-21 04:00 | Massachusetts Electric Company | MEC | 25 | 027 | RI | SEMA |  | 0.22 | 0.203 | 0.203 | 0.22 | 0.22
41856 | MASSASOIT COMMUNITY COLLEGE |  | No Resource (1) | PV | SUN |  | PHOTOVOLTAIC | 2012-06-21 04:00 | Massachusetts Electric Company | MEC | 25 | 023 | SEMA | SEMA |  | 0 | 0.145 | 0.145 | 0 | 0
41857 | HI- GEAR (QF) |  | No Resource (1) | PV | SUN |  | PHOTOVOLTAIC | 2012-07-01 04:00 | Fitchburg Gas & Electric Light Company | FGE | 25 | 027 | WMA | WCMA |  | 0 | 0.274 | 0.274 | 0 | 0
41863 | THE WHEELER SCHOOL |  | No Resource (1) | PV | SUN |  | PHOTOVOLTAIC | 2012-06-29 04:00 | Massachusetts Electric Company | MEC | 25 | 005 | RI | SEMA |  | 0.025 | 0.041 | 0.041 | 0.025 | 0.025
41864 | NM-EHAMPTON MA LANDFILL |  | No Resource (1) | PV | SUN |  | PHOTOVOLTAIC | 2012-07-01 04:00 | Western Massachusetts Electric Company | WMECO | 25 | 015 | WMA | WCMA |  | 0.983 | 0 | 0 | 0.983 | 0.983
41866 | LOWES HOME CENTER QUINCY - PV |  | No Resource (1) | PV | SUN |  | PHOTOVOLTAIC | 2012-07-11 04:00 | Massachusetts Electric Company | MEC | 25 | 021 | SEMA | SEMA |  | 0 | 0.139 | 0.139 | 0 | 0
41867 | SCITUATE TOWN OF WIND |  | No Resource (1) | WT | WND |  | WIND TURBINE | 2012-07-11 04:00 | Massachusetts Electric Company | MEC | 25 | 023 | SEMA | SEMA |  | 0 | 0.609 | 0.609 | 0 | 0
41868 | AGREEN ENERGY (JORDAN DAIRY) |  | No Resource (1) | IC | OBG |  | BIO/REFUSE | 2012-07-16 04:00 | Massachusetts Electric Company | MEC | 25 | 027 | WMA | WCMA |  | 0.162 | 0.3 | 0.3 | 0.162 | 0.162
41870 | EXAJOULE RENEWABLES PV |  | No Resource (1) | PV | SUN |  | PHOTOVOLTAIC | 2012-07-18 04:00 | Massachusetts Electric Company | MEC | 25 | 017 | BOSTON | NEMA |  | 0.145 | 0.146 | 0.146 | 0.145 | 0.145
41871 | QUABBIN SOLAR - PV |  | No Resource (1) | PV | SUN |  | PHOTOVOLTAIC | 2012-07-18 04:00 | Massachusetts Electric Company | MEC | 25 | 027 | WMA | WCMA |  | 0.433 | 0.406 | 0.406 | 0.433 | 0.433
41879 | WESTFORD SOLAR 1- PV |  | No Resource (1) | PV | SUN |  | PHOTOVOLTAIC | 2012-07-18 04:00 | Massachusetts Electric Company | MEC | 25 | 017 | CMA/NEMA | WCMA |  | 0.014 | 0.406 | 0.406 | 0.014 | 0.014
41880 | WESTFORD SOLAR 2- PV |  | No Resource (1) | PV | SUN |  | PHOTOVOLTAIC | 2012-07-18 04:00 | Massachusetts Electric Company | MEC | 25 | 017 | CMA/NEMA | WCMA |  | 0.004 | 0.406 | 0.406 | 0.004 | 0.004
41881 | TOWN OF SWAMPSCOTT HS - PV |  | No Resource (1) | PV | SUN |  | PHOTOVOLTAIC | 2012-07-18 04:00 | Massachusetts Electric Company | MEC | 25 | 009 | BOSTON | NEMA |  | 0.646 | 0.142 | 0.142 | 0.646 | 0.646
41882 | NEXAMP CAP-NASHOBA VALLEY THS |  | No Resource (1) | PV | SUN |  | PHOTOVOLTAIC | 2012-07-10 04:00 | Massachusetts Electric Company | MEC | 25 | 017 | CMA/NEMA | WCMA |  | 0 | 0.039 | 0.039 | 0 | 0
41921 | M&I REALTY JAMES ST - PV |  | No Resource (1) | PV | SUN |  | PHOTOVOLTAIC | 2012-07-23 04:00 | Massachusetts Electric Company | MEC | 25 | 027 | CMA/NEMA | WCMA |  | 0 | 0.081 | 0.081 | 0 | 0
41922 | LIGHTOLIER - WIND |  | No Resource (1) | WT | WND |  | WIND TURBINE | 2012-07-23 04:00 | Massachusetts Electric Company | MEC | 25 | 005 | SEMA | SEMA |  | 0 | 0.812 | 0.812 | 0 | 0
41923 | BLACKCOMB SOLAR III-PV |  | No Resource (1) | PV | SUN |  | PHOTOVOLTAIC | 2012-07-23 04:00 | Massachusetts Electric Company | MEC | 25 | 027 | RI | SEMA |  | 0.338 | 0.406 | 0.406 | 0.338 | 0.338
41924 | COREMARK-PV |  | No Resource (1) | PV | SUN |  | PHOTOVOLTAIC | 2012-07-23 04:00 | Massachusetts Electric Company | MEC | 25 | 027 | RI | SEMA |  | 0.188 | 0.406 | 0.406 | 0.188 | 0.188
42041 | D.D. BEAN |  | No Resource (1) | HDR | WAT |  | HYDRO (DAILY CYCLE - RUN OF RIVER) | 2012-08-02 04:00 | Constellation NewEnergy, Inc. | CNE | 33 | 005 | VT | NH |  | 0 | 0.04 | 0.04 | 0 | 0
42043 | SWANSEA WATER DISTRICT |  | No Resource (1) | PV | SUN |  | PHOTOVOLTAIC | 2012-08-06 04:00 | Massachusetts Electric Company | MEC | 25 | 005 | RI | SEMA |  | 0 | 0.033 | 0.033 | 0 | 0
42045 | NM-GREENFIELD MA LANDFILL |  | No Resource (1) | PV | SUN |  | PHOTOVOLTAIC | 2012-08-01 04:00 | Western Massachusetts Electric Company | WMECO | 25 | 011 | WMA | WCMA |  | 0.807 | 0 | 0 | 0.807 | 0.807
42046 | ST. MARYS HIGH SCHOOL |  | No Resource (1) | PV | SUN |  | PHOTOVOLTAIC | 2012-08-06 04:00 | Massachusetts Electric Company | MEC | 25 | 025 | BOSTON | NEMA |  | 0.007 | 0.063 | 0.063 | 0.007 | 0.007
42048 | TANTASQUA HIGH- PV |  | No Resource (1) | PV | SUN |  | PHOTOVOLTAIC | 2012-08-13 04:00 | Massachusetts Electric Company | MEC | 25 | 027 | WMA | WCMA |  | 0.014 | 0.238 | 0.238 | 0.014 | 0.014
42050 | PETE'S TIRE BARN |  | No Resource (1) | PV | SUN |  | PHOTOVOLTAIC | 2012-08-06 04:00 | Massachusetts Electric Company | MEC | 25 | 011 | WMA | WCMA |  | 0.032 | 0.063 | 0.063 | 0.032 | 0.032
42083 | CANTON_LANDFILL_PV_ID1726 |  | No Resource (1) | PV | SUN |  | PHOTOVOLTAIC | 2012-08-23 04:00 | NSTAR Electric Company | NSTAR | 25 | 021 | SEMA | SEMA |  | 2.114 | 2.26 | 2.26 | 2.114 | 2.114
42091 | QUABOAG REGIONAL HS - PV |  | No Resource (1) | PV | SUN |  | PHOTOVOLTAIC | 2012-08-27 04:00 | Massachusetts Electric Company | MEC | 25 | 027 | WMA | WCMA |  | 0.032 | 0.039 | 0.039 | 0.032 | 0.032
42092 | TOWN OF SUTTON MA PV |  | No Resource (1) | PV | SUN |  | PHOTOVOLTAIC | 2012-08-27 04:00 | Massachusetts Electric Company | MEC | 25 | 027 | CMA/NEMA | WCMA |  | 0 | 0.071 | 0.071 | 0 | 0
42104 | HYDEPARKSTORPV_ID1919 |  | No Resource (1) | PV | SUN |  | PHOTOVOLTAIC | 2012-09-01 04:00 | NSTAR Electric Company | NSTAR | 25 | 025 | BOSTON | NEMA |  | 0.06 | 0.07 | 0.07 | 0.06 | 0.06
42105 | MILLST_NATICKPV_ID1818 |  | No Resource (1) | PV | SUN |  | PHOTOVOLTAIC | 2012-09-01 04:00 | NSTAR Electric Company | NSTAR | 25 | 017 | BOSTON | NEMA |  | 0.079 | 0.08 | 0.08 | 0.079 | 0.079
42106 | SUBURBANATHLETIC2_ID1637 |  | No Resource (1) | PV | SUN |  | PHOTOVOLTAIC | 2012-09-01 04:00 | NSTAR Electric Company | NSTAR | 25 | 017 | BOSTON | NEMA |  | 0.024 | 0.04 | 0.04 | 0.024 | 0.024
42107 | 4M_ALDRINRDPV_ID1856 |  | No Resource (1) | PV | SUN |  | PHOTOVOLTAIC | 2012-09-01 04:00 | NSTAR Electric Company | NSTAR | 25 | 023 | SEMA | SEMA |  | 0.034 | 0.08 | 0.08 | 0.034 | 0.034
42108 | BROADWAY_RENEWABLE_ID1772 |  | No Resource (1) | PV | SUN |  | PHOTOVOLTAIC | 2012-09-01 04:00 | NSTAR Electric Company | NSTAR | 25 | 023 | SEMA | SEMA |  | 0.297 | 0.36 | 0.36 | 0.297 | 0.297
42109 | COCHITUATERD_FRAMPV_ID1873 |  | No Resource (1) | PV | SUN |  | PHOTOVOLTAIC | 2012-09-01 04:00 | NSTAR Electric Company | NSTAR | 25 | 017 | BOSTON | NEMA |  | 0.054 | 0.08 | 0.08 | 0.054 | 0.054
42110 | DOUGLAS_SCHOOLPV_ID1464 |  | No Resource (1) | PV | SUN |  | PHOTOVOLTAIC | 2012-09-01 04:00 | NSTAR Electric Company | NSTAR | 25 | 017 | BOSTON | NEMA |  | 0.029 | 0.03 | 0.03 | 0.029 | 0.029
42111 | HYANNIS_SELF_STOR_ID1946 |  | No Resource (1) | PV | SUN |  | PHOTOVOLTAIC | 2012-09-01 04:00 | NSTAR Electric Company | NSTAR | 25 | 001 | SEMA | SEMA |  | 0.133 | 0.19 | 0.19 | 0.133 | 0.133
42112 | POND_ST_ASHLAND_ID1736 |  | No Resource (1) | PV | SUN |  | PHOTOVOLTAIC | 2012-09-01 04:00 | NSTAR Electric Company | NSTAR | 25 | 017 | BOSTON | NEMA |  | 0.132 | 0.2 | 0.2 | 0.132 | 0.132
42113 | COBSCOOK BAY TEP TGU 1 |  | No Resource (1) | OT | WAT |  | MISC. OTHER | 2012-09-04 04:00 | New Brunswick Power Generation Corporation | NBPGC | 23 | 029 | BHE | ME |  | 0.18 | 0.18 | 0.18 | 0.18 | 0.18
42114 | PUMPKIN HILL | 1258 | BHE SMALL HYDRO COMPOSITE | HDR | WAT |  | HYDRO (DAILY CYCLE - RUN OF RIVER) | 1982-12-01 05:00 | New Brunswick Power Generation Corporation | NBPGC | 23 | 019 | BHE | ME | 50699 | 0.139 | 0.756 | 0.756 | 0.139 | -0.307
42115 | GLC_ACUSHNETLLC_ID1821_1824 |  | No Resource (1) | PV | SUN |  | PHOTOVOLTAIC | 2012-09-01 04:00 | NSTAR Electric Company | NSTAR | 25 | 023 | SEMA | SEMA |  | 1.383 | 1.4 | 1.4 | 1.383 | 1.383
42116 | DSD_REALTY_TRUST_ID1672 |  | No Resource (1) | PV | SUN |  | PHOTOVOLTAIC | 2012-09-01 04:00 | NSTAR Electric Company | NSTAR | 25 | 005 | SEMA | SEMA |  | 0.415 | 0.69 | 0.69 | 0.415 | 0.415
42117 | CONST_SOLAR_NORFOLK_ID1846 |  | No Resource (1) | PV | SUN |  | PHOTOVOLTAIC | 2012-09-01 04:00 | NSTAR Electric Company | NSTAR | 25 | 021 | RI | SEMA |  | 1.019 | 0.64 | 0.64 | 1.019 | 1.019
42118 | CONED_HIXVILLERD_ID1862 |  | No Resource (1) | PV | SUN |  | PHOTOVOLTAIC | 2012-09-01 04:00 | NSTAR Electric Company | NSTAR | 25 | 005 | SEMA | SEMA |  | 0.877 | 0.8 | 0.8 | 0.877 | 0.877
42123 | KEZAR MIDDLE FALLS | 786 | KEZAR LEDGEMERE COMPOSITE | HDR | WAT |  | HYDRO (DAILY CYCLE - RUN OF RIVER) | 1996-02-01 | NextEra Energy Power Marketing, LLC | FPLP | 23 | 005 | SME | ME |  | 0.038 | 0.112 | 0.112 | 0.038 | 0.038
42135 | 18 PHOENIX PARK BLDG DEAST & F |  | No Resource (1) | PV | SUN |  | PHOTOVOLTAIC | 2012-09-27 04:00 | Massachusetts Electric Company | MEC | 25 | 017 | CMA/NEMA | WCMA |  | 0.039 | 0.016 | 0.016 | 0.039 | 0.039
42136 | 18 PHOENIX PARK BLDG DEAST & J |  | No Resource (1) | PV | SUN |  | PHOTOVOLTAIC | 2012-09-27 04:00 | Massachusetts Electric Company | MEC | 25 | 017 | CMA/NEMA | WCMA |  | 0.039 | 0.016 | 0.016 | 0.039 | 0.039
42137 | 18 PHOENIX PARK BLDG DWEST |  | No Resource (1) | PV | SUN |  | PHOTOVOLTAIC | 2012-09-27 04:00 | Massachusetts Electric Company | MEC | 25 | 017 | CMA/NEMA | WCMA |  | 0.039 | 0.016 | 0.016 | 0.039 | 0.039
42149 | FAVORITE FOODS PV |  | No Resource (1) | PV | SUN |  | PHOTOVOLTAIC | 2012-10-01 04:00 | Public Service Company of New Hampshire | PSNH | 33 | 017 | NH | NH |  | 0.018 | 0.018 | 0.018 | 0.018 | 0.018
42155 | LEICESTER HS - BWAY RENEWABLE |  | No Resource (1) | PV | SUN |  | PHOTOVOLTAIC | 2012-10-19 04:00 | Massachusetts Electric Company | MEC | 25 | 027 | WMA | WCMA |  | 0.071 | 0.028 | 0.028 | 0.071 | 0.071
42156 | UMASS LOWELL LEITCH HALL |  | No Resource (1) | PV | SUN |  | PHOTOVOLTAIC | 2012-10-16 04:00 | Massachusetts Electric Company | MEC | 25 | 017 | CMA/NEMA | WCMA |  | 0.049 | 0.019 | 0.019 | 0.049 | 0.049
42157 | MILLBROOK RIVERSIDE LLC |  | No Resource (1) | PV | SUN |  | PHOTOVOLTAIC | 2012-10-16 04:00 | Massachusetts Electric Company | MEC | 25 | 027 | CMA/NEMA | WCMA |  | 0.033 | 0.014 | 0.014 | 0.033 | 0.033
42158 | MOHAWK DRIVE CORPORATION |  | No Resource (1) | PV | SUN |  | PHOTOVOLTAIC | 2012-10-16 04:00 | Massachusetts Electric Company | MEC | 25 | 027 | CMA/NEMA | WCMA |  | 0.046 | 0.018 | 0.018 | 0.046 | 0.046
42193 | TRUE NORTH ENERGY A |  | No Resource (1) | PV | SUN |  | PHOTOVOLTAIC | 2012-11-16 05:00 | Massachusetts Electric Company | MEC | 25 | 009 | BOSTON | NEMA |  | 0.406 | 0.406 | 0.406 | 0.406 | 0.406
42194 | TRUE NORTH ENERGY B |  | No Resource (1) | PV | SUN |  | PHOTOVOLTAIC | 2012-11-16 05:00 | Massachusetts Electric Company | MEC | 25 | 009 | BOSTON | NEMA |  | 0.406 | 0.406 | 0.406 | 0.406 | 0.406
42195 | TRUE NORTH ENERGY C |  | No Resource (1) | PV | SUN |  | PHOTOVOLTAIC | 2012-11-16 05:00 | Massachusetts Electric Company | MEC | 25 | 009 | BOSTON | NEMA |  | 0.305 | 0.305 | 0.305 | 0.305 | 0.305
42196 | TRUE NORTH ENERGY D |  | No Resource (1) | PV | SUN |  | PHOTOVOLTAIC | 2012-11-16 05:00 | Massachusetts Electric Company | MEC | 25 | 009 | BOSTON | NEMA |  | 0.406 | 0.406 | 0.406 | 0.406 | 0.406
42197 | TRUE NORTH ENERGY E |  | No Resource (1) | PV | SUN |  | PHOTOVOLTAIC | 2012-11-16 05:00 | Massachusetts Electric Company | MEC | 25 | 009 | BOSTON | NEMA |  | 0.406 | 0.406 | 0.406 | 0.406 | 0.406
42201 | MATTHEW KUSS MS |  | No Resource (1) | PV | SUN |  | PHOTOVOLTAIC | 2012-11-07 05:00 | Massachusetts Electric Company | MEC | 25 | 005 | SEMA | SEMA |  | 0.055 | 0.055 | 0.055 | 0.055 | 0.055
42202 | DR AMP 100 AMES POND - PV |  | No Resource (1) | PV | SUN |  | PHOTOVOLTAIC | 2012-11-07 05:00 | Massachusetts Electric Company | MEC | 25 | 017 | CMA/NEMA | WCMA |  | 0.039 | 0.039 | 0.039 | 0.039 | 0.039
42203 | WESTFORD SOLAR 3 - PV |  | No Resource (1) | PV | SUN |  | PHOTOVOLTAIC | 2012-11-08 05:00 | Massachusetts Electric Company | MEC | 25 | 017 | CMA/NEMA | WCMA |  | 0.406 | 0.406 | 0.406 | 0.406 | 0.406
42204 | BPV LOWELL |  | No Resource (1) | PV | SUN |  | PHOTOVOLTAIC | 2012-11-08 05:00 | Massachusetts Electric Company | MEC | 25 | 017 | CMA/NEMA | WCMA |  | 0.772 | 0.772 | 0.772 | 0.772 | 0.772
42205 | SALEM STATE UNIVERSITY |  | No Resource (1) | PV | SUN |  | PHOTOVOLTAIC | 2012-11-09 05:00 | Massachusetts Electric Company | MEC | 25 | 009 | BOSTON | NEMA |  | 0.022 | 0.049 | 0.049 | 0.022 | 0.022
42212 | DR AMP 200 AMES POND - PV |  | No Resource (1) | PV | SUN |  | PHOTOVOLTAIC | 2012-11-07 05:00 | Massachusetts Electric Company | MEC | 25 | 017 | CMA/NEMA | WCMA |  | 0.039 | 0.039 | 0.039 | 0.039 | 0.039
42213 | CUMMINGS PROPERTY E GAR |  | No Resource (1) | PV | SUN |  | PHOTOVOLTAIC | 2012-11-08 05:00 | Massachusetts Electric Company | MEC | 25 | 009 | BOSTON | NEMA |  | 0.772 | 0.772 | 0.772 | 0.772 | 0.772
42214 | ORCHARD MADE PRODUCTS |  | No Resource (1) | PV | SUN |  | PHOTOVOLTAIC | 2012-11-09 05:00 | Massachusetts Electric Company | MEC | 25 | 009 | BOSTON | NEMA |  | 0.772 | 0.772 | 0.772 | 0.772 | 0.772
42215 | WESTBOROUGH TREATMENT PL BD |  | No Resource (1) | PV | SUN |  | PHOTOVOLTAIC | 2012-11-09 05:00 | Massachusetts Electric Company | MEC | 25 | 027 | CMA/NEMA | WCMA |  | 0.772 | 0.772 | 0.772 | 0.772 | 0.772
42344 | CAMELOT_WIND_ID1240 |  | No Resource (1) | WT | WND |  | WIND TURBINE | 2012-12-01 05:00 | NSTAR Electric Company | NSTAR | 25 | 023 | SEMA | SEMA |  | 0.66 | 0.66 | 0.66 | 0.66 | 0.66
42346 | 3 RIVERS PALMER-SPRINGFLD-PV |  | No Resource (1) | PV | SUN |  | PHOTOVOLTAIC | 2012-12-05 05:00 | Massachusetts Electric Company | MEC | 25 | 013 | WMA | WCMA |  | 0.236 | 0.236 | 0.236 | 0.236 | 0.236
42347 | CONSTELLATION SOLAR-UXBRG-PV |  | No Resource (1) | PV | SUN |  | PHOTOVOLTAIC | 2012-12-05 05:00 | Massachusetts Electric Company | MEC | 25 | 027 | RI | SEMA | 57941 | 0.812 | 0.812 | 0.812 | 0.812 | 0.812
42349 | 15 UNION SOLAR LLC-LAWRENCE-PV |  | No Resource (1) | PV | SUN |  | PHOTOVOLTAIC | 2012-12-04 05:00 | Massachusetts Electric Company | MEC | 25 | 009 | BOSTON | NEMA |  | 0.199 | 0.199 | 0.199 | 0.199 | 0.199
42350 | BARRETT-FRANKLIN-SOLAR |  | No Resource (1) | PV | SUN |  | PHOTOVOLTAIC | 2012-12-05 05:00 | Massachusetts Electric Company | MEC | 25 | 021 | RI | SEMA |  | 0.203 | 0.203 | 0.203 | 0.203 | 0.203
42351 | OMA GROUP-CHARLTON-PV |  | No Resource (1) | PV | SUN |  | PHOTOVOLTAIC | 2012-12-04 05:00 | Massachusetts Electric Company | MEC | 25 | 027 | WMA | WCMA |  | 0.406 | 0.406 | 0.406 | 0.406 | 0.406
42352 | OSG SOLAR 1-ORANGE-PV |  | No Resource (1) | PV | SUN |  | PHOTOVOLTAIC | 2012-12-06 05:00 | Massachusetts Electric Company | MEC | 25 | 011 | WMA | WCMA |  | 0.406 | 0.406 | 0.406 | 0.406 | 0.406
42353 | OSG SOLAR 2-ORANGE-PV |  | No Resource (1) | PV | SUN |  | PHOTOVOLTAIC | 2012-12-06 05:00 | Massachusetts Electric Company | MEC | 25 | 011 | WMA | WCMA |  | 0.406 | 0.406 | 0.406 | 0.406 | 0.406
42354 | OSG SOLAR 3-ORANGE-PV |  | No Resource (1) | PV | SUN |  | PHOTOVOLTAIC | 2012-12-06 05:00 | Massachusetts Electric Company | MEC | 25 | 011 | WMA | WCMA |  | 0.304 | 0.304 | 0.304 | 0.304 | 0.304
42355 | CIL CEDAR-MARLBORO-PV |  | No Resource (1) | PV | SUN |  | PHOTOVOLTAIC | 2012-12-07 05:00 | Massachusetts Electric Company | MEC | 25 | 017 | CMA/NEMA | WCMA |  | 0.135 | 0.135 | 0.135 | 0.135 | 0.135
42356 | LEEWOOD SWIX-HAVERHILL-PV |  | No Resource (1) | PV | SUN |  | PHOTOVOLTAIC | 2012-12-10 05:00 | Massachusetts Electric Company | MEC | 25 | 009 | BOSTON | NEMA |  | 0.121 | 0.121 | 0.121 | 0.121 | 0.121
42357 | UP BLACKSTONE WWTP-MILLBURY-PV |  | No Resource (1) | PV | SUN |  | PHOTOVOLTAIC | 2012-12-10 05:00 | Massachusetts Electric Company | MEC | 25 | 027 | CMA/NEMA | WCMA |  | 0.121 | 0.121 | 0.121 | 0.121 | 0.121
42359 | FOREKICKS - MARLBORO-PV |  | No Resource (1) | PV | SUN |  | PHOTOVOLTAIC | 2012-12-11 05:00 | Massachusetts Electric Company | MEC | 25 | 017 | CMA/NEMA | WCMA |  | 0.109 | 0.109 | 0.109 | 0.109 | 0.109
42360 | 35 LYMAN LLC-NORTHBORO-PV |  | No Resource (1) | PV | SUN |  | PHOTOVOLTAIC | 2012-12-11 05:00 | Massachusetts Electric Company | MEC | 25 | 027 | CMA/NEMA | WCMA |  | 0.115 | 0.115 | 0.115 | 0.115 | 0.115
42364 | CAPITAL GROUP-SOUTHBORO-PV |  | No Resource (1) | PV | SUN |  | PHOTOVOLTAIC | 2012-12-14 05:00 | Massachusetts Electric Company | MEC | 25 | 027 | CMA/NEMA | WCMA |  | 0.406 | 0.406 | 0.406 | 0.406 | 0.406
42365 | LOFT 27-LOWELL-PV |  | No Resource (1) | PV | SUN |  | PHOTOVOLTAIC | 2012-12-14 05:00 | Massachusetts Electric Company | MEC | 25 | 017 | CMA/NEMA | WCMA |  | 0.111 | 0.111 | 0.111 | 0.111 | 0.111
42366 | SOLTAS SPECTOR-LAWRENCE-PV |  | No Resource (1) | PV | SUN |  | PHOTOVOLTAIC | 2012-12-17 05:00 | Massachusetts Electric Company | MEC | 25 | 009 | CMA/NEMA | WCMA |  | 0.121 | 0.121 | 0.121 | 0.121 | 0.121
42383 | SALEM STATE-SALEM-PV |  | No Resource (1) | PV | SUN |  | PHOTOVOLTAIC | 2012-12-24 05:00 | Massachusetts Electric Company | MEC | 25 | 009 | BOSTON | NEMA |  | 0.027 | 0.027 | 0.027 | 0.027 | 0.027
42384 | BJS WHOLESALE CLUB LEOMINSTER |  | No Resource (1) | PV | SUN |  | PHOTOVOLTAIC | 2012-12-24 05:00 | Massachusetts Electric Company | MEC | 25 | 027 | CMA/NEMA | WCMA |  | 0.101 | 0.101 | 0.101 | 0.101 | 0.101
42385 | CORNER BROOK-MILFORD-PV |  | No Resource (1) | PV | SUN |  | PHOTOVOLTAIC | 2012-12-24 05:00 | Massachusetts Electric Company | MEC | 25 | 027 | RI | SEMA |  | 0.062 | 0.062 | 0.062 | 0.062 | 0.062
42394 | WINDENERGYDEV-NKINGSTOWN-WIND |  | No Resource (1) | WT | WND |  | WIND TURBINE | 2013-01-02 05:00 | The Narragansett Electric Company | NEC | 44 | 009 | RI | RI |  | 0.609 | 0.609 | 0.609 | 0.609 | 0.609
42411 | EXTRA SPACE-PLAINVILLE-PV |  | No Resource (1) | PV | SUN |  | PHOTOVOLTAIC | 2013-01-14 05:00 | Massachusetts Electric Company | MEC | 25 | 021 | RI | SEMA |  | 0 | 0 | 0.058 | 0.058 | 0.058
42412 | EXTRA SPACE-SAUGUS-PV |  | No Resource (1) | PV | SUN |  | PHOTOVOLTAIC | 2013-01-16 05:00 | Massachusetts Electric Company | MEC | 25 | 009 | BOSTON | NEMA |  | 0 | 0 | 0.065 | 0.065 | 0.065
42413 | 35 LYMAN LLC - ACTIVE |  | No Resource (1) | PV | SUN |  | PHOTOVOLTAIC | 2013-01-14 05:00 | Massachusetts Electric Company | MEC | 25 | 027 | CMA/NEMA | WCMA |  | 0 | 0 | 0.077 | 0.077 | 0.077
42414 | NE ELECTRO-FALL RIVER-PV |  | No Resource (1) | PV | SUN |  | PHOTOVOLTAIC | 2013-01-11 05:00 | Massachusetts Electric Company | MEC | 25 | 005 | SEMA | SEMA |  | 0 | 0 | 0.077 | 0.077 | 0.077
42424 | IPSWICH WIND II |  | No Resource (1) | WT | WND |  | WIND TURBINE | 2013-01-09 05:00 | Ipswich Municipal Light Department | IMLD | 25 | 009 | BOSTON | NEMA |  | 0 | 0 | 0.812 | 0.812 | 0.812
42431 | SOLECT PLUMBING-NORWELL-PV |  | No Resource (1) | PV | SUN |  | PHOTOVOLTAIC | 2013-01-11 05:00 | Massachusetts Electric Company | MEC | 25 | 023 | SEMA | SEMA |  | 0 | 0 | 0.081 | 0.081 | 0.081
42432 | VAUGHN CORP-SALISBURY-PV |  | No Resource (1) | PV | SUN |  | PHOTOVOLTAIC | 2013-01-11 05:00 | Massachusetts Electric Company | MEC | 25 | 009 | BOSTON | NEMA |  | 0 | 0 | 0.077 | 0.077 | 0.077
42433 | BETHANY CHURCH-MENDON-PV |  | No Resource (1) | PV | SUN |  | PHOTOVOLTAIC | 2013-01-14 05:00 | Massachusetts Electric Company | MEC | 25 | 027 | RI | SEMA |  | 0 | 0 | 0.06 | 0.06 | 0.06
42438 | EXTRA SPACE-NORTHBORO-PV |  | No Resource (1) | PV | SUN |  | PHOTOVOLTAIC | 2013-01-18 05:00 | Massachusetts Electric Company | MEC | 25 | 027 | CMA/NEMA | WCMA |  | 0 | 0 | 0.062 | 0.062 | 0.062
42439 | CITY OF BROCKTON-SWANSEA-PV1 |  | No Resource (1) | PV | SUN |  | PHOTOVOLTAIC | 2013-01-18 05:00 | Massachusetts Electric Company | MEC | 25 | 005 | SEMA | SEMA |  | 0 | 0 | 0.406 | 0.406 | 0.406
42440 | CITY OF BROCKTON-SWANSEA-PV2 |  | No Resource (1) | PV | SUN |  | PHOTOVOLTAIC | 2013-01-18 05:00 | Massachusetts Electric Company | MEC | 25 | 005 | SEMA | SEMA |  | 0 | 0 | 0.406 | 0.406 | 0.406
42443 | WAL-MART LUN (PV) |  | No Resource (1) | PV | SUN |  | PHOTOVOLTAIC | 2013-01-23 05:00 | Fitchburg Gas & Electric Light Company | FGE | 25 | 027 | WMA | WCMA |  | 0 | 0 | 0.121 | 0.121 | 0.121
42444 | MRTA (PV) |  | No Resource (1) | PV | SUN |  | PHOTOVOLTAIC | 2013-01-23 05:00 | Fitchburg Gas & Electric Light Company | FGE | 25 | 027 | WMA | WCMA |  | 0 | 0 | 0.548 | 0.054 | 0.054
42448 | CITY OF GLOUCESTER 1 - WIND |  | No Resource (1) | WT | WND |  | WIND TURBINE | 2013-02-06 | Massachusetts Electric Company | MEC | 25 | 009 | BOSTON | NEMA |  | 0 | 0 | 0 | 0.812 | 0.812
42449 | CITY OF GLOUCESTER 2 - WIND |  | No Resource (1) | WT | WND |  | WIND TURBINE | 2013-02-06 | Massachusetts Electric Company | MEC | 25 | 009 | BOSTON | NEMA |  | 0 | 0 | 0 | 0.812 | 0.812
42482 | CITY OF WALTHAM PV ID1805 |  | No Resource (1) | PV | SUN |  | PHOTOVOLTAIC | 2013-02-15 | NSTAR Electric Company | NSTAR | 25 | 017 | BOSTON | NEMA |  | 0 | 0 | 0 | 0.078 | 0.078
42483 | FIRST HIGHLAND PV ID2021 |  | No Resource (1) | PV | SUN |  | PHOTOVOLTAIC | 2013-02-15 | NSTAR Electric Company | NSTAR | 25 | 025 | BOSTON | NEMA |  | 0 | 0 | 0 | 0.392 | 0.392
42484 | UNITED SALVAGE PV ID1966 |  | No Resource (1) | PV | SUN |  | PHOTOVOLTAIC | 2013-02-15 | NSTAR Electric Company | NSTAR | 25 | 017 | BOSTON | NEMA |  | 0 | 0 | 0 | 0.325 | 0.325
42485 | SOLCHEMY PV ID1969 |  | No Resource (1) | PV | SUN |  | PHOTOVOLTAIC | 2013-02-15 | NSTAR Electric Company | NSTAR | 25 | 007 | SEMA | SEMA |  | 0 | 0 | 0 | 0.118 | 0.118
42486 | AIRPORT WAY PV ID1875 |  | No Resource (1) | PV | SUN |  | PHOTOVOLTAIC | 2013-02-15 | NSTAR Electric Company | NSTAR | 25 | 001 | SEMA | SEMA |  | 0 | 0 | 0 | 0.497 | 0.497
42487 | BILL BENNETT PV ID1967 |  | No Resource (1) | PV | SUN |  | PHOTOVOLTAIC | 2013-02-15 | NSTAR Electric Company | NSTAR | 25 | 007 | SEMA | SEMA |  | 0 | 0 | 0 | 0.238 | 0.238
42495 | VARIANSEMICON-GLOUCESTER-WT |  | No Resource (1) | WT | WND |  | WIND TURBINE | 2013-02-21 | Massachusetts Electric Company | MEC | 25 | 009 | BOSTON | NEMA |  | 0 | 0 | 0 | 1.015 | 1.015
42496 | HANOVER SOLAR-LEICESTER-PV |  | No Resource (1) | PV | SUN |  | PHOTOVOLTAIC | 2013-02-22 | Massachusetts Electric Company | MEC | 25 | 027 | WMA | WCMA |  | 0 | 0 | 0 | 0.406 | 0.406
42497 | WESTFORD SOLAR 4- PV |  | No Resource (1) | PV | SUN |  | PHOTOVOLTAIC | 2013-02-21 | Massachusetts Electric Company | MEC | 25 | 017 | CMA/NEMA | WCMA |  | 0 | 0 | 0 | 0.406 | 0.406
42504 | BERKSHIRE SREG-GT BARRGTN-PV |  | No Resource (1) | PV | SUN |  | PHOTOVOLTAIC | 2013-02-25 | Massachusetts Electric Company | MEC | 25 | 003 | WMA | WCMA |  | 0 | 0 | 0 | 0.033 | 0.033
42505 | CUMMINGS 1000-BEVERLY-PV |  | No Resource (1) | PV | SUN |  | PHOTOVOLTAIC | 2013-02-28 | Massachusetts Electric Company | MEC | 25 | 009 | BOSTON | NEMA |  | 0 | 0 | 0 | 0.077 | 0.077
[15 empty] | Total | 31194.498 | 34541.494 | 34627.979 | 31758.732 | -202.207
NOTES:
Appendix A - defines the codes used.
Generator details, including Lead Market Participant, as of January 1, 2013.
Additional information and changes to generating asset Lead Participant since January 1, 2013 may be found in the Endnotes following Section 2.1.
When an alternate fuel is listed, the unit may not necessarily be fully operable on both fuels.
FOOTNOTES:
(1) This an existing Asset that has no associated Resource at this time.

## 2.1 Endnotes
2.1 Endnotes
-1 | All generator details in Section 2.1, other than the capabilities during the winter and summer peaks, are as of January 1, 2013.
-2 | Effective February 1, 2013, Exelon Generation Company, LLC (EXGC) has replaced Constellation Energy Commodities Group, Inc. (CEC) as the Lead Market Participant for the following assets:
AMERESCO NORTHAMPTON, Asset #14271
BROCKTON BRIGHTFIELDS, Asset #11925
DG Whitefield, LLC, Asset #618
FORE RIVER 11, Asset #40327
FORE RIVER 12, Asset #40328
FRAMINGHAM JET 1, Asset #417
FRAMINGHAM JET 2, Asset #418
FRAMINGHAM JET 3, Asset #419
GRTR NEW BEDFORD LFG UTIL PROJ, Asset #11052
HACKETT MILLS HYDRO, Asset #2286
KENNEBAGO HYDRO Asset #1119
KLEEN ENERGY, Asset #14614
L STREET JET, Asset #466
MYSTIC 7, Asset #502
MYSTIC 8, Asset #1478
MYSTIC 9, Asset #1616
MYSTIC JET, Asset #503
SO. MEADOW 5, Asset #580
SO. MEADOW 6, Asset #581
WEST MEDWAY JET 1, Asset #625
WEST MEDWAY JET 2, Asset #626
WEST MEDWAY JET 3, Asset #627
-3 | Effective February 1, 2013, Macquarie Energy, LLC (MCPI) has replaced Constellation Energy Commodities Group, Inc. (CEC) as the Lead Market Participant for the following assets:
ECO Maine, Asset #542
-4 | Effective March 1, 2013, Brookfield Energy Marketing LP (BEMLP) has replaced NextEra Energy Power Marketing, LLC (FPLP) as the Lead Market Participant for the following assets:
LOCKWOOD, Asset #460
AZISCOHOS HYDRO, Asset #331
-5 | Effective March 1, 2013, New Brunswick Power Generation Corporation (NBPGC) has replaced NEPM II, LLC (NEPM) as the Lead Market Participant for the following assets:
MMWAC, Asset #1109
-6 | Effective April 1, 2013, GDF Suez Energy Marketing NA, Inc. (SUEZ) has replaced Vermont Electric Power Company, Inc. (VELCO) as the Lead Market Participant for the following assets:
WINOOSKI 1, Asset #622
LP change from Constellation Energy Commodities Group, Inc. to Macquarie Energy, LLC
| 542 | ECO Maine

## 2.2 Net of Imports & Exports
2.2 Net of Imports and Exports (1)
|  | CAPACITY IMPORT/EXPORT FROM |  | CAPABILITY - MW
|  |  |  | Winter | Summer
|  |  |  | 2013-01-01 | 2013-08-01
|  | Quebec (2) |  | 264.272 | 593.769
|  | New Brunswick |  | 0 | 200
|  | New York (3) |  | 211.2 | 309.1
|  |  | NET OF IMPORTS AND EXPORTS (4) | 475.472 | 1102.869
FOOTNOTES:
-1 | Summer and winter values are based on FCM Capacity Supply Obligations.
-2 | The Citizens Block Load CSO, which is treated as a generating resource in Sec. 3.1 and Appendix D, is treated here as an import from Quebec.
-3 | New York values reflect a 100 MW Administrative Export. That export is treated as a reduction to the generation CSO in Sec. 1.
-4 | A positive value indicates net imports and a negative value indicates net exports.

## 3.1 Sum of CSOs
3.1 Summary of Capacity Supply Obligations (CSO) MW(1)(2)(3)(4)(5)(6)
Capacity Commitment Period
|  |  |  | 2012-13(7) |  | 2013-14 (8) |  | 2014-15 (9) |  | 2015-16 (10) |  | 2016-17 (11)
| Load Zone Name | Resource Type | Resource Sub Type | Summer CSO | Winter CSO | Summer CSO | Winter CSO | Summer CSO | Winter CSO | Summer CSO | Winter CSO | Summer CSO | Winter CSO
| CT | ACTIVE DR | REAL TIME DR | 128.944 | 94.781 | 105.523 | 99.541 | 270.931 | 264.593 | 256.514 | 250.191 | 195.904 | 195.904
|  |  | REAL-TIME EG | 182.815 | 166.402 | 99.491 | 85.085 | 231.287 | 229.017 | 183.522 | 178.191 | 142.907 | 142.907
|  |  | TOTAL ACTIVE | 311.759 | 261.183 | 205.014 | 184.626 | 502.218 | 493.61 | 440.036 | 428.382 | 338.811 | 338.811
|  | PASSIVE DR | ON-PEAK | 79.786 | 75.203 | 81.265 | 81.265 | 85.041 | 85.041 | 79.909 | 79.535 | 58.157 | 58.157
|  |  | SEASONAL PEAK | 230.911 | 230.911 | 299.328 | 299.328 | 291.065 | 291.065 | 290.496 | 290.496 | 247.653 | 247.653
|  |  | TOTAL PASSIVE | 310.697 | 306.114 | 380.593 | 380.593 | 376.106 | 376.106 | 370.405 | 370.031 | 305.81 | 305.81
|  | DR Total |  | 622.456 | 567.297 | 585.607 | 565.219 | 878.324 | 869.716 | 810.441 | 798.413 | 644.621 | 644.621
|  | GEN | Intermittent | 213.409 | 225.588 | 204.189 | 218.484 | 177.153 | 189.929 | 174.875 | 186.532 | 181.174 | 194.289
|  |  | Non Intermittent | 7371.417 | 7429.065 | 7059.833 | 7082.498 | 7202.488 | 7297.224 | 7307.523 | 7337.133 | 6975.433 | 6975.433
|  | GEN Total |  | 7584.826 | 7654.653 | 7264.022 | 7300.982 | 7379.641 | 7487.153 | 7482.398 | 7523.665 | 7156.607 | 7169.722
| CT Total |  |  | 8207.282 | 8221.95 | 7849.629 | 7866.201 | 8257.965 | 8356.869 | 8292.839 | 8322.078 | 7801.228 | 7814.343
| ME | ACTIVE DR | REAL TIME DR | 233.047 | 231.829 | 179.308 | 178.154 | 270.672 | 269.375 | 265.064 | 280.557 | 246.548 | 249.022
|  |  | REAL-TIME EG | 33.342 | 26.393 | 9.951 | 8.429 | 25.7 | 23.075 | 25.758 | 23.277 | 11.636 | 9.162
|  |  | TOTAL ACTIVE | 266.389 | 258.222 | 189.259 | 186.583 | 296.372 | 292.45 | 290.822 | 303.834 | 258.184 | 258.184
|  | PASSIVE DR | ON-PEAK | 70.103 | 67.933 | 88.539 | 86.931 | 137.337 | 135.572 | 149.651 | 147.844 | 154.45 | 154.45
|  |  | SEASONAL PEAK | 0 | 0 | 0 | 0 | 0 | 0 | 0 | 0 | 0 | 0
|  |  | TOTAL PASSIVE | 70.103 | 67.933 | 88.539 | 86.931 | 137.337 | 135.572 | 149.651 | 147.844 | 154.45 | 154.45
|  | DR Total |  | 336.492 | 326.155 | 277.798 | 273.514 | 433.709 | 428.022 | 440.473 | 451.678 | 412.634 | 412.634
|  | GEN | Intermittent | 167.222 | 218.382 | 144.354 | 179.622 | 182.343 | 232.945 | 225.729 | 329.753 | 194.146 | 309.968
|  |  | Non Intermittent | 2871.933 | 2876.78 | 2689.281 | 2725.189 | 2684.573 | 2721.297 | 2686.922 | 2688.528 | 2593.721 | 2593.719
|  | GEN Total |  | 3039.155 | 3095.162 | 2833.635 | 2904.811 | 2866.916 | 2954.242 | 2912.651 | 3018.281 | 2787.867 | 2903.687
| ME Total |  |  | 3375.647 | 3421.317 | 3111.433 | 3178.325 | 3300.625 | 3382.264 | 3353.124 | 3469.959 | 3200.501 | 3316.321
| NEMA | ACTIVE DR | REAL TIME DR | 65.108 | 46.499 | 54.814 | 34.331 | 212.173 | 202.275 | 180.992 | 168.901 | 122.386 | 122.386
|  |  | REAL-TIME EG | 54.576 | 39.656 | 36.709 | 21.657 | 59.763 | 59.763 | 64.318 | 62.577 | 27.691 | 27.691
|  |  | TOTAL ACTIVE | 119.684 | 86.155 | 91.523 | 55.988 | 271.936 | 262.038 | 245.31 | 231.478 | 150.077 | 150.077
|  | PASSIVE DR | ON-PEAK | 175.008 | 172.463 | 204.081 | 201.587 | 282.326 | 282.184 | 330.299 | 330.157 | 354.795 | 354.25
|  |  | SEASONAL PEAK | 0 | 0 | 0 | 0 | 0 | 0 | 0 | 0 | 0 | 0
|  |  | TOTAL PASSIVE | 175.008 | 172.463 | 204.081 | 201.587 | 282.326 | 282.184 | 330.299 | 330.157 | 354.795 | 354.25
|  | DR Total |  | 294.692 | 258.618 | 295.604 | 257.575 | 554.262 | 544.222 | 575.609 | 561.635 | 504.872 | 504.327
|  | GEN | Intermittent | 68.077 | 71.034 | 70.195 | 72.396 | 68.939 | 71.307 | 69.363 | 71.485 | 69.535 | 71.143
|  |  | Non Intermittent | 2811.849 | 2885.842 | 2902.811 | 2902.811 | 2504.194 | 2712.88 | 2496.128 | 2496.128 | 3141.269 | 3141.814
|  | GEN Total |  | 2879.926 | 2956.876 | 2973.006 | 2975.207 | 2573.133 | 2784.187 | 2565.491 | 2567.613 | 3210.804 | 3212.957
| NEMA Total |  |  | 3174.618 | 3215.494 | 3268.61 | 3232.782 | 3127.395 | 3328.409 | 3141.1 | 3129.248 | 3715.676 | 3717.284
| NH | ACTIVE DR | REAL TIME DR | 31.644 | 30.949 | 4.129 | 3.72 | 44.499 | 43.78 | 45.326 | 44.817 | 17.57 | 17.479
|  |  | REAL-TIME EG | 29.691 | 27.747 | 14.127 | 12.397 | 34.531 | 32.801 | 35.458 | 33.728 | 14.022 | 12.045
|  |  | TOTAL ACTIVE | 61.335 | 58.696 | 18.256 | 16.117 | 79.03 | 76.581 | 80.784 | 78.545 | 31.592 | 29.524
|  | PASSIVE DR | ON-PEAK | 60.131 | 59.601 | 64.724 | 64.724 | 71.396 | 71.396 | 76.646 | 76.646 | 66.253 | 66.253
|  |  | SEASONAL PEAK | 0 | 0 | 0 | 0 | 0 | 0 | 0 | 0 | 0 | 0
|  |  | TOTAL PASSIVE | 60.131 | 59.601 | 64.724 | 64.724 | 71.396 | 71.396 | 76.646 | 76.646 | 66.253 | 66.253
|  | DR Total |  | 121.466 | 118.297 | 82.98 | 80.841 | 150.426 | 147.977 | 157.43 | 155.191 | 97.845 | 95.777
|  | GEN | Intermittent | 133.285 | 172.438 | 149.563 | 187.506 | 145.516 | 184.157 | 150.13 | 198.426 | 149.291 | 197.049
|  |  | Non Intermittent | 3707.595 | 3707.595 | 3906.96 | 3904.44 | 3732.398 | 3732.684 | 3850.143 | 3850.108 | 3830.053 | 3821.552
|  | GEN Total |  | 3840.88 | 3880.033 | 4056.523 | 4091.946 | 3877.914 | 3916.841 | 4000.273 | 4048.534 | 3979.344 | 4018.601
| NH Total |  |  | 3962.346 | 3998.33 | 4139.503 | 4172.787 | 4028.34 | 4064.818 | 4157.703 | 4203.725 | 4077.189 | 4114.378
| RI | ACTIVE DR | REAL TIME DR | 43.051 | 36.058 | 26.571 | 22.815 | 66.292 | 62.371 | 73.738 | 69.725 | 43.09 | 40.215
|  |  | REAL-TIME EG | 38.352 | 28.7 | 16.272 | 6.62 | 54.575 | 52.05 | 47.751 | 45.304 | 21.316 | 18.391
|  |  | TOTAL ACTIVE | 81.403 | 64.758 | 42.843 | 29.435 | 120.867 | 114.421 | 121.489 | 115.029 | 64.406 | 58.606
|  | PASSIVE DR | ON-PEAK | 63.75 | 62.888 | 77.544 | 77.544 | 80.462 | 80.221 | 123.907 | 123.907 | 128.131 | 128.073
|  |  | SEASONAL PEAK | 0.109 | 0.109 | 0 | 0 | 0 | 0 | 0 | 0 | 0 | 0
|  |  | TOTAL PASSIVE | 63.859 | 62.997 | 77.544 | 77.544 | 80.462 | 80.221 | 123.907 | 123.907 | 128.131 | 128.073
|  | DR Total |  | 145.262 | 127.755 | 120.387 | 106.979 | 201.329 | 194.642 | 245.396 | 238.936 | 192.537 | 186.679
|  | GEN | Intermittent | 3.305 | 5.93 | 4.166 | 6.496 | 4.007 | 6.16 | 4.894 | 7.263 | 4.978 | 6.919
|  |  | Non Intermittent | 2381.424 | 2431.156 | 2414.679 | 2474.779 | 2357.127 | 2433.713 | 2409.496 | 2409.496 | 2370.817 | 2381.661
|  | GEN Total |  | 2384.729 | 2437.086 | 2418.845 | 2481.275 | 2361.134 | 2439.873 | 2414.39 | 2416.759 | 2375.795 | 2388.58
| RI Total |  |  | 2529.991 | 2564.841 | 2539.232 | 2588.254 | 2562.463 | 2634.515 | 2659.786 | 2655.695 | 2568.332 | 2575.259
| SEMA | ACTIVE DR | REAL TIME DR | 40.222 | 26.269 | 24.859 | 13.941 | 127.362 | 121.462 | 135.318 | 129.682 | 42.001 | 38.727
|  |  | REAL-TIME EG | 31.901 | 21.644 | 21.232 | 10.199 | 32.219 | 32.219 | 32.219 | 31.544 | 15.963 | 15.963
|  |  | TOTAL ACTIVE | 72.123 | 47.913 | 46.091 | 24.14 | 159.581 | 153.681 | 167.537 | 161.226 | 57.964 | 54.69
|  | PASSIVE DR | ON-PEAK | 108.748 | 106.633 | 112.236 | 112.443 | 144.575 | 144.575 | 168.46 | 168.46 | 172.834 | 172.606
|  |  | SEASONAL PEAK | 0.214 | 0.214 | 0 | 0 | 0 | 0 | 0 | 0 | 0 | 0
|  |  | TOTAL PASSIVE | 108.962 | 106.847 | 112.236 | 112.443 | 144.575 | 144.575 | 168.46 | 168.46 | 172.834 | 172.606
|  | DR Total |  | 181.085 | 154.76 | 158.327 | 136.583 | 304.156 | 298.256 | 335.997 | 329.686 | 230.798 | 227.296
|  | GEN | Intermittent | 74.059 | 79.896 | 76.149 | 80.264 | 77.891 | 81.362 | 77.515 | 80.619 | 150.586 | 225.103
|  |  | Non Intermittent | 5669.294 | 5840.465 | 5683.459 | 5739.656 | 5436.173 | 5636.244 | 5489.294 | 5600.229 | 5203.097 | 5220.476
|  | GEN Total |  | 5743.353 | 5920.361 | 5759.608 | 5819.92 | 5514.064 | 5717.606 | 5566.809 | 5680.848 | 5353.683 | 5445.579
| SEMA Total |  |  | 5924.438 | 6075.121 | 5917.935 | 5956.503 | 5818.22 | 6015.862 | 5902.806 | 6010.534 | 5584.481 | 5672.875
| VT | ACTIVE DR | REAL TIME DR | 39.735 | 38.106 | 24.838 | 24.301 | 52.19 | 49.53 | 52.025 | 57.284 | 35.555 | 35.86
|  |  | REAL-TIME EG | 11.641 | 10.669 | 2.676 | 2.219 | 14.504 | 14.504 | 13.443 | 13.41 | 2.866 | 2.866
|  |  | TOTAL ACTIVE | 51.376 | 48.775 | 27.514 | 26.52 | 66.694 | 64.034 | 65.468 | 70.694 | 38.421 | 38.726
|  | PASSIVE DR | ON-PEAK | 70.849 | 70.32 | 89.164 | 89.026 | 103.102 | 102.958 | 113.84 | 113.724 | 122.741 | 122.741
|  |  | SEASONAL PEAK | 0 | 0 | 0 | 0 | 0 | 0 | 0 | 0 | 0 | 0
|  |  | TOTAL PASSIVE | 70.849 | 70.32 | 89.164 | 89.026 | 103.102 | 102.958 | 113.84 | 113.724 | 122.741 | 122.741
|  | DR Total |  | 122.225 | 119.095 | 116.678 | 115.546 | 169.796 | 166.992 | 179.308 | 184.418 | 161.162 | 161.467
|  | GEN | Intermittent | 75.623 | 114.139 | 87.296 | 126.217 | 92.149 | 147.831 | 91.373 | 144.446 | 90.298 | 145.148
|  |  | Non Intermittent | 711.789 | 711.789 | 543.898 | 543.898 | 243.78 | 243.78 | 232.497 | 232.497 | 732.876 | 757.876
|  | GEN Total |  | 787.412 | 825.928 | 631.194 | 670.115 | 335.929 | 391.611 | 323.87 | 376.943 | 823.174 | 903.024
| VT Total |  |  | 909.637 | 945.023 | 747.872 | 785.661 | 505.725 | 558.603 | 503.178 | 561.361 | 984.336 | 1064.491
| WCMA | ACTIVE DR | REAL TIME DR | 110.612 | 93.065 | 46.472 | 26.801 | 146.775 | 127.254 | 160.946 | 142.687 | 78.452 | 72.964
|  |  | REAL-TIME EG | 52.696 | 38.845 | 33.665 | 21.424 | 50.873 | 50.011 | 48.964 | 45.483 | 25.812 | 25.376
|  |  | TOTAL ACTIVE | 163.308 | 131.91 | 80.137 | 48.225 | 197.648 | 177.265 | 209.91 | 188.17 | 104.264 | 98.34
|  | PASSIVE DR | ON-PEAK | 103.427 | 101.276 | 104.169 | 104.169 | 134.429 | 134.429 | 161.148 | 161.148 | 168.631 | 168.329
|  |  | SEASONAL PEAK | 15.197 | 15.197 | 28.693 | 28.693 | 31.043 | 31.043 | 40.25 | 40.25 | 46.095 | 46.095
|  |  | TOTAL PASSIVE | 118.624 | 116.473 | 132.862 | 132.862 | 165.472 | 165.472 | 201.398 | 201.398 | 214.726 | 214.424
|  | DR Total |  | 281.932 | 248.383 | 212.999 | 181.087 | 363.12 | 342.737 | 411.308 | 389.568 | 318.99 | 312.764
|  | GEN | Intermittent | 46.394 | 68.071 | 48.866 | 69.062 | 47.013 | 66.062 | 46.681 | 68.317 | 53.702 | 74.707
|  |  | Non Intermittent | 3660.068 | 3688.297 | 3611.975 | 3624.961 | 3469.761 | 3497.366 | 3424.475 | 3424.475 | 3299.571 | 3297.195
|  | GEN Total |  | 3706.462 | 3756.368 | 3660.841 | 3694.023 | 3516.774 | 3563.428 | 3471.156 | 3492.792 | 3353.273 | 3371.902
| WCMA Total |  |  | 3988.394 | 4004.751 | 3873.84 | 3875.11 | 3879.894 | 3906.165 | 3882.464 | 3882.36 | 3672.263 | 3684.666
| ISO NEW | ACTIVE DR | REAL TIME DR | 692.363 | 597.556 | 466.514 | 403.604 | 1190.894 | 1140.64 | 1169.923 | 1143.844 | 781.506 | 772.557
| ENGLAND |  | REAL-TIME EG | 435.014 | 360.056 | 234.123 | 168.03 | 503.452 | 493.44 | 451.433 | 433.514 | 262.213 | 254.401
| Total |  | TOTAL ACTIVE | 1127.377 | 957.612 | 700.637 | 571.634 | 1694.346 | 1634.08 | 1621.356 | 1577.358 | 1043.719 | 1026.958
|  | PASSIVE DR | ON-PEAK | 731.802 | 716.317 | 821.722 | 817.689 | 1038.668 | 1036.376 | 1203.86 | 1201.421 | 1225.992 | 1224.859
|  |  | SEASONAL PEAK | 246.431 | 246.431 | 328.021 | 328.021 | 322.108 | 322.108 | 330.746 | 330.746 | 293.748 | 293.748
|  |  | TOTAL PASSIVE | 978.233 | 962.748 | 1149.743 | 1145.71 | 1360.776 | 1358.484 | 1534.606 | 1532.167 | 1519.74 | 1518.607
|  | DR Total |  | 2105.61 | 1920.36 | 1850.38 | 1717.344 | 3055.122 | 2992.564 | 3155.962 | 3109.525 | 2563.459 | 2545.565
|  | GEN | Intermittent | 781.374 | 955.478 | 784.778 | 940.047 | 795.011 | 979.753 | 840.56 | 1086.841 | 893.71 | 1224.326
|  |  | Non Intermittent | 29185.369 | 29570.989 | 28812.896 | 28998.232 | 27630.494 | 28275.188 | 27896.478 | 28038.594 | 28146.837 | 28189.726
|  | GEN Total |  | 29966.743 | 30526.467 | 29597.674 | 29938.279 | 28425.505 | 29254.941 | 28737.038 | 29125.435 | 29040.547 | 29414.052
| ISO NEW ENGLAND Total |  |  | 32072.353 | 32446.827 | 31448.054 | 31655.623 | 31480.627 | 32247.505 | 31893 | 32234.96 | 31604.006 | 31959.617
| Import | IMPORT |  | 755.843 | 555.472 | 1182.869 | 1182.869 | 1831.372 | 1360.946 | 1768.111 | 1757.177 | 1606.862 | 1581.862
| Grand Total |  |  | 32828.196 | 33002.299 | 32630.923 | 32838.492 | 33311.999 | 33608.451 | 33661.111 | 33992.137 | 33210.868 | 33541.479
FOOTNOTES:
(1) Values are not capped by RTEG or Interface limits.
(2) Includes all Resources without distinction of qualification as a New Capacity Resource or Existing Capacity Resource.
(3) De-listed MW and Non-Price Retirement MWs have been removed.
(4) The Citizens Block Load Capacity Supply Obligation is treated as a generating resource in this table, whereas in the Section 1 summaries it is treated as an import.
(5) All Capacity Supply Obligation values are current as of March 18, 2013.
(6) ISO participation/termination values have been integrated into the above values by capacity resource type. The capacity resource type totals in this table will not match those in Appendix D.
(7) Capacity Supply Obligation values include results for the Annual Reconfiguration Auction 3.
(8) Capacity Supply Obligation values include results for the Annual Reconfiguration Auction 3.
(9) Capacity Supply Obligation values include results for the 2014-2015 FCA Proration.
(10) Capacity Supply Obligation values include results for the 2015-2016 FCA Proration.
(11) Capacity Supply Obligation values include results for the 2016-2017 FCA Proration.

## 4.1 Resource NRCs and CNRCs
4.1 Network Resource Capability (NRC) & Capacity Network Resource Capability (CNRC) List(1)(2)
- As of June 1, 2013
| Resource ID | Resource Name | Asset ID | Asset Name | NRC (MW) |  | CNRC (MW) |  | Instrument Used to Identify Capability(4) | State | County | RSP Area | Lead Participant
[5 empty] | Summer (500F) | Winter (00F) | Summer (900F) | Winter (200F)
| 463 | AEI LIVERMORE | 463 | REENERGY LIVERMORE FALLS | 35.3 | 35.63 | 35.3 | 35.63 | Historic Capability | 23 | 001 | ME | BSE
| 594 | AES THAMES | 594 | AES THAMES | 181 | 181 | 181 | 181 | IA | 09 | 011 | CT | CLP
| 326 | ALTRESCO | 326 | ALTRESCO | 160 | 192.5 | 160 | 165 | IA | 25 | 003 | WMA | PPH
| 14271 | AMERESCO NORTHAMPTON | 14271 | AMERESCO NORTHAMPTON | 0.8 | 0.8 | 0.8 | 0.8 | Historic Capability | 25 | 015 | WMA | CEC
| 327 | AMOSKEAG | 327 | AMOSKEAG | 17.5 | 17.5 | 17.5 | 17.5 | Historic Capability | 33 | 011 | NH | PSNH
| 1412 | ANP-BELLINGHAM 1 | 1412 | ANP-BELLINGHAM 1 | 292.4943 | 307.5 | 272.387 | 307.5 | PPA | 25 | 021 | RI | SUEZ
| 1415 | ANP-BELLINGHAM 2 | 1415 | ANP-BELLINGHAM 2 | 292.466 | 307.5 | 272.617 | 307.5 | PPA | 25 | 021 | RI | SUEZ
| 1287 | ANP-BLACKSTONE ENERGY 2 | 1287 | ANP-BLACKSTONE ENERGY 2 | 292.8801 | 307.5 | 271.317 | 307.5 | PPA | 25 | 027 | RI | SUEZ
| 1286 | ANP-BLACKSTONE ENERGY CO. #1 | 1286 | ANP-BLACKSTONE ENERGY 1 | 292.7681 | 307.5 | 271.822 | 307.5 | PPA | 25 | 027 | RI | SUEZ
| 819 | ARNOLD FALLS | 819 | ARNOLD FALLS | 0.3 | 0.3 | 0.3 | 0.3 | Historic Capability | 50 | 005 | NH | GMP
| 329 | ASCUTNEY GT | 329 | ASCUTNEY GT | 11.46 | 14.7 | 10.3 | 14.7 | Historic Capability | 50 | 027 | VT | GMP
| 905 | ASHUELOT HYDRO | 905 | ASHUELOT HYDRO | 0.808 | 0.93 | 0.808 | 0.93 | Historic Capability | 33 | 005 | VT | MMWEC
| 953 | ATTLEBORO LANDFILL - QF | 953 | ATTLEBORO LANDFILL - QF | 1.535 | 1.535 | 1.535 | 1.535 | Historic Capability | 25 | 023 | SEMA | MEC
| 931 | AVERY DAM | 931 | AVERY DAM | 0.46 | 0.479 | 0.46 | 0.479 | Historic Capability | 33 | 001 | NH | PSNH
| 330 | AYERS ISLAND | 330 | AYERS ISLAND | 9.08 | 9.08 | 9.08 | 9.08 | Historic Capability | 33 | 001 | NH | PSNH
| 331 | AZISCOHOS HYDRO | 331 | AZISCOHOS HYDRO | 6.8 | 6.8 | 6.8 | 6.8 | IA | 23 | 019 | ME | FPLP
| 951 | BALTIC MILLS - QF | 951 | BALTIC MILLS - QF | 0.104 | 0.104 | 0.104 | 0.104 | Historic Capability | 33 | 009 | NH | SMED
| 811 | BANTAM | 811 | BANTAM | 0.32 | 0.32 | 0.32 | 0.32 | IA | 09 | 005 | CT | SUEZ
| 332 | BAR HARBOR DIESELS 1-4 | 332 | BAR HARBOR DIESELS 1-4 | 8.1 | 8.65 | 8.1 | 8.65 | Historic Capability | 23 | 009 | BHE | NBPGC
| 754 | BAR MILLS | 754 | BAR MILLS | 4 | 4 | 4 | 4 | IA | 23 | 031 | SME | FPLEMH
| 2278 | BARKER LOWER HYDRO | 2278 | BARKER LOWER HYDRO | 0.652 | 1.25 | 0.652 | 1.25 | Historic Capability | 23 | 001 | ME | MCPI
| 2279 | BARKER UPPER HYDRO | 2279 | BARKER UPPER HYDRO | 0.377 | 1.262 | 0.377 | 1.262 | Historic Capability | 23 | 001 | ME | MCPI
| 833 | BARNET | 833 | BARNET | 0.35 | 0.49 | 0.35 | 0.49 | Historic Capability | 50 | 005 | NH | GMP
| 1059 | BARRE LANDFILL | 1059 | BARRE LANDFILL | 1 | 1 | 1 | 1 | IA | 25 | 027 | WMA | DEM
| 959 | BARTON 1-4 DIESELS | 959 | BARTON 1-4 DIESELS | 4.4 | 4.4 | 4.4 | 4.4 | Historic Capability | 50 | 019 | NH | VPPSA
| 828 | BARTON HYDRO | 828 | BARTON HYDRO | 1.3 | 1.3 | 1.3 | 1.3 | Historic Capability | 50 | 019 | NH | VPPSA
| 824 | BATH ELECTRIC HYDRO | 824 | BATH ELECTRIC HYDRO | 0.4 | 0.8 | 0.4 | 0.8 | Historic Capability | 33 | 009 | NH | PSNH
| 37072 | BEAVER_RIDGE_WIND | 15706 | BEAVER RIDGE WIND | NA | NA | 0.474 | 1.344 | NA | 23 | 027 | ME | NHEC
| 812 | BEEBE HOLBROOK | 812 | BEEBE HOLBROOK | 0.586 | 0.586 | 0.586 | 0.586 | Historic Capability | 25 | 013 | WMA | HGE
| 2430 | BELDENS-NEW | 2430 | BELDENS-NEW | 4.58 | 5.7 | 4.58 | 5.7 | Historic Capability | 50 | 001 | VT | GMP
| 335 | BELLOWS FALLS | 335 | BELLOWS FALLS | 49 | 49 | 49 | 49 | IA | 50 | 025 | VT | TCPM
| 2280 | BENTON FALLS HYDRO | 2280 | BENTON FALLS HYDRO | 3.776 | 4.355 | 3.776 | 4.355 | Historic Capability | 23 | 011 | ME | LELWD
| 12180 | BERKSHIRE COW POWER | 12180 | BERKSHIRE COW POWER | 0.5 | 0.5 | 0.5 | 0.5 | Historic Capability | 50 | 011 | VT | VEC
| 1086 | BERKSHIRE POWER | 1086 | BERKSHIRE POWER | 270 | 284 | 270 | 284 | IA | 25 | 013 | WMA | HESS
| 14661 | BERKSHIRE WIND POWER PROJECT | 16614 | BERKSHIRE WIND POWER PROJECT | 15 | 15 | 2.576 | 6.988 | PPA | 25 | 003 | WMA | MMWEC
| 336 | BERLIN 1 GT | 336 | BERLIN 1 GT | 41.2 | 58 | 41.2 | 58 | Historic Capability | 50 | 023 | VT | GMP
| 337 | BETHLEHEM | 337 | BETHLEHEM | 15.75 | 15.7 | 15.75 | 15.7 | Historic Capability | 33 | 007 | NH | SUEZ
| 1005 | BG DIGHTON POWER LLC | 1005 | DIGHTON POWER LLC | 175 | 185 | 168 | 185 | PPA | 25 | 005 | SEMA | EPRM
| 1258 | BHE SMALL HYDRO COMPOSITE | 1258 | BHE SMALL HYDRO COMPOSITE | 2.087 | 2.087 | 2.087 | 2.087 | Historic Capability | 23 | 021 | ME | NBPGC
| 1054 | BLACKSTONE HYDRO ASSOC | 1054 | BLACKSTONE HYDRO ASSOC | 0 | 0.198 | 0 | 0.198 | Historic Capability | 44 | 007 | RI | NEC
| 1057 | BLACKSTONE HYDRO LOAD REDUCER | 1057 | BLACKSTONE HYDRO LOAD REDUCER | 1.8 | 1.8 | 1.8 | 1.8 | Historic Capability | 44 | 007 | RI | MCPI
| 10615 | BLUE SPRUCE FARM U5 | 10615 | BLUE SPRUCE FARM | 0.275 | 0.275 | 0.275 | 0.275 | Historic Capability | 50 | 021 | VT | GMP
| 859 | BOATLOCK | 859 | BOATLOCK | 3.094 | 3.094 | 3.094 | 3.094 | Historic Capability | 25 | 013 | WMA | HGE
| 346 | BOLTON FALLS | 346 | BOLTON FALLS | 7.8 | 7.8 | 7.8 | 7.8 | Historic Capability | 50 | 023 | VT | GMP
| 755 | BONNY EAGLE/W. BUXTON | 755 | BONNY EAGLE/W. BUXTON | 17.5 | 17.5 | 17.5 | 17.5 | IA | 23 | 031 | SME | FPLEMH
| 348 | BOOT MILLS | 348 | BOOT MILLS | 18 | 18 | 18 | 18 | IA | 25 | 017 | CMA/NEMA | NSTAR
| 590 | BORALEX STRATTON ENERGY | 590 | REENERGY STRATTON | 46.52 | 47.51 | 46.52 | 47.51 | Historic Capability | 23 | 007 | ME | BSE
| 355 | BRANFORD 10 | 355 | BRANFORD 10 | 19.019 | 21.284 | 16.174 | 21.284 | Historic Capability | 09 | 009 | SWCT | NRGPM
| 1113 | BRASSUA HYDRO | 1113 | BRASSUA HYDRO | 4.203 | 4.203 | 4.203 | 4.203 | Historic Capability | 23 | 025 | ME | BEMLP
| 354 | BRAYTON DIESELS 1-4 INCREMENTAL | 354 | BRAYTON DIESELS 1-4 | 10 | 10 | 10 | 10 | IA | 25 | 005 | RI | DEM
| 350 | BRAYTON PT 1 | 350 | BRAYTON PT 1 | 247 | 255 | 247 | 255 | IA | 25 | 005 | RI | DEM
| 351 | BRAYTON PT 2 | 351 | BRAYTON PT 2 | 244 | 258 | 244 | 258 | IA | 25 | 005 | RI | DEM
| 352 | BRAYTON PT 3 | 352 | BRAYTON PT 3 | 648 | 664 | 612 | 638 | IA | 25 | 005 | RI | DEM
| 353 | BRAYTON PT 4 | 353 | BRAYTON PT 4 | 441 | 455.42 | 441 | 455.42 | IA | 25 | 005 | RI | DEM
| 860 | BRIAR HYDRO | 860 | BRIAR HYDRO | 2.865 | 4.081 | 2.865 | 4.081 | Historic Capability | 33 | 013 | NH | PSNH
| 1032 | BRIDGEPORT ENERGY 1 | 1032 | BRIDGEPORT ENERGY 1 | 476 | 566 | 476 | 566 | PPA | 09 | 001 | SWCT | CPEM
| 339 | BRIDGEPORT HARBOR 2 | 339 | BRIDGEPORT HARBOR 2 | 180 | 180 | 180 | 180 | IA | 09 | 001 | SWCT | PSEG
| 340 | BRIDGEPORT HARBOR 3 | 340 | BRIDGEPORT HARBOR 3 | 385 | 385 | 383.426 | 384.984 | IA | 09 | 001 | SWCT | PSEG
| 341 | BRIDGEPORT HARBOR 4 | 341 | BRIDGEPORT HARBOR 4 | 18 | 22 | 18 | 22 | IA | 09 | 001 | SWCT | PSEG
| 357 | BRIDGEWATER | 357 | BRIDGEWATER | 15.75 | 15.701 | 15.75 | 15.701 | Historic Capability | 33 | 009 | NH | BPCLP
| 356 | BRISTOL REFUSE | 356 | BRISTOL REFUSE | 13.517 | 13.578 | 13.517 | 13.578 | Historic Capability | 09 | 003 | CT | CLP
| 11925 | BROCKTON BRIGHTFIELDS | 11925 | BROCKTON BRIGHTFIELDS | 0.425 | 0.425 | 0.425 | 0.425 | Historic Capability | 25 | 023 | SEMA | CEC
| 2439 | BROCKWAY MILLS U5 | 2439 | BROCKWAY MILLS U5 | 0.5 | 0.5 | 0.5 | 0.5 | Historic Capability | 50 | 025 | VT | GMP
| 2281 | BROWNS MILL HYDRO | 2281 | BROWNS MILL HYDRO | 0.318 | 0.65 | 0.318 | 0.65 | Historic Capability | 23 | 021 | ME | MCPI
| 358 | BRUNSWICK | 358 | BRUNSWICK | 20.2 | 20.2 | 20.2 | 20.2 | IA | 23 | 005 | ME | FPLEMH
| 1288 | BUCKSPORT ENERGY 4 | 1288 | BUCKSPORT ENERGY 4 | 180.4356 | 190.7 | 160.3 | 185.7 | PPA | 23 | 009 | BHE | HQE
| 362 | BULLS BRIDGE | 362 | BULLS BRIDGE | 8.4 | 8.4 | 8.4 | 8.4 | IA | 09 | 005 | SWCT | SUEZ
| 1028 | BUNKER RD #12 GAS TURB | 1028 | BUNKER RD #12 GAS TURB | 3 | 3.7 | 3 | 3.7 | Historic Capability | 25 | 019 | SEMA | NEP
| 1029 | BUNKER RD #13 GAS TURB | 1029 | BUNKER RD #13 GAS TURB | 3 | 3.7 | 3 | 3.7 | Historic Capability | 25 | 019 | SEMA | NEP
| 363 | BURLINGTON GT | 363 | BURLINGTON GT | 21.44 | 25 | 20.378 | 25 | Historic Capability | 50 | 007 | VT | BED
| 766 | CABOT/TURNERS FALLS | 14801 | CABOT | 68.2 | 68.2 | 68.2 | 68.2 | IA | 25 | 011 | WMA | SUEZ
|  |  | 14808 | TURNERSFALLS
| 1165 | CADYS FALLS | 1165 | CADYS FALLS | 1.1 | 1.1 | 1.1 | 1.1 | Historic Capability | 50 | 017 | VT | VPPSA
| 910 | CAMPTON DAM | 910 | CAMPTON DAM | 0.416 | 0.416 | 0.416 | 0.416 | Historic Capability | 33 | 009 | NH | PSNH
| 861 | CANAAN | 861 | CANAAN | 1.1 | 1.1 | 1.1 | 1.1 | Historic Capability | 50 | 009 | NH | PSNH
| 365 | CANAL 1 | 365 | CANAL 1 | 573 | 573 | 573 | 573 | Historic Capability | 25 | 001 | SEMA | MET
| 366 | CANAL 2 | 366 | CANAL 2 | 576.37 | 586 | 576.37 | 586 | Historic Capability | 25 | 001 | SEMA | MET
| 367 | CAPE GT 4 | 367 | CAPE GT 4 | 13.75 | 20.55 | 13.75 | 20.55 | IA | 23 | 005 | SME | FPLP
| 368 | CAPE GT 5 | 368 | CAPE GT 5 | 16.6 | 20.75 | 16.6 | 20.75 | IA | 23 | 005 | SME | FPLP
| 815 | CARVER FALLS | 815 | CARVER FALLS | 1.48 | 1.9 | 1.48 | 1.9 | Historic Capability | 50 | 021 | VT | GMP
| 1122 | CASCADE-DIAMOND-QF | 1122 | CASCADE-DIAMOND-QF | 0.44 | 0.44 | 0.44 | 0.44 | Historic Capability | 25 | 013 | WMA | MEC
| 369 | CATARACT EAST | 369 | CATARACT EAST | 8.9 | 8.9 | 8.9 | 8.9 | IA | 23 | 031 | SME | FPLEMH
| 816 | CAVENDISH | 816 | CAVENDISH | 1.18 | 1.428 | 1.18 | 1.428 | Historic Capability | 50 | 027 | VT | GMP
| 324 | CDECCA | 324 | CDECCA | 64 | 64 | 56 | 64 | IA | 09 | 003 | CT | PPH
| 789 | CEC 002 PAWTUCKET U5 | 789 | CEC 002 PAWTUCKET U5 | 1.2 | 1.24 | 1.2 | 1.24 | Historic Capability | 44 | 007 | RI | NEC
| 797 | CEC 003 WYRE WYND U5 | 797 | WYRE WYND HYDRO | 1.8 | 2.78 | 1.8 | 2.78 | Historic Capability | 09 | 011 | CT | SUMMIT
| 807 | CEC 004 DAYVILLE POND U5 | 807 | CEC 004 DAYVILLE POND U5 | 0.061 | 0.1 | 0.061 | 0.1 | Historic Capability | 09 | 015 | CT | CLP
| 10401 | CELLEY MILL U5 | 10401 | CELLEY MILL U5 | 0.084 | 0.092 | 0.084 | 0.092 | Historic Capability | 33 | 009 | NH | PSNH
| 792 | CENTENNIAL HYDRO | 792 | CENTENNIAL HYDRO | 0.64 | 0.79 | 0.64 | 0.79 | IA | 25 | 017 | CMA/NEMA | SMED
| 832 | CENTER RUTLAND | 832 | CENTER RUTLAND | 0.35 | 0.35 | 0.35 | 0.35 | Historic Capability | 50 | 021 | VT | GMP
| 914 | CHAMBERLAIN FALLS | 914 | CHAMBERLAIN FALLS | 0.123 | 0.094 | 0.123 | 0.094 | Historic Capability | 33 | 011 | NH | PSNH
| 862 | CHEMICAL | 862 | CHEMICAL | 1.6 | 1.6 | 1.6 | 1.6 | Historic Capability | 25 | 013 | WMA | HGE
| 2468 | CHERRY 10 | 2468 | CHERRY 10 | 2.2 | 2.2 | 2.2 | 2.2 | Historic Capability | 25 | 017 | CMA/NEMA | HLPD
| 2469 | CHERRY 11 | 2469 | CHERRY 11 | 2.2 | 2.2 | 2.2 | 2.2 | Historic Capability | 25 | 017 | CMA/NEMA | HLPD
| 2470 | CHERRY 12 | 2470 | CHERRY 12 | 5.6 | 5.6 | 5.6 | 5.6 | Historic Capability | 25 | 017 | CMA/NEMA | HLPD
| 2466 | CHERRY 7 | 2466 | CHERRY 7 | 3.2 | 3.2 | 3.2 | 3.2 | Historic Capability | 25 | 017 | CMA/NEMA | HLPD
| 2467 | CHERRY 8 | 2467 | CHERRY 8 | 3.6 | 3.6 | 3.6 | 3.6 | Historic Capability | 25 | 017 | CMA/NEMA | HLPD
| 1050 | CHICOPEE HYDRO | 1050 | CHICOPEE HYDRO | 2.17 | 2.6 | 2.17 | 2.6 | Historic Capability | 25 | 013 | WMA | NSTAR
| 887 | CHINA MILLS DAM | 887 | CHINA MILLS DAM | 0.711 | 0.711 | 0.711 | 0.711 | Historic Capability | 33 | 013 | NH | PSNH
| 376 | CLEARY 8 | 376 | CLEARY 8 | 26 | 26 | 26 | 26 | Historic Capability | 25 | 005 | SEMA | TMLP
| 375 | CLEARY 9/9A CC | 375 | CLEARY 9/9A CC | 106.875 | 110 | 105 | 110 | Historic Capability | 25 | 005 | SEMA | TMLP
| 863 | CLEMENT DAM | 863 | CLEMENT DAM | 1.115 | 2.4 | 1.115 | 2.4 | Historic Capability | 33 | 001 | NH | PSNH
| 379 | COBBLE MOUNTAIN | 379 | COBBLE MOUNTAIN | 33.99 | 33.96 | 33.99 | 33.96 | Historic Capability | 25 | 013 | WMA | HGE
| 886 | COCHECO FALLS | 886 | COCHECO FALLS | 0.63 | 0.549 | 0.63 | 0.549 | Historic Capability | 33 | 017 | NH | PSNH
| 798 | COLEBROOK | 798 | COLEBROOK | 2.967 | 2.967 | 2.967 | 2.967 | Historic Capability | 09 | 005 | CT | CLP
| 1049 | COLLINS HYDRO | 1049 | COLLINS HYDRO | 1.3 | 1.3 | 1.3 | 1.3 | IA | 25 | 013 | WMA | NSTAR
| 380 | COMERFORD | 380 | COMERFORD | 169.3 | 170.3 | 169.3 | 170.3 | IA | 33 | 009 | NH | TCPM
| 834 | COMPTU FALLS | 834 | COMTU FALLS | 0.323 | 0.46 | 0.323 | 0.46 | Historic Capability | 50 | 027 | VT | GMP
| 13975 | CORRIVEAU HYDROELECTRIC LLC | 13975 | CORRIVEAU HYDROELECTRIC LLC | 0.073 | 0.35 | 0.073 | 0.35 | Historic Capability | 23 | 017 | ME | UNION
| 370 | COS COB 10 | 370 | COS COB 10 | 22.084 | 23 | 19.497 | 23 | IA | 09 | 001 | NOR | NRGPM
| 371 | COS COB 11 | 371 | COS COB 11 | 21.875 | 23 | 21.841 | 23 | IA | 09 | 001 | NOR | NRGPM
| 372 | COS COB 12 | 372 | COS COB 12 | 22.143 | 23 | 18.66 | 23 | IA | 09 | 001 | NOR | NRGPM
| 12524 | COS COB 13&14 | 14157 | COS COB 13 | 42.2 | 46 | 34.5 | 46 | PPA | 09 | 001 | NOR | NRGPM
|  |  | 14158 | COS COB 14
| 12553 | COVANTA HAVERHILL LANDFILL GAS ENGINE | 14707 | COVANTA HAVERHILL - LF GAS | 1.6 | 1.6 | 1.6 | 1.6 | IA | 25 | 009 | BOSTON | CHA
| 446 | COVANTA JONESBORO | 446 | COVANTA JONESBORO | 24.5 | 24.5 | 24.5 | 24.5 | PPA | 23 | 029 | BHE | CM
| 445 | COVANTA WEST ENFIELD | 445 | COVANTA WEST ENFIELD | 24.5 | 24.5 | 24.5 | 24.5 | PPA | 23 | 019 | BHE | CM
| 10801 | COVENTRY CLEAN ENERGY | 10801 | COVENTRY CLEAN ENERGY | 4.8 | 4.8 | 4.8 | 4.8 | Historic Capability | 50 | 019 | VT | VPPSA
| 12323 | COVENTRY CLEAN ENERGY #4 | 12323 | COVENTRY CLEAN ENERGY #4 | 2.895 | 2.975 | 2.895 | 2.975 | Historic Capability | 50 | 019 | VT | VPPSA
| 849 | CRESCENT DAM | 849 | CRESCENT DAM | 1.617 | 1.617 | 1 | 1 | IA | 25 | 013 | WMA | CHIPM
| 1209 | CRRA HARTFORD LANDFILL | 1209 | CRRA HARTFORD LANDFILL | 2.853 | 2.852 | 2.853 | 2.852 | Historic Capability | 09 | 003 | CT | CLP
| 2282 | DAMARISCOTTA HYDRO | 2282 | DAMARISCOTTA HYDRO | 0.005 | 0.5 | 0.005 | 0.5 | Historic Capability | 23 | 015 | ME | MCPI
| 388 | DARTMOUTH POWER | 388 | DARTMOUTH POWER | 62.9 | 68.4 | 62.9 | 68.4 | PPA | 25 | 005 | SEMA | CEEI
| 15415 | DARTMOUTH POWER EXPANSION | 15940 | DARTMOUTH CT GENERATOR 3 | 22.8 | 23.5 | 21.3 | 23.5 | IA | 25 | 05 | SEMA | CEEI
| 465 | DEERFIELD 2/LWR DRFIELD | 465 | DEERFIELD 2/LWR DRFIELD | 19.5 | 19.5 | 19.5 | 19.5 | Historic Capability | 25 | 011 | WMA | TCPM
| 393 | DEERFIELD 5 | 393 | DEERFIELD 5 | 14 | 14 | 14 | 14 | IA | 25 | 011 | WMA | TCPM
| 389 | DERBY DAM | 389 | DERBY DAM | 7.05 | 7.05 | 7.05 | 7.05 | Historic Capability | 09 | 001 | SWCT | CLP
| 396 | DEVON 10 | 396 | DEVON 10 | 18 | 19.208 | 17.2 | 19.208 | PPA | 09 | 009 | SWCT | NRGPM
| 397 | DEVON 11 | 397 | DEVON 11 | 33.12 | 42.82 | 33.12 | 42.82 | PPA | 09 | 009 | SWCT | NRGPM
| 398 | DEVON 12 | 398 | DEVON 12 | 33.12 | 42.82 | 33.12 | 42.82 | PPA | 09 | 009 | SWCT | NRGPM
| 399 | DEVON 13 | 399 | DEVON 13 | 33.12 | 42.82 | 33.12 | 42.82 | PPA | 09 | 009 | SWCT | NRGPM
| 400 | DEVON 14 | 400 | DEVON 14 | 33.12 | 42.82 | 33.12 | 42.82 | PPA | 09 | 009 | SWCT | NRGPM
| 12504 | DEVON 15-18 | 12504 | DEVON 15 | 196.8 | 196.8 | 187.6 | 195.6 | PPA | 09 | 9 | SWCT | GCE
|  |  | 17044 | DEVON 16
|  |  | 17045 | DEVON 17
|  |  | 17046 | DEVON 18
| 835 | DEWEY MILLS | 835 | DEWEY MILLS | 1.57 | 2.79 | 1.57 | 2.79 | Historic Capability | 50 | 027 | VT | GMP
| 392 | DEXTER | 392 | DEXTER | 47.5 | 47.5 | 38 | 39.525 | IA | 09 | 003 | CT | AESR
| 618 | DG WHITEFIELD, LLC | 618 | DG WHITEFIELD, LLC | 18 | 18.2 | 18 | 18.2 | Historic Capability | 33 | 007 | NH | CEC
| 2431 | DODGE FALLS-NEW | 2431 | DODGE FALLS-NEW | 5 | 5 | 5 | 5 | PPA | 33 | 023 | VT | VELCO
| 395 | DOREEN | 395 | DOREEN | 19.4 | 21.1 | 16.6 | 21.1 | IA | 25 | 003 | WMA | NAEA-EM
| 970 | DUDLEY HYDRO | 970 | DUDLEY HYDRO | 0.102 | 0.324 | 0.102 | 0.324 | IA | 25 | 027 | CMA/NEMA | MEC
| 942 | DUNBARTON ROAD LANDFILL | 942 | DUNBARTON ROAD LANDFILL | 1.016 | 1.166 | 1.016 | 1.166 | Historic Capability | 33 | 011 | NH | PSNH
| 864 | DWIGHT | 864 | DWIGHT | 1.34 | 1.746 | 1.34 | 1.746 | Historic Capability | 25 | 013 | WMA | NAEA-EM
| 823 | EAST BARNET | 823 | EAST BARNET | 1.6 | 1.9 | 1.6 | 1.9 | Historic Capability | 50 | 005 | NH | GMP
| 10403 | EASTMAN BROOK U5 | 10403 | EASTMAN BROOK U5 | 0.1 | 0.1 | 0.1 | 0.1 | Historic Capability | 33 | 009 | NH | PSNH
| 401 | EASTMAN FALLS | 401 | EASTMAN FALLS | 6.47 | 6.47 | 6.47 | 6.47 | Historic Capability | 33 | 013 | NH | PSNH
| 407 | EASTPORT DIESELS 1-3 | 407 | EASTPORT DIESELS 1-3 | 4.05 | 4.1 | 4.05 | 4.1 | Historic Capability | 23 | 029 | BHE | NBPGC
| 1052 | EB1-BFI | 1052 | EB1-BFI | 6.715 | 7.45 | 6.715 | 7.45 | PPA | 25 | 023 | SEMA | TMLP
| 542 | ECO MAINE | 542 | ECO MAINE | 13.705 | 13.705 | 13.705 | 13.705 | Historic Capability | 23 | 005 | SME | CEC
| 405 | ELLSWORTH HYDRO | 405 | ELLSWORTH HYDRO | 9.21 | 9.05 | 9.21 | 9.05 | Historic Capability | 23 | 009 | BHE | BBHP
| 836 | EMERSON FALLS | 836 | EMERSON FALLS | 0.23 | 0.23 | 0.23 | 0.23 | Historic Capability | 50 | 005 | NH | GMP
| 829 | ENOSBURG 2 DIESEL | 829 | ENOSBURG 2 DIESEL | 0.784 | 0.784 | 0.784 | 0.784 | Historic Capability | 50 | 011 | VT | VPPSA
| 830 | ENOSBURG HYDRO | 830 | ENOSBURG HYDRO | 0.95 | 0.95 | 0.95 | 0.95 | Historic Capability | 50 | 011 | VT | VPPSA
| 865 | ERROL | 865 | ERROL | 2.625 | 3 | 2.625 | 3 | Historic Capability | 33 | 007 | NH | PSNH
| 410 | ESSEX 19 HYDRO | 410 | ESSEX 19 HYDRO | 7.8 | 7.8 | 7.8 | 7.8 | Historic Capability | 50 | 007 | VT | GMP
| 1221 | ESSEX DIESELS | 1221 | ESSEX DIESELS | 8 | 8.225 | 8 | 8.225 | Historic Capability | 50 | 007 | VT | GMP
| 2283 | EUSTIS HYDRO | 2283 | EUSTIS HYDRO | 0.248 | 0.25 | 0.248 | 0.25 | Historic Capability | 23 | 007 | ME | MCPI
| 411 | EXETER | 411 | EXETER | 26 | 26 | 26 | 26 | IA | 09 | 013 | CT | REENERGY
| 1047 | FAIRFAX | 1047 | FAIRFAX | 4.009 | 4.009 | 4.009 | 4.009 | Historic Capability | 50 | 011 | VT | GMP
| 412 | FALLS VILLAGE | 412 | FALLS VILLAGE | 9.76 | 11 | 9.76 | 11 | IA | 09 | 005 | CT | SUEZ
| 12108 | FIEC DIESEL | 12108 | FIEC DIESEL | 2 | 2 | 2 | 2 | Historic Capability | 23 | 011 | ME | VPPSA
| 413 | FIFE BROOK | 413 | FIFE BROOK | 9.9 | 9.9 | 9.9 | 9.9 | Historic Capability | 25 | 003 | WMA | BSP
| 35593 | FISKE HYDRO | 15201 | FISKE HYDRO | 0 | 0 | 0 | 0 | NA | 33 | 005 | VT | PSNH
| 35485 | FITCHBURG-FCA-5 | 14098 | FITCHBURG LANDFILL | 0 | 0 | 0 | 0 | NA | 25 | 027 | CMA/NEMA | VPPSA
| 1691 | FORE RIVER-1 | 40327 | FORE RIVER 11 | 800 | 843 | 700 | 843 | PPA | 25 | 021 | SEMA | CEC
|  |  | 40328 | FORE RIVER 12
| 943 | FOUR HILLS LANDFILL | 943 | FOUR HILLS LANDFILL | 0.932 | 0.932 | 0.932 | 0.932 | Historic Capability | 33 | 011 | NH | PSNH
| 194 | FOUR HILLS LOAD REDUCER | 194 | FOUR HILLS LOAD REDUCER | 2.091 | 2.091 | 2.091 | 2.091 | Historic Capability | 33 | 011 | NH | PSNH
| 16675 | FOX ISLAND WIND | 16675 | FOX ISLAND WIND | 0 | 0 | 0 | 0.444 | NA | 23 | 013 | ME | VPPSA
| 417 | FRAMINGHAM JET 1 | 417 | FRAMINGHAM JET 1 | 14.1 | 18.1 | 14.1 | 18.1 | Historic Capability | 25 | 017 | BOSTON | CEC
| 418 | FRAMINGHAM JET 2 | 418 | FRAMINGHAM JET 2 | 14.1 | 18.1 | 14.1 | 18.1 | Historic Capability | 25 | 017 | BOSTON | CEC
| 419 | FRAMINGHAM JET 3 | 419 | FRAMINGHAM JET 3 | 14.1 | 18.1 | 14.1 | 18.1 | Historic Capability | 25 | 017 | BOSTON | CEC
| 420 | FRANKLIN DRIVE 10 | 420 | FRANKLIN DRIVE 10 | 18.596 | 20.952 | 17.2 | 20.952 | Historic Capability | 09 | 005 | CT | NRGPM
| 882 | FRANKLIN FALLS | 882 | FRANKLIN FALLS | 0.673 | 0.8 | 0.673 | 0.8 | Historic Capability | 33 | 013 | NH | PSNH
| 421 | FRONT STREET DIESELS 1-3 | 421 | FRONT STREET DIESELS 1-3 | 8.3 | 8.25 | 8.3 | 8.25 | Historic Capability | 25 | 013 | WMA | CMLP
| 821 | GAGE | 821 | GAGE | 0.76 | 0.8 | 0.76 | 0.8 | Historic Capability | 50 | 005 | VT | GMP
| 2284 | GARDINER HYDRO | 2284 | GARDINER HYDRO | 1.05 | 1.05 | 1.05 | 1.05 | Historic Capability | 23 | 011 | ME | MCPI
| 851 | GARDNER FALLS | 851 | GARDNER FALLS | 3.7 | 3.7 | 3.7 | 3.7 | Historic Capability | 25 | 011 | WMA | NAEA-EM
| 768 | GARVINS/HOOKSETT | 768 | GARVINS/HOOKSETT | 14.805 | 14 | 14.805 | 14 | Historic Capability | 33 | 013 | NH | PSNH
| 10880 | GE LYNN EXCESS REPLACEMENT | 10880 | GE LYNN EXCESS REPLACEMENT | 2.282 | 14.982 | 2.282 | 14.982 | Historic Capability | 25 | 025 | BOSTON | CNE
| 850 | GLENDALE HYDRO | 850 | GLENDALE HYDRO | 0.958 | 1.138 | 0.958 | 1.138 | IA | 25 | 003 | WMA | CHIPM
| 913 | GOODRICH FALLS | 913 | GOODRICH FALLS | 0.487 | 0.307 | 0.487 | 0.307 | Historic Capability | 33 | 003 | NH | PSNH
| 796 | GOODWIN DAM | 796 | GOODWIN DAM | 3 | 3.067 | 3 | 3.067 | Historic Capability | 09 | 005 | CT | CLP
| 426 | GORGE 1 DIESEL | 426 | GORGE 1 DIESEL | 10.8 | 16.11 | 10.8 | 16.11 | Historic Capability | 50 | 007 | VT | GMP
| 2434 | GORGE 18 HYDRO-NEW | 2434 | GORGE 18 HYDRO-NEW | 3.3 | 3.3 | 3.3 | 3.3 | Historic Capability | 50 | 007 | VT | GMP
| 427 | GORHAM | 427 | GORHAM | 2.05 | 2.05 | 2.05 | 2.05 | Historic Capability | 33 | 007 | NH | PSNH
| 1572 | GRANBY SANITARY LANDFILL QF U5 | 1572 | GRANBY SANITARY LANDFILL QF | 2.8 | 2.8 | 2.8 | 2.8 | Historic Capability | 25 | 015 | WMA | IPSC
| 14595 | GRANITE RELIABLE POWER | 14595 | GRANITE RELIABLE POWER, LLC | 94.5 | 94.5 | 29.9 | 42.9 | IA | 33 | 007 | NH | GRP
| 1625 | GRANITE RIDGE ENERGY | 1625 | GRANITE RIDGE ENERGY | 721 | 805.7 | 678 | 805.7 | PPA | 33 | 011 | NH | MLC
| 900 | GREAT FALLS LOWER | 900 | GREAT FALLS LOWER | 1.7 | 1.7 | 1.7 | 1.7 | Historic Capability | 33 | 017 | NH | PSNH
| 899 | GREAT FALLS UPPER | 899 | GREAT FALLS UPPER | 0.937 | 2.075 | 0.937 | 2.075 | Historic Capability | 33 | 017 | NH | PSNH
| 10424 | GREAT LAKES - BERLIN INCREMENTAL | 10424 | GREAT LAKES - BERLIN | 25 | 25 | 25 | 25 | PPA | 33 | 007 | NH | BEMLP
| 424 | GREAT LAKES - MILLINOCKET | 424 | GREAT LAKES - MILLINOCKET | 126 | 126 | 126 | 126 | PPA | 23 | 019 | BHE | BEMLP
| 1117 | GREAT WORKS COMPOSITE | 1117 | GREAT WORKS COMPOSITE | 0.165 | 0.918 | 0.165 | 0.918 | Historic Capability | 23 | 031 | SME | MCPI
| 12274 | GREEN MOUNTAIN DAIRY | 12274 | GREEN MOUNTAIN DAIRY | 0.22 | 0.22 | 0.22 | 0.22 | Historic Capability | 50 | 011 | VT | GMP
| 429 | GREENVILLE | 429 | GALLOP POWER GREENVILLE | 17.275 | 17.275 | 17.275 | 17.275 | IA | 23 | 021 | ME | GALLOP
| 2285 | GREENVILLE HYDRO | 2285 | GREENVILLE HYDRO | 0.52 | 0.52 | 0.52 | 0.52 | Historic Capability | 23 | 021 | ME | MCPI
| 866 | GREGGS | 866 | GREGGS | 2.07 | 2.07 | 2.07 | 2.07 | Historic Capability | 33 | 011 | NH | PSNH
| 1432 | GRS-FALL RIVER | 1432 | GRS-FALL RIVER | 5.2 | 5.9 | 5.2 | 5.9 | Historic Capability | 25 | 005 | SEMA | TMLP
| 11052 | GRTR NEW BEDFORD LFG UTIL PROJ | 11052 | GRTR NEW BEDFORD LFG UTIL PROJ | 3.3 | 3.3 | 3.3 | 3.3 | Historic Capability | 25 | 005 | SEMA | CEC
| 328 | GULF ISLAND COMPOSITE Incremental | 328 | GULF ISLAND COMPOSITE | 38.915 | 38.915 | 33.6 | 33.6 | IA | 23 | 001 | ME | FPLEMH
| 1168 | H.K. SANDERS | 1168 | H.K. SANDERS | 1.8 | 1.8 | 1.8 | 1.8 | Historic Capability | 50 | 015 | VT | VPPSA
| 2286 | HACKETT MILLS HYDRO | 2286 | HACKETT MILLS HYDRO | 0.159 | 0.5 | 0.159 | 0.5 | Historic Capability | 23 | 001 | ME | CEC
| 921 | HADLEY FALLS | 921 | HADLEY FALLS | 0.2 | 0.25 | 0.2 | 0.25 | Historic Capability | 33 | 011 | NH | PSNH
| 769 | HADLEY FALLS 1&2 | 769 | HADLEY FALLS 1&2 | 33.4 | 33.4 | 33.4 | 33.4 | Historic Capability | 25 | 013 | WMA | HGE
| 1051 | HAL-BFI | 1051 | HAL-BFI | 4.5 | 4.5 | 4.5 | 4.5 | IA | 25 | 023 | SEMA | MEC
| 435 | HARRIMAN | 435 | HARRIMAN | 41.135 | 39 | 41.135 | 39 | Historic Capability | 50 | 025 | WMA | TCPM
| 432 | HARRIS 1 | 432 | HARRIS 1 | 17 | 17 | 17 | 17 | IA | 23 | 025 | ME | FPLEMH
| 433 | HARRIS 2 | 433 | HARRIS 2 | 35 | 35.5 | 35 | 35.5 | IA | 23 | 025 | ME | FPLEMH
| 434 | HARRIS 3 | 434 | HARRIS 3 | 34 | 34.5 | 34 | 34.5 | IA | 23 | 025 | ME | FPLEMH
| 757 | HARRIS 4 | 757 | HARRIS 4 | 1.5 | 1.5 | 1.5 | 1.5 | IA | 23 | 025 | ME | FPLEMH
| 12168 | HARRIS ENERGY | 12168 | HARRIS ENERGY | 2.421 | 2.421 | 2.421 | 2.421 | Historic Capability | 25 | 013 | WMA | HGE
| 436 | HEMPHILL 1 | 436 | HEMPHILL 1 | 14.137 | 14.5 | 14.137 | 14.45 | Historic Capability | 33 | 019 | NH | SPRING
| 957 | HG&E HYDRO/CABOT 1-4 | 957 | HG&E HYDRO/CABOT 1-4 | 3.147 | 3.147 | 3.147 | 3.147 | Historic Capability | 25 | 013 | WMA | HGE
| 783 | HIGHGATE FALLS | 783 | HIGHGATE FALLS | 9.57 | 9.52 | 9.57 | 9.52 | Historic Capability | 50 | 011 | VT | VPPSA
| 16640 | HILLDALE AVE HAVERHILL PV | 16640 | HILLDALE AVE HAVERHILL PV | 0 | 0 | 0.27 | 0 | NA | 25 | 009 | BOSTON | MEC
| 891 | HILLSBORO MILLS | 891 | HILLSBORO MILLS | 0.405 | 0.568 | 0.405 | 0.568 | Historic Capability | 33 | 011 | NH | PSNH
| 440 | HIRAM | 440 | HIRAM | 11.6 | 11.6 | 11.6 | 11.6 | IA | 23 | 005 | SME | FPLEMH
| 437 | HOLYOKE 6/CABOT 6 | 437 | HOLYOKE 6/CABOT 6 | 9.611 | 9.611 | 9.611 | 9.611 | Historic Capability | 25 | 013 | WMA | HGE
| 438 | HOLYOKE 8/CABOT 8 | 438 | HOLYOKE 8/CABOT 8 | 9.965 | 9.695 | 9.695 | 9.695 | Historic Capability | 25 | 013 | WMA | HGE
| 919 | HOPKINTON HYDRO | 919 | HOPKINTON HYDRO | 0.229 | 0.25 | 0.229 | 0.25 | Historic Capability | 33 | 013 | NH | SMED
| 902 | HOSIERY MILL DAM | 902 | HOSIERY MILL DAM | 0.435 | 0.993 | 0.435 | 0.993 | Historic Capability | 33 | 011 | NH | PSNH
| 16524 | HOWLAND | 16524 | HOWLAND | 1.876 | 1.898 | 1.876 | 1.898 | Historic Capability | 23 | 019 | BHE | BBHVGW
| 11408 | HULL WIND TURBINE II | 11408 | HULL WIND TURBINE II | 1.8 | 1.8 | 1.8 | 1.8 | Historic Capability | 25 | 009 | SEMA | HULL
| 1656 | HULL WIND TURBINE U5 | 1656 | HULL WIND TURBINE U5 | 0.165 | 0.165 | 0.165 | 0.165 | Historic Capability | 25 | 009 | SEMA | HULL
| 2432 | HUNTINGTON FALLS-NEW | 2432 | HUNTINGTON FALLS-NEW | 4.99 | 5.76 | 4.99 | 5.76 | Historic Capability | 50 | 001 | VT | GMP
| 856 | HUNT'S POND | 856 | HUNT'S POND | 0.023 | 0.064 | 0.023 | 0.064 | Historic Capability | 25 | 027 | CMA/NEMA | TTMLP
| 2426 | HYDRO KENNEBEC | 2426 | HYDRO KENNEBEC | 15.66 | 17.15 | 15.66 | 17.15 | Historic Capability | 23 | 011 | ME | BEMLP
| 1631 | INDECK-ENERGY ALEXANDRIA, LLC | 14211 | INDECK ALEXANDRIA | 16.5 | 16.5 | 16.5 | 16.5 | Historic Capability | 33 | 009 | NH | IEA
| 867 | INDIAN ORCHARD | 867 | INDIAN ORCHARD | 3.7 | 3.7 | 3.7 | 3.7 | Historic Capability | 25 | 013 | WMA | NAEA-EM
| 37079 | INDIAN RIVER POWER SUPPLY LLC | 37823 | INDIAN RIVER POWER SUPPLY LLC | 0 | 0 | 0 | 0 | NA | 25 | 13 | WMA | SRTC
| 448 | IPSWICH DIESELS | 448 | IPSWICH DIESELS | 16 | 13.277 | 16 | 13.277 | Historic Capability | 25 | 009 | BOSTON | IMLD
| 16659 | IPSWICH WIND FARM 1 | 16659 | IPSWICH WIND FARM 1 | 0 | 0 | 0.187 | 0.342 | NA | 25 | 009 | BOSTON | IMLD
| 474 | J C MCNEIL | 474 | J C MCNEIL | 52 | 54 | 52 | 54 | Historic Capability | 50 | 007 | VT | BED
| 359 | J. COCKWELL 1 | 359 | J. COCKWELL 1 | 298.5 | 298.5 | 294.5 | 294.5 | IA | 25 | 011 | WMA | BSP
| 360 | J. COCKWELL 2 | 360 | J. COCKWELL 2 | 298.5 | 298.5 | 294.5 | 294.5 | IA | 25 | 011 | WMA | BSP
| 449 | JACKMAN | 449 | JACKMAN | 3.6 | 19.75 | 3.6 | 19.75 | Historic Capability | 33 | 011 | NH | PSNH
| 13664 | JOHN STREET #3 | 13664 | JOHN STREET #3 | 2 | 2 | 2 | 2 | Historic Capability | 09 | 009 | SWCT | CMEEC
| 13665 | JOHN STREET #4 | 13665 | JOHN STREET #4 | 2 | 2 | 2 | 2 | Historic Capability | 09 | 009 | SWCT | CMEEC
| 12528 | JOHN STREET #5 | 13666 | JOHN STREET 5 | 2.011 | 2.011 | 2.011 | 2.011 | Historic Capability | 09 | 009 | SWCT | CMEEC
| 451 | JOHNSTON LANDFILL | 451 | JOHNSTON LANDFILL | 14.85 | 14.85 | 12 | 12 | IA | 44 | 007 | RI | RRIG
| 911 | KELLEYS FALLS | 911 | KELLEYS FALLS | 0.429 | 0.4 | 0.429 | 0.4 | Historic Capability | 33 | 011 | NH | PSNH
| 1672 | KENDALL CT | 1672 | KENDALL CT | 175 | 187.4 | 170 | 187 | IA | 25 | 017 | BOSTON | MET
| 452 | KENDALL JET 1 | 452 | KENDALL JET 1 | 20.858 | 24.428 | 18 | 23 | IA | 25 | 017 | BOSTON | MET
| 37040 | KENDALL STEAM | 10347 | KENDALL STEAM 1 | 73.12 | 73.06 | 66.93 | 69.181 | IA | 25 | 017 | BOSTON | MET
|  |  | 10348 | KENDALL STEAM 2
|  |  | 10349 | KENDALL STEAM 3
| 1119 | KENNEBAGO HYDRO | 1119 | KENNEBAGO HYDRO | 0.686 | 0.725 | 0.686 | 0.725 | Historic Capability | 23 | 029 | BHE | CEC
| 1273 | KENNEBEC WATER U5 | 1273 | KENNEBEC WATER U5 | 0.8 | 0.8 | 0.8 | 0.8 | IA | 23 | 025 | ME | MESSA
| 786 | KEZAR LEDGEMERE COMPOSITE | 40207 | KEZAR UPPER FALLS | 0.56 | 1.282 | 0.56 | 1.282 | Historic Capability | 23 | 031 | SME | FPLP
|  |  | 40208 | KEZAR LOWER FALLS
|  |  | 40209 | LEDGEMERE
|  |  | 42123 | KEZAR MIDDLE FALLS
| 12551 | KIBBY WIND POWER | 12551 | KIBBY WIND POWER | 132 | 132 | 20.4 | 47.3 | IA | 23 | 007 | ME | TCPM
| 837 | KILLINGTON | 837 | KILLINGTON | 0.07 | 0.1 | 0.07 | 0.1 | Historic Capability | 50 | 021 | VT | GMP
| 14706 | KIMBERLY-CLARK CORP ENERGY INDEPENDENCE PROJECT | 15097 | KIMB ROCKY RIVER PH2 | 14 | 19.7 | 14 | 19.7 | IA | 09 | 005 | SWCT | KCC
| 838 | KINGSBURY | 838 | KINGSBURY | 0.2 | 0.2 | 0.2 | 0.2 | Historic Capability | 50 | 023 | VT | GMP
| 799 | KINNEYTOWN A | 799 | KINNEYTOWN A | 2.46 | 0.246 | 2.46 | 0.246 | Historic Capability | 09 | 009 | SWCT | CLP
| 800 | KINNEYTOWN B | 800 | KINNEYTOWN B | 0.654 | 1.51 | 0.654 | 1.51 | Historic Capability | 09 | 009 | SWCT | CLP
| 14614 | KLEEN ENERGY | 14614 | KLEEN ENERGY | 620 | 620 | 620 | 620 | PPA | 09 | 7 | CT | CEC
| 466 | L STREET JET | 466 | L STREET JET | 19.4 | 22.5 | 16.6 | 22.25 | Historic Capability | 25 | 025 | BOSTON | CEC
| 839 | LADD'S MILL | 839 | LADD'S MILL | 0.17 | 0.17 | 0.17 | 0.17 | Historic Capability | 50 | 023 | VT | GMP
| 1342 | LAKE ROAD 1 | 1342 | LAKE ROAD 1 | 279.1575 | 299.0236 | 255 | 293 | IA | 09 | 015 | RI | EPRM
| 1343 | LAKE ROAD 2 | 1343 | LAKE ROAD 2 | 278.6362 | 298.9097 | 255 | 293 | IA | 09 | 015 | RI | EPRM
| 1344 | LAKE ROAD 3 | 1344 | LAKE ROAD 3 | 274.3707 | 297.8907 | 255 | 293 | IA | 09 | 015 | RI | EPRM
| 892 | LAKEPORT DAM | 892 | LAKEPORT DAM | 0.537 | 0.711 | 0.537 | 0.711 | Historic Capability | 33 | 001 | NH | PSNH
| 457 | LAWRENCE HYDRO | 457 | LAWRENCE HYDRO | 9.4 | 14.1 | 9.4 | 14.1 | Historic Capability | 25 | 009 | CMA/NEMA | CHIPM
| 14660 | LEMPSTER WIND | 15115 | LEMPSTER WIND | 24 | 24 | 4.425 | 10.024 | PPA | 33 | 011 | NH | PSNH
| 787 | LEWISTON CANAL COMPOSITE | 787 | LEWISTON CANAL COMPOSITE | 0 | 0 | 0 | 0 | IA | 23 | 001 | ME | FPLEMH
| 1283 | LEWISTON U5 | 1283 | LEWISTON U5 | 2.5 | 2.5 | 2.5 | 2.5 | IA | 23 | 001 | ME | CESLLC
| 894 | LISBON HYDRO | 894 | LISBON HYDRO | 0.332 | 0.515 | 0.332 | 0.515 | Historic Capability | 33 | 009 | NH | PSNH
| 462 | LISBON RESOURCE RECOVERY | 462 | LISBON RESOURCE RECOVERY | 13.5 | 13.5 | 13.5 | 13.5 | IA | 09 | 011 | CT | CLP
| 904 | LOCHMERE DAM | 904 | LOCHMERE DAM | 0.892 | 1.025 | 0.892 | 1.025 | Historic Capability | 33 | 001 | NH | PSNH
| 460 | LOCKWOOD | 460 | LOCKWOOD | 7.5 | 7.5 | 7.5 | 7.5 | IA | 23 | 011 | ME | FPLP
| 464 | LOST NATION | 464 | LOST NATION | 16.652 | 19.3 | 14.1 | 19.3 | Historic Capability | 33 | 007 | NH | PSNH
| 1188 | LOWELL COGENERATION PLANT | 1188 | LOWELL COGENERATION PLANT | 29 | 30.856 | 29 | 30.856 | IA | 25 | 017 | CMA/NEMA | CEEI
| 12521 | LOWELL POWER REACTIVATION | 461 | LENERGIA ENERGY CENTER | 76.3 | 76.95 | 74 | 76 | PPA | 25 | 017 | CMA/NEMA | EDFT
| 774 | LOWER LAMOILLE COMPOSITE | 774 | LOWER LAMOILLE COMPOSITE | 15.8 | 16.35 | 15.8 | 16.35 | Historic Capability | 50 | 015 | VT | GMP
| 895 | LOWER ROBERTSON DAM | 895 | LOWER ROBERTSON DAM | 0.86 | 0.9 | 0.86 | 0.9 | Historic Capability | 33 | 005 | VT | MMWEC
| 10406 | LOWER VALLEY HYDRO U5 | 10406 | LOWER VALLEY HYDRO U5 | 0.534 | 0.534 | 0.534 | 0.534 | Historic Capability | 33 | 019 | NH | GMP
| 10408 | LOWER VILLAGE HYDRO U5 | 10408 | LOWER VILLAGE HYDRO U5 | 0.401 | 1.096 | 0.401 | 1.096 | Historic Capability | 33 | 019 | NH | GMP
| 950 | LP ATHOL - QF | 950 | LP ATHOL - QF | 0.2 | 0.2 | 0.2 | 0.2 | Historic Capability | 25 | 027 | CMA/NEMA | MEC
| 472 | M STREET JET | 472 | M STREET JET | 47 | 67.2 | 47 | 67.2 | PPA | 25 | 025 | BOSTON | MBTA
| 1114 | MADISON COMPOSITE | 1114 | MADISON COMPOSITE | 22 | 22 | 22 | 22 | Historic Capability | 23 | 025 | ME | CESLLC
| 16644 | MAIN STREET WHITINSVILLE PV | 16644 | MAIN STREET WHITINSVILLE PV | 0 | 0 | 0.28 | 0 | NA | 25 | 27 | RI | MEC
| 13669 | MANCHESTER METHANE LLC EAST WINDSOR FACILITY | 13669 | EAST WINDSOR NORCAP LFG PLANT | 1.43 | 1.43 | 1.43 | 1.43 | Historic Capability | 09 | 003 | CT | MMLLC
| 1216 | MAINE INDEPENDENCE STATION | 40338 | MAINE INDEPENDENCE STATION 1 | 516.846 | 563 | 492.658 | 563 | PPA | 23 | 019 | BHE | DMT1
|  |  | 40339 | MAINE INDEPENDENCE STATION 2
| 321 | MANCHESTER 10/10A CC | 321 | MANCHESTER 10/10A CC | 161 | 170 | 149 | 164 | IA | 44 | 007 | RI | DEM
| 322 | MANCHESTER 11/11A CC | 322 | MANCHESTER 11/11A CC | 161 | 170 | 149 | 164 | IA | 44 | 007 | RI | DEM
| 323 | MANCHESTER 9/9A CC | 323 | MANCHESTER 9/9A CC | 161 | 170 | 149 | 164 | IA | 44 | 007 | RI | DEM
| 467 | MARBLEHEAD DIESELS | 467 | MARBLEHEAD DIESELS | 5 | 5 | 5 | 5 | Historic Capability | 25 | 009 | BOSTON | MMLD
| 1266 | MARSH POWER | 1266 | MARSH POWER | 0.519 | 0.519 | 0.519 | 0.519 | IA | 23 | 027 | ME | CMA
| 468 | MARSHFIELD 6 HYDRO | 468 | MARSHFIELD 6 HYDRO | 5 | 5 | 5 | 5 | Historic Capability | 50 | 023 | NH | GMP
| 840 | MARTINSVILLE | 840 | MARTINSVILLE | 0.25 | 0.25 | 0.25 | 0.25 | Historic Capability | 50 | 027 | VT | GMP
| 1061 | MASCOMA HYDRO | 1061 | MASCOMA HYDRO | 0.834 | 0.834 | 0.834 | 0.834 | Historic Capability | 33 | 009 | VT | TCPM
| 497 | MASS POWER | 497 | MASS POWER | 256.1 | 284.9 | 240 | 276 | IA | 25 | 013 | WMA | EPRM
| 10998 | MASSINNOVATION FITCHBURG | 10998 | MASSINNOVATION FITCHBURG | 0.003 | 3.027 | 0.003 | 3.027 | Historic Capability | 25 | 027 | WMA | FGE
| 14087 | MAT3 | 14087 | MAT3 | 19.35 | 19.35 | 19.35 | 19.35 | IA | 25 | 025 | BOSTON | MATEP
| 13675 | MATEP (COMBINED CYCLE) | 13675 | MATEP (COMBINED CYCLE) | 44.007 | 49.802 | 43.25 | 49.25 | IA | 25 | 025 | BOSTON | MATEP
| 13673 | MATEP (DIESEL) | 13673 | MATEP (DIESEL) | 20.25 | 20.25 | 19.35 | 19.35 | IA | 25 | 025 | BOSTON | MATEP
| 473 | MCINDOES | 473 | MCINDOES | 13 | 13 | 13 | 13 | Historic Capability | 33 | 009 | NH | TCPM
| 345 | MEAD | 345 | MEAD | 75 | 75 | 75 | 75 | Historic Capability | 23 | 017 | ME | APNM
| 2287 | MECHANIC FALLS HYDRO | 2287 | MECHANIC FALLS HYDRO | 0.231 | 1.05 | 0.231 | 1.05 | Historic Capability | 23 | 001 | ME | MCPI
| 806 | MECHANICSVILLE | 806 | MECHANICSVILLE | 0.31 | 0.31 | 0.101 | 0.267 | IA | 09 | 015 | CT | SMED
| 16525 | MEDWAY | 16525 | MEDWAY | 4.66 | 4.66 | 3.443 | 2.869 | IA | 23 | 019 | BHE | BBHP
| 475 | MEDWAY DIESELS 1-4 | 475 | MEDWAY DIESELS 1-4 | 7.95 | 8.65 | 7.95 | 8.65 | Historic Capability | 23 | 019 | BHE | NBPGC
| 476 | MERC | 476 | MERC | 22.665 | 22.665 | 22.665 | 22.665 | Historic Capability | 23 | 031 | SME | FPLP
| 489 | MERRIMACK 1 | 489 | MERRIMACK 1 | 113.5 | 122.73 | 112.5 | 122.73 | IA | 33 | 013 | NH | PSNH
| 490 | MERRIMACK 2 | 490 | MERRIMACK 2 | 340 | 353.5 | 326.5 | 353.5 | IA | 33 | 013 | NH | PSNH
| 382 | MERRIMACK CT1 | 382 | MERRIMACK CT1 | 17.8 | 22.5 | 17.8 | 22.5 | IA | 33 | 013 | NH | PSNH
| 383 | MERRIMACK CT2 | 383 | MERRIMACK CT2 | 17.6 | 23.5 | 17.6 | 23.5 | IA | 33 | 013 | NH | PSNH
| 759 | MESSALONSKEE COMPOSITE | 14937 | UNION GAS STATION | 6.1 | 6.1 | 6.1 | 6.1 | IA | 23 | 011 | ME | MESSA
|  |  | 759 | MESSALONSKEE COMPOSITE
| 793 | METHUEN HYDRO | 793 | METHUEN HYDRO | 0.12 | 0.273 | 0.12 | 0.273 | Historic Capability | 25 | 009 | BOSTON | SMED
| 775 | MIDDLEBURY COMPOSITE | 775 | MIDDLEBURY COMPOSITE | 6.75 | 6 | 6.75 | 6 | Historic Capability | 50 | 001 | VT | GMP
| 1720 | MIDDLEBURY LOWER | 1720 | MIDDLEBURY LOWER | 1.81 | 1.85 | 1.81 | 1.85 | Historic Capability | 50 | 001 | VT | GMP
| 779 | MIDDLESEX 2 | 779 | MIDDLESEX 2 | 3.3 | 3.3 | 3.3 | 3.3 | Historic Capability | 50 | 023 | VT | GMP
| 478 | MIDDLETOWN 10 | 478 | MIDDLETOWN 10 | 20.423 | 22.1 | 17.2 | 22.1 | Historic Capability | 09 | 007 | CT | NRGPM
| 480 | MIDDLETOWN 2 | 480 | MIDDLETOWN 2 | 117 | 120 | 117 | 120 | Historic Capability | 09 | 007 | CT | NRGPM
| 481 | MIDDLETOWN 3 | 481 | MIDDLETOWN 3 | 236 | 245 | 236 | 245 | Historic Capability | 09 | 007 | CT | NRGPM
| 482 | MIDDLETOWN 4 | 482 | MIDDLETOWN 4 | 402 | 402 | 402 | 402 | Historic Capability | 09 | 007 | CT | NRGPM
| 12505 | MIDDLETOWN 12-15 | 12505 | MIDDLETOWN 12 | 196.8 | 196.8 | 187.6 | 193.6 | IA | 09 | 7 | CT | GCE
|  |  | 37366 | MIDDLETOWN 13
|  |  | 37367 | MIDDLETOWN 14
|  |  | 37368 | MIDDLETOWN 15
| 16296 | MILFORD HYDRO | 16296 | MILFORD HYDRO | 8.9 | 8.9 | 6.422 | 6.643 | IA | 23 | 019 | BHE | BBHP
| 486 | MILFORD POWER | 486 | MILFORD POWER | 149 | 171 | 149 | 170.73 | IA | 25 | 027 | RI | SUEZ
| 1385 | MILFORD POWER 1 INCREMENTAL | 1385 | MILFORD POWER 1 | 276.3936 | 300 | 267.7 | 287.425 | PPA | 09 | 009 | SWCT | EPRM
| 1386 | MILFORD POWER 2 | 1386 | MILFORD POWER 2 | 276.3936 | 300 | 267.7 | 287.425 | PPA | 09 | 009 | SWCT | EPRM
| 1210 | MILLENNIUM | 1210 | MILLENNIUM | 354.963 | 405.5404 | 331 | 388 | IA | 25 | 027 | WMA | MLC
| 487 | MILLER HYDRO | 487 | MILLER HYDRO | 19.4 | 19.4 | 19.4 | 19.4 | IA | 23 | 001 | ME | ENE
| 484 | MILLSTONE POINT 2 | 484 | MILLSTONE POINT 2 | 897.5 | 905.7 | 897.5 | 905.7 | IA | 09 | 011 | CT | DEM
| 485 | MILLSTONE POINT 3 | 485 | MILLSTONE POINT 3 | 1225 | 1245 | 1225 | 1245 | IA | 09 | 011 | CT | DEM
| 868 | MILTON MILLS HYDRO | 868 | MILTON MILLS HYDRO | 1.15 | 1.51 | 1.15 | 1.51 | Historic Capability | 33 | 017 | NH | PSNH
| 869 | MINE FALLS | 869 | MINE FALLS | 0.827 | 1.787 | 0.827 | 1.787 | Historic Capability | 33 | 011 | NH | PSNH
| 794 | MINIWAWA | 794 | MINIWAWA | 0.437 | 0.959 | 0.437 | 0.959 | PPA | 33 | 005 | VT | LELWD
| 954 | MM LOWELL LANDFILL - QF | 954 | MM LOWELL LANDFILL - QF | 1.105 | 1.105 | 1.104 | 1.104 | Historic Capability | 25 | 017 | CMA/NEMA | MEC
| 1109 | MMWAC | 1109 | MMWAC | 3.034 | 3.034 | 3.034 | 3.034 | Historic Capability | 23 | 001 | ME | NEPM
| 915 | MONADNOCK PAPER MILLS | 915 | MONADNOCK PAPER MILLS | 0.305 | 1.114 | 0.305 | 1.114 | Historic Capability | 33 | 011 | NH | PSNH
| 14134 | MONTAGNE FARM | 14134 | MONTAGNE FARM | 0.3 | 0.3 | 0.3 | 0.3 | Historic Capability | 50 | 011 | VT | GMP
| 492 | MONTVILLE 10 and 11 | 492 | MONTVILLE 10 and 11 | 5.5 | 5.5 | 5.5 | 5.5 | Historic Capability | 09 | 011 | CT | NRGPM
| 493 | MONTVILLE 5 | 493 | MONTVILLE 5 | 81 | 82 | 81 | 82 | Historic Capability | 09 | 011 | CT | NRGPM
| 494 | MONTVILLE 6 | 494 | MONTVILLE 6 | 410 | 410 | 410 | 410 | Historic Capability | 09 | 011 | CT | NRGPM
| 495 | MONTY | 495 | MONTY | 28 | 28 | 28 | 28 | IA | 23 | 025 | ME | FPLEMH
| 496 | MOORE | 496 | MOORE | 191.3 | 191.3 | 191.3 | 191.3 | IA | 33 | 009 | NH | TCPM
| 841 | MORETOWN 8 | 841 | MORETOWN 8 | 1.096 | 1.096 | 1.096 | 1.096 | Historic Capability | 50 | 023 | VT | GMP
| 35728 | MORETOWN LG | 15617 | MORETOWN LFGTE | 3 | 3 | 3 | 3 |  | 50 | 009 | VT | GMP
| 1166 | MORRISVILLE PLANT #2 | 1166 | MORRISVILLE PLANT #2 | 1.43 | 1.8 | 1.43 | 1.8 | Historic Capability | 50 | 015 | VT | VPPSA
| 498 | MT TOM | 498 | MT TOM | 146 | 147 | 146 | 147 | IA | 25 | 013 | WMA | SUEZ
| 1062 | MWRA COSGROVE | 1062 | MWRA COSGROVE | 1.901 | 1.901 | 1.901 | 1.901 | Historic Capability | 25 | 027 | CMA/NEMA | MEC
| 502 | MYSTIC 7 | 502 | MYSTIC 7 | 592 | 592 | 592 | 592 | Historic Capability | 25 | 017 | BOSTON | CEC
| 1478 | MYSTIC 8 | 1478 | MYSTIC 8 | 800 | 841.564 | 703.324 | 841.564 | PPA | 25 | 017 | BOSTON | CEC
| 1616 | MYSTIC 9 | 1616 | MYSTIC 9 | 800 | 858.463 | 709.676 | 858.436 | PPA | 25 | 017 | BOSTON | CEC
| 503 | MYSTIC JET | 503 | MYSTIC JET | 10.96 | 13.8 | 9.75 | 13.8 | Historic Capability | 25 | 017 | BOSTON | CEC
| 776 | N. RUTLAND COMPOSITE | 776 | N. RUTLAND COMPOSITE | 5.2 | 5.45 | 5.2 | 5.45 | Historic Capability | 50 | 021 | VT | GMP
| 1649 | NAEA NEWINGTON ENERGY, LLC | 1649 | EP NEWINGTON ENERGY, LLC | 547.587 | 561.5 | 522.014 | 561.5 | PPA | 33 | 015 | NH | SENA
| 842 | NANTANA MILL | 842 | NANTANA MILL | 0.106 | 0.22 | 0.106 | 0.22 | Historic Capability | 50 | 023 | VT | GMP
| 890 | NASHUA HYDRO | 890 | NASHUA HYDRO | 1.031 | 1.031 | 1.031 | 1.031 | Historic Capability | 33 | 011 | NH | PSNH
| 507 | NEA BELLINGHAM | 507 | NEA BELLINGHAM | 313.307 | 340.241 | 277.621 | 340.241 | Historic Capability | 25 | 021 | RI | FPLP
| 10308 | NECCO COGENERATION FACILITY | 10308 | NECCO COGENERATION FACILITY | 5 | 5 | 5 | 5 | Historic Capability | 25 | 025 | BOSTON | NECCO
| 513 | NEW HAVEN HARBOR | 513 | NEW HAVEN HARBOR | 466 | 466 | 466 | 466 | IA | 09 | 009 | CT | PSEG
| 15477 | NEW HAVEN HARBOR UNITS 2, 3, & 4 | 15477 | NEW HAVEN HARBOR UNIT 2 | 147.9 | 147.9 | 129.6 | 145 | IA | 09 | 009 | CT | PSEG-NH
|  |  | 40052 | NEW HAVEN HARBOR UNIT 3
|  |  | 40053 | NEW HAVEN HARBOR UNIT 4
| 978 | NEW MILFORD | 978 | NEW MILFORD | 3.014 | 3.014 | 3.014 | 3.014 | Historic Capability | 09 | 005 | SWCT | CLP
| 843 | NEWBURY | 843 | NEWBURY | 0.22 | 0.27 | 0.22 | 0.27 | Historic Capability | 50 | 017 | VT | GMP
| 888 | NEWFOUND HYDRO | 888 | NEWFOUND HYDRO | 1.966 | 1.303 | 1.966 | 1.303 | Historic Capability | 33 | 009 | NH | PSNH
| 508 | NEWINGTON 1 | 508 | NEWINGTON 1 | 407.5 | 420.83 | 407.5 | 420.83 | Historic Capability | 33 | 015 | NH | PSNH
| 772 | NEWPORT HYDRO | 772 | NEWPORT HYDRO | 3.88 | 4.03 | 3.88 | 4.03 | Historic Capability | 50 | 015 | NH | GBPM
| 922 | NOONE FALLS | 922 | NOONE FALLS | 0.13 | 0.146 | 0.13 | 0.146 | Historic Capability | 33 | 011 | NH | PSNH
| 16688 | NOR1 | 14816 | NORDEN 1 | 0 | 0 | 1.958 | 1.958 | NA | 09 | 001 | NOR | CMEEC
| 16750 | NORDEN #2 | 14817 | NORDEN 2 | 0 | 0 | 1.948 | 1.948 | NA | 09 | 001 | NOR | CMEEC
| 16752 | NORDEN #3 | 14818 | NORDEN 3 | 0 | 0 | 1.942 | 1.942 | NA | 09 | 001 | NOR | CMEEC
| 760 | NORTH GORHAM | 760 | NORTH GORHAM | 1.5 | 1.5 | 1.6 | 1.9 | IA | 23 | 005 | SME | FPLEMH
| 11126 | NORTH HARTLAND HYDRO | 11126 | NORTH HARTLAND HYDRO | 4.46 | 4.46 | 4.46 | 4.46 | Historic Capability | 50 | 027 | VT | GMP
| 14217 | NORTHFIELD MOUNTAIN 1 | 14217 | NORTHFIELD MOUNTAIN 1 | 293.5 | 293.5 | 280 | 280 | IA | 25 | 011 | WMA | SUEZ
| 14218 | NORTHFIELD MOUNTAIN 2 | 14218 | NORTHFIELD MOUNTAIN 2 | 293.5 | 293.5 | 280 | 280 | IA | 25 | 011 | WMA | SUEZ
| 14219 | NORTHFIELD MOUNTAIN 3 | 14219 | NORTHFIELD MOUNTAIN 3 | 293.5 | 293.5 | 280 | 280 | IA | 25 | 011 | WMA | SUEZ
| 14220 | NORTHFIELD MOUNTAIN 4 | 14220 | NORTHFIELD MOUNTAIN 4 | 293.5 | 293.5 | 280 | 280 | IA | 25 | 011 | WMA | SUEZ
| 519 | NORWALK HARBOR 1 | 519 | NORWALK HARBOR 1 | 162 | 164 | 162 | 164 | Historic Capability | 09 | 001 | NOR | NRGPM
| 521 | NORWALK HARBOR 10 (3) | 521 | NORWALK HARBOR 10 (3) | 12.3 | 17.125 | 12.3 | 17.125 | PPA | 09 | 001 | NOR | NRGPM
| 520 | NORWALK HARBOR 2 | 520 | NORWALK HARBOR 2 | 168 | 172 | 168 | 172 | Historic Capability | 09 | 001 | NOR | NRGPM
| 2288 | NORWAY HYDRO | 2288 | NORWAY HYDRO | 0 | 0.201 | 0 | 0.201 | Historic Capability | 23 | 017 | ME | MCPI
| 515 | NORWICH JET | 515 | NORWICH JET | 17.82 | 19.16 | 15.255 | 18.8 | Historic Capability | 09 | 011 | CT | CMEEC
| 1030 | OAK BLUFFS | 1030 | OAK BLUFFS | 8.25 | 8.25 | 8.25 | 8.25 | IA | 25 | 007 | SEMA | MET
| 857 | OAKDALE HYDRO | 857 | OAKDALE HYDRO | 3.2 | 3.2 | 3.2 | 3.2 | Historic Capability | 25 | 027 | CMA/NEMA | WBMLP
| 528 | OCEAN ST PWR GT1/GT2/ST1 | 528 | OCEAN ST PWR GT1/GT2/ST1 | 297.187 | 318.342 | 272.342 | 318.342 | Historic Capability | 44 | 007 | RI | TCPM
| 529 | OCEAN ST PWR GT3/GT4/ST2 | 529 | OCEAN ST PWR GT3/GT4/ST2 | 297.609 | 322.815 | 274.815 | 322.815 | Historic Capability | 44 | 007 | RI | TCPM
| 527 | OGDEN-MARTIN 1 | 527 | OGDEN-MARTIN 1 | 41.68 | 42.87 | 41.68 | 42.87 | Historic Capability | 25 | 009 | BOSTON | DEM
| 897 | OLD NASH DAM | 897 | OLD NASH DAM | 0.135 | 0.175 | 0.135 | 0.175 | Historic Capability | 33 | 005 | VT | PSNH
| 854 | ORANGE HYDRO 1 | 854 | ORANGE HYDRO 1 | 0.15 | 0.15 | 0.15 | 0.15 | IA | 25 | 011 | WMA | TTMLP
| 855 | ORANGE HYDRO 2 | 855 | ORANGE HYDRO 2 | 0.12 | 0.172 | 0.12 | 0.172 | IA | 25 | 011 | WMA | TTMLP
| 14695 | ORONO HYDRO STATION | 14695 | ORONO | 0 | 0 | 0 | 0 | NA | 23 | 019 | BHE | BBHP
| 908 | OTIS MILL HYDRO | 908 | OTIS MILL HYDRO | 0.122 | 0.127 | 0.122 | 0.127 | Historic Capability | 33 | 011 | NH | PSNH
| 844 | OTTAUQUECHEE | 844 | OTTAUQUECHEE | 1.547 | 2.18 | 1.547 | 2.18 | Historic Capability | 50 | 027 | VT | GMP
| 925 | OTTER LANE HYDRO | 925 | OTTER LANE HYDRO | 0.084 | 0.09 | 0.084 | 0.09 | Historic Capability | 33 | 013 | NH | PSNH
| 820 | PASSUMPSIC | 820 | PASSUMPSIC | 0.7 | 0.7 | 0.7 | 0.7 | Historic Capability | 50 | 005 | NH | GMP
| 814 | PATCH | 814 | PATCH | 0.3 | 0.3 | 0.3 | 0.3 | Historic Capability | 50 | 021 | VT | GMP
| 531 | PAWTUCKET POWER | 531 | PAWTUCKET POWER | 62 | 67 | 62 | 67 | IA | 44 | 007 | RI | PPH
| 532 | PEJEPSCOT | 532 | PEJEPSCOT | 10.21 | 13.55 | 10.21 | 13.55 | Historic Capability | 23 | 023 | ME | TOPS
| 870 | PEMBROKE | 870 | PEMBROKE | 0.52 | 1.663 | 0.52 | 1.663 | Historic Capability | 33 | 013 | NH | PSNH
| 871 | PENNACOOK FALLS LOWER | 871 | PENNACOOK FALLS LOWER | 2.869 | 3.991 | 2.869 | 3.991 | Historic Capability | 33 | 013 | NH | PSNH
| 872 | PENNACOOK FALLS UPPER | 872 | PENNACOOK FALLS UPPER | 2.243 | 3.12 | 2.243 | 3.12 | Historic Capability | 33 | 013 | NH | PSNH
| 948 | PEPPERELL HYDRO COMPANY LLC | 948 | PEPPERELL HYDRO COMPANY LLC | 0.863 | 0.863 | 0.863 | 0.863 | Historic Capability | 25 | 017 | CMA/NEMA | SRTC
| 536 | PERC-ORRINGTON 1 | 536 | PERC-ORRINGTON 1 | 21.76 | 21.93 | 21.76 | 21.93 | Historic Capability | 23 | 019 | BHE | NBPGC
| 926 | PETERBOROUGH LOWER HYDRO | 926 | PETERBOROUGH LOWER HYDRO | 0.284 | 0.284 | 0.284 | 0.284 | Historic Capability | 33 | 011 | NH | PSNH
| 941 | PETERBOROUGH UPPER HYDRO | 941 | PETERBOROUGH UPPER HYDRO | 0.4 | 0.4 | 0.4 | 0.4 | Historic Capability | 33 | 011 | NH | PSNH
| 10402 | PETTYBORO HYDRO U5 | 10402 | PETTYBORO HYDRO U5 | 0.004 | 0.01 | 0.004 | 0.01 | Historic Capability | 33 | 009 | NH | PSNH
| 12526 | PIERCE | 13515 | PIERCE STATION | 86 | 100 | 77.5 | 97 | PPA | 09 | 009 | SWCT | CMEEC
| 818 | PIERCE MILLS | 818 | PIERCE MILLS | 0.245 | 0.245 | 0.245 | 0.245 | Historic Capability | 50 | 005 | NH | GMP
| 537 | PILGRIM NUCLEAR POWER STATION | 537 | PILGRIM NUCLEAR POWER STATION | 701.5 | 708.5 | 701.5 | 708.5 | PPA | 25 | 023 | SEMA | ENPM
| 809 | PINCHBECK | 809 | PINCHBECK | 0.011 | 0.01 | 0.011 | 0.01 | Historic Capability | 09 | 013 | CT | CLP
| 538 | PINETREE POWER | 538 | PINETREE POWER | 17.55 | 17.49 | 17.55 | 17.49 | Historic Capability | 25 | 027 | WMA | SUEZ
| 2289 | PIONEER DAM HYDRO | 2289 | PIONEER DAM HYDRO | 0.198 | 0.198 | 0.198 | 0.198 | Historic Capability | 23 | 025 | ME | CMA
| 2290 | PITTSFIELD HYDRO | 2290 | PITTSFIELD HYDRO | 0.877 | 1 | 0.877 | 1 | Historic Capability | 23 | 025 | ME | MCPI
| 2462 | PLAINVILLE GEN QF U5 | 2462 | PLAINVILLE GEN QF U5 | 5 | 5 | 5 | 5 | Historic Capability | 25 | 021 | SEMA | MEC
| 952 | PONTIAC ENERGY - QF | 952 | PONTIAC ENERGY - QF | 0.44 | 0.44 | 0.44 | 0.44 | Historic Capability | 44 | 007 | RI | NEC
| 539 | PONTOOK HYDRO | 539 | PONTOOK HYDRO | 9.6 | 10.16 | 9.6 | 10.16 | IA | 33 | 007 | NH | BEMLP
| 540 | POTTER 2 CC | 540 | POTTER 2 CC | 84.474 | 97.5 | 79.5 | 97.5 | Historic Capability | 25 | 021 | SEMA | BELD
| 361 | POTTER DIESEL 1 | 361 | POTTER DIESEL 1 | 2.25 | 2.25 | 2.25 | 2.25 | Historic Capability | 25 | 021 | SEMA | BELD
| 969 | POWDER MILL HYDRO | 969 | POWDER MILL HYDRO | 0.14 | 0.14 | 0.14 | 0.14 | Historic Capability | 25 | 027 | CMA/NEMA | MMWEC
| 12163 | PPL GREAT WORKS - RED SHIELD | 12163 | PPL GREAT WORKS - RED SHIELD | 27.2 | 27.2 | 18 | 18 | IA | 23 | 019 | BHE | CESLLC
| 16295 | PPL VEAZIE | 16295 | PPL Veazie | 8.431 | 8.696 | 8.431 | 8.696 | Historic Capability | 23 | 019 | BHE | BBHVGW
| 1376 | PPL WALLINGFORD UNIT 1 | 1376 | WALLINGFORD UNIT 1 | 50 | 50 | 45 | 50 | PPA | 09 | 009 | SWCT | TERM
| 1377 | PPL WALLINGFORD UNIT 2 | 1377 | WALLINGFORD UNIT 2 | 50 | 50 | 45 | 50 | PPA | 09 | 009 | SWCT | TERM
| 1378 | PPL WALLINGFORD UNIT 3 | 1378 | WALLINGFORD UNIT 3 | 50 | 50 | 45 | 50 | PPA | 09 | 009 | SWCT | TERM
| 1379 | PPL WALLINGFORD UNIT 4 | 1379 | WALLINGFORD UNIT 4 | 50 | 50 | 45 | 50 | PPA | 09 | 009 | SWCT | TERM
| 1380 | PPL WALLINGFORD UNIT 5 | 1380 | WALLINGFORD UNIT 5 | 50 | 50 | 45 | 50 | PPA | 09 | 009 | SWCT | TERM
| 14610 | PRINCETON WIND FARM PROJECT | 14610 | PRINCETON WIND FARM PROJECT | 0.667 | 1.257 | 0.667 | 1.257 | Historic Capability | 25 | 027 | CMA/NEMA | PMLD
| 541 | PROCTOR | 541 | PROCTOR | 6.65 | 9.65 | 6.65 | 6.65 | Historic Capability | 50 | 021 | VT | GMP
| 804 | PUTNAM | 804 | PUTNAM | 0.58 | 1.94 | 0.58 | 1.94 | Historic Capability | 09 | 015 | CT | PUTNAM
| 873 | PUTTS BRIDGE | 873 | PUTTS BRIDGE | 3.75 | 4.1 | 3.75 | 4.1 | Historic Capability | 25 | 013 | WMA | NAEA-EM
| 810 | QUINEBAUG | 810 | QUINEBAUG | 0.98 | 2.81 | 0.98 | 2.81 | Historic Capability | 09 | 015 | CT | CLP
| 16642 | RAILROAD STREET REVERE PV | 16642 | RAILROAD AVENUE REVERE PV | 0 | 0 | 0.245 | 0 | NA | 25 | 025 | BOSTON | MEC
| 35658 | RAINBOW_1 | 17233 | RAINBOW UNIT 1 | 4.1 | 4.1 | 4.1 | 4.1 | IA | 09 | 003 | CT | CLP
| 35656 | RAINBOW_2 | 17234 | RAINBOW UNIT 2 | 4.1 | 4.1 | 4.1 | 4.1 | IA | 09 | 003 | CT | CLP
| 1224 | RANDOLPH/BFG ELECTRIC FACILITY | 1224 | RANDOLPH/BFG ELECTRIC FACILITY | 3 | 3 | 3 | 3 | IA | 25 | 021 | SEMA | HMLP
| 14665 | RECORD HILL WIND | 14665 | RECORD HILL WIND | 50.6 | 50.6 | 13.6 | 16.7 | IA | 23 | 017 | ME | RHW
| 874 | RED BRIDGE | 874 | RED BRIDGE | 1.563 | 4.532 | 1.563 | 4.532 | Historic Capability | 25 | 013 | WMA | NAEA-EM
| 546 | RESCO SAUGUS | 546 | RESCO SAUGUS | 32.79 | 31 | 32.79 | 31 | Historic Capability | 25 | 009 | BOSTON | NEP
| 1630 | RISEP | 1630 | RISEP | 613 | 625 | 548 | 575 | IA | 44 | 007 | RI | ENPM
| 875 | RIVER BEND | 875 | RIVER BEND | 0.965 | 1.79 | 0.965 | 1.79 | Historic Capability | 33 | 013 | NH | PSNH
| 795 | RIVER MILL HYDRO | 795 | RIVER MILL HYDRO | 0.08 | 0.2 | 0.08 | 0.2 | IA | 33 | 009 | NH | MMELD
| 947 | RIVERDALE MILLS - QF | 947 | RIVERDALE MILLS - QF | 0.084 | 0.001 | 0.084 | 0.001 | Historic Capability | 25 | 027 | CMA/NEMA | MEC
| 1034 | RIVERSIDE 4-7 | 1034 | RIVERSIDE 4-7 | 3.435 | 3.435 | 3.435 | 3.435 | Historic Capability | 25 | 013 | WMA | HGE
| 1035 | RIVERSIDE 8 | 1035 | RIVERSIDE 8 | 4.5 | 4.5 | 4.5 | 4.5 | Historic Capability | 25 | 013 | WMA | HGE
| 876 | ROBERTSVILLE | 876 | ROBERTSVILLE | 0.354 | 0.624 | 0.354 | 0.624 | IA | 09 | 005 | CT | SUEZ
| 715 | ROCHESTER LANDFILL | 715 | ROCHESTER LANDFILL | 4.98 | 4.98 | 4.98 | 4.98 | Historic Capability | 33 | 017 | NH | NHEC
| 1368 | ROCKY GORGE CORPORATION | 1368 | ROCKY GORGE CORPORATION | 0.362 | 0.362 | 0.362 | 0.362 | Historic Capability | 23 | 031 | SME | RGC
| 739 | ROCKY RIVER | 739 | ROCKY RIVER | 29.35 | 30.4 | 29.35 | 30.4 | IA | 09 | 009 | SWCT | SUEZ
| 906 | ROLLINSFORD HYDRO | 906 | ROLLINSFORD HYDRO | 1.5 | 1.5 | 1.5 | 1.5 | Historic Capability | 33 | 017 | NH | PSNH
| 16643 | ROVER STREET EVERETT PV | 16643 | ROVER STREET EVERETT PV | 0 | 0 | 0.168 | 0 | NA | 25 | 017 | BOSTON | MEC
| 10959 | RRIG EXPANSION PHASE 2 | 10959 | RRIG EXPANSION PHASE 2 | 6 | 6 | 6 | 6.024 | IA | 44 | 007 | RI | RRIG
| 11424 | RUMFORD FALLS | 11424 | RUMFORD FALLS | 44.1 | 44.1 | 40 | 40 | IA | 23 | 017 | ME | BEMLP
| 1255 | RUMFORD POWER | 1255 | RUMFORD POWER | 270.795 | 275.059 | 244.94 | 275.059 | Historic Capability | 23 | 017 | ME | CPEM
| 549 | RUTLAND 5 GT | 549 | RUTLAND 5 GT | 12.397 | 15.547 | 10.4 | 14.8 | Historic Capability | 50 | 021 | VT | GMP
| 2433 | RYEGATE 1-NEW | 2433 | RYEGATE 1-NEW | 19 | 19 | 19 | 19 | PPA | 50 | 005 | NH | VELCO
| 591 | S.D. WARREN-WESTBROOK | 591 | S.D. WARREN-WESTBROOK | 43.07 | 49.103 | 43.07 | 49.103 | Historic Capability | 23 | 005 | SME | FPLP
| 551 | SALEM HARBOR 1 | 551 | SALEM HARBOR 1 | 82 | 84 | 82 | 84 | IA | 25 | 009 | BOSTON | FREE
| 552 | SALEM HARBOR 2 | 552 | SALEM HARBOR 2 | 80 | 80.488 | 80 | 80.488 | IA | 25 | 009 | BOSTON | FREE
| 553 | SALEM HARBOR 3 | 553 | SALEM HARBOR 3 | 150 | 150 | 150 | 150 | IA | 25 | 009 | BOSTON | FREE
| 554 | SALEM HARBOR 4 | 554 | SALEM HARBOR 4 | 438.579 | 438.579 | 438.579 | 438.579 | IA | 25 | 009 | BOSTON | FREE
| 928 | SALMON BROOK STATION 3 | 928 | SALMON BROOK STATION 3 | 0.326 | 0.25 | 0.326 | 0.25 | Historic Capability | 33 | 013 | NH | PSNH
| 808 | SANDY HOOK HYDRO | 808 | SANDY HOOK HYDRO | 0.077 | 0.105 | 0.077 | 0.105 | Historic Capability | 09 | 015 | CT | CLP
| 556 | SCHILLER 4 | 556 | SCHILLER 4 | 47.5 | 48 | 47.5 | 48 | Historic Capability | 33 | 015 | NH | PSNH
| 557 | SCHILLER 5 | 557 | SCHILLER 5 | 49.6 | 49.6 | 49.6 | 49.6 | Historic Capability | 33 | 015 | NH | PSNH
| 558 | SCHILLER 6 | 558 | SCHILLER 6 | 48 | 49 | 48 | 49 | Historic Capability | 33 | 015 | NH | PSNH
| 559 | SCHILLER CT 1 | 559 | SCHILLER CT 1 | 18.132 | 22 | 17.621 | 22 | Historic Capability | 33 | 015 | NH | PSNH
| 877 | SCOTLAND | 877 | SCOTLAND | 1.69 | 2.2 | 1.69 | 2.2 | IA | 09 | 015 | CT | SUEZ
| 555 | SEABROOK | 555 | SEABROOK | 1257.275 | 1257.275 | 1257.275 | 1257.275 | IA | 33 | 015 | NH | FPLP
| 35442 | SEAMAN ENERGY | 17259 | SEAMAN ENERGY LLC | 0.484 | 0.483 | 0.484 | 0.483 | NA | 25 | 27 | WMA | TTMLP
| 561 | SEARSBURG | 561 | SEARSBURG | 4.96 | 4.96 | 4.96 | 4.96 | Historic Capability | 50 | 003 | WMA | TCPM
| 827 | SEARSBURG WIND | 827 | SEARSBURG WIND | 0.7 | 1.69 | 0.62 | 1.68 | PPA | 50 | 003 | WMA | GMP
| 562 | SECREC-PRESTON | 562 | SECREC-PRESTON | 16.449 | 17.07 | 16.449 | 17.07 | Historic Capability | 09 | 011 | CT | CLP
| 563 | SEMASS 1 | 563 | SEMASS 1 | 46.955 | 52.96 | 46.955 | 52.69 | Historic Capability | 25 | 023 | SEMA | NSTAR
| 564 | SEMASS 2 | 564 | SEMASS 2 | 22.5 | 22.5 | 22.5 | 22.5 | PPA | 25 | 023 | SEMA | NSTAR
| 767 | SES CONCORD | 767 | SES CONCORD | 13 | 13.14 | 13 | 13.14 | IA | 33 | 013 | NH | PSNH
| 761 | SHAWMUT | 761 | SHAWMUT | 9.5 | 9.5 | 9.5 | 9.5 | IA | 23 | 025 | ME | FPLEMH
| 12530 | SHEFFIELD WIND FARM | 12530 | SHEFFIELD WIND PLANT | 39.2 | 39.2 | 10 | 17 | PPA | 50 | 05 | VT | VTWIND
| 565 | SHELDON SPRINGS | 565 | SHELDON SPRINGS | 14.832 | 26.38 | 14.832 | 26.38 | Historic Capability | 50 | 011 | VT | VELCO
| 566 | SHEPAUG | 566 | SHEPAUG | 42.95 | 43.4 | 42.95 | 43.4 | IA | 09 | 009 | SWCT | SUEZ
| 567 | SHERMAN | 567 | SHERMAN | 6.5 | 6.5 | 6.5 | 6.5 | IA | 25 | 011 | WMA | TCPM
| 35657 | SHREWSBURY DIESELS | 568 | SHREWSBURY DIESELS | 13.75 | 13.75 | 13.75 | 13.75 | Historic Capability | 25 | 27 | CMA/NEMA | SELP
| 37051 | SILVER LAKE PV | 37722 | SILVER LAKE SOLAR PV FACILITY | 0 | 0 | 0 | 0 | NA | 25 | 03 | WMA | WMECO
| 737 | SIMPSON G LOAD REDUCER | 737 | SIMPSON G LOAD REDUCER | 3.84 | 4.85 | 3.84 | 4.85 | Historic Capability | 50 | 009 | NH | GMP
| 569 | SKELTON | 569 | SKELTON | 22.08 | 22.08 | 20 | 20 | IA | 23 | 031 | SME | FPLEMH
| 878 | SKINNER | 878 | SKINNER | 0.28 | 0.28 | 0.28 | 0.28 | Historic Capability | 25 | 013 | WMA | HGE
| 845 | SLACK DAM | 845 | SLACK DAM | 0.23 | 0.41 | 0.23 | 0.41 | Historic Capability | 50 | 027 | VT | GMP
| 570 | SMITH | 570 | SMITH | 17.6 | 16.669 | 17.6 | 16.669 | Historic Capability | 33 | 007 | NH | PSNH
| 822 | SMITH (CVPS) | 822 | SMITH (CVPS) | 0.93 | 1.31 | 0.93 | 1.31 | Historic Capability | 50 | 017 | VT | GMP
| 572 | SO. MEADOW 11 | 572 | SO. MEADOW 11 | 43.121 | 49 | 38.8 | 49 | Historic Capability | 09 | 003 | CT | FPLP
| 573 | SO. MEADOW 12 | 573 | SO. MEADOW 12 | 45.2 | 49 | 39 | 49 | Historic Capability | 09 | 003 | CT | FPLP
| 574 | SO. MEADOW 13 | 574 | SO. MEADOW 13 | 44.117 | 49.917 | 39 | 48.6 | Historic Capability | 09 | 003 | CT | FPLP
| 575 | SO. MEADOW 14 | 575 | SO. MEADOW 14 | 42.546 | 49 | 39 | 49 | Historic Capability | 09 | 003 | CT | FPLP
| 580 | SO. MEADOW 5 | 580 | SO. MEADOW 5 | 29.7 | 31.24 | 29.7 | 31.24 | Historic Capability | 09 | 003 | CT | CEC
| 581 | SO. MEADOW 6 | 581 | SO. MEADOW 6 | 29.7 | 31.25 | 29.7 | 31.25 | Historic Capability | 09 | 003 | CT | CEC
| 1107 | SOMERSET | 1107 | SOMERSET | 10.604 | 10.604 | 10.604 | 10.604 | Historic Capability | 23 | 011 | ME | FPLP
| 852 | SOUTH BARRE HYDRO | 852 | SOUTH BARRE HYDRO | 0.65 | 0.14 | 0.65 | 0.14 | IA | 25 | 027 | CMA/NEMA | MMWEC
| 37073 | SOUTHBRIDGE LANDFILL GAS TO ENERGY | 37073 | SOUTHBRIDGE LANDFILL | 0 | 0 | 0 | 0 | NA | 25 | 027 | CMA/NEMA | FPLP
| 1495 | SOUTHBRIDGE P&T QF U5 | 1495 | SOUTHBRIDGE P&T QF U5 | 0.298 | 0.252 | 0.298 | 0.252 | Historic Capability | 25 | 027 | CMA/NEMA | MEC
| 1267 | SPARHAWK | 1267 | SPARHAWK | 0.257 | 0.257 | 0.257 | 0.257 | IA | 23 | 005 | SME | UNION
| 35594 | SPAULDING POND HYDRO | 35379 | SPAULDING POND HYDRO | 0 | 0 | 0 | 0 | NA | 33 | 17 | NH | PSNH
| 2425 | SPRINGFIELD REFUSE-NEW | 2425 | SPRINGFIELD REFUSE-NEW | 6 | 6 | 6 | 6 | Historic Capability | 25 | 013 | WMA | CEM
| 35693 | SPRUCE MOUNTAIN WIND | 35693 | SPRUCE MOUNTAIN WIND | 0 | 0 | 0 | 0 | NA | 23 | 017 | ME | SPRUCE
| 909 | STEELS POND HYDRO | 909 | STEELS POND HYDRO | 0.429 | 0.975 | 0.429 | 0.975 | Historic Capability | 33 | 011 | NH | PSNH
| 885 | STEVENS MILL | 885 | STEVENS MILL | 0.225 | 0.225 | 0.225 | 0.225 | Historic Capability | 33 | 013 | NH | PSNH
| 587 | STEVENSON | 587 | STEVENSON | 28.9 | 28.9 | 28.9 | 28.9 | IA | 09 | 001 | SWCT | SUEZ
| 16523 | STILLWATER | 16523 | STILLWATER | 1.898 | 1.964 | 1.898 | 1.964 | Historic Capability | 23 | 019 | BHE | BBHP
| 583 | STONY BROOK 2A | 583 | STONY BROOK 2A | 79 | 90 | 67 | 87 | PPA | 25 | 013 | WMA | MMWEC
| 584 | STONY BROOK 2B | 584 | STONY BROOK 2B | 77 | 90 | 65 | 85 | PPA | 25 | 013 | WMA | MMWEC
| 1185 | STONY BROOK GT1A | 1185 | STONY BROOK GT1A | 107.5 | 124 | 103.167 | 118.5 | PPA | 25 | 013 | WMA | MMWEC
| 1186 | STONY BROOK GT1B | 1186 | STONY BROOK GT1B | 107.5 | 124 | 101.667 | 117 | PPA | 25 | 013 | WMA | MMWEC
| 1187 | STONY BROOK GT1C | 1187 | STONY BROOK GT1C | 107 | 122 | 103.167 | 118.5 | PPA | 25 | 013 | WMA | MMWEC
| 17359 | SUGAR RIVER 2 | 17223 | SUGAR RIVER 2 | 0 | 0 | 0 | 0 | NA | 33 | 019 | NH | PSNH
| 898 | SUGAR RIVER HYDRO | 898 | SUGAR RIVER HYDRO | 0.158 | 0.15 | 0.158 | 0.15 | Historic Capability | 33 | 019 | NH | PSNH
| 889 | SUNAPEE HYDRO | 889 | SUNAPEE HYDRO | 0.593 | 0.433 | 0.593 | 0.433 | Historic Capability | 33 | 019 | NH | PSNH
| 935 | SUNNYBROOK HYDRO 2 | 935 | SUNNYBROOK HYDRO 2 | 0.05 | 0.05 | 0.05 | 0.05 | Historic Capability | 33 | 017 | NH | PSNH
| 884 | SWANS FALLS | 884 | SWANS FALLS | 0.41 | 0.41 | 0.41 | 0.41 | Historic Capability | 23 | 017 | ME | PSNH
| 12510 | SWANTON GAS TURBINE 1 | 12510 | SWANTON GT-1 | 23.5 | 27.1 | 19.44 | 24.98 | PPA | 50 | 011 | VT | VPPSA
| 12511 | SWANTON GAS TURBINE 2 | 12511 | SWANTON GT-2 | 23.5 | 27.1 | 19.723 | 25.344 | PPA | 50 | 11 | VT | VPPSA
| 10409 | SWEETWATER HYDRO U5 | 10409 | SWEETWATER HYDRO U5 | 0.5 | 0.5 | 0.5 | 0.5 | Historic Capability | 33 | 019 | NH | GMP
| 1270 | SYSKO STONY BROOK | 1270 | SYSKO STONY BROOK | 0.025 | 0.025 | 0.025 | 0.025 | Historic Capability | 23 | 017 | ME | UNION
| 1271 | SYSKO WIGHT BROOK | 1271 | SYSKO WIGHT BROOK | 0.025 | 0.025 | 0.025 | 0.025 | Historic Capability | 23 | 017 | ME | UNION
| 817 | TAFTSVILLE VT | 817 | TAFTSVILLE VT | 0.33 | 0.4 | 0.33 | 0.4 | Historic Capability | 50 | 027 | VT | GMP
| 879 | TAFTVILLE CT | 879 | TAFTVILLE CT | 2.03 | 2.03 | 2.03 | 2.03 | IA | 09 | 011 | CT | SUEZ
| 592 | TAMWORTH | 592 | TAMWORTH | 21.145 | 21.143 | 21.145 | 21.143 | IA | 33 | 003 | NH | SUEZ
| 1225 | TANNERY DAM | 1225 | TANNERY DAM | 0.2 | 0.2 | 0.2 | 0.2 | Historic Capability | 25 | 027 | CMA/NEMA | MEC
| 1302 | TCPMCMPAGF GEN1 U5 | 1302 | TCPMCMPAGF GEN1 U5 | 0 | 0 | 0 | 0 | NA | 23 | 007 | ME | VERSO
| 14652 | TEMPLETON WIND TURBINE | 14652 | TEMPLETON WIND TURBINE | NA | NA | 0.278 | 0.441 | NA | 25 | 027 | WMA | MMWEC
| 12500 | THOMAS A. WATSON | 15484 | THOMAS A. WATSON UNIT #1 | 114.8 | 114.8 | 105.2 | 114.8 | PPA | 25 | 021 | SEMA | BELD
|  |  | 15485 | THOMAS A. WATSON UNIT #2
| 37120 | THUNDERMIST HYDROPOWER | 16926 | THUNDERMIST HYDRO QF | 0 | 0 | 0 | 0 | NA | 44 | 007 | RI | NEC
| 1226 | TIVERTON POWER | 1226 | TIVERTON POWER | 266 | 281 | 256 | 281 | PPA | 44 | 005 | SEMA | CPEM
| 595 | TORRINGTON TERMINAL 10 | 595 | TORRINGTON TERMINAL 10 | 18.817 | 21.8 | 17.2 | 21.8 | Historic Capability | 09 | 005 | CT | NRGPM
| 803 | TOUTANT | 803 | TOUTANT | 0.4 | 0.4 | 0.4 | 0.4 | Historic Capability | 09 | 015 | CT | CLP
| 813 | TUNNEL | 813 | TUNNEL | 2.1 | 2.1 | 2.1 | 2.1 | IA | 09 | 011 | CT | SUEZ
| 596 | TUNNEL 10 | 596 | TUNNEL 10 | 20.8 | 22.1 | 17.102 | 22.1 | IA | 09 | 011 | CT | SUEZ
| 253 | TURNKEY LANDFILL | 253 | TURNKEY LANDFILL | 3.306 | 3.306 | 3.306 | 3.306 | Historic Capability | 33 | 017 | NH | PSNH
| 12509 | UNH POWER PLANT | 12509 | UNH POWER PLANT | 2 | 2 | 2 | 2 | Historic Capability | 33 | 017 | NH | PSNH
| 831 | VAIL & GREAT FALLS | 831 | VAIL & GREAT FALLS | 2.1 | 2.1 | 2.1 | 2.1 | Historic Capability | 50 | 005 | NH | VPPSA
| 949 | VALLEY HYDRO - QF | 949 | VALLEY HYDRO - QF | 0.205 | 0.205 | 0.205 | 0.205 | Historic Capability | 44 | 003 | RI | NEC
| 14623 | VALLEY HYDRO (STATION NO. 5) | 14623 | VALLEY HYDRO (STATION NO. 5) | 0.79 | 0.79 | 0.79 | 0.79 | Historic Capability | 25 | 013 | WMA | HGE
| 598 | VERGENNES 5 and 6 DIESELS | 598 | VERGENNES 5 and 6 DIESELS | 4.2 | 4.24 | 4.2 | 4.24 | Historic Capability | 50 | 001 | VT | GMP
| 2435 | VERGENNES HYDRO-NEW | 2435 | VERGENNES HYDRO-NEW | 2.34 | 3.3 | 2.34 | 3.3 | Historic Capability | 50 | 001 | VT | GMP
| 599 | VERNON | 599 | VERNON | 32 | 32 | 32 | 32 | IA | 50 | 025 | WMA | TCPM
| 13703 | VERSO VCG1 | 13703 | VERSO COGEN 1 | 55 | 61 | 40.3 | 52.5 | IA | 23 | 007 | ME | VERSO
| 13704 | VERSO VCG2 | 13704 | VERSO COGEN 2 | 55 | 61 | 40.3 | 52.5 | IA | 23 | 007 | ME | VERSO
| 13705 | VERSO VCG3 | 13705 | VERSO COGEN 3 | 55 | 61 | 40.3 | 52.5 | IA | 23 | 007 | ME | VERSO
| 16631 | VICTORY ROAD DORCHESTER PV | 16631 | VICTORY ROAD DORCHESTER PV | 0 | 0 | 0.316 | 0 | NA | 25 | 025 | BOSTON | MEC
| 611 | VT YANKEE NUCLEAR PWR STATION | 611 | VT YANKEE NUCLEAR PWR STATION | 641.5 | 641.5 | 634.5 | 641.5 | PPA | 50 | 025 | VT | ENPM
| 623 | WALLINGFORD REFUSE | 623 | COVANTA PROJECTS WALLINGFORD | 8.005 | 7.892 | 8.005 | 7.892 | Historic Capability | 09 | 009 | SWCT | CPW
| 1048 | WARE HYDRO | 1048 | WARE HYDRO | 1.25 | 1.25 | 1.25 | 1.25 | Historic Capability | 25 | 015 | WMA | NSTAR
| 614 | WATERBURY 22 | 614 | WATERBURY 22 | 5 | 5 | 5 | 5 | Historic Capability | 50 | 005 | VT | GMP
| 12564 | WATERBURY GENERATION FACILITY | 12564 | WATERBURY GENERATION FACILITY | 103.6 | 103.6 | 95.7 | 98.1 | IA | 09 | 009 | SWCT | WATERBURY
| 901 | WATERLOOM FALLS | 901 | WATERLOOM FALLS | 0.081 | 0.086 | 0.081 | 0.086 | Historic Capability | 33 | 011 | NH | PSNH
| 612 | WATERS RIVER JET 1 | 612 | WATERS RIVER JET 1 | 19.55 | 22.437 | 16.437 | 22.437 | Historic Capability | 25 | 009 | BOSTON | MMWEC
| 613 | WATERS RIVER JET 2 | 613 | WATERS RIVER JET 2 | 28.5 | 40 | 28.5 | 40 | PPA | 25 | 009 | BOSTON | MMWEC
| 11842 | WATERSIDE POWER | 11842 | WATERSIDE POWER | 73.623 | 75 | 72 | 75 | IA | 09 | 001 | NOR | WATERSIDE
| 932 | WATSON DAM | 932 | WATSON DAM | 0.225 | 0.25 | 0.225 | 0.25 | Historic Capability | 33 | 017 | NH | PSNH
| 2291 | WAVERLY AVENUE HYDRO | 2291 | WAVERLY AVENUE HYDRO | 0.4 | 0.4 | 0.4 | 0.4 | Historic Capability | 23 | 025 | ME | CMA
| 853 | WEBSTER HYDRO | 853 | WEBSTER HYDRO | 0 | 0.29 | 0 | 0.29 | IA | 25 | 027 | CMA/NEMA | MMWEC
| 781 | WEST DANVILLE 1 | 781 | WEST DANVILLE 1 | 1.1 | 1.1 | 1.1 | 1.1 | Historic Capability | 50 | 005 | NH | GMP
| 616 | WEST ENFIELD | 616 | WEST ENFIELD | 11.47 | 19.1 | 11.47 | 19.1 | Historic Capability | 23 | 019 | BHE | NBPGC
| 893 | WEST HOPKINTON HYDRO | 893 | WEST HOPKINTON HYDRO | 0.735 | 1.25 | 0.735 | 1.25 | Historic Capability | 33 | 013 | NH | CHIPM
| 625 | WEST MEDWAY JET 1 | 625 | WEST MEDWAY JET 1 | 57.6 | 72.9 | 57.6 | 72.9 | Historic Capability | 25 | 021 | BOSTON | CEC
| 626 | WEST MEDWAY JET 2 | 626 | WEST MEDWAY JET 2 | 57.6 | 72.9 | 57.6 | 72.9 | Historic Capability | 25 | 021 | BOSTON | CEC
| 627 | WEST MEDWAY JET 3 | 627 | WEST MEDWAY JET 3 | 57.5 | 72.8 | 57.5 | 72.8 | Historic Capability | 25 | 021 | RI | CEC
| 630 | WEST SPRINGFIELD 10 | 630 | WEST SPRINGFIELD 10 | 20.25 | 22 | 17.2 | 22 | IA | 25 | 013 | WMA | NAEA-EM
| 633 | WEST SPRINGFIELD 3 | 633 | WEST SPRINGFIELD 3 | 107 | 107 | 107 | 107 | IA | 25 | 013 | WMA | NAEA-EM
| 1693 | WEST SPRINGFIELD GT-1 | 1693 | WEST SPRINGFIELD GT-1 | 47 | 48 | 39 | 48 | PPA | 25 | 013 | WMA | NAEA-EM
| 1694 | WEST SPRINGFIELD GT-2 | 1694 | WEST SPRINGFIELD GT-2 | 47 | 48 | 39 | 48 | PPA | 25 | 013 | WMA | NAEA-EM
| 10770 | WEST SPRINGFIELD HYDRO U5 | 10770 | WEST SPRINGFIELD HYDRO U5 | 1.2 | 1.25 | 1.2 | 1.25 | Historic Capability | 25 | 003 | WMA | LELWD
| 1031 | WEST TISBURY | 1031 | WEST TISBURY | 5.633 | 5.633 | 5.633 | 5.633 | IA | 25 | 007 | SEMA | MET
| 1345 | WESTBROOK | 14177 | WESTBROOK ENERGY CENTER G1 | 538 | 597 | 517.28 | 554.43 | IA | 23 | 005 | SME | CALP
|  |  | 14178 | WESTBROOK ENERGY CENTER G2
| 10451 | WESTFIELD #1 U5 | 10451 | WESTFIELD #1 U5 | 0.4 | 0.4 | 0.4 | 0.4 | Historic Capability | 25 | 003 | WMA | WGED
| 617 | WESTON | 617 | WESTON | 13.2 | 13.2 | 13.2 | 13.2 | IA | 23 | 025 | ME | FPLEMH
| 933 | WESTON DAM | 933 | WESTON DAM | 0.456 | 0.524 | 0.456 | 0.524 | Historic Capability | 33 | 007 | NH | PSNH
| 349 | WHEELABRATOR BRIDGEPORT, L.P. | 349 | WHEELABRATOR BRIDGEPORT, L.P. | 59.65 | 60.5 | 59.65 | 60.5 | Historic Capability | 09 | 001 | SWCT | WB
| 10404 | WHEELABRATOR CLAREMONT U5 | 10404 | WHEELABRATOR CLAREMONT U5 | 5.29 | 5.29 | 5.29 | 5.29 | Historic Capability | 33 | 019 | NH | PSNH
| 547 | WHEELABRATOR NORTH ANDOVER | 547 | WHEELABRATOR NORTH ANDOVER | 40 | 40 | 40 | 40 | IA | 25 | 009 | BOSTON | WNE
| 619 | WHITE LAKE JET | 619 | WHITE LAKE JET | 20.07 | 23.165 | 18.1 | 23.165 | Historic Capability | 33 | 003 | NH | PSNH
| 620 | WILDER | 620 | WILDER | 42.92 | 43.88 | 42.92 | 43.88 | Historic Capability | 50 | 027 | VT | TCPM
| 621 | WILLIAMS | 621 | WILLIAMS | 14.9 | 14.9 | 14.9 | 14.9 | IA | 23 | 025 | ME | FPLEMH
| 801 | WILLIMANTIC 1 | 801 | WILLIMANTIC 1 | 0.423 | 0.77 | 0.423 | 0.77 | Historic Capability | 09 | 015 | CT | CLP
| 802 | WILLIMANTIC 2 | 802 | WILLIMANTIC 2 | 0.388 | 0.77 | 0.388 | 0.77 | Historic Capability | 09 | 015 | CT | CLP
| 622 | WINOOSKI 1 | 622 | WINOOSKI 1 | 7.5 | 7.5 | 7.5 | 7.5 | PPA | 50 | 007 | VT | VELCO
| 846 | WINOOSKI 8 | 846 | WINOOSKI 8 | 0.403 | 0.95 | 0.403 | 0.95 | Historic Capability | 50 | 023 | VT | GMP
| 624 | WMI MILLBURY 1 | 624 | WMI MILLBURY 1 | 40.94 | 40.94 | 40.94 | 40.94 | Historic Capability | 25 | 027 | CMA/NEMA | NEP
| 14663 | WMRE CROSSROADS | 15998 | CROSSROADS LANDFILL | 3 | 3 | 3 | 3 | Historic Capability | 23 | 025 | ME | NRGA
| 1167 | WOLCOTT HYDRO #1 | 1167 | WOLCOTT HYDRO #1 | 0.49 | 0.8 | 0.49 | 0.8 | Historic Capability | 50 | 015 | VT | VPPSA
| 628 | WOODLAND ROAD | 628 | WOODLAND ROAD | 19.582 | 21 | 16.7 | 21 | IA | 25 | 003 | WMA | NAEA-EM
| 847 | WOODSIDE | 847 | WOODSIDE | 0.11 | 0.12 | 0.11 | 0.12 | Historic Capability | 50 | 015 | VT | GMP
| 10407 | WOODSVILLE HYDRO U5 | 10407 | WOODSVILLE HYDRO U5 | 0.241 | 0.241 | 0.241 | 0.241 | Historic Capability | 33 | 019 | NH | GMP
| 37077 | WORONOCO HYDRO LLC | 15787 | WORONOCO HYDRO LLC | 2.7 | 2.7 | 0 | 0 | IA | 25 | 013 | WMA | SRTC
| 848 | WRIGHTSVILLE | 848 | WRIGHTSVILLE | 0.75 | 0.754 | 0.75 | 0.754 | Historic Capability | 50 | 023 | VT | VPPSA
| 903 | WYANDOTTE HYDRO | 903 | WYANDOTTE HYDRO | 0.084 | 0.15 | 0.084 | 0.15 | Historic Capability | 33 | 017 | NH | PSNH
| 636 | WYMAN HYDRO 1 | 636 | WYMAN HYDRO 1 | 27.4 | 27.4 | 27.4 | 27.4 | IA | 23 | 025 | ME | FPLEMH
| 637 | WYMAN HYDRO 2 | 637 | WYMAN HYDRO 2 | 29.9 | 29.9 | 29.9 | 29.9 | IA | 23 | 025 | ME | FPLEMH
| 638 | WYMAN HYDRO 3 | 638 | WYMAN HYDRO 3 | 25.7 | 25.7 | 25.7 | 25.7 | IA | 23 | 025 | ME | FPLEMH
| 639 | YARMOUTH 1 | 639 | YARMOUTH 1 | 53.5 | 53.5 | 53.5 | 53.5 | IA | 23 | 005 | SME | FPLP
| 640 | YARMOUTH 2 | 640 | YARMOUTH 2 | 53.5 | 53.5 | 53.5 | 53.5 | IA | 23 | 005 | SME | FPLP
| 641 | YARMOUTH 3 | 641 | YARMOUTH 3 | 116 | 119 | 116 | 119 | IA | 23 | 005 | SME | FPLP
| 642 | YARMOUTH 4 | 642 | YARMOUTH 4 | 614.5 | 620 | 614.5 | 620 | IA | 23 | 005 | SME | FPLP
| 2292 | YORK HYDRO | 2292 | YORK HYDRO | 0.878 | 1.2 | 0.878 | 1.2 | Historic Capability | 23 | 031 | SME | MCPI
|  | No Resource(3) | 42349 | 15 UNION SOLAR LLC-LAWRENCE-PV | NA | NA | NA | NA | NA | 25 | 009 | BOSTON | MEC
|  | No Resource(3) | 42135 | 18 PHOENIX PARK BLDG DEAST & F | NA | NA | NA | NA | NA | 25 | 017 | CMA/NEMA | MEC
|  | No Resource(3) | 42136 | 18 PHOENIX PARK BLDG DEAST & J | NA | NA | NA | NA | NA | 25 | 017 | CMA/NEMA | MEC
|  | No Resource(3) | 42137 | 18 PHOENIX PARK BLDG DWEST | NA | NA | NA | NA | NA | 25 | 017 | CMA/NEMA | MEC
|  | No Resource(3) | 42346 | 3 RIVERS PALMER-SPRINGFLD-PV | NA | NA | NA | NA | NA | 25 | 013 | WMA | MEC
|  | No Resource(3) | 42413 | 35 LYMAN LLC - ACTIVE | NA | NA | NA | NA | NA | 25 | 027 | CMA/NEMA | MEC
|  | No Resource(3) | 42360 | 35 LYMAN LLC-NORTHBORO-PV | NA | NA | NA | NA | NA | 25 | 027 | CMA/NEMA | MEC
|  | No Resource(3) | 42107 | 4M_ALDRINRDPV_ID1856 | NA | NA | NA | NA | NA | 25 | 023 | SEMA | NSTAR
|  | No Resource(3) | 41840 | AERO MANUFACTURING | NA | NA | NA | NA | NA | 25 | 009 | BOSTON | MEC
|  | No Resource(3) | 41868 | AGREEN ENERGY (JORDAN DAIRY) | NA | NA | NA | NA | NA | 25 | 027 | WMA | MEC
|  | No Resource(3) | 42486 | AIRPORT WAY PV ID1875 | NA | NA | NA | NA | NA | 25 | 001 | SEMA | NSTAR
|  | No Resource(3) | 17086 | AMERESCO-NEWBRYPT NOCK MS PVQF | NA | NA | NA | NA | NA | 25 | 009 | BOSTON | MEC
|  | No Resource(3) | 17085 | AMERESCO-NEWBURYPORT DPW PV QF | NA | NA | NA | NA | NA | 25 | 009 | BOSTON | MEC
|  | No Resource(3) | 41839 | ARPIN ASSOCIATES - PV | NA | NA | NA | NA | NA | 44 | 003 | RI | NEC
|  | No Resource(3) | 40484 | BANCROFT SCHOOL PV | NA | NA | NA | NA | NA | 25 | 027 | CMA/NEMA | MEC
|  | No Resource(3) | 39663 | BARNSTABLE_DPW_ID1545 | NA | NA | NA | NA | NA | 25 | 001 | SEMA | NSTAR
|  | No Resource(3) | 42350 | BARRETT-FRANKLIN-SOLAR | NA | NA | NA | NA | NA | 25 | 021 | RI | MEC
|  | No Resource(3) | 16332 | BARTLETTS OCEAN VIEW FARM WIND | NA | NA | NA | NA | NA | 44 | 005 | SEMA | MEC
|  | No Resource(3) | 40137 | BERKSHIRE EAST WIND | NA | NA | NA | NA | NA | 25 | 011 | WMA | MEC
|  | No Resource(3) | 42504 | BERKSHIRE SREG-GT BARRGTN-PV | NA | NA | NA | NA | NA | 25 | 003 | WMA | MEC
|  | No Resource(3) | 42433 | BETHANY CHURCH-MENDON-PV | NA | NA | NA | NA | NA | 25 | 027 | RI | MEC
|  | No Resource(3) | 42487 | BILL BENNETT PV ID1967 | NA | NA | NA | NA | NA | 25 | 007 | SEMA | NSTAR
|  | No Resource(3) | 37965 | BIO-DETEK PAWTUCKET RI PV | NA | NA | NA | NA | NA | 44 | 07 | RI | NEC
|  | No Resource(3) | 42384 | BJS WHOLESALE CLUB LEOMINSTER | NA | NA | NA | NA | NA | 25 | 027 | CMA/NEMA | MEC
|  | No Resource(3) | 41923 | BLACKCOMB SOLAR III-PV | NA | NA | NA | NA | NA | 25 | 027 | CMA/NEMA | MEC
|  | No Resource(3) | 40555 | BLACKCOMB WORC MA PV | NA | NA | NA | NA | NA | 25 | 027 | CMA/NEMA | MEC
|  | No Resource(3) | 37954 | BLOUNT SEA FALL RIVER MA PV | NA | NA | NA | NA | NA | 25 | 05 | SEMA | MEC
|  | No Resource(3) | 42204 | BPV LOWELL | NA | NA | NA | NA | NA | 25 | 017 | CMA/NEMA | MEC
|  | No Resource(3) | 42108 | BROADWAY_RENEWABLE_ID1772 | NA | NA | NA | NA | NA | 25 | 023 | SEMA | NSTAR
|  | No Resource(3) | 40343 | BULL HILL WIND | 34.485 | 34.485 | NA | NA | IA | 23 | 009 | BHE | BSE
|  | No Resource(3) | 42344 | CAMELOT_WIND_ID1240 | NA | NA | NA | NA | NA | 25 | 023 | SEMA | NSTAR
|  | No Resource(3) | 42083 | CANTON_LANDFILL_PV_ID1726 | NA | NA | NA | NA | NA | 25 | 021 | SEMA | NSTAR
|  | No Resource(3) | 42364 | CAPITAL GROUP-SOUTHBORO-PV | NA | NA | NA | NA | NA | 25 | 027 | CMA/NEMA | MEC
|  | No Resource(3) | 37266 | CARLSON ORCH HARVARD MA PV | NA | NA | NA | NA | NA | 25 | 27 | CMA/NEMA | MEC
|  | No Resource(3) | 37957 | CHELM WTR N CHELMSFORD MA PV | NA | NA | NA | NA | NA | 25 | 17 | CMA/NEMA | MEC
|  | No Resource(3) | 42355 | CIL CEDAR-MARLBORO-PV | NA | NA | NA | NA | NA | 25 | 017 | CMA/NEMA | MEC
|  | No Resource(3) | 37959 | CIRCLE FIN NEWBURYPORT MA PV | NA | NA | NA | NA | NA | 25 | 09 | BOSTON | MEC
|  | No Resource(3) | 42439 | CITY OF BROCKTON-SWANSEA-PV1 | NA | NA | NA | NA | NA | 25 | 005 | SEMA | MEC
|  | No Resource(3) | 42440 | CITY OF BROCKTON-SWANSEA-PV2 | NA | NA | NA | NA | NA | 25 | 005 | SEMA | MEC
|  | No Resource(3) | 42448 | CITY OF GLOUCESTER 1 - WIND | NA | NA | NA | NA | NA | 25 | 009 | BOSTON | MEC
|  | No Resource(3) | 42449 | CITY OF GLOUCESTER 2 - WIND | NA | NA | NA | NA | NA | 25 | 009 | BOSTON | MEC
|  | No Resource(3) | 16233 | CITY OF MEDFORD WIND QF | NA | NA | NA | NA | NA | 25 | 017 | BOSTON | MEC
|  | No Resource(3) | 42482 | CITY OF WALTHAM PV ID1805 | NA | NA | NA | NA | NA | 25 | 017 | BOSTON | NSTAR
|  | No Resource(3) | 41834 | CLARKE DISTRIBUTION PV | NA | NA | NA | NA | NA | 25 | 027 | RI | MEC
|  | No Resource(3) | 42113 | COBSCOOK BAY TEP TGU 1 | NA | NA | NA | NA | NA | 23 | 029 | BHE | NBPGC
|  | No Resource(3) | 42109 | COCHITUATERD_FRAMPV_ID1873 | NA | NA | NA | NA | NA | 25 | 017 | BOSTON | NSTAR
|  | No Resource(3) | 40259 | COMMERCE_PK_RD_PV_ID1871 | NA | NA | NA | NA | NA | 25 | 001 | SEMA | NSTAR
|  | No Resource(3) | 973 | CONCORD STEAM | NA | NA | NA | NA | NA | 33 | 013 | NH | UNITIL-ES
|  | No Resource(3) | 42118 | CONED_HIXVILLERD_ID1862 | NA | NA | NA | NA | NA | 25 | 005 | SEMA | NSTAR
|  | No Resource(3) | 42117 | CONST_SOLAR_NORFOLK_ID1846 | NA | NA | NA | NA | NA | 25 | 021 | RI | NSTAR
|  | No Resource(3) | 42347 | CONSTELLATION SOLAR-UXBRG-PV | NA | NA | NA | NA | NA | 25 | 027 | RI | MEC
|  | No Resource(3) | 16234 | CONSTELLATION-MAJILITE PV QF | NA | NA | NA | NA | NA | 25 | 017 | BOSTON | MEC
|  | No Resource(3) | 41924 | COREMARK-PV | NA | NA | NA | NA | NA | 25 | 027 | CMA/NEMA | MEC
|  | No Resource(3) | 42385 | CORNER BROOK-MILFORD-PV | NA | NA | NA | NA | NA | 25 | 027 | RI | MEC
|  | No Resource(3) | 42505 | CUMMINGS 1000-BEVERLY-PV | NA | NA | NA | NA | NA | 25 | 009 | BOSTON | MEC
|  | No Resource(3) | 42213 | CUMMINGS PROPERTY E GAR | NA | NA | NA | NA | NA | 25 | 009 | BOSTON | MEC
|  | No Resource(3) | 42041 | D.D. BEAN | NA | NA | NA | NA | NA | 33 | 005 | VT | CNE
|  | No Resource(3) | 39664 | DART_BLDG_SUPPLY_ID1470 | NA | NA | NA | NA | NA | 25 | 05 | SEMA | NSTAR
|  | No Resource(3) | 37972 | DARTMOUTHBUSPARK_PV_ID1592 | NA | NA | NA | NA | NA | 25 | 05 | SEMA | NSTAR
|  | No Resource(3) | 40116 | DELAWARE VALLEY CORP PV | NA | NA | NA | NA | NA | 25 | 017 | CMA/NEMA | MEC
|  | No Resource(3) | 42110 | DOUGLAS_SCHOOLPV_ID1464 | NA | NA | NA | NA | NA | 25 | 017 | BOSTON | NSTAR
|  | No Resource(3) | 42202 | DR AMP 100 AMES POND - PV | NA | NA | NA | NA | NA | 25 | 017 | CMA/NEMA | MEC
|  | No Resource(3) | 42212 | DR AMP 200 AMES POND - PV | NA | NA | NA | NA | NA | 25 | 017 | CMA/NEMA | MEC
|  | No Resource(3) | 42116 | DSD_REALTY_TRUST_ID1672 | NA | NA | NA | NA | NA | 25 | 005 | SEMA | NSTAR
|  | No Resource(3) | 40482 | DURFEE UNION MILLS BLDG 9 - PV | NA | NA | NA | NA | NA | 25 | 005 | SEMA | MEC
|  | No Resource(3) | 40365 | EAST ISLAND COMMUNITY - PV | NA | NA | NA | NA | NA | 25 | 009 | CMA/NEMA | MEC
|  | No Resource(3) | 39724 | EASTERN_AVE_HOLDINGS_PV_ID1652 | NA | NA | NA | NA | NA | 25 | 025 | BOSTON | NSTAR
|  | No Resource(3) | 41820 | EDMUND TALBOT MS - PV | NA | NA | NA | NA | NA | 25 | 005 | SEMA | MEC
|  | No Resource(3) | 14382 | ETHAN ALLEN CO-GEN 1 | NA | NA | NA | NA | NA | 50 | 019 | NH | VEC
|  | No Resource(3) | 41841 | EXAJOULE FRANKLIN PV | NA | NA | NA | NA | NA | 25 | 021 | RI | MEC
|  | No Resource(3) | 41870 | EXAJOULE RENEWABLES PV | NA | NA | NA | NA | NA | 25 | 017 | BOSTON | MEC
|  | No Resource(3) | 40050 | EXETER AGRI ENERGY | NA | NA | NA | NA | NA | 23 | 019 | BHE | VPPSA
|  | No Resource(3) | 42438 | EXTRA SPACE-NORTHBORO-PV | NA | NA | NA | NA | NA | 25 | 027 | CMA/NEMA | MEC
|  | No Resource(3) | 42411 | EXTRA SPACE-PLAINVILLE-PV | NA | NA | NA | NA | NA | 25 | 021 | RI | MEC
|  | No Resource(3) | 42412 | EXTRA SPACE-SAUGUS-PV | NA | NA | NA | NA | NA | 25 | 009 | BOSTON | MEC
|  | No Resource(3) | 42149 | FAVORITE FOODS PV | NA | NA | NA | NA | NA | 33 | 017 | NH | PSNH
|  | No Resource(3) | 42483 | FIRST HIGHLAND PV ID2021 | NA | NA | NA | NA | NA | 25 | 025 | BOSTON | NSTAR
|  | No Resource(3) | 41847 | FISHERMENS MEMORIAL PARK- WIND | NA | NA | NA | NA | NA | 44 | 009 | RI | NEC
|  | No Resource(3) | 42359 | FOREKICKS - MARLBORO-PV | NA | NA | NA | NA | NA | 25 | 017 | CMA/NEMA | MEC
|  | No Resource(3) | 37973 | GENERAL MILLS METHUEN MA PV | NA | NA | NA | NA | NA | 25 | 09 | BOSTON | MEC
|  | No Resource(3) | 42115 | GLC_ACUSHNETLLC_ID1821_1824 | NA | NA | NA | NA | NA | 25 | 023 | SEMA | NSTAR
|  | No Resource(3) | 35555 | GMCW | 9.9 | 9.9 | 0 | 0 | IA | 50 | 015 | VT | BED
|  | No Resource(3) | 37050 | GROTON WIND | 48 | 48 | 9.751 | 19.771 | IA | 33 | 009 | NH | IR
|  | No Resource(3) | 39722 | GTR_BOSTON_FOODBANKS_ID1628 | NA | NA | NA | NA | NA | 25 | 025 | BOSTON | NSTAR
|  | No Resource(3) | 42496 | HANOVER SOLAR-LEICESTER-PV | NA | NA | NA | NA | NA | 25 | 027 | WMA | MEC
|  | No Resource(3) | 39717 | HI GEAR | NA | NA | NA | NA | NA | 25 | 27 | WMA | FGE
|  | No Resource(3) | 41857 | HI- GEAR (QF) | NA | NA | NA | NA | NA | 25 | 027 | WMA | FGE
|  | No Resource(3) | 37967 | HILLSIDE MARLBOROUGH MA PV | NA | NA | NA | NA | NA | 25 | 17 | CMA/NEMA | MEC
|  | No Resource(3) | 40246 | HODGES BADGE CO_WIND | NA | NA | NA | NA | NA | 44 | 005 | SEMA | NEC
|  | No Resource(3) | 15462 | HOLY NAME CC JR SR HIGH SCHOOL | NA | NA | NA | NA | NA | 25 | 027 | CMA/NEMA | MEC
|  | No Resource(3) | 12529 | HOOSAC WIND | 28.5 | 28.5 | NA | NA | IA | 25 | 003 | WMA | IR
|  | No Resource(3) | 42111 | HYANNIS_SELF_STOR_ID1946 | NA | NA | NA | NA | NA | 25 | 001 | SEMA | NSTAR
|  | No Resource(3) | 42104 | HYDEPARKSTORPV_ID1919 | NA | NA | NA | NA | NA | 25 | 025 | BOSTON | NSTAR
|  | No Resource(3) | 11889 | IBEW LOCAL 99 SOLAR QF | 0.029 | 0.05 | 0.029 | 0.05 | NA | 44 | 007 | RI | NEC
|  | No Resource(3) | 14925 | ICE HOUSE PARTNERS INC. | NA | NA | NA | NA | NA | 25 | 017 | CMA/NEMA | LELWD
|  | No Resource(3) | 40015 | INDIAN ORCHARD SOLAR FACILITY | NA | NA | NA | NA | NA | 25 | 013 | WMA | WMECO
|  | No Resource(3) | 42424 | IPSWICH WIND II | NA | NA | NA | NA | NA | 25 | 009 | BOSTON | IMLD
|  | No Resource(3) | 41833 | JEM ELECTRONIS PV | NA | NA | NA | NA | NA | 25 | 021 | RI | MEC
|  | No Resource(3) | 13933 | JIMINY PEAK WIND QF | NA | NA | NA | NA | NA | 25 | 003 | WMA | MEC
|  | No Resource(3) | 40248 | JJ CARROLL WW PLANT_PV | NA | NA | NA | NA | NA | 25 | 027 | CMA/NEMA | MEC
|  | No Resource(3) | 40054 | JOHNSTON LFG TURBINE PLANT | 32.629 | 36.785 | 32 | 34 | IA | 44 | 007 | RI | RRIG
|  | No Resource(3) | 41842 | KB SOLAR LLC - PV | NA | NA | NA | NA | NA | 25 | 027 | CMA/NEMA | MEC
|  | No Resource(3) | 35979 | KINGDOM COMMUNITY WIND | 64.575 | 64.575 | 8.145 | 14.711 | IA | 50 | 017 | VT | GMP
|  | No Resource(3) | 41846 | KOLLMORGEN PV | NA | NA | NA | NA | NA | 25 | 015 | WMA | MEC
|  | No Resource(3) | 42356 | LEEWOOD SWIX-HAVERHILL-PV | NA | NA | NA | NA | NA | 25 | 009 | BOSTON | MEC
|  | No Resource(3) | 42155 | LEICESTER HS - BWAY RENEWABLE | NA | NA | NA | NA | NA | 25 | 027 | WMA | MEC
|  | No Resource(3) | 41922 | LIGHTOLIER - WIND | NA | NA | NA | NA | NA | 25 | 005 | SEMA | MEC
|  | No Resource(3) | 40485 | LITCHFIELD LEOMINSTER PV | NA | NA | NA | NA | NA | 25 | 027 | WMA | MEC
|  | No Resource(3) | 42365 | LOFT 27-LOWELL-PV | NA | NA | NA | NA | NA | 25 | 017 | BOSTON | MEC
|  | No Resource(3) | 37968 | LOW MEM AUD LOWELL MA PV | NA | NA | NA | NA | NA | 25 | 17 | CMA/NEMA | MEC
|  | No Resource(3) | 41844 | LOWELL TRANSIT MGMT PV | NA | NA | NA | NA | NA | 25 | 017 | CMA/NEMA | MEC
|  | No Resource(3) | 41866 | LOWES HOME CENTER QUINCY - PV | NA | NA | NA | NA | NA | 25 | 021 | SEMA | MEC
|  | No Resource(3) | 37966 | LTI HARVARD AP HARVARD MA PV | NA | NA | NA | NA | NA | 25 | 27 | CMA/NEMA | MEC
|  | No Resource(3) | 41921 | M&I REALTY JAMES ST - PV | NA | NA | NA | NA | NA | 25 | 027 | CMA/NEMA | MEC
|  | No Resource(3) | 40520 | MANCHESTER-BOSTON REGIONAL PV | NA | NA | NA | NA | NA | 33 | 011 | NH | PSNH
|  | No Resource(3) | 40067 | MARION_DR_KINGSTON_WT_ID1656 | NA | NA | NA | NA | NA | 25 | 023 | SEMA | NSTAR
|  | No Resource(3) | 41856 | MASSASOIT COMMUNITY COLLEGE | NA | NA | NA | NA | NA | 25 | 023 | SEMA | MEC
|  | No Resource(3) | 40263 | MATOUK TEXTILE WORKS | NA | NA | NA | NA | NA | 25 | 005 | SEMA | MEC
|  | No Resource(3) | 42201 | MATTHEW KUSS MS | NA | NA | NA | NA | NA | 25 | 005 | SEMA | MEC
|  | No Resource(3) | 40194 | MICRON | NA | NA | NA | NA | NA | 25 | 027 | WMA | FGE
|  | No Resource(3) | 15488 | MIDDLETON BUILDING SUPPLY | NA | NA | NA | NA | NA | 33 | 017 | NH | PSNH
|  | No Resource(3) | 42157 | MILLBROOK RIVERSIDE LLC | NA | NA | NA | NA | NA | 25 | 027 | CMA/NEMA | MEC
|  | No Resource(3) | 40225 | MILLIPORE PV - BILLERICA | NA | NA | NA | NA | NA | 25 | 017 | CMA/NEMA | MEC
|  | No Resource(3) | 42105 | MILLST_NATICKPV_ID1818 | NA | NA | NA | NA | NA | 25 | 017 | BOSTON | NSTAR
|  | No Resource(3) | 42158 | MOHAWK DRIVE CORPORATION | NA | NA | NA | NA | NA | 25 | 027 | CMA/NEMA | MEC
|  | No Resource(3) | 17229 | MOUNT ST MARY-WRENTHAM MA WIND | NA | NA | NA | NA | NA | 25 | 21 | RI | MEC
|  | No Resource(3) | 40524 | MOUNT WACHUSSETT CC WIND | NA | NA | NA | NA | NA | 25 | 027 | WMA | MEC
|  | No Resource(3) | 42444 | MRTA (PV) | NA | NA | NA | NA | NA | 25 | 027 | WMA | FGE
|  | No Resource(3) | 41829 | MWRA_ALFORD_ST_WT_ID1638 | NA | NA | NA | NA | NA | 25 | 025 | BOSTON | NSTAR
|  | No Resource(3) | 39738 | MWRA_LORING_RD_ID1400 | NA | NA | NA | NA | NA | 25 | 017 | BOSTON | NSTAR
|  | No Resource(3) | 41784 | NANTUCKET HIGH SCHOOL | NA | NA | NA | NA | NA | 25 | 019 | SEMA | MEC
|  | No Resource(3) | 16386 | NATURE'S CLASSROOM WIND QF | NA | NA | NA | NA | NA | 25 | 027 | CMA/NEMA | MEC
|  | No Resource(3) | 42414 | NE ELECTRO-FALL RIVER-PV | NA | NA | NA | NA | NA | 25 | 005 | SEMA | MEC
|  | No Resource(3) | 17023 | NE ENGRS MIDDLETOWN RI WIND QF | NA | NA | NA | NA | NA | 44 | 005 | SEMA | NEC
|  | No Resource(3) | 41821 | NEW ENGLAND TECH WIND | NA | NA | NA | NA | NA | 44 | 003 | RI | NEC
|  | No Resource(3) | 41882 | NEXAMP CAP-NASHOBA VALLEY THS | NA | NA | NA | NA | NA | 25 | 017 | CMA/NEMA | MEC
|  | No Resource(3) | 40340 | NEXAMP CAP-WORCESTER ACADEMY | NA | NA | NA | NA | NA | 25 | 027 | CMA/NEMA | MEC
|  | No Resource(3) | 40176 | NFM SOLAR POWER, LLC | NA | NA | NA | NA | NA | 25 | 011 | WMA | SUEZ
|  | No Resource(3) | 37757 | NM-ASTRO | NA | NA | NA | NA | NA | 25 | 13 | WMA | WMECO
|  | No Resource(3) | 41811 | NM-BERKSHIRE CC | NA | NA | NA | NA | NA | 25 | 003 | WMA | WMECO
|  | No Resource(3) | 37752 | NM-COUNTRY | NA | NA | NA | NA | NA | 25 | 03 | WMA | WMECO
|  | No Resource(3) | 41864 | NM-EHAMPTON MA LANDFILL | NA | NA | NA | NA | NA | 25 | 015 | WMA | WMECO
|  | No Resource(3) | 37756 | NM-FOURSTAR | NA | NA | NA | NA | NA | 25 | 11 | WMA | WMECO
|  | No Resource(3) | 41810 | NM-FULL BLOOM MARKET | NA | NA | NA | NA | NA | 25 | 011 | WMA | WMECO
|  | No Resource(3) | 41809 | NM-GREENFIELD CC | NA | NA | NA | NA | NA | 25 | 011 | WMA | WMECO
|  | No Resource(3) | 42045 | NM-GREENFIELD MA LANDFILL | NA | NA | NA | NA | NA | 25 | 011 | WMA | WMECO
|  | No Resource(3) | 37753 | NM-HANCOCK | NA | NA | NA | NA | NA | 25 | 03 | WMA | WMECO
|  | No Resource(3) | 37758 | NM-MARLEY | NA | NA | NA | NA | NA | 25 | 15 | WMA | WMECO
|  | No Resource(3) | 41808 | NM-MASS DEP | NA | NA | NA | NA | NA | 25 | 013 | WMA | WMECO
|  | No Resource(3) | 37761 | NM-PETRICCA | NA | NA | NA | NA | NA | 25 | 03 | WMA | WMECO
|  | No Resource(3) | 41807 | NM-PITTSFIELD WWTP | NA | NA | NA | NA | NA | 25 | 003 | WMA | WMECO
|  | No Resource(3) | 41806 | NM-PROPEL | NA | NA | NA | NA | NA | 25 | 011 | WMA | WMECO
|  | No Resource(3) | 37754 | NM-QUALITY | NA | NA | NA | NA | NA | 25 | 03 | WMA | WMECO
|  | No Resource(3) | 37760 | NM-RIVERVIEW | NA | NA | NA | NA | NA | 25 | 03 | WMA | WMECO
|  | No Resource(3) | 37759 | NM-STONE | NA | NA | NA | NA | NA | 25 | 03 | WMA | WMECO
|  | No Resource(3) | 37751 | NM-UNISTRESS | NA | NA | NA | NA | NA | 25 | 03 | WMA | WMECO
|  | No Resource(3) | 37755 | NM-WOOD | NA | NA | NA | NA | NA | 25 | 11 | WMA | WMECO
|  | No Resource(3) | 41843 | NORTHEAST TREATERS | NA | NA | NA | NA | NA | 25 | 015 | WMA | MEC
|  | No Resource(3) | 14823 | NORWICH WWTP | NA | NA | NA | NA | NA | 09 | 011 | CT | CMEEC
|  | No Resource(3) | 36882 | NOTUS WIND I | NA | NA | NA | NA | NA | 25 | 1 | SEMA | NSTAR
|  | No Resource(3) | 40066 | OLDBARNST_RD_MASHPEE_PV_ID1798 | NA | NA | NA | NA | NA | 25 | 001 | SEMA | NSTAR
|  | No Resource(3) | 42351 | OMA GROUP-CHARLTON-PV | NA | NA | NA | NA | NA | 25 | 027 | WMA | MEC
|  | No Resource(3) | 42214 | ORCHARD MADE PRODUCTS | NA | NA | NA | NA | NA | 25 | 009 | BOSTON | MEC
|  | No Resource(3) | 42352 | OSG SOLAR 1-ORANGE-PV | NA | NA | NA | NA | NA | 25 | 011 | WMA | MEC
|  | No Resource(3) | 42353 | OSG SOLAR 2-ORANGE-PV | NA | NA | NA | NA | NA | 25 | 011 | WMA | MEC
|  | No Resource(3) | 42354 | OSG SOLAR 3-ORANGE-PV | NA | NA | NA | NA | NA | 25 | 011 | WMA | MEC
|  | No Resource(3) | 17128 | OTIS_AF_WIND_TURBINE | NA | NA | NA | NA | NA | 25 | 001 | SEMA | NSTAR
|  | No Resource(3) | 39992 | OTIS_WT_AFCEE_ID1692 | NA | NA | NA | NA | NA | 25 | 001 | SEMA | NSTAR
|  | No Resource(3) | 37224 | PATRIOT PL. D FOXBORO MA PV | NA | NA | NA | NA | NA | 25 | 21 | RI | MEC
|  | No Resource(3) | 37225 | PATRIOT PL. E FOXBORO MA PV | NA | NA | NA | NA | NA | 25 | 21 | RI | MEC
|  | No Resource(3) | 37226 | PATRIOT PL. F FOXBORO MA PV | NA | NA | NA | NA | NA | 25 | 21 | RI | MEC
|  | No Resource(3) | 37227 | PATRIOT PL. H FOXBORO MA PV | NA | NA | NA | NA | NA | 25 | 21 | RI | MEC
|  | No Resource(3) | 37228 | PATRIOT PL. J FOXBORO MA PV | NA | NA | NA | NA | NA | 25 | 21 | RI | MEC
|  | No Resource(3) | 37229 | PATRIOT PL. K FOXBORO MA PV | NA | NA | NA | NA | NA | 25 | 21 | RI | MEC
|  | No Resource(3) | 41782 | PAWTUCKET MEMORIAL ELEM SCH | NA | NA | NA | NA | NA | 25 | 017 | CMA/NEMA | MEC
|  | No Resource(3) | 37958 | PETER W ELEM LOWELL MA PV | NA | NA | NA | NA | NA | 25 | 17 | CMA/NEMA | MEC
|  | No Resource(3) | 42050 | PETE'S TIRE BARN | NA | NA | NA | NA | NA | 25 | 011 | WMA | MEC
|  | No Resource(3) | 37956 | PH HENBIL BILLERICA MA PV | NA | NA | NA | NA | NA | 25 | 17 | CMA/NEMA | MEC
|  | No Resource(3) | 41783 | PHOENIX FINANCE LLC | NA | NA | NA | NA | NA | 25 | 017 | CMA/NEMA | MEC
|  | No Resource(3) | 14767 | PINE TREE LFGTE | NA | NA | NA | NA | NA | 23 | 019 | BHE | FPLP
|  | No Resource(3) | 42112 | POND_ST_ASHLAND_ID1736 | NA | NA | NA | NA | NA | 25 | 017 | BOSTON | NSTAR
|  | No Resource(3) | 11827 | PORTSMOUTH ABBEY WIND QF | 0.445 | 0.66 | 0.445 | 0.66 | NA | 44 | 005 | RI | NEC
|  | No Resource(3) | 42114 | PUMPKIN HILL | NA | NA | NA | NA | NA | 23 | 019 | BHE | NBPGC
|  | No Resource(3) | 40085 | QUABBIN 1_ORANGE MA PV NET | NA | NA | NA | NA | NA | 25 | 011 | WMA | MEC
|  | No Resource(3) | 40086 | QUABBIN 2_ORANGE MA PV NET | NA | NA | NA | NA | NA | 25 | 011 | WMA | MEC
|  | No Resource(3) | 40247 | QUABBIN BARRE - WIND | NA | NA | NA | NA | NA | 25 | 027 | WMA | MEC
|  | No Resource(3) | 41871 | QUABBIN SOLAR - PV | NA | NA | NA | NA | NA | 25 | 027 | WMA | MEC
|  | No Resource(3) | 41816 | QUABOAG REGIONAL ELEM - PV | NA | NA | NA | NA | NA | 25 | 027 | WMA | MEC
|  | No Resource(3) | 42091 | QUABOAG REGIONAL HS - PV | NA | NA | NA | NA | NA | 25 | 027 | WMA | MEC
|  | No Resource(3) | 16331 | QUARRY ENERGY PROJECT | NA | NA | NA | NA | NA | 25 | 021 | SEMA | HDEL
|  | No Resource(3) | 16183 | RICHEY WOODWORKING WIND QF | NA | NA | NA | NA | NA | 25 | 009 | BOSTON | MEC
|  | No Resource(3) | 37175 | ROLLINS WIND PLANT | 61.2 | 61.2 | NA | NA | IA | 23 | 019 | BHE | EWP3
|  | No Resource(3) | 42205 | SALEM STATE UNIVERSITY | NA | NA | NA | NA | NA | 25 | 009 | BOSTON | MEC
|  | No Resource(3) | 42383 | SALEM STATE-SALEM-PV | NA | NA | NA | NA | NA | 25 | 009 | BOSTON | MEC
|  | No Resource(3) | 883 | SALMON FALLS HYDRO | 0.953 | 0.824 | 0.953 | 0.824 | NA | 33 | 017 | NH | CHIPM
|  | No Resource(3) | 14383 | SBER ROYAL MILLS LLC | NA | NA | NA | NA | NA | 44 | 003 | RI | NEC
|  | No Resource(3) | 41867 | SCITUATE TOWN OF WIND | NA | NA | NA | NA | NA | 25 | 023 | SEMA | MEC
|  | No Resource(3) | 40250 | SHAWS SUPER MARKET | NA | NA | NA | NA | NA | 25 | 027 | CMA/NEMA | MEC
|  | No Resource(3) | 40244 | SOLAR SHOP LLC BLDG 10_PV | NA | NA | NA | NA | NA | 25 | 027 | RI | MEC
|  | No Resource(3) | 40243 | SOLAR SHOP LLC BLDG 14_PV | NA | NA | NA | NA | NA | 25 | 027 | RI | MEC
|  | No Resource(3) | 41848 | SOLAR SHOP WHITINSVILLE - PV | NA | NA | NA | NA | NA | 25 | 027 | RI | MEC
|  | No Resource(3) | 42485 | SOLCHEMY PV ID1969 | NA | NA | NA | NA | NA | 25 | 007 | SEMA | NSTAR
|  | No Resource(3) | 42431 | SOLECT PLUMBING-NORWELL-PV | NA | NA | NA | NA | NA | 25 | 023 | SEMA | MEC
|  | No Resource(3) | 41822 | SOLTAS CBIS INC - PV | NA | NA | NA | NA | NA | 25 | 027 | WMA | MEC
|  | No Resource(3) | 42366 | SOLTAS SPECTOR-LAWRENCE-PV | NA | NA | NA | NA | NA | 25 | 009 | CMA/NEMA | MEC
|  | No Resource(3) | 37267 | SPRUCE ENV HAVERHILL MA PV | NA | NA | NA | NA | NA | 25 | 9 | BOSTON | MEC
|  | No Resource(3) | 42046 | ST. MARYS HIGH SCHOOL | NA | NA | NA | NA | NA | 25 | 025 | BOSTON | MEC
|  | No Resource(3) | 16612 | STETSON II WIND FARM | 26 | 26 | NA | NA | IA | 23 | 29 | BHE | STET2
|  | No Resource(3) | 15464 | STETSON WIND FARM | 59.71 | 59.71 | NA | NA | IA | 23 | 029 | BHE | EWPV
|  | No Resource(3) | 42106 | SUBURBANATHLETIC2_ID1637 | NA | NA | NA | NA | NA | 25 | 017 | BOSTON | NSTAR
|  | No Resource(3) | 42043 | SWANSEA WATER DISTRICT | NA | NA | NA | NA | NA | 25 | 005 | RI | MEC
|  | No Resource(3) | 42048 | TANTASQUA HIGH- PV | NA | NA | NA | NA | NA | 25 | 027 | WMA | MEC
|  | No Resource(3) | 40242 | TANTASQUA JR HIGH_PV | NA | NA | NA | NA | NA | 25 | 027 | WMA | MEC
|  | No Resource(3) | 40270 | TECTA AMERICA | NA | NA | NA | NA | NA | 25 | 017 | CMA/NEMA | MEC
|  | No Resource(3) | 41863 | THE WHEELER SCHOOL | NA | NA | NA | NA | NA | 25 | 005 | RI | MEC
|  | No Resource(3) | 41815 | TIFFANY AND CO - PV | NA | NA | NA | NA | NA | 25 | 007 | RI | NEC
|  | No Resource(3) | 16294 | TOWN OF PORTSMOUTH RI WIND QF | NA | NA | NA | NA | NA | 44 | 005 | RI | NEC
|  | No Resource(3) | 42092 | TOWN OF SUTTON MA PV | NA | NA | NA | NA | NA | 25 | 027 | CMA/NEMA | MEC
|  | No Resource(3) | 41881 | TOWN OF SWAMPSCOTT HS - PV | NA | NA | NA | NA | NA | 25 | 009 | BOSTON | MEC
|  | No Resource(3) | 41827 | TOWN_OF_FAIRHAVEN_WT_ID1663 | NA | NA | NA | NA | NA | 25 | 005 | SEMA | NSTAR
|  | No Resource(3) | 41828 | TOWN_OF_FAIRHAVEN_WT_ID1664 | NA | NA | NA | NA | NA | 25 | 005 | SEMA | NSTAR
|  | No Resource(3) | 17194 | TOWN_OF_FALMOUTH_WIND_TURBINE | NA | NA | NA | NA | NA | 25 | 001 | SEMA | NSTAR
|  | No Resource(3) | 41830 | TOWN_OF_KINGSTON_WT_ID1833 | NA | NA | NA | NA | NA | 25 | 023 | SEMA | NSTAR
|  | No Resource(3) | 41845 | TRADER JOES SAUGUS PV | NA | NA | NA | NA | NA | 25 | 009 | BOSTON | MEC
|  | No Resource(3) | 37955 | TRANS MED TYNGSBORO MA PV | NA | NA | NA | NA | NA | 25 | 17 | CMA/NEMA | MEC
|  | No Resource(3) | 42193 | TRUE NORTH ENERGY A | NA | NA | NA | NA | NA | 25 | 009 | BOSTON | MEC
|  | No Resource(3) | 42194 | TRUE NORTH ENERGY B | NA | NA | NA | NA | NA | 25 | 009 | BOSTON | MEC
|  | No Resource(3) | 42195 | TRUE NORTH ENERGY C | NA | NA | NA | NA | NA | 25 | 009 | BOSTON | MEC
|  | No Resource(3) | 42196 | TRUE NORTH ENERGY D | NA | NA | NA | NA | NA | 25 | 009 | BOSTON | MEC
|  | No Resource(3) | 42197 | TRUE NORTH ENERGY E | NA | NA | NA | NA | NA | 25 | 009 | BOSTON | MEC
|  | No Resource(3) | 39675 | TURKEY HILL | NA | NA | NA | NA | NA | 25 | 27 | CMA/NEMA | FGE
|  | No Resource(3) | 16089 | TURNERS FALLS HYDRO LLC | 0.937 | 0.937 | NA | NA | IA | 25 | 011 | WMA | SRTC
|  | No Resource(3) | 40483 | TYNGSBOROUGH SPORTS PV | NA | NA | NA | NA | NA | 25 | 017 | CMA/NEMA | MEC
|  | No Resource(3) | 42156 | UMASS LOWELL LEITCH HALL | NA | NA | NA | NA | NA | 25 | 017 | CMA/NEMA | MEC
|  | No Resource(3) | 37230 | UNITED NAT. FOODS PROV. RI PV | NA | NA | NA | NA | NA | 44 | 7 | RI | NEC
|  | No Resource(3) | 42484 | UNITED SALVAGE PV ID1966 | NA | NA | NA | NA | NA | 25 | 017 | BOSTON | NSTAR
|  | No Resource(3) | 42357 | UP BLACKSTONE WWTP-MILLBURY-PV | NA | NA | NA | NA | NA | 25 | 027 | CMA/NEMA | MEC
|  | No Resource(3) | 41819 | US PACK - PV | NA | NA | NA | NA | NA | 25 | 027 | CMA/NEMA | MEC
|  | No Resource(3) | 42495 | VARIANSEMICON-GLOUCESTER-WT | NA | NA | NA | NA | NA | 25 | 009 | BOSTON | MEC
|  | No Resource(3) | 42432 | VAUGHN CORP-SALISBURY-PV | NA | NA | NA | NA | NA | 25 | 009 | BOSTON | MEC
|  | No Resource(3) | 40342 | VERSO BUCKSPORT G5 | 25 | 25 | NA | NA | IA | 23 | 009 | BHE | VERSO
|  | No Resource(3) | 40251 | VETERAN HOMESTEAD PV | NA | NA | NA | NA | NA | 25 | 027 | WMA | MEC
|  | No Resource(3) | 42443 | WAL-MART LUN (PV) | NA | NA | NA | NA | NA | 25 | 027 | WMA | FGE
|  | No Resource(3) | 41838 | WEST BROOKFIELD ELEM - PV | NA | NA | NA | NA | NA | 25 | 027 | WMA | MEC
|  | No Resource(3) | 40249 | WESTBORO SUITES | NA | NA | NA | NA | NA | 25 | 027 | CMA/NEMA | MEC
|  | No Resource(3) | 42215 | WESTBOROUGH TREATMENT PL BD | NA | NA | NA | NA | NA | 25 | 027 | CMA/NEMA | MEC
|  | No Resource(3) | 41879 | WESTFORD SOLAR 1- PV | NA | NA | NA | NA | NA | 25 | 017 | CMA/NEMA | MEC
|  | No Resource(3) | 41880 | WESTFORD SOLAR 2- PV | NA | NA | NA | NA | NA | 25 | 017 | CMA/NEMA | MEC
|  | No Resource(3) | 42203 | WESTFORD SOLAR 3 - PV | NA | NA | NA | NA | NA | 25 | 017 | CMA/NEMA | MEC
|  | No Resource(3) | 42497 | WESTFORD SOLAR 4- PV | NA | NA | NA | NA | NA | 25 | 017 | CMA/NEMA | MEC
|  | No Resource(3) | 16188 | WILSON HOLDINGS LLC - PV QF | NA | NA | NA | NA | NA | 25 | 027 | CMA/NEMA | MEC
|  | No Resource(3) | 42394 | WINDENERGYDEV-NKINGSTOWN-WIND | NA | NA | NA | NA | NA | 44 | 009 | RI | NEC
|  | No Resource(3) | 40119 | WORCESTER STATE COLLEGE PV | NA | NA | NA | NA | NA | 25 | 027 | CMA/NEMA | MEC
|  | No Resource(3) | 39665 | YARMOUTH _DPW_ID1740 | NA | NA | NA | NA | NA | 25 | 01 | SEMA | NSTAR
|  | No Resource(3) | 14919 | ZBE-001 | NA | NA | NA | NA | NA | 33 | 005 | VT | PSNH
FOOTNOTES:
-1 | The NRC & CNRC values stated in this CELT report reflect the results of historical resource testing and, where applicable, are limited by the output value for which the resource has received approval under the ISO Tariff, i.e. the output value approved under the interconnection procedures or under Section I.3.9 of the ISO New England Tariff, or predecessor provisions, such as Section 18.4 of the Restated NEPOOL Agreement. Where applicable, resources may submit additional documentation to the ISO in order to demonstrate that a given resource has been approved under the ISO Tariff review process for a higher output level.
-2 | The CNRC values are as of June 1, 2013. It will be the case that the CNRC will be different in later Capacity Commitment Periods for certain resources that have obtained Capacity Supply Obligations in later Capacity Commitment Periods.
-3 | This an existing Asset that has no associated Resource in the 2013-2014 Capacity Commitment Period.
-4 | In accordance with Section 5.2 of Schedule 22 (Large Generator Interconnection Procedures) of Section II of the ISO Tariff or Section 1.6.4 of Schedule 23 (Small Generator Interconnection Procedures) of Section II of the ISO Tariff, as applicable, the instrument used to identify the capability of the resource is either the Interconnection Agreement (IA), the Section I.3.9 (or its predecessor provisions) Proposed Plan Approval (PPA) or the historic capability of the resource.

## 4.2 Multi-Yr Obligation Rsrcs
4.2 Multi-Year Obligation Resources
| Resource Id | Resource Name | Pricing Election Years | Resource Type | Commitment Period | Capacity Supply Obligation (MW)
| 12586 | Efficiency Maine Residential Efficient Products | 5 | DR | 2010-11 | 23.726
| 12693 | PSNH CORE Energy Efficiency Programs | 5 | DR | 2010-11 | 20.226
| 12694 | Acushnet Company - Ball Plant II - Combined Heat and Power Project | 5 | DR | 2010-11 | 2.469
| 12705 | Cape Light Compact Energy Efficiency Portfolio | 5 | DR | 2010-11 | 11.8
| 12763 | ECS-Critical Peak#1-NEMASS(A) | 3 | DR | 2010-11 | 2.469
| 12764 | ECS-Critical Peak#10-Connecticut(E) | 3 | DR | 2010-11 | 2.469
| 12768 | ECS-Critical Peak#2-NEMASS(B) | 3 | DR | 2010-11 | 2.469
| 12769 | ECS-Critical Peak#3-NEMASS-C | 3 | DR | 2010-11 | 2.469
| 12770 | ECS-Critical Peak#4-NEMASS(D) | 3 | DR | 2010-11 | 2.469
| 12771 | ECS-Critical Peak#5-NEMASS(E) | 3 | DR | 2010-11 | 2.469
| 12772 | ECS-Critical Peak#6-Connecticut(A) | 3 | DR | 2010-11 | 2.469
| 12773 | ECS-Critical Peak#7-Connecticut(B) | 3 | DR | 2010-11 | 2.469
| 12774 | ECS-Critical Peak#8-Connecticut( C ) | 3 | DR | 2010-11 | 2.469
| 12775 | ECS-Critical Peak#9-Connecticut(D) | 3 | DR | 2010-11 | 2.469
| 12776 | Multiple projects | 3 | DR | 2010-11 | 2.468
| 12786 | CSG Aggregation of DG and 24 hr lighting EE - NEMA1 | 5 | DR | 2010-11 | 1.861
| 12790 | CSG Aggregation of DG and 24 hr lighting EE -RI | 5 | DR | 2010-11 | 0.705
| 12791 | CSG Aggregation of DG and 24 hr lighting EE - SEMA1 | 5 | DR | 2010-11 | 1.734
| 12798 | CSG Aggregation of DG and 24 hr lighting EE - VT | 5 | DR | 2010-11 | 0.864
| 12799 | CSG Aggregation of DG and 24 hr lighting EE - WCMA1 | 5 | DR | 2010-11 | 2.469
| 12802 | University of Massachusetts Central Heating Plant | 5 | DR | 2010-11 | 11.727
| 12822 | Burlington Electric Department - On-Peak Efficiency | 5 | DR | 2010-11 | 3.105
| 12845 | Vermont Efficiency Portfolio | 5 | DR | 2010-11 | 49.412
| 1630 | RISEP | 5 | GEN | 2011-12 | 515.45
| 12597 | Cambridge Energy Alliance | 4 | DR | 2011-12 | 1.27
| 12598 | Cambridge Energy Alliance | 5 | DR | 2011-12 | 6.348
| 12693 | PSNH CORE Energy Efficiency Programs | 5 | DR | 2011-12 | 20.545
| 12695 | Comverge CoolSentry | 5 | DR | 2011-12 | 11.538
| 12705 | Cape Light Compact Energy Efficiency Portfolio | 5 | DR | 2011-12 | 11.986
| 12757 | NHEC Energy Efficiency Programs | 5 | DR | 2011-12 | 0.436
| 12815 | Massachusetts CoolSentry | 5 | DR | 2011-12 | 66.923
| 12816 | Massachusetts CoolSentry | 5 | DR | 2011-12 | 65.769
| 12817 | Massachusetts CoolSentry | 5 | DR | 2011-12 | 5.769
| 12822 | Burlington Electric Department - On-Peak Efficiency | 4 | DR | 2011-12 | 3.154
| 12845 | Vermont Efficiency Portfolio | 5 | DR | 2011-12 | 50.19
| 14567 | UTC Multiple Projects II | 5 | DR | 2011-12 | 6.269
| 14595 | Granite Reliable Power | 3 | GEN | 2011-12 | 29.9
| 14599 | Rhode Island LFG Genco, LLC - ST | 5 | GEN | 2011-12 | 26
| 14619 | Rhode Island LFG Genco, LLC - ST #2 | 5 | GEN | 2011-12 | 11
| 14665 | Record Hill Wind | 5 | GEN | 2011-12 | 13.6
| 350 | BRAYTON PT 1 | 3 | GEN | 2012-13 | 228.205
| 351 | BRAYTON PT 2 | 3 | GEN | 2012-13 | 225.75
| 352 | BRAYTON PT 3 | 3 | GEN | 2012-13 | 591.5
| 353 | BRAYTON PT 4 | 3 | GEN | 2012-13 | 422
| 12323 | COVENTRY CLEAN ENERGY #4 | 2 | GEN | 2012-13 | 1.375
| 12586 | Efficiency Maine Residential Efficient Products | 3 | DR | 2012-13 | 22.429
| 12693 | PSNH CORE Energy Efficiency Programs | 3 | DR | 2012-13 | 28.188
| 12705 | Cape Light Compact Energy Efficiency Portfolio | 3 | DR | 2012-13 | 12.9
| 12807 | CPLN ME RT-DR | 3 | DR | 2012-13 | 4.86
| 12809 | CPLN NH RT-DR | 3 | DR | 2012-13 | 4.749
| 12822 | Burlington Electric Department - On-Peak Efficiency | 3 | DR | 2012-13 | 3.06
| 12845 | Vermont Efficiency Portfolio | 3 | DR | 2012-13 | 55.534
| 14660 | Lempster Wind | 3 | GEN | 2012-13 | 4.425
| 15364 | Hess Customer Acquisition Plan NEMA #1 | 3 | DR | 2012-13 | 11.07
| 15365 | Hess Customer Acquisition Plan NEMA #2 | 3 | DR | 2012-13 | 5.4
| 15366 | Hess Customer Acquisition Plan NEMA #3 | 3 | DR | 2012-13 | 5.4
| 15367 | Hess Customer Acquisition Plan CT #1 | 2 | DR | 2012-13 | 1.544
| 15368 | Hess Customer Acquisition Plan CT #2 | 3 | DR | 2012-13 | 2.16
| 15369 | Hess Customer Acquisition Plan CT #3 | 3 | DR | 2012-13 | 2.16
| 15370 | Hess Customer Acquisition ME #1 | 5 | DR | 2012-13 | 1.55
| 15371 | Hess Customer Acquisition Plan ME #2 | 3 | DR | 2012-13 | 0.81
| 15372 | Hess Customer Acquisition Plan ME #3 | 3 | DR | 2012-13 | 0.81
| 15373 | Hess Customer Acquisition Plan NH #1 | 5 | DR | 2012-13 | 1.55
| 15374 | Hess Customer Acquisition Plan NH #2 | 3 | DR | 2012-13 | 0.81
| 15375 | Hess Customer Acquisition Plan NH #3 | 3 | DR | 2012-13 | 0.81
| 15376 | Hess Customer Acquisition Plan SEMA #1 | 5 | DR | 2012-13 | 1.55
| 15378 | Hess Customer Acquisition Plan SEMA #2 | 3 | DR | 2012-13 | 0.81
| 15379 | Hess Customer Acquisition Plan SEMA #3 | 5 | DR | 2012-13 | 0.81
| 15380 | Hess Customer Acquisition Plan WCMA #1 | 3 | DR | 2012-13 | 1.55
| 15381 | Hess Customer Acquisition Plan WCMA #2 | 5 | DR | 2012-13 | 0.81
| 15382 | Hess Customer Acquisition Plan WCMA #3 | 5 | DR | 2012-13 | 0.81
| 12705 | Cape Light Compact Energy Efficiency Portfolio | 5 | DR | 2013-14 | 3.814
| 15367 | Hess Customer Acquisition Plan CT #1 | 3 | DR | 2013-14 | 7.56
| 15368 | Hess Customer Acquisition Plan CT #2 | 3 | DR | 2013-14 | 7.56
| 15369 | Hess Customer Acquisition Plan CT #3 | 3 | DR | 2013-14 | 8.1
| 15370 | Hess Customer Acquisition ME #1 | 3 | DR | 2013-14 | 2.16
| 15371 | Hess Customer Acquisition Plan ME #2 | 3 | DR | 2013-14 | 2.16
| 15372 | Hess Customer Acquisition Plan ME #3 | 5 | DR | 2013-14 | 3.24
| 15373 | Hess Customer Acquisition Plan NH #1 | 5 | DR | 2013-14 | 1.08
| 15374 | Hess Customer Acquisition Plan NH #2 | 3 | DR | 2013-14 | 1.08
| 15375 | Hess Customer Acquisition Plan NH #3 | 3 | DR | 2013-14 | 1.08
| 15376 | Hess Customer Acquisition Plan SEMA #1 | 3 | DR | 2013-14 | 2.16
| 15378 | Hess Customer Acquisition Plan SEMA #2 | 3 | DR | 2013-14 | 2.16
| 15379 | Hess Customer Acquisition Plan SEMA #3 | 5 | DR | 2013-14 | 3.24
| 15380 | Hess Customer Acquisition Plan WCMA #1 | 5 | DR | 2013-14 | 3.78
| 15381 | Hess Customer Acquisition Plan WCMA #2 | 5 | DR | 2013-14 | 3.78
| 15382 | Hess Customer Acquisition Plan WCMA #3 | 3 | DR | 2013-14 | 4.86
| 16651 | Efficiency Maine Trust Efficient Products | 3 | DR | 2013-14 | 50
| 16700 | RI CoolSentry | 3 | DR | 2013-14 | 5
| 16713 | Comverge CoolSentry 2 | 3 | DR | 2013-14 | 5
| 16716 | Comverge CoolSentry 3 | 5 | DR | 2013-14 | 5
| 16718 | Comverge CoolSentry 4 | 5 | DR | 2013-14 | 5
| 16719 | Comverge CoolSentry 5 | 3 | DR | 2013-14 | 5
| 16729 | DFC-ERG Hybrid Fuel Cell | 3 | GEN | 2013-14 | 2.5
| 16731 | Hess Customer Acquisition Plan RI #1 | 3 | DR | 2013-14 | 2.16
| 16732 | Hess Customer Acquisition Plan RI #2 | 3 | DR | 2013-14 | 2.16
| 16734 | Hess Customer Acquisition Plan RI #3 | 5 | DR | 2013-14 | 3.24
| 16737 | DFC-ERG Hybrid Fuel Cell (3) | 5 | GEN | 2013-14 | 2.5
| 16738 | BFCP Fuel Cell | 3 | GEN | 2013-14 | 13.054
| 16739 | Hess Customer Acquisition Plan NEMA (Boston) #4 | 3 | DR | 2013-14 | 5.67
| 16740 | Hess Customer Acquisition Plan NEMA (Boston) #5 | 3 | DR | 2013-14 | 5.67
| 16742 | Hess Customer Acquisition Plan NEMA (Boston) #6 | 3 | DR | 2013-14 | 6.48
| 16743 | Hess Customer Acquisition Plan NEMA (North Shore) #7 | 3 | DR | 2013-14 | 1.62
| 16744 | Hess Customer Acquisition PlanNEMA (North Shore) #8 | 3 | DR | 2013-14 | 1.62
| 16745 | Hess Customer Acquisition Plan VT (Vermont) #1 | 3 | DR | 2013-14 | 1.62
| 16746 | Hess Customer Acquisition Plan VT (Vermont) #2 | 3 | DR | 2013-14 | 1.62
| 16747 | Hess Customer Acquisition Plan VT (Vermont) #3 | 3 | DR | 2013-14 | 1.62
| 16749 | Hess DR New Resource NEMA (North Shore) #9 | 3 | DR | 2013-14 | 2.16
| 12705 | Cape Light Compact Energy Efficiency Portfolio | 5 | DR | 2014-15 | 1.779
| 12845 | Vermont Efficiency Portfolio-1 | 5 | DR | 2014-15 | 13.452
| 35453 | Efficiency Maine Trust | 5 | DR | 2014-15 | 18.956
| 35979 | Kingdom Community Wind | 3 | GEN | 2014-15 | 12
| 12581 | CL&P - Conservation & Load Management (CL&M) - Energy Efficiency Project | 3 | DR | 2015-16 | 30.579
| 12693 | PSNH CORE Energy Efficiency Programs | 5 | DR | 2015-16 | 6.243
| 12705 | Cape Light Compact Energy Efficiency Portfolio | 5 | DR | 2015-16 | 3.24
| 12806 | WMECO - Conservation & Load Management (CL&M) - Energy Efficiency Project | 3 | DR | 2015-16 | 11.136
| 12845 | Vermont Efficiency Portfolio-1 | 5 | DR | 2015-16 | 17.55
| 16700 | RI CoolSentry | 3 | DR | 2015-16 | 5.188
| 37090 | MATEP (Combined Cycle) | 5 | GEN | 2015-16 | 10.25
| 37093 | NH DR 1 | 3 | DR | 2015-16 | 1.898
| 37095 | WCMA DR 7515 | 3 | DR | 2015-16 | 8.538
| 37105 | Blue Sky West | 5 | GEN | 2015-16 | 42.27
| 37112 | Efficiency Maine Trust FCA6 | 5 | DR | 2015-16 | 1.862
| 37853 | Hess DR Northwest VT 2013-14 | 3 | DR | 2015-16 | 2.16
| 37854 | Hess DR Northwest VT 2014-15 | 3 | DR | 2015-16 | 1.08
| 37855 | Hess DR Northwest VT 2015-16 | 3 | DR | 2015-16 | 1.08
| 37879 | RTDR_50017_Northwest Vermont (7513) | 3 | DR | 2015-16 | 1.665
| 37882 | RTDR_50017_Rhode Island (7518) | 3 | DR | 2015-16 | 0.869
| 37922 | RTDR_50744_Northern CT (7501) - Grp B | 3 | DR | 2015-16 | 7.56
| 37927 | RTDR_50744_Western CT (7503) - Grp B | 3 | DR | 2015-16 | 3.24
| 37928 | RTDR_50786_Boston (7507) | 3 | DR | 2015-16 | 0.268
| 37929 | RTDR_50786_Central MA (7515) | 3 | DR | 2015-16 | 0.9
| 37930 | RTDR_50786_Eastern CT (7500) | 3 | DR | 2015-16 | 3.065
| 37931 | RTDR_50786_Lower SEMA (7511) | 3 | DR | 2015-16 | 2.573
| 37932 | RTDR_50786_Maine (7505) | 3 | DR | 2015-16 | 2.643
| 37933 | RTDR_50786_New Hampshire (7509) | 3 | DR | 2015-16 | 3.325
| 37934 | RTDR_50786_North Shore (7508) | 3 | DR | 2015-16 | 3.252
| 37935 | RTDR_50786_Northern CT (7501) | 3 | DR | 2015-16 | 3.065
| 37936 | RTDR_50786_Norwalk - Stamford (7502) | 3 | DR | 2015-16 | 2.454
| 37937 | RTDR_50786_Portland Maine (7506) | 3 | DR | 2015-16 | 1.921
| 37939 | RTDR_50786_SEMA (7512) | 3 | DR | 2015-16 | 1.913
| 37940 | RTDR_50786_Seacoast (7510) | 3 | DR | 2015-16 | 1.273
| 37942 | RTDR_50786_Vermont (7514) | 3 | DR | 2015-16 | 1.966
| 37944 | RTDR_50786_Western MA (7517) | 3 | DR | 2015-16 | 1.541
| 38057 | Efficiency Maine Trust FCA6 B | 5 | DR | 2015-16 | 15.175
| 12581 | CL&P - Conservation & Load Management (CL&M) - Energy Efficiency Project | 3 | DR | 2016-17 | 51.3
| 12584 | Conservation and Load Management Program | 5 | DR | 2016-17 | 1.62
| 12693 | PSNH CORE Energy Efficiency Programs | 4 | DR | 2016-17 | 5.473
| 12705 | Cape Light Compact Energy Efficiency Portfolio | 5 | DR | 2016-17 | 3.028
| 12801 | UES CORE Energy Efficiency Programs | 5 | DR | 2016-17 | 1.157
| 12806 | WMECO - Conservation & Load Management (CL&M) - Energy Efficiency Project | 3 | DR | 2016-17 | 11.34
| 12845 | Vermont Efficiency Portfolio-1 | 5 | DR | 2016-17 | 16.848
| 37112 | Efficiency Maine Trust FCA6 | 5 | DR | 2016-17 | 1.89
| 37879 | RTDR_50017_Northwest Vermont (7513) | 3 | DR | 2016-17 | 0.23
| 38057 | Efficiency Maine Trust FCA6 B | 5 | DR | 2016-17 | 15.282
| 38081 | Indian Orchard Solar PV | 3 | GEN | 2016-17 | 0.595
| 38089 | Footprint Combined Cycle | 5 | GEN | 2016-17 | 674
| 38110 | West Brookfield Solar | 5 | GEN | 2016-17 | 0.41
| 38114 | East Bridgewater Solar Energy Project | 5 | GEN | 2016-17 | 0.85
| 38115 | Harrington Street PV Project | 5 | GEN | 2016-17 | 1.43
NOTE:
Capacity Supply Obligations are pre-proration values.

## 5.1 Trans Links
Section 5
Transmission Information
5.1 Links
Information on the ISO New England Regional Transmission Project List is published periodically and can be found at: http://www.iso-ne.com/committees/comm_wkgrps/prtcpnts_comm/pac/projects/index.html. The transmission project lists are currently published three times a year, which has typically been every April, July, and October. These publication times are subject to change.
The 'RSP Transmission Project Listing - March 2013 Update', contains the prospective ISO New England Transmission System that shall be considered part of the 2013 CELT Report.
The new and modified interconnection requests may be found at: http://www.iso-ne.com/genrtion_resrcs/nwgen_inter/index.html.

## Appedix A.1 Definitions
Appendix A.1 Definitions
Section 1 - Summaries
The summary pages of this report contain terms used to describe how the ISO-NE Reliability Coordinator area forecast is adjusted. The definitions for those terms are as follows:
Load
The ten-year forecast of the ISO New England Reliability Coordinator (RC) area energy and seasonal peak demand is based on econometric models of energy and seasonal peaks for the ISO-NE RC area and the six New England states. The peak forecast has been adjusted to include the current MW reductions achieved by the Passive Demand Resources, as they are treated as resources in the Installed Capacity Requirement (ICR) calculations. The ten-year forecast for New England includes the load forecast for Northern Maine, as provided by the Maine Public Service Company.
Reserves
Installed Reserves in megawatts (MW) are calculated by taking the total Capabilities (including demand resources and imports) for the ISO-NE RC area, less the Reference Load forecast for the ISO-NE RC area. The Installed Reserves as a percentage of Load are calculated by taking the total Installed Reserves and dividing them by the total Reference Load.
Capabilities
Section 1 of the CELT Report takes into account the Capacity Supply Obligations (CSO) for the Forward Capacity Market’s (FCM) 2012-2013, 2013-2014, 2014-2015, 2015-2016, and 2016-2017 Capacity Commitment Periods. These include new and existing generating resources, demand resources, and imports. The CELT Capacity Based on FCM CSOs in the Section 1 totals is consistent with the most recent Forward Capacity Market CSOs. The CSOs for the 2016-2017 Capacity Commitment Period are carried through the remainder of the CELT reporting period. Values represent Resource CSOs for the Capacity Commitment Period as of March 18, 2013, and take into account any adjustments to FCM CSOs that have occurred up to that point, including proration, Annual Reconfiguration Auctions, and bilaterals.
An energy efficiency forecast that is based on a forecasting methodology developed by ISO-NE and the Energy Efficiency Working Group, is included in the Passive DR line for the years beyond the Capacity Supply Obligations, beginning in 2017-18. See http://www.iso-ne.com/committees/comm_wkgrps/othr/enrgy_effncy_frcst/index.html for details.
Section 2 - ISO-NE Reliability Coordinator Area Capability
ISO-NE Reliability Coordinator Area Capability Values as of January 1, 2013, and as of the 2012/13 Winter and 2013 Summer Peaks (Section 2.1)
Section 2.1 lists generating assets claimed toward capability. The generating asset information, including the Lead Market Participant, is listed as it existed as of January 1, 2013 in the ISO-NE Market System. The facilities may or may not be owned, managed, or operated by the Lead Market Participant. Lead Participant updates to generating assets since January 1 are listed at the end of Section 2.1 on the endnotes page.
Seasonal Claimed Capability (SCC) values are the maximum dependable load carrying ability of a generating unit or units, excluding capacity required for station service use. The rating is based on the SCC Audits conducted according to Market Rule 1, and ISO New England Manual for Registration and Performance Auditing M-RPA. For additional information, please visit ISO-NE’s website at: http://www.iso-ne.com/rules_proceds/isone_mnls/index.html.
The generator capabilities in Section 2.1 are based on SCC and not on FCM CSOs. Summer and winter capabilities are as of January 1, 2013. In addition, the winter capabilities as of the actual winter peak for 2012/13, which occurred on January 23, 2013, and the summer capabilities for the forecasted summer peak of August 1, 2013 are provided.
This section of the CELT Report was tabulated from data provided by ISO-NE Market Participants. Although every effort has been made to verify its content, ISO New England does not assume responsibility for the accuracy of the data presented.
Net of Firm Imports and Exports Outside of ISO-NE Reliability Coordinator Area (Section 2.2):
Section 2.2 is based on the Import CSOs and Administrative Export Delists as of the actual winter peak month of January 2013, and the forecasted summer peak of August 1, 2013.
Section 3 - Summary of Capacity Supply Obligations
Section 3 summarizes the Forward Capacity Market CSOs as of March 18, 2013. The Demand Resources are broken down into On-Peak Demand Resource, Real-Time Demand Response Resource, Real-Time Emergency Generation Resource, and Seasonal Peak Demand Resource categories. Generation is broken down into Intermittent and Non-Intermittent categories.
Section 4 – Forward Capacity Market Resource Capabilities
The October 31, 2008 Forward Capacity Market (FCM)/Queue Amendments filing (FERC Docket ER09237 http://www.iso-ne.com/regulatory/ferc/filings/2008/oct/er09-237-000_10-8-31_fcm_queue.pdf ) established the Capacity Network Resource Capability (CNRC) values for each generating resource. Those CNRC values are listed in Section 4.1.
Capacity Network Resource Capability (“CNR Capability”):
The CNR Capability shall mean: (i) in the case of a Generating Facility that is a New Generating Capacity Resource pursuant to Section III.13.1 of the Tariff or an Existing Generating Capacity Resource that is increasing its capability pursuant to Section III.13.1.2.2.5 of the Tariff, the highest megawatt amount of the Capacity Supply Obligation obtained by the Generating Facility in accordance with Section III.13 of the Tariff, and, if applicable, as specified in a filing by the System Operator with the Commission in accordance with Section III.13.8.2 of the Tariff, or (ii) in the case of a Generating Facility that meets the criteria under Section 5.2.3 of this LGIP, the total megawatt amount reflected in an existing Interconnection Agreement, whether executed or filed in unexecuted form with the Commission, an application pursuant to Section I.3.9 of the Tariff (or its predecessor provision, if any), or as determined by the System Operator based on documented historic capability of the Generating Facility. The CNR Capability shall not exceed the maximum net megawatt electrical output of the Generating Facility at an ambient temperature at or above 90 degrees F for Summer and at or above 20 degrees F for Winter. Where the Generating Facility includes multiple production devices, the CNR Capability shall not exceed the aggregate maximum net megawatt electrical output of the Generating Facility at an ambient temperature at or above 90 degrees F for Summer and at or above 20 degrees F for Winter.
Network Resource Capability (“NR Capability”)
The NR Capability shall mean the maximum gross and net megawatt electrical output of the Generating Facility at an ambient temperature at or above 50 degrees F. for Summer and at or above 0 degrees F for Winter. Where the Generating Facility includes multiple energy production devices, the NR Capability shall be the aggregate maximum gross and net megawatt electrical output of the Generating Facility at an ambient temperature at or above 50 degrees F for Summer and at or above 0 degrees F for Winter. The NR Capability shall be equal to or greater than the CNR Capability.
Multi-Year Obligation Resources:
Section 4.3, “Multi-Year Obligation Resources” is a list of FCM resources with a CSO, in which an election has been made to offer their capacity for up to four additional and consecutive Capacity Commitment Periods in compliance with Section III.13.1.1.2.2.4 of Market Rule 1.
Section 5 - Transmission
Information on the ISO New England Regional Transmission Projects is periodically published and can be found at: http://www.iso-ne.com/committees/comm_wkgrps/prtcpnts_comm/pac/projects/index.html. The project lists are currently published every April, July, and October and are referred to as the April, July, and October Regional System Plan (RSP) Update, respectively.
The 'RSP Transmission Project Listing - April 2013 Update' will contain the prospective ISO New England Transmission System projects that shall be considered part of the 2013 CELT Report.

## A.2 Company Abbreviations
A.2 Company Abbreviations
Sections 2 and 4 of this report lists company abbreviations. Below are the abbreviations used in the CELT Report along with their corresponding name.
LP Acronym | Lead Participant
AESR | Algonquin Energy Services Inc.
APNM | American PowerNet Management, LP
BSP | Bear Swamp Power Company LLC
BBHVGW | Black Bear HVGW, LLC
BBHP | Black Bear Hydro Partners, LLC
BSE | Blue Sky East, LLC
BELD | Braintree Electric Light Department, Town of
BPCLP | Bridgewater Power Company L.P.
BEMLP | Brookfield Energy Marketing, LP
BED | Burlington Electric Department
CALP | Calpine Energy Services, LP
CHIPM | CHI Power Marketing, Inc.
CMLP | Chicopee Municipal Lighting Plant
CMA | Christopher M. Anthony
CESLLC | Competitive Energy Services, LLC
Concord | Concord Municipal Light Plant
CLP | Connecticut Light and Power Company, The
CMEEC | Connecticut Municipal Electric Energy Cooperative
CEEI | Consolidated Edison Energy, Inc
CEC | Constellation Energy Commodities Group, Inc
CNE | Constellation NewEnergy, Inc.
CEM | Covanta Energy Marketing, LLC
CHA | Covanta Haverhill Associates
CM | Covanta Maine, LLC
CPW | Covanta Projects of Wallingford, L.P.
CPEM | CP Energy Marketing (US) Inc.
DEM | Dominion Energy Marketing, Inc.
DOWN | DownEast Power Company, LLC
DMT1 | Dynegy Marketing and Trade, LLC
EDFT | EDF Trading North America, LLC
NRGA | Energy America LLC
ENE | Energy New England LLC
ENPM | Entergy Nuclear Power Marketing LLC
NAEA-EM | EP Energy Massachusetts, LLC
EPRM | EquiPower Resources Management, LLC
EWP3 | Evergreen Wind Power III, LLC
EWPV | Evergreen Wind Power V, LLC
FGE | Fitchburg Gas & Electric Light Company
FPLEMH | FPL Energy Maine Hydro LLC
FREE | Freepoint Commodities LLC
GALLOP | Gallop Power Greenville,LLC
SUEZ | GDF Suez Energy Marketing NA, Inc.
GCE | GenConn Energy LLC
MET | Genon Energy Management, LLC
GRP | Granite Reliable Power, LLC
GBPM | Great Bay Power Marketing, Inc
GMP | Green Mountain Power Corporation
HQE | H.Q. Energy Services (US) Inc.
HDEL | Harvard Dedicated Energy Limited
HESS | Hess Corporation
HMLP | Hingham Municipal Lighting Plant
HGE | Holyoke Gas & Electric Department
HLPD | Hudson Light & Power Department
HULL | Hull Municipal Lighting Plant
IR | Iberdrola Renewables, LLC
IEA | Indeck Energy-Alexandria, L.L.C.
IPSC | Industrial Power Services Corp
IMLD | Ipswich Municipal Light Department
KCC | Kimberly-Clark Corporation
LELWD | Littleton Electric Light & Water Department
MCPI | Macquarie Energy LLC
MMLLC | Manchester Methane, LLC
MMLD | Marblehead Municipal Light Department
MBTA | Massachusetts Bay Transportation Authority
MEC | Massachusetts Electric Company
MMWEC | Massachusetts Municipal Wholesale Electric Company
MATEP | MATEP, LLC
MLC | Merrill Lynch Commodities, Inc.
MESSA | Messalonskee Stream Hydro, LLC
MMELD | Middleton Municipal Light Department
NEPM | NEPM II, LLC
NBPGC | New Brunswick Power Generation Corporation
NECCO | New England Confectionery Company, Inc
NEP | New England Power Company
NHEC | New Hampshire Electric Cooperative, Inc.
FPLP | NextEra Energy Power Marketing, LLC
NRGPM | NRG Power Marketing LLC
NSTAR | NSTAR Electric Company
PPH | Pawtucket Power Holding Company LLC
PMLD | Princeton Municipal Light Department
PSEG | PSEG Energy Resources & Trade LLC
PSEG-NH | PSEG New Haven, LLC
PSNH | Public Service Company of New Hampshire
PUTNAM | Putnam Hydropower, Inc.
RHW | Record Hill Wind, LLC
REENERGY | ReEnergy Sterling CT Limited Partnership
REH | ReEnergy Stratton LLC
RRIG | Rhode Island Engine Genco, LLC
RGC | Rocky Gorge Corporation
SENA | Shell Energy North America (US), L.P.
SELP | Shrewsbury Electric Light Plant
SPRING | Springfield Power, LLC
SPRUCE | Spruce Mountain Wind, LLC
SMED | Sterling Municipal Electric Light Department
STET2 | Stetson Wind II, LLC.
SUMMIT | Summit Hydropower, Inc.
SRTC | Swift River Trading Company LLC
TMLP | Taunton Municipal Lighting Plant
TTMLP | Templeton Municipal Lighting Plant
NEC | The Narragansett Electric Company
TOPS | Topsham Hydro Partners LP
TCPM | TransCanada Power Marketing, Ltd.
TERM | Twin Eagle Resource Management, LLC
UNION | Union Atlantic Electricity
UI | United Illuminating Company, The
UNITIL-ES | Unitil Energy Systems, Inc.
VEC | Vermont Electric Cooperative, Inc.
VELCO | Vermont Electric Power Company, Inc.
VMC | Vermont Marble Company
VPPSA | Vermont Public Power Supply Authority
VTWIND | Vermont Wind LLC
VERSO | Verso Maine Energy LLC
WATERBURY | Waterbury Generation LLC
WATERSIDE | Waterside Power, LLC
WBMLP | West Boylston Municipal Light
WMECO | Western Massachusetts Electric Company
WGED | Westfield Gas and Electric Light Department
WB | Wheelabrator Bridgeport, L.P.
WNE | Wheelabrator North Andover Inc

## A.3 Column Abbreviations Type
A.3 Column Abbreviations
Code | Prime Mover (Consistent with the DOE EIA-411 Instructions except where noted)
CC | Combined Cycle Total Unit
Includes generators defined by EIA as Combined Cycle Steam Part (CA); Combined Cycle Single Shaft
(CS - combustion turbine and steam turbine share a single generator); Combined Cycle Combustion Turbine Part (CT)
CE | Compressed Air Energy Storage
FC | Fuel Cell - Electrochemical
GT | Combustion (Gas) Turbine – Simple Cycle
(includes jet engine design)
HL | Hydraulic Turbine
HDR | Hydraulic Turbine – Conventional -- Daily -- Run of River
(includes turbines associated with delivery of water)
HDP | Hydraulic Turbine – Conventional -- Daily -- Pondage
(includes turbines associated with delivery of water)
HW | Hydraulic Turbine -- Conventional – Weekly -- Pondage
(includes turbines associated with delivery of water)
IC | Internal Combustion Engine
(diesel, piston, reciprocating)
IG | Integrated Coal Gasification Combined Cycle
OT | Other
PB | Pressurized Fluidized Bed Combustion
PS | Hydraulic Turbine – Reversible (pumped storage)
PV | Photovoltaic
ST | Steam Turbine, including nuclear, geothermal and solar steam (does not include combined cycle)
WT | Wind Turbine

## A.4 Column Abbreviations ES
A.4 Column Abbreviations
Code | Energy Source (Description of Fuel Used)
AB | Agricultural Crop Byproducts/Straw/Energy Crops
BFG | Blast Furnace Gas
BIT | Anthracite Coal and Bituminous Coal
BLQ | Black Liquor
DFO | Distillate Fuel Oil - including Diesel, No. 1, 2, and 4
JF | Jet Fuel
KER | Kerosene
LFG | Landfill Gas
LIG | Lignite Coal
MSW | Municipal Solid Waste
NG | Natural Gas
NUC | Nuclear Uranium, Plutonium, Thorium
OBG | Other Biomass Gas - includes digester gas, methane, and other biomass gasses
OBL | Other Biomass Liquids
OBS | Other Biomass Solids
OG | Other Gas
PC | Petroleum Coke
PG | Gaseous Propane
PUR | Purchased Steam
RFO | Residual Fuel Oil Includes: Bunker C, No. 5, and No. 6 (020, 030, 070, and 100)
SC | Coal Synfuel - Coal-based solid fuel - processed by a coal synfuel plant; and coal-based fuels such as briquettes, pellets, or extrusions, which are formed from fresh or recycled coal and binding materials
SLW | Sludge Waste
SUB | Subbituminous Coal
SUN | Solar
TDF | Tire-derived Fuels
WAT | Water at a Conventional Hydroelectric Turbine
WC | Waste/Other Coal - including anthracite culm, bituminous gob, fine coal, lignite waste, waste coal
WDL | Wood Waste Liquids excluding Black Liquor - includes red liquor, sludge wood, spent sulfite liquor, and other wood-based liquids
WDS | Wood/Wood Waste Solids - including paper pellets, railroad ties, utility poles, wood chips, bark, and wood waste solids
WND | Wind
WO | Waste/Other Oil - including Crude Oil, Liquid Butane, Liquid Propane, Oil Waste, Re-Refined Motor Oil, Sludge Oil, Tar Oil, or other petroleum-based liquid wastes

## Appendix B.1 FIPS Codes
Appendix B.1 Federal Information Processing Standard (FIPS) Codes
FIPS | County Name | FIPS | County Name (Cont'd) | FIPS | County Name (Cont'd) | FIPS | County Name (Cont'd)
Code |  | Code |  | Code |  | Code
09 - State of Connecticut
1 | Fairfield | 5 | Litchfield | 9 | New Haven | 13 | Tolland
3 | Hartford | 7 | Middlesex | 11 | New London | 15 | Windham
23 - State of Maine
1 | Androscoggin | 9 | Hancock | 17 | Oxford | 25 | Somerset
3 | Aroostook | 11 | Kennebec | 19 | Penobscot | 27 | Waldo
5 | Cumberland | 13 | Knox | 21 | Piscataquis | 29 | Washington
7 | Franklin | 15 | Lincoln | 23 | Sagadahoc | 31 | York
25 - State of Massachusetts
1 | Barnstable | 9 | Essex | 17 | Middlesex | 25 | Suffolk
3 | Berkshire | 11 | Franklin | 19 | Nantucket | 27 | Worcester
5 | Bristol | 13 | Hampden | 21 | Norfolk
7 | Dukes | 15 | Hampshire | 23 | Plymouth
33 - State of New Hampshire
1 | Belknap | 7 | Coös | 13 | Merrimack | 19 | Sullivan
3 | Carroll | 9 | Grafton | 15 | Rockingham
5 | Cheshire | 11 | Hillsborough (Hillsboro) | 17 | Strafford
44 - State of Rhode Island
1 | Bristol | 5 | Newport | 9 | Washington
3 | Kent | 7 | Providence
50 - State of Vermont
1 | Addison | 9 | Essex | 17 | Orange | 25 | Windham
3 | Bennington | 11 | Franklin | 19 | Orleans | 27 | Windsor
5 | Caledonia | 13 | Grand Isle | 21 | Rutland
7 | Chittenden | 15 | Lamoille | 23 | Washington

## B.2 RSP Subarea
B.2 Regional System Plan (RSP) Subarea & Load Zone Descriptions
Subarea or Control Area Designation | Region or State
BHE | Northeastern Maine
ME | Western and central Maine/Saco Valley, New Hampshire
SME | Southeastern Maine
NH | Northern, eastern, and central New Hampshire/eastern Vermont and southwestern Maine
VT | Vermont/southwestern New Hampshire
Boston | Greater Boston, including the North Shore
CMA/NEMA | Central Massachusetts/ northeastern Massachusetts
WMA | Western Massachusetts
SEMA | Southeastern Massachusetts/Newport, Rhode Island
RI | Rhode Island/bordering MA
CT | Northern and eastern Connecticut
SWCT | Southwestern Connecticut
NOR | Norwalk/Stamford, Connecticut
M, NY, and HQ | Maritimes, New York, and Hydro-Québec external Reliability Coordinator areas
Load Zone* | Region or State
CT | Connecticut
ME | Maine
NH | New Hampshire
RI | Rhode Island
VT | Vermont
NEMA | Northeastern Massachusetts
SEMA | Southeastern Massachusetts
WCMA | Western and Central Massachusetts
* The boundaries for the CT, ME, NH, RI, and VT load zones are the same as the state boundaries.