## Summary of Revisions
Special Page Summarizing Revisions to the 2014 CELT Report
The following revisions were made to the CELT Report as of May 16, 2014:
• | Sec. 1.5 - Actual and Estimated Energy and Peak Loads: The 2015 forecasted July and August monthly peak loads have been replaced by the summer peak and the December peak has been replaced by the winter peak.
• | Appendix E - FCA Qualified and Cleared Capacity: The Generating Fuel Type designations have been revised to be consistent with those specified in the CELT Report.
• | Various section and page numbering corrections have been made.

## Introduction
Introduction
2014 ISO New England (ISO-NE) Reliability Coordinator Area Forecast
The “2014-2023 Forecast Report of Capacity, Energy, Loads, and Transmission” (CELT Report) is a source of assumptions for use in electric planning and reliability studies. This report provides assumptions for the ISO New England Reliability Coordinator area. Total New England Load and Total New England Capacity, which include northern Maine, are included in the Section 1 summaries for reference purposes.
This edition of the CELT Report includes two new sections. Section 3.1, "Interim Forecast of Solar Photovoltaic (PV) Resources by State", includes state-by-state solar forecasts based on nameplate rating and the estimated summer Seasonal Claimed Capability (SCC). The forecast methodology and assumptions are available at http://www.iso-ne.com/committees/comm_wkgrps/othr/distributed_generation_frcst/2014_pv_frcst/2014_final_solar_forecast.pdf. The other new addition to the CELT Report is Section 5.3, "Summary of Demand Resource Capacity (MW) Used in System Planning Studies." The capacity values in that table are based on Qualified Capacity (QC) of Existing Capacity Resources and FCA cleared auction results of New Capacity Resources for each Capacity Commitment Period (see http://www.iso-ne.com/markets/othrmkts_data/fcm/cal_results/index.html). The need for this data by ISO-NE Transmission Planning is described in the Load Modeling Guide for ISO New England Network Model (see http://www.iso-ne.com/rules_proceds/isone_plan/othr_docs/index.html).
In Section 1, the ISO New England Reliability Coordinator area reference load forecast may be characterized as having a fifty percent chance of being exceeded. The load forecast distributions for the years 2014 through 2023 are included in Section 1.6 of this report. Additional information on the load forecast, including the forecast bandwidths, is available on the ISO New England web site (see links below).
The capacity values in Section 1 are based on the Capacity Supply Obligations (CSO) for the Forward Capacity Market’s (FCM) 2013­2014, 2014-2015, 2015-2016, 2016-2017, and 2017-2018 Capacity Commitment Periods as of March 18, 2014. These include new and existing generating resources, demand resources, and imports.
The CSOs for each of the commitment periods are based on the following FCM auction results:
| 2013-2014 | Annual Reconfiguration Auction 3
| 2014-2015 | Annual Reconfiguration Auction 3
| 2015-2016 | Annual Reconfiguration Auction 1
| 2016-2017 | Forward Capacity Auction Proration
| 2017-2018 | Forward Capacity Auction
The generating resource and demand resource CSO totals for the 2017­2018 Capacity Commitment Period are assumed to remain in place for the remainder of the CELT reporting period. Imports beyond the 2017-2018 Capacity Commitment Period reflect only known, long-term contracts.
The annual generating capacity totals based on Seasonal Claimed Capability (SCC)2 are included as a line item in Sections 1.1 and 1.2. Those values are based on the SCCs of existing assets plus the expected capability of future FCM and non-FCM resources. The non-FCM resources are those that do not have FCM obligations, but are part of the ISO New England Generator Interconnection Queue3 and are expected to become commercial in 2014 or 2015. The new resources included in the CELT Report are only a small portion of the new generating projects in the ISO New England Generator Interconnection Queue.
Section 2.1 of the CELT Report lists details for all generating assets as of January 1, 2014. It also includes SCC values for the winter 2013/14 peak, which occurred on December 17, 2013, and projected summer SCC values for August 1, 2014.
Section 4.1 summarizes the results of the 2013-2014, 2014-2015, 2015-2016, 2016-2017, and 2017-2018 Forward Capacity Market Capacity Supply Obligations (CSOs) by Load Zone as of March 18, 2014. In the case of 2013-14, monthly auction results are not taken into consideration; the results shown are for the third Annual Reconfiguration Auction (ARA3).
The October 31, 2008 Forward Capacity Market (FCM)/Queue Amendments filing (FERC Docket ER09237 http://www.iso-ne.com/regulatory/ferc/filings/2008/oct/er09-237-000_10­8­31_fcm_queue.pdf) established the Network Resource Capability (NRC) and Capacity Network Resource Capability (CNRC) values for each generating resource. Section 5.1, “Network Resource Capability (NRC) & Capacity Network Resource Capability (CNRC) List”, lists the NRC & CNRC values calculated consistent with Schedules 22 and 23 of the Open Access Transmission Tariff (the Large and Small Generator Interconnection Procedures).
Section 5.2, “Multi-Year Obligation Resources,” is a list of FCM resources with a capacity supply obligation, in which an election has been made to offer their capacity for up to four additional and consecutive Capacity Commitment Periods in compliance with Section III.13.1.1.2.2.4 of Market Rule 1.
Section 6 lists links associated with transmission related documents available on the ISO New England website at: http://www.iso-ne.com.
The appendices in the report are as follows:
- Appendix A defines the commonly used terms and abbreviations used in this report;
- Appendix B provides a list of the Federal Information Processing Standard (FIPS) Codes and the list of Regional System Plan (RSP) Subareas;
- Appendix C includes two graphs that illustrate the summer Capacity Supply Obligations and load forecast;
- Appendix D tracks the CSOs for each Commitment Period, by Load Zone, from the Forward Capacity Auction (FCA) results through the subsequent proration, bilaterals, and Annual Reconfiguration Auctions.
- Appendix E lists the Qualified Capacity for all Resources that qualified to participate in the eighth Forward Capacity Auction (FCA 8).
CELT Reports and related documents are available on the ISO New England website at:
http://www.iso-ne.com/trans/celt/report/index.html
http://www.iso-ne.com/trans/celt/fsct_detail/index.html
http://www.iso-ne.com/genrtion_resrcs/snl_clmd_cap/index.html
http://www.iso-ne.com/trans/rsp/index.html
http://www.iso-ne.com/genrtion_resrcs/nwgen_inter/index.html
http://www.iso-ne.com/genrtion_resrcs/nwgen_inter/status/index.html
Please do not hesitate to contact ISO New England at custserv@iso-ne.com with any questions or comments regarding the information contained herein.
1 ISO New England is the Reliability Coordinator (RC), Balancing Authority (BA) and Transmission Operator (TOP) for New England. Throughout this document, the ISO is referred to as the RC since the RC has responsibility for overseeing the other two functions.
2 For more information on generating assets, refer to the Seasonal Claimed Capability Report at: http://www.iso-ne.com/genrtion_resrcs/snl_clmd_cap/index.html.
3 The Generator Interconnection Queue is posted on the ISO New England website at http://www.iso­ne.com/genrtion_resrcs/nwgen_inter/status/index.html.

## Preface
Preface
This 2014 edition of the "Forecast Report of Capacity, Energy, Loads, and Transmission" (CELT) reflects a load forecast based upon demographic, economic, and market information available on March 18, 2014 for publication in May 2014. Accordingly, this CELT edition supersedes prior CELT publications.
This report presents the ISO-NE Reliability Coordinator area 2014-2023 forecast of:
· Electric energy demand and peak load;
· Existing ISO-NE Control Area electrical capacity and proposed changes;
· Scheduled and proposed transmission changes; with listings of existing and summaries of proposed generation projects.
Generating asset details are represented in Section 2.1 of this report for three different periods: a snapshot of January 1, 2014, a snapshot of the winter peak on December 17, 2013, and a projection for the summer of 2014. This report represents the efforts of Market Participants' staffs, jointly with ISO-NE, under the review of the Load Forecasting and Reliability Committees. Additional information regarding the documentation of the electric energy demand and peak load forecasts presented in this report may be found on ISO-NE’s web site at:
http://www.iso-ne.com/trans/celt/fsct_detail/index.html

## Table of Contents
Table of Contents
Introduction
Preface
Section 1 Summaries | Section 6 Transmission Information
1.1 Summer Peak Capabilities and Load Forecast | 6.1 Transmission Project Links
1.2 Winter Peak Capabilities and Load Forecast
1.3 Summary Summer Capability by Fuel/Unit Type | Appendix A
1.4 Summary Winter Capability by Fuel/Unit Type | A.1 Definitions
1.5 Actual and Estimated Energy and Peak Loads | A.2 Company Abbreviations
1.6 Seasonal Peak Load Forecast Distributions | A.3 Column Abbreviations - Prime Mover (Unit Type)
A.4 Column Abbreviations Energy Source (Fuel)
Section 2 Control Area Capability
2.1 Generator List with Existing and Expected Seasonal Claimed Capability (SCC) | Appendix B
2.1 Endnotes | B.1 Federal Information Processing Standard (FIPS) Codes
2.2 Net of Imports and Exports | B.2 Regional System Plan (RSP) Subarea Descriptions
Section 3 Solar Forecast | Appendix C
3.1 Interim Forecast of Solar Photovoltaic (PV) Resources by State | C.1 CSO and Load Graphs
Section 4 FCM Capacity Supply Obligations | Appendix D
4.1 Summary of Capacity Supply Obligations (CSO) | 2010-2011 through 2017-2018 Capacity Supply Obligations by Load Zone
Section 5 Forward Capacity Market Resource Capabilities | Appendix E
5.1 Network Resource Capability (NRC) and Capacity Network Resource Capability (CNRC) List | List of FCA 8 Qualified Capacity for All Resources
5.2 Multi-Year Obligation Resources
5.3 Summary of Demand Resource Capacity (MW) Used in System Planning Studies

## 1.1 Summer Peak
1.1 Summer Peak Capabilities and Load Forecast (MW)
|  | 2013 | 2014 | 2015 | 2016 | 2017 | 2018 | 2019 | 2020 | 2021 | 2022 | 2023
NEW ENGLAND (Including Northern Maine) (1)
TOTAL CAPACITY |  | 32755.923 | 32883.808 | 33615.315 | 33225.731 | 33749.831 | 32577.797 | 32577.797 | 32577.797 | 32571.797 | 32571.797 | 32571.797
TOTAL REFERENCE LOAD |  | 27941 | 28272 | 28722 | 29238 | 29718 | 30114 | 30444 | 30785 | 31100 | 31426 | 31731
ISO-NE RELIABILITY COORDINATOR AREA
1. LOAD (2, 3, 4)
1.1 REFERENCE - Without reduction for
| Passive DR listed below | 27835 | 28165 | 28615 | 29130 | 29610 | 30005 | 30335 | 30675 | 30990 | 31315 | 31620
| 1.2 Passive DR used in System Planning (5) | 1330 | 1507 | 1685 | 1839 | 2089 | 2328 | 2553 | 2764 | 2962 | 3148 | 3322
| 1.3 REFERENCE - With reduction for Passive DR | 26505 | 26658 | 26930 | 27291 | 27521 | 27677 | 27782 | 27911 | 28028 | 28167 | 28298
2. CAPACITY BASED ON FCM OBLIGATIONS
| 2.1 GENERATING RESOURCES (6) | 29577.674 | 29256.763 | 29162.354 | 29030.288 | 29403.92 | 29403.92 | 29403.92 | 29403.92 | 29403.92 | 29403.92 | 29403.92
| 2.2 DEMAND RESOURCES (7) | 1850.38 | 2099.494 | 2686.14 | 2463.581 | 2953.877 | 2953.877 | 2953.877 | 2953.877 | 2953.877 | 2953.877 | 2953.877
| 2.2.1 ACTIVE DR | 700.637 | 700 | 1167.202 | 944.27 | 993.683 | 993.683 | 993.683 | 993.683 | 993.683 | 993.683 | 993.683
| 2.2.2 PASSIVE DR | 1149.743 | 1399 | 1518.938 | 1519.311 | 1960.194 | 1960.194 | 1960.194 | 1960.194 | 1960.194 | 1960.194 | 1960.194
| 2.3 IMPORTS (8) | 1202.869 | 1402.551 | 1641.821 | 1606.862 | 1267.034 | 95 | 95 | 95 | 89 | 89 | 89
| 2.4 TOTAL (9) | 32630.923 | 32758.808 | 33490.315 | 33100.731 | 33624.831 | 32452.797 | 32452.797 | 32452.797 | 32446.797 | 32446.797 | 32446.797
3. CAPACITY BASED ON SEASONAL CLAIMED CAPABILITY (SCC) (10)
| 3.1 GENERATION CLAIMED FOR CAPABILITY | 31875.103 | 31172.958 | 30607.572 | 31275.062 | 29767.823 | 29767.823 | 29767.823 | 29767.823 | 29767.823 | 29767.823 | 29767.823
4. RESERVES - Based on Reference Load with reduction for Passive DR
4.1 INSTALLED RESERVES - Based on CSOs of Generating Resources (line 2.1), Active DR (line 2.2.1), and Imports (line 2.3)
| 4.1.1 MW | 4976.18 | 4701.314 | 5041.377 | 4290.42 | 4143.637 | 2815.603 | 2710.603 | 2581.603 | 2458.603 | 2319.603 | 2188.603
| 4.1.2 % OF LOAD | 18.7745 | 17.6357 | 18.7203 | 15.721 | 15.0563 | 10.1731 | 9.7567 | 9.2494 | 8.772 | 8.2352 | 7.7341
4.2 INSTALLED RESERVES - Based on Generation SCC (line 3.1), Active DR (line 2.2.1), Imports (line 2.3), and Exports (see footnote 11)
| 4.2.1 MW | 7173.609 | 6517.509 | 6386.595 | 6435.194 | 4407.54 | 3079.506 | 2974.506 | 2845.506 | 2722.506 | 2583.506 | 2452.506
| 4.2.2 % OF LOAD | 27.0651 | 24.4486 | 23.7155 | 23.5799 | 16.0152 | 11.1266 | 10.7066 | 10.1949 | 9.7135 | 9.1721 | 8.6667
KEY:
| 4.1.1 = 2.1 + 2.2.1 + 2.3 – 1.3 | 2013: 4.2.2 = (4.2.1 / 1.3 ) x 100
| 4.1.2 = (4.1.1 / 1.3 ) x 100 | 2013: 2.4 = 2.1 + 2.2 + 2.3
4.2.1 = (3.1 + 2.2.1 + 2.3) – 1.3
FOOTNOTES:
See Section 1.1 Footnotes on following sheet

## 1.1 Footnotes
1.1 Footnotes
-1 | Represents total New England load and capacity, including Northern Maine (which is not electrically connected to the ISO New England (ISO-NE) Reliability Coordinator area).
-2 | Represents MW load level associated with a reference forecast having a 50% chance of being exceeded. More information on the April 2014 CELT forecast, including the high and low bandwidths, is available on the ISO-NE Website located at http://www.iso ne.com/trans/celt/fsct_detail/index.html.
-3 | Two versions of the seasonal peak load forecast are shown. The first forecast does not reflect the peak and energy savings of the passive demand resources. The second forecast shown reflects a reduction for that passive DR. Detailed forecast documentation on the ISO-NE website includes both the original CELT forecast and the forecast minus passive demand resources.
-4 | The 2013 summer peak load shown reflects weather normalization. Prior to weather normalization, the actual metered 2013 summer peak of 27,379 MW occurred on July 19, 2013 at hour ending 17:00. See Section 1.5 for actual and estimated peaks and energies. The reconstituted (for the load reducing action of FCM Passive Demand Resources) peak of 29,065 MW occurred on July 19, 2013 at hour ending 15:00.
-5 | The passive DR shown under line 1.2 consists of the Qualified Capacity (QC) of existing resources and primary auction (FCA) results for new resources. These values are used by ISO-NE System Planning in their long-term Needs Assessments and Solutions Studies (see Sec. 3.1 of this report for a breakdown by Load Zone and DR type), and are different from the Capacity Supply Obligations shown on line 2.2.2. Beginning in 2018-2019, passive DR includes an ISO-NE forecast of incremental EE beyond the FCM.
-6 | The 2014 through 2017 generating capacity consists of the current Forward Capacity Market CSOs as of March 18, 2014, and the 2013 CSOs are based on the 2013-2014 ARA 3 results. The 2017 FCM CSO is assumed to remain in place through the end of the CELT reporting period. It is assumed that the 444 MW of Static and Dynamic De-List Bids that were cleared to leave the 2017-2018 Forward Capacity Auction will remain de-listed through the reporting period. The Citizens Block Load CSO is treated as an import rather than a generating resource.
-7 | The demand resource values are based on DR with FCM CSOs, including an 8% transmission and distribution loss gross-up. The 2017 FCM CSO is assumed to remain in place through the end of the CELT Reporting Period. A passive DR forecast is included with the QC-based DR values on line 1.2, beginning in 2018.
-8 | The 2013 through 2017 imports are based on FCM import CSOs. An Administrative Export De-List of 100 MW is taken into account in the generation capability values from 2013 on. The purchases beyond the 2017-2018 Capacity Commitment Period reflect only known, long-term contracts.
-9 | May not equal sum due to rounding.
-10 | The generating capability based on SCC values includes all existing ISO New England generating assets as well as projected additions and retirements. Future generating assets consist of non-FCM resources that are expected to go commercial in 2014 or 2015, and all new resources with FCM CSOs. The capabilities of the FCM resources are based on their Qualified Capacity.
-11 | Exports consist of a 100 MW Administrative Export De-List.

## 1.2 Winter Peak
1.2 Winter Peak Capabilities and Load Forecast (MW)
|  | 13/14 | 14/15 | 15/16 | 16/17 | 17/18 | 18/19 | 19/20 | 20/21 | 21/22 | 22/23 | 23/24
NEW ENGLAND (Including Northern Maine) (1)
TOTAL CAPACITY |  | 32963.492 | 33137.346 | 33960.141 | 33560.879 | 34058.198 | 32887.164 | 32887.164 | 32881.164 | 32881.164 | 32881.164 | 32881.164
TOTAL REFERENCE LOAD |  | 22571 | 22697 | 22878 | 23048 | 23194 | 23319 | 23425 | 23536 | 23641 | 23752 | 23863
ISO-NE RELIABILITY COORDINATOR AREA
1. LOAD (2, 3, 4)
1.1 REFERENCE - Without reduction for
| Passive DR listed in 2.2.2 below) | 22450 | 22575 | 22755 | 22925 | 23070 | 23195 | 23300 | 23410 | 23515 | 23625 | 23735
| 1.2 Passive DR used in System Planning (5) | 1312 | 1489 | 1663 | 1652 | 1832 | 2042 | 2238 | 2424 | 2597 | 2760 | 2913
| 1.3 REFERENCE - With reduction for Passive DR | 21138 | 21086 | 21092 | 21274 | 21238 | 21153 | 21062 | 20986 | 20918 | 20865 | 20822
2. CAPACITY BASED ON FCM OBLIGATIONS
| 2.1 GENERATING RESOURCES (6) | 29918.279 | 30005.084 | 29558.858 | 29406.366 | 29728.344 | 29728.344 | 29728.344 | 29728.344 | 29728.344 | 29728.344 | 29728.344
| 2.2 DEMAND RESOURCES (7) | 1717.344 | 2055.137 | 2645.396 | 2447.651 | 2937.82 | 2937.82 | 2937.82 | 2937.82 | 2937.82 | 2937.82 | 2937.82
| 2.2.1 ACTIVE DR | 571.634 | 655.956 | 1128.672 | 929.509 | 978.172 | 978.172 | 978.172 | 978.172 | 978.172 | 978.172 | 978.172
| 2.2.2 PASSIVE DR | 1145.71 | 1399.181 | 1516.724 | 1518.142 | 1959.648 | 1959.648 | 1959.648 | 1959.648 | 1959.648 | 1959.648 | 1959.648
| 2.3 IMPORTS (8) | 1202.869 | 932.125 | 1630.887 | 1581.862 | 1267.034 | 96 | 96 | 90 | 90 | 90 | 90
| 2.4 TOTAL (9) | 32838.492 | 32992.346 | 33835.141 | 33435.879 | 33933.198 | 32762.164 | 32762.164 | 32756.164 | 32756.164 | 32756.164 | 32756.164
3. CAPACITY BASED ON SEASONAL CLAIMED CAPABILITY (SCC) (10)
| 3.1 GENERATION CLAIMED FOR CAPABILITY | 34518.026 | 33393.775 | 33480.031 | 34126.949 | 32230.677 | 32230.677 | 32230.677 | 32230.677 | 32230.677 | 32230.677 | 32230.677
4. RESERVES - Based on Reference Load with reduction for Passive DR
4.1 INSTALLED RESERVES - Based on CSOs of Generating Resources (line 2.1), Active DR (line 2.2.1), and Imports (line 2.3)
| 4.1.1 MW | 10554.782 | 10507.165 | 11226.417 | 10643.737 | 10735.55 | 9649.516 | 9740.516 | 9810.516 | 9878.516 | 9931.516 | 9974.516
| 4.1.2 % OF LOAD | 49.9327 | 49.8301 | 53.2259 | 50.0317 | 50.5488 | 45.6177 | 46.2469 | 46.7479 | 47.225 | 47.5989 | 47.9037
4.2 INSTALLED RESERVES - Based on Generation SCC (line 3.1), Active DR (line 2.2.1), Imports (line 2.3), and Exports (see footnote 11)
| 4.2.1 MW | 15054.529 | 13795.856 | 15047.59 | 15264.32 | 13137.883 | 12051.849 | 12142.849 | 12212.849 | 12280.849 | 12333.849 | 12376.849
| 4.2.2 % OF LOAD | 71.2202 | 65.4266 | 71.3426 | 71.7511 | 61.8603 | 56.9747 | 57.6529 | 58.1952 | 58.7095 | 59.1126 | 59.4412
KEY:
| 4.1.1 = 2.1 + 2.2.1 + 2.3 – 1.3 | 13/14: 4.2.2 = (4.2.1 / 1.3 ) x 100
| 4.1.2 = (4.1.1 / 1.3 ) x 100 | 13/14: 2.4 = 2.1 + 2.2 + 2.3
4.2.1 = (3.1 + 2.2.1 + 2.3) – 1.3
FOOTNOTES:
See Section 1.2 Footnotes on following sheet

## 1.2 Footnotes
1.2 Footnotes
-1 | Represents total New England load and capacity, including Northern Maine (which is not electrically connected to the ISO New England (ISO-NE) Reliability Coordinator area).
-2 | Represents MW load level associated with a reference forecast having a 50% chance of being exceeded. More information on the April 2014 CELT forecast, including the high and low bandwidths, is available on the ISO-NE Website located at http://www.iso ne.com/trans/celt/fsct_detail/index.html.
-3 | Two versions of the seasonal peak load forecast are shown. The first forecast does not reflect the peak and energy savings of the passive demand resources. The second forecast shown reflects a reduction for that passive DR. Detailed forecast documentation on the ISO-NE website includes both the original CELT forecast and the forecast minus passive demand resources.
-4 | The 2013/14 winter peak load shown reflects weather normalization. Prior to weather normalization, the actual metered 2013/14 winter peak of 21,448 MW occurred on December 17, 2013 at hour ending 18:00. See Section 1.5 for actual and estimated peaks and energies. The reconstituted (for the load reducing action of FCM Passive Demand Resources) peak of 23,427 MW occurred on December 17, 2013 at hour ending 18:00.
-5 | The passive DR shown under line 1.2 consists of the Qualified Capacity (QC) of existing resources and primary auction (FCA) results for new resources. These values are used by ISO-NE System Planning in their long-term Needs Assessments and Solutions Studies (see Sec. 3.1 of this report for a breakdown by Load Zone and DR type), and are different from the Capacity Supply Obligations shown on line 2.2.2. Beginning in 2018-2019, passive DR includes an ISO-NE forecast of incremental EE beyond the FCM.
-6 | The 2014/15 through 2017/18 generating capacity consists of the Forward Capacity Market CSOs current as of March 18, 2014, and the 2013/14 CSOs are based on the ARA 3 results. The 2017/18 FCM CSO is assumed to remain in place through the end of the CELT reporting period. It is assumed that the 444 MW of Static and Dynamic De-List Bids that were cleared to leave the 2017-2018 Forward Capacity Auction will remain de-listed through the reporting period. The Citizens Block Load CSO is treated as an import rather than a generating resource.
-7 | The demand resource values are based on DR with FCM CSOs, including an 8% transmission and distribution loss gross-up. The 2017/18 FCM CSO is assumed to remain in place through the end of the CELT Reporting Period. A passive DR forecast is included with the QC-based DR values on line 1.2, beginning in 2018/19.
-8 | The 2013/14 through 2017/18 imports are based on FCM import CSOs. An Administrative Export De-List of 100 MW is taken into account in the generation capability values from 2013 on. The purchases beyond the 2017-2018 Capacity Commitment Period reflect only known, long-term contracts.
-9 | May not equal sum due to rounding.
-10 | The generating capability based on SCC values includes all existing ISO New England generating assets as well as projected additions and retirements. Future generating assets consist of non-FCM resources that are expected to go commercial in 2014 or 2015, and all new resources with FCM CSOs. The capabilities of the FCM resources are based on their Qualified Capacity.
-11 | Exports consist of a 100 MW Administrative Export De-List.

## 1.3 Summer by Fuel-Unit Type
1.3 - Summary Summer Capability by Fuel/Unit Type (MW) (1)
|  | 2013 | 2014 | 2015 | 2016 | 2017 | 2018 | 2019 | 2020 | 2021 | 2022 | 2023
| NUCLEAR STEAM | 4058.775 | 3830.727 | 3867.844 | 4196.17 | 4023.007 | 4023.007 | 4023.007 | 4023.007 | 4023.007 | 4023.007 | 4023.007
| HYDRO (DAILY CYCLE - PONDAGE) | 268.6 | 333.945 | 338.44 | 332.311 | 359.261 | 359.261 | 359.261 | 359.261 | 359.261 | 359.261 | 359.261
| HYDRO (DAILY CYCLE - RUN OF RIVER) | 391.331 | 280.045 | 289.843 | 266.537 | 256.907 | 256.907 | 256.907 | 256.907 | 256.907 | 256.907 | 256.907
| HYDRO (WEEKLY CYCLE) | 678.89 | 770.265 | 853.704 | 848.882 | 814.163 | 814.163 | 814.163 | 814.163 | 814.163 | 814.163 | 814.163
| HYDRO (PUMPED STORAGE) | 1607.454 | 1600.843 | 1609.044 | 1475.258 | 1666.294 | 1666.294 | 1666.294 | 1666.294 | 1666.294 | 1666.294 | 1666.294
| GAS COMBINED CYCLE | 8729.96 | 9203.285 | 8982.128 | 8463.075 | 9331.826 | 9331.826 | 9331.826 | 9331.826 | 9331.826 | 9331.826 | 9331.826
| GAS/OIL COMBINED CYCLE | 2777.702 | 2697.658 | 2651.247 | 3224.849 | 3456.992 | 3456.992 | 3456.992 | 3456.992 | 3456.992 | 3456.992 | 3456.992
| GAS COMBUSTION (GAS) TURBINE | 331.428 | 463.562 | 442.301 | 454.897 | 500.62 | 500.62 | 500.62 | 500.62 | 500.62 | 500.62 | 500.62
| GAS/OIL COMBUSTION (GAS) TURBINE | 614.772 | 496.758 | 495.668 | 481.741 | 526.472 | 526.472 | 526.472 | 526.472 | 526.472 | 526.472 | 526.472
| OIL COMBUSTION (GAS) TURBINE | 1536.064 | 1599.909 | 1606.81 | 1517.232 | 1573.253 | 1573.253 | 1573.253 | 1573.253 | 1573.253 | 1573.253 | 1573.253
| COAL STEAM | 2205.509 | 1907.648 | 1887.252 | 1821.174 | 926.851 | 926.851 | 926.851 | 926.851 | 926.851 | 926.851 | 926.851
| GAS STEAM | 45.544 | 0 | 0 | 0 | 0 | 0 | 0 | 0 | 0 | 0 | 0
| GAS/OIL STEAM | 2775.401 | 2786.938 | 2755.764 | 2691.716 | 2481.27 | 2481.27 | 2481.27 | 2481.27 | 2481.27 | 2481.27 | 2481.27
| OIL STEAM | 2503.871 | 2134.805 | 2154.902 | 1959.465 | 2200.505 | 2200.505 | 2200.505 | 2200.505 | 2200.505 | 2200.505 | 2200.505
| GAS INTERNAL COMBUSTION | 0 | 0 | 0.09 | 0.149 | 0.188 | 0.188 | 0.188 | 0.188 | 0.188 | 0.188 | 0.188
| GAS/OIL INTERNAL COMBUSTION | 9.495 | 9.495 | 9.495 | 9.495 | 9.495 | 9.495 | 9.495 | 9.495 | 9.495 | 9.495 | 9.495
| OIL INTERNAL COMBUSTION | 123.703 | 116.315 | 117.937 | 124.498 | 123.548 | 123.548 | 123.548 | 123.548 | 123.548 | 123.548 | 123.548
| BIO/REFUSE | 825.729 | 935.44 | 935.124 | 917.989 | 1009.553 | 1009.553 | 1009.553 | 1009.553 | 1009.553 | 1009.553 | 1009.553
| WIND TURBINE | 92.075 | 74.696 | 144.903 | 221.339 | 121.044 | 121.044 | 121.044 | 121.044 | 121.044 | 121.044 | 121.044
| GAS FUEL CELL | 0 | 13.054 | 18.054 | 18.054 | 18.054 | 18.054 | 18.054 | 18.054 | 18.054 | 18.054 | 18.054
| PHOTOVOLTAIC | 1.371 | 1.375 | 1.804 | 5.457 | 4.617 | 4.617 | 4.617 | 4.617 | 4.617 | 4.617 | 4.617
SUBTOTAL ISO-NE RELIABILITY COORDINATOR AREA CAPACITY (2) (4) |  | 29577.674 | 29256.763 | 29162.354 | 29030.288 | 29403.92 | 29403.92 | 29403.92 | 29403.92 | 29403.92 | 29403.92 | 29403.92
| DEMAND RESOURCES | 1850.38 | 2099.494 | 2686.14 | 2463.581 | 2953.877 | 2953.877 | 2953.877 | 2953.877 | 2953.877 | 2953.877 | 2953.877
| IMPORTS (3) | 1202.869 | 1402.551 | 1641.821 | 1606.862 | 1267.034 | 95 | 95 | 95 | 89 | 89 | 89
TOTAL ISO-NE RELIABILITY COORDINATOR AREA CAPACITY (4) |  | 32630.923 | 32758.808 | 33490.315 | 33100.731 | 33624.831 | 32452.797 | 32452.797 | 32452.797 | 32446.797 | 32446.797 | 32446.797
FOOTNOTES:
-1 | Gas/oil units are not necessarily fully operable on both fuels.
-2 | The 2013 through 2017 generation values consist of the Forward Capacity Market CSOs current as of March 18, 2014. The 2017 FCM CSO is carried through and assumed to remain in place through the end of the CELT reporting period. It is assumed that the 444 MW of Static and Dynamic De-List Bids that were cleared to leave the 2017-2018 Forward Capacity Auction will remain de-listed through the reporting period.
-3 | Imports are from entities outside the ISO-NE Reliability Coordinator area boundary. The 2013 through 2017 imports are based on FCM import CSOs. An Export De-List of 100 MW is taken into account in the generation capability values. The imports beyond the 2017-2018 Capacity Commitment Period reflect only known, long-term contracts.
-4 | May not equal sum due to rounding.

## 1.4 Winter by Fuel-Unit Type
1.4 - Summary Winter Capability by Fuel/Unit Type (MW) (1)
|  | 13/14 | 14/15 | 15/16 | 16/17 | 17/18 | 18/19 | 19/20 | 20/21 | 21/22 | 22/23 | 23/24
| NUCLEAR STEAM | 4058.775 | 3831.013 | 3867.809 | 4196.137 | 4023.007 | 4023.007 | 4023.007 | 4023.007 | 4023.007 | 4023.007 | 4023.007
| HYDRO (DAILY CYCLE - PONDAGE) | 268.6 | 333.945 | 338.44 | 333.194 | 359.261 | 359.261 | 359.261 | 359.261 | 359.261 | 359.261 | 359.261
| HYDRO (DAILY CYCLE - RUN OF RIVER) | 483.334 | 363.578 | 407.725 | 395.867 | 423.315 | 423.315 | 423.315 | 423.315 | 423.315 | 423.315 | 423.315
| HYDRO (WEEKLY CYCLE) | 703.96 | 1600.533 | 1608.726 | 1474.939 | 1643.945 | 1643.945 | 1643.945 | 1643.945 | 1643.945 | 1643.945 | 1643.945
| HYDRO (PUMPED STORAGE) | 1607.454 | 769.367 | 855.311 | 841.174 | 812.899 | 812.899 | 812.899 | 812.899 | 812.899 | 812.899 | 812.899
| GAS COMBINED CYCLE | 8852.523 | 9613.756 | 9039.93 | 8491.265 | 9356.839 | 9356.839 | 9356.839 | 9356.839 | 9356.839 | 9356.839 | 9356.839
| GAS/OIL COMBINED CYCLE | 2817.544 | 2773.716 | 2712.286 | 3224.882 | 3456.992 | 3456.992 | 3456.992 | 3456.992 | 3456.992 | 3456.992 | 3456.992
| GAS COMBUSTION (GAS) TURBINE | 334.528 | 484.672 | 471.44 | 454.897 | 500.62 | 500.62 | 500.62 | 500.62 | 500.62 | 500.62 | 500.62
| GAS/OIL COMBUSTION (GAS) TURBINE | 621.5 | 528.277 | 495.668 | 481.741 | 526.472 | 526.472 | 526.472 | 526.472 | 526.472 | 526.472 | 526.472
| OIL COMBUSTION (GAS) TURBINE | 1537.654 | 1697.549 | 1606.81 | 1540.777 | 1594.616 | 1594.616 | 1594.616 | 1594.616 | 1594.616 | 1594.616 | 1594.616
| COAL STEAM | 2204.759 | 1905.241 | 1887.252 | 1821.174 | 926.851 | 926.851 | 926.851 | 926.851 | 926.851 | 926.851 | 926.851
| GAS STEAM | 45.544 | 0 | 0 | 0 | 0 | 0 | 0 | 0 | 0 | 0 | 0
| GAS/OIL STEAM | 2760.21 | 2773.398 | 2755.764 | 2691.716 | 2481.27 | 2481.27 | 2481.27 | 2481.27 | 2481.27 | 2481.27 | 2481.27
| OIL STEAM | 2505.64 | 2142.796 | 2156.109 | 1959.465 | 2200.505 | 2200.505 | 2200.505 | 2200.505 | 2200.505 | 2200.505 | 2200.505
| GAS INTERNAL COMBUSTION | 0 | 0 | 0 | 0 | 0 | 0 | 0 | 0 | 0 | 0 | 0
| GAS/OIL INTERNAL COMBUSTION | 9.495 | 9.495 | 9.495 | 9.495 | 9.495 | 9.495 | 9.495 | 9.495 | 9.495 | 9.495 | 9.495
| OIL INTERNAL COMBUSTION | 123.703 | 116.315 | 117.937 | 124.498 | 123.548 | 123.548 | 123.548 | 123.548 | 123.548 | 123.548 | 123.548
| BIO/REFUSE | 834.735 | 942.67 | 941.381 | 929.229 | 1022.49 | 1022.49 | 1022.49 | 1022.49 | 1022.49 | 1022.49 | 1022.49
| WIND TURBINE | 148.321 | 105.71 | 268.631 | 417.713 | 247.977 | 247.977 | 247.977 | 247.977 | 247.977 | 247.977 | 247.977
| GAS FUEL CELL | 0 | 13.054 | 18.054 | 18.054 | 18.054 | 18.054 | 18.054 | 18.054 | 18.054 | 18.054 | 18.054
| PHOTOVOLTAIC | 0 | -0.001 | 0 | 0 | 0 | 0 | 0 | 0 | 0 | 0 | 0
SUBTOTAL ISO-NE RELIABILITY COORDINATOR AREA CAPACITY (2) (4) |  | 29918.279 | 30005.084 | 29558.768 | 29406.217 | 29728.156 | 29728.156 | 29728.156 | 29728.156 | 29728.156 | 29728.156 | 29728.156
| DEMAND RESOURCES | 1717.344 | 2055.137 | 2645.396 | 2447.651 | 2937.82 | 2937.82 | 2937.82 | 2937.82 | 2937.82 | 2937.82 | 2937.82
| IMPORTS (3) | 1202.869 | 932.125 | 1630.887 | 1581.862 | 1267.034 | 96 | 96 | 90 | 90 | 90 | 90
TOTAL ISO-NE RELIABILITY COORDINATOR AREA CAPACITY (4) |  | 32838.492 | 32992.346 | 33835.051 | 33435.73 | 33933.01 | 32761.976 | 32761.976 | 32755.976 | 32755.976 | 32755.976 | 32755.976
FOOTNOTES:
-1 | Gas/oil units are not necessarily fully operable on both fuels.
-2 | The 2013/14 through 2017/18 generation values consist of the Forward Capacity Market CSOs current as of March 18, 2014. The 2017/18 FCM CSO is carried through and assumed to remain in place through the end of the CELT reporting period. It is assumed that the 444 MW of Static and Dynamic De-List Bids that were cleared to leave the 2017-2018 Forward Capacity Auction will remain de-listed through the reporting period.
-3 | Imports are from entities outside the ISO-NE Reliability Coordinator Area boundary. The 2013/14 through 2017/18 imports are based on FCM import CSOs. An Export De-List of 100 MW is taken into account in the generation capability values. The purchases beyond the 2017-2018 Capacity Commitment Period reflect only known, long-term contracts.
-4 | May not equal sum due to rounding.

## 1.5 Energy & Peak Lds
1.5 - Actual and Estimated Energy and Peak Loads(1)
2013 ACTUAL
|  | JAN |  | FEB |  | MAR | APR | MAY | JUN | JUL | AUG | SEP | OCT | NOV | DEC
MONTHLY PEAK LOAD - MW |  | 20887 |  | 19463 |  | 18460 | 16781 | 22479 | 25129 | 27379 | 22416 | 24451 | 17207 | 19058 | 21448
MONTHLY NET ENERGY - GWH |  | 11508 |  | 10224 |  | 10588 | 9432 | 9835 | 10944 | 13646 | 11573 | 10118 | 9867 | 10142 | 11490
2014 FORECAST
|  | JAN |  | FEB |  | MAR | APR | MAY | JUN | JUL | AUG | SEP | OCT | NOV | DEC
MONTHLY PEAK LOAD - MW |  | 21293 | A | 19636 | A | 19890 | 17825 | 19950 | 25270 | 28165 | 28165 | 23340 | 18580 | 20275 | 22575
MONTHLY NET ENERGY - GWH |  | 12009 | A | 10448 | A | 11449 | 10164 | 10567 | 11700 | 13452 | 13095 | 10950 | 10633 | 10721 | 12175
2015 FORECAST
|  | JAN |  | FEB |  | MAR | APR | MAY | JUN | JUL | AUG | SEP | OCT | NOV | DEC
MONTHLY PEAK LOAD - MW (2) |  | 22575 |  | 21490 |  | 20025 | 17965 | 20145 | 25615 | 28615 | 28615 | 23655 | 18730 | 20445 | 22755
MONTHLY NET ENERGY - GWH |  | 12669 |  | 11162 |  | 11617 | 10313 | 10723 | 11872 | 13650 | 13288 | 11111 | 10790 | 10879 | 12354
CAGR (6)
|  | 2013 |  | 2014 |  | 2015 | 2016 | 2017 | 2018 | 2019 | 2020 | 2021 | 2022 | 2023 | 2014 to 2023
SUMMER PEAK - MW |  | 27379 | A | 28165 |  | 28615 | 29130 | 29610 | 30005 | 30335 | 30675 | 30990 | 31315 | 31620 | 1.294
WINTER PEAK - MW (3) |  | 21448 | A | 22575 |  | 22755 | 22925 | 23070 | 23195 | 23300 | 23410 | 23515 | 23625 | 23735 | 0.5583
NET ANNUAL ENERGY - GWH (4) |  | 129367 | A | 138390 | -5 | 140430 | 142335 | 143985 | 145385 | 146620 | 147830 | 149055 | 150295 | 151525 | 1.0126
FOOTNOTES:
A | = ACTUAL
-1 | Recognizing that the seasonal peaks usually occur within a few months of the year, the forecasted monthly peaks of July and August have been replaced by the summer peak, and December and January have been replaced by the winter peak.
-2 | The highlighted values were revised to reflect the seasonal rather than the monthly peaks in the 5/16/14 revision to the CELT Report.
-3 | Winter beginning in December of the year shown.
-4 | May not equal sum due to rounding.
-5 | Forecasted value only; does not include the January 2014 actual monthly net energy shown above.
-6 | Compound Annual Growth Rate (%).

## 1.6 Frcst Distributions
1.6 - Seasonal Peak Load Forecast Distributions
|  |  | Peak Load Forecast at Milder Than Expected Weather |  |  |  | Reference Forecast at Expected Weather | Peak Load Forecast at More Extreme Than Expected Weather
| Summer (MW) | 2014 | 27265 | 27480 | 27700 | 28100 | 28165 | 28450 | 28965 | 29390 | 30470 | 31125
|  | 2015 | 27700 | 27920 | 28140 | 28550 | 28615 | 28905 | 29430 | 29860 | 30950 | 31615
|  | 2016 | 28200 | 28425 | 28645 | 29065 | 29130 | 29425 | 29960 | 30395 | 31495 | 32170
|  | 2017 | 28665 | 28890 | 29120 | 29545 | 29610 | 29910 | 30450 | 30895 | 32005 | 32685
|  | 2018 | 29045 | 29275 | 29510 | 29935 | 30005 | 30310 | 30860 | 31310 | 32430 | 33120
|  | 2019 | 29365 | 29600 | 29830 | 30265 | 30335 | 30640 | 31200 | 31655 | 32790 | 33490
|  | 2020 | 29695 | 29930 | 30165 | 30605 | 30675 | 30985 | 31545 | 32010 | 33160 | 33870
|  | 2021 | 30000 | 30240 | 30475 | 30920 | 30990 | 31305 | 31870 | 32335 | 33505 | 34225
|  | 2022 | 30315 | 30555 | 30795 | 31245 | 31315 | 31630 | 32205 | 32675 | 33865 | 34590
|  | 2023 | 30610 | 30855 | 31095 | 31550 | 31620 | 31940 | 32520 | 32995 | 34195 | 34930
|  | WTHI (1) | 78.49 | 78.73 | 79 | 79.39 | 79.88 | 80.3 | 80.72 | 81.14 | 81.96 | 82.33
|  | Dry-Bulb Temperature (2) | 88.5 | 88.9 | 89.2 | 89.9 | 90.2 | 91.2 | 92.2 | 92.9 | 94.2 | 95.4
| Probability of Forecast Being Exceeded |  | 90% | 80% | 70% | 60% | 50% | 40% | 30% | 20% | 10% | 5%
| Winter (MW) | 2014/15 | 22175 | 22280 | 22360 | 22470 | 22575 | 22765 | 22945 | 23145 | 23325 | 23755
|  | 2015/16 | 22350 | 22455 | 22540 | 22650 | 22755 | 22945 | 23130 | 23330 | 23505 | 23935
|  | 2016/17 | 22520 | 22625 | 22710 | 22820 | 22925 | 23115 | 23300 | 23505 | 23670 | 24105
|  | 2017/18 | 22660 | 22765 | 22850 | 22965 | 23070 | 23260 | 23450 | 23650 | 23815 | 24250
|  | 2018/19 | 22785 | 22890 | 22975 | 23090 | 23195 | 23390 | 23575 | 23780 | 23940 | 24375
|  | 2019/20 | 22885 | 22995 | 23080 | 23195 | 23300 | 23495 | 23685 | 23890 | 24050 | 24480
|  | 2020/21 | 22995 | 23100 | 23190 | 23300 | 23410 | 23605 | 23795 | 24000 | 24155 | 24590
|  | 2021/22 | 23095 | 23205 | 23295 | 23405 | 23515 | 23710 | 23900 | 24110 | 24265 | 24695
|  | 2022/23 | 23205 | 23315 | 23400 | 23515 | 23625 | 23820 | 24015 | 24220 | 24375 | 24805
|  | 2023/24 | 23315 | 23420 | 23510 | 23625 | 23735 | 23935 | 24125 | 24335 | 24480 | 24915
|  | Dry-Bulb Temperature (3) | 10.72 | 9.66 | 8.84 | 8.3 | 7.03 | 5.77 | 4.4 | 3.58 | 1.61 | -1.15
FOOTNOTES:
-1 | WTHI - a three-day weighted temperature-humidity index for eight New England weather stations. It is the weather variable used in producing the summer peak load forecast. For more information on the weather variables see http://www.iso-ne.com/trans/celt/fsct_detail/.
-2 | Dry-bulb temperature (in degrees Fahrenheit) shown in the summer season is for informational purposes only.
-3 | Dry-bulb temperature (in degrees Fahrenheit) shown in the winter season is a weighted value from eight New England weather stations.

## 2.1 Generator List
2.1 Generator List with Existing and Expected Seasonal Claimed Capability (SCC)
- Generator Information as of January 1, 2014
- Summer and Winter SCC as of January 1, 2014, and as of the 2013/14 Winter and 2014 Summer Peaks
[16 empty] | As of Jan. 1, 2014 |  | As of 2013/14 Winter and 2014 Summer Peaks
ASSET ID | ASSET NAME | RE-SOURCE ID | RESOURCE NAME | GEN TYPE ID | PRIM FUEL TYPE | ALT FUEL TYPE | FUEL GEN TYPE DESC | IN-SERVICE DATE (ACTUAL OR EXPECTED) | LEAD PARTICIPANT NAME | LEAD PARTICI-PANT ACRONYM | STATE | FIPS COUNTY | RSP AREA | LOAD ZONE NAME | EIA PLANT NUMBER | SUMMER SCC (MW) | WINTER SCC (MW) | WINTER PEAK SCC DEC 17, 2013 | EXPECTED SUMMER PEAK SCC AUG 1, 2014 | Change in Summer SCC from 8/1/13
194 | FOUR HILLS LOAD REDUCER | 194 | FOUR HILLS LOAD REDUCER | IC | LFG |  | BIO/REFUSE | 1996-04-01 05:00 | Public Service Company of New Hampshire | PSNH | NH | 11 | NH | NH | 55006 | 0 | 0 | 0 | 0 | 0
253 | TURNKEY LANDFILL | 253 | TURNKEY LANDFILL | IC | LFG |  | BIO/REFUSE | 1992-03-01 05:00 | Public Service Company of New Hampshire | PSNH | NH | 17 | NH | NH | 54663 | 0.735 | 0.595 | 0.595 | 0.735 | 0.251
321 | MANCHESTER 10/10A CC | 321 | MANCHESTER 10 10A CC | CC | NG | DFO | GAS/OIL COMBINED CYCLE | 1995-11-15 05:00 | Dominion Energy Marketing, Inc. | DEM | RI | 07 | RI | RI | 3236 | 149 | 170 | 170 | 149 | 0
322 | MANCHESTER 11/11A CC | 322 | MANCHESTER 11 11A CC | CC | NG | DFO | GAS/OIL COMBINED CYCLE | 1995-10-01 04:00 | Dominion Energy Marketing, Inc. | DEM | RI | 07 | RI | RI | 3236 | 153.594 | 170 | 170 | 153.594 | 5.129
323 | MANCHESTER 9/9A CC | 323 | MANCHESTER 9 9A CC | CC | NG | DFO | GAS/OIL COMBINED CYCLE | 1995-11-14 05:00 | Dominion Energy Marketing, Inc. | DEM | RI | 07 | RI | RI | 3236 | 148.785 | 169.785 | 169.785 | 148.785 | 0
324 | CDECCA | 324 | CDECCA | CC | NG | DFO | GAS/OIL COMBINED CYCLE | 1988-11-01 05:00 | Pawtucket Power Holding Company LLC | PPH | CT | 03 | CT | CT | 50498 | 55.254 | 61.334 | 61.334 | 55.254 | 0
326 | ALTRESCO | 326 | ALTRESCO | CC | NG | DFO | GAS/OIL COMBINED CYCLE | 1990-09-01 04:00 | Pawtucket Power Holding Company LLC | PPH | MA | 03 | WMA | WCMA | 50002 | 150.982 | 182.982 | 182.982 | 150.982 | 0.01
327 | AMOSKEAG | 327 | AMOSKEAG | HDP | WAT |  | HYDRO (DAILY CYCLE - PONDAGE) | 1922-01-01 05:00 | Public Service Company of New Hampshire | PSNH | NH | 11 | NH | NH | 2354 | 16.781 | 17.5 | 17.5 | 16.781 | 0
328 | GULF ISLAND COMPOSITE | 328 | GULF ISLAND COMPOSITE Incremental | HW | WAT |  | HYDRO (WEEKLY CYCLE) | 1926-01-01 05:00 | Brookfield White Pine Hydro LLC | FPLEMH | ME | 01 | ME | ME | 1480 | 32.97 | 32.97 | 32.97 | 32.97 | 0
329 | ASCUTNEY GT | 329 | ASCUTNEY GT | GT | DFO |  | OIL COMBUSTION (GAS) TURBINE | 1961-11-01 05:00 | Green Mountain Power Corporation | GMP | VT | 27 | VT | VT | 3708 | 8.646 | 13.056 | 13.056 | 8.646 | 0
330 | AYERS ISLAND | 330 | AYERS ISLAND | HDP | WAT |  | HYDRO (DAILY CYCLE - PONDAGE) | 1925-01-01 05:00 | Public Service Company of New Hampshire | PSNH | NH | 01 | NH | NH | 2355 | 8.474 | 9.08 | 9.08 | 8.474 | 0
331 | AZISCOHOS HYDRO | 331 | AZISCOHOS HYDRO | HDP | WAT |  | HYDRO (DAILY CYCLE - PONDAGE) | 1988-07-01 04:00 | Brookfield Energy Marketing, LP | BEMLP | ME | 19 | ME | ME | 50999 | 6.81 | 6.81 | 6.81 | 6.81 | 0
332 | BAR HARBOR DIESELS 1-4 | 332 | BAR HARBOR DIESELS 1-4 | IC | DFO |  | OIL INTERNAL COMBUSTION | 1960-01-01 05:00 | New Brunswick Energy Marketing Corporation | NBPGC | ME | 09 | BHE | ME | 1466 | 3.8 | 4.2 | 4.2 | 3.8 | 0
335 | BELLOWS FALLS | 335 | BELLOWS FALLS | HDP | WAT |  | HYDRO (DAILY CYCLE - PONDAGE) | 1928-01-01 05:00 | TransCanada Power Marketing, Ltd. | TCPM | VT | 25 | VT | NH | 3745 | 48.54 | 48.54 | 48.54 | 48.54 | 0
336 | BERLIN 1 GT | 336 | BERLIN 1 GT | GT | KER |  | OIL COMBUSTION (GAS) TURBINE | 1972-01-01 05:00 | Green Mountain Power Corporation | GMP | VT | 23 | VT | VT | 3734 | 34.83 | 45.777 | 45.777 | 34.83 | 0
337 | BETHLEHEM | 337 | BETHLEHEM | ST | WDS |  | BIO/REFUSE | 1986-12-01 05:00 | GDF Suez Energy Marketing NA, Inc. | SUEZ | NH | 07 | NH | NH | 50208 | 15.174 | 15.534 | 15.534 | 15.174 | -0.309
339 | BRIDGEPORT HARBOR 2 | 339 | BRIDGEPORT HARBOR 2 | ST | RFO |  | OIL STEAM | 1961-08-01 04:00 | PSEG Energy Resources & Trade LLC | PSEG | CT | 01 | SWCT | CT | 568 | 0 | 0 | 0 |  | 0
340 | BRIDGEPORT HARBOR 3 | 340 | BRIDGEPORT HARBOR 3 | ST | SUB |  | COAL STEAM | 1968-08-01 04:00 | PSEG Energy Resources & Trade LLC | PSEG | CT | 01 | SWCT | CT | 568 | 383.426 | 384.984 | 384.984 | 383.426 | 0
341 | BRIDGEPORT HARBOR 4 | 341 | BRIDGEPORT HARBOR 4 | GT | JF |  | OIL COMBUSTION (GAS) TURBINE | 1967-10-01 04:00 | PSEG Energy Resources & Trade LLC | PSEG | CT | 01 | SWCT | CT | 568 | 17.024 | 21.924 | 21.924 | 17.024 | 0
345 | MEAD | 345 | MEAD | ST | BIT | OBS | COAL STEAM | 1990-02-01 05:00 | American PowerNet Management, LP | APNM | ME | 17 | ME | ME | 10495 | 0.485 | 0 | 0 | 0.485 | 0.485
346 | BOLTON FALLS | 346 | BOLTON FALLS | HDR | WAT |  | HYDRO (DAILY CYCLE - RUN OF RIVER) | 1980-01-01 05:00 | Green Mountain Power Corporation | GMP | VT | 23 | VT | VT | 7056 | 2.149 | 4.708 | 4.708 | 2.149 | -1.184
348 | BOOT MILLS | 348 | BOOT MILLS | HDR | WAT |  | HYDRO (DAILY CYCLE - RUN OF RIVER) | 1985-11-01 05:00 | NSTAR Electric Company | NSTAR | MA | 17 | CMA/NEMA | WCMA | 10556 | 12.365 | 12.65 | 12.65 | 12.365 | 5.634
349 | WHEELABRATOR BRIDGEPORT, L.P. | 349 | WHEELABRATOR BRIDGEPORT, L.P. | ST | MSW |  | BIO/REFUSE | 1988-04-01 05:00 | Wheelabrator Bridgeport, L.P. | WB | CT | 01 | SWCT | CT | 50883 | 58.874 | 59.416 | 59.416 | 58.874 | -0.396
350 | BRAYTON PT 1 | 350 | BRAYTON PT 1 | ST | BIT | NG | COAL STEAM | 1963-08-01 04:00 | Brayton Point Energy, LLC | BPE | MA | 05 | RI | SEMA | 1619 | 225.23 | 241.366 | 241.366 | 225.23 | -14.022
351 | BRAYTON PT 2 | 351 | BRAYTON PT 2 | ST | BIT | NG | COAL STEAM | 1964-07-01 04:00 | Brayton Point Energy, LLC | BPE | MA | 05 | RI | SEMA | 1619 | 237.842 | 242.455 | 242.455 | 237.842 | -1.093
352 | BRAYTON PT 3 | 352 | BRAYTON PT 3 | ST | BIT | NG | COAL STEAM | 1969-07-01 04:00 | Brayton Point Energy, LLC | BPE | MA | 05 | RI | SEMA | 1619 | 611.484 | 621.77 | 621.77 | 611.484 | 6.233
353 | BRAYTON PT 4 | 353 | BRAYTON PT 4 | ST | RFO | NG | GAS/OIL STEAM | 1974-12-01 05:00 | Brayton Point Energy, LLC | BPE | MA | 05 | RI | SEMA | 1619 | 435 | 445.52 | 445.52 | 435 | 0
354 | BRAYTON DIESELS 1-4 | 354 | Brayton Diesels 1-4 Incremental | IC | DFO |  | OIL INTERNAL COMBUSTION | 1967-03-01 05:00 | Brayton Point Energy, LLC | BPE | MA | 05 | RI | SEMA | 1619 | 0 | 9.988 | 9.988 | 0 | -9.517
355 | BRANFORD 10 | 355 | BRANFORD 10 | GT | KER |  | OIL COMBUSTION (GAS) TURBINE | 1969-01-01 05:00 | NRG Power Marketing LLC | NRGPM | CT | 09 | SWCT | CT | 540 | 15.84 | 20.95 | 20.95 | 15.84 | 0
356 | BRISTOL REFUSE | 356 | BRISTOL REFUSE | ST | MSW | NG | BIO/REFUSE | 1988-05-01 04:00 | Connecticut Light and Power Company, The | CLP | CT | 03 | CT | CT | 50648 | 12.37 | 12.767 | 12.767 | 12.37 | 0.153
357 | BRIDGEWATER | 357 | BRIDGEWATER | ST | WDS |  | BIO/REFUSE | 1987-09-01 04:00 | Bridgewater Power Company L.P. | BPCLP | NH | 09 | NH | NH | 10290 | 14.792 | 14.96 | 14.96 | 14.792 | 0.219
358 | BRUNSWICK | 358 | BRUNSWICK | HDR | WAT |  | HYDRO (DAILY CYCLE - RUN OF RIVER) | 1982-03-01 05:00 | Brookfield White Pine Hydro LLC | FPLEMH | ME | 05 | ME | ME | 1483 | 13.822 | 12.66 | 12.66 | 13.822 | 6.546
359 | J. COCKWELL 1 | 359 | J. COCKWELL 1 | PS | WAT |  | HYDRO (PUMPED STORAGE) | 1974-09-01 04:00 | Bear Swamp Power Company LLC | BSP | MA | 11 | WMA | WCMA | 8005 | 283.4 | 287.45 | 287.45 | 283.4 | -0.7
360 | J. COCKWELL 2 | 360 | J. COCKWELL 2 | PS | WAT |  | HYDRO (PUMPED STORAGE) | 1974-10-01 04:00 | Bear Swamp Power Company LLC | BSP | MA | 11 | WMA | WCMA | 8005 | 282.844 | 288.9 | 288.9 | 282.844 | 0.244
361 | POTTER DIESEL 1 | 361 | POTTER DIESEL 1 | IC | DFO |  | OIL INTERNAL COMBUSTION | 1978-01-01 05:00 | Braintree Electric Light Department, Town of | BELD | MA | 21 | SEMA | SEMA | 1660 | 0 | 2.25 | 2.25 | 0 | -2.25
362 | BULLS BRIDGE | 362 | BULLS BRIDGE | HDR | WAT |  | HYDRO (DAILY CYCLE - RUN OF RIVER) | 1903-01-01 05:00 | GDF Suez Energy Marketing NA, Inc. | SUEZ | CT | 05 | SWCT | CT | 541 | 3.229 | 5.001 | 5.001 | 3.229 | 3.229
363 | BURLINGTON GT | 363 | BURLINGTON GT | GT | DFO |  | OIL COMBUSTION (GAS) TURBINE | 1971-07-01 04:00 | Burlington Electric Department | BED | VT | 07 | VT | VT | 3754 | 19.104 | 23.354 | 23.354 | 19.104 | 0
365 | CANAL 1 | 365 | CANAL 1 | ST | RFO |  | OIL STEAM | 1968-07-01 04:00 | Genon Energy Management, LLC | MET | MA | 01 | SEMA | SEMA | 1599 | 0 | 555.815 | 555.815 | 540.385 | 0
366 | CANAL 2 | 366 | CANAL 2 | ST | RFO | NG | GAS/OIL STEAM | 1976-02-01 05:00 | Genon Energy Management, LLC | MET | MA | 01 | SEMA | SEMA | 1599 | 298.5 | 547 | 547 | 545.125 | 0
367 | CAPE GT 4 | 367 | CAPE GT 4 | GT | DFO |  | OIL COMBUSTION (GAS) TURBINE | 1970-01-01 05:00 | NextEra Energy Power Marketing, LLC | FPLP | ME | 05 | SME | ME | 1484 | 15.696 | 20.011 | 20.011 | 15.696 | -0.235
368 | CAPE GT 5 | 368 | CAPE GT 5 | GT | DFO |  | OIL COMBUSTION (GAS) TURBINE | 1970-01-01 05:00 | NextEra Energy Power Marketing, LLC | FPLP | ME | 05 | SME | ME | 1484 | 15.822 | 20.272 | 20.272 | 15.822 | 0
369 | CATARACT EAST | 369 | CATARACT EAST | HDP | WAT |  | HYDRO (DAILY CYCLE - PONDAGE) | 1937-01-01 05:00 | Brookfield White Pine Hydro LLC | FPLEMH | ME | 31 | SME | ME | 1486 | 7.775 | 8 | 8 | 7.775 | 0
370 | COS COB 10 | 370 | COS COB 10 | GT | KER |  | OIL COMBUSTION (GAS) TURBINE | 1969-09-01 04:00 | NRG Power Marketing LLC | NRGPM | CT | 01 | NOR | CT | 542 | 18.932 | 23 | 23 | 18.932 | -0.096
371 | COS COB 11 | 371 | COS COB 11 | GT | KER |  | OIL COMBUSTION (GAS) TURBINE | 1969-01-01 05:00 | NRG Power Marketing LLC | NRGPM | CT | 01 | NOR | CT | 542 | 18.724 | 23 | 23 | 18.724 | 0
372 | COS COB 12 | 372 | COS COB 12 | GT | KER |  | OIL COMBUSTION (GAS) TURBINE | 1969-01-01 05:00 | NRG Power Marketing LLC | NRGPM | CT | 01 | NOR | CT | 542 | 19.082 | 23 | 23 | 19.082 | 0
375 | CLEARY 9/9A CC | 375 | CLEARY 9 9A CC | CC | NG | DFO | GAS COMBINED CYCLE | 1975-12-01 05:00 | Taunton Municipal Lighting Plant | TMLP | MA | 05 | SEMA | SEMA | 1682 | 104.931 | 109.931 | 109.931 | 104.931 | 0
376 | CLEARY 8 | 376 | CLEARY 8 | ST | RFO |  | OIL STEAM | 1966-01-01 05:00 | Taunton Municipal Lighting Plant | TMLP | MA | 05 | SEMA | SEMA | 1682 | 24.825 | 22.253 | 22.253 | 24.825 | 0
379 | COBBLE MOUNTAIN | 379 | COBBLE MOUNTAIN | HW | WAT |  | HYDRO (WEEKLY CYCLE) | 1923-01-01 05:00 | Holyoke Gas & Electric Department | HGE | MA | 13 | WMA | WCMA | 1630 | 31.126 | 32.48 | 32.48 | 31.126 | 0
380 | COMERFORD | 380 | COMERFORD | HW | WAT |  | HYDRO (WEEKLY CYCLE) | 1930-01-01 05:00 | TransCanada Power Marketing, Ltd. | TCPM | NH | 09 | NH | NH | 2349 | 166.135 | 168.72 | 168.72 | 166.135 | 6.135
382 | MERRIMACK CT1 | 382 | MERRIMACK CT1 | GT | JF |  | OIL COMBUSTION (GAS) TURBINE | 1969-07-01 04:00 | Public Service Company of New Hampshire | PSNH | NH | 13 | NH | NH | 2364 | 16.826 | 21.676 | 21.676 | 16.826 | 0
383 | MERRIMACK CT2 | 383 | MERRIMACK CT2 | GT | JF |  | OIL COMBUSTION (GAS) TURBINE | 1968-08-01 04:00 | Public Service Company of New Hampshire | PSNH | NH | 13 | NH | NH | 2364 | 16.804 | 21.304 | 21.304 | 16.804 | 0
388 | DARTMOUTH POWER | 388 | DARTMOUTH POWER | CC | NG | DFO | GAS/OIL COMBINED CYCLE | 1992-05-01 04:00 | Consolidated Edison Energy, Inc | CEEI | MA | 05 | SEMA | SEMA | 52026 | 62.149 | 67.656 | 67.656 | 62.149 | -0.007
389 | DERBY DAM | 389 | DERBY DAM | HDP | WAT |  | HYDRO (DAILY CYCLE - PONDAGE) | 1989-03-01 05:00 | Connecticut Light and Power Company, The | CLP | CT | 01 | SWCT | CT | 10063 | 7.05 | 7.05 | 7.05 | 7.05 | 0
393 | DEERFIELD 5 | 393 | DEERFIELD 5 | HDP | WAT |  | HYDRO (DAILY CYCLE - PONDAGE) | 1974-10-01 04:00 | TransCanada Power Marketing, Ltd. | TCPM | MA | 11 | WMA | WCMA | 1620 | 13.703 | 13.99 | 13.99 | 13.703 | 0
395 | DOREEN | 395 | DOREEN | GT | KER |  | OIL COMBUSTION (GAS) TURBINE | 1969-01-01 05:00 | Essential Power Massachusetts, LLC | NAEA-EM | MA | 03 | WMA | WCMA | 1631 | 15.82 | 20.67 | 20.67 | 15.82 | -0.139
396 | DEVON 10 | 396 | DEVON 10 | GT | JF | DFO | OIL COMBUSTION (GAS) TURBINE | 1988-04-01 05:00 | NRG Power Marketing LLC | NRGPM | CT | 09 | SWCT | CT | 544 | 14.407 | 19.186 | 19.186 | 14.407 | 0
397 | DEVON 11 | 397 | DEVON 11 | GT | JF | NG | GAS/OIL COMBUSTION (GAS) TURBINE | 1996-10-01 04:00 | NRG Power Marketing LLC | NRGPM | CT | 09 | SWCT | CT | 544 | 29.299 | 38.819 | 38.819 | 29.299 | 0
398 | DEVON 12 | 398 | DEVON 12 | GT | JF | NG | GAS/OIL COMBUSTION (GAS) TURBINE | 1996-10-01 04:00 | NRG Power Marketing LLC | NRGPM | CT | 09 | SWCT | CT | 544 | 29.227 | 38.437 | 38.437 | 29.227 | 0
399 | DEVON 13 | 399 | DEVON 13 | GT | KER | NG | OIL COMBUSTION (GAS) TURBINE | 1996-10-01 04:00 | NRG Power Marketing LLC | NRGPM | CT | 09 | SWCT | CT | 544 | 29.967 | 38.967 | 38.967 | 29.967 | 0
400 | DEVON 14 | 400 | DEVON 14 | GT | JF | NG | GAS/OIL COMBUSTION (GAS) TURBINE | 1996-10-01 04:00 | NRG Power Marketing LLC | NRGPM | CT | 09 | SWCT | CT | 544 | 29.704 | 40.274 | 40.274 | 29.704 | 0
401 | EASTMAN FALLS | 401 | EASTMAN FALLS | HDP | WAT |  | HYDRO (DAILY CYCLE - PONDAGE) | 1912-01-01 05:00 | Public Service Company of New Hampshire | PSNH | NH | 13 | NH | NH | 2356 | 5.582 | 6.47 | 6.47 | 5.582 | 0
405 | ELLSWORTH HYDRO | 405 | ELLSWORTH HYDRO | HW | WAT |  | HYDRO (WEEKLY CYCLE) | 1919-01-01 05:00 | Black Bear Hydro Partners, LLC | BBHP | ME | 09 | BHE | ME | 1469 | 9.044 | 9.05 | 9.05 | 9.044 | -0.026
407 | EASTPORT DIESELS 1-3 | 407 | EASTPORT DIESELS 1-3 | IC | DFO |  | OIL INTERNAL COMBUSTION | 1948-01-01 05:00 | New Brunswick Energy Marketing Corporation | NBPGC | ME | 29 | BHE | ME | 1468 | 2 | 2.1 | 2.1 | 2 | -0.2
410 | ESSEX 19 HYDRO | 410 | ESSEX 19 HYDRO | HDR | WAT |  | HYDRO (DAILY CYCLE - RUN OF RIVER) | 1917-01-01 05:00 | Green Mountain Power Corporation | GMP | VT | 07 | VT | VT | 3737 | 5.182 | 5.443 | 5.443 | 5.182 | 3.642
411 | EXETER | 411 | EXETER | ST | TDF | OBS | BIO/REFUSE | 1991-12-01 05:00 | ReEnergy Sterling CT Limited Partnership | REENERGY | CT | 13 | CT | CT | 50736 | 20.981 | 19.835 | 19.835 | 20.981 | 11.48
412 | FALLS VILLAGE | 412 | FALLS VILLAGE | HDR | WAT |  | HYDRO (DAILY CYCLE - RUN OF RIVER) | 1914-01-01 05:00 | GDF Suez Energy Marketing NA, Inc. | SUEZ | CT | 05 | CT | CT | 560 | 2.378 | 4.999 | 4.999 | 2.378 | 2.378
413 | FIFE BROOK | 413 | FIFE BROOK | HDP | WAT |  | HYDRO (DAILY CYCLE - PONDAGE) | 1974-10-01 04:00 | Bear Swamp Power Company LLC | BSP | MA | 03 | WMA | WCMA | 8004 | 6.089 | 9.9 | 9.9 | 6.089 | 0
417 | FRAMINGHAM JET 1 | 417 | FRAMINGHAM JET 1 | GT | DFO |  | OIL COMBUSTION (GAS) TURBINE | 1969-09-01 04:00 | Exelon Generation Company, LLC | EXGC | MA | 17 | BOSTON | NEMA | 1586 | 10.145 | 14.175 | 14.175 | 10.145 | 0
418 | FRAMINGHAM JET 2 | 418 | FRAMINGHAM JET 2 | GT | DFO |  | OIL COMBUSTION (GAS) TURBINE | 1969-09-01 04:00 | Exelon Generation Company, LLC | EXGC | MA | 17 | BOSTON | NEMA | 1586 | 11.686 | 15.686 | 15.686 | 11.686 | 1.772
419 | FRAMINGHAM JET 3 | 419 | FRAMINGHAM JET 3 | GT | DFO |  | OIL COMBUSTION (GAS) TURBINE | 1969-09-01 04:00 | Exelon Generation Company, LLC | EXGC | MA | 17 | BOSTON | NEMA | 1586 | 11.25 | 15.25 | 15.25 | 11.25 | 0
420 | FRANKLIN DRIVE 10 | 420 | FRANKLIN DRIVE 10 | GT | KER |  | OIL COMBUSTION (GAS) TURBINE | 1968-11-01 05:00 | NRG Power Marketing LLC | NRGPM | CT | 05 | CT | CT | 561 | 15.417 | 20.527 | 20.527 | 15.417 | 0
421 | FRONT STREET DIESELS 1-3 | 421 | FRONT STREET DIESELS 1-3 | IC | DFO |  | OIL INTERNAL COMBUSTION | 1980-12-01 05:00 | Chicopee Municipal Lighting Plant | CMLP | MA | 13 | WMA | WCMA | 7396 | 8.25 | 8.25 | 8.25 | 8.25 | 0
424 | GREAT LAKES - MILLINOCKET | 424 | GREAT LAKES - MILLINOCKET | HW | WAT |  | HYDRO (WEEKLY CYCLE) | 1987-03-01 05:00 | Brookfield Energy Marketing, LP | BEMLP | ME | 19 | BHE | ME | 55830 | 30.383 | 34.461 | 34.461 | 30.383 | -7.41
426 | GORGE 1 DIESEL | 426 | GORGE 1 DIESEL | GT | DFO |  | OIL COMBUSTION (GAS) TURBINE | 1965-01-01 05:00 | Green Mountain Power Corporation | GMP | VT | 07 | VT | VT | 3735 | 7.09 | 11 | 11 | 7.09 | 0
427 | GORHAM | 427 | GORHAM | HDR | WAT |  | HYDRO (DAILY CYCLE - RUN OF RIVER) | 1909-01-01 05:00 | Public Service Company of New Hampshire | PSNH | NH | 07 | NH | NH | 2358 | 1.433 | 1.694 | 1.694 | 1.433 | -0.526
429 | GALLOP POWER GREENVILLE | 429 | GREENVILLE | ST | WDS |  | BIO/REFUSE | 1987-03-01 05:00 | Gallop Power Greenville,LLC | GALLOP | ME | 21 | ME | ME | 54852 | 0 | 0 | 0 | 0 | 0
432 | HARRIS 1 | 432 | HARRIS 1 | HW | WAT |  | HYDRO (WEEKLY CYCLE) | 1954-01-01 05:00 | Brookfield White Pine Hydro LLC | FPLEMH | ME | 25 | ME | ME | 1492 | 16.79 | 16.776 | 16.776 | 16.79 | 0
433 | HARRIS 2 | 433 | HARRIS 2 | HW | WAT |  | HYDRO (WEEKLY CYCLE) | 1954-01-01 05:00 | Brookfield White Pine Hydro LLC | FPLEMH | ME | 25 | ME | ME | 1492 | 34.865 | 34.5 | 34.5 | 34.865 | 0
434 | HARRIS 3 | 434 | HARRIS 3 | HW | WAT |  | HYDRO (WEEKLY CYCLE) | 1953-01-01 05:00 | Brookfield White Pine Hydro LLC | FPLEMH | ME | 25 | ME | ME | 1492 | 34.21 | 33.905 | 33.905 | 34.21 | 0
435 | HARRIMAN | 435 | HARRIMAN | HW | WAT |  | HYDRO (WEEKLY CYCLE) | 1924-01-01 05:00 | TransCanada Power Marketing, Ltd. | TCPM | VT | 25 | WMA | WCMA | 3746 | 40.943 | 38.663 | 38.663 | 40.943 | 0
436 | HEMPHILL 1 | 436 | HEMPHILL 1 | ST | WDS |  | BIO/REFUSE | 1987-12-01 05:00 | Springfield Power, LLC | SPRING | NH | 19 | NH | NH | 10838 | 16.698 | 15.936 | 15.936 | 16.698 | 0.456
440 | HIRAM | 440 | HIRAM | HDP | WAT |  | HYDRO (DAILY CYCLE - PONDAGE) | 1917-01-01 05:00 | Brookfield White Pine Hydro LLC | FPLEMH | ME | 05 | SME | ME | 1493 | 11.189 | 11.6 | 11.6 | 11.189 | 0
445 | COVANTA WEST ENFIELD | 445 | COVANTA WEST ENFIELD | ST | WDS |  | BIO/REFUSE | 1987-11-01 05:00 | Covanta Maine, LLC | CM | ME | 19 | BHE | ME | 10766 | 20.461 | 21.446 | 21.446 | 20.461 | 0
446 | COVANTA JONESBORO | 446 | COVANTA JONESBORO | ST | WDS |  | BIO/REFUSE | 1987-11-01 05:00 | Covanta Maine, LLC | CM | ME | 29 | BHE | ME | 10765 | 20.226 | 20.226 | 20.226 | 20.226 | 0
448 | IPSWICH DIESELS | 448 | IPSWICH DIESELS | IC | DFO | NG | GAS/OIL INTERNAL COMBUSTION | 1951-01-01 05:00 | Ipswich Municipal Light Department | IMLD | MA | 09 | BOSTON | NEMA | 1670 | 10.24 | 9.495 | 9.495 | 10.24 | 0
449 | JACKMAN | 449 | JACKMAN | HW | WAT |  | HYDRO (WEEKLY CYCLE) | 1926-02-01 05:00 | Public Service Company of New Hampshire | PSNH | NH | 11 | NH | NH | 2360 | 3.6 | 3.541 | 3.541 | 3.6 | 3.6
452 | KENDALL JET 1 | 452 | KENDALL JET 1 | GT | DFO |  | OIL COMBUSTION (GAS) TURBINE | 1970-09-24 04:00 | Genon Energy Management, LLC | MET | MA | 17 | BOSTON | NEMA | 1595 | 18 | 23 | 23 | 18 | 0
457 | LAWRENCE HYDRO | 457 | LAWRENCE HYDRO | HDR | WAT |  | HYDRO (DAILY CYCLE - RUN OF RIVER) | 1981-11-01 05:00 | CHI Power Marketing, Inc. | CHIPM | MA | 09 | CMA/NEMA | WCMA | 50545 | 9.478 | 10.77 | 10.77 | 9.478 | 2.464
460 | LOCKWOOD | 460 | LOCKWOOD | HDR | WAT |  | HYDRO (DAILY CYCLE - RUN OF RIVER) | 1984-12-01 05:00 | Brookfield Energy Marketing, LP | BEMLP | ME | 11 | ME | ME | 10066 | 3.884 | 5.166 | 5.166 | 3.884 | 0.098
461 | LENERGIA ENERGY CENTER | 12521 | Lowell Power Reactivation | CC | NG | DFO | GAS/OIL COMBINED CYCLE | 1993-03-11 05:00 | EDF Trading North America, LLC | EDFT | MA | 17 | CMA/NEMA | WCMA | 54586 | 74.638 | 78.446 | 78.446 | 74.638 | 0
462 | LISBON RESOURCE RECOVERY | 462 | LISBON RESOURCE RECOVERY | ST | MSW |  | BIO/REFUSE | 1996-01-01 05:00 | Connecticut Light and Power Company, The | CLP | CT | 11 | CT | CT | 54758 | 13.522 | 13.449 | 13.449 | 13.522 | 0.06
463 | REENERGY LIVERMORE FALLS | 463 | AEI LIVERMORE | ST | WDS |  | BIO/REFUSE | 1992-10-01 04:00 | ReEnergy Stratton LLC | BSE | ME | 01 | ME | ME | 10354 | 34.695 | 34.43 | 34.43 | 34.695 | 0
464 | LOST NATION | 464 | LOST NATION | GT | DFO |  | OIL COMBUSTION (GAS) TURBINE | 1969-09-01 04:00 | Public Service Company of New Hampshire | PSNH | NH | 07 | NH | NH | 2362 | 13.979 | 17.992 | 17.992 | 13.979 | 0
465 | DEERFIELD 2/LWR DRFIELD | 465 | DEERFIELD 2 LWR DRFIELD | HDP | WAT |  | HYDRO (DAILY CYCLE - PONDAGE) | 1912-01-01 05:00 | TransCanada Power Marketing, Ltd. | TCPM | MA | 11 | WMA | WCMA | 6047, 6083, 6119 | 19.275 | 19.5 | 19.5 | 19.275 | 0
466 | L STREET JET | 466 | L STREET JET | GT | DFO |  | OIL COMBUSTION (GAS) TURBINE | 1966-09-01 04:00 | Exelon Generation Company, LLC | EXGC | MA | 25 | BOSTON | NEMA | 1587 | 16.03 | 21.77 | 21.77 | 16.03 | 0
467 | MARBLEHEAD DIESELS | 467 | MARBLEHEAD DIESELS | IC | DFO |  | OIL INTERNAL COMBUSTION | 1998-09-25 04:00 | Marblehead Municipal Light Department | MMLD | MA | 09 | BOSTON | NEMA | 6586 | 5 | 5 | 5 | 5 | 0
468 | MARSHFIELD 6 HYDRO | 468 | MARSHFIELD 6 HYDRO | HW | WAT |  | HYDRO (WEEKLY CYCLE) | 1927-01-01 05:00 | Green Mountain Power Corporation | GMP | VT | 23 | NH | VT | 3739 | 4.412 | 4.38 | 4.38 | 4.412 | 4.412
472 | M STREET JET | 472 | M STREET JET | GT | KER |  | OIL COMBUSTION (GAS) TURBINE | 1978-01-01 05:00 | Massachusetts Bay Transportation Authority | MBTA | MA | 25 | BOSTON | NEMA | 10176 | 47 | 67.2 | 67.2 | 47 | 0
473 | MCINDOES | 473 | MCINDOES | HDP | WAT |  | HYDRO (DAILY CYCLE - PONDAGE) | 1931-01-01 05:00 | TransCanada Power Marketing, Ltd. | TCPM | NH | 09 | NH | NH | 6483 | 10.066 | 10.571 | 10.571 | 10.066 | 0
474 | J C MCNEIL | 474 | J C MCNEIL | ST | WDS | NG | BIO/REFUSE | 1984-02-01 05:00 | Burlington Electric Department | BED | VT | 07 | VT | VT | 589 | 52 | 54 | 54 | 52 | 0
475 | MEDWAY DIESELS 1-4 | 475 | MEDWAY DIESELS 1-4 | IC | DFO |  | OIL INTERNAL COMBUSTION | 1960-01-01 05:00 | New Brunswick Energy Marketing Corporation | NBPGC | ME | 19 | BHE | ME | 1474 | 7.95 | 8.25 | 8.25 | 7.95 | 0
478 | MIDDLETOWN 10 | 478 | MIDDLETOWN 10 | GT | JF |  | OIL COMBUSTION (GAS) TURBINE | 1966-01-01 05:00 | NRG Power Marketing LLC | NRGPM | CT | 07 | CT | CT | 562 | 15.515 | 20.015 | 20.015 | 15.515 | 15.515
480 | MIDDLETOWN 2 | 480 | MIDDLETOWN 2 | ST | RFO | NG | GAS/OIL STEAM | 1958-01-01 05:00 | NRG Power Marketing LLC | NRGPM | CT | 07 | CT | CT | 562 | 117 | 120 | 120 | 117 | 0
481 | MIDDLETOWN 3 | 481 | MIDDLETOWN 3 | ST | RFO | NG | GAS/OIL STEAM | 1964-01-01 05:00 | NRG Power Marketing LLC | NRGPM | CT | 07 | CT | CT | 562 | 233.679 | 244.398 | 244.398 | 233.679 | 0
482 | MIDDLETOWN 4 | 482 | MIDDLETOWN 4 | ST | RFO |  | OIL STEAM | 1973-06-01 04:00 | NRG Power Marketing LLC | NRGPM | CT | 07 | CT | CT | 562 | 399.923 | 402 | 402 | 399.923 | 0
484 | MILLSTONE POINT 2 | 484 | MILLSTONE POINT 2 | ST | NUC |  | NUCLEAR STEAM | 1975-12-01 05:00 | Dominion Energy Marketing, Inc. | DEM | CT | 11 | CT | CT | 566 | 872.258 | 875.912 | 875.912 | 872.258 | -3.002
485 | MILLSTONE POINT 3 | 485 | MILLSTONE POINT 3 | ST | NUC |  | NUCLEAR STEAM | 1986-04-01 05:00 | Dominion Energy Marketing, Inc. | DEM | CT | 11 | CT | CT | 566 | 1225 | 1235.001 | 1235.001 | 1225 | 0
486 | MILFORD POWER | 486 | MILFORD POWER | CC | NG |  | GAS COMBINED CYCLE | 1994-01-01 05:00 | GDF Suez Energy Marketing NA, Inc. | SUEZ | MA | 27 | RI | SEMA | 54805 | 149 | 170.73 | 170.73 | 149 | 0
487 | MILLER HYDRO | 487 | MILLER HYDRO | HDR | WAT |  | HYDRO (DAILY CYCLE - RUN OF RIVER) | 1984-04-01 05:00 | Energy New England LLC | ENE | ME | 01 | ME | ME | 50278 | 9.426 | 11.954 | 11.954 | 9.426 | 2.065
489 | MERRIMACK 1 | 489 | MERRIMACK 1 | ST | BIT |  | COAL STEAM | 1960-12-01 05:00 | Public Service Company of New Hampshire | PSNH | NH | 13 | NH | NH | 2364 | 108 | 108.05 | 108.05 | 108 | 0
490 | MERRIMACK 2 | 490 | MERRIMACK 2 | ST | BIT |  | COAL STEAM | 1968-04-30 04:00 | Public Service Company of New Hampshire | PSNH | NH | 13 | NH | NH | 2364 | 330 | 330.513 | 330.513 | 330 | 0
492 | MONTVILLE 10 and 11 | 492 | MONTVILLE 10 and 11 | IC | KER |  | OIL INTERNAL COMBUSTION | 1967-01-01 05:00 | NRG Power Marketing LLC | NRGPM | CT | 11 | CT | CT | 546 | 5.296 | 5.354 | 5.354 | 5.296 | 0
493 | MONTVILLE 5 | 493 | MONTVILLE 5 | ST | RFO | NG | GAS/OIL STEAM | 1954-01-01 05:00 | NRG Power Marketing LLC | NRGPM | CT | 11 | CT | CT | 546 | 81 | 81.59 | 81.59 | 81 | 0
494 | MONTVILLE 6 | 494 | MONTVILLE 6 | ST | RFO |  | OIL STEAM | 1971-07-01 04:00 | NRG Power Marketing LLC | NRGPM | CT | 11 | CT | CT | 546 | 405.05 | 408.852 | 408.852 | 405.05 | 0
495 | MONTY | 495 | MONTY | HDP | WAT |  | HYDRO (DAILY CYCLE - PONDAGE) | 1980-01-01 05:00 | Brookfield White Pine Hydro LLC | FPLEMH | ME | 25 | ME | ME | 805 | 28 | 28 | 28 | 28 | 0
496 | MOORE | 496 | MOORE | HW | WAT |  | HYDRO (WEEKLY CYCLE) | 1956-01-01 05:00 | TransCanada Power Marketing, Ltd. | TCPM | NH | 09 | NH | NH | 2351 | 189.032 | 191.175 | 191.175 | 189.032 | 0
497 | MASS POWER | 497 | MASS POWER | CC | NG |  | GAS COMBINED CYCLE | 1993-07-01 04:00 | EquiPower Resources Management, LLC | EPRM | MA | 13 | WMA | WCMA | 10726 | 245.259 | 279.889 | 279.889 | 245.259 | 0
498 | MT TOM | 498 | MT TOM | ST | BIT |  | COAL STEAM | 1960-06-01 04:00 | GDF Suez Energy Marketing NA, Inc. | SUEZ | MA | 13 | WMA | WCMA | 1606 | 124.278 | 124.445 | 124.445 | 124.278 | -17.053
502 | MYSTIC 7 | 502 | MYSTIC 7 | ST | NG | RFO | GAS/OIL STEAM | 1975-06-01 04:00 | Exelon Generation Company, LLC | EXGC | MA | 17 | BOSTON | NEMA | 1588 | 575.479 | 559.775 | 559.775 | 575.479 | 15.01
503 | MYSTIC JET | 503 | MYSTIC JET | GT | DFO |  | OIL COMBUSTION (GAS) TURBINE | 1969-06-01 04:00 | Exelon Generation Company, LLC | EXGC | MA | 17 | BOSTON | NEMA | 1588 | 9.068 | 13.218 | 13.218 | 9.068 | 1.422
507 | NEA BELLINGHAM | 507 | NEA BELLINGHAM | CC | NG | DFO | GAS/OIL COMBINED CYCLE | 1991-10-01 04:00 | NextEra Energy Power Marketing, LLC | FPLP | MA | 21 | RI | SEMA | 10307 | 272.865 | 331.747 | 331.747 | 272.865 | -4.756
508 | NEWINGTON 1 | 508 | NEWINGTON 1 | ST | RFO | NG | GAS/OIL STEAM | 1974-06-01 04:00 | Public Service Company of New Hampshire | PSNH | NH | 15 | NH | NH | 8002 | 400.2 | 400.2 | 400.2 | 400.2 | 0
513 | NEW HAVEN HARBOR | 513 | NEW HAVEN HARBOR | ST | RFO | NG | GAS/OIL STEAM | 1975-08-01 04:00 | PSEG Energy Resources & Trade LLC | PSEG | CT | 09 | CT | CT | 6156 | 447.894 | 453.384 | 453.384 | 447.894 | 0
515 | NORWICH JET | 515 | NORWICH JET | GT | DFO |  | OIL COMBUSTION (GAS) TURBINE | 1972-09-01 04:00 | Connecticut Municipal Electric Energy Cooperative | CMEEC | CT | 11 | CT | CT | 581 | 15.255 | 18.8 | 18.8 | 15.255 | 0
519 | NORWALK HARBOR 1 | 519 | NORWALK HARBOR 1 | ST | RFO |  | OIL STEAM | 1960-01-01 05:00 | NRG Power Marketing LLC | NRGPM | CT | 01 | NOR | CT | 548 | 0 | 163.995 | 163.995 | 0 | -162
520 | NORWALK HARBOR 2 | 520 | NORWALK HARBOR 2 | ST | RFO |  | OIL STEAM | 1963-01-01 05:00 | NRG Power Marketing LLC | NRGPM | CT | 01 | NOR | CT | 548 | 0 | 172 | 172 | 0 | -168
521 | NORWALK HARBOR 10 (3) | 521 | NORWALK HARBOR 10 (3) | GT | KER |  | OIL COMBUSTION (GAS) TURBINE | 1996-10-01 04:00 | NRG Power Marketing LLC | NRGPM | CT | 01 | NOR | CT | 548 | 0 | 17.062 | 17.062 | 0 | -11.925
527 | OGDEN-MARTIN 1 | 527 | OGDEN-MARTIN 1 | ST | MSW | DFO | BIO/REFUSE | 1989-06-01 04:00 | Covanta Haverhill Associates | CHA | MA | 09 | BOSTON | NEMA | 50661 | 38.415 | 42.605 | 42.605 | 38.415 | -1.92
528 | OCEAN ST PWR GT1/GT2/ST1 | 528 | OCEAN ST PWR GT1 GT2 ST1 | CC | NG |  | GAS COMBINED CYCLE | 1990-12-31 05:00 | TransCanada Power Marketing, Ltd. | TCPM | RI | 07 | RI | RI | 51030 | 270.901 | 316.901 | 316.901 | 270.901 | 0
529 | OCEAN ST PWR GT3/GT4/ST2 | 529 | OCEAN ST PWR GT3 GT4 ST2 | CC | NG |  | GAS COMBINED CYCLE | 1991-10-01 04:00 | TransCanada Power Marketing, Ltd. | TCPM | RI | 07 | RI | RI | 54324 | 270.18 | 318.18 | 318.18 | 270.18 | 0
531 | PAWTUCKET POWER | 531 | PAWTUCKET POWER | CC | NG | DFO | GAS/OIL COMBINED CYCLE | 1991-02-01 05:00 | Pawtucket Power Holding Company LLC | PPH | RI | 07 | RI | RI | 54056 | 53.805 | 57.117 | 57.117 | 53.805 | 53.805
532 | PEJEPSCOT | 532 | PEJEPSCOT | HDR | WAT |  | HYDRO (DAILY CYCLE - RUN OF RIVER) | 1987-11-01 05:00 | Topsham Hydro Partners LP | TOPS | ME | 23 | ME | ME | 50758 | 9.885 | 9.627 | 9.627 | 9.885 | 3.419
536 | PERC-ORRINGTON 1 | 536 | PERC-ORRINGTON 1 | ST | MSW | DFO | BIO/REFUSE | 1988-01-01 05:00 | New Brunswick Energy Marketing Corporation | NBPGC | ME | 19 | BHE | ME | 50051 | 21.406 | 20.945 | 20.945 | 21.406 | 0.261
537 | PILGRIM NUCLEAR POWER STATION | 537 | PILGRIM NUCLEAR POWER STATION | ST | NUC |  | NUCLEAR STEAM | 1972-12-01 05:00 | Entergy Nuclear Power Marketing LLC | ENPM | MA | 23 | SEMA | SEMA | 1590 | 677.284 | 683.421 | 683.421 | 677.284 | 0
538 | PINETREE POWER | 538 | PINETREE POWER | ST | WDS |  | BIO/REFUSE | 1992-11-01 05:00 | Fitchburg Gas & Electric Light Company | FGE | MA | 27 | WMA | WCMA | 54620 | 15.783 | 16.787 | 16.787 | 15.783 | 0
539 | PONTOOK HYDRO | 539 | PONTOOK HYDRO | HDR | WAT |  | HYDRO (DAILY CYCLE - RUN OF RIVER) | 1986-12-01 05:00 | Brookfield Energy Marketing, LP | BEMLP | NH | 07 | NH | NH | 50741 | 5.833 | 8.624 | 8.624 | 5.833 | 1.513
540 | POTTER 2 CC | 540 | POTTER 2 CC | CC | NG |  | GAS COMBINED CYCLE | 1977-03-01 05:00 | Braintree Electric Light Department, Town of | BELD | MA | 21 | SEMA | SEMA | 1660 | 71.998 | 89.998 | 89.998 | 71.998 | -1.119
541 | PROCTOR | 541 | PROCTOR | HDR | WAT |  | HYDRO (DAILY CYCLE - RUN OF RIVER) | 1980-01-01 05:00 | Green Mountain Power Corporation | GMP | VT | 21 | VT | VT | 6450 | 0 | 0 | 0 | 0 | 0
542 | ECO MAINE | 542 | ECO MAINE | ST | MSW | NG | BIO/REFUSE | 1988-08-01 04:00 | Macquarie Energy LLC | MCPI | ME | 05 | SME | ME | 50225 | 10.908 | 11.278 | 11.278 | 10.908 | -0.031
546 | RESCO SAUGUS | 546 | RESCO SAUGUS | ST | MSW |  | BIO/REFUSE | 1985-11-01 05:00 | New England Power Company | NEP | MA | 09 | BOSTON | NEMA | 50880 | 30.845 | 30.114 | 30.114 | 30.845 | 0
547 | WHEELABRATOR NORTH ANDOVER | 547 | WHEELABRATOR NORTH ANDOVER | ST | MSW |  | BIO/REFUSE | 1985-08-01 04:00 | Wheelabrator North Andover Inc | WNE | MA | 09 | BOSTON | NEMA | 50877 | 30.029 | 30.067 | 30.067 | 30.029 | 0.346
549 | RUTLAND 5 GT | 549 | RUTLAND 5 GT | GT | DFO |  | OIL COMBUSTION (GAS) TURBINE | 1962-01-01 05:00 | Green Mountain Power Corporation | GMP | VT | 21 | VT | VT | 3723 | 7.919 | 12.816 | 12.816 | 7.919 | 7.919
551 | SALEM HARBOR 1 | 551 | SALEM HARBOR 1 | ST | BIT | RFO | COAL STEAM | 1952-01-01 05:00 | Freepoint Commodities LLC | FREE | MA | 09 | BOSTON | NEMA | 1626 | 0 | 0 | 0 | 0 | 0
552 | SALEM HARBOR 2 | 552 | SALEM HARBOR 2 | ST | BIT | RFO | COAL STEAM | 1952-01-01 05:00 | Freepoint Commodities LLC | FREE | MA | 09 | BOSTON | NEMA | 1626 | 0 | 0 | 0 | 0 | 0
553 | SALEM HARBOR 3 | 553 | SALEM HARBOR 3 | ST | BIT | RFO | COAL STEAM | 1958-08-01 04:00 | Freepoint Commodities LLC | FREE | MA | 09 | BOSTON | NEMA | 1626 | 0 | 149.91 | 149.91 | 0 | -147.424
554 | SALEM HARBOR 4 | 554 | SALEM HARBOR 4 | ST | RFO |  | OIL STEAM | 1972-08-01 04:00 | Freepoint Commodities LLC | FREE | MA | 09 | BOSTON | NEMA | 1626 | 0 | 437.353 | 437.353 | 0 | -436.754
555 | SEABROOK | 555 | SEABROOK | ST | NUC |  | NUCLEAR STEAM | 1990-04-01 05:00 | NextEra Energy Power Marketing, LLC | FPLP | NH | 15 | NH | NH | 6115 | 1247.075 | 1246.65 | 1246.65 | 1247.075 | 0.85
556 | SCHILLER 4 | 556 | SCHILLER 4 | ST | BIT | RFO | COAL STEAM | 1952-04-01 05:00 | Public Service Company of New Hampshire | PSNH | NH | 15 | NH | NH | 2367 | 47.5 | 48 | 48 | 47.5 | 0
557 | SCHILLER 5 | 557 | SCHILLER 5 | ST | WDS |  | BIO/REFUSE | 1955-05-01 04:00 | Public Service Company of New Hampshire | PSNH | NH | 15 | NH | NH | 2367 | 43.082 | 42.594 | 42.594 | 43.082 | 0
558 | SCHILLER 6 | 558 | SCHILLER 6 | ST | BIT | RFO | COAL STEAM | 1957-07-01 04:00 | Public Service Company of New Hampshire | PSNH | NH | 15 | NH | NH | 2367 | 47.82 | 48.58 | 48.58 | 47.82 | -0.118
559 | SCHILLER CT 1 | 559 | SCHILLER CT 1 | GT | JF |  | OIL COMBUSTION (GAS) TURBINE | 1970-11-01 05:00 | Public Service Company of New Hampshire | PSNH | NH | 15 | NH | NH | 2367 | 17.621 | 18.5 | 18.5 | 17.621 | 0
561 | SEARSBURG | 561 | SEARSBURG | HDP | WAT |  | HYDRO (DAILY CYCLE - PONDAGE) | 1922-03-01 05:00 | TransCanada Power Marketing, Ltd. | TCPM | VT | 03 | WMA | WCMA | 6529 | 4.755 | 4.96 | 4.96 | 4.755 | 0
562 | SECREC-PRESTON | 562 | SECREC-PRESTON | ST | MSW | DFO | BIO/REFUSE | 1992-01-01 05:00 | Connecticut Light and Power Company, The | CLP | CT | 11 | CT | CT | 10646 | 15.813 | 16.052 | 16.052 | 15.813 | -0.29
563 | SEMASS 1 | 563 | SEMASS 1 | ST | MSW | DFO | BIO/REFUSE | 1988-10-01 04:00 | NSTAR Electric Company | NSTAR | MA | 23 | SEMA | SEMA | 50290 | 48.014 | 49.104 | 49.104 | 48.014 | -0.863
564 | SEMASS 2 | 564 | SEMASS 2 | ST | MSW | DFO | BIO/REFUSE | 1993-05-01 04:00 | NSTAR Electric Company | NSTAR | MA | 23 | SEMA | SEMA | 50290 | 22.055 | 24.858 | 24.858 | 22.055 | 0.468
565 | SHELDON SPRINGS | 565 | SHELDON SPRINGS | HDR | WAT |  | HYDRO (DAILY CYCLE - RUN OF RIVER) | 1988-05-01 04:00 | Vermont Electric Power Company, Inc. | VELCO | VT | 11 | VT | VT | 10494 | 8.667 | 8.755 | 8.755 | 8.667 | 7.786
566 | SHEPAUG | 566 | SHEPAUG | HW | WAT |  | HYDRO (WEEKLY CYCLE) | 1955-01-01 05:00 | GDF Suez Energy Marketing NA, Inc. | SUEZ | CT | 09 | SWCT | CT | 552 | 41.511 | 42.559 | 42.559 | 41.511 | 0
567 | SHERMAN | 567 | SHERMAN | HW | WAT |  | HYDRO (WEEKLY CYCLE) | 1926-12-01 05:00 | TransCanada Power Marketing, Ltd. | TCPM | MA | 11 | WMA | WCMA | 6012 | 6.154 | 6.22 | 6.22 | 6.154 | 0
568 | SHREWSBURY DIESELS | 35657 | Shrewsbury Diesels | IC | DFO |  | OIL INTERNAL COMBUSTION | 1978-05-01 04:00 | Shrewsbury Electric Light Plant | SELP | MA | 27 | CMA/NEMA | WCMA | 6125 | 13.75 | 13.65 | 13.65 | 13.75 | 0
569 | SKELTON | 569 | SKELTON | HDP | WAT |  | HYDRO (DAILY CYCLE - PONDAGE) | 1948-01-01 05:00 | Brookfield White Pine Hydro LLC | FPLEMH | ME | 31 | SME | ME | 1505 | 19.704 | 19.704 | 19.704 | 19.704 | 0
570 | SMITH | 570 | SMITH | HDR | WAT |  | HYDRO (DAILY CYCLE - RUN OF RIVER) | 1948-01-01 05:00 | Public Service Company of New Hampshire | PSNH | NH | 07 | NH | NH | 2368 | 13.14 | 15.903 | 15.903 | 13.14 | 1.464
572 | SO. MEADOW 11 | 572 | SO. MEADOW 11 | GT | JF |  | OIL COMBUSTION (GAS) TURBINE | 1970-08-01 04:00 | NextEra Energy Power Marketing, LLC | FPLP | CT | 03 | CT | CT | 563 | 35.781 | 46.921 | 46.921 | 35.781 | 0
573 | SO. MEADOW 12 | 573 | SO. MEADOW 12 | GT | JF |  | OIL COMBUSTION (GAS) TURBINE | 1970-08-01 04:00 | NextEra Energy Power Marketing, LLC | FPLP | CT | 03 | CT | CT | 563 | 37.649 | 47.815 | 47.815 | 37.649 | 0
574 | SO. MEADOW 13 | 574 | SO. MEADOW 13 | GT | JF |  | OIL COMBUSTION (GAS) TURBINE | 1970-08-01 04:00 | NextEra Energy Power Marketing, LLC | FPLP | CT | 03 | CT | CT | 563 | 38.317 | 47.917 | 47.917 | 38.317 | 0
575 | SO. MEADOW 14 | 575 | SO. MEADOW 14 | GT | JF |  | OIL COMBUSTION (GAS) TURBINE | 1970-08-01 04:00 | NextEra Energy Power Marketing, LLC | FPLP | CT | 03 | CT | CT | 563 | 36.746 | 46.346 | 46.346 | 36.746 | 0
580 | SO. MEADOW 5 | 580 | SO. MEADOW 5 | ST | MSW | NG | BIO/REFUSE | 1987-11-01 05:00 | NextEra Energy Power Marketing, LLC | FPLP | CT | 03 | CT | CT | 563 | 21.996 | 21.942 | 21.942 | 21.996 | -4.419
581 | SO. MEADOW 6 | 581 | SO. MEADOW 6 | ST | MSW | NG | BIO/REFUSE | 1987-11-01 05:00 | NextEra Energy Power Marketing, LLC | FPLP | CT | 03 | CT | CT | 563 | 18.459 | 20.502 | 20.502 | 18.459 | -2.754
583 | STONY BROOK 2A | 583 | STONY BROOK 2A | GT | DFO |  | OIL COMBUSTION (GAS) TURBINE | 1982-11-01 05:00 | Massachusetts Municipal Wholesale Electric Company | MMWEC | MA | 13 | WMA | WCMA | 6081 | 67.4 | 87.4 | 87.4 | 67.4 | 0
584 | STONY BROOK 2B | 584 | STONY BROOK 2B | GT | DFO |  | OIL COMBUSTION (GAS) TURBINE | 1982-11-01 05:00 | Massachusetts Municipal Wholesale Electric Company | MMWEC | MA | 13 | WMA | WCMA | 6081 | 65.3 | 85.3 | 85.3 | 65.3 | 0
587 | STEVENSON | 587 | STEVENSON | HW | WAT |  | HYDRO (WEEKLY CYCLE) | 1919-01-01 05:00 | GDF Suez Energy Marketing NA, Inc. | SUEZ | CT | 01 | SWCT | CT | 553 | 28.311 | 28.9 | 28.9 | 28.311 | 0
590 | REENERGY STRATTON | 590 | BORALEX STRATTON ENERGY | ST | WDS |  | BIO/REFUSE | 1989-09-01 04:00 | ReEnergy Stratton LLC | BSE | ME | 07 | ME | ME | 50650 | 45.024 | 44.363 | 44.363 | 45.024 | 0
591 | S.D. WARREN-WESTBROOK | 591 | S.D. WARREN-WESTBROOK | ST | WDS | RFO | BIO/REFUSE | 1997-11-01 05:00 | NextEra Energy Power Marketing, LLC | FPLP | ME | 05 | SME | ME | 50447 | 42.59 | 49.103 | 49.103 | 42.59 | 0
592 | TAMWORTH | 592 | TAMWORTH | ST | WDS |  | BIO/REFUSE | 1988-01-01 05:00 | GDF Suez Energy Marketing NA, Inc. | SUEZ | NH | 03 | NH | NH | 50739 | 19.354 | 18.914 | 18.914 | 19.354 | 0.188
594 | AES THAMES | 594 | AES THAMES | ST | BIT |  | COAL STEAM | 1989-12-01 05:00 | Connecticut Light and Power Company, The | CLP | CT | 11 | CT | CT | 10675 | 0 | 0 | 0 | 0 | 0
595 | TORRINGTON TERMINAL 10 | 595 | TORRINGTON TERMINAL 10 | GT | KER |  | OIL COMBUSTION (GAS) TURBINE | 1967-08-01 04:00 | NRG Power Marketing LLC | NRGPM | CT | 05 | CT | CT | 565 | 15.638 | 20.748 | 20.748 | 15.638 | 0
596 | TUNNEL 10 | 596 | TUNNEL 10 | GT | KER |  | OIL COMBUSTION (GAS) TURBINE | 1969-01-01 05:00 | GDF Suez Energy Marketing NA, Inc. | SUEZ | CT | 11 | CT | CT | 557 | 16.591 | 21.691 | 21.691 | 16.591 | 0
598 | VERGENNES 5 AND 6 DIESELS | 598 | VERGENNES 5 and 6 DIESELS | IC | DFO |  | OIL INTERNAL COMBUSTION | 1964-01-01 05:00 | Green Mountain Power Corporation | GMP | VT | 01 | VT | VT | 6519 | 3.94 | 4.24 | 4.24 | 3.94 | 0
599 | VERNON | 599 | VERNON | HDP | WAT |  | HYDRO (DAILY CYCLE - PONDAGE) | 1909-01-01 05:00 | TransCanada Power Marketing, Ltd. | TCPM | VT | 25 | WMA | WCMA | 2352 | 32 | 32 | 32 | 32 | 0
611 | VT YANKEE NUCLEAR PWR STATION | 611 | VT YANKEE NUCLEAR PWR STATION | ST | NUC |  | NUCLEAR STEAM | 1972-11-01 05:00 | Entergy Nuclear Power Marketing LLC | ENPM | VT | 25 | VT | VT | 3751 | 619.422 | 615 | 615 | 619.422 | 19.406
612 | WATERS RIVER JET 1 | 612 | WATERS RIVER JET 1 | GT | NG | DFO | GAS/OIL COMBUSTION (GAS) TURBINE | 1971-12-01 05:00 | Massachusetts Municipal Wholesale Electric Company | MMWEC | MA | 09 | BOSTON | NEMA | 1678 | 15.974 | 21.974 | 21.974 | 15.974 | 0
613 | WATERS RIVER JET 2 | 613 | WATERS RIVER JET 2 | GT | NG | DFO | GAS/OIL COMBUSTION (GAS) TURBINE | 1991-04-01 05:00 | Massachusetts Municipal Wholesale Electric Company | MMWEC | MA | 09 | BOSTON | NEMA | 1678 | 28.5 | 40 | 40 | 28.5 | -2.006
614 | WATERBURY 22 | 614 | WATERBURY 22 | HW | WAT |  | HYDRO (WEEKLY CYCLE) | 1953-01-01 05:00 | Green Mountain Power Corporation | GMP | VT | 05 | VT | VT | 6520 | 5 | 5 | 5 | 5 | 0
616 | WEST ENFIELD | 616 | WEST ENFIELD | HDR | WAT |  | HYDRO (DAILY CYCLE - RUN OF RIVER) | 1988-05-01 04:00 | New Brunswick Energy Marketing Corporation | NBPGC | ME | 19 | BHE | ME | 10255 | 16.395 | 14.033 | 14.033 | 16.395 | 9.764
617 | WESTON | 617 | WESTON | HDR | WAT |  | HYDRO (DAILY CYCLE - RUN OF RIVER) | 1920-01-01 05:00 | Brookfield White Pine Hydro LLC | FPLEMH | ME | 25 | ME | ME | 1509 | 9.187 | 12.365 | 12.365 | 9.187 | -4.013
618 | DG WHITEFIELD, LLC | 618 | DG WHITEFIELD, LLC | ST | WDS |  | BIO/REFUSE | 1988-04-01 05:00 | Exelon Generation Company, LLC | EXGC | NH | 07 | NH | NH | 10839 | 16.17 | 16.569 | 16.569 | 16.17 | 0.123
619 | WHITE LAKE JET | 619 | WHITE LAKE JET | GT | JF |  | OIL COMBUSTION (GAS) TURBINE | 1968-08-01 04:00 | Public Service Company of New Hampshire | PSNH | NH | 03 | NH | NH | 2369 | 17.447 | 22.397 | 22.397 | 17.447 | 0
620 | WILDER | 620 | WILDER | HW | WAT |  | HYDRO (WEEKLY CYCLE) | 1950-01-01 05:00 | TransCanada Power Marketing, Ltd. | TCPM | VT | 27 | VT | NH | 2353 | 39.083 | 41.156 | 41.156 | 39.083 | 0
621 | WILLIAMS | 621 | WILLIAMS | HDP | WAT |  | HYDRO (DAILY CYCLE - PONDAGE) | 1939-01-01 05:00 | Brookfield White Pine Hydro LLC | FPLEMH | ME | 25 | ME | ME | 1510 | 14.9 | 14.9 | 14.9 | 14.9 | 0
622 | WINOOSKI 1 | 622 | WINOOSKI 1 | HDR | WAT |  | HYDRO (DAILY CYCLE - RUN OF RIVER) | 1993-04-01 05:00 | GDF Suez Energy Marketing NA, Inc. | SUEZ | VT | 07 | VT | VT | 54355 | 3.191 | 3.016 | 3.016 | 3.191 | 2.432
623 | COVANTA PROJECTS WALLINGFORD | 623 | WALLINGFORD REFUSE | ST | MSW | DFO | BIO/REFUSE | 1989-03-01 05:00 | Covanta Projects of Wallingford, L.P. | CPW | CT | 09 | SWCT | CT | 50664 | 6.569 | 6.544 | 6.544 | 6.569 | -0.311
624 | WMI MILLBURY 1 | 624 | WMI MILLBURY 1 | ST | MSW |  | BIO/REFUSE | 1987-09-01 04:00 | New England Power Company | NEP | MA | 27 | CMA/NEMA | WCMA | 50878 | 39.811 | 39.891 | 39.891 | 39.811 | 0
625 | WEST MEDWAY JET 1 | 625 | WEST MEDWAY JET 1 | GT | DFO |  | OIL COMBUSTION (GAS) TURBINE | 1970-07-01 04:00 | Exelon Generation Company, LLC | EXGC | MA | 21 | BOSTON | NEMA | 1592 | 42 | 64 | 64 | 42 | 0
626 | WEST MEDWAY JET 2 | 626 | WEST MEDWAY JET 2 | GT | DFO |  | OIL COMBUSTION (GAS) TURBINE | 1971-03-01 05:00 | Exelon Generation Company, LLC | EXGC | MA | 21 | BOSTON | NEMA | 1592 | 39.848 | 61.598 | 61.598 | 39.848 | 0
627 | WEST MEDWAY JET 3 | 627 | WEST MEDWAY JET 3 | GT | DFO |  | OIL COMBUSTION (GAS) TURBINE | 1970-07-01 04:00 | Exelon Generation Company, LLC | EXGC | MA | 21 | RI | SEMA | 1592 | 35.441 | 62.401 | 62.401 | 35.441 | 0
628 | WOODLAND ROAD | 628 | WOODLAND ROAD | GT | KER |  | OIL COMBUSTION (GAS) TURBINE | 1969-07-01 04:00 | Essential Power Massachusetts, LLC | NAEA-EM | MA | 03 | WMA | WCMA | 1643 | 15.808 | 20.658 | 20.658 | 15.808 | 0
630 | WEST SPRINGFIELD 10 | 630 | WEST SPRINGFIELD 10 | GT | KER |  | OIL COMBUSTION (GAS) TURBINE | 1968-01-01 05:00 | Essential Power Massachusetts, LLC | NAEA-EM | MA | 13 | WMA | WCMA | 1642 | 17.143 | 21.928 | 21.928 | 17.143 | 0
633 | WEST SPRINGFIELD 3 | 633 | WEST SPRINGFIELD 3 | ST | NG | RFO | GAS/OIL STEAM | 1957-01-01 05:00 | Essential Power Massachusetts, LLC | NAEA-EM | MA | 13 | WMA | WCMA | 1642 | 94.276 | 100.087 | 100.087 | 94.276 | 0
636 | WYMAN HYDRO 1 | 636 | WYMAN HYDRO 1 | HW | WAT |  | HYDRO (WEEKLY CYCLE) | 1930-01-01 05:00 | Brookfield White Pine Hydro LLC | FPLEMH | ME | 25 | ME | ME | 1511 | 27.362 | 27.4 | 27.4 | 27.362 | 0
637 | WYMAN HYDRO 2 | 637 | WYMAN HYDRO 2 | HW | WAT |  | HYDRO (WEEKLY CYCLE) | 1931-01-01 05:00 | Brookfield White Pine Hydro LLC | FPLEMH | ME | 25 | ME | ME | 1511 | 29.866 | 29.9 | 29.9 | 29.866 | 0
638 | WYMAN HYDRO 3 | 638 | WYMAN HYDRO 3 | HW | WAT |  | HYDRO (WEEKLY CYCLE) | 1940-01-01 05:00 | Brookfield White Pine Hydro LLC | FPLEMH | ME | 25 | ME | ME | 1511 | 25.548 | 25.7 | 25.7 | 25.548 | 0
639 | YARMOUTH 1 | 639 | YARMOUTH 1 | ST | RFO |  | OIL STEAM | 1957-01-01 05:00 | NextEra Energy Power Marketing, LLC | FPLP | ME | 05 | SME | ME | 1507 | 0 | 51.018 | 51.018 | 0 | -50.328
640 | YARMOUTH 2 | 640 | YARMOUTH 2 | ST | RFO |  | OIL STEAM | 1958-01-01 05:00 | NextEra Energy Power Marketing, LLC | FPLP | ME | 05 | SME | ME | 1507 | 50.805 | 52.823 | 52.823 | 50.805 | -0.326
641 | YARMOUTH 3 | 641 | YARMOUTH 3 | ST | RFO |  | OIL STEAM | 1965-07-01 04:00 | NextEra Energy Power Marketing, LLC | FPLP | ME | 05 | SME | ME | 1507 | 110.87 | 114.72 | 114.72 | 110.87 | -3.585
642 | YARMOUTH 4 | 642 | YARMOUTH 4 | ST | RFO |  | OIL STEAM | 1978-12-01 05:00 | NextEra Energy Power Marketing, LLC | FPLP | ME | 05 | SME | ME | 1507 | 602.05 | 605.875 | 605.875 | 602.05 | 0
715 | ROCHESTER LANDFILL | 715 | ROCHESTER LANDFILL | GT | LFG |  | BIO/REFUSE | 1998-05-01 04:00 | New Hampshire Electric Cooperative, Inc. | NHEC | NH | 17 | NH | NH | 2007 | 2.144 | 2.508 | 2.508 | 2.144 | -0.209
737 | SIMPSON G LOAD REDUCER | 737 | SIMPSON G LOAD REDUCER | HDR | WAT |  | HYDRO (DAILY CYCLE - RUN OF RIVER) | 1980-01-01 05:00 | Green Mountain Power Corporation | GMP | VT | 09 | NH | VT | 10608 | 3.008 | 2.96 | 2.96 | 3.008 | 1.626
739 | ROCKY RIVER | 739 | ROCKY RIVER | PS | WAT |  | HYDRO (PUMPED STORAGE) | 1928-01-01 05:00 | GDF Suez Energy Marketing NA, Inc. | SUEZ | CT | 09 | SWCT | CT | 539 | 28.853 | 28.127 | 28.383 | 28.853 | -0.497
754 | BAR MILLS | 754 | BAR MILLS | HDR | WAT |  | HYDRO (DAILY CYCLE - RUN OF RIVER) | 1956-01-01 05:00 | Brookfield White Pine Hydro LLC | FPLEMH | ME | 31 | SME | ME | 1481 | 2.067 | 2.12 | 2.12 | 2.067 | 0.948
755 | BONNY EAGLE/W. BUXTON | 755 | BONNY EAGLE W. BUXTON | HDP | WAT |  | HYDRO (DAILY CYCLE - PONDAGE) | 1910-01-01 05:00 | Brookfield White Pine Hydro LLC | FPLEMH | ME | 31 | SME | ME | 1482, 1508 | 16.151 | 17.5 | 17.5 | 16.151 | 0
757 | HARRIS 4 | 757 | HARRIS 4 | HW | WAT |  | HYDRO (WEEKLY CYCLE) | 1954-01-01 05:00 | Brookfield White Pine Hydro LLC | FPLEMH | ME | 25 | ME | ME | 1492 | 1.436 | 1.249 | 1.249 | 1.436 | 0
759 | MESSALONSKEE COMPOSITE | 759 | MESSALONSKEE COMPOSITE | HDR | WAT |  | HYDRO (DAILY CYCLE - RUN OF RIVER) | 1917-01-01 05:00 | Messalonskee Stream Hydro, LLC | MESSA | ME | 11 | ME | ME | 1497 | 4.047 | 3.939 | 3.939 | 4.047 | 1.011
760 | NORTH GORHAM | 760 | NORTH GORHAM | HDR | WAT |  | HYDRO (DAILY CYCLE - RUN OF RIVER) | 1925-01-01 05:00 | Brookfield White Pine Hydro LLC | FPLEMH | ME | 05 | SME | ME | 1501 | 1.758 | 0.976 | 0.976 | 1.758 | 0.163
761 | SHAWMUT | 761 | SHAWMUT | HDR | WAT |  | HYDRO (DAILY CYCLE - RUN OF RIVER) | 1913-01-01 05:00 | Brookfield White Pine Hydro LLC | FPLEMH | ME | 25 | ME | ME | 1504 | 6.501 | 7.599 | 7.599 | 6.501 | -2.999
767 | SES CONCORD | 767 | SES CONCORD | ST | MSW | RFO | BIO/REFUSE | 1989-05-01 04:00 | Public Service Company of New Hampshire | PSNH | NH | 13 | NH | NH | 50873 | 12.116 | 12.536 | 12.536 | 12.116 | -0.018
768 | GARVINS/HOOKSETT | 768 | GARVINS HOOKSETT | HDR | WAT |  | HYDRO (DAILY CYCLE - RUN OF RIVER) | 1902-01-01 05:00 | Public Service Company of New Hampshire | PSNH | NH | 13 | NH | NH | 2357, 2359 | 7.276 | 6.548 | 6.548 | 7.276 | -5.204
769 | HADLEY FALLS 1&2 | 769 | HADLEY FALLS 1&2 | HDR | WAT |  | HYDRO (DAILY CYCLE - RUN OF RIVER) | 1983-01-01 05:00 | Holyoke Gas & Electric Department | HGE | MA | 13 | WMA | WCMA | 1605 | 17.72 | 28.403 | 28.403 | 17.72 | 9.647
772 | NEWPORT HYDRO | 772 | NEWPORT HYDRO | HW | WAT |  | HYDRO (WEEKLY CYCLE) | 1980-01-01 05:00 | Great Bay Power Marketing, Inc | GBPM | VT | 15 | NH | VT | 3731 | 2.127 | 1.62 | 1.62 | 2.127 | 1.722
774 | LOWER LAMOILLE COMPOSITE | 774 | LOWER LAMOILLE COMPOSITE | HW | WAT |  | HYDRO (WEEKLY CYCLE) | 1948-01-01 05:00 | Green Mountain Power Corporation | GMP | VT | 15 | VT | VT | 3711 | 15.8 | 16 | 16 | 15.8 | 15.8
775 | MIDDLEBURY COMPOSITE | 775 | MIDDLEBURY COMPOSITE | HW | WAT |  | HYDRO (WEEKLY CYCLE) | 1917-01-01 05:00 | Green Mountain Power Corporation | GMP | VT | 01 | VT | VT | 3716 | 3.6 | 5.51 | 5.51 | 3.6 | 2.383
776 | N. RUTLAND COMPOSITE | 776 | N. RUTLAND COMPOSITE | HW | WAT |  | HYDRO (WEEKLY CYCLE) | 1980-01-01 05:00 | Green Mountain Power Corporation | GMP | VT | 21 | VT | VT | 3714 | 4.503 | 5.26 | 5.26 | 4.503 | 0
779 | MIDDLESEX 2 | 779 | MIDDLESEX 2 | HDR | WAT |  | HYDRO (DAILY CYCLE - RUN OF RIVER) | 1928-01-01 05:00 | Green Mountain Power Corporation | GMP | VT | 23 | VT | VT | 3740 | 1.366 | 1.32 | 1.32 | 1.366 | -0.187
781 | WEST DANVILLE 1 | 781 | WEST DANVILLE 1 | HDR | WAT |  | HYDRO (DAILY CYCLE - RUN OF RIVER) | 1986-11-01 05:00 | Green Mountain Power Corporation | GMP | VT | 05 | NH | VT | 3743 | 0 | 0 | 0 | 0 | 0
783 | HIGHGATE FALLS | 783 | HIGHGATE FALLS | HDR | WAT |  | HYDRO (DAILY CYCLE - RUN OF RIVER) | 1980-01-01 05:00 | Vermont Public Power Supply Authority | VPPSA | VT | 11 | VT | VT | 6618 | 4.316 | 7.907 | 7.907 | 4.316 | 3.65
789 | CEC 002 PAWTUCKET U5 | 789 | CEC 002 PAWTUCKET U5 | HDR | WAT |  | HYDRO (DAILY CYCLE - RUN OF RIVER) | 1985-03-01 05:00 | The Narragansett Electric Company | NEC | RI | 07 | RI | RI | 3233 | 0.219 | 0.591 | 0.591 | 0.219 | 0.048
792 | CENTENNIAL HYDRO | 792 | CENTENNIAL HYDRO | HDR | WAT |  | HYDRO (DAILY CYCLE - RUN OF RIVER) | 1990-05-01 04:00 | Sterling Municipal Electric Light Department | SMED | MA | 17 | CMA/NEMA | WCMA | 7112 | 0.289 | 0.511 | 0.511 | 0.289 | 0.217
793 | METHUEN HYDRO | 793 | METHUEN HYDRO | HDR | WAT |  | HYDRO (DAILY CYCLE - RUN OF RIVER) | 1988-08-01 04:00 | Sterling Municipal Electric Light Department | SMED | MA | 09 | BOSTON | NEMA |  | 0 | 0.156 | 0.156 | 0 | 0
794 | MINIWAWA | 794 | MINIWAWA | HDR | WAT |  | HYDRO (DAILY CYCLE - RUN OF RIVER) | 1992-04-01 05:00 | Littleton Electric Light & Water Department | LELWD | NH | 05 | VT | NH |  | 0.197 | 0.484 | 0.484 | 0.197 | 0.099
795 | RIVER MILL HYDRO | 795 | RIVER MILL HYDRO | HDR | WAT |  | HYDRO (DAILY CYCLE - RUN OF RIVER) | 1989-06-01 04:00 | Middleton Municipal Light Department | MMELD | NH | 09 | NH | NH | 3049 | 0 | 0.045 | 0.045 | 0 | 0
796 | GOODWIN DAM | 796 | GOODWIN DAM | HDP | WAT |  | HYDRO (DAILY CYCLE - PONDAGE) | 1986-02-01 05:00 | Connecticut Light and Power Company, The | CLP | CT | 05 | CT | CT | 54302 | 3 | 3 | 3 | 3 | 0
797 | WYRE WYND HYDRO | 797 | CEC 003 WYRE WYND U5 | HDR | WAT |  | HYDRO (DAILY CYCLE - RUN OF RIVER) | 1997-04-01 05:00 | Summit Hydropower, Inc. | SUMMIT | CT | 11 | CT | CT |  | 0.932 | 1.319 | 1.319 | 0.932 | 0.852
798 | COLEBROOK | 798 | COLEBROOK | HDR | WAT |  | HYDRO (DAILY CYCLE - RUN OF RIVER) | 1988-03-01 05:00 | Connecticut Light and Power Company, The | CLP | CT | 05 | CT | CT | 54301 | 0.758 | 0.583 | 0.583 | 0.758 | 0.758
799 | KINNEYTOWN A | 799 | KINNEYTOWN A | HDR | WAT |  | HYDRO (DAILY CYCLE - RUN OF RIVER) | 1988-03-01 05:00 | Connecticut Light and Power Company, The | CLP | CT | 09 | SWCT | CT | 54385 | 0 | 0 | 0 | 0 | 0
800 | KINNEYTOWN B | 800 | KINNEYTOWN B | HDR | WAT |  | HYDRO (DAILY CYCLE - RUN OF RIVER) | 1986-11-01 05:00 | Connecticut Light and Power Company, The | CLP | CT | 09 | SWCT | CT | 54385 | 0 | 0.734 | 0.734 | 0 | -0.199
801 | WILLIMANTIC 1 | 801 | WILLIMANTIC 1 | HDR | WAT |  | HYDRO (DAILY CYCLE - RUN OF RIVER) | 1990-06-01 04:00 | Connecticut Light and Power Company, The | CLP | CT | 15 | CT | CT |  | 0 | 0 | 0 | 0 | 0
802 | WILLIMANTIC 2 | 802 | WILLIMANTIC 2 | HDR | WAT |  | HYDRO (DAILY CYCLE - RUN OF RIVER) | 1990-06-01 04:00 | Connecticut Light and Power Company, The | CLP | CT | 15 | CT | CT |  | 0 | 0.095 | 0.095 | 0 | 0
803 | TOUTANT | 803 | TOUTANT | HDP | WAT |  | HYDRO (DAILY CYCLE - PONDAGE) | 1994-02-01 05:00 | Connecticut Light and Power Company, The | CLP | CT | 15 | CT | CT |  | 0.251 | 0.396 | 0.396 | 0.251 | 0
804 | PUTNAM | 804 | PUTNAM | HDR | WAT |  | HYDRO (DAILY CYCLE - RUN OF RIVER) | 1987-10-01 04:00 | Putnam Hydropower, Inc. | PUTNAM | CT | 15 | CT | CT |  | 0.185 | 0.379 | 0.379 | 0.185 | 0.113
806 | MECHANICSVILLE | 806 | MECHANICSVILLE | HDR | WAT |  | HYDRO (DAILY CYCLE - RUN OF RIVER) | 1995-09-01 04:00 | Sterling Municipal Electric Light Department | SMED | CT | 15 | CT | CT |  | 0.033 | 0.113 | 0.113 | 0.033 | 0.033
807 | CEC 004 DAYVILLE POND U5 | 807 | CEC 004 DAYVILLE POND U5 | HDR | WAT |  | HYDRO (DAILY CYCLE - RUN OF RIVER) | 1995-03-01 05:00 | Connecticut Light and Power Company, The | CLP | CT | 15 | CT | CT |  | 0 | 0.057 | 0.057 | 0 | 0
808 | SANDY HOOK HYDRO | 808 | SANDY HOOK HYDRO | HDR | WAT |  | HYDRO (DAILY CYCLE - RUN OF RIVER) | 1989-04-01 05:00 | Connecticut Light and Power Company, The | CLP | CT | 15 | CT | CT |  | 0 | 0.066 | 0.066 | 0 | -0.105
809 | PINCHBECK | 809 | PINCHBECK | ST | WDS |  | BIO/REFUSE | 1987-07-01 04:00 | Connecticut Light and Power Company, The | CLP | CT | 13 | CT | CT |  | 0 | 0 | 0 | 0 | 0
810 | QUINEBAUG | 810 | QUINEBAUG | HDR | WAT |  | HYDRO (DAILY CYCLE - RUN OF RIVER) | 1990-09-01 04:00 | Connecticut Light and Power Company, The | CLP | CT | 15 | CT | CT | 543 | 0.33 | 0.933 | 0.933 | 0.33 | 0.282
811 | BANTAM | 811 | BANTAM | HDR | WAT |  | HYDRO (DAILY CYCLE - RUN OF RIVER) | 1905-01-01 05:00 | GDF Suez Energy Marketing NA, Inc. | SUEZ | CT | 05 | CT | CT | 6457 | 0.068 | 0.127 | 0.127 | 0.068 | 0.068
812 | BEEBE HOLBROOK | 812 | BEEBE HOLBROOK | HDR | WAT |  | HYDRO (DAILY CYCLE - RUN OF RIVER) | 1948-01-01 05:00 | Holyoke Gas & Electric Department | HGE | MA | 13 | WMA | WCMA | 1602 | 0.17 | 0 | 0 | 0.17 | -0.035
813 | TUNNEL | 813 | TUNNEL | HDR | WAT |  | HYDRO (DAILY CYCLE - RUN OF RIVER) | 1919-01-01 05:00 | GDF Suez Energy Marketing NA, Inc. | SUEZ | CT | 11 | CT | CT | 557 | 0.746 | 1.06 | 1.06 | 0.746 | 0.746
814 | PATCH | 814 | PATCH | HDR | WAT |  | HYDRO (DAILY CYCLE - RUN OF RIVER) | 2000-04-01 05:00 | Green Mountain Power Corporation | GMP | VT | 21 | VT | VT | 3719 | 0 | 0 | 0 | 0 | 0
815 | CARVER FALLS | 815 | CARVER FALLS | HDR | WAT |  | HYDRO (DAILY CYCLE - RUN OF RIVER) | 1998-09-25 04:00 | Green Mountain Power Corporation | GMP | VT | 21 | VT | VT | 6456 | 0.083 | 1.108 | 1.108 | 0.083 | 0.083
816 | CAVENDISH | 816 | CAVENDISH | HDR | WAT |  | HYDRO (DAILY CYCLE - RUN OF RIVER) | 1998-09-25 04:00 | Green Mountain Power Corporation | GMP | VT | 27 | VT | VT | 3710 | 0.366 | 0.569 | 0.569 | 0.366 | 0.366
817 | TAFTSVILLE VT | 817 | TAFTSVILLE VT | HDR | WAT |  | HYDRO (DAILY CYCLE - RUN OF RIVER) | 2000-04-01 05:00 | Green Mountain Power Corporation | GMP | VT | 27 | VT | VT | 3727 | 0 | 0 | 0 | 0 | 0
818 | PIERCE MILLS | 818 | PIERCE MILLS | HDR | WAT |  | HYDRO (DAILY CYCLE - RUN OF RIVER) | 2000-04-01 05:00 | Green Mountain Power Corporation | GMP | VT | 05 | NH | VT | 3721 | 0.236 | 0.136 | 0.136 | 0.236 | 0.236
819 | ARNOLD FALLS | 819 | ARNOLD FALLS | HDR | WAT |  | HYDRO (DAILY CYCLE - RUN OF RIVER) | 1998-09-25 04:00 | Green Mountain Power Corporation | GMP | VT | 05 | NH | VT | 3707 | 0.32 | 0.056 | 0.056 | 0.32 | 0.32
820 | PASSUMPSIC | 820 | PASSUMPSIC | HDR | WAT |  | HYDRO (DAILY CYCLE - RUN OF RIVER) | 2000-04-01 05:00 | Green Mountain Power Corporation | GMP | VT | 05 | NH | VT | 3718 | 0.247 | 0.254 | 0.254 | 0.247 | 0.245
821 | GAGE | 821 | GAGE | HDR | WAT |  | HYDRO (DAILY CYCLE - RUN OF RIVER) | 2000-04-01 05:00 | Green Mountain Power Corporation | GMP | VT | 05 | VT | VT | 3713 | 0.401 | 0.306 | 0.306 | 0.401 | 0.401
822 | SMITH (CVPS) | 822 | SMITH (CVPS) | HDR | WAT |  | HYDRO (DAILY CYCLE - RUN OF RIVER) | 2000-04-01 05:00 | Green Mountain Power Corporation | GMP | VT | 17 | VT | VT | 3709 | 0.907 | 0.459 | 0.459 | 0.907 | 0.772
823 | EAST BARNET | 823 | EAST BARNET | HDR | WAT |  | HYDRO (DAILY CYCLE - RUN OF RIVER) | 2000-04-01 05:00 | Green Mountain Power Corporation | GMP | VT | 05 | NH | VT | 788 | 0.594 | 0 | 0 | 0.594 | 0.302
824 | BATH ELECTRIC HYDRO | 824 | BATH ELECTRIC HYDRO | HDR | WAT |  | HYDRO (DAILY CYCLE - RUN OF RIVER) | 1985-06-01 04:00 | Public Service Company of New Hampshire | PSNH | NH | 09 | NH | NH |  | 0.306 | 0.298 | 0.298 | 0.306 | 0.106
827 | SEARSBURG WIND | 827 | SEARSBURG WIND | WT | WND |  | WIND TURBINE | 1997-07-01 04:00 | Green Mountain Power Corporation | GMP | VT | 03 | WMA | WCMA | 7381 | 0.335 | 0.874 | 0.874 | 0.335 | 0.142
828 | BARTON HYDRO | 828 | BARTON HYDRO | HDR | WAT |  | HYDRO (DAILY CYCLE - RUN OF RIVER) | 1931-07-01 04:00 | Vermont Public Power Supply Authority | VPPSA | VT | 19 | NH | VT | 3753 | 0.444 | 0.301 | 0.301 | 0.444 | 0.444
829 | ENOSBURG 2 DIESEL | 829 | ENOSBURG 2 DIESEL | IC | DFO |  | OIL INTERNAL COMBUSTION | 1935-01-01 05:00 | Vermont Public Power Supply Authority | VPPSA | VT | 11 | VT | VT | 4247 | 0 | 0 | 0 | 0 | 0
830 | ENOSBURG HYDRO | 830 | ENOSBURG HYDRO | HDR | WAT |  | HYDRO (DAILY CYCLE - RUN OF RIVER) | 1980-01-01 05:00 | Vermont Public Power Supply Authority | VPPSA | VT | 11 | VT | VT | 3757 | 0.535 | 0.207 | 0.207 | 0.535 | 0.315
831 | VAIL & GREAT FALLS | 831 | VAIL & GREAT FALLS | HDR | WAT |  | HYDRO (DAILY CYCLE - RUN OF RIVER) | 1980-01-01 05:00 | Vermont Public Power Supply Authority | VPPSA | VT | 05 | NH | VT | 3726 | 0.129 | 0.343 | 0.343 | 0.129 | -0.111
832 | CENTER RUTLAND | 832 | CENTER RUTLAND | HDR | WAT |  | HYDRO (DAILY CYCLE - RUN OF RIVER) | 1901-08-01 04:00 | Green Mountain Power Corporation | GMP | VT | 21 | VT | VT | 6453 | 0 | 0 | 0 | 0 | 0
833 | BARNET | 833 | BARNET | HDR | WAT |  | HYDRO (DAILY CYCLE - RUN OF RIVER) | 2001-03-01 05:00 | Green Mountain Power Corporation | GMP | VT | 05 | NH | VT |  | 0.167 | 0.151 | 0.151 | 0.167 | 0.167
834 | COMTU FALLS | 834 | COMPTU FALLS | HDR | WAT |  | HYDRO (DAILY CYCLE - RUN OF RIVER) | 1982-01-01 05:00 | Green Mountain Power Corporation | GMP | VT | 27 | VT | VT |  | 0.216 | 0.34 | 0.34 | 0.216 | 0.216
835 | DEWEY MILLS | 835 | DEWEY MILLS | HDR | WAT |  | HYDRO (DAILY CYCLE - RUN OF RIVER) | 2001-03-01 05:00 | Green Mountain Power Corporation | GMP | VT | 27 | VT | VT | 10137 | 0.606 | 0.772 | 0.772 | 0.606 | 0.606
836 | EMERSON FALLS | 836 | EMERSON FALLS | HDR | WAT |  | HYDRO (DAILY CYCLE - RUN OF RIVER) | 1985-10-01 04:00 | Green Mountain Power Corporation | GMP | VT | 05 | NH | VT |  | 0.028 | 0.038 | 0.038 | 0.028 | 0.028
837 | KILLINGTON | 837 | KILLINGTON | HDR | WAT |  | HYDRO (DAILY CYCLE - RUN OF RIVER) | 1995-11-01 05:00 | Green Mountain Power Corporation | GMP | VT | 21 | VT | VT |  | 0 | 0.036 | 0.036 | 0 | 0
838 | KINGSBURY | 838 | KINGSBURY | HDR | WAT |  | HYDRO (DAILY CYCLE - RUN OF RIVER) | 1984-03-01 05:00 | Green Mountain Power Corporation | GMP | VT | 23 | VT | VT |  | 0 | 0 | 0 | 0 | 0
839 | LADD'S MILL | 839 | LADD'S MILL | HDR | WAT |  | HYDRO (DAILY CYCLE - RUN OF RIVER) | 1986-10-01 04:00 | Green Mountain Power Corporation | GMP | VT | 23 | VT | VT |  | 0.04 | 0.053 | 0.053 | 0.04 | 0.03
840 | MARTINSVILLE | 840 | MARTINSVILLE | HDR | WAT |  | HYDRO (DAILY CYCLE - RUN OF RIVER) | 1986-12-01 05:00 | Green Mountain Power Corporation | GMP | VT | 27 | VT | VT |  | 0.078 | 0.077 | 0.077 | 0.078 | 0.078
841 | MORETOWN 8 | 841 | MORETOWN 8 | HDR | WAT |  | HYDRO (DAILY CYCLE - RUN OF RIVER) | 1989-02-01 05:00 | Green Mountain Power Corporation | GMP | VT | 23 | VT | VT | 52033 | 0.314 | 0.12 | 0.12 | 0.314 | 0.314
842 | NANTANA MILL | 842 | NANTANA MILL | HDR | WAT |  | HYDRO (DAILY CYCLE - RUN OF RIVER) | 1986-05-01 04:00 | Green Mountain Power Corporation | GMP | VT | 23 | VT | VT |  | 0.089 | 0.091 | 0.091 | 0.089 | 0.081
843 | NEWBURY | 843 | NEWBURY | HDR | WAT |  | HYDRO (DAILY CYCLE - RUN OF RIVER) | 1988-01-01 05:00 | Green Mountain Power Corporation | GMP | VT | 17 | VT | VT |  | 0.16 | 0.046 | 0.046 | 0.16 | 0.16
844 | OTTAUQUECHEE | 844 | OTTAUQUECHEE | HDR | WAT |  | HYDRO (DAILY CYCLE - RUN OF RIVER) | 1987-09-01 04:00 | Green Mountain Power Corporation | GMP | VT | 27 | VT | VT | 50126 | 0.244 | 0.39 | 0.39 | 0.244 | 0.244
845 | SLACK DAM | 845 | SLACK DAM | HDR | WAT |  | HYDRO (DAILY CYCLE - RUN OF RIVER) | 1988-01-01 05:00 | Green Mountain Power Corporation | GMP | VT | 27 | VT | VT |  | 0.182 | 0.248 | 0.248 | 0.182 | 0.182
846 | WINOOSKI 8 | 846 | WINOOSKI 8 | HDR | WAT |  | HYDRO (DAILY CYCLE - RUN OF RIVER) | 1985-12-01 05:00 | Green Mountain Power Corporation | GMP | VT | 23 | VT | VT |  | 0.508 | 0.301 | 0.301 | 0.508 | 0.406
847 | WOODSIDE | 847 | WOODSIDE | HDR | WAT |  | HYDRO (DAILY CYCLE - RUN OF RIVER) | 1987-03-01 05:00 | Green Mountain Power Corporation | GMP | VT | 15 | VT | VT |  | 0.087 | 0.09 | 0.09 | 0.087 | 0.044
848 | WRIGHTSVILLE | 848 | WRIGHTSVILLE | HW | WAT |  | HYDRO (WEEKLY CYCLE) | 1985-01-01 05:00 | Vermont Public Power Supply Authority | VPPSA | VT | 23 | VT | VT | 7051 | 0.289 | 0.287 | 0.287 | 0.289 | 0.222
849 | CRESCENT DAM | 849 | CRESCENT DAM | HDR | WAT |  | HYDRO (DAILY CYCLE - RUN OF RIVER) | 1993-01-01 05:00 | CHI Power Marketing, Inc. | CHIPM | MA | 13 | WMA | WCMA |  | 0.405 | 0.739 | 0.739 | 0.405 | 0.405
850 | GLENDALE HYDRO | 850 | GLENDALE HYDRO | HDR | WAT |  | HYDRO (DAILY CYCLE - RUN OF RIVER) | 1989-12-01 05:00 | CHI Power Marketing, Inc. | CHIPM | MA | 03 | WMA | WCMA |  | 0 | 0.58 | 0.58 | 0 | 0
851 | GARDNER FALLS | 851 | GARDNER FALLS | HDR | WAT |  | HYDRO (DAILY CYCLE - RUN OF RIVER) | 1924-01-01 05:00 | Essential Power Massachusetts, LLC | NAEA-EM | MA | 11 | WMA | WCMA | 1634 | 0.497 | 0.957 | 0.957 | 0.497 | 0.497
852 | SOUTH BARRE HYDRO | 852 | SOUTH BARRE HYDRO | HDR | WAT |  | HYDRO (DAILY CYCLE - RUN OF RIVER) | 1989-10-01 04:00 | Massachusetts Municipal Wholesale Electric Company | MMWEC | MA | 27 | CMA/NEMA | WCMA |  | 0.064 | 0.123 | 0.123 | 0.064 | 0.064
853 | WEBSTER HYDRO | 853 | WEBSTER HYDRO | HDR | WAT |  | HYDRO (DAILY CYCLE - RUN OF RIVER) | 1983-02-01 05:00 | Massachusetts Municipal Wholesale Electric Company | MMWEC | MA | 27 | CMA/NEMA | WCMA | 10404 | 0 | 0.061 | 0.061 | 0 | 0
854 | ORANGE HYDRO 1 | 854 | ORANGE HYDRO 1 | HDR | WAT |  | HYDRO (DAILY CYCLE - RUN OF RIVER) | 1987-08-01 04:00 | Templeton Municipal Lighting Plant | TTMLP | MA | 11 | WMA | WCMA |  | 0 | 0.117 | 0.117 | 0 | 0
855 | ORANGE HYDRO 2 | 855 | ORANGE HYDRO 2 | HDR | WAT |  | HYDRO (DAILY CYCLE - RUN OF RIVER) | 1993-11-01 05:00 | Templeton Municipal Lighting Plant | TTMLP | MA | 11 | WMA | WCMA |  | 0.12 | 0.146 | 0.146 | 0.12 | 0.11
856 | HUNT'S POND | 856 | HUNT'S POND | HDR | WAT |  | HYDRO (DAILY CYCLE - RUN OF RIVER) | 1996-08-01 04:00 | Templeton Municipal Lighting Plant | TTMLP | MA | 27 | CMA/NEMA | WCMA |  | 0 | 0.015 | 0.015 | 0 | 0
857 | OAKDALE HYDRO | 857 | OAKDALE HYDRO | HDR | WAT |  | HYDRO (DAILY CYCLE - RUN OF RIVER) | 1994-07-01 04:00 | Massachusetts Electric Company | MEC | MA | 27 | CMA/NEMA | WCMA | 10824 | 2.838 | 0 | 0 | 2.838 | 0.176
859 | BOATLOCK | 859 | BOATLOCK | HDR | WAT |  | HYDRO (DAILY CYCLE - RUN OF RIVER) | 1924-01-01 05:00 | Holyoke Gas & Electric Department | HGE | MA | 13 | WMA | WCMA | 1603 | 1.678 | 1.934 | 1.934 | 1.678 | 0.287
860 | BRIAR HYDRO | 860 | BRIAR HYDRO | HDR | WAT |  | HYDRO (DAILY CYCLE - RUN OF RIVER) | 1988-01-01 05:00 | Public Service Company of New Hampshire | PSNH | NH | 13 | NH | NH | 50351 | 2.176 | 2.284 | 2.284 | 2.176 | 1.818
861 | CANAAN | 861 | CANAAN | HDR | WAT |  | HYDRO (DAILY CYCLE - RUN OF RIVER) | 1927-01-01 05:00 | Public Service Company of New Hampshire | PSNH | VT | 09 | NH | NH | 3750 | 0.738 | 1.012 | 1.012 | 0.738 | 0.52
862 | CHEMICAL | 862 | CHEMICAL | HDR | WAT |  | HYDRO (DAILY CYCLE - RUN OF RIVER) | 1935-01-01 05:00 | Holyoke Gas & Electric Department | HGE | MA | 13 | WMA | WCMA | 1604 | 0.669 | 0.633 | 0.633 | 0.669 | -0.811
863 | CLEMENT DAM | 863 | CLEMENT DAM | HDR | WAT |  | HYDRO (DAILY CYCLE - RUN OF RIVER) | 1985-05-01 04:00 | Public Service Company of New Hampshire | PSNH | NH | 01 | NH | NH | 10276 | 0 | 0 | 0 | 0 | 0
864 | DWIGHT | 864 | DWIGHT | HDR | WAT |  | HYDRO (DAILY CYCLE - RUN OF RIVER) | 1920-01-01 05:00 | Essential Power Massachusetts, LLC | NAEA-EM | MA | 13 | WMA | WCMA | 6378 | 0.431 | 0.562 | 0.562 | 0.431 | 0.431
865 | ERROL | 865 | ERROL | HDR | WAT |  | HYDRO (DAILY CYCLE - RUN OF RIVER) | 1986-12-01 05:00 | Public Service Company of New Hampshire | PSNH | NH | 07 | NH | NH | 10570 | 2.102 | 1.999 | 1.999 | 2.102 | 0.425
866 | GREGGS | 866 | GREGGS | HDR | WAT |  | HYDRO (DAILY CYCLE - RUN OF RIVER) | 1986-01-01 05:00 | Massachusetts Municipal Wholesale Electric Company | MMWEC | NH | 11 | NH | NH | 50384 | 0.742 | 1.007 | 1.007 | 0.742 | 0.594
867 | INDIAN ORCHARD | 867 | INDIAN ORCHARD | HDR | WAT |  | HYDRO (DAILY CYCLE - RUN OF RIVER) | 1928-01-01 05:00 | Essential Power Massachusetts, LLC | NAEA-EM | MA | 13 | WMA | WCMA | 6379 | 0.43 | 0.936 | 0.936 | 0.43 | 0.43
868 | MILTON MILLS HYDRO | 868 | MILTON MILLS HYDRO | HDR | WAT |  | HYDRO (DAILY CYCLE - RUN OF RIVER) | 1929-01-01 05:00 | Public Service Company of New Hampshire | PSNH | NH | 17 | NH | NH | 10519 | 0.642 | 1.109 | 1.109 | 0.642 | 0.372
869 | MINE FALLS | 869 | MINE FALLS | HDR | WAT |  | HYDRO (DAILY CYCLE - RUN OF RIVER) | 1985-12-01 05:00 | Public Service Company of New Hampshire | PSNH | NH | 11 | NH | NH | 10183 | 0.822 | 1.314 | 1.314 | 0.822 | 0.822
870 | PEMBROKE | 870 | PEMBROKE | HDR | WAT |  | HYDRO (DAILY CYCLE - RUN OF RIVER) | 1986-01-01 05:00 | Massachusetts Municipal Wholesale Electric Company | MMWEC | NH | 13 | NH | NH | 50312 | 0.78 | 1.153 | 1.153 | 0.78 | 0.78
871 | PENNACOOK FALLS LOWER | 871 | PENNACOOK FALLS LOWER | HDR | WAT |  | HYDRO (DAILY CYCLE - RUN OF RIVER) | 1984-11-01 05:00 | Unitil Energy Systems, Inc. | UNITIL-ES | NH | 13 | NH | NH | 50351 | 2.438 | 2.376 | 2.376 | 2.438 | 1.995
872 | PENNACOOK FALLS UPPER | 872 | PENNACOOK FALLS UPPER | HDR | WAT |  | HYDRO (DAILY CYCLE - RUN OF RIVER) | 1986-12-01 05:00 | Public Service Company of New Hampshire | PSNH | NH | 13 | NH | NH | 50414 | 1.727 | 1.777 | 1.777 | 1.727 | 1.412
873 | PUTTS BRIDGE | 873 | PUTTS BRIDGE | HDR | WAT |  | HYDRO (DAILY CYCLE - RUN OF RIVER) | 1918-01-01 05:00 | Essential Power Massachusetts, LLC | NAEA-EM | MA | 13 | WMA | WCMA | 1637 | 1.8 | 2.007 | 2.007 | 1.8 | 1.8
874 | RED BRIDGE | 874 | RED BRIDGE | HDR | WAT |  | HYDRO (DAILY CYCLE - RUN OF RIVER) | 1926-01-01 05:00 | Essential Power Massachusetts, LLC | NAEA-EM | MA | 13 | WMA | WCMA | 1638 | 0.907 | 1.433 | 1.433 | 0.907 | 0.907
875 | RIVER BEND | 875 | RIVER BEND | HDR | WAT |  | HYDRO (DAILY CYCLE - RUN OF RIVER) | 1986-02-01 05:00 | Massachusetts Municipal Wholesale Electric Company | MMWEC | NH | 13 | NH | NH |  | 1.417 | 0.494 | 0.494 | 1.417 | 1.081
876 | ROBERTSVILLE | 876 | ROBERTSVILLE | HDR | WAT |  | HYDRO (DAILY CYCLE - RUN OF RIVER) | 1924-01-01 05:00 | GDF Suez Energy Marketing NA, Inc. | SUEZ | CT | 05 | CT | CT | 549 | 0 | 0 | 0 | 0 | 0
877 | SCOTLAND | 877 | SCOTLAND | HDR | WAT |  | HYDRO (DAILY CYCLE - RUN OF RIVER) | 1937-01-01 05:00 | GDF Suez Energy Marketing NA, Inc. | SUEZ | CT | 15 | CT | CT | 551 | 0 | 0.243 | 0.243 | 0 | 0
878 | SKINNER | 878 | SKINNER | HDR | WAT |  | HYDRO (DAILY CYCLE - RUN OF RIVER) | 1924-01-01 05:00 | Holyoke Gas & Electric Department | HGE | MA | 13 | WMA | WCMA | 1608 | 0.248 | 0.25 | 0.25 | 0.248 | 0.248
879 | TAFTVILLE CT | 879 | TAFTVILLE CT | HDR | WAT |  | HYDRO (DAILY CYCLE - RUN OF RIVER) | 1906-01-01 05:00 | GDF Suez Energy Marketing NA, Inc. | SUEZ | CT | 11 | CT | CT | 554 | 0 | 0.588 | 0.588 | 0 | 0
882 | FRANKLIN FALLS | 882 | FRANKLIN FALLS | HDR | WAT |  | HYDRO (DAILY CYCLE - RUN OF RIVER) | 1978-02-01 05:00 | Public Service Company of New Hampshire | PSNH | NH | 13 | NH | NH | 10109 | 0.642 | 0.526 | 0.526 | 0.642 | 0.342
883 | SALMON FALLS HYDRO |  | No Resource (1) | HDR | WAT |  | HYDRO (DAILY CYCLE - RUN OF RIVER) | 1983-11-01 05:00 | CHI Power Marketing, Inc. | CHIPM | NH | 17 | SME | ME | 50702 | 0.145 | 0.47 | 0.47 | 0.145 | 0.145
884 | SWANS FALLS | 884 | SWANS FALLS | HDR | WAT |  | HYDRO (DAILY CYCLE - RUN OF RIVER) | 1998-10-01 04:00 | Public Service Company of New Hampshire | PSNH | ME | 17 | NH | NH | 1518 | 0.443 | 0.433 | 0.433 | 0.443 | 0.088
885 | STEVENS MILL | 885 | STEVENS MILL | HDR | WAT |  | HYDRO (DAILY CYCLE - RUN OF RIVER) | 1980-03-01 05:00 | Massachusetts Municipal Wholesale Electric Company | MMWEC | NH | 13 | NH | NH | 55861 | 0 | 0 | 0 | 0 | 0
886 | COCHECO FALLS | 886 | COCHECO FALLS | HDR | WAT |  | HYDRO (DAILY CYCLE - RUN OF RIVER) | 1983-12-01 05:00 | Public Service Company of New Hampshire | PSNH | NH | 17 | NH | NH |  | 0 | 0.216 | 0.216 | 0 | -0.024
887 | CHINA MILLS DAM | 887 | CHINA MILLS DAM | HDR | WAT |  | HYDRO (DAILY CYCLE - RUN OF RIVER) | 1981-10-01 04:00 | Public Service Company of New Hampshire | PSNH | NH | 13 | NH | NH | 50103 | 0.025 | 0.46 | 0.46 | 0.025 | 0.025
888 | NEWFOUND HYDRO | 888 | NEWFOUND HYDRO | HDR | WAT |  | HYDRO (DAILY CYCLE - RUN OF RIVER) | 1983-12-01 05:00 | Public Service Company of New Hampshire | PSNH | NH | 09 | NH | NH | 50324 | 0.672 | 0.755 | 0.755 | 0.672 | 0.487
889 | SUNAPEE HYDRO | 889 | SUNAPEE HYDRO | HDR | WAT |  | HYDRO (DAILY CYCLE - RUN OF RIVER) | 1985-02-01 05:00 | Public Service Company of New Hampshire | PSNH | NH | 19 | NH | NH |  | 0.175 | 0.201 | 0.201 | 0.175 | 0.175
890 | NASHUA HYDRO | 890 | NASHUA HYDRO | HDR | WAT |  | HYDRO (DAILY CYCLE - RUN OF RIVER) | 1984-12-01 05:00 | Public Service Company of New Hampshire | PSNH | NH | 11 | NH | NH |  | 0 | 0.693 | 0.693 | 0 | -0.119
891 | HILLSBORO MILLS | 891 | HILLSBORO MILLS | HDR | WAT |  | HYDRO (DAILY CYCLE - RUN OF RIVER) | 1988-03-01 05:00 | Public Service Company of New Hampshire | PSNH | NH | 11 | NH | NH | 10036 | 0 | 0.106 | 0.106 | 0 | 0
892 | LAKEPORT DAM | 892 | LAKEPORT DAM | HDR | WAT |  | HYDRO (DAILY CYCLE - RUN OF RIVER) | 1983-12-01 05:00 | Public Service Company of New Hampshire | PSNH | NH | 01 | NH | NH |  | 0.452 | 0.202 | 0.202 | 0.452 | 0.311
893 | WEST HOPKINTON HYDRO | 893 | WEST HOPKINTON HYDRO | HDR | WAT |  | HYDRO (DAILY CYCLE - RUN OF RIVER) | 1982-11-01 05:00 | CHI Power Marketing, Inc. | CHIPM | NH | 13 | NH | NH | 54384 | 0.409 | 0.416 | 0.416 | 0.409 | 0.409
894 | LISBON HYDRO | 894 | LISBON HYDRO | HDR | WAT |  | HYDRO (DAILY CYCLE - RUN OF RIVER) | 1986-12-01 05:00 | Public Service Company of New Hampshire | PSNH | NH | 09 | NH | NH |  | 0.35 | 0.298 | 0.298 | 0.35 | 0.156
895 | LOWER ROBERTSON DAM | 895 | LOWER ROBERTSON DAM | HDR | WAT |  | HYDRO (DAILY CYCLE - RUN OF RIVER) | 1987-05-01 04:00 | Massachusetts Municipal Wholesale Electric Company | MMWEC | NH | 05 | VT | NH |  | 0.504 | 0.476 | 0.476 | 0.504 | 0.371
897 | OLD NASH DAM | 897 | OLD NASH DAM | HDR | WAT |  | HYDRO (DAILY CYCLE - RUN OF RIVER) | 1984-12-01 05:00 | Public Service Company of New Hampshire | PSNH | NH | 05 | VT | NH |  | 0.034 | 0.086 | 0.086 | 0.034 | 0.034
898 | SUGAR RIVER HYDRO | 898 | SUGAR RIVER HYDRO | HDR | WAT |  | HYDRO (DAILY CYCLE - RUN OF RIVER) | 1986-09-01 04:00 | Public Service Company of New Hampshire | PSNH | NH | 19 | NH | NH |  | 0 | 0 | 0 | 0 | 0
899 | GREAT FALLS UPPER | 899 | GREAT FALLS UPPER | HDR | WAT |  | HYDRO (DAILY CYCLE - RUN OF RIVER) | 1984-12-01 05:00 | Public Service Company of New Hampshire | PSNH | NH | 17 | NH | NH |  | 0 | 0 | 0 | 0 | 0
900 | GREAT FALLS LOWER | 900 | GREAT FALLS LOWER | HDR | WAT |  | HYDRO (DAILY CYCLE - RUN OF RIVER) | 1984-06-01 04:00 | Public Service Company of New Hampshire | PSNH | NH | 17 | NH | NH | 50704 | 0.268 | 0.581 | 0.581 | 0.268 | 0.268
901 | WATERLOOM FALLS | 901 | WATERLOOM FALLS | HDR | WAT |  | HYDRO (DAILY CYCLE - RUN OF RIVER) | 1981-10-01 04:00 | Public Service Company of New Hampshire | PSNH | NH | 11 | NH | NH |  | 0 | 0.033 | 0.033 | 0 | 0
902 | HOSIERY MILL DAM | 902 | HOSIERY MILL DAM | HDR | WAT |  | HYDRO (DAILY CYCLE - RUN OF RIVER) | 1984-07-01 04:00 | Public Service Company of New Hampshire | PSNH | NH | 11 | NH | NH |  | 0 | 0 | 0 | 0 | 0
903 | WYANDOTTE HYDRO | 903 | WYANDOTTE HYDRO | HDR | WAT |  | HYDRO (DAILY CYCLE - RUN OF RIVER) | 1983-05-01 04:00 | Public Service Company of New Hampshire | PSNH | NH | 17 | NH | NH |  | 0 | 0.056 | 0.056 | 0 | 0
904 | LOCHMERE DAM | 904 | LOCHMERE DAM | HDR | WAT |  | HYDRO (DAILY CYCLE - RUN OF RIVER) | 1984-12-01 05:00 | Massachusetts Municipal Wholesale Electric Company | MMWEC | NH | 01 | NH | NH | 54572 | 0.451 | 0.406 | 0.406 | 0.451 | 0.255
905 | ASHUELOT HYDRO | 905 | ASHUELOT HYDRO | HDR | WAT |  | HYDRO (DAILY CYCLE - RUN OF RIVER) | 1987-05-01 04:00 | Massachusetts Municipal Wholesale Electric Company | MMWEC | NH | 05 | VT | NH |  | 0.564 | 0.515 | 0.515 | 0.564 | 0.42
906 | ROLLINSFORD HYDRO | 906 | ROLLINSFORD HYDRO | HDR | WAT |  | HYDRO (DAILY CYCLE - RUN OF RIVER) | 1980-11-01 05:00 | Public Service Company of New Hampshire | PSNH | NH | 17 | NH | NH | 54418 | 0.282 | 0.876 | 0.876 | 0.282 | 0.282
908 | OTIS MILL HYDRO | 908 | OTIS MILL HYDRO | HDR | WAT |  | HYDRO (DAILY CYCLE - RUN OF RIVER) | 1982-01-01 05:00 | Public Service Company of New Hampshire | PSNH | NH | 11 | NH | NH | 50080 | 0 | 0.02 | 0.02 | 0 | 0
909 | STEELS POND HYDRO | 909 | STEELS POND HYDRO | HDR | WAT |  | HYDRO (DAILY CYCLE - RUN OF RIVER) | 1984-12-01 05:00 | Public Service Company of New Hampshire | PSNH | NH | 11 | NH | NH |  | 0 | 0 | 0 | 0 | 0
910 | CAMPTON DAM | 910 | CAMPTON DAM | HDR | WAT |  | HYDRO (DAILY CYCLE - RUN OF RIVER) | 1985-12-01 05:00 | Public Service Company of New Hampshire | PSNH | NH | 09 | NH | NH |  | 0.113 | 0.123 | 0.123 | 0.113 | 0.031
911 | KELLEYS FALLS | 911 | KELLEYS FALLS | HDR | WAT |  | HYDRO (DAILY CYCLE - RUN OF RIVER) | 1989-06-01 04:00 | Public Service Company of New Hampshire | PSNH | NH | 11 | NH | NH |  | 0.105 | 0 | 0 | 0.105 | 0.105
913 | GOODRICH FALLS | 913 | GOODRICH FALLS | HDR | WAT |  | HYDRO (DAILY CYCLE - RUN OF RIVER) | 1981-06-01 04:00 | Public Service Company of New Hampshire | PSNH | NH | 03 | NH | NH |  | 0.288 | 0.188 | 0.188 | 0.288 | 0.288
914 | CHAMBERLAIN FALLS | 914 | CHAMBERLAIN FALLS | HDR | WAT |  | HYDRO (DAILY CYCLE - RUN OF RIVER) | 1983-05-01 04:00 | Public Service Company of New Hampshire | PSNH | NH | 11 | NH | NH |  | 0 | 0 | 0 | 0 | 0
915 | MONADNOCK PAPER MILLS | 915 | MONADNOCK PAPER MILLS | HDR | WAT |  | HYDRO (DAILY CYCLE - RUN OF RIVER) | 1975-06-01 04:00 | Public Service Company of New Hampshire | PSNH | NH | 11 | NH | NH |  | 0 | 0 | 0 | 0 | 0
919 | HOPKINTON HYDRO | 919 | HOPKINTON HYDRO | HDR | WAT |  | HYDRO (DAILY CYCLE - RUN OF RIVER) | 1984-12-01 05:00 | Sterling Municipal Electric Light Department | SMED | NH | 13 | NH | NH |  | 0.123 | 0.155 | 0.155 | 0.123 | 0.123
922 | NOONE FALLS | 922 | NOONE FALLS | HDR | WAT |  | HYDRO (DAILY CYCLE - RUN OF RIVER) | 1985-01-01 05:00 | Public Service Company of New Hampshire | PSNH | NH | 11 | NH | NH |  | 0 | 0.069 | 0.069 | 0 | 0
925 | OTTER LANE HYDRO | 925 | OTTER LANE HYDRO | HDR | WAT |  | HYDRO (DAILY CYCLE - RUN OF RIVER) | 1984-02-01 05:00 | Public Service Company of New Hampshire | PSNH | NH | 13 | NH | NH |  | 0.019 | 0 | 0 | 0.019 | 0.019
926 | PETERBOROUGH LOWER HYDRO | 926 | PETERBOROUGH LOWER HYDRO | HDR | WAT |  | HYDRO (DAILY CYCLE - RUN OF RIVER) | 1989-02-01 05:00 | Public Service Company of New Hampshire | PSNH | NH | 11 | NH | NH |  | 0.036 | 0.12 | 0.12 | 0.036 | 0.036
928 | SALMON BROOK STATION 3 | 928 | SALMON BROOK STATION 3 | HDR | WAT |  | HYDRO (DAILY CYCLE - RUN OF RIVER) | 1985-12-01 05:00 | Public Service Company of New Hampshire | PSNH | NH | 13 | NH | NH |  | 0.117 | 0.115 | 0.115 | 0.117 | 0.117
931 | AVERY DAM | 931 | AVERY DAM | HDR | WAT |  | HYDRO (DAILY CYCLE - RUN OF RIVER) | 1985-12-01 05:00 | Public Service Company of New Hampshire | PSNH | NH | 01 | NH | NH |  | 0.248 | 0.198 | 0.198 | 0.248 | 0.105
932 | WATSON DAM | 932 | WATSON DAM | HDR | WAT |  | HYDRO (DAILY CYCLE - RUN OF RIVER) | 1985-01-01 05:00 | Public Service Company of New Hampshire | PSNH | NH | 17 | NH | NH |  | 0.07 | 0.093 | 0.093 | 0.07 | 0.07
933 | WESTON DAM | 933 | WESTON DAM | HDR | WAT |  | HYDRO (DAILY CYCLE - RUN OF RIVER) | 1987-02-01 05:00 | Public Service Company of New Hampshire | PSNH | NH | 07 | NH | NH | 1509 | 0.314 | 0.302 | 0.302 | 0.314 | 0.146
935 | SUNNYBROOK HYDRO 2 | 935 | SUNNYBROOK HYDRO 2 | HDR | WAT |  | HYDRO (DAILY CYCLE - RUN OF RIVER) | 1982-12-01 05:00 | Public Service Company of New Hampshire | PSNH | NH | 17 | NH | NH |  | 0.016 | 0.011 | 0.011 | 0.016 | 0.008
941 | PETERBOROUGH UPPER HYDRO | 941 | PETERBOROUGH UPPER HYDRO | HDR | WAT |  | HYDRO (DAILY CYCLE - RUN OF RIVER) | 1990-12-01 05:00 | Public Service Company of New Hampshire | PSNH | NH | 11 | NH | NH |  | 0.051 | 0.181 | 0.181 | 0.051 | 0.051
942 | DUNBARTON ROAD LANDFILL | 942 | DUNBARTON ROAD LANDFILL | IC | LFG |  | BIO/REFUSE | 1989-08-01 04:00 | Public Service Company of New Hampshire | PSNH | NH | 11 | NH | NH | 55779 | 0 | 0 | 0 | 0 | 0
943 | FOUR HILLS LANDFILL | 943 | FOUR HILLS LANDFILL | IC | LFG |  | BIO/REFUSE | 1996-04-01 05:00 | Public Service Company of New Hampshire | PSNH | NH | 11 | NH | NH |  | 0.721 | 0.672 | 0.672 | 0.721 | 0.023
947 | RIVERDALE MILLS - QF | 947 | RIVERDALE MILLS - QF | HDR | WAT |  | HYDRO (DAILY CYCLE - RUN OF RIVER) | 1985-07-01 04:00 | Massachusetts Electric Company | MEC | MA | 27 | RI | SEMA | 50601 | 0 | 0 | 0 | 0 | 0
948 | PEPPERELL HYDRO COMPANY LLC | 948 | PEPPERELL HYDRO COMPANY LLC | HDR | WAT |  | HYDRO (DAILY CYCLE - RUN OF RIVER) | 1920-01-01 05:00 | Swift River Trading Company LLC | SRTC | MA | 17 | CMA/NEMA | WCMA | 10694 | 0.721 | 0 | 0 | 0.721 | 0.492
949 | VALLEY HYDRO - QF | 949 | VALLEY HYDRO - QF | HDR | WAT |  | HYDRO (DAILY CYCLE - RUN OF RIVER) | 1984-01-01 05:00 | The Narragansett Electric Company | NEC | RI | 03 | RI | RI |  | 0.004 | 0.118 | 0.118 | 0.004 | 0.004
950 | LP ATHOL - QF | 950 | LP ATHOL - QF | HDR | WAT |  | HYDRO (DAILY CYCLE - RUN OF RIVER) | 1931-01-01 05:00 | Massachusetts Electric Company | MEC | MA | 27 | CMA/NEMA | WCMA |  | 0.113 | 0.075 | 0.075 | 0.113 | 0.113
951 | BALTIC MILLS - QF | 951 | BALTIC MILLS - QF | HDR | WAT |  | HYDRO (DAILY CYCLE - RUN OF RIVER) | 1981-02-01 05:00 | Sterling Municipal Electric Light Department | SMED | NH | 09 | NH | NH |  | 0.063 | 0.066 | 0.066 | 0.063 | 0.053
952 | PONTIAC ENERGY - QF | 952 | PONTIAC ENERGY - QF | IC | OBG |  | BIO/REFUSE | 1998-10-01 04:00 | The Narragansett Electric Company | NEC | RI | 07 | RI | RI |  | 0 | 0 | 0 | 0 | 0
953 | ATTLEBORO LANDFILL - QF | 953 | ATTLEBORO LANDFILL - QF | IC | OBG |  | BIO/REFUSE | 1997-11-01 05:00 | Massachusetts Electric Company | MEC | MA | 23 | SEMA | SEMA |  | 0 | 0.182 | 0.182 | 0 | -0.184
954 | MM LOWELL LANDFILL - QF | 954 | MM LOWELL LANDFILL - QF | IC | LFG |  | BIO/REFUSE | 1997-08-01 04:00 | Massachusetts Electric Company | MEC | MA | 17 | CMA/NEMA | WCMA | 55095 | 0.097 | 0.075 | 0.075 | 0.097 | 0.024
957 | HG&E HYDRO/CABOT 1-4 | 957 | HG&E HYDRO CABOT 1-4 | HDR | WAT |  | HYDRO (DAILY CYCLE - RUN OF RIVER) | 1980-01-01 05:00 | Holyoke Gas & Electric Department | HGE | MA | 13 | WMA | WCMA | 9864 | 1.785 | 0.873 | 0.873 | 1.785 | -0.805
959 | BARTON 1-4 DIESELS | 959 | BARTON 1-4 DIESELS | IC | DFO |  | OIL INTERNAL COMBUSTION | 1956-07-01 04:00 | Vermont Public Power Supply Authority | VPPSA | VT | 19 | NH | VT | 3753 | 0 | 0.653 | 0.653 | 0 | -0.586
969 | POWDER MILL HYDRO | 969 | POWDER MILL HYDRO | HDR | WAT |  | HYDRO (DAILY CYCLE - RUN OF RIVER) | 1990-02-01 05:00 | Massachusetts Municipal Wholesale Electric Company | MMWEC | MA | 27 | CMA/NEMA | WCMA |  | 0 | 0.063 | 0.063 | 0 | 0
970 | DUDLEY HYDRO | 970 | DUDLEY HYDRO | HDR | WAT |  | HYDRO (DAILY CYCLE - RUN OF RIVER) | 1987-10-01 04:00 | Massachusetts Electric Company | MEC | MA | 27 | CMA/NEMA | WCMA |  | 0.04 | 0.07 | 0.07 | 0.04 | 0.04
973 | CONCORD STEAM |  | No Resource (1) | ST | WDS |  | BIO/REFUSE | 1986-10-01 04:00 | Unitil Energy Systems, Inc. | UNITIL-ES | NH | 13 | NH | NH |  | 0 | 0.223 | 0.223 | 0 | 0
978 | NEW MILFORD | 978 | NEW MILFORD | IC | OBG | DFO | BIO/REFUSE | 1991-08-01 04:00 | Connecticut Light and Power Company, The | CLP | CT | 05 | SWCT | CT | 50564 | 1.304 | 1.4 | 1.4 | 1.304 | -0.08
1005 | DIGHTON POWER LLC | 1005 | BG DIGHTON POWER LLC | CC | NG |  | GAS COMBINED CYCLE | 1999-05-01 04:00 | EquiPower Resources Management, LLC | EPRM | MA | 05 | SEMA | SEMA | 55026 | 160.539 | 185 | 185 | 160.539 | 3.255
1028 | BUNKER RD #12 GAS TURB | 1028 | BUNKER RD #12 GAS TURB | GT | DFO |  | OIL COMBUSTION (GAS) TURBINE | 2000-04-01 05:00 | New England Power Company | NEP | MA | 19 | SEMA | SEMA | 1615 | 2.351 | 3.012 | 3.012 | 2.351 | 0
1029 | BUNKER RD #13 GAS TURB | 1029 | BUNKER RD #13 GAS TURB | GT | DFO |  | OIL COMBUSTION (GAS) TURBINE | 2000-04-01 05:00 | New England Power Company | NEP | MA | 19 | SEMA | SEMA | 1615 | 2.806 | 3.281 | 3.281 | 2.806 | -0.034
1030 | OAK BLUFFS | 1030 | OAK BLUFFS | IC | DFO |  | OIL INTERNAL COMBUSTION | 1970-01-01 05:00 | Genon Energy Management, LLC | MET | MA | 07 | SEMA | SEMA | 1597 | 7.471 | 8.12 | 8.12 | 7.471 | 0
1031 | WEST TISBURY | 1031 | WEST TISBURY | IC | DFO |  | OIL INTERNAL COMBUSTION | 1975-01-01 05:00 | Genon Energy Management, LLC | MET | MA | 07 | SEMA | SEMA | 6049 | 5.005 | 5.524 | 5.524 | 5.005 | -0.563
1032 | BRIDGEPORT ENERGY 1 | 1032 | BRIDGEPORT ENERGY 1 | CC | NG |  | GAS COMBINED CYCLE | 1998-08-01 04:00 | Emera Energy Services Subsidiary No 5 LLC | EES5 | CT | 01 | SWCT | CT | 55042 | 451.264 | 530.508 | 530.508 | 451.264 | -3.17
1034 | RIVERSIDE 4-7 | 1034 | RIVERSIDE 4-7 | HDR | WAT |  | HYDRO (DAILY CYCLE - RUN OF RIVER) | 1921-01-01 05:00 | Holyoke Gas & Electric Department | HGE | MA | 13 | WMA | WCMA | 1607 | 1.965 | 1.355 | 1.355 | 1.965 | 1.965
1035 | RIVERSIDE 8 | 1035 | RIVERSIDE 8 | HDR | WAT |  | HYDRO (DAILY CYCLE - RUN OF RIVER) | 1931-01-01 05:00 | Holyoke Gas & Electric Department | HGE | MA | 13 | WMA | WCMA | 1607 | 3.294 | 3.239 | 3.239 | 3.294 | 0.413
1047 | FAIRFAX | 1047 | FAIRFAX | HDR | WAT |  | HYDRO (DAILY CYCLE - RUN OF RIVER) | 1998-09-25 04:00 | Green Mountain Power Corporation | GMP | VT | 11 | VT | VT | 3712 | 3.751 | 3.752 | 3.752 | 3.751 | 3.751
1048 | WARE HYDRO | 1048 | WARE HYDRO | HDR | WAT |  | HYDRO (DAILY CYCLE - RUN OF RIVER) | 1984-03-01 05:00 | Swift River Trading Company LLC | SRTC | MA | 15 | WMA | WCMA | 50419 | 0.273 | 0.575 | 0.575 | 0.273 | 0.273
1049 | COLLINS HYDRO | 1049 | COLLINS HYDRO | HDR | WAT |  | HYDRO (DAILY CYCLE - RUN OF RIVER) | 1984-12-01 05:00 | Swift River Trading Company LLC | SRTC | MA | 13 | WMA | WCMA | 52166 | 0.492 | 0.649 | 0.649 | 0.492 | 0.259
1050 | CHICOPEE HYDRO | 1050 | CHICOPEE HYDRO | HDR | WAT |  | HYDRO (DAILY CYCLE - RUN OF RIVER) | 1985-05-01 04:00 | Chicopee Municipal Lighting Plant | CMLP | MA | 13 | WMA | WCMA | 50832 | 0.821 | 1.228 | 1.228 | 0.821 | 0.389
1054 | BLACKSTONE HYDRO ASSOC | 1054 | BLACKSTONE HYDRO ASSOC | HDR | WAT |  | HYDRO (DAILY CYCLE - RUN OF RIVER) | 1989-01-01 05:00 | The Narragansett Electric Company | NEC | RI | 07 | RI | RI |  | 0 | 0.054 | 0.054 | 0 | 0
1057 | BLACKSTONE HYDRO LOAD REDUCER | 1057 | BLACKSTONE HYDRO LOAD REDUCER | HDR | WAT |  | HYDRO (DAILY CYCLE - RUN OF RIVER) | 1989-01-01 05:00 | Macquarie Energy LLC | MCPI | RI | 07 | RI | RI | 50177 | 0.302 | 0.627 | 0.627 | 0.302 | 0.094
1059 | BARRE LANDFILL | 1059 | BARRE LANDFILL | IC | LFG |  | BIO/REFUSE | 1996-07-01 04:00 | Dominion Energy Marketing, Inc. | DEM | MA | 27 | WMA | WCMA | 55776 | 0.428 | 0.618 | 0.618 | 0.428 | -0.284
1061 | MASCOMA HYDRO | 1061 | MASCOMA HYDRO | HDR | WAT |  | HYDRO (DAILY CYCLE - RUN OF RIVER) | 1989-02-01 05:00 | TransCanada Power Marketing, Ltd. | TCPM | NH | 09 | VT | NH | 54471 | 0.58 | 0.521 | 0.521 | 0.58 | 0.494
1062 | MWRA COSGROVE | 1062 | MWRA COSGROVE | HW | WAT |  | HYDRO (WEEKLY CYCLE) | 1995-10-01 04:00 | Massachusetts Electric Company | MEC | MA | 27 | CMA/NEMA | WCMA | 10825 | 0.898 | 0.402 | 0.402 | 0.898 | 0.029
1086 | BERKSHIRE POWER | 1086 | BERKSHIRE POWER | CC | NG |  | GAS COMBINED CYCLE | 2000-06-19 04:00 | Hess Corporation | HESS | MA | 13 | WMA | WCMA | 55041 | 229.279 | 246.279 | 246.279 | 229.279 | 0
1107 | SOMERSET | 1107 | SOMERSET | ST | BLQ | WDS | BIO/REFUSE | 1976-01-01 05:00 | NextEra Energy Power Marketing, LLC | FPLP | ME | 11 | ME | ME | 50406 | 0 | 0 | 0 | 0 | 0
1109 | MMWAC | 1109 | MMWAC | ST | MSW |  | BIO/REFUSE | 1992-06-01 04:00 | Mid-Maine Waste Action Corporation | MMWAC | ME | 01 | ME | ME | 50035 | 1.934 | 1.943 | 1.943 | 1.934 | 0.243
1113 | BRASSUA HYDRO | 1113 | BRASSUA HYDRO | HDR | WAT |  | HYDRO (DAILY CYCLE - RUN OF RIVER) | 1989-08-01 04:00 | Brookfield Energy Marketing, LP | BEMLP | ME | 25 | ME | ME | 10555 | 1.794 | 2.258 | 2.258 | 1.794 | 0.6
1114 | MADISON COMPOSITE | 1114 | MADISON COMPOSITE | HDR | WAT |  | HYDRO (DAILY CYCLE - RUN OF RIVER) | 1984-09-01 04:00 | Competitive Energy Services, LLC | CESLLC | ME | 25 | ME | ME | 7469 | 0 | 0 | 0 | 0 | 0
1117 | GREAT WORKS COMPOSITE | 1117 | GREAT WORKS COMPOSITE | HDR | WAT |  | HYDRO (DAILY CYCLE - RUN OF RIVER) | 1984-03-01 05:00 | Macquarie Energy LLC | MCPI | ME | 31 | SME | ME |  | 0.048 | 0.135 | 0.135 | 0.048 | 0.041
1119 | KENNEBAGO HYDRO | 1119 | KENNEBAGO HYDRO | HDR | WAT |  | HYDRO (DAILY CYCLE - RUN OF RIVER) | 1988-04-01 05:00 | Exelon Generation Company, LLC | EXGC | ME | 29 | BHE | ME |  | 0.204 | 0.558 | 0.558 | 0.204 | 0.001
1122 | CASCADE-DIAMOND-QF | 1122 | CASCADE-DIAMOND-QF | HDR | WAT |  | HYDRO (DAILY CYCLE - RUN OF RIVER) | 1919-12-31 05:00 | Massachusetts Electric Company | MEC | MA | 13 | WMA | WCMA |  | 0.22 | 0.166 | 0.166 | 0.22 | 0.194
1165 | CADYS FALLS | 1165 | CADYS FALLS | HDR | WAT |  | HYDRO (DAILY CYCLE - RUN OF RIVER) | 1980-01-01 05:00 | Vermont Public Power Supply Authority | VPPSA | VT | 17 | VT | VT | 3765 | 0.388 | 0.498 | 0.498 | 0.388 | 0.388
1166 | MORRISVILLE PLANT #2 | 1166 | MORRISVILLE PLANT #2 | HDR | WAT |  | HYDRO (DAILY CYCLE - RUN OF RIVER) | 1980-01-01 05:00 | Vermont Public Power Supply Authority | VPPSA | VT | 15 | VT | VT | 3764 | 0.343 | 0.55 | 0.55 | 0.343 | 0.343
1167 | WOLCOTT HYDRO #1 | 1167 | WOLCOTT HYDRO #1 | HDR | WAT |  | HYDRO (DAILY CYCLE - RUN OF RIVER) | 1937-01-01 05:00 | Vermont Public Power Supply Authority | VPPSA | VT | 15 | VT | VT | 6477 | 0.402 | 0.461 | 0.461 | 0.402 | 0.402
1168 | H.K. SANDERS | 1168 | H.K. SANDERS | HW | WAT |  | HYDRO (WEEKLY CYCLE) | 1983-01-01 05:00 | Vermont Public Power Supply Authority | VPPSA | VT | 15 | VT | VT | 678 | 0.942 | 1.686 | 1.686 | 0.942 | -0.798
1185 | STONY BROOK GT1A | 1185 | STONY BROOK GT1A | CC | DFO | NG | GAS/OIL COMBINED CYCLE | 1981-11-01 05:00 | Massachusetts Municipal Wholesale Electric Company | MMWEC | MA | 13 | WMA | WCMA | 6081 | 104 | 119 | 119 | 104 | 0
1186 | STONY BROOK GT1B | 1186 | STONY BROOK GT1B | CC | DFO | NG | GAS/OIL COMBINED CYCLE | 1981-11-01 05:00 | Massachusetts Municipal Wholesale Electric Company | MMWEC | MA | 13 | WMA | WCMA | 6081 | 99.932 | 115.932 | 115.932 | 99.932 | 0
1187 | STONY BROOK GT1C | 1187 | STONY BROOK GT1C | CC | DFO | NG | GAS/OIL COMBINED CYCLE | 1981-11-01 05:00 | Massachusetts Municipal Wholesale Electric Company | MMWEC | MA | 13 | WMA | WCMA | 6081 | 104 | 119 | 119 | 104 | 0
1209 | CRRA HARTFORD LANDFILL | 1209 | CRRA HARTFORD LANDFILL | IC | LFG |  | BIO/REFUSE | 1998-08-01 04:00 | Connecticut Light and Power Company, The | CLP | CT | 03 | CT | CT | 55163 | 1.248 | 1.352 | 1.352 | 1.248 | -0.313
1210 | MILLENNIUM | 1210 | MILLENNIUM | CC | NG |  | GAS COMBINED CYCLE | 2001-04-06 04:00 | Consolidated Edison Energy, Inc | CEEI | MA | 27 | WMA | WCMA | 55079 | 334.904 | 383.904 | 383.904 | 334.904 | 0
1221 | ESSEX DIESELS | 1221 | ESSEX DIESELS | IC | DFO |  | OIL INTERNAL COMBUSTION | 1947-01-01 05:00 | Green Mountain Power Corporation | GMP | VT | 07 | VT | VT | 3737 | 7.215 | 7.305 | 7.305 | 7.215 | 0
1225 | TANNERY DAM | 1225 | TANNERY DAM | HDR | WAT |  | HYDRO (DAILY CYCLE - RUN OF RIVER) | 2000-04-01 05:00 | Massachusetts Electric Company | MEC | MA | 27 | CMA/NEMA | WCMA | 55924 | 0 | 0 | 0 | 0 | 0
1226 | TIVERTON POWER | 1226 | TIVERTON POWER | CC | NG |  | GAS COMBINED CYCLE | 2000-08-18 04:00 | Emera Energy Services Subsidiary No 5 LLC | EES5 | RI | 05 | SEMA | RI | 55048 | 244.06 | 278.756 | 278.756 | 244.06 | -0.026
1255 | RUMFORD POWER | 1255 | RUMFORD POWER | CC | NG |  | GAS COMBINED CYCLE | 2000-10-16 04:00 | Emera Energy Services Subsidiary No 5 LLC | EES5 | ME | 17 | ME | ME | 55100 | 244.281 | 269.091 | 269.091 | 244.281 | 0
1258 | BHE SMALL HYDRO COMPOSITE | 1258 | BHE SMALL HYDRO COMPOSITE | HDR | WAT |  | HYDRO (DAILY CYCLE - RUN OF RIVER) | 1982-12-01 05:00 | New Brunswick Energy Marketing Corporation | NBPGC | ME | 21 | ME | ME |  | 0.969 | 1.281 | 1.281 | 0.969 | 0.228
1266 | MARSH POWER | 1266 | MARSH POWER | HDR | WAT |  | HYDRO (DAILY CYCLE - RUN OF RIVER) | 1986-02-01 05:00 | Christopher M. Anthony | CMA | ME | 27 | ME | ME | 1469 | 0 | 0 | 0 | 0 | 0
1267 | SPARHAWK | 1267 | SPARHAWK | HDR | WAT |  | HYDRO (DAILY CYCLE - RUN OF RIVER) | 1985-06-01 04:00 | Union Atlantic Electricity | UNION | ME | 05 | SME | ME |  | 0.003 | 0.011 | 0.011 | 0.003 | 0.003
1270 | SYSKO STONY BROOK | 1270 | SYSKO STONY BROOK | HDR | WAT |  | HYDRO (DAILY CYCLE - RUN OF RIVER) | 2000-04-01 05:00 | Union Atlantic Electricity | UNION | ME | 17 | ME | ME |  | 0.017 | 0.017 | 0.017 | 0.017 | 0
1271 | SYSKO WIGHT BROOK | 1271 | SYSKO WIGHT BROOK | HDR | WAT |  | HYDRO (DAILY CYCLE - RUN OF RIVER) | 1984-01-01 05:00 | Union Atlantic Electricity | UNION | ME | 17 | ME | ME |  | 0 | 0.026 | 0.026 | 0 | -0.017
1273 | KENNEBEC WATER U5 | 1273 | KENNEBEC WATER U5 | HDR | WAT |  | HYDRO (DAILY CYCLE - RUN OF RIVER) | 1995-03-01 05:00 | Messalonskee Stream Hydro, LLC | MESSA | ME | 25 | ME | ME | 54148 | 0 | 0.199 | 0.199 | 0 | 0
1283 | LEWISTON U5 | 1283 | LEWISTON U5 | HDR | WAT |  | HYDRO (DAILY CYCLE - RUN OF RIVER) | 1990-10-01 04:00 | Competitive Energy Services, LLC | CESLLC | ME | 01 | ME | ME | 1542 | 0 | 0 | 0 | 0 | 0
1286 | ANP-BLACKSTONE ENERGY 1 | 1286 | ANP-BLACKSTONE ENERGY CO. #1 | CC | NG |  | GAS COMBINED CYCLE | 2001-06-07 04:00 | GDF Suez Energy Marketing NA, Inc. | SUEZ | MA | 27 | RI | SEMA | 55212 | 227.518 | 257.518 | 257.518 | 227.518 | 3.884
1287 | ANP-BLACKSTONE ENERGY 2 | 1287 | ANP-BLACKSTONE ENERGY 2 | CC | NG |  | GAS COMBINED CYCLE | 2001-07-13 04:00 | GDF Suez Energy Marketing NA, Inc. | SUEZ | MA | 27 | RI | SEMA | 55212 | 227.295 | 257.395 | 257.395 | 227.295 | 11.421
1288 | BUCKSPORT ENERGY 4 | 1288 | BUCKSPORT ENERGY 4 | GT | NG | DFO | GAS/OIL COMBUSTION (GAS) TURBINE | 2001-01-01 05:00 | H.Q. Energy Services (US) Inc. | HQE | ME | 09 | BHE | ME | 50243 | 144.795 | 149.34 | 149.34 | 144.795 | 0.795
1302 | TCPMCMPAGF GEN1 U5 | 1302 | TCPMCMPAGF GEN1 U5 | IC | OBG |  | BIO/REFUSE | 1983-06-01 04:00 | Verso Maine Energy LLC | VERSO | ME | 07 | ME | ME | 50081 | 0 | 0 | 0 | 0 | 0
1342 | LAKE ROAD 1 | 1342 | LAKE ROAD 1 | CC | NG |  | GAS COMBINED CYCLE | 2002-03-15 05:00 | EquiPower Resources Management, LLC | EPRM | CT | 15 | RI | RI | 55149 | 245.792 | 281.416 | 281.416 | 245.792 | 0
1343 | LAKE ROAD 2 | 1343 | LAKE ROAD 2 | CC | NG |  | GAS COMBINED CYCLE | 2002-03-15 05:00 | EquiPower Resources Management, LLC | EPRM | CT | 15 | RI | RI | 55149 | 251.213 | 286.837 | 286.837 | 251.213 | 0
1344 | LAKE ROAD 3 | 1344 | LAKE ROAD 3 | CC | NG |  | GAS COMBINED CYCLE | 2002-05-22 04:00 | EquiPower Resources Management, LLC | EPRM | CT | 15 | RI | RI | 55149 | 260.306 | 289.076 | 289.076 | 260.306 | 12.292
1368 | ROCKY GORGE CORPORATION | 1368 | ROCKY GORGE CORPORATION | HDR | WAT |  | HYDRO (DAILY CYCLE - RUN OF RIVER) | 1984-01-01 05:00 | Rocky Gorge Corporation | RGC | ME | 31 | SME | ME |  | 0.09 | 0.291 | 0.291 | 0.09 | 0.003
1376 | WALLINGFORD UNIT 1 | 1376 | PPL WALLINGFORD UNIT 1 | GT | NG |  | GAS COMBUSTION (GAS) TURBINE | 2001-12-31 05:00 | Twin Eagle Resource Management, LLC | TERM | CT | 09 | SWCT | CT | 55517 | 43.473 | 49.181 | 49.181 | 43.473 | 1.173
1377 | WALLINGFORD UNIT 2 | 1377 | PPL WALLINGFORD UNIT 2 | GT | NG |  | GAS COMBUSTION (GAS) TURBINE | 2002-02-07 05:00 | Twin Eagle Resource Management, LLC | TERM | CT | 09 | SWCT | CT | 55517 | 43.019 | 50 | 50 | 43.019 | 0.719
1378 | WALLINGFORD UNIT 3 | 1378 | PPL WALLINGFORD UNIT 3 | GT | NG |  | GAS COMBUSTION (GAS) TURBINE | 2001-12-31 05:00 | Twin Eagle Resource Management, LLC | TERM | CT | 09 | SWCT | CT | 55517 | 43.03 | 47.925 | 47.925 | 43.03 | 0.73
1379 | WALLINGFORD UNIT 4 | 1379 | PPL WALLINGFORD UNIT 4 | GT | NG |  | GAS COMBUSTION (GAS) TURBINE | 2002-01-23 05:00 | Twin Eagle Resource Management, LLC | TERM | CT | 09 | SWCT | CT | 55517 | 42.01 | 46.902 | 46.902 | 42.01 | -0.29
1380 | WALLINGFORD UNIT 5 | 1380 | PPL WALLINGFORD UNIT 5 | GT | NG |  | GAS COMBUSTION (GAS) TURBINE | 2002-02-07 05:00 | Twin Eagle Resource Management, LLC | TERM | CT | 09 | SWCT | CT | 55517 | 44.425 | 50 | 50 | 44.425 | 2.125
1385 | MILFORD POWER 1 | 1385 | Milford Power 1 Incremental | CC | NG |  | GAS COMBINED CYCLE | 2004-02-12 05:00 | EquiPower Resources Management, LLC | EPRM | CT | 09 | SWCT | CT | 55126 | 253.61 | 281.847 | 281.847 | 253.61 | 0
1386 | MILFORD POWER 2 | 1386 | MILFORD POWER 2 | CC | NG |  | GAS COMBINED CYCLE | 2004-05-03 04:00 | EquiPower Resources Management, LLC | EPRM | CT | 09 | SWCT | CT | 55126 | 253.093 | 287.632 | 287.632 | 253.093 | 0
1412 | ANP-BELLINGHAM 1 | 1412 | ANP-BELLINGHAM 1 | CC | NG |  | GAS COMBINED CYCLE | 2002-10-24 04:00 | GDF Suez Energy Marketing NA, Inc. | SUEZ | MA | 21 | RI | SEMA | 55211 | 228.869 | 259.069 | 259.069 | 228.869 | 0
1415 | ANP-BELLINGHAM 2 | 1415 | ANP-BELLINGHAM 2 | CC | NG |  | GAS COMBINED CYCLE | 2002-12-28 05:00 | GDF Suez Energy Marketing NA, Inc. | SUEZ | MA | 21 | RI | SEMA | 55211 | 242.833 | 273.033 | 273.033 | 242.833 | 0
1432 | GRS-FALL RIVER | 1432 | GRS-FALL RIVER | GT | LFG |  | BIO/REFUSE | 2000-08-01 04:00 | Taunton Municipal Lighting Plant | TMLP | MA | 05 | SEMA | SEMA | 55589 | 3.028 | 3.824 | 3.824 | 3.028 | -0.085
1478 | MYSTIC 8 | 1478 | MYSTIC 8 | CC | NG |  | GAS COMBINED CYCLE | 2003-04-13 04:00 | Exelon Generation Company, LLC | EXGC | MA | 17 | BOSTON | NEMA | 1588 | 703.324 | 841.564 | 841.564 | 703.324 | 0
1495 | SOUTHBRIDGE P&T QF U5 | 1495 | SOUTHBRIDGE P&T QF U5 | IC | NG |  | GAS INTERNAL COMBUSTION | 2001-06-18 04:00 | Massachusetts Electric Company | MEC | MA | 27 | CMA/NEMA | WCMA |  | 0 | 0 | 0 | 0 | 0
1572 | GRANBY SANITARY LANDFILL QF | 1572 | GRANBY SANITARY LANDFILL QF U5 | IC | MSW |  | BIO/REFUSE | 2002-07-12 04:00 | Industrial Power Services Corp | IPSC | MA | 15 | WMA | WCMA |  | 2.388 | 2.626 | 2.626 | 2.388 | -0.307
1616 | MYSTIC 9 | 1616 | MYSTIC 9 | CC | NG |  | GAS COMBINED CYCLE | 2003-06-11 04:00 | Exelon Generation Company, LLC | EXGC | MA | 17 | BOSTON | NEMA | 1588 | 713.9 | 858.463 | 858.463 | 713.9 | 10.576
1625 | GRANITE RIDGE ENERGY | 1625 | GRANITE RIDGE ENERGY | CC | NG |  | GAS COMBINED CYCLE | 2003-04-01 05:00 | Exelon Generation Company, LLC | EXGC | NH | 11 | NH | NH | 55170 | 661.322 | 762.575 | 762.575 | 661.322 | 0
1630 | RISEP | 1630 | RISEP | CC | NG |  | GAS COMBINED CYCLE | 2002-11-05 05:00 | Entergy Nuclear Power Marketing LLC | ENPM | RI | 07 | RI | RI | 55107 | 543.455 | 611.82 | 611.82 | 543.455 | 7.036
1649 | EP NEWINGTON ENERGY, LLC | 1649 | NAEA Newington Energy, LLC | CC | NG | DFO | GAS/OIL COMBINED CYCLE | 2002-09-18 04:00 | Essential Power Newington, LLC | EPN | NH | 15 | NH | NH | 55661 | 521.761 | 559.759 | 559.759 | 521.761 | -1.241
1656 | HULL WIND TURBINE U5 | 1656 | HULL WIND TURBINE U5 | WT | WND |  | WIND TURBINE | 2001-07-01 04:00 | Hull Municipal Lighting Plant | HULL | MA | 09 | SEMA | SEMA |  | 0.036 | 0.011 | 0.011 | 0.036 | 0.013
1672 | KENDALL CT | 1672 | KENDALL CT | CC | NG | DFO | GAS/OIL COMBINED CYCLE | 2002-12-18 05:00 | Genon Energy Management, LLC | MET | MA | 17 | BOSTON | NEMA | 1595 | 153.533 | 181.505 | 181.505 | 153.533 | 0
1693 | WEST SPRINGFIELD GT-1 | 1693 | WEST SPRINGFIELD GT-1 | GT | NG | DFO | GAS/OIL COMBUSTION (GAS) TURBINE | 2002-06-07 04:00 | Essential Power Massachusetts, LLC | NAEA-EM | MA | 13 | WMA | WCMA | 1642 | 36.908 | 46.908 | 46.908 | 36.908 | 0
1694 | WEST SPRINGFIELD GT-2 | 1694 | WEST SPRINGFIELD GT-2 | GT | NG | DFO | GAS/OIL COMBUSTION (GAS) TURBINE | 2002-06-07 04:00 | Essential Power Massachusetts, LLC | NAEA-EM | MA | 13 | WMA | WCMA | 1642 | 37.441 | 47.441 | 47.441 | 37.441 | 0
1720 | MIDDLEBURY LOWER | 1720 | MIDDLEBURY LOWER | HDR | WAT |  | HYDRO (DAILY CYCLE - RUN OF RIVER) | 2002-05-01 04:00 | Green Mountain Power Corporation | GMP | VT | 01 | VT | VT | 3716 | 1.266 | 1.161 | 1.161 | 1.266 | 1.122
2278 | BARKER LOWER HYDRO | 2278 | BARKER LOWER HYDRO | HDR | WAT |  | HYDRO (DAILY CYCLE - RUN OF RIVER) | 1980-04-01 05:00 | Macquarie Energy LLC | MCPI | ME | 01 | ME | ME | 10728 | 1.038 | 0.926 | 0.926 | 1.038 | 1.038
2279 | BARKER UPPER HYDRO | 2279 | BARKER UPPER HYDRO | HDR | WAT |  | HYDRO (DAILY CYCLE - RUN OF RIVER) | 1987-07-01 04:00 | Macquarie Energy LLC | MCPI | ME | 01 | ME | ME | 52171 | 0.957 | 0.753 | 0.753 | 0.957 | 0.665
2280 | BENTON FALLS HYDRO | 2280 | BENTON FALLS HYDRO | HDR | WAT |  | HYDRO (DAILY CYCLE - RUN OF RIVER) | 1987-12-01 05:00 | Littleton Electric Light & Water Department | LELWD | ME | 11 | ME | ME | 10523 | 0.73 | 2.626 | 2.626 | 0.73 | 0.01
2281 | BROWNS MILL HYDRO | 2281 | BROWNS MILL HYDRO | HDR | WAT |  | HYDRO (DAILY CYCLE - RUN OF RIVER) | 1983-07-01 04:00 | Macquarie Energy LLC | MCPI | ME | 21 | ME | ME | 50688 | 0.361 | 0.628 | 0.628 | 0.361 | 0.199
2282 | DAMARISCOTTA HYDRO | 2282 | DAMARISCOTTA HYDRO | HDR | WAT |  | HYDRO (DAILY CYCLE - RUN OF RIVER) | 1984-03-01 05:00 | Macquarie Energy LLC | MCPI | ME | 15 | ME | ME | 2282 | 0 | 0.174 | 0.174 | 0 | 0
2283 | EUSTIS HYDRO | 2283 | EUSTIS HYDRO | HDR | WAT |  | HYDRO (DAILY CYCLE - RUN OF RIVER) | 1984-03-01 05:00 | Macquarie Energy LLC | MCPI | ME | 07 | ME | ME | 50688 | 0.048 | 0.176 | 0.176 | 0.048 | -0.018
2284 | GARDINER HYDRO | 2284 | GARDINER HYDRO | HDR | WAT |  | HYDRO (DAILY CYCLE - RUN OF RIVER) | 1983-07-01 04:00 | Macquarie Energy LLC | MCPI | ME | 11 | ME | ME | 50688 | 0.975 | 0.953 | 0.953 | 0.975 | 0.775
2285 | GREENVILLE HYDRO | 2285 | GREENVILLE HYDRO | HDR | WAT |  | HYDRO (DAILY CYCLE - RUN OF RIVER) | 1984-03-01 05:00 | Macquarie Energy LLC | MCPI | ME | 21 | ME | ME | 50688 | 0 | 0.482 | 0.482 | 0 | -0.255
2286 | HACKETT MILLS HYDRO | 2286 | HACKETT MILLS HYDRO | HDR | WAT |  | HYDRO (DAILY CYCLE - RUN OF RIVER) | 1985-12-01 05:00 | Exelon Generation Company, LLC | EXGC | ME | 01 | ME | ME | 2286 | 0 | 0.344 | 0.344 | 0 | -0.015
2287 | MECHANIC FALLS HYDRO | 2287 | MECHANIC FALLS HYDRO | HDR | WAT |  | HYDRO (DAILY CYCLE - RUN OF RIVER) | 1984-11-01 05:00 | Macquarie Energy LLC | MCPI | ME | 01 | ME | ME | 2287 | 0.635 | 0.47 | 0.47 | 0.635 | 0.635
2288 | NORWAY HYDRO | 2288 | NORWAY HYDRO | HDR | WAT |  | HYDRO (DAILY CYCLE - RUN OF RIVER) | 1985-05-01 04:00 | Macquarie Energy LLC | MCPI | ME | 17 | ME | ME | 50688 | 0.064 | 0.038 | 0.038 | 0.064 | 0.064
2289 | PIONEER DAM HYDRO | 2289 | PIONEER DAM HYDRO | HDR | WAT |  | HYDRO (DAILY CYCLE - RUN OF RIVER) | 1985-12-01 05:00 | Christopher M. Anthony | CMA | ME | 25 | ME | ME | 2289 | 0.081 | 0.079 | 0.079 | 0.081 | 0.011
2290 | PITTSFIELD HYDRO | 2290 | PITTSFIELD HYDRO | HDR | WAT |  | HYDRO (DAILY CYCLE - RUN OF RIVER) | 1984-03-01 05:00 | Macquarie Energy LLC | MCPI | ME | 25 | ME | ME | 2290 | 0.442 | 0.784 | 0.784 | 0.442 | 0.397
2291 | WAVERLY AVENUE HYDRO | 2291 | WAVERLY AVENUE HYDRO | HDR | WAT |  | HYDRO (DAILY CYCLE - RUN OF RIVER) | 1984-04-01 05:00 | Christopher M. Anthony | CMA | ME | 25 | ME | ME | 2291 | 0.229 | 0.25 | 0.25 | 0.229 | 0.055
2292 | YORK HYDRO | 2292 | YORK HYDRO | HDR | WAT |  | HYDRO (DAILY CYCLE - RUN OF RIVER) | 1984-03-01 05:00 | Macquarie Energy LLC | MCPI | ME | 31 | SME | ME | 50688 | 0.472 | 0.776 | 0.776 | 0.472 | 0.374
2425 | SPRINGFIELD REFUSE-NEW | 2425 | SPRINGFIELD REFUSE-NEW | ST | MSW | DFO | BIO/REFUSE | 1988-09-01 04:00 | Covanta Energy Marketing, LLC | CEM | MA | 13 | WMA | WCMA | 50273 | 5.923 | 5.831 | 5.831 | 5.923 | 3.222
2426 | Hydro Kennebec | 2426 | Hydro Kennebec | HDR | WAT |  | HYDRO (DAILY CYCLE - RUN OF RIVER) | 1989-03-01 05:00 | Brookfield Energy Marketing, LP | BEMLP | ME | 11 | ME | ME | 54148 | 8.061 | 12.582 | 12.582 | 8.061 | 0.854
2430 | BELDENS-NEW | 2430 | BELDENS-NEW | HDR | WAT |  | HYDRO (DAILY CYCLE - RUN OF RIVER) | 1980-01-01 05:00 | Green Mountain Power Corporation | GMP | VT | 01 | VT | VT | 6451 | 2.346 | 2.352 | 2.352 | 2.346 | 1.946
2431 | DODGE FALLS-NEW | 2431 | DODGE FALLS-NEW | HDR | WAT |  | HYDRO (DAILY CYCLE - RUN OF RIVER) | 1990-11-01 05:00 | Vermont Electric Power Company, Inc. | VELCO | NH | 23 | VT | VT | 10526 | 4.301 | 3.884 | 3.884 | 4.301 | 2.841
2432 | HUNTINGTON FALLS-NEW | 2432 | HUNTINGTON FALLS-NEW | HDR | WAT |  | HYDRO (DAILY CYCLE - RUN OF RIVER) | 1988-11-01 05:00 | Green Mountain Power Corporation | GMP | VT | 01 | VT | VT | 50713 | 3.221 | 2.8 | 2.8 | 3.221 | 3.221
2433 | RYEGATE 1-NEW | 2433 | RYEGATE 1-NEW | ST | WDS |  | BIO/REFUSE | 1992-11-01 05:00 | Vermont Electric Power Company, Inc. | VELCO | VT | 05 | NH | VT | 51026 | 20.26 | 20.24 | 20.24 | 20.26 | 0.7
2434 | GORGE 18 HYDRO-NEW | 2434 | GORGE 18 HYDRO-NEW | HDR | WAT |  | HYDRO (DAILY CYCLE - RUN OF RIVER) | 1928-01-01 05:00 | Green Mountain Power Corporation | GMP | VT | 07 | VT | VT | 6475 | 0.67 | 0 | 0 | 0.67 | -1.487
2435 | VERGENNES HYDRO-NEW | 2435 | VERGENNES HYDRO-NEW | HDR | WAT |  | HYDRO (DAILY CYCLE - RUN OF RIVER) | 1912-01-01 05:00 | Green Mountain Power Corporation | GMP | VT | 01 | VT | VT | 6519 | 1.74 | 1.645 | 1.645 | 1.74 | 0.72
2439 | BROCKWAY MILLS U5 | 2439 | BROCKWAY MILLS U5 | HDR | WAT |  | HYDRO (DAILY CYCLE - RUN OF RIVER) | 2003-03-01 05:00 | Green Mountain Power Corporation | GMP | VT | 25 | VT | VT |  | 0.139 | 0.208 | 0.208 | 0.139 | 0.139
2462 | PLAINVILLE GEN QF U5 | 2462 | PLAINVILLE GEN QF U5 | IC | OBG |  | BIO/REFUSE | 2003-03-24 05:00 | Massachusetts Electric Company | MEC | MA | 21 | SEMA | SEMA |  | 2.105 | 2.397 | 2.397 | 2.105 | -0.389
2466 | CHERRY 7 | 2466 | CHERRY 7 | IC | DFO |  | OIL INTERNAL COMBUSTION | 1951-01-01 05:00 | Hudson Light & Power Department | HLPD | MA | 17 | CMA/NEMA | WCMA | 9038 | 2.8 | 2.8 | 2.8 | 2.8 | 0
2467 | CHERRY 8 | 2467 | CHERRY 8 | IC | DFO |  | OIL INTERNAL COMBUSTION | 1951-01-01 05:00 | Hudson Light & Power Department | HLPD | MA | 17 | CMA/NEMA | WCMA | 9038 | 3.4 | 3.4 | 3.4 | 3.4 | 0
2468 | CHERRY 10 | 2468 | CHERRY 10 | IC | DFO |  | OIL INTERNAL COMBUSTION | 1951-01-01 05:00 | Hudson Light & Power Department | HLPD | MA | 17 | CMA/NEMA | WCMA | 9038 | 2.1 | 2.1 | 2.1 | 2.1 | 0
2469 | CHERRY 11 | 2469 | CHERRY 11 | IC | DFO |  | OIL INTERNAL COMBUSTION | 1951-01-01 05:00 | Hudson Light & Power Department | HLPD | MA | 17 | CMA/NEMA | WCMA | 9038 | 2.1 | 2.1 | 2.1 | 2.1 | 0
2470 | CHERRY 12 | 2470 | CHERRY 12 | IC | DFO |  | OIL INTERNAL COMBUSTION | 1951-01-01 05:00 | Hudson Light & Power Department | HLPD | MA | 17 | CMA/NEMA | WCMA | 9038 | 4.999 | 4.999 | 4.999 | 4.999 | 0
10308 | NECCO COGENERATION FACILITY | 10308 | NECCO COGENERATION FACILITY | IC | DFO |  | OIL INTERNAL COMBUSTION | 2003-10-01 04:00 | New England Confectionery Company, Inc | NECCO | MA | 25 | BOSTON | NEMA | 55999 | 4.743 | 4.948 | 4.948 | 4.743 | -0.128
10347 | KENDALL STEAM 1 | 37040 | KENDALL STEAM | CC | NG |  | GAS COMBINED CYCLE | 1950-01-01 05:00 | Genon Energy Management, LLC | MET | MA | 17 | BOSTON | NEMA | 1595 | 0 | 17.668 | 17.668 | 0 | -13.565
10348 | KENDALL STEAM 2 | 37040 | KENDALL STEAM | CC | NG |  | GAS COMBINED CYCLE | 1950-01-01 05:00 | Genon Energy Management, LLC | MET | MA | 17 | BOSTON | NEMA | 1595 | 20.738 | 20.69 | 20.69 | 20.738 | 0
10349 | KENDALL STEAM 3 | 37040 | KENDALL STEAM | CC | NG |  | GAS COMBINED CYCLE | 1950-01-01 05:00 | Genon Energy Management, LLC | MET | MA | 17 | BOSTON | NEMA | 1595 | 19.116 | 24.228 | 24.228 | 19.116 | 0
10401 | CELLEY MILL U5 | 10401 | CELLEY MILL U5 | HDR | WAT |  | HYDRO (DAILY CYCLE - RUN OF RIVER) | 1984-12-01 05:00 | Public Service Company of New Hampshire | PSNH | NH | 09 | NH | NH |  | 0.071 | 0.082 | 0.082 | 0.071 | 0.071
10402 | PETTYBORO HYDRO U5 | 10402 | PETTYBORO HYDRO U5 | HDR | WAT |  | HYDRO (DAILY CYCLE - RUN OF RIVER) | 1999-05-09 04:00 | Public Service Company of New Hampshire | PSNH | NH | 09 | NH | NH |  | 0 | 0 | 0 | 0 | 0
10403 | EASTMAN BROOK U5 | 10403 | EASTMAN BROOK U5 | HDR | WAT |  | HYDRO (DAILY CYCLE - RUN OF RIVER) | 1985-06-01 04:00 | Public Service Company of New Hampshire | PSNH | NH | 09 | NH | NH |  | 0.029 | 0.039 | 0.039 | 0.029 | 0.029
10404 | WHEELABRATOR CLAREMONT U5 | 10404 | WHEELABRATOR CLAREMONT U5 | ST | MSW |  | BIO/REFUSE | 2004-03-01 05:00 | Wheelabrator North Andover Inc | WNE | NH | 19 | NH | NH | 50872 | 3.648 | 3.848 | 3.848 | 3.648 | -0.28
10406 | LOWER VALLEY HYDRO U5 | 10406 | LOWER VALLEY HYDRO U5 | HDR | WAT |  | HYDRO (DAILY CYCLE - RUN OF RIVER) | 2004-03-01 05:00 | Green Mountain Power Corporation | GMP | NH | 19 | NH | NH |  | 0.177 | 0.255 | 0.255 | 0.177 | 0.177
10407 | WOODSVILLE HYDRO U5 | 10407 | WOODSVILLE HYDRO U5 | HDR | WAT |  | HYDRO (DAILY CYCLE - RUN OF RIVER) | 1987-03-01 05:00 | Green Mountain Power Corporation | GMP | NH | 19 | NH | NH |  | 0.237 | 0.228 | 0.228 | 0.237 | 0.12
10408 | LOWER VILLAGE HYDRO U5 | 10408 | LOWER VILLAGE HYDRO U5 | HDR | WAT |  | HYDRO (DAILY CYCLE - RUN OF RIVER) | 1995-04-01 05:00 | Green Mountain Power Corporation | GMP | NH | 19 | NH | NH | 50285 | 0 | 0 | 0 | 0 | 0
10409 | SWEETWATER HYDRO U5 | 10409 | SWEETWATER HYDRO U5 | HDR | WAT |  | HYDRO (DAILY CYCLE - RUN OF RIVER) | 2004-03-01 05:00 | Green Mountain Power Corporation | GMP | NH | 19 | NH | NH |  | 0.206 | 0.183 | 0.183 | 0.206 | 0.206
10424 | GREAT LAKES - BERLIN | 10424 | Great Lakes - Berlin Incremental | HDR | WAT |  | HYDRO (DAILY CYCLE - RUN OF RIVER) | 2004-06-22 04:00 | Brookfield Energy Marketing, LP | BEMLP | NH | 07 | NH | NH | 54639 | 9.594 | 10.38 | 10.38 | 9.594 | 0.274
10451 | WESTFIELD #1 U5 | 10451 | WESTFIELD #1 U5 | IC | OBG |  | BIO/REFUSE | 2004-03-01 05:00 | Westfield Gas and Electric Light Department | WGED | MA | 03 | WMA | WCMA |  | 0 | 0 | 0 | 0 | 0
10615 | BLUE SPRUCE FARM | 10615 | BLUE SPRUCE FARM U5 | IC | OBG |  | BIO/REFUSE | 2004-11-01 05:00 | Green Mountain Power Corporation | GMP | VT | 21 | VT | VT |  | 0.289 | 0.306 | 0.306 | 0.289 | -0.02
10770 | WEST SPRINGFIELD HYDRO U5 | 10770 | WEST SPRINGFIELD HYDRO U5 | HDR | WAT |  | HYDRO (DAILY CYCLE - RUN OF RIVER) | 2005-01-10 05:00 | Littleton Electric Light & Water Department | LELWD | MA | 13 | WMA | WCMA |  | 0.589 | 0.893 | 0.893 | 0.589 | 0.545
10801 | COVENTRY CLEAN ENERGY | 10801 | COVENTRY CLEAN ENERGY | IC | LFG |  | BIO/REFUSE | 2005-02-01 05:00 | Vermont Public Power Supply Authority | VPPSA | VT | 19 | VT | VT |  | 3.42 | 3.78 | 3.78 | 3.42 | -0.06
10880 | GE LYNN EXCESS REPLACEMENT | 10880 | GE LYNN EXCESS REPLACEMENT | GT | DFO | NG | GAS/OIL COMBUSTION (GAS) TURBINE | 2005-10-11 04:00 | Constellation NewEnergy, Inc. | CNE | MA | 25 | BOSTON | NEMA | 10029 | 0 | 0 | 0 | 0 | 0
10959 | RRIG EXPANSION PHASE 2 | 10959 | RRIG EXPANSION PHASE 2 | IC | LFG |  | BIO/REFUSE | 2005-06-01 04:00 | Rhode Island Engine Genco, LLC | RRIG | RI | 07 | RI | RI | 50365 | 0 | 0 | 0 | 0 | -5.184
10998 | MASSINNOVATION FITCHBURG | 10998 | MASSINNOVATION FITCHBURG | PV | SUN |  | PHOTOVOLTAIC | 2005-08-01 04:00 | Fitchburg Gas & Electric Light Company | FGE | MA | 27 | WMA | WCMA |  | 0 | 0 | 0 | 0 | 0
11052 | GRTR NEW BEDFORD LFG UTIL PROJ | 11052 | GRTR NEW BEDFORD LFG UTIL PROJ | IC | LFG |  | BIO/REFUSE | 2005-08-15 04:00 | Exelon Generation Company, LLC | EXGC | MA | 05 | SEMA | SEMA |  | 2.428 | 2.457 | 2.457 | 2.428 | -0.002
11126 | NORTH HARTLAND HYDRO | 11126 | NORTH HARTLAND HYDRO | HDR | WAT |  | HYDRO (DAILY CYCLE - RUN OF RIVER) | 2006-09-27 04:00 | Green Mountain Power Corporation | GMP | VT | 27 | VT | VT |  | 1.085 | 1.43 | 1.43 | 1.085 | 0.774
11408 | HULL WIND TURBINE II | 11408 | HULL WIND TURBINE II | WT | WND |  | WIND TURBINE | 2005-09-27 04:00 | Hull Municipal Lighting Plant | HULL | MA | 23 | SEMA | SEMA | 56800 | 0.037 | 0.298 | 0.298 | 0.037 | 0.005
11424 | RUMFORD FALLS | 11424 | RUMFORD FALLS | HDR | WAT |  | HYDRO (DAILY CYCLE - RUN OF RIVER) | 2006-07-06 04:00 | Brookfield Energy Marketing, LP | BEMLP | ME | 17 | ME | ME | 10493 | 34.16 | 36.955 | 36.955 | 34.16 | 7.704
11827 | PORTSMOUTH ABBEY WIND QF |  | No Resource (1) | WT | WND |  | WIND TURBINE | 2006-07-25 04:00 | The Narragansett Electric Company | NEC | RI | 05 | RI | RI |  | 0 | 0 | 0 | 0 | 0
11842 | WATERSIDE POWER | 11842 | WATERSIDE POWER | GT | DFO |  | OIL COMBUSTION (GAS) TURBINE | 2004-05-01 04:00 | Waterside Power, LLC | WATERSIDE | CT | 01 | NOR | CT | 56189 | 68.88 | 70.42 | 70.42 | 68.88 | 0
11889 | IBEW LOCAL 99 SOLAR QF |  | No Resource (1) | PV | SUN |  | PHOTOVOLTAIC | 2006-09-01 04:00 | The Narragansett Electric Company | NEC | RI | 07 | RI | RI |  | 0 | 0 | 0 | 0 | 0
11925 | BROCKTON BRIGHTFIELDS | 11925 | BROCKTON BRIGHTFIELDS | PV | SUN |  | PHOTOVOLTAIC | 2006-09-18 04:00 | Exelon Generation Company, LLC | EXGC | MA | 23 | SEMA | SEMA |  | 0.146 | 0 | 0 | 0.146 | -0.006
12108 | FIEC DIESEL | 12108 | FIEC DIESEL | IC | DFO |  | OIL INTERNAL COMBUSTION | 2006-12-01 05:00 | Vermont Public Power Supply Authority | VPPSA | ME | 11 | ME | ME |  | 1.54 | 1.596 | 1.596 | 1.54 | -0.088
12163 | PPL GREAT WORKS - RED SHIELD | 12163 | PPL GREAT WORKS - RED SHIELD | ST | WDS |  | BIO/REFUSE | 2007-01-24 05:00 | Competitive Energy Services, LLC | CESLLC | ME | 19 | BHE | ME |  | 0 | 0 | 0 | 0 | 0
12168 | HARRIS ENERGY | 12168 | HARRIS ENERGY | HDR | WAT |  | HYDRO (DAILY CYCLE - RUN OF RIVER) | 2006-12-01 05:00 | Holyoke Gas & Electric Department | HGE | MA | 13 | WMA | WCMA | 54981 | 0 | 0 | 0 | 0 | 0
12180 | BERKSHIRE COW POWER | 12180 | BERKSHIRE COW POWER | IC | OBG |  | BIO/REFUSE | 2006-12-06 05:00 | Vermont Electric Cooperative, Inc. | VEC | VT | 11 | VT | VT |  | 0.211 | 0.308 | 0.308 | 0.211 | -0.043
12274 | GREEN MOUNTAIN DAIRY | 12274 | GREEN MOUNTAIN DAIRY | IC | OBG |  | BIO/REFUSE | 2007-02-01 05:00 | Green Mountain Power Corporation | GMP | VT | 11 | VT | VT |  | 0.249 | 0.165 | 0.165 | 0.249 | 0.097
12323 | COVENTRY CLEAN ENERGY #4 | 12323 | COVENTRY CLEAN ENERGY #4 | IC | LFG |  | BIO/REFUSE | 2007-01-20 05:00 | Vermont Public Power Supply Authority | VPPSA | VT | 19 | VT | VT |  | 2.28 | 2.52 | 2.52 | 2.28 | -0.04
12504 | DEVON 15 | 12504 | Devon 15-18 | GT | KER | NG | OIL COMBUSTION (GAS) TURBINE | 2010-07-12 04:00 | GenConn Energy LLC | GCE | CT | 09 | SWCT | CT | 57070 | 46.889 | 49.2 | 49.2 | 46.889 | -0.011
12505 | MIDDLETOWN 12 | 12505 | Middletown 12-15 | GT | KER | NG | OIL COMBUSTION (GAS) TURBINE | 2011-06-24 04:00 | GenConn Energy LLC | GCE | CT | 07 | CT | CT | 57068 | 46.9 | 49.2 | 49.2 | 46.9 | 0
12509 | UNH POWER PLANT | 12509 | UNH Power Plant | GT | LFG |  | BIO/REFUSE | 2009-10-20 04:00 | Public Service Company of New Hampshire | PSNH | NH | 17 | NH | NH | 58180 | 3.008 | 4.378 | 4.378 | 3.008 | 0
12510 | SWANTON GT-1 | 12510 | Swanton Gas Turbine 1 | GT | DFO | OBL | OIL COMBUSTION (GAS) TURBINE | 2010-02-12 05:00 | Vermont Public Power Supply Authority | VPPSA | VT | 11 | VT | VT |  | 19.304 | 23.954 | 23.954 | 19.304 | -3.787
12511 | SWANTON GT-2 | 12511 | Swanton Gas Turbine 2 | GT | DFO | OBL | OIL COMBUSTION (GAS) TURBINE | 2010-05-24 04:00 | Vermont Public Power Supply Authority | VPPSA | VT | 11 | VT | VT |  | 19.349 | 23.839 | 23.839 | 19.349 | -2.101
12529 | HOOSAC WIND |  | No Resource (1) | WT | WND |  | WIND TURBINE | 2012-12-27 05:00 | Iberdrola Renewables, LLC | IR | MA | 03 | WMA | WCMA | 57380 | 5.274 | 8.768 | 8.768 | 5.274 | -1.846
12530 | SHEFFIELD WIND PLANT | 12530 | Sheffield Wind Farm | WT | WND |  | WIND TURBINE | 2011-10-19 04:00 | Vermont Wind LLC | VTWIND | VT | 05 | VT | VT | 57080 | 2.3 | 6.815 | 6.815 | 2.3 | -0.99
12551 | KIBBY WIND POWER | 12551 | Kibby Wind Power | WT | WND |  | WIND TURBINE | 2009-09-16 04:00 | TransCanada Power Marketing, Ltd. | TCPM | ME | 07 | ME | ME | 56829 | 17.795 | 22.37 | 22.37 | 17.795 | 7.18
12564 | WATERBURY GENERATION FACILITY | 12564 | Waterbury Generation Facility | GT | NG | DFO | GAS/OIL COMBUSTION (GAS) TURBINE | 2009-05-21 04:00 | Waterbury Generation LLC | WATERBURY | CT | 09 | SWCT | CT | 56629 | 96.349 | 98.749 | 98.749 | 96.349 | 0
13515 | PIERCE STATION | 12526 | Pierce | GT | NG | DFO | GAS/OIL COMBUSTION (GAS) TURBINE | 2007-10-01 04:00 | Connecticut Municipal Electric Energy Cooperative | CMEEC | CT | 09 | SWCT | CT | 6635 | 74.085 | 94.59 | 94.59 | 74.085 | 0
13669 | EAST WINDSOR NORCAP LFG PLANT | 13669 | Manchester Methane LLC East Windsor Facility | IC | LFG |  | BIO/REFUSE | 2007-05-07 04:00 | Manchester Methane, LLC | MMLLC | CT | 03 | CT | CT |  | 0.783 | 0.97 | 0.97 | 0.783 | -0.192
13673 | MATEP (DIESEL) | 13673 | MATEP (DIESEL) | IC | DFO |  | OIL INTERNAL COMBUSTION | 2007-06-28 04:00 | MATEP, LLC | MATEP | MA | 25 | BOSTON | NEMA | 10883 | 17.12 | 17.46 | 17.46 | 17.12 | 0
13675 | MATEP (COMBINED CYCLE) | 13675 | MATEP (COMBINED CYCLE) | CC | NG | DFO | GAS/OIL COMBINED CYCLE | 2007-06-28 04:00 | MATEP, LLC | MATEP | MA | 25 | BOSTON | NEMA | 10883 | 44.007 | 48.747 | 48.747 | 44.007 | 11.683
13703 | VERSO COGEN 1 | 13703 | Verso VCG1 | GT | NG | KER | GAS COMBUSTION (GAS) TURBINE | 2000-12-28 05:00 | Verso Maine Energy LLC | VERSO | ME | 07 | ME | ME | 55031 | 42.606 | 53.76 | 53.76 | 42.606 | -1.805
13704 | VERSO COGEN 2 | 13704 | Verso VCG2 | GT | NG | KER | GAS COMBUSTION (GAS) TURBINE | 2000-12-28 05:00 | Verso Maine Energy LLC | VERSO | ME | 07 | ME | ME | 55031 | 45.179 | 56.333 | 56.333 | 45.179 | 0
13705 | VERSO COGEN 3 | 13705 | Verso VCG3 | GT | NG | KER | GAS COMBUSTION (GAS) TURBINE | 2000-12-28 05:00 | Verso Maine Energy LLC | VERSO | ME | 07 | ME | ME | 55031 | 43.399 | 55.123 | 55.123 | 43.399 | -0.737
13933 | JIMINY PEAK WIND QF |  | No Resource (1) | WT | WND |  | WIND TURBINE | 2007-07-01 04:00 | Massachusetts Electric Company | MEC | MA | 03 | WMA | WCMA |  | 0 | 0 | 0 | 0 | 0
13975 | CORRIVEAU HYDROELECTRIC LLC | 13975 | Corriveau Hydroelectric LLC | HDR | WAT |  | HYDRO (DAILY CYCLE - RUN OF RIVER) | 2007-08-10 04:00 | Union Atlantic Electricity | UNION | ME | 17 | ME | ME |  | 0.103 | 0.06 | 0.06 | 0.103 | 0.051
14087 | MAT3 | 14087 | MAT3 | IC | DFO |  | OIL INTERNAL COMBUSTION | 2007-12-11 05:00 | MATEP, LLC | MATEP | MA | 25 | BOSTON | NEMA | 10883 | 11.573 | 18.065 | 18.065 | 17.97 | 6.397
14098 | FITCHBURG LANDFILL | 35485 | Fitchburg-FCA-5 | IC | LFG |  | BIO/REFUSE | 2007-08-16 04:00 | Vermont Public Power Supply Authority | VPPSA | MA | 27 | CMA/NEMA | WCMA | 56527 | 4.186 | 3.694 | 3.694 | 4.186 | 1.208
14134 | MONTAGNE FARM | 14134 | MONTAGNE FARM | IC | LFG |  | BIO/REFUSE | 2007-09-17 04:00 | Green Mountain Power Corporation | GMP | VT | 11 | VT | VT |  | 0.08 | 0.064 | 0.064 | 0.08 | -0.041
14157 | COS COB 13 | 12524 | Cos Cob 13&14 | GT | KER |  | OIL COMBUSTION (GAS) TURBINE | 2008-05-29 04:00 | NRG Power Marketing LLC | NRGPM | CT | 01 | NOR | CT | 542 | 19.053 | 22.852 | 22.852 | 19.053 | 0
14158 | COS COB 14 | 12524 | Cos Cob 13&14 | GT | KER |  | OIL COMBUSTION (GAS) TURBINE | 2008-05-29 04:00 | NRG Power Marketing LLC | NRGPM | CT | 01 | NOR | CT | 542 | 19.209 | 22.602 | 22.602 | 19.209 | 0
14177 | WESTBROOK ENERGY CENTER G1 | 1345 | WESTBROOK | CC | NG |  | GAS COMBINED CYCLE | 2001-04-13 04:00 | Calpine Energy Services, LP | CALP | ME | 05 | SME | ME | 55294 | 260.938 | 277.094 | 277.094 | 260.938 | 0
14178 | WESTBROOK ENERGY CENTER G2 |  | No Resource (1) | CC | NG |  | GAS COMBINED CYCLE | 2001-04-13 04:00 | Calpine Energy Services, LP | CALP | ME | 05 | SME | ME | 55294 | 254.38 | 270.536 | 270.536 | 254.38 | 0
14211 | INDECK ALEXANDRIA | 1631 | Indeck-Energy Alexandria, LLC | ST | WDS |  | BIO/REFUSE | 2008-11-06 05:00 | Indeck Energy-Alexandria, L.L.C. | IEA | NH | 09 | NH | NH |  | 15.031 | 15.2 | 15.2 | 15.031 | 0
14217 | NORTHFIELD MOUNTAIN 1 | 14217 | NORTHFIELD MOUNTAIN 1 | PS | WAT |  | HYDRO (PUMPED STORAGE) | 1972-11-30 05:00 | GDF Suez Energy Marketing NA, Inc. | SUEZ | MA | 11 | WMA | WCMA | 547 | 270 | 270 | 270 | 270 | 0
14218 | NORTHFIELD MOUNTAIN 2 | 14218 | NORTHFIELD MOUNTAIN 2 | PS | WAT |  | HYDRO (PUMPED STORAGE) | 1972-11-30 05:00 | GDF Suez Energy Marketing NA, Inc. | SUEZ | MA | 11 | WMA | WCMA | 547 | 292 | 293.5 | 293.5 | 292 | 0
14219 | NORTHFIELD MOUNTAIN 3 | 14219 | NORTHFIELD MOUNTAIN 3 | PS | WAT |  | HYDRO (PUMPED STORAGE) | 1972-11-30 05:00 | GDF Suez Energy Marketing NA, Inc. | SUEZ | MA | 11 | WMA | WCMA | 547 | 292 | 292 | 292 | 292 | 0
14220 | NORTHFIELD MOUNTAIN 4 | 14220 | NORTHFIELD MOUNTAIN 4 | PS | WAT |  | HYDRO (PUMPED STORAGE) | 1972-11-30 05:00 | GDF Suez Energy Marketing NA, Inc. | SUEZ | MA | 11 | WMA | WCMA | 547 | 270 | 270 | 270 | 270 | 0
14271 | AMERESCO NORTHAMPTON | 14271 | Ameresco Northampton | IC | LFG |  | BIO/REFUSE | 2007-11-01 04:00 | Exelon Generation Company, LLC | EXGC | MA | 15 | WMA | WCMA |  | 0.748 | 0.767 | 0.767 | 0.748 | -0.003
14382 | ETHAN ALLEN CO-GEN 1 |  | No Resource (1) | ST | LFG |  | BIO/REFUSE | 2007-11-07 05:00 | Vermont Electric Cooperative, Inc. | VEC | VT | 19 | NH | VT |  | 0 | 0 | 0 | 0 | 0
14595 | GRANITE RELIABLE POWER, LLC | 14595 | Granite Reliable Power | WT | WND |  | WIND TURBINE | 2012-02-15 05:00 | Granite Reliable Power, LLC | GRP | NH | 07 | NH | NH | 58004 | 13.932 | 23.79 | 23.79 | 13.932 | 4.002
14610 | PRINCETON WIND FARM PROJECT | 14610 | Princeton Wind Farm Project | WT | WND |  | WIND TURBINE | 2009-09-01 04:00 | Princeton Municipal Light Department | PMLD | MA | 27 | CMA/NEMA | WCMA | 7501 | 0.03 | 0.362 | 0.362 | 0.03 | -0.103
14614 | KLEEN ENERGY | 14614 | Kleen Energy | CC | NG | DFO | GAS/OIL COMBINED CYCLE | 2011-07-12 04:00 | Exelon Generation Company, LLC | EXGC | CT | 07 | CT | CT | 56798 | 620 | 620 | 620 | 620 | 0
14623 | VALLEY HYDRO (STATION NO. 5) | 14623 | Valley Hydro (Station No. 5) | HDR | WAT |  | HYDRO (DAILY CYCLE - RUN OF RIVER) | 2008-04-01 04:00 | Holyoke Gas & Electric Department | HGE | MA | 13 | WMA | WCMA |  | 0.552 | 0.515 | 0.515 | 0.552 | 0.552
14652 | TEMPLETON WIND TURBINE | 14652 | Templeton Wind Turbine | WT | WND |  | WIND TURBINE | 2011-05-18 04:00 | Massachusetts Municipal Wholesale Electric Company | MMWEC | MA | 27 | WMA | WCMA |  | 0.099 | 0 | 0 | 0.099 | 0.099
14665 | RECORD HILL WIND | 14665 | Record Hill Wind | WT | WND |  | WIND TURBINE | 2012-01-31 05:00 | Record Hill Wind, LLC | RHW | ME | 17 | ME | ME | 57568 | 6.948 | 10.456 | 10.456 | 6.948 | 2.898
14695 | ORONO | 14695 | Orono Hydro Station | HDR | WAT |  | HYDRO (DAILY CYCLE - RUN OF RIVER) | 2008-12-29 05:00 | Black Bear Hydro Partners, LLC | BBHP | ME | 19 | BHE | ME | 57184 | 0 | 1.879 | 1.879 | 0 | -2.144
14707 | COVANTA HAVERHILL - LF GAS | 12553 | Covanta Haverhill Landfill Gas Engine | IC | LFG |  | BIO/REFUSE | 2007-12-05 05:00 | Covanta Haverhill Associates | CHA | MA | 09 | BOSTON | NEMA |  | 1.188 | 1.19 | 1.19 | 1.188 | -0.052
14767 | PINE TREE LFGTE |  | No Resource (1) | IC | LFG |  | BIO/REFUSE | 2008-01-01 05:00 | NextEra Energy Power Marketing, LLC | FPLP | ME | 19 | BHE | ME |  | 0 | 0 | 0 | 0 | 0
14801 | CABOT | 766 | CABOT TURNERS FALLS | HDP | WAT |  | HYDRO (DAILY CYCLE - PONDAGE) | 1905-01-01 05:00 | GDF Suez Energy Marketing NA, Inc. | SUEZ | MA | 11 | WMA | WCMA | 1629 | 61.481 | 61.8 | 61.8 | 61.481 | 0
14808 | TURNERSFALLS | 766 | CABOT TURNERS FALLS | HDP | WAT |  | HYDRO (DAILY CYCLE - PONDAGE) | 1905-01-01 05:00 | GDF Suez Energy Marketing NA, Inc. | SUEZ | MA | 11 | WMA | WCMA | 6388 | 6.4 | 6.4 | 6.4 | 6.4 | 0
14816 | NORDEN 1 | 16688 | Nor1 | IC | DFO |  | OIL INTERNAL COMBUSTION | 2009-02-26 05:00 | Connecticut Municipal Electric Energy Cooperative | CMEEC | CT | 01 | NOR | CT | 57689 | 1.789 | 1.958 | 1.958 | 1.789 | -0.161
14817 | NORDEN 2 | 16750 | Norden #2 | IC | DFO |  | OIL INTERNAL COMBUSTION | 2009-02-26 05:00 | Connecticut Municipal Electric Energy Cooperative | CMEEC | CT | 01 | NOR | CT | 57689 | 1.948 | 1.947 | 1.947 | 1.948 | 0
14818 | NORDEN 3 | 16752 | Norden #3 | IC | DFO |  | OIL INTERNAL COMBUSTION | 2009-02-26 05:00 | Connecticut Municipal Electric Energy Cooperative | CMEEC | CT | 01 | NOR | CT | 57689 | 1.942 | 1.942 | 1.942 | 1.942 | 0
14823 | NORWICH WWTP |  | No Resource (1) | IC | DFO |  | OIL INTERNAL COMBUSTION | 2008-05-29 04:00 | Connecticut Municipal Electric Energy Cooperative | CMEEC | CT | 11 | CT | CT | 57624 | 2 | 2 | 2 | 2 | 0
14919 | ZBE-001 |  | No Resource (1) | GT | WDS | DFO | BIO/REFUSE | 2008-03-01 05:00 | Public Service Company of New Hampshire | PSNH | NH | 05 | VT | NH |  | 0 | 0 | 0 | 0 | 0
14925 | ICE HOUSE PARTNERS INC. |  | No Resource (1) | HDR | WAT |  | HYDRO (DAILY CYCLE - RUN OF RIVER) | 2008-04-01 04:00 | Littleton Electric Light & Water Department | LELWD | MA | 17 | CMA/NEMA | WCMA |  | 0.093 | 0.107 | 0.107 | 0.093 | 0.028
14937 | UNION GAS STATION | 759 | MESSALONSKEE COMPOSITE | HDR | WAT |  | HYDRO (DAILY CYCLE - RUN OF RIVER) | 2008-03-19 04:00 | Messalonskee Stream Hydro, LLC | MESSA | ME | 11 | ME | ME |  | 1.331 | 1.284 | 1.284 | 1.331 | 0.24
15097 | KIMB ROCKY RIVER PH2 | 14706 | Kimberly-Clark Corp Energy Independence Project | CC | NG |  | GAS COMBINED CYCLE | 2008-07-15 04:00 | Kimberly-Clark Corporation | KCC | CT | 05 | SWCT | CT | 58084 | 13.016 | 14.442 | 14.442 | 13.016 | 0.378
15115 | LEMPSTER WIND | 14660 | Lempster Wind | WT | WND |  | WIND TURBINE | 2008-09-24 04:00 | Public Service Company of New Hampshire | PSNH | NH | 11 | NH | NH | 56399 | 3.245 | 8.175 | 8.175 | 3.245 | 0.884
15201 | FISKE HYDRO | 35593 | Fiske Hydro | HDR | WAT |  | HYDRO (DAILY CYCLE - RUN OF RIVER) | 2008-06-01 04:00 | Public Service Company of New Hampshire | PSNH | NH | 05 | VT | NH |  | 0.139 | 0.151 | 0.151 | 0.139 | 0.139
15462 | HOLY NAME CC JR SR HIGH SCHOOL |  | No Resource (1) | WT | WND |  | WIND TURBINE | 2008-09-01 04:00 | Massachusetts Electric Company | MEC | MA | 27 | CMA/NEMA | WCMA |  | 0 | 0 | 0 | 0 | 0
15464 | STETSON WIND FARM |  | No Resource (1) | WT | WND |  | WIND TURBINE | 2008-12-09 05:00 | Stetson Holdings, LLC | STETSON | ME | 29 | BHE | ME | 56989 | 7.593 | 11.839 | 11.839 | 7.593 | 2.462
15477 | NEW HAVEN HARBOR UNIT 2 | 15477 | New Haven Harbor Units 2, 3, & 4 | GT | KER | NG | OIL COMBUSTION (GAS) TURBINE | 2012-05-30 04:00 | PSEG New Haven, LLC | PSEG-NH | CT | 09 | CT | CT | 6156 | 43.2 | 48.6 | 48.6 | 43.2 | 0
15484 | THOMAS A. WATSON UNIT #1 | 12500 | Thomas A. Watson | GT | NG | DFO | GAS/OIL COMBUSTION (GAS) TURBINE | 2009-04-22 04:00 | Braintree Electric Light Department, Town of | BELD | MA | 21 | SEMA | SEMA | 1660 | 52.6 | 57.4 | 57.4 | 52.6 | 0
15485 | THOMAS A. WATSON UNIT #2 | 12500 | Thomas A. Watson | GT | NG | DFO | GAS/OIL COMBUSTION (GAS) TURBINE | 2009-04-14 04:00 | Braintree Electric Light Department, Town of | BELD | MA | 21 | SEMA | SEMA | 1660 | 52.6 | 57.4 | 57.4 | 52.6 | 0
15488 | MIDDLETON BUILDING SUPPLY |  | No Resource (1) | ST | WDS |  | BIO/REFUSE | 2008-10-01 04:00 | Public Service Company of New Hampshire | PSNH | NH | 17 | NH | NH |  | 0 | 0 | 0 | 0 | 0
15509 | PLAINFIELD RENEWABLE ENERGY | 15509 | Plainfield Renewable Energy | ST | WDS | OBS | BIO/REFUSE | 2013-12-12 05:00 | Plainfield Renewable Energy, LLC | PRE | CT | 15 | CT | CT |  | 0 | 0 | 0 | 0 | 0
15617 | MORETOWN LFGTE | 35728 | Moretown LG | IC | LFG |  | BIO/REFUSE | 2008-12-01 05:00 | Green Mountain Power Corporation | GMP | VT | 23 | VT | VT | 56891 | 3.017 | 3.008 | 3.008 | 3.017 | 0
15706 | BEAVER RIDGE WIND | 37072 | Beaver_Ridge_Wind | WT | WND |  | WIND TURBINE | 2008-10-15 04:00 | New Hampshire Electric Cooperative, Inc. | NHEC | ME | 27 | ME | ME | 57130 | 0.404 | 1.178 | 1.178 | 0.404 | -0.032
15787 | WORONOCO HYDRO LLC | 37077 | Woronoco Hydro LLC | HDR | WAT |  | HYDRO (DAILY CYCLE - RUN OF RIVER) | 2008-11-01 04:00 | Swift River Trading Company LLC | SRTC | MA | 13 | WMA | WCMA | 50166 | 0.586 | 1.483 | 1.483 | 0.586 | 0.493
15940 | DARTMOUTH CT GENERATOR 3 | 15415 | Dartmouth Power Expansion | GT | NG | DFO | GAS/OIL COMBUSTION (GAS) TURBINE | 2009-08-12 04:00 | Consolidated Edison Energy, Inc | CEEI | MA | 05 | SEMA | SEMA | 52026 | 19.578 | 21.778 | 21.778 | 19.578 | -0.727
15998 | CROSSROADS LANDFILL | 14663 | WMRE Crossroads | IC | LFG |  | BIO/REFUSE | 2008-12-31 05:00 | Energy America LLC | NRGA | ME | 25 | ME | ME | 57016 | 2.984 | 2.806 | 2.806 | 2.984 | 0.69
16089 | TURNERS FALLS HYDRO LLC |  | No Resource (1) | HDR | WAT |  | HYDRO (DAILY CYCLE - RUN OF RIVER) | 2009-02-01 05:00 | Swift River Trading Company LLC | SRTC | MA | 11 | WMA | WCMA |  | 0 | 0 | 0 | 0 | 0
16183 | RICHEY WOODWORKING WIND QF |  | No Resource (1) | WT | WND |  | WIND TURBINE | 2009-02-18 05:00 | Massachusetts Electric Company | MEC | MA | 09 | BOSTON | NEMA |  | 0 | 0 | 0 | 0 | 0
16188 | WILSON HOLDINGS LLC - PV QF |  | No Resource (1) | PV | SUN |  | PHOTOVOLTAIC | 2009-02-24 05:00 | Massachusetts Electric Company | MEC | MA | 27 | CMA/NEMA | WCMA |  | 0 | 0 | 0 | 0 | 0
16233 | CITY OF MEDFORD WIND QF |  | No Resource (1) | WT | WND |  | WIND TURBINE | 2009-02-27 05:00 | Massachusetts Electric Company | MEC | MA | 17 | BOSTON | NEMA |  | 0 | 0 | 0 | 0 | 0
16234 | CONSTELLATION-MAJILITE PV QF |  | No Resource (1) | PV | SUN |  | PHOTOVOLTAIC | 2009-02-27 05:00 | Massachusetts Electric Company | MEC | MA | 17 | CMA/NEMA | WCMA |  | 0 | 0 | 0 | 0 | 0
16294 | TOWN OF PORTSMOUTH RI WIND QF |  | No Resource (1) | WT | WND |  | WIND TURBINE | 2009-03-21 04:00 | The Narragansett Electric Company | NEC | RI | 05 | RI | RI |  | 0 | 0 | 0 | 0 | 0
16295 | PPL VEAZIE | 16295 | PPL Veazie | HDR | WAT |  | HYDRO (DAILY CYCLE - RUN OF RIVER) | 1911-01-01 05:00 | Black Bear HVGW, LLC | BBHVGW | ME | 19 | BHE | ME | 1479 | 0 | 8.037 | 8.037 | 0 | -6.573
16296 | MILFORD HYDRO | 16296 | Milford Hydro | HDR | WAT |  | HYDRO (DAILY CYCLE - RUN OF RIVER) | 1911-01-01 05:00 | Black Bear Hydro Partners, LLC | BBHP | ME | 19 | BHE | ME | 1475 | 6.537 | 7.202 | 7.202 | 6.537 | 0.984
16331 | QUARRY ENERGY PROJECT |  | No Resource (1) | IC | LFG |  | BIO/REFUSE | 2009-04-03 04:00 | Massachusetts Electric Company | MEC | MA | 21 | SEMA | SEMA |  | 0.378 | 0.384 | 0.384 | 0.378 | -0.002
16332 | BARTLETTS OCEAN VIEW FARM WIND |  | No Resource (1) | WT | WND |  | WIND TURBINE | 2009-04-03 04:00 | Massachusetts Electric Company | MEC | RI | 05 | SEMA | SEMA |  | 0 | 0 | 0 | 0 | 0
16386 | NATURE'SCLASSROOM-01507WT100NM |  | No Resource (1) | WT | WND |  | WIND TURBINE | 2009-04-24 04:00 | Massachusetts Electric Company | MEC | MA | 27 | CMA/NEMA | WCMA |  | 0 | 0 | 0 | 0 | 0
16523 | STILLWATER | 16523 | Stillwater | HDR | WAT |  | HYDRO (DAILY CYCLE - RUN OF RIVER) | 1911-01-01 05:00 | Black Bear Hydro Partners, LLC | BBHP | ME | 19 | BHE | ME | 1478 | 1.314 | 1.58 | 1.58 | 1.314 | -0.332
16524 | HOWLAND | 16524 | Howland | HDR | WAT |  | HYDRO (DAILY CYCLE - RUN OF RIVER) | 1911-01-01 05:00 | Black Bear HVGW, LLC | BBHVGW | ME | 19 | BHE | ME | 1472 | 1.183 | 1.443 | 1.443 | 1.183 | 0.514
16525 | MEDWAY | 16525 | Medway | HDR | WAT |  | HYDRO (DAILY CYCLE - RUN OF RIVER) | 1911-01-01 05:00 | Black Bear Hydro Partners, LLC | BBHP | ME | 19 | BHE | ME | 55288 | 3.506 | 3.991 | 3.991 | 3.506 | 0.342
16612 | STETSON II WIND FARM |  | No Resource (1) | WT | WND |  | WIND TURBINE | 2010-03-12 05:00 | Stetson Wind II, LLC. | STET2 | ME | 29 | BHE | ME | 56991 | 2.575 | 4.424 | 4.424 | 2.575 | 0.334
16614 | BERKSHIRE WIND POWER PROJECT | 14661 | Berkshire Wind Power Project | WT | WND |  | WIND TURBINE | 2011-05-28 04:00 | Massachusetts Municipal Wholesale Electric Company | MMWEC | MA | 03 | WMA | WCMA | 57721 | 2.231 | 5.106 | 5.106 | 2.231 | 0.693
16631 | VICTORY ROAD DORCHESTER PV | 16631 | Victory Road Dorchester PV | PV | SUN |  | PHOTOVOLTAIC | 2011-12-22 05:00 | Massachusetts Electric Company | MEC | MA | 25 | BOSTON | NEMA |  | 0.499 | 0 | 0 | 0.499 | -0.029
16640 | HILLDALE AVE HAVERHILL PV | 16640 | Hilldale Ave Haverhill PV | PV | SUN |  | PHOTOVOLTAIC | 2011-02-15 05:00 | Massachusetts Electric Company | MEC | MA | 09 | BOSTON | NEMA |  | 0.335 | 0 | 0 | 0.335 | -0.016
16642 | RAILROAD AVENUE REVERE PV | 16642 | Railroad Street Revere PV | PV | SUN |  | PHOTOVOLTAIC | 2011-02-16 05:00 | Massachusetts Electric Company | MEC | MA | 25 | BOSTON | NEMA |  | 0.292 | 0 | 0 | 0.292 | -0.024
16643 | ROVER STREET EVERETT PV | 16643 | Rover Street Everett PV | PV | SUN |  | PHOTOVOLTAIC | 2011-02-18 05:00 | Massachusetts Electric Company | MEC | MA | 17 | BOSTON | NEMA |  | 0.222 | 0 | 0 | 0.222 | -0.012
16644 | MAIN STREET WHITINSVILLE PV | 16644 | Main Street Whitinsville PV | PV | SUN |  | PHOTOVOLTAIC | 2010-07-01 04:00 | Massachusetts Electric Company | MEC | MA | 27 | RI | SEMA |  | 0.267 | 0 | 0 | 0.267 | -0.024
16659 | IPSWICH WIND FARM 1 | 16659 | Ipswich Wind Farm 1 | WT | WND |  | WIND TURBINE | 2011-07-26 04:00 | Ipswich Municipal Light Department | IMLD | MA | 09 | BOSTON | NEMA | 57855 | 0.178 | 0.291 | 0.291 | 0.178 | 0.04
16675 | FOX ISLAND WIND | 16675 | Fox Island Wind | WT | WND |  | WIND TURBINE | 2009-09-01 04:00 | Vermont Public Power Supply Authority | VPPSA | ME | 13 | ME | ME | 57354 | 0 | 0.016 | 0.016 | 0 | 0
16738 | DOMINION BRIDGEPORT FUEL CELL | 16738 | BFCP Fuel Cell | FC | NG |  | GAS FUEL CELL | 2013-12-22 05:00 | Dominion Energy Marketing, Inc. | DEM | CT | 01 | SWCT | CT |  | 10.923 | 10.923 |  | 14.817 | 14.817
16926 | THUNDERMIST HYDRO QF | 37120 | Thundermist Hydropower | HDR | WAT |  | HYDRO (DAILY CYCLE - RUN OF RIVER) | 2009-09-19 04:00 | The Narragansett Electric Company | NEC | RI | 07 | RI | RI | 54688 | 0.192 | 0.703 | 0.703 | 0.192 | 0.192
17023 | NE ENGRS MIDDLETOWN RI WIND QF |  | No Resource (1) | WT | WND |  | WIND TURBINE | 2009-10-29 04:00 | The Narragansett Electric Company | NEC | RI | 05 | SEMA | RI |  | 0 | 0 | 0 | 0 | 0
17044 | DEVON 16 | 12504 | Devon 15-18 | GT | KER | NG | OIL COMBUSTION (GAS) TURBINE | 2010-06-28 04:00 | GenConn Energy LLC | GCE | CT | 09 | SWCT | CT | 57070 | 46.9 | 49.2 | 49.2 | 46.9 | 0
17045 | DEVON 17 | 12504 | Devon 15-18 | GT | KER | NG | OIL COMBUSTION (GAS) TURBINE | 2010-06-15 04:00 | GenConn Energy LLC | GCE | CT | 09 | SWCT | CT | 57070 | 46.9 | 49.2 | 49.2 | 46.9 | 0
17046 | DEVON 18 | 12504 | Devon 15-18 | GT | KER | NG | OIL COMBUSTION (GAS) TURBINE | 2010-06-09 04:00 | GenConn Energy LLC | GCE | CT | 09 | SWCT | CT | 57070 | 46.9 | 49.2 | 49.2 | 46.9 | 0
17085 | AMERESCO-NEWBURYPORT DPW PV QF |  | No Resource (1) | PV | SUN |  | PHOTOVOLTAIC | 2009-11-25 05:00 | Massachusetts Electric Company | MEC | MA | 09 | BOSTON | NEMA |  | 0.032 | 0 | 0 | 0.032 | -0.002
17086 | AMERESCO-NEWBRYPT NOCK MS PVQF |  | No Resource (1) | PV | SUN |  | PHOTOVOLTAIC | 2009-11-25 05:00 | Massachusetts Electric Company | MEC | MA | 09 | BOSTON | NEMA |  | 0.073 | 0 | 0 | 0.073 | -0.014
17128 | OTIS_AF_WIND_TURBINE |  | No Resource (1) | WT | WND |  | WIND TURBINE | 2009-12-28 05:00 | NSTAR Electric Company | NSTAR | MA | 01 | SEMA | SEMA | 57253 | 0.292 | 0.232 | 0.232 | 0.292 | 0.158
17194 | TOWN_OF_FALMOUTH_WIND_TURBINE |  | No Resource (1) | WT | WND |  | WIND TURBINE | 2010-02-10 05:00 | NSTAR Electric Company | NSTAR | MA | 01 | SEMA | SEMA | 57654 | 0.354 | 0.53 | 0.53 | 0.354 | 0.174
17223 | SUGAR RIVER 2 | 17359 | Sugar River 2 | HDR | WAT |  | HYDRO (DAILY CYCLE - RUN OF RIVER) | 2010-03-08 05:00 | Public Service Company of New Hampshire | PSNH | NH | 19 | NH | NH |  | 0 | 0 | 0 | 0 | 0
17229 | MOUNT ST MARY-WRENTHAM MA WIND |  | No Resource (1) | WT | WND |  | WIND TURBINE | 2010-03-15 04:00 | Massachusetts Electric Company | MEC | MA | 21 | RI | SEMA |  | 0.004 | 0.006 | 0.006 | 0.004 | 0.001
17233 | RAINBOW UNIT 1 | 35658 | Rainbow_1 | HDP | WAT |  | HYDRO (DAILY CYCLE - PONDAGE) | 1980-01-01 05:00 | Connecticut Light and Power Company, The | CLP | CT | 03 | CT | CT | 559 | 4.1 | 4.1 | 4.1 | 4.1 | 0
17234 | RAINBOW UNIT 2 | 35656 | Rainbow_2 | HDP | WAT |  | HYDRO (DAILY CYCLE - PONDAGE) | 1980-01-01 05:00 | Connecticut Light and Power Company, The | CLP | CT | 03 | CT | CT | 559 | 4.1 | 4.1 | 4.1 | 4.1 | 0
17259 | SEAMAN ENERGY LLC | 35442 | Seaman Energy | IC | LFG |  | BIO/REFUSE | 2010-03-31 04:00 | Templeton Municipal Lighting Plant | TTMLP | MA | 27 | WMA | WCMA |  | 0.316 | 0.29 | 0.29 | 0.316 | 0.009
35379 | SPAULDING POND HYDRO | 35594 | Spaulding Pond Hydro | HDR | WAT |  | HYDRO (DAILY CYCLE - RUN OF RIVER) | 2010-05-01 04:00 | Public Service Company of New Hampshire | PSNH | NH | 17 | NH | NH |  | 0.063 | 0.202 | 0.202 | 0.063 | 0.063
35555 | GMCW | 35555 | GMCW | WT | WND |  | WIND TURBINE | 2012-12-31 05:00 | Burlington Electric Department | BED | VT | 15 | VT | VT | 58238 | 0.85 | 1.272 | 1.272 | 0.85 | -1.79
35693 | SPRUCE MOUNTAIN WIND | 35693 | Spruce Mountain Wind | WT | WND |  | WIND TURBINE | 2011-12-21 05:00 | Spruce Mountain Wind, LLC | SPRUCE | ME | 17 | ME | ME | 58026 | 2.333 | 6.234 | 6.234 | 2.333 | -0.039
35979 | KINGDOM COMMUNITY WIND | 35979 | Kingdom Community Wind | WT | WND |  | WIND TURBINE | 2012-11-16 05:00 | Green Mountain Power Corporation | GMP | VT | 17 | VT | VT | 57979 | 9.76 | 9.625 | 9.625 | 9.76 | -2.77
36882 | NOTUS WIND I |  | No Resource (1) | WT | WND |  | WIND TURBINE | 2010-06-23 04:00 | NSTAR Electric Company | NSTAR | MA | 01 | SEMA | SEMA | 57414 | 0.372 | 0.425 | 0.425 | 0.372 | 0.198
37050 | GROTON WIND | 37050 | Groton Wind Project | WT | WND |  | WIND TURBINE | 2012-12-28 05:00 | Iberdrola Renewables, LLC | IR | NH | 09 | NH | NH | 58141 | 6.414 | 10.32 | 10.32 | 6.414 | -3.337
37073 | SOUTHBRIDGE LANDFILL | 37073 | Southbridge Landfill Gas to Energy | IC | LFG |  | BIO/REFUSE | 2012-02-15 05:00 | NextEra Energy Power Marketing, LLC | FPLP | MA | 27 | CMA/NEMA | WCMA |  | 1.278 | 1.4 | 1.4 | 1.278 | 0
37175 | ROLLINS WIND PLANT |  | No Resource (1) | WT | WND |  | WIND TURBINE | 2011-07-26 04:00 | Evergreen Wind Power III, LLC | EWP3 | ME | 19 | BHE | ME | 56990 | 7.774 | 13.452 | 13.452 | 7.774 | 1.952
37224 | PATRIOT PL. D FOXBORO MA PV |  | No Resource (1) | PV | SUN |  | PHOTOVOLTAIC | 2010-10-01 04:00 | Massachusetts Electric Company | MEC | MA | 21 | RI | SEMA |  | 0.036 | 0 | 0 | 0.036 | 0.004
37225 | PATRIOT PL. E FOXBORO MA PV |  | No Resource (1) | PV | SUN |  | PHOTOVOLTAIC | 2010-10-01 04:00 | Massachusetts Electric Company | MEC | MA | 21 | RI | SEMA |  | 0 | 0 | 0 | 0 | 0
37226 | PATRIOT PL. F FOXBORO MA PV |  | No Resource (1) | PV | SUN |  | PHOTOVOLTAIC | 2010-10-01 04:00 | Massachusetts Electric Company | MEC | MA | 21 | RI | SEMA |  | 0.039 | 0 | 0 | 0.039 | 0.007
37227 | PATRIOT PL. H FOXBORO MA PV |  | No Resource (1) | PV | SUN |  | PHOTOVOLTAIC | 2010-10-01 04:00 | Massachusetts Electric Company | MEC | MA | 21 | RI | SEMA |  | 0.02 | 0 | 0 | 0.02 | -0.003
37228 | PATRIOT PL. J FOXBORO MA PV |  | No Resource (1) | PV | SUN |  | PHOTOVOLTAIC | 2010-10-01 04:00 | Massachusetts Electric Company | MEC | MA | 21 | RI | SEMA |  | 0.033 | 0 | 0 | 0.033 | 0.001
37229 | PATRIOT PL. K FOXBORO MA PV |  | No Resource (1) | PV | SUN |  | PHOTOVOLTAIC | 2010-10-01 04:00 | Massachusetts Electric Company | MEC | MA | 21 | RI | SEMA |  | 0.032 | 0 | 0 | 0.032 | 0
37230 | UNITED NAT. FOODS PROV. RI PV |  | No Resource (1) | PV | SUN |  | PHOTOVOLTAIC | 2010-10-01 04:00 | The Narragansett Electric Company | NEC | RI | 07 | RI | RI |  | 0 | 0 | 0 | 0 | -0.006
37266 | CARLSON ORCH HARVARD MA PV |  | No Resource (1) | PV | SUN |  | PHOTOVOLTAIC | 2010-11-01 04:00 | Massachusetts Electric Company | MEC | MA | 27 | CMA/NEMA | WCMA |  | 0.088 | 0 | 0 | 0.088 | -0.005
37267 | SPRUCE ENV HAVERHILL MA PV |  | No Resource (1) | PV | SUN |  | PHOTOVOLTAIC | 2010-11-01 04:00 | Massachusetts Electric Company | MEC | MA | 09 | BOSTON | NEMA |  | 0 | 0 | 0 | 0 | 0
37366 | MIDDLETOWN 13 | 12505 | Middletown 12-15 | GT | KER | NG | OIL COMBUSTION (GAS) TURBINE | 2011-06-23 04:00 | GenConn Energy LLC | GCE | CT | 07 | CT | CT | 57068 | 46.9 | 49.2 | 49.2 | 46.9 | 0
37367 | MIDDLETOWN 14 | 12505 | Middletown 12-15 | GT | KER | NG | OIL COMBUSTION (GAS) TURBINE | 2011-06-01 04:00 | GenConn Energy LLC | GCE | CT | 07 | CT | CT | 57068 | 46.9 | 49.2 | 49.2 | 46.9 | 0
37368 | MIDDLETOWN 15 | 12505 | Middletown 12-15 | GT | KER | NG | OIL COMBUSTION (GAS) TURBINE | 2011-06-01 04:00 | GenConn Energy LLC | GCE | CT | 07 | CT | CT | 57068 | 46.9 | 49.2 | 49.2 | 46.9 | 0
37721 | ROYAL MILLS WARWICK RI HYDRO |  | No Resource (1) | HDR | WAT |  | HYDRO (DAILY CYCLE - RUN OF RIVER) | 2010-12-01 05:00 | The Narragansett Electric Company | NEC | RI | 03 | RI | RI |  | 0 | 0 | 0 | 0 | 0
37722 | SILVER LAKE SOLAR PV FACILITY | 37051 | Silver lake PV | PV | SUN |  | PHOTOVOLTAIC | 2010-12-06 05:00 | Western Massachusetts Electric Company | WMECO | MA | 03 | WMA | WCMA |  | 0.682 | 0 | 0 | 0.682 | -0.074
37751 | NM-UNISTRESS |  | No Resource (1) | PV | SUN |  | PHOTOVOLTAIC | 2011-01-01 05:00 | Western Massachusetts Electric Company | WMECO | MA | 03 | WMA | WCMA |  | 0 | 0 | 0 | 0 | 0
37752 | NM-COUNTRY |  | No Resource (1) | PV | SUN |  | PHOTOVOLTAIC | 2011-01-01 05:00 | Western Massachusetts Electric Company | WMECO | MA | 03 | WMA | WCMA |  | 0 | 0 | 0 | 0 | 0
37753 | NM-HANCOCK |  | No Resource (1) | PV | SUN |  | PHOTOVOLTAIC | 2011-01-01 05:00 | Western Massachusetts Electric Company | WMECO | MA | 03 | WMA | WCMA |  | 0.007 | 0 | 0 | 0.007 | 0.007
37754 | NM-QUALITY |  | No Resource (1) | PV | SUN |  | PHOTOVOLTAIC | 2011-01-01 05:00 | Western Massachusetts Electric Company | WMECO | MA | 03 | WMA | WCMA |  | 0 | 0 | 0 | 0 | 0
37755 | NM-WOOD |  | No Resource (1) | PV | SUN |  | PHOTOVOLTAIC | 2011-01-01 05:00 | Western Massachusetts Electric Company | WMECO | MA | 11 | WMA | WCMA |  | 0.012 | 0 | 0 | 0.012 | 0
37756 | NM-FOURSTAR |  | No Resource (1) | PV | SUN |  | PHOTOVOLTAIC | 2011-01-01 05:00 | Western Massachusetts Electric Company | WMECO | MA | 11 | WMA | WCMA |  | 0.021 | 0 | 0 | 0.021 | 0.002
37757 | NM-ASTRO |  | No Resource (1) | PV | SUN |  | PHOTOVOLTAIC | 2011-01-01 05:00 | Western Massachusetts Electric Company | WMECO | MA | 13 | WMA | WCMA |  | 0 | 0 | 0 | 0 | 0
37758 | NM-MARLEY |  | No Resource (1) | PV | SUN |  | PHOTOVOLTAIC | 2011-01-01 05:00 | Western Massachusetts Electric Company | WMECO | MA | 15 | WMA | WCMA |  | 0 | 0 | 0 | 0 | 0
37759 | NM-STONE |  | No Resource (1) | WT | WND |  | WIND TURBINE | 2011-01-01 05:00 | Western Massachusetts Electric Company | WMECO | MA | 03 | WMA | WCMA |  | 0 | 0.035 | 0.035 | 0 | 0
37760 | NM-RIVERVIEW |  | No Resource (1) | PV | SUN |  | PHOTOVOLTAIC | 2011-01-01 05:00 | Western Massachusetts Electric Company | WMECO | MA | 03 | WMA | WCMA |  | 0 | 0 | 0 | 0 | 0
37761 | NM-PETRICCA |  | No Resource (1) | PV | SUN |  | PHOTOVOLTAIC | 2011-01-01 05:00 | Western Massachusetts Electric Company | WMECO | MA | 03 | WMA | WCMA |  | 0 | 0 | 0 | 0 | 0
37823 | INDIAN RIVER POWER SUPPLY LLC | 37079 | Indian River Power Supply LLC | HDR | WAT |  | HYDRO (DAILY CYCLE - RUN OF RIVER) | 2011-02-01 05:00 | Swift River Trading Company LLC | SRTC | MA | 13 | WMA | WCMA |  | 0.184 | 0.486 | 0.486 | 0.184 | 0.184
37954 | BLOUNT SEA FALL RIVER MA PV |  | No Resource (1) | PV | SUN |  | PHOTOVOLTAIC | 2011-03-16 04:00 | Massachusetts Electric Company | MEC | MA | 05 | SEMA | SEMA |  | 0 | 0 | 0 | 0 | 0
37955 | TRANS MED TYNGSBORO MA PV |  | No Resource (1) | PV | SUN |  | PHOTOVOLTAIC | 2011-03-16 04:00 | Massachusetts Electric Company | MEC | MA | 17 | CMA/NEMA | WCMA |  | 0.025 | 0 | 0 | 0.025 | 0.01
37956 | PH HENBIL BILLERICA MA PV |  | No Resource (1) | PV | SUN |  | PHOTOVOLTAIC | 2011-03-16 04:00 | Massachusetts Electric Company | MEC | MA | 17 | CMA/NEMA | WCMA |  | 0.008 | 0 | 0 | 0.008 | -0.002
37957 | CHELM WTR N CHELMSFORD MA PV |  | No Resource (1) | PV | SUN |  | PHOTOVOLTAIC | 2011-03-16 04:00 | Massachusetts Electric Company | MEC | MA | 17 | CMA/NEMA | WCMA |  | 0.046 | 0 | 0 | 0.046 | 0.004
37958 | PETER W ELEM LOWELL MA PV |  | No Resource (1) | PV | SUN |  | PHOTOVOLTAIC | 2011-03-16 04:00 | Massachusetts Electric Company | MEC | MA | 17 | CMA/NEMA | WCMA |  | 0.014 | 0 | 0 | 0.014 | 0.002
37959 | CIRCLE FIN NEWBURYPORT MA PV |  | No Resource (1) | PV | SUN |  | PHOTOVOLTAIC | 2011-03-16 04:00 | Massachusetts Electric Company | MEC | MA | 09 | BOSTON | NEMA |  | 0 | 0 | 0 | 0 | 0
37965 | BIO-DETEK PAWTUCKET RI PV |  | No Resource (1) | PV | SUN |  | PHOTOVOLTAIC | 2011-03-21 04:00 | The Narragansett Electric Company | NEC | RI | 07 | RI | RI |  | 0 | 0 | 0 | 0 | 0
37966 | LTI HARVARD AP HARVARD MA PV |  | No Resource (1) | PV | SUN |  | PHOTOVOLTAIC | 2011-03-21 04:00 | Massachusetts Electric Company | MEC | MA | 27 | CMA/NEMA | WCMA |  | 0 | 0 | 0 | 0 | -0.025
37967 | HILLSIDE MARLBOROUGH MA PV |  | No Resource (1) | PV | SUN |  | PHOTOVOLTAIC | 2011-03-21 04:00 | Massachusetts Electric Company | MEC | MA | 17 | CMA/NEMA | WCMA |  | 0 | 0 | 0 | 0 | -0.007
37968 | LOW MEM AUD LOWELL MA PV |  | No Resource (1) | PV | SUN |  | PHOTOVOLTAIC | 2011-03-21 04:00 | Massachusetts Electric Company | MEC | MA | 17 | CMA/NEMA | WCMA |  | 0.026 | 0 | 0 | 0.026 | -0.001
37972 | DARTMOUTHBUSPARK_PV_ID1592 |  | No Resource (1) | PV | SUN |  | PHOTOVOLTAIC | 2011-03-23 04:00 | NSTAR Electric Company | NSTAR | MA | 05 | SEMA | SEMA | 57473 | 0.651 | 0 | 0 | 0.651 | -0.028
37973 | GENERAL MILLS METHUEN MA PV |  | No Resource (1) | PV | SUN |  | PHOTOVOLTAIC | 2011-03-24 04:00 | Massachusetts Electric Company | MEC | MA | 09 | BOSTON | NEMA |  | 0.013 | 0 | 0 | 0.013 | 0.001
38083 | ORONO B HYDRO | 38083 | Orono "B" Hydro | HDR | WAT |  | HYDRO (DAILY CYCLE - RUN OF RIVER) | 2013-10-01 04:00 | Black Bear SO, LLC | BBSO | ME | 19 | BHE | ME | 57184 | 3.429 | 3.64 | 3.64 | 3.429 | 3.429
38084 | STILLWATER B HYDRO | 38084 | Stillwater "B" Hydro | HDR | WAT |  | HYDRO (DAILY CYCLE - RUN OF RIVER) | 2013-09-20 04:00 | Black Bear SO, LLC | BBSO | ME | 19 | BHE | ME | 1478 | 1.967 | 2.151 | 2.151 | 1.967 | 1.967
39663 | BARNSTABLE_DPW_ID1545 |  | No Resource (1) | WT | WND |  | WIND TURBINE | 2011-08-01 04:00 | NSTAR Electric Company | NSTAR | MA | 01 | SEMA | SEMA |  | 0.298 | 0.023 | 0.023 | 0.298 | -0.045
39664 | DART_BLDG_SUPPLY_ID1470 |  | No Resource (1) | PV | SUN |  | PHOTOVOLTAIC | 2011-08-01 04:00 | NSTAR Electric Company | NSTAR | MA | 05 | SEMA | SEMA |  | 0.041 | 0 | 0 | 0.041 | -0.001
39665 | YARMOUTH _DPW_ID1740 |  | No Resource (1) | PV | SUN |  | PHOTOVOLTAIC | 2011-08-01 04:00 | NSTAR Electric Company | NSTAR | MA | 01 | SEMA | SEMA |  | 0.101 | 0 | 0 | 0.101 | 0.029
39675 | TURKEY HILL |  | No Resource (1) | PV | SUN |  | PHOTOVOLTAIC | 2011-08-01 04:00 | Fitchburg Gas & Electric Light Company | FGE | MA | 27 | CMA/NEMA | WCMA |  | 0.013 | 0 | 0 | 0.013 | 0.003
39717 | HI GEAR |  | No Resource (1) | PV | SUN |  | PHOTOVOLTAIC | 2011-10-01 04:00 | Fitchburg Gas & Electric Light Company | FGE | MA | 27 | WMA | WCMA |  | 0.1 | 0 | 0 | 0.1 | 0.001
39722 | GTR_BOSTON_FOODBANKS_ID1628 |  | No Resource (1) | PV | SUN |  | PHOTOVOLTAIC | 2011-10-17 04:00 | NSTAR Electric Company | NSTAR | MA | 25 | BOSTON | NEMA |  | 0.083 | 0 | 0 | 0.083 | -0.001
39724 | EASTERN_AVE_HOLDINGS_PV_ID1652 |  | No Resource (1) | PV | SUN |  | PHOTOVOLTAIC | 2011-10-17 04:00 | NSTAR Electric Company | NSTAR | MA | 25 | BOSTON | NEMA |  | 0.082 | 0 | 0 | 0.082 | -0.003
39738 | MWRA_LORING_RD_ID1400 |  | No Resource (1) | HDR | WAT |  | HYDRO (DAILY CYCLE - RUN OF RIVER) | 2011-11-01 04:00 | NSTAR Electric Company | NSTAR | MA | 17 | BOSTON | NEMA |  | 0.176 | 0.094 | 0.094 | 0.176 | 0.024
39992 | OTIS_WT_AFCEE_ID1692 |  | No Resource (1) | WT | WND |  | WIND TURBINE | 2011-11-28 05:00 | NSTAR Electric Company | NSTAR | MA | 01 | SEMA | SEMA | 57253 | 0.413 | 0.456 | 0.456 | 0.413 | 0.413
40015 | INDIAN ORCHARD SOLAR FACILITY | 38081 | Indian Orchard Solar PV | PV | SUN |  | PHOTOVOLTAIC | 2011-12-01 05:00 | Western Massachusetts Electric Company | WMECO | MA | 13 | WMA | WCMA | 57674 | 0.879 | 0 | 0 | 0.879 | -0.021
40050 | EXETER AGRI ENERGY |  | No Resource (1) | IC | OBG |  | BIO/REFUSE | 2011-12-19 05:00 | Vermont Public Power Supply Authority | VPPSA | ME | 19 | BHE | ME |  | 0.897 | 0.921 | 0.921 | 0.897 | 0.199
40052 | NEW HAVEN HARBOR UNIT 3 | 15477 | New Haven Harbor Units 2, 3, & 4 | GT | KER | NG | OIL COMBUSTION (GAS) TURBINE | 2012-05-30 04:00 | PSEG New Haven, LLC | PSEG-NH | CT | 09 | CT | CT | 6156 | 43.2 | 48.6 | 48.6 | 43.2 | 0
40053 | NEW HAVEN HARBOR UNIT 4 | 15477 | New Haven Harbor Units 2, 3, & 4 | GT | KER | NG | OIL COMBUSTION (GAS) TURBINE | 2012-05-30 04:00 | PSEG New Haven, LLC | PSEG-NH | CT | 09 | CT | CT | 6156 | 43.2 | 48.6 | 48.6 | 43.2 | 0
40054 | JOHNSTON LFG TURBINE PLANT | 14599 | Rhode Island LFG Genco, LLC - ST | CC | LFG |  | BIO/REFUSE | 2013-05-25 04:00 | Rhode Island Engine Genco, LLC | RRIG | RI | 07 | RI | RI |  | 0 | 0 | 0 | 0 | -32
40066 | OLDBARNST_RD_MASHPEE_PV_ID1798 |  | No Resource (1) | PV | SUN |  | PHOTOVOLTAIC | 2012-01-16 05:00 | NSTAR Electric Company | NSTAR | MA | 01 | SEMA | SEMA |  | 0.118 | 0 | 0 | 0.118 | -0.002
40067 | MARION_DR_KINGSTON_WT_ID1656 |  | No Resource (1) | WT | WND |  | WIND TURBINE | 2012-01-16 05:00 | NSTAR Electric Company | NSTAR | MA | 23 | SEMA | SEMA |  | 0.882 | 0.638 | 0.638 | 0.882 | 0.494
40085 | QUABBIN 1_ORANGE MA PV NET |  | No Resource (1) | PV | SUN |  | PHOTOVOLTAIC | 2012-01-25 05:00 | Massachusetts Electric Company | MEC | MA | 11 | WMA | WCMA |  | 0 | 0 | 0 | 0 | 0
40086 | QUABBIN 2_ORANGE MA PV NET |  | No Resource (1) | PV | SUN |  | PHOTOVOLTAIC | 2012-01-25 05:00 | Massachusetts Electric Company | MEC | MA | 11 | WMA | WCMA |  | 0 | 0 | 0 | 0 | 0
40116 | DELAWARE VALLEY CORP PV |  | No Resource (1) | PV | SUN |  | PHOTOVOLTAIC | 2012-01-31 05:00 | Massachusetts Electric Company | MEC | MA | 17 | CMA/NEMA | WCMA |  | 0 | 0 | 0 | 0 | 0
40119 | WORCESTER STATE COLLEGE PV |  | No Resource (1) | PV | SUN |  | PHOTOVOLTAIC | 2012-01-31 05:00 | Massachusetts Electric Company | MEC | MA | 27 | CMA/NEMA | WCMA |  | 0 | 0 | 0 | 0 | 0
40137 | BERKSHIRE EAST WIND |  | No Resource (1) | WT | WND |  | WIND TURBINE | 2012-02-03 05:00 | Massachusetts Electric Company | MEC | MA | 11 | WMA | WCMA |  | 0.301 | 0 | 0 | 0.301 | 0.284
40176 | NFM SOLAR POWER, LLC | 38078 | NFM Solar Power, LLC | PV | SUN |  | PHOTOVOLTAIC | 2012-02-18 05:00 | GDF Suez Energy Marketing NA, Inc. | SUEZ | MA | 11 | WMA | WCMA | 58210 | 0.607 | 0 | 0 | 0.607 | -0.105
40194 | MICRON |  | No Resource (1) | PV | SUN |  | PHOTOVOLTAIC | 2012-03-01 05:00 | Fitchburg Gas & Electric Light Company | FGE | MA | 27 | WMA | WCMA |  | 0 | 0 | 0 | 0 | 0
40207 | KEZAR UPPER FALLS | 786 | KEZAR LEDGEMERE COMPOSITE | HDR | WAT |  | HYDRO (DAILY CYCLE - RUN OF RIVER) | 2012-03-01 05:00 | NextEra Energy Power Marketing, LLC | FPLP | ME | 31 | SME | ME |  | 0.254 | 0.341 | 0.341 | 0.254 | 0.174
40208 | KEZAR LOWER FALLS | 786 | KEZAR LEDGEMERE COMPOSITE | HDR | WAT |  | HYDRO (DAILY CYCLE - RUN OF RIVER) | 2012-03-01 05:00 | NextEra Energy Power Marketing, LLC | FPLP | ME | 31 | SME | ME |  | 0.436 | 0.489 | 0.489 | 0.436 | 0.294
40209 | LEDGEMERE | 786 | KEZAR LEDGEMERE COMPOSITE | HDR | WAT |  | HYDRO (DAILY CYCLE - RUN OF RIVER) | 2012-03-01 05:00 | NextEra Energy Power Marketing, LLC | FPLP | ME | 31 | SME | ME |  | 0.152 | 0.303 | 0.303 | 0.152 | 0.032
40225 | MILLIPORE PV - BILLERICA |  | No Resource (1) | PV | SUN |  | PHOTOVOLTAIC | 2012-03-21 04:00 | Massachusetts Electric Company | MEC | MA | 17 | CMA/NEMA | WCMA |  | 0 | 0 | 0 | 0 | 0
40242 | TANTASQUA JR HIGH_PV |  | No Resource (1) | PV | SUN |  | PHOTOVOLTAIC | 2012-03-30 04:00 | Massachusetts Electric Company | MEC | MA | 27 | WMA | WCMA |  | 0.008 | 0 | 0 | 0.008 | -0.008
40243 | SOLAR SHOP LLC BLDG 14_PV |  | No Resource (1) | PV | SUN |  | PHOTOVOLTAIC | 2012-03-29 04:00 | Massachusetts Electric Company | MEC | MA | 27 | RI | SEMA |  | 0.038 | 0 | 0 | 0.038 | -0.002
40244 | SOLAR SHOP LLC BLDG 10_PV |  | No Resource (1) | PV | SUN |  | PHOTOVOLTAIC | 2012-03-29 04:00 | Massachusetts Electric Company | MEC | MA | 27 | RI | SEMA |  | 0.048 | 0 | 0 | 0.048 | -0.005
40246 | HODGES BADGE CO_WIND |  | No Resource (1) | WT | WND |  | WIND TURBINE | 2012-03-30 04:00 | The Narragansett Electric Company | NEC | RI | 05 | SEMA | RI |  | 0 | 0 | 0 | 0 | 0
40247 | QUABBIN BARRE - WIND |  | No Resource (1) | WT | WND |  | WIND TURBINE | 2012-03-29 04:00 | Massachusetts Electric Company | MEC | MA | 27 | WMA | WCMA |  | 0.41 | 0 | 0 | 0.41 | -0.017
40248 | JJ CARROLL WW PLANT_PV |  | No Resource (1) | PV | SUN |  | PHOTOVOLTAIC | 2012-03-27 04:00 | Massachusetts Electric Company | MEC | MA | 27 | CMA/NEMA | WCMA |  | 0.214 | 0 | 0 | 0.214 | -0.008
40249 | WESTBORO SUITES |  | No Resource (1) | PV | SUN |  | PHOTOVOLTAIC | 2012-03-27 04:00 | Massachusetts Electric Company | MEC | MA | 27 | CMA/NEMA | WCMA |  | 0.006 | 0 | 0 | 0.006 | -0.083
40250 | SHAWS SUPER MARKET |  | No Resource (1) | PV | SUN |  | PHOTOVOLTAIC | 2012-03-28 04:00 | Massachusetts Electric Company | MEC | MA | 27 | CMA/NEMA | WCMA |  | 0 | 0 | 0 | 0 | 0
40251 | VETERAN HOMESTEAD PV |  | No Resource (1) | PV | SUN |  | PHOTOVOLTAIC | 2012-03-28 04:00 | Massachusetts Electric Company | MEC | MA | 27 | WMA | WCMA |  | 0.013 | 0 | 0 | 0.013 | -0.006
40259 | COMMERCE_PK_RD_PV_ID1871 |  | No Resource (1) | PV | SUN |  | PHOTOVOLTAIC | 2012-04-03 04:00 | NSTAR Electric Company | NSTAR | MA | 01 | SEMA | SEMA |  | 0.113 | 0 | 0 | 0.113 | -0.006
40263 | MATOUK TEXTILE WORKS |  | No Resource (1) | PV | SUN |  | PHOTOVOLTAIC | 2012-04-10 04:00 | Massachusetts Electric Company | MEC | MA | 05 | SEMA | SEMA |  | 0 | 0 | 0 | 0 | 0
40270 | TECTA AMERICA |  | No Resource (1) | PV | SUN |  | PHOTOVOLTAIC | 2012-04-10 04:00 | Massachusetts Electric Company | MEC | MA | 17 | BOSTON | WCMA |  | 0.024 | 0 | 0 | 0.024 | -0.002
40327 | FORE RIVER 11 | 1691 | FORE RIVER-1 | CC | NG |  | GAS COMBINED CYCLE | 2003-08-04 04:00 | Exelon Generation Company, LLC | EXGC | MA | 21 | SEMA | SEMA | 55317 | 362.997 | 421.5 | 421.5 | 362.997 | 18.848
40328 | FORE RIVER 12 | 1691 | FORE RIVER-1 | CC | NG |  | GAS COMBINED CYCLE | 2003-08-04 04:00 | Exelon Generation Company, LLC | EXGC | MA | 21 | SEMA | SEMA | 55317 | 362.712 | 421.5 | 421.5 | 362.712 | 18.563
40338 | MAINE INDEPENDENCE STATION 1 | 1216 | MAINE INDEPENDENCE STATION | CC | NG |  | GAS COMBINED CYCLE | 2000-05-01 04:00 | Dynegy Marketing and Trade, LLC | DMT1 | ME | 19 | BHE | ME | 55068 | 244.138 | 269.138 | 269.138 | 244.138 | 0
40339 | MAINE INDEPENDENCE STATION 2 | 1216 | MAINE INDEPENDENCE STATION | CC | NG |  | GAS COMBINED CYCLE | 2000-05-01 04:00 | Dynegy Marketing and Trade, LLC | DMT1 | ME | 19 | BHE | ME | 55068 | 244.138 | 269.138 | 269.138 | 244.138 | 0
40340 | NEXAMP CAP-WORCESTER ACADEMY |  | No Resource (1) | PV | SUN |  | PHOTOVOLTAIC | 2012-04-17 04:00 | Massachusetts Electric Company | MEC | MA | 27 | CMA/NEMA | WCMA |  | 0 | 0 | 0 | 0 | 0
40342 | VERSO BUCKSPORT G5 |  | No Resource (1) | ST | OBS | NG | BIO/REFUSE | 2012-11-15 05:00 | Verso Maine Energy LLC | VERSO | ME | 09 | BHE | ME | 50243 | 22.484 | 23.586 | 23.586 | 22.484 | -1.102
40343 | BULL HILL WIND |  | No Resource (1) | WT | WND |  | WIND TURBINE | 2012-10-27 04:00 | Blue Sky East, LLC | BSE | ME | 09 | BHE | ME | 57083 | 4.974 | 11.494 | 11.494 | 4.974 | -4.746
40365 | EAST ISLAND COMMUNITY - PV |  | No Resource (1) | PV | SUN |  | PHOTOVOLTAIC | 2012-04-25 04:00 | Massachusetts Electric Company | MEC | MA | 09 | CMA/NEMA | WCMA |  | 0.036 | 0 | 0 | 0.036 | -0.001
40482 | DURFEE UNION MILLS BLDG 9 - PV |  | No Resource (1) | PV | SUN |  | PHOTOVOLTAIC | 2012-05-04 04:00 | Massachusetts Electric Company | MEC | MA | 05 | SEMA | SEMA |  | 0 | 0 | 0 | 0 | 0
40483 | TYNGSBOROUGH SPORTS PV |  | No Resource (1) | PV | SUN |  | PHOTOVOLTAIC | 2012-05-11 04:00 | Massachusetts Electric Company | MEC | MA | 17 | CMA/NEMA | WCMA |  | 0 | 0 | 0 | 0 | 0
40484 | BANCROFT SCHOOL PV |  | No Resource (1) | PV | SUN |  | PHOTOVOLTAIC | 2012-05-11 04:00 | Massachusetts Electric Company | MEC | MA | 27 | CMA/NEMA | WCMA |  | 0 | 0 | 0 | 0 | 0
40485 | LITCHFIELD LEOMINSTER PV |  | No Resource (1) | PV | SUN |  | PHOTOVOLTAIC | 2012-05-16 04:00 | Massachusetts Electric Company | MEC | MA | 27 | WMA | WCMA |  | 0 | 0 | 0 | 0 | 0
40520 | MANCHESTER-BOSTON REGIONAL PV |  | No Resource (1) | PV | SUN |  | PHOTOVOLTAIC | 2012-05-09 04:00 | Public Service Company of New Hampshire | PSNH | NH | 11 | NH | NH |  | 0.008 | 0 | 0 | 0.008 | -0.038
40524 | MOUNT WACHUSSETT CC WIND |  | No Resource (1) | WT | WND |  | WIND TURBINE | 2012-05-11 04:00 | Massachusetts Electric Company | MEC | MA | 27 | WMA | WCMA |  | 0 | 0 | 0 | 0 | 0
40555 | BLACKCOMB WORC MA PV |  | No Resource (1) | PV | SUN |  | PHOTOVOLTAIC | 2012-05-14 04:00 | Massachusetts Electric Company | MEC | MA | 27 | CMA/NEMA | WCMA |  | 0.056 | 0 | 0 | 0.056 | -0.014
41782 | PAWTUCKET MEMORIAL ELEM SCH |  | No Resource (1) | PV | SUN |  | PHOTOVOLTAIC | 2012-05-25 04:00 | Massachusetts Electric Company | MEC | MA | 17 | CMA/NEMA | WCMA |  | 0 | 0 | 0 | 0 | 0
41783 | PHOENIX FINANCE LLC |  | No Resource (1) | PV | SUN |  | PHOTOVOLTAIC | 2012-05-24 04:00 | Massachusetts Electric Company | MEC | MA | 17 | CMA/NEMA | WCMA |  | 0.022 | 0 | 0 | 0.022 | 0
41784 | NANTUCKET HIGH SCHOOL |  | No Resource (1) | PV | SUN |  | PHOTOVOLTAIC | 2012-05-24 04:00 | Massachusetts Electric Company | MEC | MA | 19 | SEMA | SEMA |  | 0 | 0 | 0 | 0 | 0
41806 | NM-PROPEL |  | No Resource (1) | PV | SUN |  | PHOTOVOLTAIC | 2012-06-01 04:00 | Western Massachusetts Electric Company | WMECO | MA | 11 | WMA | WCMA |  | 0.014 | 0 | 0 | 0.014 | 0.014
41807 | NM-PITTSFIELD WWTP |  | No Resource (1) | PV | SUN |  | PHOTOVOLTAIC | 2012-06-01 04:00 | Western Massachusetts Electric Company | WMECO | MA | 03 | WMA | WCMA |  | 0.653 | 0 | 0 | 0.653 | 0.653
41808 | NM-MASS DEP |  | No Resource (1) | PV | SUN |  | PHOTOVOLTAIC | 2012-06-01 04:00 | Western Massachusetts Electric Company | WMECO | MA | 13 | WMA | WCMA |  | 0.001 | 0 | 0 | 0.001 | 0.001
41809 | NM-GREENFIELD CC |  | No Resource (1) | PV | SUN |  | PHOTOVOLTAIC | 2012-06-01 04:00 | Western Massachusetts Electric Company | WMECO | MA | 11 | WMA | WCMA |  | 0 | 0 | 0 | 0 | 0
41810 | NM-FULL BLOOM MARKET |  | No Resource (1) | PV | SUN |  | PHOTOVOLTAIC | 2012-06-01 04:00 | Western Massachusetts Electric Company | WMECO | MA | 11 | WMA | WCMA |  | 0 | 0 | 0 | 0 | -0.037
41811 | NM-BERKSHIRE CC |  | No Resource (1) | PV | SUN |  | PHOTOVOLTAIC | 2012-06-01 04:00 | Western Massachusetts Electric Company | WMECO | MA | 03 | WMA | WCMA |  | 0 | 0 | 0 | 0 | 0
41815 | TIFFANY AND CO - PV |  | No Resource (1) | PV | SUN |  | PHOTOVOLTAIC | 2012-06-15 04:00 | The Narragansett Electric Company | NEC | RI | 07 | RI | RI |  | 0 | 0 | 0 | 0 | 0
41816 | QUABOAG REGIONAL ELEM - PV |  | No Resource (1) | PV | SUN |  | PHOTOVOLTAIC | 2012-06-07 04:00 | Massachusetts Electric Company | MEC | MA | 27 | WMA | WCMA |  | 0.028 | 0 | 0 | 0.028 | -0.002
41819 | US PACK - PV |  | No Resource (1) | PV | SUN |  | PHOTOVOLTAIC | 2012-06-18 04:00 | Massachusetts Electric Company | MEC | MA | 27 | CMA/NEMA | WCMA |  | 0.019 | 0 | 0 | 0.019 | -0.008
41820 | EDMUND TALBOT MS - PV |  | No Resource (1) | PV | SUN |  | PHOTOVOLTAIC | 2012-06-18 04:00 | Massachusetts Electric Company | MEC | MA | 05 | SEMA | SEMA |  | 0.04 | 0 | 0 | 0.04 | -0.009
41821 | NEW ENGLAND TECH WIND |  | No Resource (1) | WT | WND |  | WIND TURBINE | 2012-06-19 04:00 | The Narragansett Electric Company | NEC | RI | 03 | RI | RI |  | 0 | 0 | 0 | 0 | 0
41822 | SOLTAS CBIS INC - PV |  | No Resource (1) | PV | SUN |  | PHOTOVOLTAIC | 2012-06-18 04:00 | Massachusetts Electric Company | MEC | MA | 27 | WMA | WCMA |  | 0 | 0 | 0 | 0 | -0.001
41827 | TOWN_OF_FAIRHAVEN_WT_ID1663 |  | No Resource (1) | WT | WND |  | WIND TURBINE | 2012-06-13 04:00 | NSTAR Electric Company | NSTAR | MA | 05 | SEMA | SEMA |  | 0.272 | 0.244 | 0.244 | 0.272 | 0.055
41828 | TOWN_OF_FAIRHAVEN_WT_ID1664 |  | No Resource (1) | WT | WND |  | WIND TURBINE | 2012-06-13 04:00 | NSTAR Electric Company | NSTAR | MA | 05 | SEMA | SEMA |  | 0.301 | 0.238 | 0.238 | 0.301 | 0.095
41829 | MWRA_ALFORD_ST_WT_ID1638 |  | No Resource (1) | WT | WND |  | WIND TURBINE | 2012-06-13 04:00 | NSTAR Electric Company | NSTAR | MA | 25 | BOSTON | NEMA |  | 0.162 | 0.2 | 0.2 | 0.162 | 0.162
41830 | TOWN_OF_KINGSTON_WT_ID1833 |  | No Resource (1) | WT | WND |  | WIND TURBINE | 2012-06-13 04:00 | NSTAR Electric Company | NSTAR | MA | 23 | SEMA | SEMA |  | 0.008 | 0.24 | 0.24 | 0.008 | -0.101
41833 | JEM ELECTRONIS PV |  | No Resource (1) | PV | SUN |  | PHOTOVOLTAIC | 2012-06-19 04:00 | Massachusetts Electric Company | MEC | MA | 21 | RI | SEMA |  | 0.028 | 0 | 0 | 0.028 | 0
41834 | CLARKE DISTRIBUTION PV |  | No Resource (1) | PV | SUN |  | PHOTOVOLTAIC | 2012-06-20 04:00 | Massachusetts Electric Company | MEC | MA | 27 | RI | SEMA |  | 0.065 | 0 | 0 | 0.065 | -0.004
41838 | WEST BROOKFIELD ELEM - PV |  | No Resource (1) | PV | SUN |  | PHOTOVOLTAIC | 2012-06-15 04:00 | Massachusetts Electric Company | MEC | MA | 27 | WMA | WCMA |  | 0.048 | 0 | 0 | 0.048 | 0.016
41839 | ARPIN ASSOCIATES - PV |  | No Resource (1) | PV | SUN |  | PHOTOVOLTAIC | 2012-06-19 04:00 | The Narragansett Electric Company | NEC | RI | 03 | RI | RI |  | 0 | 0 | 0 | 0 | 0
41840 | AERO MANUFACTURING |  | No Resource (1) | PV | SUN |  | PHOTOVOLTAIC | 2012-06-20 04:00 | Massachusetts Electric Company | MEC | MA | 09 | BOSTON | NEMA |  | 0 | 0 | 0 | 0 | 0
41841 | EXAJOULE FRANKLIN PV |  | No Resource (1) | PV | SUN |  | PHOTOVOLTAIC | 2012-06-19 04:00 | Massachusetts Electric Company | MEC | MA | 21 | RI | SEMA |  | 0.006 | 0 | 0 | 0.006 | -0.075
41842 | KB SOLAR LLC - PV |  | No Resource (1) | PV | SUN |  | PHOTOVOLTAIC | 2012-06-18 04:00 | Massachusetts Electric Company | MEC | MA | 27 | CMA/NEMA | WCMA |  | 0.103 | 0 | 0 | 0.103 | -0.027
41843 | NORTHEAST TREATERS |  | No Resource (1) | PV | SUN |  | PHOTOVOLTAIC | 2012-06-19 04:00 | Massachusetts Electric Company | MEC | MA | 15 | WMA | WCMA |  | 0.051 | 0 | 0 | 0.051 | -0.003
41844 | LOWELL TRANSIT MGMT PV |  | No Resource (1) | PV | SUN |  | PHOTOVOLTAIC | 2012-06-19 04:00 | Massachusetts Electric Company | MEC | MA | 17 | CMA/NEMA | WCMA |  | 0.094 | 0 | 0 | 0.094 | -0.088
41845 | TRADER JOES SAUGUS PV |  | No Resource (1) | PV | SUN |  | PHOTOVOLTAIC | 2012-06-19 04:00 | Massachusetts Electric Company | MEC | MA | 09 | BOSTON | NEMA |  | 0 | 0 | 0 | 0 | 0
41846 | KOLLMORGEN PV |  | No Resource (1) | PV | SUN |  | PHOTOVOLTAIC | 2012-06-26 04:00 | Massachusetts Electric Company | MEC | MA | 15 | WMA | WCMA |  | 0 | 0 | 0 | 0 | 0
41847 | FISHERMENS MEMORIAL PARK- WIND |  | No Resource (1) | WT | WND |  | WIND TURBINE | 2012-06-20 04:00 | The Narragansett Electric Company | NEC | RI | 09 | RI | RI |  | 0 | 0 | 0 | 0 | 0
41848 | SOLAR SHOP WHITINSVILLE - PV |  | No Resource (1) | PV | SUN |  | PHOTOVOLTAIC | 2012-06-21 04:00 | Massachusetts Electric Company | MEC | MA | 27 | RI | SEMA |  | 0.034 | 0 | 0 | 0.034 | -0.186
41856 | MASSASOIT COMMUNITY COLLEGE |  | No Resource (1) | PV | SUN |  | PHOTOVOLTAIC | 2012-06-21 04:00 | Massachusetts Electric Company | MEC | MA | 23 | SEMA | SEMA |  | 0 | 0 | 0 | 0 | 0
41857 | HI- GEAR (QF) |  | No Resource (1) | PV | SUN |  | PHOTOVOLTAIC | 2012-07-01 04:00 | Fitchburg Gas & Electric Light Company | FGE | MA | 27 | WMA | WCMA |  | 0.321 | 0 | 0 | 0.321 | 0.321
41863 | THE WHEELER SCHOOL |  | No Resource (1) | PV | SUN |  | PHOTOVOLTAIC | 2012-06-29 04:00 | Massachusetts Electric Company | MEC | MA | 05 | RI | SEMA |  | 0 | 0 | 0 | 0 | -0.025
41864 | NM-EHAMPTON MA LANDFILL |  | No Resource (1) | PV | SUN |  | PHOTOVOLTAIC | 2012-07-01 04:00 | Western Massachusetts Electric Company | WMECO | MA | 15 | WMA | WCMA | 58272 | 0.86 | 0 | 0 | 0.86 | -0.123
41866 | LOWES HOME CENTER QUINCY - PV |  | No Resource (1) | PV | SUN |  | PHOTOVOLTAIC | 2012-07-11 04:00 | Massachusetts Electric Company | MEC | MA | 21 | SEMA | SEMA |  | 0 | 0 | 0 | 0 | 0
41867 | SCITUATE TOWN OF WIND |  | No Resource (1) | WT | WND |  | WIND TURBINE | 2012-07-11 04:00 | Massachusetts Electric Company | MEC | MA | 23 | SEMA | SEMA |  | 0 | 0 | 0 | 0 | 0
41868 | AGREEN ENERGY (JORDAN DAIRY) |  | No Resource (1) | IC | OBG |  | BIO/REFUSE | 2012-07-16 04:00 | Massachusetts Electric Company | MEC | MA | 27 | WMA | WCMA |  | 0.192 | 0.186 | 0.186 | 0.192 | 0.03
41870 | EXAJOULE RENEWABLES PV |  | No Resource (1) | PV | SUN |  | PHOTOVOLTAIC | 2012-07-18 04:00 | Massachusetts Electric Company | MEC | MA | 17 | BOSTON | NEMA |  | 0.147 | 0 | 0 | 0.147 | 0.002
41871 | QUABBIN SOLAR - PV |  | No Resource (1) | PV | SUN |  | PHOTOVOLTAIC | 2012-07-18 04:00 | Massachusetts Electric Company | MEC | MA | 27 | WMA | WCMA |  | 0.402 | 0 | 0 | 0.402 | -0.031
41879 | WESTFORD SOLAR 1- PV | 38181 | Westford Solar | PV | SUN |  | PHOTOVOLTAIC | 2012-07-18 04:00 | Massachusetts Electric Company | MEC | MA | 17 | CMA/NEMA | WCMA | 58534 | 0.46 | 0 | 0 | 0.46 | 0.446
41880 | WESTFORD SOLAR 2- PV | 38181 | Westford Solar | PV | SUN |  | PHOTOVOLTAIC | 2012-07-18 04:00 | Massachusetts Electric Company | MEC | MA | 17 | CMA/NEMA | WCMA | 58534 | 0.443 | 0 | 0 | 0.443 | 0.439
41881 | TOWN OF SWAMPSCOTT HS - PV |  | No Resource (1) | PV | SUN |  | PHOTOVOLTAIC | 2012-07-18 04:00 | Massachusetts Electric Company | MEC | MA | 09 | BOSTON | NEMA |  | 0.225 | 0 | 0 | 0.225 | -0.421
41882 | NEXAMP CAP-NASHOBA VALLEY THS |  | No Resource (1) | PV | SUN |  | PHOTOVOLTAIC | 2012-07-10 04:00 | Massachusetts Electric Company | MEC | MA | 17 | CMA/NEMA | WCMA |  | 0 | 0 | 0 | 0 | 0
41921 | M&I REALTY JAMES ST - PV |  | No Resource (1) | PV | SUN |  | PHOTOVOLTAIC | 2012-07-23 04:00 | Massachusetts Electric Company | MEC | MA | 27 | CMA/NEMA | WCMA |  | 0 | 0 | 0 | 0 | 0
41922 | LIGHTOLIER - WIND |  | No Resource (1) | WT | WND |  | WIND TURBINE | 2012-07-23 04:00 | Massachusetts Electric Company | MEC | MA | 05 | SEMA | SEMA |  | 0 | 0.222 | 0.222 | 0 | 0
41923 | BLACKCOMB SOLAR III-PV |  | No Resource (1) | PV | SUN |  | PHOTOVOLTAIC | 2012-07-23 04:00 | Massachusetts Electric Company | MEC | MA | 27 | RI | SEMA |  | 0.377 | 0 | 0 | 0.377 | 0.039
41924 | COREMARK-PV |  | No Resource (1) | PV | SUN |  | PHOTOVOLTAIC | 2012-07-23 04:00 | Massachusetts Electric Company | MEC | MA | 27 | RI | SEMA |  | 0.166 | 0 | 0 | 0.166 | -0.022
42041 | D.D. BEAN |  | No Resource (1) | HDR | WAT |  | HYDRO (DAILY CYCLE - RUN OF RIVER) | 2012-08-02 04:00 | Constellation NewEnergy, Inc. | CNE | NH | 05 | VT | NH |  | 0 | 0 | 0 | 0 | 0
42043 | SWANSEA WATER DISTRICT |  | No Resource (1) | PV | SUN |  | PHOTOVOLTAIC | 2012-08-06 04:00 | Massachusetts Electric Company | MEC | MA | 05 | RI | SEMA |  | 0 | 0 | 0 | 0 | 0
42045 | NM-GREENFIELD MA LANDFILL |  | No Resource (1) | PV | SUN |  | PHOTOVOLTAIC | 2012-08-01 04:00 | Western Massachusetts Electric Company | WMECO | MA | 11 | WMA | WCMA |  | 0.821 | 0 | 0 | 0.821 | 0.014
42046 | ST. MARYS HIGH SCHOOL |  | No Resource (1) | PV | SUN |  | PHOTOVOLTAIC | 2012-08-06 04:00 | Massachusetts Electric Company | MEC | MA | 25 | BOSTON | NEMA |  | 0.005 | 0 | 0 | 0.005 | -0.002
42048 | TANTASQUA HIGH- PV |  | No Resource (1) | PV | SUN |  | PHOTOVOLTAIC | 2012-08-13 04:00 | Massachusetts Electric Company | MEC | MA | 27 | WMA | WCMA |  | 0 | 0 | 0 | 0 | -0.014
42050 | PETE'S TIRE BARN |  | No Resource (1) | PV | SUN |  | PHOTOVOLTAIC | 2012-08-06 04:00 | Massachusetts Electric Company | MEC | MA | 11 | WMA | WCMA |  | 0.047 | 0 | 0 | 0.047 | 0.015
42083 | CANTON_LANDFILL_PV_ID1726 |  | No Resource (1) | PV | SUN |  | PHOTOVOLTAIC | 2012-08-23 04:00 | NSTAR Electric Company | NSTAR | MA | 21 | SEMA | SEMA |  | 2.382 | 0 | 0 | 2.382 | 0.268
42091 | QUABOAG REGIONAL HS - PV |  | No Resource (1) | PV | SUN |  | PHOTOVOLTAIC | 2012-08-27 04:00 | Massachusetts Electric Company | MEC | MA | 27 | WMA | WCMA |  | 0.046 | 0 | 0 | 0.046 | 0.014
42092 | TOWN OF SUTTON MA PV |  | No Resource (1) | PV | SUN |  | PHOTOVOLTAIC | 2012-08-27 04:00 | Massachusetts Electric Company | MEC | MA | 27 | CMA/NEMA | WCMA |  | 0 | 0 | 0 | 0 | 0
42104 | HYDEPARKSTORPV_ID1919 |  | No Resource (1) | PV | SUN |  | PHOTOVOLTAIC | 2012-09-01 04:00 | NSTAR Electric Company | NSTAR | MA | 25 | BOSTON | NEMA |  | 0.075 | 0 | 0 | 0.075 | 0.015
42105 | MILLST_NATICKPV_ID1818 |  | No Resource (1) | PV | SUN |  | PHOTOVOLTAIC | 2012-09-01 04:00 | NSTAR Electric Company | NSTAR | MA | 17 | BOSTON | NEMA |  | 0.085 | 0 | 0 | 0.085 | 0.006
42106 | SUBURBANATHLETIC2_ID1637 |  | No Resource (1) | PV | SUN |  | PHOTOVOLTAIC | 2012-09-01 04:00 | NSTAR Electric Company | NSTAR | MA | 17 | BOSTON | NEMA |  | 0.036 | 0 | 0 | 0.036 | 0.012
42107 | 4M_ALDRINRDPV_ID1856 |  | No Resource (1) | PV | SUN |  | PHOTOVOLTAIC | 2012-09-01 04:00 | NSTAR Electric Company | NSTAR | MA | 23 | SEMA | SEMA |  | 0.048 | 0 | 0 | 0.048 | 0.014
42108 | BROADWAY_RENEWABLE_ID1772 |  | No Resource (1) | PV | SUN |  | PHOTOVOLTAIC | 2012-09-01 04:00 | NSTAR Electric Company | NSTAR | MA | 23 | SEMA | SEMA |  | 0.395 | 0 | 0 | 0.395 | 0.098
42109 | COCHITUATERD_FRAMPV_ID1873 |  | No Resource (1) | PV | SUN |  | PHOTOVOLTAIC | 2012-09-01 04:00 | NSTAR Electric Company | NSTAR | MA | 17 | BOSTON | NEMA |  | 0.073 | 0 | 0 | 0.073 | 0.019
42110 | DOUGLAS_SCHOOLPV_ID1464 |  | No Resource (1) | PV | SUN |  | PHOTOVOLTAIC | 2012-09-01 04:00 | NSTAR Electric Company | NSTAR | MA | 17 | BOSTON | NEMA |  | 0.028 | 0 | 0 | 0.028 | -0.001
42111 | HYANNIS_SELF_STOR_ID1946 |  | No Resource (1) | PV | SUN |  | PHOTOVOLTAIC | 2012-09-01 04:00 | NSTAR Electric Company | NSTAR | MA | 01 | SEMA | SEMA |  | 0.168 | 0 | 0 | 0.168 | 0.035
42112 | POND_ST_ASHLAND_ID1736 |  | No Resource (1) | PV | SUN |  | PHOTOVOLTAIC | 2012-09-01 04:00 | NSTAR Electric Company | NSTAR | MA | 17 | BOSTON | NEMA |  | 0.176 | 0 | 0 | 0.176 | 0.044
42113 | COBSCOOK BAY TEP TGU 1 |  | No Resource (1) | OT | WAT |  | MISC. OTHER | 2012-09-04 04:00 | New Brunswick Energy Marketing Corporation | NBPGC | ME | 29 | BHE | ME |  | 0 | 0 | 0 | 0 | -0.18
42114 | PUMPKIN HILL | 1258 | BHE SMALL HYDRO COMPOSITE | HDR | WAT |  | HYDRO (DAILY CYCLE - RUN OF RIVER) | 1982-12-01 05:00 | New Brunswick Energy Marketing Corporation | NBPGC | ME | 19 | BHE | ME | 50699 | 0.638 | 0.775 | 0.775 | 0.638 | 0.499
42115 | GLC_ACUSHNETLLC_ID1821_1824 |  | No Resource (1) | PV | SUN |  | PHOTOVOLTAIC | 2012-09-01 04:00 | NSTAR Electric Company | NSTAR | MA | 23 | SEMA | SEMA |  | 1.836 | 0 | 0 | 1.836 | 0.453
42116 | DSD_REALTY_TRUST_ID1672 |  | No Resource (1) | PV | SUN |  | PHOTOVOLTAIC | 2012-09-01 04:00 | NSTAR Electric Company | NSTAR | MA | 05 | SEMA | SEMA |  | 0.503 | 0 | 0 | 0.503 | 0.088
42117 | CONST_SOLAR_NORFOLK_ID1846 |  | No Resource (1) | PV | SUN |  | PHOTOVOLTAIC | 2012-09-01 04:00 | NSTAR Electric Company | NSTAR | MA | 21 | RI | SEMA |  | 0.646 | 0 | 0 | 0.646 | -0.373
42118 | CONED_HIXVILLERD_ID1862 |  | No Resource (1) | PV | SUN |  | PHOTOVOLTAIC | 2012-09-01 04:00 | NSTAR Electric Company | NSTAR | MA | 05 | SEMA | SEMA |  | 1.052 | 0 | 0 | 1.052 | 0.175
42123 | KEZAR MIDDLE FALLS | 786 | KEZAR LEDGEMERE COMPOSITE | HDR | WAT |  | HYDRO (DAILY CYCLE - RUN OF RIVER) | 2012-10-01 04:00 | NextEra Energy Power Marketing, LLC | FPLP | ME | 31 | SME | ME |  | 0.066 | 0 | 0 | 0.066 | 0.028
42135 | 18 PHOENIX PARK BLDG DEAST & F |  | No Resource (1) | PV | SUN |  | PHOTOVOLTAIC | 2012-09-27 04:00 | Massachusetts Electric Company | MEC | MA | 17 | CMA/NEMA | WCMA |  | 0 | 0 | 0 | 0 | -0.039
42136 | 18 PHOENIX PARK BLDG DEAST & J |  | No Resource (1) | PV | SUN |  | PHOTOVOLTAIC | 2012-09-27 04:00 | Massachusetts Electric Company | MEC | MA | 17 | CMA/NEMA | WCMA |  | 0 | 0 | 0 | 0 | -0.039
42137 | 18 PHOENIX PARK BLDG DWEST |  | No Resource (1) | PV | SUN |  | PHOTOVOLTAIC | 2012-09-27 04:00 | Massachusetts Electric Company | MEC | MA | 17 | CMA/NEMA | WCMA |  | 0.017 | 0 | 0 | 0.017 | -0.022
42149 | FAVORITE FOODS PV |  | No Resource (1) | PV | SUN |  | PHOTOVOLTAIC | 2012-10-01 04:00 | Public Service Company of New Hampshire | PSNH | NH | 17 | NH | NH |  | 0 | 0 | 0 | 0 | -0.018
42155 | LEICESTER HS - BWAY RENEWABLE |  | No Resource (1) | PV | SUN |  | PHOTOVOLTAIC | 2012-10-19 04:00 | Massachusetts Electric Company | MEC | MA | 27 | WMA | WCMA |  | 0 | 0 | 0 | 0 | -0.071
42156 | UMASS LOWELL LEITCH HALL |  | No Resource (1) | PV | SUN |  | PHOTOVOLTAIC | 2012-10-16 04:00 | Massachusetts Electric Company | MEC | MA | 17 | CMA/NEMA | WCMA |  | 0 | 0 | 0 | 0 | -0.049
42157 | MILLBROOK RIVERSIDE LLC |  | No Resource (1) | PV | SUN |  | PHOTOVOLTAIC | 2012-10-16 04:00 | Massachusetts Electric Company | MEC | MA | 27 | CMA/NEMA | WCMA |  | 0 | 0 | 0 | 0 | -0.033
42158 | MOHAWK DRIVE CORPORATION |  | No Resource (1) | PV | SUN |  | PHOTOVOLTAIC | 2012-10-16 04:00 | Massachusetts Electric Company | MEC | MA | 27 | CMA/NEMA | WCMA |  | 0.032 | 0 | 0 | 0.032 | -0.014
42193 | TRUE NORTH ENERGY A |  | No Resource (1) | PV | SUN |  | PHOTOVOLTAIC | 2012-11-16 05:00 | Massachusetts Electric Company | MEC | MA | 09 | BOSTON | NEMA |  | 0.528 | 0 | 0 | 0.528 | 0.122
42194 | TRUE NORTH ENERGY B |  | No Resource (1) | PV | SUN |  | PHOTOVOLTAIC | 2012-11-16 05:00 | Massachusetts Electric Company | MEC | MA | 09 | BOSTON | NEMA |  | 0.503 | 0 | 0 | 0.503 | 0.097
42195 | TRUE NORTH ENERGY C |  | No Resource (1) | PV | SUN |  | PHOTOVOLTAIC | 2012-11-16 05:00 | Massachusetts Electric Company | MEC | MA | 09 | BOSTON | NEMA |  | 0.396 | 0 | 0 | 0.396 | 0.091
42196 | TRUE NORTH ENERGY D |  | No Resource (1) | PV | SUN |  | PHOTOVOLTAIC | 2012-11-16 05:00 | Massachusetts Electric Company | MEC | MA | 09 | BOSTON | NEMA |  | 0.522 | 0 | 0 | 0.522 | 0.116
42197 | TRUE NORTH ENERGY E |  | No Resource (1) | PV | SUN |  | PHOTOVOLTAIC | 2012-11-16 05:00 | Massachusetts Electric Company | MEC | MA | 09 | BOSTON | NEMA |  | 0.503 | 0 | 0 | 0.503 | 0.097
42201 | MATTHEW KUSS MS |  | No Resource (1) | PV | SUN |  | PHOTOVOLTAIC | 2012-11-07 05:00 | Massachusetts Electric Company | MEC | MA | 05 | SEMA | SEMA |  | 0 | 0 | 0 | 0 | -0.055
42202 | DR AMP 100 AMES POND - PV |  | No Resource (1) | PV | SUN |  | PHOTOVOLTAIC | 2012-11-07 05:00 | Massachusetts Electric Company | MEC | MA | 17 | CMA/NEMA | WCMA |  | 0.009 | 0 | 0 | 0.009 | -0.03
42203 | WESTFORD SOLAR 3 - PV | 38181 | Westford Solar | PV | SUN |  | PHOTOVOLTAIC | 2012-11-08 05:00 | Massachusetts Electric Company | MEC | MA | 17 | CMA/NEMA | WCMA | 58534 | 0.456 | 0 | 0 | 0.456 | 0.05
42204 | BPV LOWELL |  | No Resource (1) | PV | SUN |  | PHOTOVOLTAIC | 2012-11-08 05:00 | Massachusetts Electric Company | MEC | MA | 17 | CMA/NEMA | WCMA |  | 0.03 | 0 | 0 | 0.03 | -0.742
42205 | SALEM STATE UNIVERSITY |  | No Resource (1) | PV | SUN |  | PHOTOVOLTAIC | 2012-11-09 05:00 | Massachusetts Electric Company | MEC | MA | 09 | BOSTON | NEMA |  | 0 | 0 | 0 | 0 | -0.022
42212 | DR AMP 200 AMES POND - PV |  | No Resource (1) | PV | SUN |  | PHOTOVOLTAIC | 2012-11-07 05:00 | Massachusetts Electric Company | MEC | MA | 17 | CMA/NEMA | WCMA |  | 0.032 | 0 | 0 | 0.032 | -0.007
42213 | CUMMINGS PROPERTY E GAR |  | No Resource (1) | PV | SUN |  | PHOTOVOLTAIC | 2012-11-08 05:00 | Massachusetts Electric Company | MEC | MA | 09 | BOSTON | NEMA |  | 0 | 0 | 0 | 0 | -0.772
42214 | ORCHARD MADE PRODUCTS |  | No Resource (1) | PV | SUN |  | PHOTOVOLTAIC | 2012-11-09 05:00 | Massachusetts Electric Company | MEC | MA | 09 | BOSTON | NEMA |  | 0.019 | 0 | 0 | 0.019 | -0.753
42215 | WESTBOROUGH TREATMENT PL BD |  | No Resource (1) | PV | SUN |  | PHOTOVOLTAIC | 2012-11-09 05:00 | Massachusetts Electric Company | MEC | MA | 27 | CMA/NEMA | WCMA |  | 0 | 0 | 0 | 0 | -0.772
42344 | CAMELOT_WIND_ID1240 |  | No Resource (1) | WT | WND |  | WIND TURBINE | 2012-12-01 05:00 | NSTAR Electric Company | NSTAR | MA | 23 | SEMA | SEMA |  | 0.163 | 0.206 | 0.206 | 0.163 | -0.497
42346 | 3 RIVERS PALMER-SPRINGFLD-PV |  | No Resource (1) | PV | SUN |  | PHOTOVOLTAIC | 2012-12-05 05:00 | Massachusetts Electric Company | MEC | MA | 13 | WMA | WCMA |  | 0 | 0 | 0 | 0 | -0.236
42347 | CONSTELLATION SOLAR-UXBRG-PV |  | No Resource (1) | PV | SUN |  | PHOTOVOLTAIC | 2012-12-05 05:00 | Massachusetts Electric Company | MEC | MA | 27 | RI | SEMA | 57941 | 0.771 | 0 | 0 | 0.771 | -0.041
42349 | 15 UNION SOLAR LLC-LAWRENCE-PV |  | No Resource (1) | PV | SUN |  | PHOTOVOLTAIC | 2012-12-04 05:00 | Massachusetts Electric Company | MEC | MA | 09 | BOSTON | NEMA |  | 0.038 | 0 | 0 | 0.038 | -0.161
42350 | BARRETT-FRANKLIN-SOLAR |  | No Resource (1) | PV | SUN |  | PHOTOVOLTAIC | 2012-12-05 05:00 | Massachusetts Electric Company | MEC | MA | 21 | RI | SEMA |  | 0.238 | 0 | 0 | 0.238 | 0.035
42351 | OMA GROUP-CHARLTON-PV |  | No Resource (1) | PV | SUN |  | PHOTOVOLTAIC | 2012-12-04 05:00 | Massachusetts Electric Company | MEC | MA | 27 | WMA | WCMA |  | 0.435 | 0 | 0 | 0.435 | 0.029
42352 | OSG SOLAR 1-ORANGE-PV |  | No Resource (1) | PV | SUN |  | PHOTOVOLTAIC | 2012-12-06 05:00 | Massachusetts Electric Company | MEC | MA | 11 | WMA | WCMA |  | 0.433 | 0 | 0 | 0.433 | 0.027
42353 | OSG SOLAR 2-ORANGE-PV |  | No Resource (1) | PV | SUN |  | PHOTOVOLTAIC | 2012-12-06 05:00 | Massachusetts Electric Company | MEC | MA | 11 | WMA | WCMA |  | 0.442 | 0 | 0 | 0.442 | 0.036
42354 | OSG SOLAR 3-ORANGE-PV |  | No Resource (1) | PV | SUN |  | PHOTOVOLTAIC | 2012-12-06 05:00 | Massachusetts Electric Company | MEC | MA | 11 | WMA | WCMA |  | 0.216 | 0 | 0 | 0.216 | -0.088
42355 | CIL CEDAR-MARLBORO-PV |  | No Resource (1) | PV | SUN |  | PHOTOVOLTAIC | 2012-12-07 05:00 | Massachusetts Electric Company | MEC | MA | 17 | CMA/NEMA | WCMA |  | 0 | 0 | 0 | 0 | -0.135
42356 | LEEWOOD SWIX-HAVERHILL-PV |  | No Resource (1) | PV | SUN |  | PHOTOVOLTAIC | 2012-12-10 05:00 | Massachusetts Electric Company | MEC | MA | 09 | BOSTON | NEMA |  | 0.129 | 0 | 0 | 0.129 | 0.008
42357 | UP BLACKSTONE WWTP-MILLBURY-PV |  | No Resource (1) | PV | SUN |  | PHOTOVOLTAIC | 2012-12-10 05:00 | Massachusetts Electric Company | MEC | MA | 27 | CMA/NEMA | WCMA |  | 0.129 | 0 | 0 | 0.129 | 0.008
42359 | FOREKICKS-MARLBORO-PV |  | No Resource (1) | PV | SUN |  | PHOTOVOLTAIC | 2012-12-11 05:00 | Massachusetts Electric Company | MEC | MA | 17 | CMA/NEMA | WCMA |  | 0.08 | 0 | 0 | 0.08 | -0.029
42360 | 35 LYMAN LLC-NORTHBORO-PV |  | No Resource (1) | PV | SUN |  | PHOTOVOLTAIC | 2012-12-11 05:00 | Massachusetts Electric Company | MEC | MA | 27 | CMA/NEMA | WCMA |  | 0.085 | 0 | 0 | 0.085 | -0.03
42364 | CAPITAL GROUP-SOUTHBORO-PV |  | No Resource (1) | PV | SUN |  | PHOTOVOLTAIC | 2012-12-14 05:00 | Massachusetts Electric Company | MEC | MA | 27 | CMA/NEMA | WCMA |  | 0.389 | 0 | 0 | 0.389 | -0.017
42365 | LOFT 27-LOWELL-PV |  | No Resource (1) | PV | SUN |  | PHOTOVOLTAIC | 2012-12-14 05:00 | Massachusetts Electric Company | MEC | MA | 17 | CMA/NEMA | WCMA |  | 0.114 | 0 | 0 | 0.114 | 0.003
42366 | SOLTAS SPECTOR-LAWRENCE-PV |  | No Resource (1) | PV | SUN |  | PHOTOVOLTAIC | 2012-12-17 05:00 | Massachusetts Electric Company | MEC | MA | 09 | CMA/NEMA | WCMA |  | 0.149 | 0 | 0 | 0.149 | 0.028
42375 | DEXTER 1 | 392 | DEXTER | CC | NG | DFO | GAS/OIL COMBINED CYCLE | 1990-05-01 04:00 | Algonquin Energy Services Inc. | AESR | CT | 03 | CT | CT | 10567 | 38.044 | 38.444 | 38.444 | 38.044 | 38.044
42376 | DEXTER 2 | 392 | DEXTER | CC | NG |  | GAS COMBINED CYCLE | 1990-05-01 04:00 | Algonquin Energy Services Inc. | AESR | CT | 03 | CT | CT | 10567 | 4.227 | 4.752 | 4.752 | 4.227 | 0
42383 | SALEM STATE-SALEM-PV |  | No Resource (1) | PV | SUN |  | PHOTOVOLTAIC | 2012-12-24 05:00 | Massachusetts Electric Company | MEC | MA | 09 | BOSTON | NEMA |  | 0 | 0 | 0 | 0 | -0.027
42384 | BJS WHOLESALE CLUB LEOMINSTER |  | No Resource (1) | PV | SUN |  | PHOTOVOLTAIC | 2012-12-24 05:00 | Massachusetts Electric Company | MEC | MA | 27 | CMA/NEMA | WCMA |  | 0 | 0 | 0 | 0 | -0.101
42385 | CORNER BROOK-MILFORD-PV |  | No Resource (1) | PV | SUN |  | PHOTOVOLTAIC | 2012-12-24 05:00 | Massachusetts Electric Company | MEC | MA | 27 | RI | SEMA |  | 0.055 | 0 | 0 | 0.055 | -0.007
42394 | WINDENERGYDEV-NKINGSTOWN-WIND |  | No Resource (1) | WT | WND |  | WIND TURBINE | 2013-01-02 05:00 | The Narragansett Electric Company | NEC | RI | 09 | RI | RI |  | 0.19 | 0.198 | 0.198 | 0.19 | -0.419
42411 | EXTRA SPACE-PLAINVILLE-PV |  | No Resource (1) | PV | SUN |  | PHOTOVOLTAIC | 2013-01-14 05:00 | Massachusetts Electric Company | MEC | MA | 21 | RI | SEMA |  | 0 | 0 | 0 | 0 | -0.058
42412 | EXTRA SPACE-SAUGUS-PV |  | No Resource (1) | PV | SUN |  | PHOTOVOLTAIC | 2013-01-16 05:00 | Massachusetts Electric Company | MEC | MA | 09 | BOSTON | NEMA |  | 0.032 | 0 | 0 | 0.032 | -0.033
42413 | 35 LYMAN LLC - ACTIVE |  | No Resource (1) | PV | SUN |  | PHOTOVOLTAIC | 2013-01-14 05:00 | Massachusetts Electric Company | MEC | MA | 27 | CMA/NEMA | WCMA |  | 0 | 0 | 0 | 0 | -0.077
42414 | NE ELECTRO-FALL RIVER-PV |  | No Resource (1) | PV | SUN |  | PHOTOVOLTAIC | 2013-01-11 05:00 | Massachusetts Electric Company | MEC | MA | 05 | SEMA | SEMA |  | 0.026 | 0 | 0 | 0.026 | -0.051
42424 | IPSWICH WIND II |  | No Resource (1) | WT | WND |  | WIND TURBINE | 2013-01-09 05:00 | Ipswich Municipal Light Department | IMLD | MA | 09 | BOSTON | NEMA |  | 0.145 | 0.342 | 0.342 | 0.145 | -0.667
42431 | SOLECT PLUMBING-NORWELL-PV |  | No Resource (1) | PV | SUN |  | PHOTOVOLTAIC | 2013-01-11 05:00 | Massachusetts Electric Company | MEC | MA | 23 | SEMA | SEMA |  | 0.052 | 0 | 0 | 0.052 | -0.029
42432 | VAUGHN CORP-SALISBURY-PV |  | No Resource (1) | PV | SUN |  | PHOTOVOLTAIC | 2013-01-11 05:00 | Massachusetts Electric Company | MEC | MA | 09 | BOSTON | NEMA |  | 0.028 | 0 | 0 | 0.028 | -0.049
42433 | BETHANY CHURCH-MENDON-PV |  | No Resource (1) | PV | SUN |  | PHOTOVOLTAIC | 2013-01-14 05:00 | Massachusetts Electric Company | MEC | MA | 27 | RI | SEMA |  | 0.03 | 0 | 0 | 0.03 | -0.03
42438 | EXTRA SPACE-NORTHBORO-PV |  | No Resource (1) | PV | SUN |  | PHOTOVOLTAIC | 2013-01-18 05:00 | Massachusetts Electric Company | MEC | MA | 27 | CMA/NEMA | WCMA |  | 0.033 | 0 | 0 | 0.033 | -0.029
42439 | CITY OF BROCKTON-SWANSEA-PV1 |  | No Resource (1) | PV | SUN |  | PHOTOVOLTAIC | 2013-01-18 05:00 | Massachusetts Electric Company | MEC | MA | 05 | SEMA | SEMA |  | 0.486 | 0.029 | 0.029 | 0.486 | 0.08
42440 | CITY OF BROCKTON-SWANSEA-PV2 |  | No Resource (1) | PV | SUN |  | PHOTOVOLTAIC | 2013-01-18 05:00 | Massachusetts Electric Company | MEC | MA | 05 | SEMA | SEMA |  | 0.719 | 0.042 | 0.042 | 0.719 | 0.313
42443 | WAL-MART LUN (PV) |  | No Resource (1) | PV | SUN |  | PHOTOVOLTAIC | 2013-01-23 05:00 | Fitchburg Gas & Electric Light Company | FGE | MA | 27 | WMA | WCMA |  | 0 | 0 | 0 | 0 | -0.121
42444 | MRTA (PV) |  | No Resource (1) | PV | SUN |  | PHOTOVOLTAIC | 2013-01-23 05:00 | Fitchburg Gas & Electric Light Company | FGE | MA | 27 | WMA | WCMA |  | 0.007 | 0 | 0 | 0.007 | -0.047
42448 | CITY OF GLOUCESTER 1 - WIND |  | No Resource (1) | WT | WND |  | WIND TURBINE | 2013-02-06 05:00 | Massachusetts Electric Company | MEC | MA | 09 | BOSTON | NEMA |  | 0.118 | 0.132 | 0.132 | 0.118 | -0.694
42449 | CITY OF GLOUCESTER 2 - WIND |  | No Resource (1) | WT | WND |  | WIND TURBINE | 2013-02-06 05:00 | Massachusetts Electric Company | MEC | MA | 09 | BOSTON | NEMA |  | 0.159 | 0.179 | 0.179 | 0.159 | -0.653
42482 | CITY_OF_WALTHAM_PV_ID1805 |  | No Resource (1) | PV | SUN |  | PHOTOVOLTAIC | 2013-02-15 05:00 | NSTAR Electric Company | NSTAR | MA | 17 | BOSTON | NEMA |  | 0.056 | 0.007 | 0.007 | 0.056 | -0.022
42483 | FIRST_HIGHLAND_PV_ID2021 |  | No Resource (1) | PV | SUN |  | PHOTOVOLTAIC | 2013-02-15 05:00 | NSTAR Electric Company | NSTAR | MA | 25 | BOSTON | NEMA |  | 0.389 | 0.043 | 0.043 | 0.389 | -0.003
42484 | UNITEDSALVAGE_PV_ID1966 |  | No Resource (1) | PV | SUN |  | PHOTOVOLTAIC | 2013-02-15 05:00 | NSTAR Electric Company | NSTAR | MA | 17 | BOSTON | NEMA |  | 0.131 | 0.033 | 0.033 | 0.131 | -0.194
42485 | SOLCHEMY_PV_ID1969 |  | No Resource (1) | PV | SUN |  | PHOTOVOLTAIC | 2013-02-15 05:00 | NSTAR Electric Company | NSTAR | MA | 07 | SEMA | SEMA |  | 0.088 | 0.013 | 0.013 | 0.088 | -0.03
42486 | AIRPORT_WAY_PV_ID1875 |  | No Resource (1) | PV | SUN |  | PHOTOVOLTAIC | 2013-02-15 05:00 | NSTAR Electric Company | NSTAR | MA | 01 | SEMA | SEMA |  | 0.537 | 0.075 | 0.075 | 0.537 | 0.04
42487 | BILL_BENNETT_PV_ID1967 |  | No Resource (1) | PV | SUN |  | PHOTOVOLTAIC | 2013-02-15 05:00 | NSTAR Electric Company | NSTAR | MA | 07 | SEMA | SEMA |  | 0.246 | 0.037 | 0.037 | 0.246 | 0.008
42495 | VARIANSEMICON-GLOUCESTER-WT |  | No Resource (1) | WT | WND |  | WIND TURBINE | 2013-02-21 05:00 | Massachusetts Electric Company | MEC | MA | 09 | BOSTON | NEMA |  | 0 | 0 | 0 | 0 | -1.015
42496 | HANOVER SOLAR-LEICESTER-PV |  | No Resource (1) | PV | SUN |  | PHOTOVOLTAIC | 2013-02-22 05:00 | Massachusetts Electric Company | MEC | MA | 27 | WMA | WCMA |  | 0.44 | 0.042 | 0.042 | 0.44 | 0.034
42497 | WESTFORD SOLAR 4- PV | 38181 | Westford Solar | PV | SUN |  | PHOTOVOLTAIC | 2013-02-21 05:00 | Massachusetts Electric Company | MEC | MA | 17 | CMA/NEMA | WCMA | 58534 | 0.452 | 0.058 | 0.058 | 0.452 | 0.046
42504 | BERKSHIRE SREG-GT BARRGTN-PV |  | No Resource (1) | PV | SUN |  | PHOTOVOLTAIC | 2013-02-25 05:00 | Massachusetts Electric Company | MEC | MA | 03 | WMA | WCMA |  | 0 | 0 | 0 | 0 | -0.033
42505 | CUMMINGS 1000-BEVERLY-PV |  | No Resource (1) | PV | SUN |  | PHOTOVOLTAIC | 2013-02-28 05:00 | Massachusetts Electric Company | MEC | MA | 09 | BOSTON | NEMA |  | 0.085 | 0.015 | 0.015 | 0.085 | 0.008
42597 | GPT JACLEN-BEVERLY-CHP |  | No Resource (1) | IC | NG |  | GAS INTERNAL COMBUSTION | 2013-03-26 04:00 | Massachusetts Electric Company | MEC | MA | 09 | BOSTON | NEMA |  | 0 | 0 | 0 | 0 | 0
42598 | NEW BARRE HYDRO | 852 | SOUTH BARRE HYDRO | HDR | WAT |  | HYDRO (DAILY CYCLE - RUN OF RIVER) | 2013-04-02 04:00 | Massachusetts Municipal Wholesale Electric Company | MMWEC | MA | 27 | WMA | WCMA |  | 0 | 0.088 | 0.088 | 0 | 0
42599 | MAPREMCT-97GREEN-02035-PV |  | No Resource (1) | PV | SUN |  | PHOTOVOLTAIC | 2013-04-04 04:00 | Massachusetts Electric Company | MEC | MA | 21 | RI | SEMA |  | 0.05 | 0 | 0 | 0.05 | 0.05
42600 | HOOSACVALREG-0ORCHARD-01225-PV |  | No Resource (1) | PV | SUN |  | PHOTOVOLTAIC | 2013-04-04 04:00 | Massachusetts Electric Company | MEC | MA | 03 | WMA | WCMA |  | 0.067 | 0 | 0 | 0.067 | 0.067
42601 | CARLSTROMPM-65FISHER-0158-PV |  | No Resource (1) | PV | SUN |  | PHOTOVOLTAIC | 2013-04-04 04:00 | Massachusetts Electric Company | MEC | MA | 27 | CMA/NEMA | WCMA |  | 0.193 | 0.035 | 0.035 | 0.193 | 0.193
42602 | KEYPOLYMER-1 JACOB-01843-PV |  | No Resource (1) | PV | SUN |  | PHOTOVOLTAIC | 2013-04-05 04:00 | Massachusetts Electric Company | MEC | MA | 09 | CMA/NEMA | WCMA |  | 0.063 | 0 | 0 | 0.063 | 0.063
42603 | BARRE1-750BARRE-01005-PV |  | No Resource (1) | PV | SUN |  | PHOTOVOLTAIC | 2013-04-05 04:00 | Massachusetts Electric Company | MEC | MA | 27 | WMA | WCMA |  | 0.327 | 0.065 | 0.065 | 0.327 | 0.327
42611 | AUBUCHON-95AUBUCHON-01473-PV |  | No Resource (1) | PV | SUN |  | PHOTOVOLTAIC | 2013-04-10 04:00 | Massachusetts Electric Company | MEC | MA | 27 | CMA/NEMA | WCMA |  | 0.094 | 0 | 0 | 0.094 | 0.094
42612 | NPPDEVELOP-370PATRIOT-02035-PV |  | No Resource (1) | PV | SUN |  | PHOTOVOLTAIC | 2013-04-10 04:00 | Massachusetts Electric Company | MEC | MA | 21 | RI | SEMA |  | 0.216 | 0.057 | 0.057 | 0.216 | 0.216
42613 | AMERICOLD-0PEW-01930-PV |  | No Resource (1) | PV | SUN |  | PHOTOVOLTAIC | 2013-04-10 04:00 | Massachusetts Electric Company | MEC | MA | 09 | BOSTON | NEMA |  | 0 | 0 | 0 | 0 | 0
42631 | CABRAL-247BAKER-02777-PV |  | No Resource (1) | PV | SUN |  | PHOTOVOLTAIC | 2013-04-12 04:00 | Massachusetts Electric Company | MEC | MA | 05 | SEMA | SEMA |  | 0.202 | 0.044 | 0.044 | 0.202 | 0.202
42632 | ALPHA GRAINGER-02038PV250NM |  | No Resource (1) | PV | SUN |  | PHOTOVOLTAIC | 2013-04-12 04:00 | Massachusetts Electric Company | MEC | MA | 21 | RI | SEMA |  | 0 | 0 | 0 | 0 | 0
42633 | NORTHBORSPORTS-01532PV300NM |  | No Resource (1) | PV | SUN |  | PHOTOVOLTAIC | 2013-04-12 04:00 | Massachusetts Electric Company | MEC | MA | 27 | CMA/NEMA | WCMA |  | 0.028 | 0 | 0 | 0.028 | 0.028
42641 | NATICKMEMORIALSCHOOL_PV_ID1892 |  | No Resource (1) | PV | SUN |  | PHOTOVOLTAIC | 2013-04-22 04:00 | NSTAR Electric Company | NSTAR | MA | 17 | BOSTON | NEMA |  | 0.041 | 0.008 | 0.008 | 0.041 | 0.041
42812 | PEGASUS_PV_ID1809 |  | No Resource (1) | PV | SUN |  | PHOTOVOLTAIC | 2013-05-01 04:00 | NSTAR Electric Company | NSTAR | MA | 05 | SEMA | SEMA |  | 0.434 | 0.109 | 0.109 | 0.434 | 0.434
42813 | BIG Y FOODS-02038PV250NM |  | No Resource (1) | PV | SUN |  | PHOTOVOLTAIC | 2013-05-01 04:00 | Massachusetts Electric Company | MEC | MA | 21 | RI | SEMA |  | 0 | 0 | 0 | 0 | 0
42814 | SWANSEA REALTY-02777PV185NM |  | No Resource (1) | PV | SUN |  | PHOTOVOLTAIC | 2013-05-01 04:00 | Massachusetts Electric Company | MEC | MA | 05 | RI | SEMA |  | 0 | 0 | 0 | 0 | 0
42815 | WILLETTE REALTY-02762PV225NM |  | No Resource (1) | PV | SUN |  | PHOTOVOLTAIC | 2013-05-02 04:00 | Massachusetts Electric Company | MEC | MA | 21 | RI | SEMA |  | 0.03 | 0.091 | 0.091 | 0.03 | 0.03
42816 | JAY CASHMAN-02169PV155NM |  | No Resource (1) | PV | SUN |  | PHOTOVOLTAIC | 2013-05-02 04:00 | Massachusetts Electric Company | MEC | MA | 21 | SEMA | SEMA |  | 0 | 0.063 | 0.063 | 0 | 0
42817 | IKEA 158-0223PV520NM |  | No Resource (1) | PV | SUN |  | PHOTOVOLTAIC | 2013-05-06 04:00 | Massachusetts Electric Company | MEC | MA | 21 | SEMA | SEMA |  | 0 | 0.211 | 0.211 | 0 | 0
42819 | CUMMINGS PROP 1-0195PV224NM |  | No Resource (1) | PV | SUN |  | PHOTOVOLTAIC | 2013-05-06 04:00 | Massachusetts Electric Company | MEC | MA | 09 | BOSTON | NEMA |  | 0.043 | 0.091 | 0.091 | 0.043 | 0.043
42820 | CUMMINGS PROP 2-01915PV224NM |  | No Resource (1) | PV | SUN |  | PHOTOVOLTAIC | 2013-05-08 04:00 | Massachusetts Electric Company | MEC | MA | 09 | BOSTON | NEMA |  | 0.053 | 0.091 | 0.091 | 0.053 | 0.053
42821 | GLC-MA ACUSHNET_PV_ID2109 |  | No Resource (1) | PV | SUN |  | PHOTOVOLTAIC | 2013-05-01 04:00 | NSTAR Electric Company | NSTAR | MA | 05 | SEMA | SEMA |  | 0.212 | 0.059 | 0.059 | 0.212 | 0.212
42822 | CARDINAL SHOE-01840PV250NM |  | No Resource (1) | PV | SUN |  | PHOTOVOLTAIC | 2013-05-02 04:00 | Massachusetts Electric Company | MEC | MA | 09 | CMA/NEMA | WCMA |  | 0.029 | 0.102 | 0.102 | 0.029 | 0.029
42823 | WALDEN LIBERTY-02038PV231NM |  | No Resource (1) | PV | SUN |  | PHOTOVOLTAIC | 2013-05-06 04:00 | Massachusetts Electric Company | MEC | MA | 21 | RI | SEMA |  | 0.058 | 0.094 | 0.094 | 0.058 | 0.058
42893 | BISCO FALLS HYDRO |  | No Resource (1) | HDR | WAT |  | HYDRO (DAILY CYCLE - RUN OF RIVER) | 2013-05-08 04:00 | Union Atlantic Electricity | UNION | ME | 17 | ME | ME |  | 0.029 | 0.037 | 0.037 | 0.029 | 0.029
43256 | SANDYWOODS-02878WT275NM |  | No Resource (1) | WT | WND |  | WIND TURBINE | 2013-05-17 04:00 | The Narragansett Electric Company | NEC | MA | 05 | SEMA | RI |  | 0.021 | 0.112 | 0.112 | 0.021 | 0.021
43257 | LEICESTER MS C-01524PV100NM |  | No Resource (1) | PV | SUN |  | PHOTOVOLTAIC | 2013-05-20 04:00 | Massachusetts Electric Company | MEC | MA | 27 | WMA | WCMA |  | 0.018 | 0.041 | 0.041 | 0.018 | 0.018
43262 | BERKSHIRE SCHL-01257PV1750NM |  | No Resource (1) | PV | SUN |  | PHOTOVOLTAIC | 2013-05-16 04:00 | Massachusetts Electric Company | MEC | MA | 03 | WMA | WCMA |  | 0 | 0.711 | 0.711 | 0 | 0
43263 | JF WHITE-02702PV86NM |  | No Resource (1) | PV | SUN |  | PHOTOVOLTAIC | 2013-05-16 04:00 | Massachusetts Electric Company | MEC | MA | 21 | SEMA | SEMA |  | 0 | 0.035 | 0.035 | 0 | 0
43267 | PLANET SUBARU-02339PV75NM |  | No Resource (1) | PV | SUN |  | PHOTOVOLTAIC | 2013-05-17 04:00 | Massachusetts Electric Company | MEC | MA | 23 | RI | SEMA |  | 0 | 0.03 | 0.03 | 0 | 0
43269 | SIGN DESIGN-02301PV95NM |  | No Resource (1) | PV | SUN |  | PHOTOVOLTAIC | 2013-05-17 04:00 | Massachusetts Electric Company | MEC | MA | 23 | SEMA | SEMA |  | 0 | 0.039 | 0.039 | 0 | 0
43270 | LEICESTER MS A-01524PV100NM |  | No Resource (1) | PV | SUN |  | PHOTOVOLTAIC | 2013-05-20 04:00 | Massachusetts Electric Company | MEC | MA | 27 | WMA | WCMA |  | 0.025 | 0.041 | 0.041 | 0.025 | 0.025
43409 | GLC-MA ACUSHNET_PV_ID1827 |  | No Resource (1) | PV | SUN |  | PHOTOVOLTAIC | 2013-05-23 04:00 | NSTAR Electric Company | NSTAR | MA | 05 | SEMA | SEMA |  | 0.513 | 0.52 | 0.52 | 0.513 | 0.513
43411 | S BARRE-01005PV800NM |  | No Resource (1) | PV | SUN |  | PHOTOVOLTAIC | 2013-05-29 04:00 | Massachusetts Electric Company | MEC | MA | 27 | WMA | WCMA |  | 0.381 | 0.325 | 0.325 | 0.381 | 0.381
43416 | MIG ACTON-01581PV260NM |  | No Resource (1) | PV | SUN |  | PHOTOVOLTAIC | 2013-06-12 04:00 | Massachusetts Electric Company | MEC | MA | 27 | CMA/NEMA | WCMA |  | 0.07 | 0.106 | 0.106 | 0.07 | 0.07
43417 | WORCESTER SCHL-01602PV135NM |  | No Resource (1) | PV | SUN |  | PHOTOVOLTAIC | 2013-06-12 04:00 | Massachusetts Electric Company | MEC | MA | 27 | CMA/NEMA | WCMA |  | 0 | 0.055 | 0.055 | 0 | 0
43418 | FALLON AMB-02169PV116NM |  | No Resource (1) | PV | SUN |  | PHOTOVOLTAIC | 2013-06-12 04:00 | Massachusetts Electric Company | MEC | MA | 21 | SEMA | SEMA |  | 0 | 0.047 | 0.047 | 0 | 0
43420 | BANNER MOLD-01453PV111NM |  | No Resource (1) | PV | SUN |  | PHOTOVOLTAIC | 2013-06-14 04:00 | Massachusetts Electric Company | MEC | MA | 27 | WMA | WCMA |  | 0 | 0.045 | 0.045 | 0 | 0
43422 | EPG SOLAR 1 - 01550PV1500NM |  | No Resource (1) | PV | SUN |  | PHOTOVOLTAIC | 2013-06-12 04:00 | Massachusetts Electric Company | MEC | MA | 27 | WMA | WCMA |  | 0.532 | 0.609 | 0.609 | 0.532 | 0.532
43423 | EPG SOLAR 2 - 01550PV1500NM |  | No Resource (1) | PV | SUN |  | PHOTOVOLTAIC | 2013-06-12 04:00 | Massachusetts Electric Company | MEC | MA | 27 | WMA | WCMA |  | 0.707 | 0.609 | 0.609 | 0.707 | 0.707
43424 | PINGREE SCHL - 01982PV200NM |  | No Resource (1) | PV | SUN |  | PHOTOVOLTAIC | 2013-06-14 04:00 | Massachusetts Electric Company | MEC | MA | 09 | BOSTON | NEMA |  | 0 | 0.081 | 0.081 | 0 | 0
43425 | NPP DEV - 02035PV125NM |  | No Resource (1) | PV | SUN |  | PHOTOVOLTAIC | 2013-06-14 04:00 | Massachusetts Electric Company | MEC | MA | 21 | RI | SEMA |  | 0.044 | 0.051 | 0.051 | 0.044 | 0.044
43426 | ABBOTT MILL - 01886PV235NM |  | No Resource (1) | PV | SUN |  | PHOTOVOLTAIC | 2013-06-17 04:00 | Massachusetts Electric Company | MEC | MA | 17 | CMA/NEMA | WCMA |  | 0.101 | 0.095 | 0.095 | 0.101 | 0.101
43489 | BOST SCIENT-02171PV1100NM |  | No Resource (1) | PV | SUN |  | PHOTOVOLTAIC | 2013-07-03 04:00 | Massachusetts Electric Company | MEC | MA | 21 | SEMA | SEMA |  | 0 | 0.447 | 0.447 | 0 | 0
43491 | 146 CAMPANELLI-02072PV332NM |  | No Resource (1) | PV | SUN |  | PHOTOVOLTAIC | 2013-07-03 04:00 | Massachusetts Electric Company | MEC | MA | 21 | SEMA | SEMA |  | 0.127 | 0.135 | 0.135 | 0.127 | 0.127
43492 | NARR BAY - 02903WT4500NM |  | No Resource (1) | WT | WND |  | WIND TURBINE | 2013-07-09 04:00 | The Narragansett Electric Company | NEC | RI | 07 | RI | RI |  | 0 | 1.827 | 1.827 | 0 | 0
43509 | DOUGLAS SOLAR-01516PV2000NM |  | No Resource (1) | PV | SUN |  | PHOTOVOLTAIC | 2013-07-15 04:00 | Massachusetts Electric Company | MEC | MA | 27 | RI | SEMA |  | 0.982 | 0.812 | 0.812 | 0.982 | 0.982
43510 | SANDF MGMNT-02725PV623NM |  | No Resource (1) | PV | SUN |  | PHOTOVOLTAIC | 2013-07-15 04:00 | Massachusetts Electric Company | MEC | MA | 05 | RI | SEMA |  | 0.241 | 0.253 | 0.253 | 0.241 | 0.241
43512 | RTERRA - 02817PV2000DG |  | No Resource (1) | PV | SUN |  | PHOTOVOLTAIC | 2013-07-18 04:00 | The Narragansett Electric Company | NEC | RI | 03 | RI | RI |  | 0.867 | 0.812 | 0.812 | 0.867 | 0.867
43527 | STUART THOMAS - 02842PV500DG |  | No Resource (1) | PV | SUN |  | PHOTOVOLTAIC | 2013-07-18 04:00 | The Narragansett Electric Company | NEC | RI | 05 | SEMA | RI |  | 0.175 | 0.203 | 0.203 | 0.175 | 0.175
43528 | EXTRA SPC MGMT-02035PV102NM |  | No Resource (1) | PV | SUN |  | PHOTOVOLTAIC | 2013-07-22 04:00 | Massachusetts Electric Company | MEC | MA | 21 | RI | SEMA |  | 0.026 | 0.042 | 0.042 | 0.026 | 0.026
43529 | CREEDON AND CO-01604PV110NM |  | No Resource (1) | PV | SUN |  | PHOTOVOLTAIC | 2013-07-22 04:00 | Massachusetts Electric Company | MEC | MA | 27 | CMA/NEMA | WCMA |  | 0.014 | 0.045 | 0.045 | 0.014 | 0.014
43531 | 28 HASTINGS - 01756PV100NM |  | No Resource (1) | PV | SUN |  | PHOTOVOLTAIC | 2013-07-22 04:00 | Massachusetts Electric Company | MEC | MA | 27 | RI | SEMA |  | 0.016 | 0.041 | 0.041 | 0.016 | 0.016
43556 | CALLAHAN - 02324PV110NM |  | No Resource (1) | PV | SUN |  | PHOTOVOLTAIC | 2013-08-05 04:00 | Massachusetts Electric Company | MEC | MA | 23 | SEMA | SEMA |  | 0.006 | 0.045 | 0.045 | 0.006 | 0.006
43557 | BRDGWTR RECYCLE-02324PV96NM |  | No Resource (1) | PV | SUN |  | PHOTOVOLTAIC | 2013-08-05 04:00 | Massachusetts Electric Company | MEC | MA | 23 | SEMA | SEMA |  | 0.041 | 0.039 | 0.039 | 0.041 | 0.041
43558 | COMMERCE GRN-02339PV100NM |  | No Resource (1) | PV | SUN |  | PHOTOVOLTAIC | 2013-08-05 04:00 | Massachusetts Electric Company | MEC | MA | 23 | SEMA | SEMA |  | 0.032 | 0.041 | 0.041 | 0.032 | 0.032
43572 | JDH_SOLAR_SYSTEMS_PV_2221 |  | No Resource (1) | PV | SUN |  | PHOTOVOLTAIC | 2013-08-01 04:00 | NSTAR Electric Company | NSTAR | MA | 23 | SEMA | SEMA |  | 0.207 | 0.26 | 0.26 | 0.207 | 0.207
43573 | NEW_ENGLAND_RESINS_PV_2309 |  | No Resource (1) | PV | SUN |  | PHOTOVOLTAIC | 2013-08-01 04:00 | NSTAR Electric Company | NSTAR | MA | 17 | BOSTON | NEMA |  | 0.172 | 0.02 | 0.02 | 0.172 | 0.172
43574 | TOWN_OF_FAIRHAVEN_LF_PV_1714 |  | No Resource (1) | PV | SUN |  | PHOTOVOLTAIC | 2013-08-05 04:00 | NSTAR Electric Company | NSTAR | MA | 05 | SEMA | SEMA |  | 0.136 | 0.2 | 0.2 | 0.136 | 0.136
43575 | NE_ELEMENTARY_WALTHAM_PV_1872 |  | No Resource (1) | PV | SUN |  | PHOTOVOLTAIC | 2013-08-05 04:00 | NSTAR Electric Company | NSTAR | MA | 17 | BOSTON | NEMA |  | 0.102 | 0.1 | 0.1 | 0.102 | 0.102
43576 | GLC_ACUSHNET_PV_1888 |  | No Resource (1) | PV | SUN |  | PHOTOVOLTAIC | 2013-08-05 04:00 | NSTAR Electric Company | NSTAR | MA | 05 | SEMA | SEMA |  | 0.479 | 0.36 | 0.36 | 0.479 | 0.479
43577 | GLC_ACUSHNET_PV_1889 |  | No Resource (1) | PV | SUN |  | PHOTOVOLTAIC | 2013-08-05 04:00 | NSTAR Electric Company | NSTAR | MA | 05 | SEMA | SEMA |  | 0.356 | 0.36 | 0.36 | 0.356 | 0.356
43578 | GLC_ACUSHNET_PV_1890 |  | No Resource (1) | PV | SUN |  | PHOTOVOLTAIC | 2013-08-05 04:00 | NSTAR Electric Company | NSTAR | MA | 05 | SEMA | SEMA |  | 0.47 | 0.36 | 0.36 | 0.47 | 0.47
43579 | GOIS_SOLAR_ONE_PV_2040 |  | No Resource (1) | PV | SUN |  | PHOTOVOLTAIC | 2013-08-05 04:00 | NSTAR Electric Company | NSTAR | MA | 17 | BOSTON | NEMA |  | 0.375 | 0.33 | 0.33 | 0.375 | 0.375
43586 | COMTRAN CABLE-02864PV400DG |  | No Resource (1) | PV | SUN |  | PHOTOVOLTAIC | 2013-08-15 04:00 | The Narragansett Electric Company | NEC | RI | 07 | RI | RI |  | 0.211 | 0.162 | 0.162 | 0.211 | 0.211
43587 | TRAVIS_HOSPITALITY_PV_2239 |  | No Resource (1) | PV | SUN |  | PHOTOVOLTAIC | 2013-08-21 04:00 | NSTAR Electric Company | NSTAR | MA | 01 | SEMA | SEMA |  | 0.046 | 0.05 | 0.05 | 0.046 | 0.046
43603 | WORC GEAR AND RACK-01537PV95NM |  | No Resource (1) | PV | SUN |  | PHOTOVOLTAIC | 2013-08-28 04:00 | Massachusetts Electric Company | MEC | MA | 27 | WMA | WCMA |  | 0 | 0.039 | 0.039 | 0 | 0
43604 | METRO WST PROVIS-01747PV95NM |  | No Resource (1) | PV | SUN |  | PHOTOVOLTAIC | 2013-08-28 04:00 | Massachusetts Electric Company | MEC | MA | 27 | RI | SEMA |  | 0.022 | 0.039 | 0.039 | 0.022 | 0.022
43605 | PRECISE PACK-02720PV95NM |  | No Resource (1) | PV | SUN |  | PHOTOVOLTAIC | 2013-09-03 04:00 | Massachusetts Electric Company | MEC | MA | 05 | SEMA | SEMA |  | 0.039 | 0.039 | 0.039 | 0.039 | 0.039
43606 | CITY NORTHAMPTON-02721PV95NM |  | No Resource (1) | PV | SUN |  | PHOTOVOLTAIC | 2013-09-03 04:00 | Massachusetts Electric Company | MEC | MA | 15 | WMA | WCMA |  | 0.039 | 0.039 | 0.039 | 0.039 | 0.039
43607 | COX PRTSMTH-02871PV500DG |  | No Resource (1) | PV | SUN |  | PHOTOVOLTAIC | 2013-09-03 04:00 | The Narragansett Electric Company | NEC | RI | 05 | RI | RI |  | 0.203 | 0.203 | 0.203 | 0.203 | 0.203
43608 | 35 LYMAN LLC-01532PV95NM |  | No Resource (1) | PV | SUN |  | PHOTOVOLTAIC | 2013-08-28 04:00 | Massachusetts Electric Company | MEC | MA | 27 | CMA/NEMA | WCMA |  | 0.016 | 0.039 | 0.039 | 0.016 | 0.016
43609 | MA CORRECTIONAL-01440WT3300NM |  | No Resource (1) | WT | WND |  | WIND TURBINE | 2013-09-05 04:00 | Massachusetts Electric Company | MEC | MA | 27 | WMA | WCMA |  | 1.34 | 1.34 | 1.34 | 1.34 | 1.34
43623 | E BRIDGEWATER-02333PV2000NM | 38114 | East Bridgewater Solar Energy Project | PV | SUN |  | PHOTOVOLTAIC | 2013-09-12 04:00 | Massachusetts Electric Company | MEC | MA | 23 | SEMA | SEMA |  | 0.812 | 0.812 | 0.812 | 0.812 | 0.812
43624 | TJ MAXX - 02061PV260NM |  | No Resource (1) | PV | SUN |  | PHOTOVOLTAIC | 2013-09-17 04:00 | Massachusetts Electric Company | MEC | MA | 23 | SEMA | SEMA |  | 0.106 | 0.106 | 0.106 | 0.106 | 0.106
43643 | SUNGEN UXBRIDGE1-01569PV950NM |  | No Resource (1) | PV | SUN |  | PHOTOVOLTAIC | 2013-09-25 04:00 | Massachusetts Electric Company | MEC | MA | 27 | RI | SEMA |  | 0.386 | 0.386 | 0.386 | 0.386 | 0.386
43644 | SUNGEN UXBRIDGE2-01569PV950NM |  | No Resource (1) | PV | SUN |  | PHOTOVOLTAIC | 2013-09-25 04:00 | Massachusetts Electric Company | MEC | MA | 27 | RI | SEMA |  | 0.386 | 0.386 | 0.386 | 0.386 | 0.386
43645 | SUNGEN UXBRIDGE3-01569PV950NM |  | No Resource (1) | PV | SUN |  | PHOTOVOLTAIC | 2013-09-25 04:00 | Massachusetts Electric Company | MEC | MA | 27 | RI | SEMA |  | 0.386 | 0.386 | 0.386 | 0.386 | 0.386
43652 | TWN W BRDGEWTR-02379PV1500NM |  | No Resource (1) | PV | SUN |  | PHOTOVOLTAIC | 2013-09-30 04:00 | Massachusetts Electric Company | MEC | MA | 23 | SEMA | SEMA |  | 0.609 | 0.609 | 0.609 | 0.609 | 0.609
43653 | 40 WASHINGTON LTD-01581PV750NM |  | No Resource (1) | PV | SUN |  | PHOTOVOLTAIC | 2013-09-30 04:00 | Massachusetts Electric Company | MEC | MA | 27 | CMA/NEMA | WCMA |  | 0.305 | 0.305 | 0.305 | 0.305 | 0.305
43654 | 3 COUNTY FAIR ASN-01060PV250NM |  | No Resource (1) | PV | SUN |  | PHOTOVOLTAIC | 2013-09-30 04:00 | Massachusetts Electric Company | MEC | MA | 15 | WMA | WCMA |  | 0.102 | 0.102 | 0.102 | 0.102 | 0.102
43655 | SPRING HILL FARM-01835PV229NM |  | No Resource (1) | PV | SUN |  | PHOTOVOLTAIC | 2013-10-02 04:00 | Massachusetts Electric Company | MEC | MA | 09 | BOSTON | NEMA |  | 0.093 | 0.093 | 0.093 | 0.093 | 0.093
43656 | SVC TIRE TRUCK - 01527PV300NM |  | No Resource (1) | PV | SUN |  | PHOTOVOLTAIC | 2013-10-02 04:00 | Massachusetts Electric Company | MEC | MA | 27 | CMA/NEMA | WCMA |  | 0.122 | 0.122 | 0.122 | 0.122 | 0.122
43657 | RIPTA - 02907PV300NM |  | No Resource (1) | PV | SUN |  | PHOTOVOLTAIC | 2013-09-27 04:00 | The Narragansett Electric Company | NEC | RI | 07 | RI | RI |  | 0.122 | 0.122 | 0.122 | 0.122 | 0.122
43658 | TWN LANCASTER-01523PV500QF |  | No Resource (1) | PV | SUN |  | PHOTOVOLTAIC | 2013-10-04 04:00 | Massachusetts Electric Company | MEC | MA | 27 | CMA/NEMA | WCMA |  | 0.203 | 0.203 | 0.203 | 0.203 | 0.203
43659 | TWN OF SCITUATE2-02066PV1500NM |  | No Resource (1) | PV | SUN |  | PHOTOVOLTAIC | 2013-10-10 04:00 | Massachusetts Electric Company | MEC | MA | 23 | SEMA | SEMA |  | 0.609 | 0.609 | 0.609 | 0.609 | 0.609
43678 | DISCOVER MARBLE - 01527PV142NM |  | No Resource (1) | PV | SUN |  | PHOTOVOLTAIC | 2013-10-16 04:00 | Massachusetts Electric Company | MEC | MA | 27 | CMA/NEMA | WCMA |  | 0.058 | 0.058 | 0.058 | 0.058 | 0.058
43682 | NEXTSUN ENERGY-01516PV3000NM |  | No Resource (1) | PV | SUN |  | PHOTOVOLTAIC | 2013-10-22 04:00 | Massachusetts Electric Company | MEC | MA | 27 | RI | SEMA |  | 1.218 | 1.218 | 1.218 | 1.218 | 1.218
43683 | TWN OF SCITUATE1-02066PV1500NM |  | No Resource (1) | PV | SUN |  | PHOTOVOLTAIC | 2013-10-22 04:00 | Massachusetts Electric Company | MEC | MA | 23 | SEMA | SEMA |  | 0.609 | 0.609 | 0.609 | 0.609 | 0.609
43684 | KEY BOSTON-02038PV2000NM |  | No Resource (1) | PV | SUN |  | PHOTOVOLTAIC | 2013-10-24 04:00 | Massachusetts Electric Company | MEC | MA | 21 | RI | SEMA |  | 0.812 | 0.812 | 0.812 | 0.812 | 0.812
43685 | CONANICUT MARINE-02835PV120DG |  | No Resource (1) | PV | SUN |  | PHOTOVOLTAIC | 2013-10-18 04:00 | The Narragansett Electric Company | NEC | RI | 05 | SEMA | RI |  | 0.049 | 0.049 | 0.049 | 0.049 | 0.049
43686 | SHEA CONCRETE-01913PV300NM |  | No Resource (1) | PV | SUN |  | PHOTOVOLTAIC | 2013-10-18 04:00 | Massachusetts Electric Company | MEC | MA | 09 | BOSTON | NEMA |  | 0.122 | 0.122 | 0.122 | 0.122 | 0.122
43687 | SUNGEN ORANGE1-01364PV1500NM |  | No Resource (1) | PV | SUN |  | PHOTOVOLTAIC | 2013-10-24 04:00 | Massachusetts Electric Company | MEC | MA | 11 | WMA | WCMA |  | 0.609 | 0.609 | 0.609 | 0.609 | 0.609
43688 | SUNGEN ORANGE2-01364PV1500NM |  | No Resource (1) | PV | SUN |  | PHOTOVOLTAIC | 2013-10-24 04:00 | Massachusetts Electric Company | MEC | MA | 11 | WMA | WCMA |  | 0.203 | 0.203 | 0.203 | 0.203 | 0.203
43689 | BOSTON NORTH TECH-01913PV300NM |  | No Resource (1) | PV | SUN |  | PHOTOVOLTAIC | 2013-10-28 04:00 | Massachusetts Electric Company | MEC | MA | 09 | BOSTON | NEMA |  | 0.122 | 0.122 | 0.122 | 0.122 | 0.122
43690 | OXFORD REALTY-01604PV145NM |  | No Resource (1) | PV | SUN |  | PHOTOVOLTAIC | 2013-10-30 04:00 | Massachusetts Electric Company | MEC | MA | 27 | CMA/NEMA | WCMA |  | 0.059 | 0.059 | 0.059 | 0.059 | 0.059
43691 | CRAFT INC-02703PV285NM |  | No Resource (1) | PV | SUN |  | PHOTOVOLTAIC | 2013-10-30 04:00 | Massachusetts Electric Company | MEC | MA | 05 | SEMA | SEMA |  | 0.116 | 0.116 | 0.116 | 0.116 | 0.116
43695 | KOHLS-01906PV252NM |  | No Resource (1) | PV | SUN |  | PHOTOVOLTAIC | 2013-10-28 04:00 | Massachusetts Electric Company | MEC | MA | 09 | BOSTON | NEMA |  | 0.102 | 0.102 | 0.102 | 0.102 | 0.102
43696 | STOP AND SHOP-02155PV200NM |  | No Resource (1) | PV | SUN |  | PHOTOVOLTAIC | 2013-10-28 04:00 | Massachusetts Electric Company | MEC | MA | 17 | BOSTON | NEMA |  | 0.081 | 0.081 | 0.081 | 0.081 | 0.081
43698 | NTHBRDGE SOLAR-01560PV1910NM |  | No Resource (1) | PV | SUN |  | PHOTOVOLTAIC | 2013-10-25 04:00 | Massachusetts Electric Company | MEC | MA | 27 | RI | SEMA |  | 0.776 | 0.776 | 0.776 | 0.776 | 0.776
43706 | CITY OF LOWELL1-01364PV2000NM |  | No Resource (1) | PV | SUN |  | PHOTOVOLTAIC | 2013-11-01 04:00 | Massachusetts Electric Company | MEC | MA | 11 | WMA | WCMA |  | 0.812 | 0.812 | 0.812 | 0.812 | 0.812
43707 | CITY OF LOWELL2-01364PV1000NM |  | No Resource (1) | PV | SUN |  | PHOTOVOLTAIC | 2013-11-01 04:00 | Massachusetts Electric Company | MEC | MA | 11 | WMA | WCMA |  | 0.406 | 0.406 | 0.406 | 0.406 | 0.406
43708 | HANNAFORD-02061PV135NM |  | No Resource (1) | PV | SUN |  | PHOTOVOLTAIC | 2013-11-06 05:00 | Massachusetts Electric Company | MEC | MA | 23 | SEMA | SEMA |  | 0.055 | 0.055 | 0.055 | 0.055 | 0.055
43709 | CITY OF LOWELL 1-01331PV1000NM |  | No Resource (1) | PV | SUN |  | PHOTOVOLTAIC | 2013-11-04 05:00 | Massachusetts Electric Company | MEC | MA | 27 | WMA | WCMA |  | 0.406 | 0.406 | 0.406 | 0.406 | 0.406
43710 | CITY OF LOWELL 2-01331PV1000NM |  | No Resource (1) | PV | SUN |  | PHOTOVOLTAIC | 2013-11-04 05:00 | Massachusetts Electric Company | MEC | MA | 27 | WMA | WCMA |  | 0.406 | 0.406 | 0.406 | 0.406 | 0.406
43711 | CITY OF LOWELL 3-01331PV1000NM |  | No Resource (1) | PV | SUN |  | PHOTOVOLTAIC | 2013-11-04 05:00 | Massachusetts Electric Company | MEC | MA | 27 | WMA | WCMA |  | 0.406 | 0.406 | 0.406 | 0.406 | 0.406
43712 | PHOENIX FIN5-01464PV95NM |  | No Resource (1) | PV | SUN |  | PHOTOVOLTAIC | 2013-11-12 05:00 | Massachusetts Electric Company | MEC | MA | 17 | CMA/NEMA | WCMA |  | 0.039 | 0.039 | 0.039 | 0.039 | 0.039
43713 | CUMMINGS PROP-01915PV110NM |  | No Resource (1) | PV | SUN |  | PHOTOVOLTAIC | 2013-11-08 05:00 | Massachusetts Electric Company | MEC | MA | 09 | BOSTON | NEMA |  | 0.045 | 0.045 | 0.045 | 0.045 | 0.045
43714 | EXTRA SPC STOR-02189PV95NM |  | No Resource (1) | PV | SUN |  | PHOTOVOLTAIC | 2013-11-06 05:00 | Massachusetts Electric Company | MEC | MA | 21 | SEMA | SEMA |  | 0.039 | 0.039 | 0.039 | 0.039 | 0.039
43715 | MILFORD IND-01757PV100NM |  | No Resource (1) | PV | SUN |  | PHOTOVOLTAIC | 2013-11-08 05:00 | Massachusetts Electric Company | MEC | MA | 27 | RI | SEMA |  | 0.041 | 0.041 | 0.041 | 0.041 | 0.041
43716 | NEXAMP-02852PV2000DG |  | No Resource (1) | PV | SUN |  | PHOTOVOLTAIC | 2013-11-06 05:00 | The Narragansett Electric Company | NEC | RI | 09 | RI | RI |  | 0.812 | 0.812 | 0.812 | 0.812 | 0.812
43717 | ASSUMPTION-01562PV2000NM |  | No Resource (1) | PV | SUN |  | PHOTOVOLTAIC | 2013-11-08 05:00 | Massachusetts Electric Company | MEC | MA | 27 | CMA/NEMA | WCMA |  | 0.812 | 0.812 | 0.812 | 0.812 | 0.812
43729 | GRAFTON WATER-01519PV1500NM |  | No Resource (1) | PV | SUN |  | PHOTOVOLTAIC | 2013-11-18 05:00 | Massachusetts Electric Company | MEC | MA | 27 | CMA/NEMA | WCMA |  | 0.609 | 0.609 | 0.609 | 0.609 | 0.609
43731 | JEFFERSON-02720PV95NM |  | No Resource (1) | PV | SUN |  | PHOTOVOLTAIC | 2013-11-26 05:00 | Massachusetts Electric Company | MEC | MA | 05 | SEMA | SEMA |  | 0.039 | 0.039 | 0.039 | 0.039 | 0.039
43734 | TOWN EASTON-02375PV1500NM |  | No Resource (1) | PV | SUN |  | PHOTOVOLTAIC | 2013-11-26 05:00 | Massachusetts Electric Company | MEC | MA | 05 | SEMA | SEMA |  | 0.609 | 0.609 | 0.609 | 0.609 | 0.609
43735 | 28 HASTINGS-01756PV95NM |  | No Resource (1) | PV | SUN |  | PHOTOVOLTAIC | 2013-11-26 05:00 | Massachusetts Electric Company | MEC | MA | 27 | RI | SEMA |  | 0.039 | 0.039 | 0.039 | 0.039 | 0.039
43736 | SMITH COLLEGE-01060NG3500QF |  | No Resource (1) | IC | NG |  | GAS INTERNAL COMBUSTION | 2013-11-22 05:00 | Massachusetts Electric Company | MEC | MA | 15 | WMA | WCMA |  | 1.421 | 1.421 | 1.421 | 1.421 | 1.421
43747 | PARSONS GRP-01581PV95NM |  | No Resource (1) | PV | SUN |  | PHOTOVOLTAIC | 2013-12-03 05:00 | Massachusetts Electric Company | MEC | MA | 27 | CMA/NEMA | WCMA |  | 0.039 | 0.039 | 0.039 | 0.039 | 0.039
43748 | ACUMEN-01752PV85NM |  | No Resource (1) | PV | SUN |  | PHOTOVOLTAIC | 2013-12-05 05:00 | Massachusetts Electric Company | MEC | MA | 17 | CMA/NEMA | WCMA |  | 0.035 | 0.035 | 0.035 | 0.035 | 0.035
43749 | WILVECO-01821PV82NM |  | No Resource (1) | PV | SUN |  | PHOTOVOLTAIC | 2013-12-05 05:00 | Massachusetts Electric Company | MEC | MA | 17 | BOSTON | WCMA |  | 0.033 | 0.033 | 0.033 | 0.033 | 0.033
43750 | CANTON HIGH SCHOOL 2009 |  | No Resource (1) | PV | SUN |  | PHOTOVOLTAIC | 2013-12-01 05:00 | NSTAR Electric Company | NSTAR | MA | 21 | SEMA | SEMA |  | 0.2 | 0.2 | 0.2 | 0.2 | 0.2
43751 | EAGLE LEASE-01540PV95NM |  | No Resource (1) | PV | SUN |  | PHOTOVOLTAIC | 2013-12-03 05:00 | Massachusetts Electric Company | MEC | MA | 27 | WMA | WCMA |  | 0.038 | 0.038 | 0.038 | 0.038 | 0.038
43752 | EXTRA SPACE-01607PV91.2NM |  | No Resource (1) | PV | SUN |  | PHOTOVOLTAIC | 2013-12-03 05:00 | Massachusetts Electric Company | MEC | MA | 27 | CMA/NEMA | WCMA |  | 0.037 | 0.037 | 0.037 | 0.037 | 0.037
43762 | FORBES STREET 1-02914PV3000DG |  | No Resource (1) | PV | SUN |  | PHOTOVOLTAIC | 2013-12-10 05:00 | The Narragansett Electric Company | NEC | RI | 07 | RI | RI |  | 1.218 | 1.218 | 1.218 | 1.218 | 1.218
43766 | EXTRA SPACE-02149PV237NM |  | No Resource (1) | PV | SUN |  | PHOTOVOLTAIC | 2013-12-11 05:00 | Massachusetts Electric Company | MEC | MA | 17 | BOSTON | NEMA |  | 0.096 | 0.096 | 0.096 | 0.096 | 0.096
43840 | SOLVENTERRA-01069PV1000NM |  | No Resource (1) | PV | SUN |  | PHOTOVOLTAIC | 2014-01-02 05:00 | Massachusetts Electric Company | MEC | MA | 13 | WMA | WCMA |  | 0 | 0 | 0 | 0.406 | 0.406
43841 | FLAIR ONE-01507PV950NM |  | No Resource (1) | PV | SUN |  | PHOTOVOLTAIC | 2014-01-02 05:00 | Massachusetts Electric Company | MEC | MA | 27 | WMA | WCMA |  | 0 | 0 | 0 | 0.386 | 0.386
43842 | FORRESTALL-01507PV950NM |  | No Resource (1) | PV | SUN |  | PHOTOVOLTAIC | 2014-01-02 05:00 | Massachusetts Electric Company | MEC | MA | 27 | WMA | WCMA |  | 0 | 0 | 0 | 0.386 | 0.386
43869 | FRPV WEST-02720PV1000NM |  | No Resource (1) | PV | SUN |  | PHOTOVOLTAIC | 2014-01-07 05:00 | Massachusetts Electric Company | MEC | MA | 05 | SEMA | SEMA |  | 0 | 0 | 0 | 0.406 | 0.406
43870 | FRPV EAST-02720PV1000NM |  | No Resource (1) | PV | SUN |  | PHOTOVOLTAIC | 2014-01-09 05:00 | Massachusetts Electric Company | MEC | MA | 05 | SEMA | SEMA |  | 0 | 0 | 0 | 0.406 | 0.406
43871 | SYNAGRO-02895CHP2000QF |  | No Resource (1) | ST | NG |  | GAS STEAM | 2014-01-07 05:00 | The Narragansett Electric Company | NEC | RI | 07 | RI | RI |  | 0 | 0 | 0 | 0.812 | 0.812
43874 | MASS MOCA1-01247PV225NM |  | No Resource (1) | PV | SUN |  | PHOTOVOLTAIC | 2014-01-09 05:00 | Massachusetts Electric Company | MEC | MA | 03 | WMA | WCMA |  | 0 | 0 | 0 | 0.091 | 0.091
43875 | CUMMINGS PROP-01915PV230NM |  | No Resource (1) | PV | SUN |  | PHOTOVOLTAIC | 2014-01-09 05:00 | Massachusetts Electric Company | MEC | MA | 09 | BOSTON | NEMA |  | 0 | 0 | 0 | 0.093 | 0.093
43876 | KENNEDY CARPET-02189PV95NM |  | No Resource (1) | PV | SUN |  | PHOTOVOLTAIC | 2014-01-13 05:00 | Massachusetts Electric Company | MEC | MA | 21 | SEMA | SEMA |  | 0 | 0 | 0 | 0.039 | 0.039
43878 | MCI WORLD COMM-01821PV1000NM |  | No Resource (1) | PV | SUN |  | PHOTOVOLTAIC | 2014-01-14 05:00 | Massachusetts Electric Company | MEC | MA | 17 | BOSTON | WCMA |  | 0 | 0 | 0 | 0.406 | 0.406
43884 | MASS MOCA3 01247PV177NM |  | No Resource (1) | PV | SUN |  | PHOTOVOLTAIC | 2014-01-16 05:00 | Massachusetts Electric Company | MEC | MA | 03 | WMA | WCMA |  | 0 | 0 | 0 | 0.072 | 0.072
43885 | NM-HP HOOD AND SONS |  | No Resource (1) | PV | SUN |  | PHOTOVOLTAIC | 2014-02-01 05:00 | Western Massachusetts Electric Company | WMECO | MA | 13 | WMA | WCMA |  | 0 | 0 | 0 | 1.5 | 1.5
43886 | NM-FRANKLIN COUNTY SHERIFF |  | No Resource (1) | PV | SUN |  | PHOTOVOLTAIC | 2014-02-01 05:00 | Western Massachusetts Electric Company | WMECO | MA | 11 | WMA | WCMA |  | 0 | 0 | 0 | 1.5 | 1.5
43887 | NM-TOWN OF AGAWAM SOLAR |  | No Resource (1) | PV | SUN |  | PHOTOVOLTAIC | 2014-02-01 05:00 | Western Massachusetts Electric Company | WMECO | MA | 13 | WMA | WCMA |  | 0 | 0 | 0 | 1.5 | 1.5
43892 | SYNCARPHA SOLAR-01740PV4950NM |  | No Resource (1) | PV | SUN |  | PHOTOVOLTAIC | 2014-01-24 05:00 | Massachusetts Electric Company | MEC | MA | 27 | CMA/NEMA | WCMA |  | 0 | 0 | 0 | 2.01 | 2.01
43893 | HUBBARDSTON-01452PV2000NM |  | No Resource (1) | PV | SUN |  | PHOTOVOLTAIC | 2014-01-28 05:00 | Massachusetts Electric Company | MEC | MA | 27 | WMA | WCMA |  | 0 | 0 | 0 | 0.812 | 0.812
43903 | SUNGEN-02720PV2850NM |  | No Resource (1) | PV | SUN |  | PHOTOVOLTAIC | 2014-01-29 05:00 | Massachusetts Electric Company | MEC | MA | 05 | SEMA | SEMA |  | 0 | 0 | 0 | 2.85 | 2.85
43904 | CITY OF METHUEN-01523PV3000NM |  | No Resource (1) | PV | SUN |  | PHOTOVOLTAIC | 2014-01-29 05:00 | Massachusetts Electric Company | MEC | MA | 27 | CMA/NEMA | WCMA |  | 0 | 0 | 0 | 3 | 3
43907 | PALMER SOLAR-01069PV2000NM |  | No Resource (1) | PV | SUN |  | PHOTOVOLTAIC | 2014-02-04 05:00 | Massachusetts Electric Company | MEC | MA | 13 | WMA | WCMA |  | 0 | 0 | 0 | 2 | 2
43908 | NEXTSUN ENERGY-02370PV2000NM |  | No Resource (1) | PV | SUN |  | PHOTOVOLTAIC | 2014-02-04 05:00 | Massachusetts Electric Company | MEC | MA | 23 | SEMA | SEMA |  | 0 | 0 | 0 | 2 | 2
43915 | CITIZENS-02769PV2000NM |  | No Resource (1) | PV | SUN |  | PHOTOVOLTAIC | 2014-02-07 05:00 | Massachusetts Electric Company | MEC | MA | 05 | RI | SEMA |  | 0 | 0 | 0 | 2 | 2
43916 | TOWN OF ADAMS-01220PV1000NM |  | No Resource (1) | PV | SUN |  | PHOTOVOLTAIC | 2014-02-07 05:00 | Massachusetts Electric Company | MEC | MA | 03 | WMA | WCMA |  | 0 | 0 | 0 | 1 | 1
43917 | CHEER PACK-02397PV1750NM |  | No Resource (1) | PV | SUN |  | PHOTOVOLTAIC | 2014-02-10 05:00 | Massachusetts Electric Company | MEC | MA | 23 | SEMA | SEMA |  | 0 | 0 | 0 | 1.75 | 1.75
43918 | CITY OF LOWELL-01851PV1333NM |  | No Resource (1) | PV | SUN |  | PHOTOVOLTAIC | 2014-02-10 05:00 | Massachusetts Electric Company | MEC | MA | 17 | CMA/NEMA | WCMA |  | 0 | 0 | 0 | 1.333 | 1.333
43919 | SOLVENTERRA 1-01535PV1000NM |  | No Resource (1) | PV | SUN |  | PHOTOVOLTAIC | 2014-02-10 05:00 | Massachusetts Electric Company | MEC | MA | 27 | WMA | WCMA |  | 0 | 0 | 0 | 1 | 1
43920 | SOLVENTERRA 2-01535PV1000NM |  | No Resource (1) | PV | SUN |  | PHOTOVOLTAIC | 2014-02-14 05:00 | Massachusetts Electric Company | MEC | MA | 27 | WMA | WCMA |  | 0 | 0 | 0 | 1 | 1
43921 | COXCOM-02893PV135DG |  | No Resource (1) | PV | SUN |  | PHOTOVOLTAIC | 2014-02-11 05:00 | The Narragansett Electric Company | NEC | RI | 03 | RI | RI |  | 0 | 0 | 0 | 0.135 | 0.135
43922 | SOLVENTERRA 4-01083PV1000NM |  | No Resource (1) | PV | SUN |  | PHOTOVOLTAIC | 2014-02-12 05:00 | Massachusetts Electric Company | MEC | MA | 27 | WMA | WCMA |  | 0 | 0 | 0 | 1 | 1
43923 | PLYMOUTH PUBLIC SCHOOLS-#2062 |  | No Resource (1) | PV | SUN |  | PHOTOVOLTAIC | 2014-02-13 05:00 | NSTAR Electric Company | NSTAR | MA | 23 | SEMA | SEMA |  | 0 | 0 | 0 | 4 | 4
43924 | TOWN OF DARTMOUTH #1777 |  | No Resource (1) | PV | SUN |  | PHOTOVOLTAIC | 2014-02-13 05:00 | NSTAR Electric Company | NSTAR | MA | 05 | SEMA | SEMA |  | 0 | 0 | 0 | 1.25 | 1.25
43927 | SOUTHERN SKY-CARVER #1 (1997) |  | No Resource (1) | PV | SUN |  | PHOTOVOLTAIC | 2014-02-13 05:00 | NSTAR Electric Company | NSTAR | MA | 23 | SEMA | SEMA |  | 0 | 0 | 0 | 1 | 1
43928 | SOUTHERN SKY-CARVER #2 (1998) |  | No Resource (1) | PV | SUN |  | PHOTOVOLTAIC | 2014-02-13 05:00 | NSTAR Electric Company | NSTAR | MA | 23 | SEMA | SEMA |  | 0 | 0 | 0 | 1 | 1
43929 | SOUTHERN SKY-CARVER #4 (2000) |  | No Resource (1) | PV | SUN |  | PHOTOVOLTAIC | 2014-02-13 05:00 | NSTAR Electric Company | NSTAR | MA | 23 | SEMA | SEMA |  | 0 | 0 | 0 | 1 | 1
43930 | SOUTHERN SKY-CARVER #5 (2001) |  | No Resource (1) | PV | SUN |  | PHOTOVOLTAIC | 2014-02-13 05:00 | NSTAR Electric Company | NSTAR | MA | 23 | SEMA | SEMA |  | 0 | 0 | 0 | 1 | 1
43932 | SOUTHERN SKY-CARVER #3 (1999) |  | No Resource (1) | PV | SUN |  | PHOTOVOLTAIC | 2014-02-13 05:00 | NSTAR Electric Company | NSTAR | MA | 23 | SEMA | SEMA |  | 0 | 0 | 0 | 1 | 1
43936 | SOLVENTERRA 1-01083PV1000NM |  | No Resource (1) | PV | SUN |  | PHOTOVOLTAIC | 2014-02-12 05:00 | Massachusetts Electric Company | MEC | MA | 27 | WMA | WCMA |  | 0 | 0 | 0 | 1 | 1
43937 | SOLVENTERRA 2-01083PV1000NM |  | No Resource (1) | PV | SUN |  | PHOTOVOLTAIC | 2014-02-12 05:00 | Massachusetts Electric Company | MEC | MA | 27 | WMA | WCMA |  | 0 | 0 | 0 | 1 | 1
43938 | SOLVENTERRA 3-01083PV1000NM |  | No Resource (1) | PV | SUN |  | PHOTOVOLTAIC | 2014-02-12 05:00 | Massachusetts Electric Company | MEC | MA | 27 | WMA | WCMA |  | 0 | 0 | 0 | 1 | 1
16653 | BURGESS BIOPOWER | 16653 | BERLIN BIOPOWER | PB | WDS |  | BIO/REFUSE | 2014-06-02 | Public Service Company of New Hampshire | PSNH | NH | 07 | NH | NH |  | 0 | 0 | 0 | 58.7 | 58.7
[15 empty] | Total | 30273.814 | 34528.693 | 34518.026 | 31172.958 | -554.665
NOTES:
Appendix A - defines the codes used.
Generator details, including Lead Market Participant, as of January 1, 2014.
Additional information and changes to generating asset Lead Participant since January 1, 2014 may be found in the Endnotes following Section 2.1.
The Expected Summer Peak SCC is based on the March 3, 2014 SCC Report, and includes generators that are expected to be in service by Aug. 1.
The summer SCCs of Canal 1 and 2 as reported in the 3/3/14 SCC Report reflect derated values of 0 MW and 298.500 MW, respectively. However, since their CSOs from FCA 5 were 550.429 MW and 553.000 MW, it is assumed that those units will be operating during the 2014-2015 commitment period. Therefore, their SCCs in this generator list reflect the summer ratings prior to the derate.
When an alternate fuel is listed, the unit may not necessarily be fully operable on both fuels.
FOOTNOTES:
(1) This an existing Asset that has no associated Resource at this time.

## 2.1 Endnotes
2.1 Endnotes
-1 | All generator details in Section 2.1, other than the capabilities during the winter and summer peaks, are as of January 1, 2014.
-2 | Effective January 23, 2014, Black Bear Hydro Partners, LLC (BBHP) has replaced Black Bear SO, LLC (BBSO) as the Lead Market Participant for the following assets:
HOWLAND, Asset #16524
ORONO B HYDRO, Asset #38083
PEJEPSCOT, Asset #532
PPL Veazie, Asset #16295
STILLWATER B HYDRO, Asset #38084
-3 | Effective January 31, 2014, Pioneer Hydro Electric Company LLC (PHE) has replaced Swift River Trading Company, LLC (SRTC) as the Lead Market Participant for the following asset:
WARE HYDRO, Asset #1048
-4 | Effective February 1, 2014, Exelon Generation Company, LLC (EXGC) has replaced Macquarie Energy, LLC (MCPI) as the Lead Market Participant for the following asset:
ECO Maine, Asset #542
-5 | Effective March 1, 2014, Power Supply Services, LLC (PSS) has replaced Public Service Company of New Hampshire (PSNH) as the Lead Market Participant for the following assets:
LAKEPORT DAM, Asset #892
MINE FALLS, Asset #869
-6 | Effective March 1, 2014, Blackstone Hydro, Inc. (BHI) has replaced Macquarie Energy LLC (MCPI) as the Lead Market Participant for the following assets:
BARKER LOWER HYDRO, Asset #2278
BARKER UPPER HYDRO, Asset #2279
BLACKSTONE HYDRO LOAD REDUCER, Asset #1057
BROWNS MILL HYDRO, Asset #2281
DAMARISCOTTA HYDRO, Asset #2282
EUSTIS HYDRO, Asset #2283
GARDINER HYDRO, Asset #2284
GREAT WORKS COMPOSITE, Asset #1117
GREENVILLE HYDRO, Asset #2285
MECHANIC FALLS HYDRO, Asset #2287
NORWAY HYDRO, Asset #2288
PITTSFIELD HYDRO, Asset #2290
YORK HYDRO, Asset #2292
-7 | Effective March 1, 2014, Verso Maine Energy LLC (VERSO) has replaced H.Q. Energy Services (US) Inc. (HQE) as the Lead Market Participant for the following asset:
BUCKSPORT ENERGY 4, Asset #1288
-8 | Effective March 1, 2014, Energy New England (ENE) has replaced New Brunswick Energy Marketing Corporation as the Lead Market Participant for the following asset:
BAR HARBOR DIESELS 1-4, Asset #332
EASTPORT DIESELS 1-3, Asset #407
MEDWAY DIESELS 1-4, Asset #475
-9 | Effective March 27, 2014, Kendall Green Energy, LLC has replaced Genon Energy Management, LLC (MET) as the Lead Market Participant for the following assets:
KENDALL CT, Asset #1672
KENDALL JET 1, Asset #452
KENDALL STEAM 1, Asset #10347
KENDALL STEAM 2, Asset #10348
KENDALL STEAM 3, Asset #10349
-10 | Effective April 1, 2014, Swift River Trading Company, LLC (SRTC) has replaced Public Service Company of New Hampshire (PSNH) as the Lead Market Participant for the following asset:
HOSIERY MILL DAM, Asset #902

## 2.2 Net of Imports & Exports
2.2 Net of Imports and Exports (1)
|  | CAPACITY IMPORT/EXPORT FROM |  | CAPABILITY - MW
|  |  |  | Winter | Summer
|  |  |  | 2014-01-01 | 2014-08-01
|  | Quebec (2) |  | 594 | 573
|  | New Brunswick |  | 200 | 211
|  | New York (3) |  | 309 | 518
|  |  | NET OF IMPORTS AND EXPORTS (4) | 1103 | 1302
FOOTNOTES:
-1 | Summer and winter values are based on FCM Capacity Supply Obligations.
-2 | The Citizens Block Load CSO, which is treated as a generating resource in Sec. 3.1 and Appendix D, is treated here as an import from Quebec.
-3 | New York values reflect a 100 MW Administrative Export. That export is treated as a reduction to the generation CSO in Sec. 1.
-4 | A positive value indicates net imports and a negative value indicates net exports.

## 3.1 Solar Forecast
3.1 - Interim Forecast of Solar Photovoltaic (PV) Resources by State
| States | Annual Total MW (MW, AC nameplate rating) | [10 empty] | Totals
|  | Through 2013 | 2014 | 2015 | 2016 | 2017 | 2018 | 2019 | 2020 | 2021 | 2022 | 2023
| CT | 73.784 | 46.1552 | 39.2982 | 52.9865 | 34.6748 | 34.6748 | 13.0583 | 13.0583 | 13.0583 | 13.0583 | 11.5583 | 345.3649
| MA | 361.6016 | 168.5232 | 117.3952 | 110.4896 | 103.584 | 98.7036 | 98.7036 | 98.7036 | 32.9012 | 32.9012 | 32.9012 | 1256.408
| ME | 8.1 | 1.971 | 1.8615 | 1.752 | 1.6425 | 1.6425 | 1.6425 | 1.6425 | 1.6425 | 1.6425 | 1.6425 | 25.182
| NH | 8.22 | 2.4503 | 2.3141 | 2.178 | 2.0419 | 2.0419 | 2.0419 | 2.0419 | 2.0419 | 0.68063 | 0.68063 | 26.733
| RI | 10.86 | 7.317 | 5.3805 | 3.744 | 1.17 | 1.17 | 1.17 | 1.17 | 1.17 | 1.17 | 1.17 | 35.4915
| VT | 36.1125 | 20.0948 | 13.3556 | 6.954 | 6.5194 | 6.5194 | 6.5194 | 6.5194 | 6.5194 | 6.5194 | 1.7 | 117.3331
| Annual | 498.6781 | 246.5114 | 179.6051 | 178.1041 | 149.6326 | 144.7522 | 123.1356 | 123.1356 | 57.3332 | 55.972 | 49.6526 | 1806.5125
| Cumulative | 498.6781 | 745.1895 | 924.7946 | 1102.8987 | 1252.5313 | 1397.2834 | 1520.4191 | 1643.5547 | 1700.8879 | 1756.8599 | 1806.5125 | 1806.5125
Estimated Summer Seasonal Claimed Capability (SCC), in MW; Based on 35% of AC Nameplate Rating [Assume Winter SCC equal to zero]
| Annual Summer SCC (MW) | 174.5373 | 86.279 | 62.8618 | 62.3364 | 52.3714 | 50.6633 | 43.0975 | 43.0975 | 20.0666 | 19.5902 | 17.3784 | 632.2794
| Cumulative Summer SCC (MW) | 174.5373 | 260.8163 | 323.6781 | 386.0145 | 438.3859 | 489.0492 | 532.1467 | 575.2441 | 595.3108 | 614.901 | 632.2794 | 632.2794
NOTES:
1) Explanation of all PV forecast assumptions and methodology is available at:
http://www.iso-ne.com/committees/comm_wkgrps/othr/distributed_generation_frcst/2014_pv_frcst/2014_final_solar_forecast.pdf
2) The forecast reflects values after applying discount factors developed to reflect a degree of uncertainty in future PV development
3) Forecast values include FCM Resources, non-FCM Settlement Only Generators, and load reducing PV resources
4) ISO is working with stakeholders to determine the appropriate use of the PV forecast
5) Forecast values represent end-of-year installed capacities
6) Summer SCC values are based on the assumption that all end-of-year resources are in operation during the summer period
7) Different planning studies may use values different from the SCC based on the intent of the study

## 4.1 Sum of CSOs
4.1 Summary of Capacity Supply Obligations (CSO) MW(1)(2)(3)(4)(5)(6)
Capacity Commitment Period
|  |  |  | 2013-14(7) |  | 2014-15 (7) |  | 2015-16 (8) |  | 2016-17 (9) |  | 2017-18 (10)
| Load Zone Name | Resource Type | Resource Sub Type | Summer CSO | Winter CSO | Summer CSO | Winter CSO | Summer CSO | Winter CSO | Summer CSO | Winter CSO | Summer CSO | Winter CSO
| CT | ACTIVE DR | REAL TIME DR | 105.523 | 99.541 | 129.415 | 123.304 | 223.45 | 222.595 | 194.145 | 194.212 | 226.615 | 226.721
|  |  | REAL-TIME EG | 99.491 | 85.085 | 94.999 | 92.729 | 158.483 | 153.152 | 142.907 | 142.907 | 138.338 | 138.338
|  |  | TOTAL ACTIVE | 205.014 | 184.626 | 224.414 | 216.033 | 381.933 | 375.747 | 337.052 | 337.119 | 364.953 | 365.059
|  | PASSIVE DR | ON-PEAK | 81.265 | 81.265 | 78.377 | 78.377 | 71.553 | 71.179 | 58.157 | 58.157 | 60.862 | 60.862
|  |  | SEASONAL PEAK | 299.328 | 299.328 | 312.288 | 312.288 | 290.496 | 290.496 | 247.653 | 247.653 | 307.892 | 307.892
|  |  | TOTAL PASSIVE | 380.593 | 380.593 | 390.665 | 390.665 | 362.049 | 361.675 | 305.81 | 305.81 | 368.754 | 368.754
|  | DR Total |  | 585.607 | 565.219 | 615.079 | 606.698 | 743.982 | 737.422 | 642.862 | 642.929 | 733.707 | 733.813
|  | GEN | Intermittent | 204.189 | 218.484 | 151.194 | 163.329 | 174.875 | 186.532 | 181.174 | 194.289 | 188.984 | 203.672
|  |  | Non Intermittent | 7059.833 | 7082.498 | 7245.281 | 7321.634 | 7199.232 | 7228.842 | 6973.344 | 6973.344 | 8252.492 | 8252.492
|  | GEN Total |  | 7264.022 | 7300.982 | 7396.475 | 7484.963 | 7374.107 | 7415.374 | 7154.518 | 7167.633 | 8441.476 | 8456.164
| CT Total |  |  | 7849.629 | 7866.201 | 8011.554 | 8091.661 | 8118.089 | 8152.796 | 7797.38 | 7810.562 | 9175.183 | 9189.977
| ME | ACTIVE DR | REAL TIME DR | 179.308 | 178.154 | 183.386 | 182.089 | 249.682 | 265.175 | 246.548 | 249.022 | 203.69 | 206.193
|  |  | REAL-TIME EG | 9.951 | 8.429 | 8.583 | 5.958 | 12.296 | 9.815 | 11.636 | 9.162 | 11.802 | 9.299
|  |  | TOTAL ACTIVE | 189.259 | 186.583 | 191.969 | 188.047 | 261.978 | 274.99 | 258.184 | 258.184 | 215.492 | 215.492
|  | PASSIVE DR | ON-PEAK | 88.539 | 86.931 | 112.638 | 112.638 | 148.495 | 146.771 | 154.45 | 154.45 | 182.318 | 182.318
|  |  | SEASONAL PEAK | 0 | 0 | 0 | 0 | 0 | 0 | 0 | 0 | 0 | 0
|  |  | TOTAL PASSIVE | 88.539 | 86.931 | 112.638 | 112.638 | 148.495 | 146.771 | 154.45 | 154.45 | 182.318 | 182.318
|  | DR Total |  | 277.798 | 273.514 | 304.607 | 300.685 | 410.473 | 421.761 | 412.634 | 412.634 | 397.81 | 397.81
|  | GEN | Intermittent | 144.354 | 179.622 | 156.445 | 187.624 | 207.739 | 312.363 | 194.146 | 309.968 | 234.76 | 365.319
|  |  | Non Intermittent | 2689.281 | 2725.189 | 2767.734 | 2803.585 | 2800.225 | 2801.231 | 2593.721 | 2593.719 | 2919.049 | 2919.618
|  | GEN Total |  | 2833.635 | 2904.811 | 2924.179 | 2991.209 | 3007.964 | 3113.594 | 2787.867 | 2903.687 | 3153.809 | 3284.937
| ME Total |  |  | 3111.433 | 3178.325 | 3228.786 | 3291.894 | 3418.437 | 3535.355 | 3200.501 | 3316.321 | 3551.619 | 3682.747
| NEMA | ACTIVE DR | REAL TIME DR | 54.814 | 34.331 | 55.367 | 44.046 | 111.484 | 99.393 | 39.962 | 39.962 | 47.651 | 44.173
|  |  | REAL-TIME EG | 36.709 | 21.657 | 27.081 | 27.081 | 48.393 | 46.652 | 27.659 | 27.659 | 26.196 | 25.968
|  |  | TOTAL ACTIVE | 91.523 | 55.988 | 82.448 | 71.127 | 159.877 | 146.045 | 67.621 | 67.621 | 73.847 | 70.141
|  | PASSIVE DR | ON-PEAK | 204.081 | 201.587 | 313.028 | 312.886 | 330.21 | 330.21 | 354.647 | 354.102 | 481.959 | 481.413
|  |  | SEASONAL PEAK | 0 | 0 | 0 | 0 | 0 | 0 | 0 | 0 | 0 | 0
|  |  | TOTAL PASSIVE | 204.081 | 201.587 | 313.028 | 312.886 | 330.21 | 330.21 | 354.647 | 354.102 | 481.959 | 481.413
|  | DR Total |  | 295.604 | 257.575 | 395.476 | 384.013 | 490.087 | 476.255 | 422.268 | 421.723 | 555.806 | 551.554
|  | GEN | Intermittent | 70.195 | 72.396 | 68.927 | 71.256 | 69.363 | 71.485 | 69.535 | 71.143 | 70.103 | 71.674
|  |  | Non Intermittent | 2902.811 | 2902.811 | 2553.824 | 2762.51 | 2506.128 | 2506.128 | 3141.269 | 3141.814 | 3149.876 | 3154.127
|  | GEN Total |  | 2973.006 | 2975.207 | 2622.751 | 2833.766 | 2575.491 | 2577.613 | 3210.804 | 3212.957 | 3219.979 | 3225.801
| NEMA Total |  |  | 3268.61 | 3232.782 | 3018.227 | 3217.779 | 3065.578 | 3053.868 | 3633.072 | 3634.68 | 3775.785 | 3777.355
| NH | ACTIVE DR | REAL TIME DR | 4.129 | 3.72 | 7.403 | 6.684 | 26.627 | 26.118 | 17.57 | 17.479 | 20.513 | 19.792
|  |  | REAL-TIME EG | 14.127 | 12.397 | 18.319 | 16.589 | 21.703 | 19.973 | 14.022 | 12.045 | 14.022 | 12.045
|  |  | TOTAL ACTIVE | 18.256 | 16.117 | 25.722 | 23.273 | 48.33 | 46.091 | 31.592 | 29.524 | 34.535 | 31.837
|  | PASSIVE DR | ON-PEAK | 64.724 | 64.724 | 69.919 | 69.919 | 75.367 | 75.367 | 66.253 | 66.253 | 79.228 | 79.228
|  |  | SEASONAL PEAK | 0 | 0 | 0 | 0 | 0 | 0 | 0 | 0 | 0 | 0
|  |  | TOTAL PASSIVE | 64.724 | 64.724 | 69.919 | 69.919 | 75.367 | 75.367 | 66.253 | 66.253 | 79.228 | 79.228
|  | DR Total |  | 82.98 | 80.841 | 95.641 | 93.192 | 123.697 | 121.458 | 97.845 | 95.777 | 113.763 | 111.065
|  | GEN | Intermittent | 149.563 | 187.506 | 135.797 | 160.746 | 154.285 | 202.537 | 149.291 | 197.049 | 166.889 | 226.839
|  |  | Non Intermittent | 3906.96 | 3904.44 | 3918.418 | 3918.704 | 4021.995 | 4021.96 | 3827.37 | 3821.552 | 4064.461 | 4064.461
|  | GEN Total |  | 4056.523 | 4091.946 | 4054.215 | 4079.45 | 4176.28 | 4224.497 | 3976.661 | 4018.601 | 4231.35 | 4291.3
| NH Total |  |  | 4139.503 | 4172.787 | 4149.856 | 4172.642 | 4299.977 | 4345.955 | 4074.506 | 4114.378 | 4345.113 | 4402.365
| RI | ACTIVE DR | REAL TIME DR | 26.571 | 22.815 | 23.039 | 19.897 | 47.398 | 43.385 | 43.09 | 40.215 | 57.595 | 54.064
|  |  | REAL-TIME EG | 16.272 | 6.62 | 12.877 | 11.402 | 28.12 | 25.673 | 21.316 | 18.391 | 33.54 | 29.149
|  |  | TOTAL ACTIVE | 42.843 | 29.435 | 35.916 | 31.299 | 75.518 | 69.058 | 64.406 | 58.606 | 91.135 | 83.213
|  | PASSIVE DR | ON-PEAK | 77.544 | 77.544 | 84.38 | 84.139 | 123.218 | 123.218 | 128.131 | 128.073 | 175.377 | 175.377
|  |  | SEASONAL PEAK | 0 | 0 | 0 | 0 | 0 | 0 | 0 | 0 | 0 | 0
|  |  | TOTAL PASSIVE | 77.544 | 77.544 | 84.38 | 84.139 | 123.218 | 123.218 | 128.131 | 128.073 | 175.377 | 175.377
|  | DR Total |  | 120.387 | 106.979 | 120.296 | 115.438 | 198.736 | 192.276 | 192.537 | 186.679 | 266.512 | 258.59
|  | GEN | Intermittent | 4.166 | 6.496 | 3.892 | 5.945 | 4.778 | 7.147 | 4.978 | 6.919 | 5.867 | 7.28
|  |  | Non Intermittent | 2414.679 | 2474.779 | 2454.021 | 2530.607 | 2435.273 | 2439.818 | 2365.59 | 2376.434 | 1861.432 | 1863.808
|  | GEN Total |  | 2418.845 | 2481.275 | 2457.913 | 2536.552 | 2440.051 | 2446.965 | 2370.568 | 2383.353 | 1867.299 | 1871.088
| RI Total |  |  | 2539.232 | 2588.254 | 2578.209 | 2651.99 | 2638.787 | 2639.241 | 2563.105 | 2570.032 | 2133.811 | 2129.678
| SEMA | ACTIVE DR | REAL TIME DR | 24.859 | 13.941 | 20.185 | 16.514 | 28.69 | 23.054 | 29.092 | 27.215 | 38.361 | 36.487
|  |  | REAL-TIME EG | 21.232 | 10.199 | 15.865 | 15.865 | 16.819 | 16.144 | 15.963 | 15.963 | 15.962 | 15.962
|  |  | TOTAL ACTIVE | 46.091 | 24.14 | 36.05 | 32.379 | 45.509 | 39.198 | 45.055 | 43.178 | 54.323 | 52.449
|  | PASSIVE DR | ON-PEAK | 112.236 | 112.443 | 153.319 | 153.319 | 167.055 | 167.055 | 172.553 | 172.289 | 243.325 | 243.325
|  |  | SEASONAL PEAK | 0 | 0 | 0 | 0 | 0 | 0 | 0 | 0 | 0 | 0
|  |  | TOTAL PASSIVE | 112.236 | 112.443 | 153.319 | 153.319 | 167.055 | 167.055 | 172.553 | 172.289 | 243.325 | 243.325
|  | DR Total |  | 158.327 | 136.583 | 189.369 | 185.698 | 212.564 | 206.253 | 217.608 | 215.467 | 297.648 | 295.774
|  | GEN | Intermittent | 76.149 | 80.264 | 73.52 | 77.016 | 76.083 | 79.542 | 150.586 | 225.103 | 76.192 | 80.68
|  |  | Non Intermittent | 5683.459 | 5739.656 | 5865.682 | 6065.753 | 5688.499 | 5799.434 | 5203.097 | 5220.476 | 4458.525 | 4497.705
|  | GEN Total |  | 5759.608 | 5819.92 | 5939.202 | 6142.769 | 5764.582 | 5878.976 | 5353.683 | 5445.579 | 4534.717 | 4578.385
| SEMA Total |  |  | 5917.935 | 5956.503 | 6128.571 | 6328.467 | 5977.146 | 6085.229 | 5571.291 | 5661.046 | 4832.365 | 4874.159
| VT | ACTIVE DR | REAL TIME DR | 24.838 | 24.301 | 32.161 | 29.501 | 47.214 | 52.473 | 35.555 | 35.86 | 37.007 | 44.524
|  |  | REAL-TIME EG | 2.676 | 2.219 | 6.235 | 6.235 | 2.866 | 2.833 | 2.866 | 2.866 | 2.866 | 2.866
|  |  | TOTAL ACTIVE | 27.514 | 26.52 | 38.396 | 35.736 | 50.08 | 55.306 | 38.421 | 38.726 | 39.873 | 47.39
|  | PASSIVE DR | ON-PEAK | 89.164 | 89.026 | 97.815 | 97.815 | 112.951 | 112.835 | 122.741 | 122.741 | 131.825 | 131.825
|  |  | SEASONAL PEAK | 0 | 0 | 0 | 0 | 0 | 0 | 0 | 0 | 0 | 0
|  |  | TOTAL PASSIVE | 89.164 | 89.026 | 97.815 | 97.815 | 112.951 | 112.835 | 122.741 | 122.741 | 131.825 | 131.825
|  | DR Total |  | 116.678 | 115.546 | 136.211 | 133.551 | 163.031 | 168.141 | 161.162 | 161.467 | 171.698 | 179.215
|  | GEN | Intermittent | 87.296 | 126.217 | 80.643 | 108.145 | 91.933 | 144.896 | 90.038 | 144.778 | 84.538 | 141.572
|  |  | Non Intermittent | 543.898 | 543.898 | 246.107 | 246.107 | 235.097 | 235.097 | 732.876 | 757.876 | 220.394 | 220.394
|  | GEN Total |  | 631.194 | 670.115 | 326.75 | 354.252 | 327.03 | 379.993 | 822.914 | 902.654 | 304.932 | 361.966
| VT Total |  |  | 747.872 | 785.661 | 462.961 | 487.803 | 490.061 | 548.134 | 984.076 | 1064.121 | 476.63 | 541.181
| WCMA | ACTIVE DR | REAL TIME DR | 46.472 | 26.801 | 37.758 | 31.667 | 98.111 | 79.852 | 76.127 | 71.175 | 91.727 | 85.347
|  |  | REAL-TIME EG | 33.665 | 21.424 | 27.257 | 26.395 | 45.866 | 42.385 | 25.812 | 25.376 | 27.798 | 27.244
|  |  | TOTAL ACTIVE | 80.137 | 48.225 | 65.015 | 58.062 | 143.977 | 122.237 | 101.939 | 96.551 | 119.525 | 112.591
|  | PASSIVE DR | ON-PEAK | 104.169 | 104.169 | 142.907 | 142.907 | 159.343 | 159.343 | 168.631 | 168.329 | 248.392 | 248.392
|  |  | SEASONAL PEAK | 28.693 | 28.693 | 34.893 | 34.893 | 40.25 | 40.25 | 46.095 | 46.095 | 49.016 | 49.016
|  |  | TOTAL PASSIVE | 132.862 | 132.862 | 177.8 | 177.8 | 199.593 | 199.593 | 214.726 | 214.424 | 297.408 | 297.408
|  | DR Total |  | 212.999 | 181.087 | 242.815 | 235.862 | 343.57 | 321.83 | 316.665 | 310.975 | 416.933 | 409.999
|  | GEN | Intermittent | 48.866 | 69.062 | 48.49 | 64.369 | 47.764 | 69.4 | 53.702 | 74.707 | 59.343 | 92.064
|  |  | Non Intermittent | 3611.975 | 3624.961 | 3506.788 | 3537.754 | 3449.085 | 3452.446 | 3299.571 | 3297.195 | 3621.015 | 3596.639
|  | GEN Total |  | 3660.841 | 3694.023 | 3555.278 | 3602.123 | 3496.849 | 3521.846 | 3353.273 | 3371.902 | 3680.358 | 3688.703
| WCMA Total |  |  | 3873.84 | 3875.11 | 3798.093 | 3837.985 | 3840.419 | 3843.676 | 3669.938 | 3682.877 | 4097.291 | 4098.702
| ISO NEW | ACTIVE DR | REAL TIME DR | 466.514 | 403.604 | 488.714 | 453.702 | 832.656 | 812.045 | 682.089 | 675.14 | 723.159 | 717.301
| ENGLAND |  | REAL-TIME EG | 234.123 | 168.03 | 211.216 | 202.254 | 334.546 | 316.627 | 262.181 | 254.369 | 270.524 | 260.871
| Total |  | TOTAL ACTIVE | 700.637 | 571.634 | 699.93 | 655.956 | 1167.202 | 1128.672 | 944.27 | 929.509 | 993.683 | 978.172
|  | PASSIVE DR | ON-PEAK | 821.722 | 817.689 | 1052.383 | 1052 | 1188.192 | 1185.978 | 1225.563 | 1224.394 | 1603.286 | 1602.74
|  |  | SEASONAL PEAK | 328.021 | 328.021 | 347.181 | 347.181 | 330.746 | 330.746 | 293.748 | 293.748 | 356.908 | 356.908
|  |  | TOTAL PASSIVE | 1149.743 | 1145.71 | 1399.564 | 1399.181 | 1518.938 | 1516.724 | 1519.311 | 1518.142 | 1960.194 | 1959.648
|  | DR Total |  | 1850.38 | 1717.344 | 2099.494 | 2055.137 | 2686.14 | 2645.396 | 2463.581 | 2447.651 | 2953.877 | 2937.82
|  | GEN | Intermittent | 784.778 | 940.047 | 718.908 | 838.43 | 826.82 | 1073.902 | 893.45 | 1223.956 | 886.676 | 1189.1
|  |  | Non Intermittent | 28812.896 | 28998.232 | 28557.855 | 29186.654 | 28335.534 | 28484.956 | 28136.838 | 28182.41 | 28547.244 | 28569.244
|  | GEN Total |  | 29597.674 | 29938.279 | 29276.763 | 30025.084 | 29162.354 | 29558.858 | 29030.288 | 29406.366 | 29433.92 | 29758.344
| ISO NEW ENGLAND Total |  |  | 31448.054 | 31655.623 | 31376.257 | 32080.221 | 31848.494 | 32204.254 | 31493.869 | 31854.017 | 32387.797 | 32696.164
| Import | IMPORT |  | 1182.869 | 1182.869 | 1382.551 | 912.125 | 1641.821 | 1630.887 | 1606.862 | 1581.862 | 1237.034 | 1237.034
| Grand Total |  |  | 32630.923 | 32838.492 | 32758.808 | 32992.346 | 33490.315 | 33835.141 | 33100.731 | 33435.879 | 33624.831 | 33933.198
FOOTNOTES:
(1) Values are not capped by RTEG or Interface limits.
(2) Includes all Resources without distinction of qualification as a New Capacity Resource or Existing Capacity Resource.
(3) De-listed MW and Non-Price Retirement MWs have been removed.
(4) The Citizens Block Load Capacity Supply Obligation is treated as a generating resource in this table, whereas in the Section 1 summaries it is treated as an import.
(5) All Capacity Supply Obligation values are current as of March 18, 2014.
(6) The totals in this table will not necessarily match those in Appendix D because these values are current as of March 18, 2014, whereas the Appendix D values are snapshots taken at the time of the particular auction or bilateral period.
(7) Capacity Supply Obligation values include results for the Annual Reconfiguration Auction 3.
(8) Capacity Supply Obligation values include results for the Annual Reconfiguration Auction 1.
(10) Capacity Supply Obligation values include results for the 2016-2017 FCA Proration.
(11) Capacity Supply Obligation values include results for the 2017-2018 FCA.

## 5.1 Resource NRCs and CNRCs
5.1 Network Resource Capability (NRC) & Capacity Network Resource Capability (CNRC) List(1)(2)
- As of June 1, 2014
| Resource ID | Resource Name | Asset ID | Asset Name | NRC (MW) |  | CNRC (MW) |  | Instrument Used to Identify Capability(4) | State | County | RSP Area | Lead Participant
[5 empty] | Summer (500F) | Winter (00F) | Summer (900F) | Winter (200F)
| 463 | AEI LIVERMORE | 463 | REENERGY LIVERMORE FALLS | 35.3 | 35.63 | 35.3 | 35.63 | Historic Capability | ME | 01 | ME | BSE
| 594 | AES THAMES | 594 | AES THAMES | 181 | 181 | 181 | 181 | IA | CT | 11 | CT | CLP
| 326 | ALTRESCO | 326 | ALTRESCO | 160 | 192.5 | 151.4 | 165 | IA | MA | 03 | WMA | PPH
| 14271 | AMERESCO NORTHAMPTON | 14271 | AMERESCO NORTHAMPTON | 0.8 | 0.8 | 0.8 | 0.8 | Historic Capability | MA | 15 | WMA | EXGC
| 327 | AMOSKEAG | 327 | AMOSKEAG | 17.5 | 17.5 | 17.5 | 17.5 | Historic Capability | NH | 11 | NH | PSNH
| 1412 | ANP-BELLINGHAM 1 | 1412 | ANP-BELLINGHAM 1 | 292.4943 | 307.5 | 272.387 | 307.5 | PPA | MA | 21 | RI | SUEZ
| 1415 | ANP-BELLINGHAM 2 | 1415 | ANP-BELLINGHAM 2 | 292.466 | 307.5 | 272.617 | 307.5 | PPA | MA | 21 | RI | SUEZ
| 1287 | ANP-BLACKSTONE ENERGY 2 | 1287 | ANP-BLACKSTONE ENERGY 2 | 292.8801 | 307.5 | 271.317 | 307.5 | PPA | MA | 27 | RI | SUEZ
| 1286 | ANP-BLACKSTONE ENERGY CO. #1 | 1286 | ANP-BLACKSTONE ENERGY 1 | 292.7681 | 307.5 | 271.822 | 307.5 | PPA | MA | 27 | RI | SUEZ
| 819 | ARNOLD FALLS | 819 | ARNOLD FALLS | 0.3 | 0.3 | 0.3 | 0.3 | Historic Capability | VT | 05 | NH | GMP
| 329 | ASCUTNEY GT | 329 | ASCUTNEY GT | 11.46 | 14.7 | 10.3 | 14.7 | Historic Capability | VT | 27 | VT | GMP
| 905 | ASHUELOT HYDRO | 905 | ASHUELOT HYDRO | 0.808 | 0.93 | 0.808 | 0.93 | Historic Capability | NH | 05 | VT | MMWEC
| 953 | ATTLEBORO LANDFILL - QF | 953 | ATTLEBORO LANDFILL - QF | 1.535 | 1.535 | 1.535 | 1.535 | Historic Capability | MA | 23 | SEMA | MEC
| 931 | AVERY DAM | 931 | AVERY DAM | 0.46 | 0.479 | 0.46 | 0.479 | Historic Capability | NH | 01 | NH | PSNH
| 330 | AYERS ISLAND | 330 | AYERS ISLAND | 9.08 | 9.08 | 9.08 | 9.08 | Historic Capability | NH | 01 | NH | PSNH
| 331 | AZISCOHOS HYDRO | 331 | AZISCOHOS HYDRO | 6.8 | 6.8 | 6.8 | 6.8 | IA | ME | 19 | ME | BEMLP
| 951 | BALTIC MILLS - QF | 951 | BALTIC MILLS - QF | 0.104 | 0.104 | 0.104 | 0.104 | Historic Capability | NH | 09 | NH | SMED
| 811 | BANTAM | 811 | BANTAM | 0.32 | 0.32 | 0.32 | 0.32 | IA | CT | 05 | CT | SUEZ
| 332 | BAR HARBOR DIESELS 1-4 | 332 | BAR HARBOR DIESELS 1-4 | 8.1 | 8.65 | 8.1 | 8.65 | Historic Capability | ME | 09 | BHE | NBPGC
| 754 | BAR MILLS | 754 | BAR MILLS | 4 | 4 | 4 | 4 | IA | ME | 31 | SME | FPLEMH
| 2278 | BARKER LOWER HYDRO | 2278 | BARKER LOWER HYDRO | 0.652 | 1.25 | 0.652 | 1.25 | Historic Capability | ME | 01 | ME | MCPI
| 2279 | BARKER UPPER HYDRO | 2279 | BARKER UPPER HYDRO | 0.377 | 1.262 | 0.377 | 1.262 | Historic Capability | ME | 01 | ME | MCPI
| 833 | BARNET | 833 | BARNET | 0.35 | 0.49 | 0.35 | 0.49 | Historic Capability | VT | 05 | NH | GMP
| 1059 | BARRE LANDFILL | 1059 | BARRE LANDFILL | 1 | 1 | 1 | 1 | IA | MA | 27 | WMA | DEM
| 959 | BARTON 1-4 DIESELS | 959 | BARTON 1-4 DIESELS | 4.4 | 4.4 | 4.4 | 4.4 | Historic Capability | VT | 19 | NH | VPPSA
| 828 | BARTON HYDRO | 828 | BARTON HYDRO | 1.3 | 1.3 | 1.3 | 1.3 | Historic Capability | VT | 19 | NH | VPPSA
| 824 | BATH ELECTRIC HYDRO | 824 | BATH ELECTRIC HYDRO | 0.4 | 0.8 | 0.4 | 0.8 | Historic Capability | NH | 09 | NH | PSNH
| 37072 | Beaver_Ridge_Wind | 15706 | Beaver Ridge Wind | NA | NA | 0.474 | 1.344 | NA | ME | 27 | ME | NHEC
| 812 | BEEBE HOLBROOK | 812 | BEEBE HOLBROOK | 0.586 | 0.586 | 0.586 | 0.586 | Historic Capability | MA | 13 | WMA | HGE
| 2430 | BELDENS-NEW | 2430 | BELDENS-NEW | 4.58 | 5.7 | 4.58 | 5.7 | Historic Capability | VT | 01 | VT | GMP
| 335 | BELLOWS FALLS | 335 | BELLOWS FALLS | 49 | 49 | 49 | 49 | IA | VT | 25 | VT | TCPM
| 2280 | BENTON FALLS HYDRO | 2280 | BENTON FALLS HYDRO | 3.776 | 4.355 | 3.776 | 4.355 | Historic Capability | ME | 11 | ME | LELWD
| 12180 | BERKSHIRE COW POWER | 12180 | BERKSHIRE COW POWER | 0.5 | 0.5 | 0.5 | 0.5 | Historic Capability | VT | 11 | VT | VEC
| 1086 | BERKSHIRE POWER | 1086 | BERKSHIRE POWER | 270 | 284 | 270 | 284 | IA | MA | 13 | WMA | HESS
| 14661 | Berkshire Wind Power Project | 16614 | Berkshire Wind Power Project | 15 | 15 | 2.576 | 6.988 | IA | MA | 03 | WMA | MMWEC
| 336 | BERLIN 1 GT | 336 | BERLIN 1 GT | 41.2 | 58 | 41.2 | 58 | Historic Capability | VT | 23 | VT | GMP
| 16653 | BERLIN BIOPOWER | 16653 | BURGESS BIOPOWER | 67.5 | 67.5 | 58.7 | 58.7 | IA | NH | 9 | NH | PSNH
| 337 | BETHLEHEM | 337 | BETHLEHEM | 15.75 | 15.7 | 15.75 | 15.7 | Historic Capability | NH | 07 | NH | SUEZ
| 16738 | BFCP Fuel Cell | 16738 | DOMINION BRIDGEPORT FUEL CELL | NA | NA | 13.054 | 13.259 |  | CT | 01 | SWCT | DEM
| 1005 | BG DIGHTON POWER LLC | 1005 | DIGHTON POWER LLC | 180 | 197 | 168 | 185 | IA | MA | 05 | SEMA | EPRM
| 1258 | BHE SMALL HYDRO COMPOSITE | 1258 | BHE SMALL HYDRO COMPOSITE | 2.087 | 2.087 | 2.087 | 2.087 | Historic Capability | ME | 21 | ME | NBPGC
| 1258 | BHE SMALL HYDRO COMPOSITE | 42114 | PUMPKIN HILL | [6 empty] | 19 | BHE
| 1054 | BLACKSTONE HYDRO ASSOC | 1054 | BLACKSTONE HYDRO ASSOC | 0 | 0.198 | 0 | 0.198 | Historic Capability | RI | 07 | RI | NEC
| 1057 | BLACKSTONE HYDRO LOAD REDUCER | 1057 | BLACKSTONE HYDRO LOAD REDUCER | 1.8 | 1.8 | 1.8 | 1.8 | Historic Capability | RI | 07 | RI | MCPI
| 10615 | BLUE SPRUCE FARM U5 | 10615 | BLUE SPRUCE FARM | 0.275 | 0.275 | 0.275 | 0.275 | Historic Capability | VT | 21 | VT | GMP
| 859 | BOATLOCK | 859 | BOATLOCK | 3.094 | 3.094 | 3.094 | 3.094 | Historic Capability | MA | 13 | WMA | HGE
| 346 | BOLTON FALLS | 346 | BOLTON FALLS | 7.8 | 7.8 | 7.8 | 7.8 | Historic Capability | VT | 23 | VT | GMP
| 755 | BONNY EAGLE W. BUXTON | 755 | BONNY EAGLE/W. BUXTON | 17.5 | 17.5 | 17.5 | 17.5 | IA | ME | 31 | SME | FPLEMH
| 348 | BOOT MILLS | 348 | BOOT MILLS | 18 | 18 | 18 | 18 | IA | MA | 17 | CMA/NEMA | NSTAR
| 590 | BORALEX STRATTON ENERGY | 590 | REENERGY STRATTON | 46.52 | 47.51 | 46.52 | 47.51 | Historic Capability | ME | 07 | ME | BSE
| 355 | BRANFORD 10 | 355 | BRANFORD 10 | 19.019 | 21.284 | 16.174 | 21.284 | Historic Capability | CT | 09 | SWCT | NRGPM
| 1113 | BRASSUA HYDRO | 1113 | BRASSUA HYDRO | 4.203 | 4.203 | 4.203 | 4.203 | Historic Capability | ME | 25 | ME | BEMLP
| 354 | Brayton Diesels 1-4 Incremental | 354 | BRAYTON DIESELS 1-4 | 10 | 10 | 10 | 10 | IA | MA | 05 | RI | BPE
| 350 | BRAYTON PT 1 | 350 | BRAYTON PT 1 | 247 | 255 | 247 | 255 | IA | MA | 05 | RI | BPE
| 351 | BRAYTON PT 2 | 351 | BRAYTON PT 2 | 244 | 258 | 244 | 258 | IA | MA | 05 | RI | BPE
| 352 | BRAYTON PT 3 | 352 | BRAYTON PT 3 | 648 | 664 | 612 | 638 | IA | MA | 05 | RI | BPE
| 353 | BRAYTON PT 4 | 353 | BRAYTON PT 4 | 441 | 455.42 | 441 | 455.42 | IA | MA | 05 | RI | BPE
| 860 | BRIAR HYDRO | 860 | BRIAR HYDRO | 2.865 | 4.081 | 2.865 | 4.081 | Historic Capability | NH | 13 | NH | PSNH
| 1032 | BRIDGEPORT ENERGY 1 | 1032 | BRIDGEPORT ENERGY 1 | 476 | 566 | 476 | 566 | PPA | CT | 01 | SWCT | EES5
| 340 | BRIDGEPORT HARBOR 3 | 340 | BRIDGEPORT HARBOR 3 | 385 | 385 | 383.426 | 384.984 | IA | CT | 01 | SWCT | PSEG
| 341 | BRIDGEPORT HARBOR 4 | 341 | BRIDGEPORT HARBOR 4 | 18 | 22 | 18 | 22 | IA | CT | 01 | SWCT | PSEG
| 357 | BRIDGEWATER | 357 | BRIDGEWATER | 15.75 | 15.701 | 15.75 | 15.701 | Historic Capability | NH | 09 | NH | BPCLP
| 356 | BRISTOL REFUSE | 356 | BRISTOL REFUSE | 13.517 | 13.578 | 13.517 | 13.578 | Historic Capability | CT | 03 | CT | CLP
| 11925 | BROCKTON BRIGHTFIELDS | 11925 | BROCKTON BRIGHTFIELDS | 0.425 | 0.425 | 0.425 | 0.425 | Historic Capability | MA | 23 | SEMA | EXGC
| 2439 | BROCKWAY MILLS U5 | 2439 | BROCKWAY MILLS U5 | 0.5 | 0.5 | 0.5 | 0.5 | Historic Capability | VT | 25 | VT | GMP
| 2281 | BROWNS MILL HYDRO | 2281 | BROWNS MILL HYDRO | 0.318 | 0.65 | 0.318 | 0.65 | Historic Capability | ME | 21 | ME | MCPI
| 358 | BRUNSWICK | 358 | BRUNSWICK | 20.2 | 20.2 | 20.2 | 20.2 | IA | ME | 05 | ME | FPLEMH
| 1288 | BUCKSPORT ENERGY 4 | 1288 | BUCKSPORT ENERGY 4 | 180.4356 | 190.7 | 160.3 | 185.7 | PPA | ME | 09 | BHE | HQE
| 362 | BULLS BRIDGE | 362 | BULLS BRIDGE | 8.4 | 8.4 | 8.4 | 8.4 | IA | CT | 05 | SWCT | SUEZ
| 1028 | BUNKER RD #12 GAS TURB | 1028 | BUNKER RD #12 GAS TURB | 3 | 3.7 | 3 | 3.7 | Historic Capability | MA | 19 | SEMA | NEP
| 1029 | BUNKER RD #13 GAS TURB | 1029 | BUNKER RD #13 GAS TURB | 3 | 3.7 | 3 | 3.7 | Historic Capability | MA | 19 | SEMA | NEP
| 363 | BURLINGTON GT | 363 | BURLINGTON GT | 21.44 | 25 | 20.378 | 25 | Historic Capability | VT | 07 | VT | BED
| 766 | CABOT/TURNERS FALLS | 14801 | Cabot | 68.2 | 68.2 | 68.2 | 68.2 | IA | MA | 11 | WMA | SUEZ
|  |  | 14808 | TURNERSFALLS
| 1165 | CADYS FALLS | 1165 | CADYS FALLS | 1.1 | 1.1 | 1.1 | 1.1 | Historic Capability | VT | 17 | VT | VPPSA
| 910 | CAMPTON DAM | 910 | CAMPTON DAM | 0.416 | 0.416 | 0.416 | 0.416 | Historic Capability | NH | 09 | NH | PSNH
| 861 | CANAAN | 861 | CANAAN | 1.1 | 1.1 | 1.1 | 1.1 | Historic Capability | VT | 09 | NH | PSNH
| 365 | CANAL 1 | 365 | CANAL 1 | 573 | 573 | 573 | 573 | Historic Capability | MA | 01 | SEMA | MET
| 366 | CANAL 2 | 366 | CANAL 2 | 576.37 | 586 | 576.37 | 586 | Historic Capability | MA | 01 | SEMA | MET
| 367 | CAPE GT 4 | 367 | CAPE GT 4 | 13.75 | 20.55 | 13.75 | 20.55 | IA | ME | 05 | SME | FPLP
| 368 | CAPE GT 5 | 368 | CAPE GT 5 | 16.6 | 20.75 | 16.6 | 20.75 | IA | ME | 05 | SME | FPLP
| 815 | CARVER FALLS | 815 | CARVER FALLS | 1.48 | 1.9 | 1.48 | 1.9 | Historic Capability | VT | 21 | VT | GMP
| 1122 | CASCADE-DIAMOND-QF | 1122 | CASCADE-DIAMOND-QF | 0.44 | 0.44 | 0.44 | 0.44 | Historic Capability | MA | 13 | WMA | MEC
| 369 | CATARACT EAST | 369 | CATARACT EAST | 8.9 | 8.9 | 8.9 | 8.9 | IA | ME | 31 | SME | FPLEMH
| 816 | CAVENDISH | 816 | CAVENDISH | 1.18 | 1.428 | 1.18 | 1.428 | Historic Capability | VT | 27 | VT | GMP
| 324 | CDECCA | 324 | CDECCA | 64 | 64 | 56 | 64 | IA | CT | 03 | CT | PPH
| 789 | CEC 002 PAWTUCKET U5 | 789 | CEC 002 PAWTUCKET U5 | 1.2 | 1.24 | 1.2 | 1.24 | Historic Capability | RI | 07 | RI | NEC
| 797 | CEC 003 WYRE WYND U5 | 797 | WYRE WYND HYDRO | 1.8 | 2.78 | 1.8 | 2.78 | Historic Capability | CT | 11 | CT | SUMMIT
| 807 | CEC 004 DAYVILLE POND U5 | 807 | CEC 004 DAYVILLE POND U5 | 0.061 | 0.1 | 0.061 | 0.1 | Historic Capability | CT | 15 | CT | CLP
| 10401 | CELLEY MILL U5 | 10401 | CELLEY MILL U5 | 0.084 | 0.092 | 0.084 | 0.092 | Historic Capability | NH | 09 | NH | PSNH
| 792 | CENTENNIAL HYDRO | 792 | CENTENNIAL HYDRO | 0.64 | 0.79 | 0.64 | 0.79 | IA | MA | 17 | CMA/NEMA | SMED
| 832 | CENTER RUTLAND | 832 | CENTER RUTLAND | 0.35 | 0.35 | 0.35 | 0.35 | Historic Capability | VT | 21 | VT | GMP
| 914 | CHAMBERLAIN FALLS | 914 | CHAMBERLAIN FALLS | 0.123 | 0.094 | 0.123 | 0.094 | Historic Capability | NH | 11 | NH | PSNH
| 862 | CHEMICAL | 862 | CHEMICAL | 1.6 | 1.6 | 1.6 | 1.6 | Historic Capability | MA | 13 | WMA | HGE
| 2468 | CHERRY 10 | 2468 | CHERRY 10 | 2.2 | 2.2 | 2.2 | 2.2 | Historic Capability | MA | 17 | CMA/NEMA | HLPD
| 2469 | CHERRY 11 | 2469 | CHERRY 11 | 2.2 | 2.2 | 2.2 | 2.2 | Historic Capability | MA | 17 | CMA/NEMA | HLPD
| 2470 | CHERRY 12 | 2470 | CHERRY 12 | 5.6 | 5.6 | 5.6 | 5.6 | Historic Capability | MA | 17 | CMA/NEMA | HLPD
| 2466 | CHERRY 7 | 2466 | CHERRY 7 | 3.2 | 3.2 | 3.2 | 3.2 | Historic Capability | MA | 17 | CMA/NEMA | HLPD
| 2467 | CHERRY 8 | 2467 | CHERRY 8 | 3.6 | 3.6 | 3.6 | 3.6 | Historic Capability | MA | 17 | CMA/NEMA | HLPD
| 1050 | CHICOPEE HYDRO | 1050 | CHICOPEE HYDRO | 2.17 | 2.6 | 2.17 | 2.6 | Historic Capability | MA | 13 | WMA | CMLP
| 887 | CHINA MILLS DAM | 887 | CHINA MILLS DAM | 0.711 | 0.711 | 0.711 | 0.711 | Historic Capability | NH | 13 | NH | PSNH
| 376 | CLEARY 8 | 376 | CLEARY 8 | 26 | 26 | 26 | 26 | Historic Capability | MA | 05 | SEMA | TMLP
| 375 | CLEARY 9 9A CC | 375 | CLEARY 9/9A CC | 106.875 | 110 | 105 | 110 | Historic Capability | MA | 05 | SEMA | TMLP
| 863 | CLEMENT DAM | 863 | CLEMENT DAM | 1.115 | 2.4 | 1.115 | 2.4 | Historic Capability | NH | 01 | NH | PSNH
| 379 | COBBLE MOUNTAIN | 379 | COBBLE MOUNTAIN | 33.99 | 33.96 | 33.99 | 33.96 | Historic Capability | MA | 13 | WMA | HGE
| 886 | COCHECO FALLS | 886 | COCHECO FALLS | 0.63 | 0.549 | 0.63 | 0.549 | Historic Capability | NH | 17 | NH | PSNH
| 798 | COLEBROOK | 798 | COLEBROOK | 2.967 | 2.967 | 2.967 | 2.967 | Historic Capability | CT | 05 | CT | CLP
| 1049 | COLLINS HYDRO | 1049 | COLLINS HYDRO | 1.3 | 1.3 | 1.3 | 1.3 | IA | MA | 13 | WMA | SRTC
| 380 | COMERFORD | 380 | COMERFORD | 169.3 | 170.3 | 166.135 | 167.116 | IA | NH | 09 | NH | TCPM
| 834 | COMPTU FALLS | 834 | COMTU FALLS | 0.323 | 0.46 | 0.323 | 0.46 | Historic Capability | VT | 27 | VT | GMP
| 13975 | Corriveau Hydroelectric LLC | 13975 | CORRIVEAU HYDROELECTRIC LLC | 0.073 | 0.35 | 0.073 | 0.35 | Historic Capability | ME | 17 | ME | UNION
| 370 | COS COB 10 | 370 | COS COB 10 | 22.084 | 23 | 19.497 | 23 | IA | CT | 01 | NOR | NRGPM
| 371 | COS COB 11 | 371 | COS COB 11 | 21.875 | 23 | 21.841 | 23 | IA | CT | 01 | NOR | NRGPM
| 372 | COS COB 12 | 372 | COS COB 12 | 22.143 | 23 | 18.66 | 23 | IA | CT | 01 | NOR | NRGPM
| 12524 | COS COB 13&14 | 14157 | COS COB 13 | 42.2 | 46 | 36 | 46 | PPA | CT | 01 | NOR | NRGPM
|  |  | 14158 | COS COB 14
| 12553 | COVANTA HAVERHILL LANDFILL GAS ENGINE | 14707 | COVANTA HAVERHILL - LF GAS | 1.6 | 1.6 | 1.6 | 1.6 | IA | MA | 09 | BOSTON | CHA
| 446 | COVANTA JONESBORO | 446 | COVANTA JONESBORO | 24.5 | 24.5 | 24.5 | 24.5 | PPA | ME | 29 | BHE | CM
| 445 | COVANTA WEST ENFIELD | 445 | COVANTA WEST ENFIELD | 24.5 | 24.5 | 24.5 | 24.5 | PPA | ME | 19 | BHE | CM
| 10801 | COVENTRY CLEAN ENERGY | 10801 | COVENTRY CLEAN ENERGY | 4.8 | 4.8 | 4.8 | 4.8 | Historic Capability | VT | 19 | VT | VPPSA
| 12323 | COVENTRY CLEAN ENERGY #4 | 12323 | COVENTRY CLEAN ENERGY #4 | 2.895 | 2.975 | 2.895 | 2.975 | Historic Capability | VT | 19 | VT | VPPSA
| 849 | CRESCENT DAM | 849 | CRESCENT DAM | 1.617 | 1.617 | 1 | 1 | IA | MA | 13 | WMA | CHIPM
| 1209 | CRRA HARTFORD LANDFILL | 1209 | CRRA HARTFORD LANDFILL | 2.853 | 2.852 | 2.853 | 2.852 | Historic Capability | CT | 03 | CT | CLP
| 2282 | DAMARISCOTTA HYDRO | 2282 | DAMARISCOTTA HYDRO | 0.005 | 0.5 | 0.005 | 0.5 | Historic Capability | ME | 15 | ME | MCPI
| 388 | DARTMOUTH POWER | 388 | DARTMOUTH POWER | 62.9 | 68.4 | 62.9 | 68.4 | PPA | MA | 05 | SEMA | CEEI
| 15415 | Dartmouth Power Expansion | 15940 | DARTMOUTH CT GENERATOR 3 | 22.8 | 23.5 | 21.3 | 23.5 | IA | MA | 05 | SEMA | CEEI
| 465 | DEERFIELD 2 LWR DRFIELD | 465 | DEERFIELD 2/LWR DRFIELD | 19.5 | 19.5 | 19.5 | 19.5 | Historic Capability | MA | 11 | WMA | TCPM
| 393 | DEERFIELD 5 | 393 | DEERFIELD 5 | 14 | 14 | 14 | 14 | IA | MA | 11 | WMA | TCPM
| 389 | DERBY DAM | 389 | DERBY DAM | 7.05 | 7.05 | 7.05 | 7.05 | Historic Capability | CT | 01 | SWCT | CLP
| 396 | DEVON 10 | 396 | DEVON 10 | 18 | 19.208 | 17.2 | 19.208 | PPA | CT | 09 | SWCT | NRGPM
| 397 | DEVON 11 | 397 | DEVON 11 | 33.12 | 42.82 | 33.12 | 42.82 | PPA | CT | 09 | SWCT | NRGPM
| 398 | DEVON 12 | 398 | DEVON 12 | 33.12 | 42.82 | 33.12 | 42.82 | PPA | CT | 09 | SWCT | NRGPM
| 399 | DEVON 13 | 399 | DEVON 13 | 33.12 | 42.82 | 33.12 | 42.82 | PPA | CT | 09 | SWCT | NRGPM
| 400 | DEVON 14 | 400 | DEVON 14 | 33.12 | 42.82 | 33.12 | 42.82 | PPA | CT | 09 | SWCT | NRGPM
| 12504 | DEVON 15-18 | 12504 | DEVON 15 | 196.8 | 196.8 | 187.6 | 195.6 | PPA | CT | 09 | SWCT | GCE
|  |  | 17044 | DEVON 16
|  |  | 17045 | DEVON 17
|  |  | 17046 | DEVON 18
| 835 | DEWEY MILLS | 835 | DEWEY MILLS | 1.57 | 2.79 | 1.57 | 2.79 | Historic Capability | VT | 27 | VT | GMP
| 392 | DEXTER | 42375 | DEXTER 1 | 47.5 | 47.5 | 38 | 39.525 | IA | CT | 03 | CT | AESR
| 392 | DEXTER | 42376 | DEXTER 2
| 618 | DG WHITEFIELD, LLC | 618 | DG WHITEFIELD, LLC | 18 | 18.2 | 18 | 18.2 | Historic Capability | NH | 07 | NH | EXGC
| 2431 | DODGE FALLS-NEW | 2431 | DODGE FALLS-NEW | 5 | 5 | 5 | 5 | PPA | NH | 23 | VT | VELCO
| 395 | DOREEN | 395 | DOREEN | 19.4 | 21.1 | 16.6 | 21.1 | IA | MA | 03 | WMA | NAEA-EM
| 970 | DUDLEY HYDRO | 970 | DUDLEY HYDRO | 0.102 | 0.324 | 0.102 | 0.324 | IA | MA | 27 | CMA/NEMA | MEC
| 942 | DUNBARTON ROAD LANDFILL | 942 | DUNBARTON ROAD LANDFILL | 1.016 | 1.166 | 1.016 | 1.166 | Historic Capability | NH | 11 | NH | PSNH
| 864 | DWIGHT | 864 | DWIGHT | 1.34 | 1.746 | 1.34 | 1.746 | Historic Capability | MA | 13 | WMA | NAEA-EM
| 823 | EAST BARNET | 823 | EAST BARNET | 1.6 | 1.9 | 1.6 | 1.9 | Historic Capability | VT | 05 | NH | GMP
| 38114 | East Bridgewater Solar Energy Project | 43623 | E BRIDGEWATER-02333PV2000NM |  |  | 0 | 0 |  | MA | 23 | SEMA | MEC
| 10403 | EASTMAN BROOK U5 | 10403 | EASTMAN BROOK U5 | 0.1 | 0.1 | 0.1 | 0.1 | Historic Capability | NH | 09 | NH | PSNH
| 401 | EASTMAN FALLS | 401 | EASTMAN FALLS | 6.47 | 6.47 | 6.47 | 6.47 | Historic Capability | NH | 13 | NH | PSNH
| 407 | EASTPORT DIESELS 1-3 | 407 | EASTPORT DIESELS 1-3 | 4.05 | 4.1 | 4.05 | 4.1 | Historic Capability | ME | 29 | BHE | NBPGC
| 542 | ECO MAINE | 542 | ECO MAINE | 13.705 | 13.705 | 13.705 | 13.705 | Historic Capability | ME | 05 | SME | MCPI
| 405 | ELLSWORTH HYDRO | 405 | ELLSWORTH HYDRO | 9.21 | 9.05 | 9.21 | 9.05 | Historic Capability | ME | 09 | BHE | BBHP
| 836 | EMERSON FALLS | 836 | EMERSON FALLS | 0.23 | 0.23 | 0.23 | 0.23 | Historic Capability | VT | 05 | NH | GMP
| 829 | ENOSBURG 2 DIESEL | 829 | ENOSBURG 2 DIESEL | 0.784 | 0.784 | 0.784 | 0.784 | Historic Capability | VT | 11 | VT | VPPSA
| 830 | ENOSBURG HYDRO | 830 | ENOSBURG HYDRO | 0.95 | 0.95 | 0.95 | 0.95 | Historic Capability | VT | 11 | VT | VPPSA
| 865 | ERROL | 865 | ERROL | 2.625 | 3 | 2.625 | 3 | Historic Capability | NH | 07 | NH | PSNH
| 410 | ESSEX 19 HYDRO | 410 | ESSEX 19 HYDRO | 7.8 | 7.8 | 7.8 | 7.8 | Historic Capability | VT | 07 | VT | GMP
| 1221 | ESSEX DIESELS | 1221 | ESSEX DIESELS | 8 | 8.225 | 8 | 8.225 | Historic Capability | VT | 07 | VT | GMP
| 2283 | EUSTIS HYDRO | 2283 | EUSTIS HYDRO | 0.248 | 0.25 | 0.248 | 0.25 | Historic Capability | ME | 07 | ME | MCPI
| 411 | EXETER | 411 | EXETER | 26 | 26 | 26 | 26 | IA | CT | 13 | CT | REENERGY
| 1047 | FAIRFAX | 1047 | FAIRFAX | 4.009 | 4.009 | 4.009 | 4.009 | Historic Capability | VT | 11 | VT | GMP
| 412 | FALLS VILLAGE | 412 | FALLS VILLAGE | 9.76 | 11 | 9.76 | 11 | IA | CT | 05 | CT | SUEZ
| 12108 | FIEC DIESEL | 12108 | FIEC DIESEL | 2 | 2 | 2 | 2 | Historic Capability | ME | 11 | ME | VPPSA
| 413 | FIFE BROOK | 413 | FIFE BROOK | 9.9 | 9.9 | 9.9 | 9.9 | Historic Capability | MA | 03 | WMA | BSP
| 35593 | Fiske Hydro | 15201 | FISKE HYDRO | 0 | 0 | 0.077 | 0.113 | NA | NH | 05 | VT | PSNH
| 35485 | Fitchburg-FCA-5 | 14098 | FITCHBURG LANDFILL | 0 | 0 | 4.5 | 4.5 | NA | MA | 27 | CMA/NEMA | VPPSA
| 1691 | FORE RIVER-1 | 40327 | FORE RIVER 11 | 800 | 843 | 700 | 843 | PPA | MA | 21 | SEMA | EXGC
|  |  | 40328 | FORE RIVER 12
| 943 | FOUR HILLS LANDFILL | 943 | FOUR HILLS LANDFILL | 0.932 | 0.932 | 0.932 | 0.932 | Historic Capability | NH | 11 | NH | PSNH
| 194 | FOUR HILLS LOAD REDUCER | 194 | FOUR HILLS LOAD REDUCER | 2.091 | 2.091 | 2.091 | 2.091 | Historic Capability | NH | 11 | NH | PSNH
| 16675 | FOX ISLAND WIND | 16675 | Fox Island Wind | 0 | 0 | 0 | 0.444 | NA | ME | 13 | ME | VPPSA
| 417 | FRAMINGHAM JET 1 | 417 | FRAMINGHAM JET 1 | 14.1 | 18.1 | 14.1 | 18.1 | Historic Capability | MA | 17 | BOSTON | EXGC
| 418 | FRAMINGHAM JET 2 | 418 | FRAMINGHAM JET 2 | 14.1 | 18.1 | 14.1 | 18.1 | Historic Capability | MA | 17 | BOSTON | EXGC
| 419 | FRAMINGHAM JET 3 | 419 | FRAMINGHAM JET 3 | 14.1 | 18.1 | 14.1 | 18.1 | Historic Capability | MA | 17 | BOSTON | EXGC
| 420 | FRANKLIN DRIVE 10 | 420 | FRANKLIN DRIVE 10 | 18.596 | 20.952 | 17.2 | 20.952 | Historic Capability | CT | 05 | CT | NRGPM
| 882 | FRANKLIN FALLS | 882 | FRANKLIN FALLS | 0.673 | 0.8 | 0.673 | 0.8 | Historic Capability | NH | 13 | NH | PSNH
| 421 | FRONT STREET DIESELS 1-3 | 421 | FRONT STREET DIESELS 1-3 | 8.3 | 8.25 | 8.3 | 8.25 | Historic Capability | MA | 13 | WMA | CMLP
| 821 | GAGE | 821 | GAGE | 0.76 | 0.8 | 0.76 | 0.8 | Historic Capability | VT | 05 | VT | GMP
| 2284 | GARDINER HYDRO | 2284 | GARDINER HYDRO | 1.05 | 1.05 | 1.05 | 1.05 | Historic Capability | ME | 11 | ME | MCPI
| 851 | GARDNER FALLS | 851 | GARDNER FALLS | 3.7 | 3.7 | 3.7 | 3.7 | Historic Capability | MA | 11 | WMA | NAEA-EM
| 768 | GARVINS/HOOKSETT | 768 | GARVINS/HOOKSETT | 14.805 | 14 | 14.805 | 14 | Historic Capability | NH | 13 | NH | PSNH
| 10880 | GE LYNN EXCESS REPLACEMENT | 10880 | GE LYNN EXCESS REPLACEMENT | 2.282 | 14.982 | 2.282 | 14.982 | Historic Capability | MA | 25 | BOSTON | CNE
| 850 | GLENDALE HYDRO | 850 | GLENDALE HYDRO | 0.958 | 1.138 | 0.958 | 1.138 | IA | MA | 03 | WMA | CHIPM
| 35555 | GMCW | 35555 | GMCW | 9.9 | 9.9 | 2.38 | 3.54 | IA | VT | 15 | VT | BED
| 913 | GOODRICH FALLS | 913 | GOODRICH FALLS | 0.487 | 0.307 | 0.487 | 0.307 | Historic Capability | NH | 03 | NH | PSNH
| 796 | GOODWIN DAM | 796 | GOODWIN DAM | 3 | 3.067 | 3 | 3.067 | Historic Capability | CT | 05 | CT | CLP
| 426 | GORGE 1 DIESEL | 426 | GORGE 1 DIESEL | 10.8 | 16.11 | 10.8 | 16.11 | Historic Capability | VT | 07 | VT | GMP
| 2434 | GORGE 18 HYDRO-NEW | 2434 | GORGE 18 HYDRO-NEW | 3.3 | 3.3 | 3.3 | 3.3 | Historic Capability | VT | 07 | VT | GMP
| 427 | GORHAM | 427 | GORHAM | 2.05 | 2.05 | 2.05 | 2.05 | Historic Capability | NH | 07 | NH | PSNH
| 1572 | GRANBY SANITARY LANDFILL QF U5 | 1572 | GRANBY SANITARY LANDFILL QF | 2.8 | 2.8 | 2.8 | 2.8 | Historic Capability | MA | 15 | WMA | IPSC
| 14595 | Granite Reliable Power | 14595 | Granite Reliable Power, LLC | 94.5 | 94.5 | 29.9 | 42.9 | IA | NH | 07 | NH | GRP
| 1625 | GRANITE RIDGE ENERGY | 1625 | GRANITE RIDGE ENERGY | 721 | 805.7 | 678 | 805.7 | PPA | NH | 11 | NH | EXGC
| 900 | GREAT FALLS LOWER | 900 | GREAT FALLS LOWER | 1.7 | 1.7 | 1.7 | 1.7 | Historic Capability | NH | 17 | NH | PSNH
| 899 | GREAT FALLS UPPER | 899 | GREAT FALLS UPPER | 0.937 | 2.075 | 0.937 | 2.075 | Historic Capability | NH | 17 | NH | PSNH
| 10424 | Great Lakes - Berlin Incremental | 10424 | GREAT LAKES - BERLIN | 25 | 25 | 25 | 25 | PPA | NH | 07 | NH | BEMLP
| 424 | GREAT LAKES - MILLINOCKET | 424 | GREAT LAKES - MILLINOCKET | 126 | 126 | 126 | 126 | PPA | ME | 19 | BHE | BEMLP
| 1117 | GREAT WORKS COMPOSITE | 1117 | GREAT WORKS COMPOSITE | 0.165 | 0.918 | 0.165 | 0.918 | Historic Capability | ME | 31 | SME | MCPI
| 12274 | GREEN MOUNTAIN DAIRY | 12274 | GREEN MOUNTAIN DAIRY | 0.22 | 0.22 | 0.22 | 0.22 | Historic Capability | VT | 11 | VT | GMP
| 429 | GREENVILLE | 429 | GALLOP POWER GREENVILLE | 17.275 | 17.275 | 17.275 | 17.275 | IA | ME | 21 | ME | GALLOP
| 2285 | GREENVILLE HYDRO | 2285 | GREENVILLE HYDRO | 0.52 | 0.52 | 0.52 | 0.52 | Historic Capability | ME | 21 | ME | MCPI
| 866 | GREGGS | 866 | GREGGS | 2.07 | 2.07 | 2.07 | 2.07 | Historic Capability | NH | 11 | NH | MMWEC
| 37050 | Groton Wind Project | 37050 | Groton Wind | 48 | 48 | 9.751 | 19.771 | IA | NH | 09 | NH | IR
| 1432 | GRS-FALL RIVER | 1432 | GRS-FALL RIVER | 5.2 | 5.9 | 5.2 | 5.9 | Historic Capability | MA | 05 | SEMA | TMLP
| 11052 | GRTR NEW BEDFORD LFG UTIL PROJ | 11052 | GRTR NEW BEDFORD LFG UTIL PROJ | 3.3 | 3.3 | 3.3 | 3.3 | Historic Capability | MA | 05 | SEMA | EXGC
| 328 | GULF ISLAND COMPOSITE Incremental | 328 | GULF ISLAND COMPOSITE | 38.915 | 38.915 | 33.6 | 33.6 | IA | ME | 01 | ME | FPLEMH
| 1168 | H.K. SANDERS | 1168 | H.K. SANDERS | 1.8 | 1.8 | 1.8 | 1.8 | Historic Capability | VT | 15 | VT | VPPSA
| 2286 | HACKETT MILLS HYDRO | 2286 | HACKETT MILLS HYDRO | 0.159 | 0.5 | 0.159 | 0.5 | Historic Capability | ME | 01 | ME | EXGC
| 769 | HADLEY FALLS 1&2 | 769 | HADLEY FALLS 1&2 | 33.4 | 33.4 | 33.4 | 33.4 | Historic Capability | MA | 13 | WMA | HGE
| 435 | HARRIMAN | 435 | HARRIMAN | 41.135 | 39 | 41.135 | 39 | Historic Capability | VT | 25 | WMA | TCPM
| 432 | HARRIS 1 | 432 | HARRIS 1 | 17 | 17 | 17 | 17 | IA | ME | 25 | ME | FPLEMH
| 433 | HARRIS 2 | 433 | HARRIS 2 | 35 | 35.5 | 35 | 35.5 | IA | ME | 25 | ME | FPLEMH
| 434 | HARRIS 3 | 434 | HARRIS 3 | 34 | 34.5 | 34 | 34.5 | IA | ME | 25 | ME | FPLEMH
| 757 | HARRIS 4 | 757 | HARRIS 4 | 1.5 | 1.5 | 1.5 | 1.5 | IA | ME | 25 | ME | FPLEMH
| 12168 | HARRIS ENERGY | 12168 | HARRIS ENERGY | 2.421 | 2.421 | 2.421 | 2.421 | Historic Capability | MA | 13 | WMA | HGE
| 436 | HEMPHILL 1 | 436 | HEMPHILL 1 | 14.137 | 14.5 | 14.137 | 14.45 | Historic Capability | NH | 19 | NH | SPRING
| 957 | HG&E HYDRO CABOT 1-4 | 957 | HG&E HYDRO/CABOT 1-4 | 3.147 | 3.147 | 3.147 | 3.147 | Historic Capability | MA | 13 | WMA | HGE
| 783 | HIGHGATE FALLS | 783 | HIGHGATE FALLS | 9.57 | 9.52 | 9.57 | 9.52 | Historic Capability | VT | 11 | VT | VPPSA
| 16640 | Hilldale Ave Haverhill PV | 16640 | Hilldale Ave Haverhill PV | 0 | 0 | 0.27 | 0 | NA | MA | 09 | BOSTON | MEC
| 891 | HILLSBORO MILLS | 891 | HILLSBORO MILLS | 0.405 | 0.568 | 0.405 | 0.568 | Historic Capability | NH | 11 | NH | PSNH
| 440 | HIRAM | 440 | HIRAM | 11.6 | 11.6 | 11.6 | 11.6 | IA | ME | 05 | SME | FPLEMH
| 919 | HOPKINTON HYDRO | 919 | HOPKINTON HYDRO | 0.229 | 0.25 | 0.229 | 0.25 | Historic Capability | NH | 13 | NH | SMED
| 902 | HOSIERY MILL DAM | 902 | HOSIERY MILL DAM | 0.435 | 0.993 | 0.435 | 0.993 | Historic Capability | NH | 11 | NH | PSNH
| 16524 | Howland | 16524 | HOWLAND | 1.876 | 1.898 | 1.876 | 1.898 | Historic Capability | ME | 19 | BHE | BBHVGW
| 11408 | HULL WIND TURBINE II | 11408 | HULL WIND TURBINE II | 1.8 | 1.8 | 1.8 | 1.8 | Historic Capability | MA | 23 | SEMA | HULL
| 1656 | HULL WIND TURBINE U5 | 1656 | HULL WIND TURBINE U5 | 0.165 | 0.165 | 0.165 | 0.165 | Historic Capability | MA | 09 | SEMA | HULL
| 2432 | HUNTINGTON FALLS-NEW | 2432 | HUNTINGTON FALLS-NEW | 4.99 | 5.76 | 4.99 | 5.76 | Historic Capability | VT | 01 | VT | GMP
| 856 | HUNT'S POND | 856 | HUNT'S POND | 0.023 | 0.064 | 0.023 | 0.064 | Historic Capability | MA | 27 | CMA/NEMA | TTMLP
| 2426 | Hydro Kennebec | 2426 | Hydro Kennebec | 15.66 | 17.15 | 15.66 | 17.15 | Historic Capability | ME | 11 | ME | BEMLP
| 1631 | Indeck-Energy Alexandria, LLC | 14211 | INDECK ALEXANDRIA | 16.5 | 16.5 | 16.5 | 16.5 | Historic Capability | NH | 09 | NH | IEA
| 867 | INDIAN ORCHARD | 867 | INDIAN ORCHARD | 3.7 | 3.7 | 3.7 | 3.7 | Historic Capability | MA | 13 | WMA | NAEA-EM
| 38081 | Indian Orchard Solar PV | 40015 | Indian Orchard Solar Facility | NA | NA | 0 | 0 | NA | MA | 13 | WMA | WMECO
| 37079 | Indian River Power Supply LLC | 37823 | INDIAN RIVER POWER SUPPLY LLC | 1.3 | 1.3 | 0.314 | 0.314 | IA | MA | 13 | WMA | SRTC
| 448 | IPSWICH DIESELS | 448 | IPSWICH DIESELS | 16 | 13.277 | 16 | 13.277 | Historic Capability | MA | 09 | BOSTON | IMLD
| 16659 | Ipswich Wind Farm 1 | 16659 | Ipswich Wind Farm 1 | 0 | 0 | 0.187 | 0.342 | NA | MA | 09 | BOSTON | IMLD
| 474 | J C MCNEIL | 474 | J C MCNEIL | 52 | 54 | 52 | 54 | Historic Capability | VT | 07 | VT | BED
| 359 | J. COCKWELL 1 | 359 | J. COCKWELL 1 | 298.5 | 298.5 | 294.5 | 294.5 | IA | MA | 11 | WMA | BSP
| 360 | J. COCKWELL 2 | 360 | J. COCKWELL 2 | 298.5 | 298.5 | 294.5 | 294.5 | IA | MA | 11 | WMA | BSP
| 449 | JACKMAN | 449 | JACKMAN | 3.6 | 19.75 | 3.6 | 19.75 | Historic Capability | NH | 11 | NH | PSNH
| 911 | KELLEYS FALLS | 911 | KELLEYS FALLS | 0.429 | 0.4 | 0.429 | 0.4 | Historic Capability | NH | 11 | NH | PSNH
| 1672 | KENDALL CT | 1672 | KENDALL CT | 175 | 187.4 | 170 | 187 | IA | MA | 17 | BOSTON | MET
| 452 | KENDALL JET 1 | 452 | KENDALL JET 1 | 20.858 | 24.428 | 18 | 23 | IA | MA | 17 | BOSTON | MET
| 37040 | KENDALL STEAM | 10347 | KENDALL STEAM 1 | 73.12 | 73.06 | 66.93 | 69.181 | IA | MA | 17 | BOSTON | MET
|  |  | 10348 | KENDALL STEAM 2
|  |  | 10349 | KENDALL STEAM 3
| 1119 | KENNEBAGO HYDRO | 1119 | KENNEBAGO HYDRO | 0.686 | 0.725 | 0.686 | 0.725 | Historic Capability | ME | 29 | BHE | EXGC
| 1273 | KENNEBEC WATER U5 | 1273 | KENNEBEC WATER U5 | 0.8 | 0.8 | 0.8 | 0.8 | IA | ME | 25 | ME | MESSA
| 786 | KEZAR LEDGEMERE COMPOSITE | 40208 | KEZAR LOWER FALLS | 0.56 | 1.282 | 0.56 | 1.282 | Historic Capability | ME | 31 | SME | FPLP
|  |  | 42123 | KEZAR MIDDLE FALLS
|  |  | 40207 | KEZAR UPPER FALLS
|  |  | 40209 | LEDGEMERE
| 12551 | KIBBY WIND POWER | 12551 | Kibby Wind Power | 132 | 132 | 20.4 | 47.3 | IA | ME | 07 | ME | TCPM
| 837 | KILLINGTON | 837 | KILLINGTON | 0.07 | 0.1 | 0.07 | 0.1 | Historic Capability | VT | 21 | VT | GMP
| 14706 | KIMBERLY-CLARK CORP ENERGY INDEPENDENCE PROJECT | 15097 | KIMB ROCKY RIVER PH2 | 14 | 19.7 | 14 | 19.7 | IA | CT | 05 | SWCT | KCC
| 35979 | Kingdom Community Wind | 35979 | KINGDOM COMMUNITY WIND | 64.575 | 64.575 | 12 | 21.673 | IA | VT | 17 | VT | GMP
| 838 | KINGSBURY | 838 | KINGSBURY | 0.2 | 0.2 | 0.2 | 0.2 | Historic Capability | VT | 23 | VT | GMP
| 799 | KINNEYTOWN A | 799 | KINNEYTOWN A | 2.46 | 0.246 | 2.46 | 0.246 | Historic Capability | CT | 09 | SWCT | CLP
| 800 | KINNEYTOWN B | 800 | KINNEYTOWN B | 0.654 | 1.51 | 0.654 | 1.51 | Historic Capability | CT | 09 | SWCT | CLP
| 14614 | Kleen Energy | 14614 | Kleen Energy | 620 | 620 | 620 | 620 | PPA | CT | 07 | CT | EXGC
| 466 | L STREET JET | 466 | L STREET JET | 19.4 | 22.5 | 16.6 | 22.25 | Historic Capability | MA | 25 | BOSTON | EXGC
| 839 | LADD'S MILL | 839 | LADD'S MILL | 0.17 | 0.17 | 0.17 | 0.17 | Historic Capability | VT | 23 | VT | GMP
| 1342 | LAKE ROAD 1 | 1342 | LAKE ROAD 1 | 279.1575 | 299.0236 | 255 | 293 | IA | CT | 15 | RI | EPRM
| 1343 | LAKE ROAD 2 | 1343 | LAKE ROAD 2 | 278.6362 | 298.9097 | 255 | 293 | IA | CT | 15 | RI | EPRM
| 1344 | LAKE ROAD 3 | 1344 | LAKE ROAD 3 | 274.3707 | 297.8907 | 255 | 293 | IA | CT | 15 | RI | EPRM
| 892 | LAKEPORT DAM | 892 | LAKEPORT DAM | 0.537 | 0.711 | 0.537 | 0.711 | Historic Capability | NH | 01 | NH | PSNH
| 457 | LAWRENCE HYDRO | 457 | LAWRENCE HYDRO | 9.4 | 14.1 | 9.4 | 14.1 | Historic Capability | MA | 09 | CMA/NEMA | CHIPM
| 14660 | Lempster Wind | 15115 | Lempster Wind | 24 | 24 | 4.425 | 10.024 | PPA | NH | 11 | NH | PSNH
| 1283 | LEWISTON U5 | 1283 | LEWISTON U5 | 2.5 | 2.5 | 2.5 | 2.5 | IA | ME | 01 | ME | CESLLC
| 894 | LISBON HYDRO | 894 | LISBON HYDRO | 0.332 | 0.515 | 0.332 | 0.515 | Historic Capability | NH | 09 | NH | PSNH
| 462 | LISBON RESOURCE RECOVERY | 462 | LISBON RESOURCE RECOVERY | 13.5 | 13.5 | 13.5 | 13.5 | IA | CT | 11 | CT | CLP
| 904 | LOCHMERE DAM | 904 | LOCHMERE DAM | 0.892 | 1.025 | 0.892 | 1.025 | Historic Capability | NH | 01 | NH | MMWEC
| 460 | LOCKWOOD | 460 | LOCKWOOD | 7.5 | 7.5 | 7.5 | 7.5 | IA | ME | 11 | ME | BEMLP
| 464 | LOST NATION | 464 | LOST NATION | 16.652 | 19.3 | 14.1 | 19.3 | Historic Capability | NH | 07 | NH | PSNH
| 12521 | Lowell Power Reactivation | 461 | LENERGIA ENERGY CENTER | 76.3 | 76.95 | 74 | 76 | PPA | MA | 17 | CMA/NEMA | EDFT
| 774 | LOWER LAMOILLE COMPOSITE | 774 | LOWER LAMOILLE COMPOSITE | 15.8 | 16.35 | 15.8 | 16.35 | Historic Capability | VT | 15 | VT | GMP
| 895 | LOWER ROBERTSON DAM | 895 | LOWER ROBERTSON DAM | 0.86 | 0.9 | 0.86 | 0.9 | Historic Capability | NH | 05 | VT | MMWEC
| 10406 | LOWER VALLEY HYDRO U5 | 10406 | LOWER VALLEY HYDRO U5 | 0.534 | 0.534 | 0.534 | 0.534 | Historic Capability | NH | 19 | NH | GMP
| 10408 | LOWER VILLAGE HYDRO U5 | 10408 | LOWER VILLAGE HYDRO U5 | 0.401 | 1.096 | 0.401 | 1.096 | Historic Capability | NH | 19 | NH | GMP
| 950 | LP ATHOL - QF | 950 | LP ATHOL - QF | 0.2 | 0.2 | 0.2 | 0.2 | Historic Capability | MA | 27 | CMA/NEMA | MEC
| 472 | M STREET JET | 472 | M STREET JET | 47 | 67.2 | 47 | 67.2 | PPA | MA | 25 | BOSTON | MBTA
| 1114 | MADISON COMPOSITE | 1114 | MADISON COMPOSITE | 22 | 22 | 22 | 22 | Historic Capability | ME | 25 | ME | CESLLC
| 16644 | MAIN STREET WHITINSVILLE PV | 16644 | Main Street Whitinsville PV | 0 | 0 | 0.28 | 0 | NA | MA | 27 | RI | MEC
| 1216 | MAINE INDEPENDENCE STATION | 40338 | MAINE INDEPENDENCE STATION 1 | 516.846 | 563 | 492.658 | 563 | PPA | ME | 19 | BHE | DMT1
|  |  | 40339 | MAINE INDEPENDENCE STATION 2
| 321 | MANCHESTER 10/10A CC | 321 | MANCHESTER 10/10A CC | 161 | 170 | 149 | 164 | IA | RI | 07 | RI | DEM
| 322 | MANCHESTER 11/11A CC | 322 | MANCHESTER 11/11A CC | 161 | 170 | 149 | 164 | IA | RI | 07 | RI | DEM
| 323 | MANCHESTER 9/9A CC | 323 | MANCHESTER 9/9A CC | 161 | 170 | 149 | 164 | IA | RI | 07 | RI | DEM
| 13669 | MANCHESTER METHANE LLC EAST WINDSOR FACILITY | 13669 | EAST WINDSOR NORCAP LFG PLANT | 1.43 | 1.43 | 1.43 | 1.43 | Historic Capability | CT | 03 | CT | MMLLC
| 467 | MARBLEHEAD DIESELS | 467 | MARBLEHEAD DIESELS | 5 | 5 | 5 | 5 | Historic Capability | MA | 09 | BOSTON | MMLD
| 1266 | MARSH POWER | 1266 | MARSH POWER | 0.519 | 0.519 | 0.519 | 0.519 | IA | ME | 27 | ME | CMA
| 468 | MARSHFIELD 6 HYDRO | 468 | MARSHFIELD 6 HYDRO | 5 | 5 | 5 | 5 | Historic Capability | VT | 23 | NH | GMP
| 840 | MARTINSVILLE | 840 | MARTINSVILLE | 0.25 | 0.25 | 0.25 | 0.25 | Historic Capability | VT | 27 | VT | GMP
| 1061 | MASCOMA HYDRO | 1061 | MASCOMA HYDRO | 0.834 | 0.834 | 0.834 | 0.834 | Historic Capability | NH | 09 | VT | TCPM
| 497 | MASS POWER | 497 | MASS POWER | 256.1 | 279.9 | 240 | 276 | IA | MA | 13 | WMA | EPRM
| 10998 | MASSINNOVATION FITCHBURG | 10998 | MASSINNOVATION FITCHBURG | 0.003 | 3.027 | 0.003 | 3.027 | Historic Capability | MA | 27 | WMA | FGE
| 14087 | MAT3 | 14087 | MAT3 | 19.35 | 19.35 | 19.35 | 19.35 | IA | MA | 25 | BOSTON | MATEP
| 13675 | MATEP (COMBINED CYCLE) | 13675 | MATEP (COMBINED CYCLE) | 46.25 | 50.25 | 43.25 | 49.25 | IA | MA | 25 | BOSTON | MATEP
| 13673 | MATEP (DIESEL) | 13673 | MATEP (DIESEL) | 20.25 | 20.25 | 19.35 | 19.35 | IA | MA | 25 | BOSTON | MATEP
| 473 | MCINDOES | 473 | MCINDOES | 13 | 13 | 13 | 13 | Historic Capability | NH | 09 | NH | TCPM
| 2287 | MECHANIC FALLS HYDRO | 2287 | MECHANIC FALLS HYDRO | 0.231 | 1.05 | 0.231 | 1.05 | Historic Capability | ME | 01 | ME | MCPI
| 806 | MECHANICSVILLE | 806 | MECHANICSVILLE | 0.31 | 0.31 | 0.101 | 0.267 | IA | CT | 15 | CT | SMED
| 16525 | MEDWAY | 16525 | MEDWAY | 4.66 | 4.66 | 3.443 | 2.869 | IA | ME | 19 | BHE | BBHP
| 475 | MEDWAY DIESELS 1-4 | 475 | MEDWAY DIESELS 1-4 | 7.95 | 8.65 | 7.95 | 8.65 | Historic Capability | ME | 19 | BHE | NBPGC
| 489 | MERRIMACK 1 | 489 | MERRIMACK 1 | 113.5 | 122.73 | 112.5 | 122.73 | IA | NH | 13 | NH | PSNH
| 490 | MERRIMACK 2 | 490 | MERRIMACK 2 | 340 | 353.5 | 335.487 | 353.5 | IA | NH | 13 | NH | PSNH
| 382 | MERRIMACK CT1 | 382 | MERRIMACK CT1 | 17.8 | 22.5 | 17.8 | 22.5 | IA | NH | 13 | NH | PSNH
| 383 | MERRIMACK CT2 | 383 | MERRIMACK CT2 | 17.6 | 23.5 | 17.6 | 23.5 | IA | NH | 13 | NH | PSNH
| 759 | MESSALONSKEE COMPOSITE | 759 | MESSALONSKEE COMPOSITE | 6.1 | 6.1 | 6.1 | 6.1 | IA | ME | 11 | ME | MESSA
|  |  | 14937 | Union Gas Station
| 793 | METHUEN HYDRO | 793 | METHUEN HYDRO | 0.12 | 0.273 | 0.12 | 0.273 | Historic Capability | MA | 09 | BOSTON | SMED
| 775 | MIDDLEBURY COMPOSITE | 775 | MIDDLEBURY COMPOSITE | 6.75 | 6 | 6.75 | 6 | Historic Capability | VT | 01 | VT | GMP
| 1720 | MIDDLEBURY LOWER | 1720 | MIDDLEBURY LOWER | 1.81 | 1.85 | 1.81 | 1.85 | Historic Capability | VT | 01 | VT | GMP
| 779 | MIDDLESEX 2 | 779 | MIDDLESEX 2 | 3.3 | 3.3 | 3.3 | 3.3 | Historic Capability | VT | 23 | VT | GMP
| 478 | MIDDLETOWN 10 | 478 | MIDDLETOWN 10 | 20.423 | 22.1 | 17.2 | 22.1 | Historic Capability | CT | 07 | CT | NRGPM
| 480 | MIDDLETOWN 2 | 480 | MIDDLETOWN 2 | 117 | 120 | 117 | 120 | Historic Capability | CT | 07 | CT | NRGPM
| 481 | MIDDLETOWN 3 | 481 | MIDDLETOWN 3 | 236 | 245 | 236 | 245 | Historic Capability | CT | 07 | CT | NRGPM
| 482 | MIDDLETOWN 4 | 482 | MIDDLETOWN 4 | 402 | 402 | 402 | 402 | Historic Capability | CT | 07 | CT | NRGPM
| 12505 | MIDDLETOWN 12-15 | 12505 | Middletown 12 | 196.8 | 196.8 | 187.6 | 193.6 | IA | CT | 07 | CT | GCE
|  |  | 37366 | Middletown 13
|  |  | 37367 | Middletown 14
|  |  | 37368 | Middletown 15
| 16296 | MILFORD HYDRO | 16296 | Milford Hydro | 8.9 | 8.9 | 6.422 | 6.643 | IA | ME | 19 | BHE | BBHP
| 486 | MILFORD POWER | 486 | MILFORD POWER | 149 | 171 | 149 | 170.73 | IA | MA | 27 | RI | SUEZ
| 1385 | MILFORD POWER 1 INCREMENTAL | 1385 | MILFORD POWER 1 | 276.3936 | 300 | 267.7 | 287.425 | PPA | CT | 09 | SWCT | EPRM
| 1386 | MILFORD POWER 2 | 1386 | MILFORD POWER 2 | 276.3936 | 300 | 267.7 | 287.425 | PPA | CT | 09 | SWCT | EPRM
| 1210 | MILLENNIUM | 1210 | MILLENNIUM | 354.963 | 405.5404 | 331 | 388 | IA | MA | 27 | WMA | CEEI
| 487 | MILLER HYDRO | 487 | MILLER HYDRO | 19.4 | 19.4 | 19.4 | 19.4 | IA | ME | 01 | ME | ENE
| 484 | MILLSTONE POINT 2 | 484 | MILLSTONE POINT 2 | 897.5 | 905.7 | 897.5 | 905.7 | IA | CT | 11 | CT | DEM
| 485 | MILLSTONE POINT 3 | 485 | MILLSTONE POINT 3 | 1225 | 1245 | 1225 | 1245 | IA | CT | 11 | CT | DEM
| 868 | MILTON MILLS HYDRO | 868 | MILTON MILLS HYDRO | 1.15 | 1.51 | 1.15 | 1.51 | Historic Capability | NH | 17 | NH | PSNH
| 869 | MINE FALLS | 869 | MINE FALLS | 0.827 | 1.787 | 0.827 | 1.787 | Historic Capability | NH | 11 | NH | PSNH
| 794 | MINIWAWA | 794 | MINIWAWA | 0.437 | 0.959 | 0.437 | 0.959 | PPA | NH | 05 | VT | LELWD
| 954 | MM LOWELL LANDFILL - QF | 954 | MM LOWELL LANDFILL - QF | 1.105 | 1.105 | 1.104 | 1.104 | Historic Capability | MA | 17 | CMA/NEMA | MEC
| 1109 | MMWAC | 1109 | MMWAC | 3.034 | 3.034 | 3.034 | 3.034 | Historic Capability | ME | 01 | ME | MMWAC
| 915 | MONADNOCK PAPER MILLS | 915 | MONADNOCK PAPER MILLS | 0.305 | 1.114 | 0.305 | 1.114 | Historic Capability | NH | 11 | NH | PSNH
| 14134 | MONTAGNE FARM | 14134 | MONTAGNE FARM | 0.3 | 0.3 | 0.3 | 0.3 | Historic Capability | VT | 11 | VT | GMP
| 492 | MONTVILLE 10 and 11 | 492 | MONTVILLE 10 and 11 | 5.5 | 5.5 | 5.5 | 5.5 | Historic Capability | CT | 11 | CT | NRGPM
| 493 | MONTVILLE 5 | 493 | MONTVILLE 5 | 81 | 82 | 81 | 82 | Historic Capability | CT | 11 | CT | NRGPM
| 494 | MONTVILLE 6 | 494 | MONTVILLE 6 | 410 | 410 | 410 | 410 | Historic Capability | CT | 11 | CT | NRGPM
| 495 | MONTY | 495 | MONTY | 28 | 28 | 28 | 28 | IA | ME | 25 | ME | FPLEMH
| 496 | MOORE | 496 | MOORE | 191.3 | 191.3 | 191.3 | 191.3 | IA | NH | 09 | NH | TCPM
| 841 | MORETOWN 8 | 841 | MORETOWN 8 | 1.096 | 1.096 | 1.096 | 1.096 | Historic Capability | VT | 23 | VT | GMP
| 35728 | MORETOWN LG | 15617 | Moretown LFGTE | 3 | 3 | 4.617 | 4.617 |  | VT | 23 | VT | GMP
| 1166 | MORRISVILLE PLANT #2 | 1166 | MORRISVILLE PLANT #2 | 1.43 | 1.8 | 1.43 | 1.8 | Historic Capability | VT | 15 | VT | VPPSA
| 498 | MT TOM | 498 | MT TOM | 146 | 147 | 146 | 147 | IA | MA | 13 | WMA | SUEZ
| 1062 | MWRA COSGROVE | 1062 | MWRA COSGROVE | 1.901 | 1.901 | 1.901 | 1.901 | Historic Capability | MA | 27 | CMA/NEMA | MEC
| 502 | MYSTIC 7 | 502 | MYSTIC 7 | 592 | 592 | 592 | 592 | Historic Capability | MA | 17 | BOSTON | EXGC
| 1478 | MYSTIC 8 | 1478 | MYSTIC 8 | 800 | 841.564 | 703.324 | 841.564 | PPA | MA | 17 | BOSTON | EXGC
| 1616 | MYSTIC 9 | 1616 | MYSTIC 9 | 800 | 858.463 | 709.676 | 858.436 | PPA | MA | 17 | BOSTON | EXGC
| 503 | MYSTIC JET | 503 | MYSTIC JET | 10.96 | 13.8 | 9.75 | 13.8 | Historic Capability | MA | 17 | BOSTON | EXGC
| 776 | N. RUTLAND COMPOSITE | 776 | N. RUTLAND COMPOSITE | 5.2 | 5.45 | 5.2 | 5.45 | Historic Capability | VT | 21 | VT | GMP
| 1649 | NAEA NEWINGTON ENERGY, LLC | 1649 | EP NEWINGTON ENERGY, LLC | 568.2 | 594.8 | 522.014 | 561.5 | IA | NH | 15 | NH | EPN
| 842 | NANTANA MILL | 842 | NANTANA MILL | 0.106 | 0.22 | 0.106 | 0.22 | Historic Capability | VT | 23 | VT | GMP
| 890 | NASHUA HYDRO | 890 | NASHUA HYDRO | 1.031 | 1.031 | 1.031 | 1.031 | Historic Capability | NH | 11 | NH | PSNH
| 507 | NEA BELLINGHAM | 507 | NEA BELLINGHAM | 313.307 | 340.241 | 277.621 | 340.241 | Historic Capability | MA | 21 | RI | FPLP
| 10308 | NECCO COGENERATION FACILITY | 10308 | NECCO COGENERATION FACILITY | 5 | 5 | 5 | 5 | Historic Capability | MA | 25 | BOSTON | NECCO
| 513 | NEW HAVEN HARBOR | 513 | NEW HAVEN HARBOR | 466 | 466 | 466 | 466 | IA | CT | 09 | CT | PSEG
| 15477 | NEW HAVEN HARBOR UNITS 2, 3, & 4 | 15477 | New Haven Harbor Unit 2 | 147.9 | 147.9 | 129.6 | 145 | IA | CT | 09 | CT | PSEG-NH
|  |  | 40052 | New Haven Harbor Unit 3
|  |  | 40053 | New Haven Harbor Unit 4
| 978 | NEW MILFORD | 978 | NEW MILFORD | 3.014 | 3.014 | 3.014 | 3.014 | Historic Capability | CT | 05 | SWCT | CLP
| 843 | NEWBURY | 843 | NEWBURY | 0.22 | 0.27 | 0.22 | 0.27 | Historic Capability | VT | 17 | VT | GMP
| 888 | NEWFOUND HYDRO | 888 | NEWFOUND HYDRO | 1.966 | 1.303 | 1.966 | 1.303 | Historic Capability | NH | 09 | NH | PSNH
| 508 | NEWINGTON 1 | 508 | NEWINGTON 1 | 407.5 | 420.83 | 407.5 | 420.83 | Historic Capability | NH | 15 | NH | PSNH
| 772 | NEWPORT HYDRO | 772 | NEWPORT HYDRO | 3.88 | 4.03 | 3.88 | 4.03 | Historic Capability | VT | 15 | NH | GBPM
| 38078 | NFM Solar Power, LLC | 40176 | NFM Solar Power, LLC | NA | NA | 0 | 0 | NA | MA | 11 | WMA | SUEZ
| 922 | NOONE FALLS | 922 | NOONE FALLS | 0.13 | 0.146 | 0.13 | 0.146 | Historic Capability | NH | 11 | NH | PSNH
| 16688 | NOR1 | 14816 | NORDEN 1 | 0 | 0 | 1.958 | 1.958 | NA | CT | 01 | NOR | CMEEC
| 16750 | NORDEN #2 | 14817 | NORDEN 2 | 0 | 0 | 1.948 | 1.948 | NA | CT | 01 | NOR | CMEEC
| 16752 | NORDEN #3 | 14818 | NORDEN 3 | 0 | 0 | 1.942 | 1.942 | NA | CT | 01 | NOR | CMEEC
| 760 | NORTH GORHAM | 760 | NORTH GORHAM | 1.5 | 1.5 | 1.6 | 1.9 | IA | ME | 05 | SME | FPLEMH
| 11126 | NORTH HARTLAND HYDRO | 11126 | NORTH HARTLAND HYDRO | 4.46 | 4.46 | 4.46 | 4.46 | Historic Capability | VT | 27 | VT | GMP
| 14217 | NORTHFIELD MOUNTAIN 1 | 14217 | NORTHFIELD MOUNTAIN 1 | 293.5 | 293.5 | 280 | 280 | IA | MA | 11 | WMA | SUEZ
| 14218 | NORTHFIELD MOUNTAIN 2 | 14218 | NORTHFIELD MOUNTAIN 2 | 293.5 | 293.5 | 280 | 280 | IA | MA | 11 | WMA | SUEZ
| 14219 | NORTHFIELD MOUNTAIN 3 | 14219 | NORTHFIELD MOUNTAIN 3 | 293.5 | 293.5 | 280 | 280 | IA | MA | 11 | WMA | SUEZ
| 14220 | NORTHFIELD MOUNTAIN 4 | 14220 | NORTHFIELD MOUNTAIN 4 | 293.5 | 293.5 | 280 | 280 | IA | MA | 11 | WMA | SUEZ
| 519 | NORWALK HARBOR 1 | 519 | NORWALK HARBOR 1 | 162 | 164 | 162 | 164 | Historic Capability | CT | 01 | NOR | NRGPM
| 521 | NORWALK HARBOR 10 (3) | 521 | NORWALK HARBOR 10 (3) | 12.3 | 17.125 | 12.3 | 17.125 | PPA | CT | 01 | NOR | NRGPM
| 520 | NORWALK HARBOR 2 | 520 | NORWALK HARBOR 2 | 168 | 172 | 168 | 172 | Historic Capability | CT | 01 | NOR | NRGPM
| 2288 | NORWAY HYDRO | 2288 | NORWAY HYDRO | 0 | 0.201 | 0 | 0.201 | Historic Capability | ME | 17 | ME | MCPI
| 515 | NORWICH JET | 515 | NORWICH JET | 17.82 | 19.16 | 15.255 | 18.8 | Historic Capability | CT | 11 | CT | CMEEC
| 1030 | OAK BLUFFS | 1030 | OAK BLUFFS | 8.25 | 8.25 | 8.25 | 8.25 | IA | MA | 07 | SEMA | MET
| 857 | OAKDALE HYDRO | 857 | OAKDALE HYDRO | 3.2 | 3.2 | 3.2 | 3.2 | Historic Capability | MA | 27 | CMA/NEMA | MEC
| 528 | OCEAN ST PWR GT1/GT2/ST1 | 528 | OCEAN ST PWR GT1/GT2/ST1 | 297.187 | 318.342 | 272.342 | 318.342 | Historic Capability | RI | 07 | RI | TCPM
| 529 | OCEAN ST PWR GT3/GT4/ST2 | 529 | OCEAN ST PWR GT3/GT4/ST2 | 297.609 | 322.815 | 274.815 | 322.815 | Historic Capability | RI | 07 | RI | TCPM
| 527 | OGDEN-MARTIN 1 | 527 | OGDEN-MARTIN 1 | 41.68 | 42.87 | 41.68 | 42.87 | Historic Capability | MA | 09 | BOSTON | CHA
| 897 | OLD NASH DAM | 897 | OLD NASH DAM | 0.135 | 0.175 | 0.135 | 0.175 | Historic Capability | NH | 05 | VT | PSNH
| 854 | ORANGE HYDRO 1 | 854 | ORANGE HYDRO 1 | 0.15 | 0.15 | 0.15 | 0.15 | IA | MA | 11 | WMA | TTMLP
| 855 | ORANGE HYDRO 2 | 855 | ORANGE HYDRO 2 | 0.12 | 0.172 | 0.12 | 0.172 | IA | MA | 11 | WMA | TTMLP
| 38083 | Orono "B" Hydro | 38083 | ORONO B HYDRO | NA | NA | 0 | 0 | NA | ME | 19 | BHE | BBSO
| 908 | OTIS MILL HYDRO | 908 | OTIS MILL HYDRO | 0.122 | 0.127 | 0.122 | 0.127 | Historic Capability | NH | 11 | NH | PSNH
| 844 | OTTAUQUECHEE | 844 | OTTAUQUECHEE | 1.547 | 2.18 | 1.547 | 2.18 | Historic Capability | VT | 27 | VT | GMP
| 925 | OTTER LANE HYDRO | 925 | OTTER LANE HYDRO | 0.084 | 0.09 | 0.084 | 0.09 | Historic Capability | NH | 13 | NH | PSNH
| 820 | PASSUMPSIC | 820 | PASSUMPSIC | 0.7 | 0.7 | 0.7 | 0.7 | Historic Capability | VT | 05 | NH | GMP
| 814 | PATCH | 814 | PATCH | 0.3 | 0.3 | 0.3 | 0.3 | Historic Capability | VT | 21 | VT | GMP
| 531 | PAWTUCKET POWER | 531 | PAWTUCKET POWER | 62 | 67 | 62 | 67 | IA | RI | 07 | RI | PPH
| 532 | PEJEPSCOT | 532 | PEJEPSCOT | 10.21 | 13.55 | 10.21 | 13.55 | Historic Capability | ME | 23 | ME | TOPS
| 870 | PEMBROKE | 870 | PEMBROKE | 0.52 | 1.663 | 0.52 | 1.663 | Historic Capability | NH | 13 | NH | MMWEC
| 871 | PENNACOOK FALLS LOWER | 871 | PENNACOOK FALLS LOWER | 2.869 | 3.991 | 2.869 | 3.991 | Historic Capability | NH | 13 | NH | UNITIL-ES
| 872 | PENNACOOK FALLS UPPER | 872 | PENNACOOK FALLS UPPER | 2.243 | 3.12 | 2.243 | 3.12 | Historic Capability | NH | 13 | NH | PSNH
| 948 | PEPPERELL HYDRO COMPANY LLC | 948 | PEPPERELL HYDRO COMPANY LLC | 0.863 | 0.863 | 0.863 | 0.863 | Historic Capability | MA | 17 | CMA/NEMA | SRTC
| 536 | PERC-ORRINGTON 1 | 536 | PERC-ORRINGTON 1 | 21.76 | 21.93 | 21.76 | 21.93 | Historic Capability | ME | 19 | BHE | NBPGC
| 926 | PETERBOROUGH LOWER HYDRO | 926 | PETERBOROUGH LOWER HYDRO | 0.284 | 0.284 | 0.284 | 0.284 | Historic Capability | NH | 11 | NH | PSNH
| 941 | PETERBOROUGH UPPER HYDRO | 941 | PETERBOROUGH UPPER HYDRO | 0.4 | 0.4 | 0.4 | 0.4 | Historic Capability | NH | 11 | NH | PSNH
| 10402 | PETTYBORO HYDRO U5 | 10402 | PETTYBORO HYDRO U5 | 0.004 | 0.01 | 0.004 | 0.01 | Historic Capability | NH | 09 | NH | PSNH
| 12526 | PIERCE | 13515 | PIERCE STATION | 86 | 100 | 77.5 | 97 | PPA | CT | 09 | SWCT | CMEEC
| 818 | PIERCE MILLS | 818 | PIERCE MILLS | 0.245 | 0.245 | 0.245 | 0.245 | Historic Capability | VT | 05 | NH | GMP
| 537 | PILGRIM NUCLEAR POWER STATION | 537 | PILGRIM NUCLEAR POWER STATION | 701.5 | 708.5 | 701.5 | 708.5 | PPA | MA | 23 | SEMA | ENPM
| 809 | PINCHBECK | 809 | PINCHBECK | 0.011 | 0.01 | 0.011 | 0.01 | Historic Capability | CT | 13 | CT | CLP
| 538 | PINETREE POWER | 538 | PINETREE POWER | 17.55 | 17.49 | 17.55 | 17.49 | Historic Capability | MA | 27 | WMA | FGE
| 2289 | PIONEER DAM HYDRO | 2289 | PIONEER DAM HYDRO | 0.198 | 0.198 | 0.198 | 0.198 | Historic Capability | ME | 25 | ME | CMA
| 2290 | PITTSFIELD HYDRO | 2290 | PITTSFIELD HYDRO | 0.877 | 1 | 0.877 | 1 | Historic Capability | ME | 25 | ME | MCPI
| 15509 | Plainfield Renewable Energy | 15509 | PLAINFIELD RENEWABLE ENERGY | 37.5 | 38.5 | 37.5 | 38.5 | IA | CT | 15 | CT | PRE
| 2462 | PLAINVILLE GEN QF U5 | 2462 | PLAINVILLE GEN QF U5 | 5 | 5 | 5 | 5 | Historic Capability | MA | 21 | SEMA | MEC
| 952 | PONTIAC ENERGY - QF | 952 | PONTIAC ENERGY - QF | 0.44 | 0.44 | 0.44 | 0.44 | Historic Capability | RI | 07 | RI | NEC
| 539 | PONTOOK HYDRO | 539 | PONTOOK HYDRO | 9.6 | 10.16 | 9.6 | 10.16 | IA | NH | 07 | NH | BEMLP
| 540 | POTTER 2 CC | 540 | POTTER 2 CC | 84.474 | 97.5 | 79.5 | 97.5 | Historic Capability | MA | 21 | SEMA | BELD
| 361 | POTTER DIESEL 1 | 361 | POTTER DIESEL 1 | 2.25 | 2.25 | 2.25 | 2.25 | Historic Capability | MA | 21 | SEMA | BELD
| 969 | POWDER MILL HYDRO | 969 | POWDER MILL HYDRO | 0.14 | 0.14 | 0.14 | 0.14 | Historic Capability | MA | 27 | CMA/NEMA | MMWEC
| 12163 | PPL GREAT WORKS - RED SHIELD | 12163 | PPL GREAT WORKS - RED SHIELD | 27.2 | 27.2 | 18 | 18 | IA | ME | 19 | BHE | CESLLC
| 16295 | PPL VEAZIE | 16295 | PPL Veazie | 8.431 | 8.696 | 8.431 | 8.696 | Historic Capability | ME | 19 | BHE | BBHVGW
| 1376 | PPL WALLINGFORD UNIT 1 | 1376 | WALLINGFORD UNIT 1 | 50 | 50 | 45 | 50 | PPA | CT | 09 | SWCT | TERM
| 1377 | PPL WALLINGFORD UNIT 2 | 1377 | WALLINGFORD UNIT 2 | 50 | 50 | 45 | 50 | PPA | CT | 09 | SWCT | TERM
| 1378 | PPL WALLINGFORD UNIT 3 | 1378 | WALLINGFORD UNIT 3 | 50 | 50 | 45 | 50 | PPA | CT | 09 | SWCT | TERM
| 1379 | PPL WALLINGFORD UNIT 4 | 1379 | WALLINGFORD UNIT 4 | 50 | 50 | 45 | 50 | PPA | CT | 09 | SWCT | TERM
| 1380 | PPL WALLINGFORD UNIT 5 | 1380 | WALLINGFORD UNIT 5 | 50 | 50 | 45 | 50 | PPA | CT | 09 | SWCT | TERM
| 14610 | PRINCETON WIND FARM PROJECT | 14610 | Princeton Wind Farm Project | 0.667 | 1.257 | 0.667 | 1.257 | Historic Capability | MA | 27 | CMA/NEMA | PMLD
| 541 | PROCTOR | 541 | PROCTOR | 6.65 | 9.65 | 6.65 | 6.65 | Historic Capability | VT | 21 | VT | GMP
| 804 | PUTNAM | 804 | PUTNAM | 0.58 | 1.94 | 0.58 | 1.94 | Historic Capability | CT | 15 | CT | PUTNAM
| 873 | PUTTS BRIDGE | 873 | PUTTS BRIDGE | 3.75 | 4.1 | 3.75 | 4.1 | Historic Capability | MA | 13 | WMA | NAEA-EM
| 810 | QUINEBAUG | 810 | QUINEBAUG | 0.98 | 2.81 | 0.98 | 2.81 | Historic Capability | CT | 15 | CT | CLP
| 16642 | RAILROAD STREET REVERE PV | 16642 | Railroad Avenue Revere PV | 0 | 0 | 0.245 | 0 | NA | MA | 25 | BOSTON | MEC
| 35658 | RAINBOW_1 | 17233 | Rainbow Unit 1 | 4.1 | 4.1 | 4.1 | 4.1 | IA | CT | 03 | CT | CLP
| 35656 | RAINBOW_2 | 17234 | Rainbow Unit 2 | 4.1 | 4.1 | 4.1 | 4.1 | IA | CT | 03 | CT | CLP
| 14665 | RECORD HILL WIND | 14665 | Record Hill Wind | 50.6 | 50.6 | 13.6 | 16.7 | IA | ME | 17 | ME | RHW
| 874 | RED BRIDGE | 874 | RED BRIDGE | 1.563 | 4.532 | 1.563 | 4.532 | Historic Capability | MA | 13 | WMA | NAEA-EM
| 546 | RESCO SAUGUS | 546 | RESCO SAUGUS | 32.79 | 31 | 32.79 | 31 | Historic Capability | MA | 09 | BOSTON | NEP
| 14599 | Rhode Island LFG Genco, LLC - ST | 40054 | JOHNSTON LFG TURBINE PLANT | 32.629 | 36.785 | 26 | 28 | IA | RI | 07 | RI | RRIG
| 1630 | RISEP | 1630 | RISEP | 613 | 625 | 548 | 575 | IA | RI | 07 | RI | ENPM
| 875 | RIVER BEND | 875 | RIVER BEND | 0.965 | 1.79 | 0.965 | 1.79 | Historic Capability | NH | 13 | NH | MMWEC
| 795 | RIVER MILL HYDRO | 795 | RIVER MILL HYDRO | 0.08 | 0.2 | 0.08 | 0.2 | IA | NH | 09 | NH | MMELD
| 947 | RIVERDALE MILLS - QF | 947 | RIVERDALE MILLS - QF | 0.084 | 0.001 | 0.084 | 0.001 | Historic Capability | MA | 27 | RI | MEC
| 1034 | RIVERSIDE 4-7 | 1034 | RIVERSIDE 4-7 | 3.435 | 3.435 | 3.435 | 3.435 | Historic Capability | MA | 13 | WMA | HGE
| 1035 | RIVERSIDE 8 | 1035 | RIVERSIDE 8 | 4.5 | 4.5 | 4.5 | 4.5 | Historic Capability | MA | 13 | WMA | HGE
| 876 | ROBERTSVILLE | 876 | ROBERTSVILLE | 0.354 | 0.624 | 0.354 | 0.624 | IA | CT | 05 | CT | SUEZ
| 715 | ROCHESTER LANDFILL | 715 | ROCHESTER LANDFILL | 4.98 | 4.98 | 4.98 | 4.98 | Historic Capability | NH | 17 | NH | NHEC
| 1368 | ROCKY GORGE CORPORATION | 1368 | ROCKY GORGE CORPORATION | 0.362 | 0.362 | 0.362 | 0.362 | Historic Capability | ME | 31 | SME | RGC
| 739 | ROCKY RIVER | 739 | ROCKY RIVER | 29.35 | 30.4 | 29.35 | 30.4 | IA | CT | 09 | SWCT | SUEZ
| 906 | ROLLINSFORD HYDRO | 906 | ROLLINSFORD HYDRO | 1.5 | 1.5 | 1.5 | 1.5 | Historic Capability | NH | 17 | NH | PSNH
| 16643 | ROVER STREET EVERETT PV | 16643 | Rover Street Everett PV | 0 | 0 | 0.168 | 0 | NA | MA | 17 | BOSTON | MEC
| 10959 | RRIG EXPANSION PHASE 2 | 10959 | RRIG EXPANSION PHASE 2 | 6 | 6 | 6 | 6.024 | IA | RI | 07 | RI | RRIG
| 11424 | RUMFORD FALLS | 11424 | RUMFORD FALLS | 44.1 | 44.1 | 40 | 40 | IA | ME | 17 | ME | BEMLP
| 1255 | RUMFORD POWER | 1255 | RUMFORD POWER | 270.795 | 275.059 | 244.94 | 275.059 | Historic Capability | ME | 17 | ME | EES5
| 549 | RUTLAND 5 GT | 549 | RUTLAND 5 GT | 12.397 | 15.547 | 10.4 | 14.8 | Historic Capability | VT | 21 | VT | GMP
| 2433 | RYEGATE 1-NEW | 2433 | RYEGATE 1-NEW | 19 | 19 | 19 | 19 | PPA | VT | 05 | NH | VELCO
| 591 | S.D. WARREN-WESTBROOK | 591 | S.D. WARREN-WESTBROOK | 43.07 | 49.103 | 43.07 | 49.103 | Historic Capability | ME | 05 | SME | FPLP
| 928 | SALMON BROOK STATION 3 | 928 | SALMON BROOK STATION 3 | 0.326 | 0.25 | 0.326 | 0.25 | Historic Capability | NH | 13 | NH | PSNH
| 883 | SALMON FALLS HYDRO | 883 | SALMON FALLS HYDRO | 0.953 | 0.824 | 0.953 | 0.824 | NA | NH | 17 | SME | CHIPM
| 808 | SANDY HOOK HYDRO | 808 | SANDY HOOK HYDRO | 0.077 | 0.105 | 0.077 | 0.105 | Historic Capability | CT | 15 | CT | CLP
| 556 | SCHILLER 4 | 556 | SCHILLER 4 | 47.5 | 48 | 47.5 | 48 | Historic Capability | NH | 15 | NH | PSNH
| 557 | SCHILLER 5 | 557 | SCHILLER 5 | 49.6 | 49.6 | 49.6 | 49.6 | Historic Capability | NH | 15 | NH | PSNH
| 558 | SCHILLER 6 | 558 | SCHILLER 6 | 48 | 49 | 48 | 49 | Historic Capability | NH | 15 | NH | PSNH
| 559 | SCHILLER CT 1 | 559 | SCHILLER CT 1 | 18.132 | 22 | 17.621 | 22 | Historic Capability | NH | 15 | NH | PSNH
| 877 | SCOTLAND | 877 | SCOTLAND | 1.69 | 2.2 | 1.69 | 2.2 | IA | CT | 15 | CT | SUEZ
| 555 | SEABROOK | 555 | SEABROOK | 1257.275 | 1257.275 | 1257.275 | 1257.275 | IA | NH | 15 | NH | FPLP
| 35442 | SEAMAN ENERGY | 17259 | Seaman Energy LLC | 0.484 | 0.483 | 0.484 | 0.483 | NA | MA | 27 | WMA | TTMLP
| 561 | SEARSBURG | 561 | SEARSBURG | 4.96 | 4.96 | 4.96 | 4.96 | Historic Capability | VT | 03 | WMA | TCPM
| 827 | SEARSBURG WIND | 827 | SEARSBURG WIND | 0.7 | 1.69 | 0.62 | 1.68 | PPA | VT | 03 | WMA | GMP
| 562 | SECREC-PRESTON | 562 | SECREC-PRESTON | 16.449 | 17.07 | 16.449 | 17.07 | Historic Capability | CT | 11 | CT | CLP
| 563 | SEMASS 1 | 563 | SEMASS 1 | 46.955 | 52.96 | 46.955 | 52.69 | Historic Capability | MA | 23 | SEMA | NSTAR
| 564 | SEMASS 2 | 564 | SEMASS 2 | 22.5 | 22.5 | 22.5 | 22.5 | PPA | MA | 23 | SEMA | NSTAR
| 767 | SES CONCORD | 767 | SES CONCORD | 13 | 13.14 | 13 | 13.14 | IA | NH | 13 | NH | PSNH
| 761 | SHAWMUT | 761 | SHAWMUT | 9.5 | 9.5 | 9.5 | 9.5 | IA | ME | 25 | ME | FPLEMH
| 12530 | SHEFFIELD WIND FARM | 12530 | Sheffield Wind Plant | 39.2 | 39.2 | 10 | 17 | PPA | VT | 05 | VT | VTWIND
| 565 | SHELDON SPRINGS | 565 | SHELDON SPRINGS | 14.832 | 26.38 | 14.832 | 26.38 | Historic Capability | VT | 11 | VT | VELCO
| 566 | SHEPAUG | 566 | SHEPAUG | 42.95 | 43.4 | 42.95 | 43.4 | IA | CT | 09 | SWCT | SUEZ
| 567 | SHERMAN | 567 | SHERMAN | 6.5 | 6.5 | 6.5 | 6.5 | IA | MA | 11 | WMA | TCPM
| 35657 | SHREWSBURY DIESELS | 568 | SHREWSBURY DIESELS | 13.75 | 13.75 | 13.75 | 13.75 | Historic Capability | MA | 27 | CMA/NEMA | SELP
| 37051 | SILVER LAKE PV | 37722 | Silver Lake Solar PV Facility | 0 | 0 | 0 | 0 | NA | MA | 03 | WMA | WMECO
| 737 | SIMPSON G LOAD REDUCER | 737 | SIMPSON G LOAD REDUCER | 3.84 | 4.85 | 3.84 | 4.85 | Historic Capability | VT | 09 | NH | GMP
| 569 | SKELTON | 569 | SKELTON | 22.08 | 22.08 | 20 | 20 | IA | ME | 31 | SME | FPLEMH
| 878 | SKINNER | 878 | SKINNER | 0.28 | 0.28 | 0.28 | 0.28 | Historic Capability | MA | 13 | WMA | HGE
| 845 | SLACK DAM | 845 | SLACK DAM | 0.23 | 0.41 | 0.23 | 0.41 | Historic Capability | VT | 27 | VT | GMP
| 570 | SMITH | 570 | SMITH | 17.6 | 16.669 | 17.6 | 16.669 | Historic Capability | NH | 07 | NH | PSNH
| 822 | SMITH (CVPS) | 822 | SMITH (CVPS) | 0.93 | 1.31 | 0.93 | 1.31 | Historic Capability | VT | 17 | VT | GMP
| 572 | SO. MEADOW 11 | 572 | SO. MEADOW 11 | 43.121 | 49 | 38.8 | 49 | Historic Capability | CT | 03 | CT | FPLP
| 573 | SO. MEADOW 12 | 573 | SO. MEADOW 12 | 45.2 | 49 | 39 | 49 | Historic Capability | CT | 03 | CT | FPLP
| 574 | SO. MEADOW 13 | 574 | SO. MEADOW 13 | 44.117 | 49.917 | 39 | 48.6 | Historic Capability | CT | 03 | CT | FPLP
| 575 | SO. MEADOW 14 | 575 | SO. MEADOW 14 | 42.546 | 49 | 39 | 49 | Historic Capability | CT | 03 | CT | FPLP
| 580 | SO. MEADOW 5 | 580 | SO. MEADOW 5 | 29.7 | 31.24 | 29.7 | 31.24 | Historic Capability | CT | 03 | CT | FPLP
| 581 | SO. MEADOW 6 | 581 | SO. MEADOW 6 | 29.7 | 31.25 | 29.7 | 31.25 | Historic Capability | CT | 03 | CT | FPLP
| 1107 | SOMERSET | 1107 | SOMERSET | 10.604 | 10.604 | 10.604 | 10.604 | Historic Capability | ME | 11 | ME | FPLP
| 852 | SOUTH BARRE HYDRO | 42598 | NEW BARRE HYDRO | 0.65 | 0.14 | 0.65 | 0.14 | IA | MA | 27 | WMA | MMWEC
| 852 | SOUTH BARRE HYDRO | 852 | SOUTH BARRE HYDRO | [7 empty] | CMA/NEMA
| 1495 | SOUTHBRIDGE P&T QF U5 | 1495 | SOUTHBRIDGE P&T QF U5 | 0.298 | 0.252 | 0.298 | 0.252 | Historic Capability | MA | 27 | CMA/NEMA | MEC
| 1267 | SPARHAWK | 1267 | SPARHAWK | 0.257 | 0.257 | 0.257 | 0.257 | IA | ME | 05 | SME | UNION
| 35594 | SPAULDING POND HYDRO | 35379 | SPAULDING POND HYDRO | 0 | 0 | 0.074 | 0.172 | NA | NH | 17 | NH | PSNH
| 2425 | SPRINGFIELD REFUSE-NEW | 2425 | SPRINGFIELD REFUSE-NEW | 6 | 6 | 6 | 6 | Historic Capability | MA | 13 | WMA | CEM
| 35693 | SPRUCE MOUNTAIN WIND | 35693 | SPRUCE MOUNTAIN WIND | 0 | 0 | 0 | 0 | NA | ME | 17 | ME | SPRUCE
| 909 | STEELS POND HYDRO | 909 | STEELS POND HYDRO | 0.429 | 0.975 | 0.429 | 0.975 | Historic Capability | NH | 11 | NH | PSNH
| 885 | STEVENS MILL | 885 | STEVENS MILL | 0.225 | 0.225 | 0.225 | 0.225 | Historic Capability | NH | 13 | NH | MMWEC
| 587 | STEVENSON | 587 | STEVENSON | 28.9 | 28.9 | 28.9 | 28.9 | IA | CT | 01 | SWCT | SUEZ
| 16523 | STILLWATER | 16523 | STILLWATER | 1.898 | 1.964 | 1.898 | 1.964 | Historic Capability | ME | 19 | BHE | BBHP
| 38084 | Stillwater "B" Hydro | 38084 | STILLWATER B HYDRO | NA | NA | 0 | 0 | NA | ME | 19 | BHE | BBSO
| 583 | STONY BROOK 2A | 583 | STONY BROOK 2A | 79 | 90 | 67 | 87 | PPA | MA | 13 | WMA | MMWEC
| 584 | STONY BROOK 2B | 584 | STONY BROOK 2B | 77 | 90 | 65 | 85 | PPA | MA | 13 | WMA | MMWEC
| 1185 | STONY BROOK GT1A | 1185 | STONY BROOK GT1A | 107.5 | 124 | 103.167 | 118.5 | PPA | MA | 13 | WMA | MMWEC
| 1186 | STONY BROOK GT1B | 1186 | STONY BROOK GT1B | 107.5 | 124 | 101.667 | 117 | PPA | MA | 13 | WMA | MMWEC
| 1187 | STONY BROOK GT1C | 1187 | STONY BROOK GT1C | 107 | 122 | 103.167 | 118.5 | PPA | MA | 13 | WMA | MMWEC
| 17359 | SUGAR RIVER 2 | 17223 | SUGAR RIVER 2 | 0 | 0 | 0.026 | 0.155 | NA | NH | 19 | NH | PSNH
| 898 | SUGAR RIVER HYDRO | 898 | SUGAR RIVER HYDRO | 0.158 | 0.15 | 0.158 | 0.15 | Historic Capability | NH | 19 | NH | PSNH
| 889 | SUNAPEE HYDRO | 889 | SUNAPEE HYDRO | 0.593 | 0.433 | 0.593 | 0.433 | Historic Capability | NH | 19 | NH | PSNH
| 935 | SUNNYBROOK HYDRO 2 | 935 | SUNNYBROOK HYDRO 2 | 0.05 | 0.05 | 0.05 | 0.05 | Historic Capability | NH | 17 | NH | PSNH
| 884 | SWANS FALLS | 884 | SWANS FALLS | 0.41 | 0.41 | 0.41 | 0.41 | Historic Capability | ME | 17 | NH | PSNH
| 12510 | SWANTON GAS TURBINE 1 | 12510 | SWANTON GT-1 | 23.5 | 27.1 | 19.44 | 24.98 | PPA | VT | 11 | VT | VPPSA
| 12511 | SWANTON GAS TURBINE 2 | 12511 | SWANTON GT-2 | 23.5 | 27.1 | 19.723 | 25.344 | PPA | VT | 11 | VT | VPPSA
| 10409 | SWEETWATER HYDRO U5 | 10409 | SWEETWATER HYDRO U5 | 0.5 | 0.5 | 0.5 | 0.5 | Historic Capability | NH | 19 | NH | GMP
| 1270 | SYSKO STONY BROOK | 1270 | SYSKO STONY BROOK | 0.025 | 0.025 | 0.025 | 0.025 | Historic Capability | ME | 17 | ME | UNION
| 1271 | SYSKO WIGHT BROOK | 1271 | SYSKO WIGHT BROOK | 0.025 | 0.025 | 0.025 | 0.025 | Historic Capability | ME | 17 | ME | UNION
| 817 | TAFTSVILLE VT | 817 | TAFTSVILLE VT | 0.33 | 0.4 | 0.33 | 0.4 | Historic Capability | VT | 27 | VT | GMP
| 879 | TAFTVILLE CT | 879 | TAFTVILLE CT | 2.03 | 2.03 | 2.03 | 2.03 | IA | CT | 11 | CT | SUEZ
| 592 | TAMWORTH | 592 | TAMWORTH | 21.145 | 21.143 | 21.145 | 21.143 | IA | NH | 03 | NH | SUEZ
| 1225 | TANNERY DAM | 1225 | TANNERY DAM | 0.2 | 0.2 | 0.2 | 0.2 | Historic Capability | MA | 27 | CMA/NEMA | MEC
| 1302 | TCPMCMPAGF GEN1 U5 | 1302 | TCPMCMPAGF GEN1 U5 | 0 | 0 | 0 | 0 | NA | ME | 07 | ME | VERSO
| 14652 | TEMPLETON WIND TURBINE | 14652 | Templeton Wind Turbine | NA | NA | 0.278 | 0.441 | NA | MA | 27 | WMA | MMWEC
| 12500 | THOMAS A. WATSON | 15484 | Thomas A. Watson Unit #1 | 114.8 | 114.8 | 105.2 | 114.8 | PPA | MA | 21 | SEMA | BELD
|  |  | 15485 | Thomas A. Watson Unit #2
| 37120 | THUNDERMIST HYDROPOWER | 16926 | Thundermist Hydro QF | 0 | 0 | 0 | 0 | NA | RI | 07 | RI | NEC
| 1226 | TIVERTON POWER | 1226 | TIVERTON POWER | 266 | 281 | 256 | 281 | PPA | RI | 05 | SEMA | EES5
| 595 | TORRINGTON TERMINAL 10 | 595 | TORRINGTON TERMINAL 10 | 18.817 | 21.8 | 17.2 | 21.8 | Historic Capability | CT | 05 | CT | NRGPM
| 803 | TOUTANT | 803 | TOUTANT | 0.4 | 0.4 | 0.4 | 0.4 | Historic Capability | CT | 15 | CT | CLP
| 813 | TUNNEL | 813 | TUNNEL | 2.1 | 2.1 | 2.1 | 2.1 | IA | CT | 11 | CT | SUEZ
| 596 | TUNNEL 10 | 596 | TUNNEL 10 | 20.8 | 22.1 | 17.102 | 22.1 | IA | CT | 11 | CT | SUEZ
| 253 | TURNKEY LANDFILL | 253 | TURNKEY LANDFILL | 3.306 | 3.306 | 3.306 | 3.306 | Historic Capability | NH | 17 | NH | PSNH
| 12509 | UNH POWER PLANT | 12509 | UNH POWER PLANT | 2 | 2 | 2 | 2 | Historic Capability | NH | 17 | NH | PSNH
| 831 | VAIL & GREAT FALLS | 831 | VAIL & GREAT FALLS | 2.1 | 2.1 | 2.1 | 2.1 | Historic Capability | VT | 05 | NH | VPPSA
| 949 | VALLEY HYDRO - QF | 949 | VALLEY HYDRO - QF | 0.205 | 0.205 | 0.205 | 0.205 | Historic Capability | RI | 03 | RI | NEC
| 14623 | VALLEY HYDRO (STATION NO. 5) | 14623 | Valley Hydro (Station No. 5) | 0.79 | 0.79 | 0.79 | 0.79 | Historic Capability | MA | 13 | WMA | HGE
| 598 | VERGENNES 5 and 6 DIESELS | 598 | VERGENNES 5 AND 6 DIESELS | 4.2 | 4.24 | 4.2 | 4.24 | Historic Capability | VT | 01 | VT | GMP
| 2435 | VERGENNES HYDRO-NEW | 2435 | VERGENNES HYDRO-NEW | 2.34 | 3.3 | 2.34 | 3.3 | Historic Capability | VT | 01 | VT | GMP
| 599 | VERNON | 599 | VERNON | 32 | 32 | 32 | 32 | IA | VT | 25 | WMA | TCPM
| 13703 | VERSO VCG1 | 13703 | VERSO COGEN 1 | 55 | 61 | 40.3 | 52.5 | IA | ME | 07 | ME | VERSO
| 13704 | VERSO VCG2 | 13704 | VERSO COGEN 2 | 55 | 61 | 40.3 | 52.5 | IA | ME | 07 | ME | VERSO
| 13705 | VERSO VCG3 | 13705 | VERSO COGEN 3 | 55 | 61 | 40.3 | 52.5 | IA | ME | 07 | ME | VERSO
| 16631 | VICTORY ROAD DORCHESTER PV | 16631 | Victory Road Dorchester PV | 0 | 0 | 0.316 | 0 | NA | MA | 25 | BOSTON | MEC
| 611 | VT YANKEE NUCLEAR PWR STATION | 611 | VT YANKEE NUCLEAR PWR STATION | 641.5 | 641.5 | 634.5 | 641.5 | PPA | VT | 25 | VT | ENPM
| 623 | WALLINGFORD REFUSE | 623 | Covanta Projects Wallingford | 8.005 | 7.892 | 8.005 | 7.892 | Historic Capability | CT | 09 | SWCT | CPW
| 1048 | WARE HYDRO | 1048 | WARE HYDRO | 1.25 | 1.25 | 1.25 | 1.25 | Historic Capability | MA | 15 | WMA | SRTC
| 614 | WATERBURY 22 | 614 | WATERBURY 22 | 5 | 5 | 5 | 5 | Historic Capability | VT | 05 | VT | GMP
| 12564 | WATERBURY GENERATION FACILITY | 12564 | Waterbury Generation Facility | 103.6 | 103.6 | 97.911 | 99.454 | IA | CT | 09 | SWCT | WATERBURY
| 901 | WATERLOOM FALLS | 901 | WATERLOOM FALLS | 0.081 | 0.086 | 0.081 | 0.086 | Historic Capability | NH | 11 | NH | PSNH
| 612 | WATERS RIVER JET 1 | 612 | WATERS RIVER JET 1 | 19.55 | 22.437 | 16.437 | 22.437 | Historic Capability | MA | 09 | BOSTON | MMWEC
| 613 | WATERS RIVER JET 2 | 613 | WATERS RIVER JET 2 | 28.5 | 40 | 28.5 | 40 | PPA | MA | 09 | BOSTON | MMWEC
| 11842 | WATERSIDE POWER | 11842 | WATERSIDE POWER | 73.623 | 75 | 72 | 75 | IA | CT | 01 | NOR | WATERSIDE
| 932 | WATSON DAM | 932 | WATSON DAM | 0.225 | 0.25 | 0.225 | 0.25 | Historic Capability | NH | 17 | NH | PSNH
| 2291 | WAVERLY AVENUE HYDRO | 2291 | WAVERLY AVENUE HYDRO | 0.4 | 0.4 | 0.4 | 0.4 | Historic Capability | ME | 25 | ME | CMA
| 853 | WEBSTER HYDRO | 853 | WEBSTER HYDRO | 0 | 0.29 | 0 | 0.29 | IA | MA | 27 | CMA/NEMA | MMWEC
| 781 | WEST DANVILLE 1 | 781 | WEST DANVILLE 1 | 1.1 | 1.1 | 1.1 | 1.1 | Historic Capability | VT | 05 | NH | GMP
| 616 | WEST ENFIELD | 616 | WEST ENFIELD | 11.47 | 19.1 | 11.47 | 19.1 | Historic Capability | ME | 19 | BHE | NBPGC
| 893 | WEST HOPKINTON HYDRO | 893 | WEST HOPKINTON HYDRO | 0.735 | 1.25 | 0.735 | 1.25 | Historic Capability | NH | 13 | NH | CHIPM
| 625 | WEST MEDWAY JET 1 | 625 | WEST MEDWAY JET 1 | 57.6 | 72.9 | 57.6 | 72.9 | Historic Capability | MA | 21 | BOSTON | EXGC
| 626 | WEST MEDWAY JET 2 | 626 | WEST MEDWAY JET 2 | 57.6 | 72.9 | 57.6 | 72.9 | Historic Capability | MA | 21 | BOSTON | EXGC
| 627 | WEST MEDWAY JET 3 | 627 | WEST MEDWAY JET 3 | 57.5 | 72.8 | 57.5 | 72.8 | Historic Capability | MA | 21 | RI | EXGC
| 630 | WEST SPRINGFIELD 10 | 630 | WEST SPRINGFIELD 10 | 20.25 | 22 | 17.2 | 22 | IA | MA | 13 | WMA | NAEA-EM
| 633 | WEST SPRINGFIELD 3 | 633 | WEST SPRINGFIELD 3 | 107 | 107 | 107 | 107 | IA | MA | 13 | WMA | NAEA-EM
| 1693 | WEST SPRINGFIELD GT-1 | 1693 | WEST SPRINGFIELD GT-1 | 47 | 48 | 39 | 48 | PPA | MA | 13 | WMA | NAEA-EM
| 1694 | WEST SPRINGFIELD GT-2 | 1694 | WEST SPRINGFIELD GT-2 | 47 | 48 | 39 | 48 | PPA | MA | 13 | WMA | NAEA-EM
| 10770 | WEST SPRINGFIELD HYDRO U5 | 10770 | WEST SPRINGFIELD HYDRO U5 | 1.2 | 1.25 | 1.2 | 1.25 | Historic Capability | MA | 13 | WMA | LELWD
| 1031 | WEST TISBURY | 1031 | WEST TISBURY | 5.633 | 5.633 | 5.633 | 5.633 | IA | MA | 07 | SEMA | MET
| 1345 | WESTBROOK | 14177 | WESTBROOK ENERGY CENTER G1 | 538 | 597 | 517.28 | 554.43 | IA | ME | 05 | SME | CALP
|  |  | 14178 | WESTBROOK ENERGY CENTER G2
| 10451 | WESTFIELD #1 U5 | 10451 | WESTFIELD #1 U5 | 0.4 | 0.4 | 0.4 | 0.4 | Historic Capability | MA | 03 | WMA | WGED
| 38181 | Westford Solar | 41879 | WESTFORD SOLAR 1- PV | NA | NA | 0 | 0 | NA | MA | 17 | CMA/NEMA | MEC
|  |  | 41880 | WESTFORD SOLAR 2- PV |  |  | 0 | 0
|  |  | 42203 | WESTFORD SOLAR 3 - PV |  |  | 0 | 0
|  |  | 42497 | WESTFORD SOLAR 4- PV |  |  | 0 | 0
| 617 | WESTON | 617 | WESTON | 13.2 | 13.2 | 13.2 | 13.2 | IA | ME | 25 | ME | FPLEMH
| 933 | WESTON DAM | 933 | WESTON DAM | 0.456 | 0.524 | 0.456 | 0.524 | Historic Capability | NH | 07 | NH | PSNH
| 349 | WHEELABRATOR BRIDGEPORT, L.P. | 349 | WHEELABRATOR BRIDGEPORT, L.P. | 59.65 | 60.5 | 59.65 | 60.5 | Historic Capability | CT | 01 | SWCT | WB
| 10404 | WHEELABRATOR CLAREMONT U5 | 10404 | WHEELABRATOR CLAREMONT U5 | 5.29 | 5.29 | 5.29 | 5.29 | Historic Capability | NH | 19 | NH | WNE
| 547 | WHEELABRATOR NORTH ANDOVER | 547 | WHEELABRATOR NORTH ANDOVER | 40 | 40 | 40 | 40 | IA | MA | 09 | BOSTON | WNE
| 619 | WHITE LAKE JET | 619 | WHITE LAKE JET | 20.07 | 23.165 | 18.1 | 23.165 | Historic Capability | NH | 03 | NH | PSNH
| 620 | WILDER | 620 | WILDER | 42.92 | 43.88 | 42.92 | 43.88 | Historic Capability | VT | 27 | VT | TCPM
| 621 | WILLIAMS | 621 | WILLIAMS | 14.9 | 14.9 | 14.9 | 14.9 | IA | ME | 25 | ME | FPLEMH
| 801 | WILLIMANTIC 1 | 801 | WILLIMANTIC 1 | 0.423 | 0.77 | 0.423 | 0.77 | Historic Capability | CT | 15 | CT | CLP
| 802 | WILLIMANTIC 2 | 802 | WILLIMANTIC 2 | 0.388 | 0.77 | 0.388 | 0.77 | Historic Capability | CT | 15 | CT | CLP
| 622 | WINOOSKI 1 | 622 | WINOOSKI 1 | 7.5 | 7.5 | 7.5 | 7.5 | PPA | VT | 07 | VT | SUEZ
| 846 | WINOOSKI 8 | 846 | WINOOSKI 8 | 0.403 | 0.95 | 0.403 | 0.95 | Historic Capability | VT | 23 | VT | GMP
| 624 | WMI MILLBURY 1 | 624 | WMI MILLBURY 1 | 40.94 | 40.94 | 40.94 | 40.94 | Historic Capability | MA | 27 | CMA/NEMA | NEP
| 14663 | WMRE CROSSROADS | 15998 | CROSSROADS LANDFILL | 3 | 3 | 3 | 3 | Historic Capability | ME | 25 | ME | NRGA
| 1167 | WOLCOTT HYDRO #1 | 1167 | WOLCOTT HYDRO #1 | 0.49 | 0.8 | 0.49 | 0.8 | Historic Capability | VT | 15 | VT | VPPSA
| 628 | WOODLAND ROAD | 628 | WOODLAND ROAD | 19.582 | 21 | 16.7 | 21 | IA | MA | 03 | WMA | NAEA-EM
| 847 | WOODSIDE | 847 | WOODSIDE | 0.11 | 0.12 | 0.11 | 0.12 | Historic Capability | VT | 15 | VT | GMP
| 10407 | WOODSVILLE HYDRO U5 | 10407 | WOODSVILLE HYDRO U5 | 0.241 | 0.241 | 0.241 | 0.241 | Historic Capability | NH | 19 | NH | GMP
| 37077 | WORONOCO HYDRO LLC | 15787 | Woronoco Hydro LLC | 2.7 | 2.7 | 1.181 | 1.611 | IA | MA | 13 | WMA | SRTC
| 848 | WRIGHTSVILLE | 848 | WRIGHTSVILLE | 0.75 | 0.754 | 0.75 | 0.754 | Historic Capability | VT | 23 | VT | VPPSA
| 903 | WYANDOTTE HYDRO | 903 | WYANDOTTE HYDRO | 0.084 | 0.15 | 0.084 | 0.15 | Historic Capability | NH | 17 | NH | PSNH
| 636 | WYMAN HYDRO 1 | 636 | WYMAN HYDRO 1 | 27.4 | 27.4 | 27.4 | 27.4 | IA | ME | 25 | ME | FPLEMH
| 637 | WYMAN HYDRO 2 | 637 | WYMAN HYDRO 2 | 29.9 | 29.9 | 29.9 | 29.9 | IA | ME | 25 | ME | FPLEMH
| 638 | WYMAN HYDRO 3 | 638 | WYMAN HYDRO 3 | 25.7 | 25.7 | 26.7 | 26.99 | IA | ME | 25 | ME | FPLEMH
| 639 | YARMOUTH 1 | 639 | YARMOUTH 1 | 53.5 | 53.5 | 53.5 | 53.5 | IA | ME | 05 | SME | FPLP
| 640 | YARMOUTH 2 | 640 | YARMOUTH 2 | 53.5 | 53.5 | 53.5 | 53.5 | IA | ME | 05 | SME | FPLP
| 641 | YARMOUTH 3 | 641 | YARMOUTH 3 | 116 | 119 | 116 | 119 | IA | ME | 05 | SME | FPLP
| 642 | YARMOUTH 4 | 642 | YARMOUTH 4 | 614.5 | 620 | 614.5 | 620 | IA | ME | 05 | SME | FPLP
| 2292 | YORK HYDRO | 2292 | YORK HYDRO | 0.878 | 1.2 | 0.878 | 1.2 | Historic Capability | ME | 31 | SME | MCPI
Assets with no Resource but with NRC
|  | No Resource(3) | 40343 | BULL HILL WIND | 34.485 | 34.485 | NA | NA | IA | ME | 09 | BHE | BSE
|  | No Resource(3) | 12529 | Hoosac Wind | 28.5 | 28.5 | NA | NA | IA | MA | 03 | WMA | IR
|  | No Resource(3) | 11889 | IBEW LOCAL 99 SOLAR QF | 0.029 | 0.05 | 0.029 | 0.05 | NA | RI | 07 | RI | NEC
|  | No Resource(3) | 345 | MEAD | 75 | 75 | NA | NA | Historic Capability | ME | 17 | ME | APNM
|  | No Resource(3) | 11827 | PORTSMOUTH ABBEY WIND QF | 0.445 | 0.66 | 0.445 | 0.66 | NA | RI | 05 | RI | NEC
|  | No Resource(3) | 37175 | ROLLINS WIND PLANT | 61.2 | 61.2 | NA | NA | IA | ME | 19 | BHE | EWP3
|  | No Resource(3) | 16612 | Stetson II Wind Farm | 26 | 26 | NA | NA | IA | ME | 29 | BHE | STET2
|  | No Resource(3) | 15464 | Stetson Wind Farm | 59.71 | 59.71 | NA | NA | IA | ME | 29 | BHE | STETSON
|  | No Resource(3) | 16089 | Turners Falls Hydro LLC | 0.937 | 0.937 | NA | NA | IA | MA | 11 | WMA | SRTC
|  | No Resource(3) | 40342 | VERSO BUCKSPORT G5 | 25 | 25 | NA | NA | IA | ME | 09 | BHE | VERSO
Assets with no Resource and no NRC
|  | No Resource(3) | 43491 | 146 CAMPANELLI-02072PV332NM | NA | NA | NA | NA | NA | MA | 21 | SEMA | MEC
|  | No Resource(3) | 42349 | 15 UNION SOLAR LLC-LAWRENCE-PV | NA | NA | NA | NA | NA | MA | 09 | BOSTON | MEC
|  | No Resource(3) | 42135 | 18 PHOENIX PARK BLDG DEAST & F | NA | NA | NA | NA | NA | MA | 17 | CMA/NEMA | MEC
|  | No Resource(3) | 42136 | 18 PHOENIX PARK BLDG DEAST & J | NA | NA | NA | NA | NA | MA | 17 | CMA/NEMA | MEC
|  | No Resource(3) | 42137 | 18 PHOENIX PARK BLDG DWEST | NA | NA | NA | NA | NA | MA | 17 | CMA/NEMA | MEC
|  | No Resource(3) | 43531 | 28 HASTINGS - 01756PV100NM | NA | NA | NA | NA | NA | MA | 27 | RI | MEC
|  | No Resource(3) | 43735 | 28 HASTINGS-01756PV95NM | NA | NA | NA | NA | NA | MA | 27 | RI | MEC
|  | No Resource(3) | 43654 | 3 COUNTY FAIR ASN-01060PV250NM | NA | NA | NA | NA | NA | MA | 15 | WMA | MEC
|  | No Resource(3) | 42346 | 3 RIVERS PALMER-SPRINGFLD-PV | NA | NA | NA | NA | NA | MA | 13 | WMA | MEC
|  | No Resource(3) | 42413 | 35 LYMAN LLC - ACTIVE | NA | NA | NA | NA | NA | MA | 27 | CMA/NEMA | MEC
|  | No Resource(3) | 43608 | 35 LYMAN LLC-01532PV95NM | NA | NA | NA | NA | NA | MA | 27 | CMA/NEMA | MEC
|  | No Resource(3) | 42360 | 35 LYMAN LLC-NORTHBORO-PV | NA | NA | NA | NA | NA | MA | 27 | CMA/NEMA | MEC
|  | No Resource(3) | 43653 | 40 WASHINGTON LTD-01581PV750NM | NA | NA | NA | NA | NA | MA | 27 | CMA/NEMA | MEC
|  | No Resource(3) | 42107 | 4M_ALDRINRDPV_ID1856 | NA | NA | NA | NA | NA | MA | 23 | SEMA | NSTAR
|  | No Resource(3) | 43426 | ABBOTT MILL - 01886PV235NM | NA | NA | NA | NA | NA | MA | 17 | CMA/NEMA | MEC
|  | No Resource(3) | 43748 | ACUMEN-01752PV85NM | NA | NA | NA | NA | NA | MA | 17 | CMA/NEMA | MEC
|  | No Resource(3) | 41840 | AERO MANUFACTURING | NA | NA | NA | NA | NA | MA | 09 | BOSTON | MEC
|  | No Resource(3) | 41868 | AGREEN ENERGY (JORDAN DAIRY) | NA | NA | NA | NA | NA | MA | 27 | WMA | MEC
|  | No Resource(3) | 42486 | AIRPORT_WAY_PV_ID1875 | NA | NA | NA | NA | NA | MA | 01 | SEMA | NSTAR
|  | No Resource(3) | 42632 | ALPHA GRAINGER-02038PV250NM | NA | NA | NA | NA | NA | MA | 21 | RI | MEC
|  | No Resource(3) | 17086 | AMERESCO-NEWBRYPT NOCK MS PVQF | NA | NA | NA | NA | NA | MA | 09 | BOSTON | MEC
|  | No Resource(3) | 17085 | AMERESCO-NEWBURYPORT DPW PV QF | NA | NA | NA | NA | NA | MA | 09 | BOSTON | MEC
|  | No Resource(3) | 42613 | AMERICOLD-0PEW-01930-PV | NA | NA | NA | NA | NA | MA | 09 | BOSTON | MEC
|  | No Resource(3) | 41839 | ARPIN ASSOCIATES - PV | NA | NA | NA | NA | NA | RI | 03 | RI | NEC
|  | No Resource(3) | 43717 | ASSUMPTION-01562PV2000NM | NA | NA | NA | NA | NA | MA | 27 | CMA/NEMA | MEC
|  | No Resource(3) | 42611 | AUBUCHON-95AUBUCHON-01473-PV | NA | NA | NA | NA | NA | MA | 27 | CMA/NEMA | MEC
|  | No Resource(3) | 40484 | BANCROFT SCHOOL PV | NA | NA | NA | NA | NA | MA | 27 | CMA/NEMA | MEC
|  | No Resource(3) | 43420 | BANNER MOLD-01453PV111NM | NA | NA | NA | NA | NA | MA | 27 | WMA | MEC
|  | No Resource(3) | 39663 | BARNSTABLE_DPW_ID1545 | NA | NA | NA | NA | NA | MA | 01 | SEMA | NSTAR
|  | No Resource(3) | 42603 | BARRE1-750BARRE-01005-PV | NA | NA | NA | NA | NA | MA | 27 | WMA | MEC
|  | No Resource(3) | 42350 | BARRETT-FRANKLIN-SOLAR | NA | NA | NA | NA | NA | MA | 21 | RI | MEC
|  | No Resource(3) | 16332 | Bartletts Ocean View Farm Wind | NA | NA | NA | NA | NA | RI | 05 | SEMA | MEC
|  | No Resource(3) | 40137 | Berkshire East Wind | NA | NA | NA | NA | NA | MA | 11 | WMA | MEC
|  | No Resource(3) | 43262 | BERKSHIRE SCHL-01257PV1750NM | NA | NA | NA | NA | NA | MA | 03 | WMA | MEC
|  | No Resource(3) | 42504 | BERKSHIRE SREG-GT BARRGTN-PV | NA | NA | NA | NA | NA | MA | 03 | WMA | MEC
|  | No Resource(3) | 42433 | BETHANY CHURCH-MENDON-PV | NA | NA | NA | NA | NA | MA | 27 | RI | MEC
|  | No Resource(3) | 42813 | BIG Y FOODS-02038PV250NM | NA | NA | NA | NA | NA | MA | 21 | RI | MEC
|  | No Resource(3) | 42487 | BILL_BENNETT_PV_ID1967 | NA | NA | NA | NA | NA | MA | 07 | SEMA | NSTAR
|  | No Resource(3) | 37965 | Bio-Detek Pawtucket RI PV | NA | NA | NA | NA | NA | RI | 07 | RI | NEC
|  | No Resource(3) | 42893 | BISCO FALLS HYDRO | NA | NA | NA | NA | NA | ME | 17 | ME | UNION
|  | No Resource(3) | 42384 | BJS WHOLESALE CLUB LEOMINSTER | NA | NA | NA | NA | NA | MA | 27 | CMA/NEMA | MEC
|  | No Resource(3) | 41923 | BLACKCOMB SOLAR III-PV | NA | NA | NA | NA | NA | MA | 27 | RI | MEC
|  | No Resource(3) | 40555 | Blackcomb Worc MA PV | NA | NA | NA | NA | NA | MA | 27 | CMA/NEMA | MEC
|  | No Resource(3) | 37954 | Blount Sea Fall River MA PV | NA | NA | NA | NA | NA | MA | 05 | SEMA | MEC
|  | No Resource(3) | 43489 | BOST SCIENT-02171PV1100NM | NA | NA | NA | NA | NA | MA | 21 | SEMA | MEC
|  | No Resource(3) | 43689 | BOSTON NORTH TECH-01913PV300NM | NA | NA | NA | NA | NA | MA | 09 | BOSTON | MEC
|  | No Resource(3) | 42204 | BPV LOWELL | NA | NA | NA | NA | NA | MA | 17 | CMA/NEMA | MEC
|  | No Resource(3) | 43557 | BRDGWTR RECYCLE-02324PV96NM | NA | NA | NA | NA | NA | MA | 23 | SEMA | MEC
|  | No Resource(3) | 42108 | BROADWAY_RENEWABLE_ID1772 | NA | NA | NA | NA | NA | MA | 23 | SEMA | NSTAR
|  | No Resource(3) | 42631 | CABRAL-247BAKER-02777-PV | NA | NA | NA | NA | NA | MA | 05 | SEMA | MEC
|  | No Resource(3) | 43556 | CALLAHAN - 02324PV110NM | NA | NA | NA | NA | NA | MA | 23 | SEMA | MEC
|  | No Resource(3) | 42344 | CAMELOT_WIND_ID1240 | NA | NA | NA | NA | NA | MA | 23 | SEMA | NSTAR
|  | No Resource(3) | 43750 | CANTON HIGH SCHOOL 2009 | NA | NA | NA | NA | NA | MA | 21 | SEMA | NSTAR
|  | No Resource(3) | 42083 | CANTON_LANDFILL_PV_ID1726 | NA | NA | NA | NA | NA | MA | 21 | SEMA | NSTAR
|  | No Resource(3) | 42364 | CAPITAL GROUP-SOUTHBORO-PV | NA | NA | NA | NA | NA | MA | 27 | CMA/NEMA | MEC
|  | No Resource(3) | 42822 | CARDINAL SHOE-01840PV250NM | NA | NA | NA | NA | NA | MA | 09 | CMA/NEMA | MEC
|  | No Resource(3) | 37266 | Carlson Orch Harvard MA PV | NA | NA | NA | NA | NA | MA | 27 | CMA/NEMA | MEC
|  | No Resource(3) | 42601 | CARLSTROMPM-65FISHER-0158-PV | NA | NA | NA | NA | NA | MA | 27 | CMA/NEMA | MEC
|  | No Resource(3) | 43917 | CHEER PACK-02397PV1750NM | NA | NA | NA | NA | NA | MA | 23 | SEMA | MEC
|  | No Resource(3) | 37957 | Chelm Wtr N Chelmsford MA PV | NA | NA | NA | NA | NA | MA | 17 | CMA/NEMA | MEC
|  | No Resource(3) | 42355 | CIL CEDAR-MARLBORO-PV | NA | NA | NA | NA | NA | MA | 17 | CMA/NEMA | MEC
|  | No Resource(3) | 37959 | Circle Fin Newburyport MA PV | NA | NA | NA | NA | NA | MA | 09 | BOSTON | MEC
|  | No Resource(3) | 43915 | CITIZENS-02769PV2000NM | NA | NA | NA | NA | NA | MA | 05 | RI | MEC
|  | No Resource(3) | 43606 | CITY NORTHAMPTON-02721PV95NM | NA | NA | NA | NA | NA | MA | 15 | WMA | MEC
|  | No Resource(3) | 42439 | CITY OF BROCKTON-SWANSEA-PV1 | NA | NA | NA | NA | NA | MA | 05 | SEMA | MEC
|  | No Resource(3) | 42440 | CITY OF BROCKTON-SWANSEA-PV2 | NA | NA | NA | NA | NA | MA | 05 | SEMA | MEC
|  | No Resource(3) | 42448 | CITY OF GLOUCESTER 1 - WIND | NA | NA | NA | NA | NA | MA | 09 | BOSTON | MEC
|  | No Resource(3) | 42449 | CITY OF GLOUCESTER 2 - WIND | NA | NA | NA | NA | NA | MA | 09 | BOSTON | MEC
|  | No Resource(3) | 43709 | CITY OF LOWELL 1-01331PV1000NM | NA | NA | NA | NA | NA | MA | 27 | WMA | MEC
|  | No Resource(3) | 43710 | CITY OF LOWELL 2-01331PV1000NM | NA | NA | NA | NA | NA | MA | 27 | WMA | MEC
|  | No Resource(3) | 43711 | CITY OF LOWELL 3-01331PV1000NM | NA | NA | NA | NA | NA | MA | 27 | WMA | MEC
|  | No Resource(3) | 43918 | CITY OF LOWELL-01851PV1333NM | NA | NA | NA | NA | NA | MA | 17 | CMA/NEMA | MEC
|  | No Resource(3) | 43706 | CITY OF LOWELL1-01364PV2000NM | NA | NA | NA | NA | NA | MA | 11 | WMA | MEC
|  | No Resource(3) | 43707 | CITY OF LOWELL2-01364PV1000NM | NA | NA | NA | NA | NA | MA | 11 | WMA | MEC
|  | No Resource(3) | 16233 | City of Medford Wind QF | NA | NA | NA | NA | NA | MA | 17 | BOSTON | MEC
|  | No Resource(3) | 43904 | CITY OF METHUEN-01523PV3000NM | NA | NA | NA | NA | NA | MA | 27 | CMA/NEMA | MEC
|  | No Resource(3) | 42482 | CITY_OF_WALTHAM_PV_ID1805 | NA | NA | NA | NA | NA | MA | 17 | BOSTON | NSTAR
|  | No Resource(3) | 41834 | CLARKE DISTRIBUTION PV | NA | NA | NA | NA | NA | MA | 27 | RI | MEC
|  | No Resource(3) | 42113 | COBSCOOK BAY TEP TGU 1 | NA | NA | NA | NA | NA | ME | 29 | BHE | NBPGC
|  | No Resource(3) | 42109 | COCHITUATERD_FRAMPV_ID1873 | NA | NA | NA | NA | NA | MA | 17 | BOSTON | NSTAR
|  | No Resource(3) | 43558 | COMMERCE GRN-02339PV100NM | NA | NA | NA | NA | NA | MA | 23 | SEMA | MEC
|  | No Resource(3) | 40259 | COMMERCE_PK_RD_PV_ID1871 | NA | NA | NA | NA | NA | MA | 01 | SEMA | NSTAR
|  | No Resource(3) | 43586 | COMTRAN CABLE-02864PV400DG | NA | NA | NA | NA | NA | RI | 07 | RI | NEC
|  | No Resource(3) | 43685 | CONANICUT MARINE-02835PV120DG | NA | NA | NA | NA | NA | RI | 05 | SEMA | NEC
|  | No Resource(3) | 973 | CONCORD STEAM | NA | NA | NA | NA | NA | NH | 13 | NH | UNITIL-ES
|  | No Resource(3) | 42118 | CONED_HIXVILLERD_ID1862 | NA | NA | NA | NA | NA | MA | 05 | SEMA | NSTAR
|  | No Resource(3) | 42117 | CONST_SOLAR_NORFOLK_ID1846 | NA | NA | NA | NA | NA | MA | 21 | RI | NSTAR
|  | No Resource(3) | 42347 | CONSTELLATION SOLAR-UXBRG-PV | NA | NA | NA | NA | NA | MA | 27 | RI | MEC
|  | No Resource(3) | 16234 | Constellation-Majilite PV QF | NA | NA | NA | NA | NA | MA | 17 | CMA/NEMA | MEC
|  | No Resource(3) | 41924 | COREMARK-PV | NA | NA | NA | NA | NA | MA | 27 | RI | MEC
|  | No Resource(3) | 42385 | CORNER BROOK-MILFORD-PV | NA | NA | NA | NA | NA | MA | 27 | RI | MEC
|  | No Resource(3) | 43607 | COX PRTSMTH-02871PV500DG | NA | NA | NA | NA | NA | RI | 05 | RI | NEC
|  | No Resource(3) | 43921 | COXCOM-02893PV135DG | NA | NA | NA | NA | NA | RI | 03 | RI | NEC
|  | No Resource(3) | 43691 | CRAFT INC-02703PV285NM | NA | NA | NA | NA | NA | MA | 05 | SEMA | MEC
|  | No Resource(3) | 43529 | CREEDON AND CO-01604PV110NM | NA | NA | NA | NA | NA | MA | 27 | CMA/NEMA | MEC
|  | No Resource(3) | 42505 | CUMMINGS 1000-BEVERLY-PV | NA | NA | NA | NA | NA | MA | 09 | BOSTON | MEC
|  | No Resource(3) | 42819 | CUMMINGS PROP 1-0195PV224NM | NA | NA | NA | NA | NA | MA | 09 | BOSTON | MEC
|  | No Resource(3) | 42820 | CUMMINGS PROP 2-01915PV224NM | NA | NA | NA | NA | NA | MA | 09 | BOSTON | MEC
|  | No Resource(3) | 43713 | CUMMINGS PROP-01915PV110NM | NA | NA | NA | NA | NA | MA | 09 | BOSTON | MEC
|  | No Resource(3) | 43875 | CUMMINGS PROP-01915PV230NM | NA | NA | NA | NA | NA | MA | 09 | BOSTON | MEC
|  | No Resource(3) | 42213 | CUMMINGS PROPERTY E GAR | NA | NA | NA | NA | NA | MA | 09 | BOSTON | MEC
|  | No Resource(3) | 42041 | D.D. BEAN | NA | NA | NA | NA | NA | NH | 05 | VT | CNE
|  | No Resource(3) | 39664 | DART_BLDG_SUPPLY_ID1470 | NA | NA | NA | NA | NA | MA | 05 | SEMA | NSTAR
|  | No Resource(3) | 37972 | DartmouthBusPark_PV_ID1592 | NA | NA | NA | NA | NA | MA | 05 | SEMA | NSTAR
|  | No Resource(3) | 40116 | Delaware Valley Corp PV | NA | NA | NA | NA | NA | MA | 17 | CMA/NEMA | MEC
|  | No Resource(3) | 43678 | DISCOVER MARBLE - 01527PV142NM | NA | NA | NA | NA | NA | MA | 27 | CMA/NEMA | MEC
|  | No Resource(3) | 43509 | DOUGLAS SOLAR-01516PV2000NM | NA | NA | NA | NA | NA | MA | 27 | RI | MEC
|  | No Resource(3) | 42110 | DOUGLAS_SCHOOLPV_ID1464 | NA | NA | NA | NA | NA | MA | 17 | BOSTON | NSTAR
|  | No Resource(3) | 42202 | DR AMP 100 AMES POND - PV | NA | NA | NA | NA | NA | MA | 17 | CMA/NEMA | MEC
|  | No Resource(3) | 42212 | DR AMP 200 AMES POND - PV | NA | NA | NA | NA | NA | MA | 17 | CMA/NEMA | MEC
|  | No Resource(3) | 42116 | DSD_REALTY_TRUST_ID1672 | NA | NA | NA | NA | NA | MA | 05 | SEMA | NSTAR
|  | No Resource(3) | 40482 | DURFEE UNION MILLS BLDG 9 - PV | NA | NA | NA | NA | NA | MA | 05 | SEMA | MEC
|  | No Resource(3) | 43751 | EAGLE LEASE-01540PV95NM | NA | NA | NA | NA | NA | MA | 27 | WMA | MEC
|  | No Resource(3) | 40365 | East Island Community - PV | NA | NA | NA | NA | NA | MA | 09 | CMA/NEMA | MEC
|  | No Resource(3) | 39724 | Eastern_Ave_Holdings_PV_ID1652 | NA | NA | NA | NA | NA | MA | 25 | BOSTON | NSTAR
|  | No Resource(3) | 41820 | EDMUND TALBOT MS - PV | NA | NA | NA | NA | NA | MA | 05 | SEMA | MEC
|  | No Resource(3) | 43422 | EPG SOLAR 1 - 01550PV1500NM | NA | NA | NA | NA | NA | MA | 27 | WMA | MEC
|  | No Resource(3) | 43423 | EPG SOLAR 2 - 01550PV1500NM | NA | NA | NA | NA | NA | MA | 27 | WMA | MEC
|  | No Resource(3) | 14382 | ETHAN ALLEN CO-GEN 1 | NA | NA | NA | NA | NA | VT | 19 | NH | VEC
|  | No Resource(3) | 41841 | EXAJOULE FRANKLIN PV | NA | NA | NA | NA | NA | MA | 21 | RI | MEC
|  | No Resource(3) | 41870 | EXAJOULE RENEWABLES PV | NA | NA | NA | NA | NA | MA | 17 | BOSTON | MEC
|  | No Resource(3) | 40050 | EXETER AGRI ENERGY | NA | NA | NA | NA | NA | ME | 19 | BHE | VPPSA
|  | No Resource(3) | 43752 | EXTRA SPACE-01607PV91.2NM | NA | NA | NA | NA | NA | MA | 27 | CMA/NEMA | MEC
|  | No Resource(3) | 43766 | EXTRA SPACE-02149PV237NM | NA | NA | NA | NA | NA | MA | 17 | BOSTON | MEC
|  | No Resource(3) | 42438 | EXTRA SPACE-NORTHBORO-PV | NA | NA | NA | NA | NA | MA | 27 | CMA/NEMA | MEC
|  | No Resource(3) | 42411 | EXTRA SPACE-PLAINVILLE-PV | NA | NA | NA | NA | NA | MA | 21 | RI | MEC
|  | No Resource(3) | 42412 | EXTRA SPACE-SAUGUS-PV | NA | NA | NA | NA | NA | MA | 09 | BOSTON | MEC
|  | No Resource(3) | 43528 | EXTRA SPC MGMT-02035PV102NM | NA | NA | NA | NA | NA | MA | 21 | RI | MEC
|  | No Resource(3) | 43714 | EXTRA SPC STOR-02189PV95NM | NA | NA | NA | NA | NA | MA | 21 | SEMA | MEC
|  | No Resource(3) | 43418 | FALLON AMB-02169PV116NM | NA | NA | NA | NA | NA | MA | 21 | SEMA | MEC
|  | No Resource(3) | 42149 | FAVORITE FOODS PV | NA | NA | NA | NA | NA | NH | 17 | NH | PSNH
|  | No Resource(3) | 42483 | FIRST_HIGHLAND_PV_ID2021 | NA | NA | NA | NA | NA | MA | 25 | BOSTON | NSTAR
|  | No Resource(3) | 41847 | FISHERMENS MEMORIAL PARK- WIND | NA | NA | NA | NA | NA | RI | 09 | RI | NEC
|  | No Resource(3) | 43841 | FLAIR ONE-01507PV950NM | NA | NA | NA | NA | NA | MA | 27 | WMA | MEC
|  | No Resource(3) | 43762 | FORBES STREET 1-02914PV3000DG | NA | NA | NA | NA | NA | RI | 07 | RI | NEC
|  | No Resource(3) | 42359 | FOREKICKS-MARLBORO-PV | NA | NA | NA | NA | NA | MA | 17 | CMA/NEMA | MEC
|  | No Resource(3) | 43842 | FORRESTALL-01507PV950NM | NA | NA | NA | NA | NA | MA | 27 | WMA | MEC
|  | No Resource(3) | 43870 | FRPV EAST-02720PV1000NM | NA | NA | NA | NA | NA | MA | 05 | SEMA | MEC
|  | No Resource(3) | 43869 | FRPV WEST-02720PV1000NM | NA | NA | NA | NA | NA | MA | 05 | SEMA | MEC
|  | No Resource(3) | 37973 | General Mills Methuen MA PV | NA | NA | NA | NA | NA | MA | 09 | BOSTON | MEC
|  | No Resource(3) | 43576 | GLC_ACUSHNET_PV_1888 | NA | NA | NA | NA | NA | MA | 05 | SEMA | NSTAR
|  | No Resource(3) | 43577 | GLC_ACUSHNET_PV_1889 | NA | NA | NA | NA | NA | MA | 05 | SEMA | NSTAR
|  | No Resource(3) | 43578 | GLC_ACUSHNET_PV_1890 | NA | NA | NA | NA | NA | MA | 05 | SEMA | NSTAR
|  | No Resource(3) | 42115 | GLC_ACUSHNETLLC_ID1821_1824 | NA | NA | NA | NA | NA | MA | 23 | SEMA | NSTAR
|  | No Resource(3) | 43409 | GLC-MA ACUSHNET_PV_ID1827 | NA | NA | NA | NA | NA | MA | 05 | SEMA | NSTAR
|  | No Resource(3) | 42821 | GLC-MA ACUSHNET_PV_ID2109 | NA | NA | NA | NA | NA | MA | 05 | SEMA | NSTAR
|  | No Resource(3) | 43579 | GOIS_SOLAR_ONE_PV_2040 | NA | NA | NA | NA | NA | MA | 17 | BOSTON | NSTAR
|  | No Resource(3) | 42597 | GPT JACLEN-BEVERLY-CHP | NA | NA | NA | NA | NA | MA | 09 | BOSTON | MEC
|  | No Resource(3) | 43729 | GRAFTON WATER-01519PV1500NM | NA | NA | NA | NA | NA | MA | 27 | CMA/NEMA | MEC
|  | No Resource(3) | 39722 | Gtr_Boston_FoodBanks_ID1628 | NA | NA | NA | NA | NA | MA | 25 | BOSTON | NSTAR
|  | No Resource(3) | 43708 | HANNAFORD-02061PV135NM | NA | NA | NA | NA | NA | MA | 23 | SEMA | MEC
|  | No Resource(3) | 42496 | HANOVER SOLAR-LEICESTER-PV | NA | NA | NA | NA | NA | MA | 27 | WMA | MEC
|  | No Resource(3) | 39717 | Hi Gear | NA | NA | NA | NA | NA | MA | 27 | WMA | FGE
|  | No Resource(3) | 41857 | HI- GEAR (QF) | NA | NA | NA | NA | NA | MA | 27 | WMA | FGE
|  | No Resource(3) | 37967 | Hillside Marlborough MA PV | NA | NA | NA | NA | NA | MA | 17 | CMA/NEMA | MEC
|  | No Resource(3) | 40246 | Hodges Badge Co_Wind | NA | NA | NA | NA | NA | RI | 05 | SEMA | NEC
|  | No Resource(3) | 15462 | Holy Name CC Jr Sr High School | NA | NA | NA | NA | NA | MA | 27 | CMA/NEMA | MEC
|  | No Resource(3) | 42600 | HOOSACVALREG-0ORCHARD-01225-PV | NA | NA | NA | NA | NA | MA | 03 | WMA | MEC
|  | No Resource(3) | 43893 | HUBBARDSTON-01452PV2000NM | NA | NA | NA | NA | NA | MA | 27 | WMA | MEC
|  | No Resource(3) | 42111 | HYANNIS_SELF_STOR_ID1946 | NA | NA | NA | NA | NA | MA | 01 | SEMA | NSTAR
|  | No Resource(3) | 42104 | HYDEPARKSTORPV_ID1919 | NA | NA | NA | NA | NA | MA | 25 | BOSTON | NSTAR
|  | No Resource(3) | 14925 | Ice House Partners Inc. | NA | NA | NA | NA | NA | MA | 17 | CMA/NEMA | LELWD
|  | No Resource(3) | 42817 | IKEA 158-0223PV520NM | NA | NA | NA | NA | NA | MA | 21 | SEMA | MEC
|  | No Resource(3) | 42424 | IPSWICH WIND II | NA | NA | NA | NA | NA | MA | 09 | BOSTON | IMLD
|  | No Resource(3) | 42816 | JAY CASHMAN-02169PV155NM | NA | NA | NA | NA | NA | MA | 21 | SEMA | MEC
|  | No Resource(3) | 43572 | JDH_SOLAR_SYSTEMS_PV_2221 | NA | NA | NA | NA | NA | MA | 23 | SEMA | NSTAR
|  | No Resource(3) | 43731 | JEFFERSON-02720PV95NM | NA | NA | NA | NA | NA | MA | 05 | SEMA | MEC
|  | No Resource(3) | 41833 | JEM ELECTRONIS PV | NA | NA | NA | NA | NA | MA | 21 | RI | MEC
|  | No Resource(3) | 43263 | JF WHITE-02702PV86NM | NA | NA | NA | NA | NA | MA | 21 | SEMA | MEC
|  | No Resource(3) | 13933 | JIMINY PEAK WIND QF | NA | NA | NA | NA | NA | MA | 03 | WMA | MEC
|  | No Resource(3) | 40248 | JJ Carroll WW Plant_PV | NA | NA | NA | NA | NA | MA | 27 | CMA/NEMA | MEC
|  | No Resource(3) | 41842 | KB SOLAR LLC - PV | NA | NA | NA | NA | NA | MA | 27 | CMA/NEMA | MEC
|  | No Resource(3) | 43876 | KENNEDY CARPET-02189PV95NM | NA | NA | NA | NA | NA | MA | 21 | SEMA | MEC
|  | No Resource(3) | 43684 | KEY BOSTON-02038PV2000NM | NA | NA | NA | NA | NA | MA | 21 | RI | MEC
|  | No Resource(3) | 42602 | KEYPOLYMER-1 JACOB-01843-PV | NA | NA | NA | NA | NA | MA | 09 | CMA/NEMA | MEC
|  | No Resource(3) | 43695 | KOHLS-01906PV252NM | NA | NA | NA | NA | NA | MA | 09 | BOSTON | MEC
|  | No Resource(3) | 41846 | KOLLMORGEN PV | NA | NA | NA | NA | NA | MA | 15 | WMA | MEC
|  | No Resource(3) | 42356 | LEEWOOD SWIX-HAVERHILL-PV | NA | NA | NA | NA | NA | MA | 09 | BOSTON | MEC
|  | No Resource(3) | 42155 | LEICESTER HS - BWAY RENEWABLE | NA | NA | NA | NA | NA | MA | 27 | WMA | MEC
|  | No Resource(3) | 43270 | LEICESTER MS A-01524PV100NM | NA | NA | NA | NA | NA | MA | 27 | WMA | MEC
|  | No Resource(3) | 43257 | LEICESTER MS C-01524PV100NM | NA | NA | NA | NA | NA | MA | 27 | WMA | MEC
|  | No Resource(3) | 41922 | LIGHTOLIER - WIND | NA | NA | NA | NA | NA | MA | 05 | SEMA | MEC
|  | No Resource(3) | 40485 | LITCHFIELD LEOMINSTER PV | NA | NA | NA | NA | NA | MA | 27 | WMA | MEC
|  | No Resource(3) | 42365 | LOFT 27-LOWELL-PV | NA | NA | NA | NA | NA | MA | 17 | CMA/NEMA | MEC
|  | No Resource(3) | 37968 | Low Mem Aud Lowell MA PV | NA | NA | NA | NA | NA | MA | 17 | CMA/NEMA | MEC
|  | No Resource(3) | 41844 | LOWELL TRANSIT MGMT PV | NA | NA | NA | NA | NA | MA | 17 | CMA/NEMA | MEC
|  | No Resource(3) | 41866 | LOWES HOME CENTER QUINCY - PV | NA | NA | NA | NA | NA | MA | 21 | SEMA | MEC
|  | No Resource(3) | 37966 | LTI Harvard Ap Harvard MA PV | NA | NA | NA | NA | NA | MA | 27 | CMA/NEMA | MEC
|  | No Resource(3) | 41921 | M&I REALTY JAMES ST - PV | NA | NA | NA | NA | NA | MA | 27 | CMA/NEMA | MEC
|  | No Resource(3) | 43609 | MA CORRECTIONAL-01440WT3300NM | NA | NA | NA | NA | NA | MA | 27 | WMA | MEC
|  | No Resource(3) | 40520 | MANCHESTER-BOSTON REGIONAL PV | NA | NA | NA | NA | NA | NH | 11 | NH | PSNH
|  | No Resource(3) | 42599 | MAPREMCT-97GREEN-02035-PV | NA | NA | NA | NA | NA | MA | 21 | RI | MEC
|  | No Resource(3) | 40067 | MARION_DR_KINGSTON_WT_ID1656 | NA | NA | NA | NA | NA | MA | 23 | SEMA | NSTAR
|  | No Resource(3) | 43874 | MASS MOCA1-01247PV225NM | NA | NA | NA | NA | NA | MA | 03 | WMA | MEC
|  | No Resource(3) | 43884 | MASS MOCA3 01247PV177NM | NA | NA | NA | NA | NA | MA | 03 | WMA | MEC
|  | No Resource(3) | 41856 | MASSASOIT COMMUNITY COLLEGE | NA | NA | NA | NA | NA | MA | 23 | SEMA | MEC
|  | No Resource(3) | 40263 | Matouk Textile Works | NA | NA | NA | NA | NA | MA | 05 | SEMA | MEC
|  | No Resource(3) | 42201 | MATTHEW KUSS MS | NA | NA | NA | NA | NA | MA | 05 | SEMA | MEC
|  | No Resource(3) | 43878 | MCI WORLD COMM-01821PV1000NM | NA | NA | NA | NA | NA | MA | 17 | BOSTON | MEC
|  | No Resource(3) | 43604 | METRO WST PROVIS-01747PV95NM | NA | NA | NA | NA | NA | MA | 27 | RI | MEC
|  | No Resource(3) | 40194 | Micron | NA | NA | NA | NA | NA | MA | 27 | WMA | FGE
|  | No Resource(3) | 15488 | Middleton Building Supply | NA | NA | NA | NA | NA | NH | 17 | NH | PSNH
|  | No Resource(3) | 43416 | MIG ACTON-01581PV260NM | NA | NA | NA | NA | NA | MA | 27 | CMA/NEMA | MEC
|  | No Resource(3) | 43715 | MILFORD IND-01757PV100NM | NA | NA | NA | NA | NA | MA | 27 | RI | MEC
|  | No Resource(3) | 42157 | MILLBROOK RIVERSIDE LLC | NA | NA | NA | NA | NA | MA | 27 | CMA/NEMA | MEC
|  | No Resource(3) | 40225 | Millipore PV - Billerica | NA | NA | NA | NA | NA | MA | 17 | CMA/NEMA | MEC
|  | No Resource(3) | 42105 | MILLST_NATICKPV_ID1818 | NA | NA | NA | NA | NA | MA | 17 | BOSTON | NSTAR
|  | No Resource(3) | 42158 | MOHAWK DRIVE CORPORATION | NA | NA | NA | NA | NA | MA | 27 | CMA/NEMA | MEC
|  | No Resource(3) | 17229 | MOUNT ST MARY-WRENTHAM MA WIND | NA | NA | NA | NA | NA | MA | 21 | RI | MEC
|  | No Resource(3) | 40524 | MOUNT WACHUSSETT CC WIND | NA | NA | NA | NA | NA | MA | 27 | WMA | MEC
|  | No Resource(3) | 42444 | MRTA (PV) | NA | NA | NA | NA | NA | MA | 27 | WMA | FGE
|  | No Resource(3) | 41829 | MWRA_ALFORD_ST_WT_ID1638 | NA | NA | NA | NA | NA | MA | 25 | BOSTON | NSTAR
|  | No Resource(3) | 39738 | MWRA_LORING_RD_ID1400 | NA | NA | NA | NA | NA | MA | 17 | BOSTON | NSTAR
|  | No Resource(3) | 41784 | NANTUCKET HIGH SCHOOL | NA | NA | NA | NA | NA | MA | 19 | SEMA | MEC
|  | No Resource(3) | 43492 | NARR BAY - 02903WT4500NM | NA | NA | NA | NA | NA | RI | 07 | RI | NEC
|  | No Resource(3) | 42641 | NATICKMEMORIALSCHOOL_PV_ID1892 | NA | NA | NA | NA | NA | MA | 17 | BOSTON | NSTAR
|  | No Resource(3) | 16386 | NATURE'SCLASSROOM-01507WT100NM | NA | NA | NA | NA | NA | MA | 27 | CMA/NEMA | MEC
|  | No Resource(3) | 42414 | NE ELECTRO-FALL RIVER-PV | NA | NA | NA | NA | NA | MA | 05 | SEMA | MEC
|  | No Resource(3) | 17023 | NE ENGRS MIDDLETOWN RI WIND QF | NA | NA | NA | NA | NA | RI | 05 | SEMA | NEC
|  | No Resource(3) | 43575 | NE_ELEMENTARY_WALTHAM_PV_1872 | NA | NA | NA | NA | NA | MA | 17 | BOSTON | NSTAR
|  | No Resource(3) | 41821 | NEW ENGLAND TECH WIND | NA | NA | NA | NA | NA | RI | 03 | RI | NEC
|  | No Resource(3) | 43573 | NEW_ENGLAND_RESINS_PV_2309 | NA | NA | NA | NA | NA | MA | 17 | BOSTON | NSTAR
|  | No Resource(3) | 41882 | NEXAMP CAP-NASHOBA VALLEY THS | NA | NA | NA | NA | NA | MA | 17 | CMA/NEMA | MEC
|  | No Resource(3) | 40340 | NEXAMP CAP-WORCESTER ACADEMY | NA | NA | NA | NA | NA | MA | 27 | CMA/NEMA | MEC
|  | No Resource(3) | 43716 | NEXAMP-02852PV2000DG | NA | NA | NA | NA | NA | RI | 09 | RI | NEC
|  | No Resource(3) | 43682 | NEXTSUN ENERGY-01516PV3000NM | NA | NA | NA | NA | NA | MA | 27 | RI | MEC
|  | No Resource(3) | 43908 | NEXTSUN ENERGY-02370PV2000NM | NA | NA | NA | NA | NA | MA | 23 | SEMA | MEC
|  | No Resource(3) | 37757 | NM-Astro | NA | NA | NA | NA | NA | MA | 13 | WMA | WMECO
|  | No Resource(3) | 41811 | NM-BERKSHIRE CC | NA | NA | NA | NA | NA | MA | 03 | WMA | WMECO
|  | No Resource(3) | 37752 | NM-Country | NA | NA | NA | NA | NA | MA | 03 | WMA | WMECO
|  | No Resource(3) | 41864 | NM-EHAMPTON MA LANDFILL | NA | NA | NA | NA | NA | MA | 15 | WMA | WMECO
|  | No Resource(3) | 37756 | NM-FourStar | NA | NA | NA | NA | NA | MA | 11 | WMA | WMECO
|  | No Resource(3) | 43886 | NM-FRANKLIN COUNTY SHERIFF | NA | NA | NA | NA | NA | MA | 11 | WMA | WMECO
|  | No Resource(3) | 41810 | NM-FULL BLOOM MARKET | NA | NA | NA | NA | NA | MA | 11 | WMA | WMECO
|  | No Resource(3) | 41809 | NM-GREENFIELD CC | NA | NA | NA | NA | NA | MA | 11 | WMA | WMECO
|  | No Resource(3) | 42045 | NM-GREENFIELD MA LANDFILL | NA | NA | NA | NA | NA | MA | 11 | WMA | WMECO
|  | No Resource(3) | 37753 | NM-Hancock | NA | NA | NA | NA | NA | MA | 03 | WMA | WMECO
|  | No Resource(3) | 43885 | NM-HP HOOD AND SONS | NA | NA | NA | NA | NA | MA | 13 | WMA | WMECO
|  | No Resource(3) | 37758 | NM-Marley | NA | NA | NA | NA | NA | MA | 15 | WMA | WMECO
|  | No Resource(3) | 41808 | NM-MASS DEP | NA | NA | NA | NA | NA | MA | 13 | WMA | WMECO
|  | No Resource(3) | 37761 | NM-Petricca | NA | NA | NA | NA | NA | MA | 03 | WMA | WMECO
|  | No Resource(3) | 41807 | NM-PITTSFIELD WWTP | NA | NA | NA | NA | NA | MA | 03 | WMA | WMECO
|  | No Resource(3) | 41806 | NM-PROPEL | NA | NA | NA | NA | NA | MA | 11 | WMA | WMECO
|  | No Resource(3) | 37754 | NM-Quality | NA | NA | NA | NA | NA | MA | 03 | WMA | WMECO
|  | No Resource(3) | 37760 | NM-Riverview | NA | NA | NA | NA | NA | MA | 03 | WMA | WMECO
|  | No Resource(3) | 37759 | NM-Stone | NA | NA | NA | NA | NA | MA | 03 | WMA | WMECO
|  | No Resource(3) | 43887 | NM-TOWN OF AGAWAM SOLAR | NA | NA | NA | NA | NA | MA | 13 | WMA | WMECO
|  | No Resource(3) | 37751 | NM-Unistress | NA | NA | NA | NA | NA | MA | 03 | WMA | WMECO
|  | No Resource(3) | 37755 | NM-Wood | NA | NA | NA | NA | NA | MA | 11 | WMA | WMECO
|  | No Resource(3) | 42633 | NORTHBORSPORTS-01532PV300NM | NA | NA | NA | NA | NA | MA | 27 | CMA/NEMA | MEC
|  | No Resource(3) | 41843 | NORTHEAST TREATERS | NA | NA | NA | NA | NA | MA | 15 | WMA | MEC
|  | No Resource(3) | 14823 | NORWICH WWTP | NA | NA | NA | NA | NA | CT | 11 | CT | CMEEC
|  | No Resource(3) | 36882 | Notus Wind I | NA | NA | NA | NA | NA | MA | 01 | SEMA | NSTAR
|  | No Resource(3) | 43425 | NPP DEV - 02035PV125NM | NA | NA | NA | NA | NA | MA | 21 | RI | MEC
|  | No Resource(3) | 42612 | NPPDEVELOP-370PATRIOT-02035-PV | NA | NA | NA | NA | NA | MA | 21 | RI | MEC
|  | No Resource(3) | 43698 | NTHBRDGE SOLAR-01560PV1910NM | NA | NA | NA | NA | NA | MA | 27 | RI | MEC
|  | No Resource(3) | 40066 | OLDBARNST_RD_MASHPEE_PV_ID1798 | NA | NA | NA | NA | NA | MA | 01 | SEMA | NSTAR
|  | No Resource(3) | 42351 | OMA GROUP-CHARLTON-PV | NA | NA | NA | NA | NA | MA | 27 | WMA | MEC
|  | No Resource(3) | 42214 | ORCHARD MADE PRODUCTS | NA | NA | NA | NA | NA | MA | 09 | BOSTON | MEC
|  | No Resource(3) | 14695 | Orono | NA | NA | NA | NA | NA | ME | 19 | BHE | BBHP
|  | No Resource(3) | 42352 | OSG SOLAR 1-ORANGE-PV | NA | NA | NA | NA | NA | MA | 11 | WMA | MEC
|  | No Resource(3) | 42353 | OSG SOLAR 2-ORANGE-PV | NA | NA | NA | NA | NA | MA | 11 | WMA | MEC
|  | No Resource(3) | 42354 | OSG SOLAR 3-ORANGE-PV | NA | NA | NA | NA | NA | MA | 11 | WMA | MEC
|  | No Resource(3) | 17128 | Otis_AF_Wind_Turbine | NA | NA | NA | NA | NA | MA | 01 | SEMA | NSTAR
|  | No Resource(3) | 39992 | OTIS_WT_AFCEE_ID1692 | NA | NA | NA | NA | NA | MA | 01 | SEMA | NSTAR
|  | No Resource(3) | 43690 | OXFORD REALTY-01604PV145NM | NA | NA | NA | NA | NA | MA | 27 | CMA/NEMA | MEC
|  | No Resource(3) | 43907 | PALMER SOLAR-01069PV2000NM | NA | NA | NA | NA | NA | MA | 13 | WMA | MEC
|  | No Resource(3) | 43747 | PARSONS GRP-01581PV95NM | NA | NA | NA | NA | NA | MA | 27 | CMA/NEMA | MEC
|  | No Resource(3) | 37224 | Patriot Pl. D Foxboro MA PV | NA | NA | NA | NA | NA | MA | 21 | RI | MEC
|  | No Resource(3) | 37225 | Patriot Pl. E Foxboro MA PV | NA | NA | NA | NA | NA | MA | 21 | RI | MEC
|  | No Resource(3) | 37226 | Patriot Pl. F Foxboro MA PV | NA | NA | NA | NA | NA | MA | 21 | RI | MEC
|  | No Resource(3) | 37227 | Patriot Pl. H Foxboro MA PV | NA | NA | NA | NA | NA | MA | 21 | RI | MEC
|  | No Resource(3) | 37228 | Patriot Pl. J Foxboro MA PV | NA | NA | NA | NA | NA | MA | 21 | RI | MEC
|  | No Resource(3) | 37229 | Patriot Pl. K Foxboro MA PV | NA | NA | NA | NA | NA | MA | 21 | RI | MEC
|  | No Resource(3) | 41782 | PAWTUCKET MEMORIAL ELEM SCH | NA | NA | NA | NA | NA | MA | 17 | CMA/NEMA | MEC
|  | No Resource(3) | 42812 | PEGASUS_PV_ID1809 | NA | NA | NA | NA | NA | MA | 05 | SEMA | NSTAR
|  | No Resource(3) | 37958 | Peter W Elem Lowell MA PV | NA | NA | NA | NA | NA | MA | 17 | CMA/NEMA | MEC
|  | No Resource(3) | 42050 | PETE'S TIRE BARN | NA | NA | NA | NA | NA | MA | 11 | WMA | MEC
|  | No Resource(3) | 37956 | PH Henbil Billerica MA PV | NA | NA | NA | NA | NA | MA | 17 | CMA/NEMA | MEC
|  | No Resource(3) | 43712 | PHOENIX FIN5-01464PV95NM | NA | NA | NA | NA | NA | MA | 17 | CMA/NEMA | MEC
|  | No Resource(3) | 41783 | PHOENIX FINANCE LLC | NA | NA | NA | NA | NA | MA | 17 | CMA/NEMA | MEC
|  | No Resource(3) | 14767 | PINE TREE LFGTE | NA | NA | NA | NA | NA | ME | 19 | BHE | FPLP
|  | No Resource(3) | 43424 | PINGREE SCHL - 01982PV200NM | NA | NA | NA | NA | NA | MA | 09 | BOSTON | MEC
|  | No Resource(3) | 43267 | PLANET SUBARU-02339PV75NM | NA | NA | NA | NA | NA | MA | 23 | RI | MEC
|  | No Resource(3) | 43923 | PLYMOUTH PUBLIC SCHOOLS-#2062 | NA | NA | NA | NA | NA | MA | 23 | SEMA | NSTAR
|  | No Resource(3) | 42112 | POND_ST_ASHLAND_ID1736 | NA | NA | NA | NA | NA | MA | 17 | BOSTON | NSTAR
|  | No Resource(3) | 43605 | PRECISE PACK-02720PV95NM | NA | NA | NA | NA | NA | MA | 05 | SEMA | MEC
|  | No Resource(3) | 40085 | Quabbin 1_Orange MA PV Net | NA | NA | NA | NA | NA | MA | 11 | WMA | MEC
|  | No Resource(3) | 40086 | Quabbin 2_Orange MA PV Net | NA | NA | NA | NA | NA | MA | 11 | WMA | MEC
|  | No Resource(3) | 40247 | Quabbin Barre - Wind | NA | NA | NA | NA | NA | MA | 27 | WMA | MEC
|  | No Resource(3) | 41871 | QUABBIN SOLAR - PV | NA | NA | NA | NA | NA | MA | 27 | WMA | MEC
|  | No Resource(3) | 41816 | QUABOAG REGIONAL ELEM - PV | NA | NA | NA | NA | NA | MA | 27 | WMA | MEC
|  | No Resource(3) | 42091 | QUABOAG REGIONAL HS - PV | NA | NA | NA | NA | NA | MA | 27 | WMA | MEC
|  | No Resource(3) | 16331 | Quarry Energy Project | NA | NA | NA | NA | NA | MA | 21 | SEMA | MEC
|  | No Resource(3) | 16183 | Richey Woodworking Wind QF | NA | NA | NA | NA | NA | MA | 09 | BOSTON | MEC
|  | No Resource(3) | 43657 | RIPTA - 02907PV300NM | NA | NA | NA | NA | NA | RI | 07 | RI | NEC
|  | No Resource(3) | 37721 | Royal Mills Warwick RI Hydro | NA | NA | NA | NA | NA | RI | 03 | RI | NEC
|  | No Resource(3) | 43411 | S BARRE-01005PV800NM | NA | NA | NA | NA | NA | MA | 27 | WMA | MEC
|  | No Resource(3) | 42205 | SALEM STATE UNIVERSITY | NA | NA | NA | NA | NA | MA | 09 | BOSTON | MEC
|  | No Resource(3) | 42383 | SALEM STATE-SALEM-PV | NA | NA | NA | NA | NA | MA | 09 | BOSTON | MEC
|  | No Resource(3) | 43510 | SANDF MGMNT-02725PV623NM | NA | NA | NA | NA | NA | MA | 05 | RI | MEC
|  | No Resource(3) | 43256 | SANDYWOODS-02878WT275NM | NA | NA | NA | NA | NA | MA | 05 | SEMA | NEC
|  | No Resource(3) | 41867 | SCITUATE TOWN OF WIND | NA | NA | NA | NA | NA | MA | 23 | SEMA | MEC
|  | No Resource(3) | 40250 | Shaws Super Market | NA | NA | NA | NA | NA | MA | 27 | CMA/NEMA | MEC
|  | No Resource(3) | 43686 | SHEA CONCRETE-01913PV300NM | NA | NA | NA | NA | NA | MA | 09 | BOSTON | MEC
|  | No Resource(3) | 43269 | SIGN DESIGN-02301PV95NM | NA | NA | NA | NA | NA | MA | 23 | SEMA | MEC
|  | No Resource(3) | 43736 | SMITH COLLEGE-01060NG3500QF | NA | NA | NA | NA | NA | MA | 15 | WMA | MEC
|  | No Resource(3) | 40244 | Solar Shop LLC Bldg 10_PV | NA | NA | NA | NA | NA | MA | 27 | RI | MEC
|  | No Resource(3) | 40243 | Solar Shop LLC Bldg 14_PV | NA | NA | NA | NA | NA | MA | 27 | RI | MEC
|  | No Resource(3) | 41848 | SOLAR SHOP WHITINSVILLE - PV | NA | NA | NA | NA | NA | MA | 27 | RI | MEC
|  | No Resource(3) | 42485 | SOLCHEMY_PV_ID1969 | NA | NA | NA | NA | NA | MA | 07 | SEMA | NSTAR
|  | No Resource(3) | 42431 | SOLECT PLUMBING-NORWELL-PV | NA | NA | NA | NA | NA | MA | 23 | SEMA | MEC
|  | No Resource(3) | 41822 | SOLTAS CBIS INC - PV | NA | NA | NA | NA | NA | MA | 27 | WMA | MEC
|  | No Resource(3) | 42366 | SOLTAS SPECTOR-LAWRENCE-PV | NA | NA | NA | NA | NA | MA | 09 | CMA/NEMA | MEC
|  | No Resource(3) | 43936 | SOLVENTERRA 1-01083PV1000NM | NA | NA | NA | NA | NA | MA | 27 | WMA | MEC
|  | No Resource(3) | 43919 | SOLVENTERRA 1-01535PV1000NM | NA | NA | NA | NA | NA | MA | 27 | WMA | MEC
|  | No Resource(3) | 43937 | SOLVENTERRA 2-01083PV1000NM | NA | NA | NA | NA | NA | MA | 27 | WMA | MEC
|  | No Resource(3) | 43920 | SOLVENTERRA 2-01535PV1000NM | NA | NA | NA | NA | NA | MA | 27 | WMA | MEC
|  | No Resource(3) | 43938 | SOLVENTERRA 3-01083PV1000NM | NA | NA | NA | NA | NA | MA | 27 | WMA | MEC
|  | No Resource(3) | 43922 | SOLVENTERRA 4-01083PV1000NM | NA | NA | NA | NA | NA | MA | 27 | WMA | MEC
|  | No Resource(3) | 43840 | SOLVENTERRA-01069PV1000NM | NA | NA | NA | NA | NA | MA | 13 | WMA | MEC
|  | No Resource(3) | 37073 | SOUTHBRIDGE LANDFILL | NA | NA | NA | NA | NA | MA | 27 | CMA/NEMA | FPLP
|  | No Resource(3) | 43927 | SOUTHERN SKY-CARVER #1 (1997) | NA | NA | NA | NA | NA | MA | 23 | SEMA | NSTAR
|  | No Resource(3) | 43928 | SOUTHERN SKY-CARVER #2 (1998) | NA | NA | NA | NA | NA | MA | 23 | SEMA | NSTAR
|  | No Resource(3) | 43932 | SOUTHERN SKY-CARVER #3 (1999) | NA | NA | NA | NA | NA | MA | 23 | SEMA | NSTAR
|  | No Resource(3) | 43929 | SOUTHERN SKY-CARVER #4 (2000) | NA | NA | NA | NA | NA | MA | 23 | SEMA | NSTAR
|  | No Resource(3) | 43930 | SOUTHERN SKY-CARVER #5 (2001) | NA | NA | NA | NA | NA | MA | 23 | SEMA | NSTAR
|  | No Resource(3) | 43655 | SPRING HILL FARM-01835PV229NM | NA | NA | NA | NA | NA | MA | 09 | BOSTON | MEC
|  | No Resource(3) | 37267 | Spruce Env Haverhill MA PV | NA | NA | NA | NA | NA | MA | 09 | BOSTON | MEC
|  | No Resource(3) | 42046 | ST. MARYS HIGH SCHOOL | NA | NA | NA | NA | NA | MA | 25 | BOSTON | MEC
|  | No Resource(3) | 43696 | STOP AND SHOP-02155PV200NM | NA | NA | NA | NA | NA | MA | 17 | BOSTON | MEC
|  | No Resource(3) | 43527 | STUART THOMAS - 02842PV500DG | NA | NA | NA | NA | NA | RI | 05 | SEMA | NEC
|  | No Resource(3) | 42106 | SUBURBANATHLETIC2_ID1637 | NA | NA | NA | NA | NA | MA | 17 | BOSTON | NSTAR
|  | No Resource(3) | 43687 | SUNGEN ORANGE1-01364PV1500NM | NA | NA | NA | NA | NA | MA | 11 | WMA | MEC
|  | No Resource(3) | 43688 | SUNGEN ORANGE2-01364PV1500NM | NA | NA | NA | NA | NA | MA | 11 | WMA | MEC
|  | No Resource(3) | 43643 | SUNGEN UXBRIDGE1-01569PV950NM | NA | NA | NA | NA | NA | MA | 27 | RI | MEC
|  | No Resource(3) | 43644 | SUNGEN UXBRIDGE2-01569PV950NM | NA | NA | NA | NA | NA | MA | 27 | RI | MEC
|  | No Resource(3) | 43645 | SUNGEN UXBRIDGE3-01569PV950NM | NA | NA | NA | NA | NA | MA | 27 | RI | MEC
|  | No Resource(3) | 43903 | SUNGEN-02720PV2850NM | NA | NA | NA | NA | NA | MA | 05 | SEMA | MEC
|  | No Resource(3) | 43656 | SVC TIRE TRUCK - 01527PV300NM | NA | NA | NA | NA | NA | MA | 27 | CMA/NEMA | MEC
|  | No Resource(3) | 42814 | SWANSEA REALTY-02777PV185NM | NA | NA | NA | NA | NA | MA | 05 | RI | MEC
|  | No Resource(3) | 42043 | SWANSEA WATER DISTRICT | NA | NA | NA | NA | NA | MA | 05 | RI | MEC
|  | No Resource(3) | 43871 | SYNAGRO-02895CHP2000QF | NA | NA | NA | NA | NA | RI | 07 | RI | NEC
|  | No Resource(3) | 43892 | SYNCARPHA SOLAR-01740PV4950NM | NA | NA | NA | NA | NA | MA | 27 | CMA/NEMA | MEC
|  | No Resource(3) | 42048 | TANTASQUA HIGH- PV | NA | NA | NA | NA | NA | MA | 27 | WMA | MEC
|  | No Resource(3) | 40242 | Tantasqua Jr High_PV | NA | NA | NA | NA | NA | MA | 27 | WMA | MEC
|  | No Resource(3) | 40270 | Tecta America | NA | NA | NA | NA | NA | MA | 17 | BOSTON | MEC
|  | No Resource(3) | 41863 | THE WHEELER SCHOOL | NA | NA | NA | NA | NA | MA | 05 | RI | MEC
|  | No Resource(3) | 41815 | TIFFANY AND CO - PV | NA | NA | NA | NA | NA | RI | 07 | RI | NEC
|  | No Resource(3) | 43624 | TJ MAXX - 02061PV260NM | NA | NA | NA | NA | NA | MA | 23 | SEMA | MEC
|  | No Resource(3) | 43734 | TOWN EASTON-02375PV1500NM | NA | NA | NA | NA | NA | MA | 05 | SEMA | MEC
|  | No Resource(3) | 43916 | TOWN OF ADAMS-01220PV1000NM | NA | NA | NA | NA | NA | MA | 03 | WMA | MEC
|  | No Resource(3) | 43924 | TOWN OF DARTMOUTH #1777 | NA | NA | NA | NA | NA | MA | 05 | SEMA | NSTAR
|  | No Resource(3) | 16294 | Town of Portsmouth RI Wind QF | NA | NA | NA | NA | NA | RI | 05 | RI | NEC
|  | No Resource(3) | 42092 | TOWN OF SUTTON MA PV | NA | NA | NA | NA | NA | MA | 27 | CMA/NEMA | MEC
|  | No Resource(3) | 41881 | TOWN OF SWAMPSCOTT HS - PV | NA | NA | NA | NA | NA | MA | 09 | BOSTON | MEC
|  | No Resource(3) | 43574 | TOWN_OF_FAIRHAVEN_LF_PV_1714 | NA | NA | NA | NA | NA | MA | 05 | SEMA | NSTAR
|  | No Resource(3) | 41827 | TOWN_OF_FAIRHAVEN_WT_ID1663 | NA | NA | NA | NA | NA | MA | 05 | SEMA | NSTAR
|  | No Resource(3) | 41828 | TOWN_OF_FAIRHAVEN_WT_ID1664 | NA | NA | NA | NA | NA | MA | 05 | SEMA | NSTAR
|  | No Resource(3) | 17194 | Town_of_Falmouth_Wind_Turbine | NA | NA | NA | NA | NA | MA | 01 | SEMA | NSTAR
|  | No Resource(3) | 41830 | TOWN_OF_KINGSTON_WT_ID1833 | NA | NA | NA | NA | NA | MA | 23 | SEMA | NSTAR
|  | No Resource(3) | 41845 | TRADER JOES SAUGUS PV | NA | NA | NA | NA | NA | MA | 09 | BOSTON | MEC
|  | No Resource(3) | 37955 | Trans Med Tyngsboro MA PV | NA | NA | NA | NA | NA | MA | 17 | CMA/NEMA | MEC
|  | No Resource(3) | 43587 | TRAVIS_HOSPITALITY_PV_2239 | NA | NA | NA | NA | NA | MA | 01 | SEMA | NSTAR
|  | No Resource(3) | 42193 | TRUE NORTH ENERGY A | NA | NA | NA | NA | NA | MA | 09 | BOSTON | MEC
|  | No Resource(3) | 42194 | TRUE NORTH ENERGY B | NA | NA | NA | NA | NA | MA | 09 | BOSTON | MEC
|  | No Resource(3) | 42195 | TRUE NORTH ENERGY C | NA | NA | NA | NA | NA | MA | 09 | BOSTON | MEC
|  | No Resource(3) | 42196 | TRUE NORTH ENERGY D | NA | NA | NA | NA | NA | MA | 09 | BOSTON | MEC
|  | No Resource(3) | 42197 | TRUE NORTH ENERGY E | NA | NA | NA | NA | NA | MA | 09 | BOSTON | MEC
|  | No Resource(3) | 39675 | Turkey Hill | NA | NA | NA | NA | NA | MA | 27 | CMA/NEMA | FGE
|  | No Resource(3) | 43658 | TWN LANCASTER-01523PV500QF | NA | NA | NA | NA | NA | MA | 27 | CMA/NEMA | MEC
|  | No Resource(3) | 43683 | TWN OF SCITUATE1-02066PV1500NM | NA | NA | NA | NA | NA | MA | 23 | SEMA | MEC
|  | No Resource(3) | 43659 | TWN OF SCITUATE2-02066PV1500NM | NA | NA | NA | NA | NA | MA | 23 | SEMA | MEC
|  | No Resource(3) | 43652 | TWN W BRDGEWTR-02379PV1500NM | NA | NA | NA | NA | NA | MA | 23 | SEMA | MEC
|  | No Resource(3) | 40483 | TYNGSBOROUGH SPORTS PV | NA | NA | NA | NA | NA | MA | 17 | CMA/NEMA | MEC
|  | No Resource(3) | 42156 | UMASS LOWELL LEITCH HALL | NA | NA | NA | NA | NA | MA | 17 | CMA/NEMA | MEC
|  | No Resource(3) | 37230 | UNITED NAT. FOODS PROV. RI PV | NA | NA | NA | NA | NA | RI | 07 | RI | NEC
|  | No Resource(3) | 42484 | UNITEDSALVAGE_PV_ID1966 | NA | NA | NA | NA | NA | MA | 17 | BOSTON | NSTAR
|  | No Resource(3) | 42357 | UP BLACKSTONE WWTP-MILLBURY-PV | NA | NA | NA | NA | NA | MA | 27 | CMA/NEMA | MEC
|  | No Resource(3) | 41819 | US PACK - PV | NA | NA | NA | NA | NA | MA | 27 | CMA/NEMA | MEC
|  | No Resource(3) | 42495 | VARIANSEMICON-GLOUCESTER-WT | NA | NA | NA | NA | NA | MA | 09 | BOSTON | MEC
|  | No Resource(3) | 42432 | VAUGHN CORP-SALISBURY-PV | NA | NA | NA | NA | NA | MA | 09 | BOSTON | MEC
|  | No Resource(3) | 40251 | Veteran Homestead PV | NA | NA | NA | NA | NA | MA | 27 | WMA | MEC
|  | No Resource(3) | 42823 | WALDEN LIBERTY-02038PV231NM | NA | NA | NA | NA | NA | MA | 21 | RI | MEC
|  | No Resource(3) | 42443 | WAL-MART LUN (PV) | NA | NA | NA | NA | NA | MA | 27 | WMA | FGE
|  | No Resource(3) | 41838 | WEST BROOKFIELD ELEM - PV | NA | NA | NA | NA | NA | MA | 27 | WMA | MEC
|  | No Resource(3) | 43512 | WEST GREENWICH - 02817PV2000DG | NA | NA | NA | NA | NA | RI | 03 | RI | NEC
|  | No Resource(3) | 40249 | WESTBORO SUITES | NA | NA | NA | NA | NA | MA | 27 | CMA/NEMA | MEC
|  | No Resource(3) | 42215 | WESTBOROUGH TREATMENT PL BD | NA | NA | NA | NA | NA | MA | 27 | CMA/NEMA | MEC
|  | No Resource(3) | 42815 | WILLETTE REALTY-02762PV225NM | NA | NA | NA | NA | NA | MA | 21 | RI | MEC
|  | No Resource(3) | 16188 | Wilson Holdings LLC - PV QF | NA | NA | NA | NA | NA | MA | 27 | CMA/NEMA | MEC
|  | No Resource(3) | 43749 | WILVECO-01821PV82NM | NA | NA | NA | NA | NA | MA | 17 | BOSTON | MEC
|  | No Resource(3) | 42394 | WINDENERGYDEV-NKINGSTOWN-WIND | NA | NA | NA | NA | NA | RI | 09 | RI | NEC
|  | No Resource(3) | 43603 | WORC GEAR AND RACK-01537PV95NM | NA | NA | NA | NA | NA | MA | 27 | WMA | MEC
|  | No Resource(3) | 43417 | WORCESTER SCHL-01602PV135NM | NA | NA | NA | NA | NA | MA | 27 | CMA/NEMA | MEC
|  | No Resource(3) | 40119 | Worcester State College PV | NA | NA | NA | NA | NA | MA | 27 | CMA/NEMA | MEC
|  | No Resource(3) | 39665 | YARMOUTH _DPW_ID1740 | NA | NA | NA | NA | NA | MA | 01 | SEMA | NSTAR
|  | No Resource(3) | 14919 | ZBE-001 | NA | NA | NA | NA | NA | NH | 05 | VT | PSNH
FOOTNOTES:
-1 | The NRC & CNRC values stated in this CELT report reflect the results of historical resource testing and, where applicable, are limited by the output value for which the resource has received approval under the ISO Tariff, i.e. the output value approved under the interconnection procedures or under Section I.3.9 of the ISO New England Tariff, or predecessor provisions, such as Section 18.4 of the Restated NEPOOL Agreement. Where applicable, resources may submit additional documentation to the ISO in order to demonstrate that a given resource has been approved under the ISO Tariff review process for a higher output level.
-2 | The CNRC values are as of June 1, 2014. It will be the case that the CNRC will be different in later Capacity Commitment Periods for certain resources that have obtained Capacity Supply Obligations in later Capacity Commitment Periods.
-3 | This an existing Asset that has no associated Resource in the 2014-2015 Capacity Commitment Period.
-4 | In accordance with Section 5.2 of Schedule 22 (Large Generator Interconnection Procedures) of Section II of the ISO Tariff or Section 1.6.4 of Schedule 23 (Small Generator Interconnection Procedures) of Section II of the ISO Tariff, as applicable, the instrument used to identify the capability of the resource is either the Interconnection Agreement (IA), the Section I.3.9 (or its predecessor provisions) Proposed Plan Approval (PPA) or the historic capability of the resource.

## 5.2 Multi-Yr Obligation Rsrcs
5.2 Multi-Year Obligation Resources
| Resource Id | Resource Name | Pricing Election Years | Resource Type | Commitment Period | Capacity Supply Obligation (MW)
| 12586 | Efficiency Maine Residential Efficient Products | 5 | DR | 2010-11 | 22.429
| 12693 | PSNH CORE Energy Efficiency Programs | 5 | DR | 2010-11 | 19.12
| 12694 | Acushnet Company - Ball Plant II - Combined Heat and Power Project | 5 | DR | 2010-11 | 2.413
| 12705 | Cape Light Compact Energy Efficiency Portfolio | 5 | DR | 2010-11 | 11.155
| 12786 | CSG Aggregation of DG and 24 hr lighting EE - NEMA1 | 5 | DR | 2010-11 | 1.518
| 12790 | CSG Aggregation of DG and 24 hr lighting EE -RI | 5 | DR | 2010-11 | 0.217
| 12791 | CSG Aggregation of DG and 24 hr lighting EE - SEMA1 | 5 | DR | 2010-11 | 1.639
| 12799 | CSG Aggregation of DG and 24 hr lighting EE - WCMA1 | 5 | DR | 2010-11 | 1.053
| 12802 | University of Massachusetts Central Heating Plant | 5 | DR | 2010-11 | 11.727
| 12822 | Burlington Electric Department - On-Peak Efficiency | 5 | DR | 2010-11 | 2.935
| 12845 | Vermont Efficiency Portfolio | 5 | DR | 2010-11 | 46.711
| 12597 | Cambridge Energy Alliance | 4 | DR | 2011-12 | 0.654
| 12598 | Cambridge Energy Alliance | 5 | DR | 2011-12 | 4.737
| 12693 | PSNH CORE Energy Efficiency Programs | 5 | DR | 2011-12 | 9.068
| 12705 | Cape Light Compact Energy Efficiency Portfolio | 5 | DR | 2011-12 | 1.745
| 12757 | NHEC Energy Efficiency Programs | 5 | DR | 2011-12 | 0.354
| 12822 | Burlington Electric Department - On-Peak Efficiency | 4 | DR | 2011-12 | 0.125
| 12845 | Vermont Efficiency Portfolio | 5 | DR | 2011-12 | 8.823
| 14595 | Granite Reliable Power | 5 | GEN | 2011-12 | 25.905
| 14599 | Rhode Island LFG Genco, LLC - ST | 5 | GEN | 2011-12 | 26
| 14665 | Record Hill Wind | 5 | GEN | 2011-12 | 11.783
| 37917 | RTDR_50744_Boston (7507) - Grp C | 5 | DR | 2011-12 | 21.722
| 37918 | RTDR_50744_Central MA (7515) - Grp A | 5 | DR | 2011-12 | 2.499
| 37919 | RTDR_50744_Lower SEMA (7511) - Grp C | 5 | DR | 2011-12 | 2.564
| 37920 | RTDR_50744_North Shore (7508) - Grp C | 5 | DR | 2011-12 | 1.857
| 37922 | RTDR_50744_Northern CT (7501) - Grp B | 5 | DR | 2011-12 | 9.072
| 37924 | RTDR_50744_SEMA (7512) - Grp C | 5 | DR | 2011-12 | 6.599
| 37925 | RTDR_50744_Springfield MA (7516) - Grp A | 5 | DR | 2011-12 | 1.602
| 37927 | RTDR_50744_Western CT (7503) - Grp B | 5 | DR | 2011-12 | 0.924
| 350 | BRAYTON PT 1 | 3 | GEN | 2012-13 | 228.205
| 351 | BRAYTON PT 2 | 3 | GEN | 2012-13 | 225.75
| 352 | BRAYTON PT 3 | 3 | GEN | 2012-13 | 591.5
| 353 | BRAYTON PT 4 | 3 | GEN | 2012-13 | 422
| 12586 | Efficiency Maine Residential Efficient Products | 3 | DR | 2012-13 | 31.782
| 12693 | PSNH CORE Energy Efficiency Programs | 3 | DR | 2012-13 | 6.238
| 12705 | Cape Light Compact Energy Efficiency Portfolio | 3 | DR | 2012-13 | 2.079
| 12822 | Burlington Electric Department - On-Peak Efficiency | 3 | DR | 2012-13 | 0.464
| 12845 | Vermont Efficiency Portfolio | 3 | DR | 2012-13 | 9.962
| 14660 | Lempster Wind | 3 | GEN | 2012-13 | 3.801
| 37929 | RTDR_50786_Central MA (7515) | 3 | DR | 2012-13 | 1.138
| 37930 | RTDR_50786_Eastern CT (7500) | 3 | DR | 2012-13 | 0.452
| 37931 | RTDR_50786_Lower SEMA (7511) | 5 | DR | 2012-13 | 0.407
| 37932 | RTDR_50786_Maine (7505) | 3 | DR | 2012-13 | 1.389
| 37933 | RTDR_50786_New Hampshire (7509) | 5 | DR | 2012-13 | 2.449
| 37936 | RTDR_50786_Norwalk - Stamford (7502) | 3 | DR | 2012-13 | 1.333
| 37937 | RTDR_50786_Portland Maine (7506) | 5 | DR | 2012-13 | 1.26
| 37939 | RTDR_50786_SEMA (7512) | 5 | DR | 2012-13 | 2.316
| 37940 | RTDR_50786_Seacoast (7510) | 5 | DR | 2012-13 | 0.274
| 37941 | RTDR_50786_Springfield MA (7516) | 3 | DR | 2012-13 | 1.019
| 37944 | RTDR_50786_Western MA (7517) | 3 | DR | 2012-13 | 0.566
| 12705 | Cape Light Compact Energy Efficiency Portfolio | 5 | DR | 2013-14 | 3.814
| 16651 | Efficiency Maine Trust Efficient Products | 3 | DR | 2013-14 | 39.58
| 16700 | RI CoolSentry | 3 | DR | 2013-14 | 4.263
| 16713 | Comverge CoolSentry 2 | 3 | DR | 2013-14 | 4.263
| 16718 | Comverge CoolSentry 4 | 5 | DR | 2013-14 | 4.263
| 16729 | DFC-ERG Hybrid Fuel Cell | 3 | GEN | 2013-14 | 2.5
| 16737 | DFC-ERG Hybrid Fuel Cell (3) | 5 | GEN | 2013-14 | 2.5
| 16738 | BFCP Fuel Cell | 3 | GEN | 2013-14 | 13.054
| 37922 | RTDR_50744_Northern CT (7501) - Grp B | 5 | DR | 2013-14 | 4.263
| 37927 | RTDR_50744_Western CT (7503) - Grp B | 5 | DR | 2013-14 | 4.263
| 37929 | RTDR_50786_Central MA (7515) | 5 | DR | 2013-14 | 4.089
| 37930 | RTDR_50786_Eastern CT (7500) | 3 | DR | 2013-14 | 1.776
| 37933 | RTDR_50786_New Hampshire (7509) | 5 | DR | 2013-14 | 2.449
| 37934 | RTDR_50786_North Shore (7508) | 3 | DR | 2013-14 | 1.446
| 37937 | RTDR_50786_Portland Maine (7506) | 5 | DR | 2013-14 | 3.727
| 37938 | RTDR_50786_Rhode Island (7518) | 5 | DR | 2013-14 | 6.446
| 37939 | DR_50786_SEMA (7512) | 5 | DR | 2013-14 | 5.48
| 37940 | RTDR_50786_Seacoast (7510) | 5 | DR | 2013-14 | 0.264
| 37941 | RTDR_50786_Springfield MA (7516) | 5 | DR | 2013-14 | 3.821
| 37944 | RTDR_50786_Western MA (7517) | 5 | DR | 2013-14 | 2.68
| 12705 | Cape Light Compact Energy Efficiency Portfolio | 5 | DR | 2014-15 | 1.779
| 12845 | Vermont Efficiency Portfolio-1 | 5 | DR | 2014-15 | 13.452
| 35453 | Efficiency Maine Trust | 5 | DR | 2014-15 | 18.956
| 35979 | Kingdom Community Wind | 3 | DR | 2014-15 | 12
| 12581 | CL&P - Conservation & Load Management (CL&M) - Energy Efficiency Project | 3 | DR | 2015-16 | 27.863
| 12693 | PSNH CORE Energy Efficiency Programs | 5 | DR | 2015-16 | 5.689
| 12705 | Cape Light Compact Energy Efficiency Portfolio | 5 | DR | 2015-16 | 2.952
| 12806 | WMECO - Conservation & Load Management (CL&M) - Energy Efficiency Project | 3 | DR | 2015-16 | 10.147
| 12845 | Vermont Efficiency Portfolio-1 | 5 | DR | 2015-16 | 15.991
| 16700 | RI CoolSentry | 3 | DR | 2015-16 | 4.727
| 37093 | NH DR 1 | 3 | DR | 2015-16 | 1.729
| 37095 | WCMA DR 7515 | 3 | DR | 2015-16 | 7.78
| 37105 | Blue Sky West | 5 | GEN | 2015-16 | 38.516
| 37112 | Efficiency Maine Trust FCA6 | 5 | DR | 2015-16 | 1.697
| 37853 | Hess DR Northwest VT 2013-14 | 3 | DR | 2015-16 | 2.16
| 37854 | Hess DR Northwest VT 2014-15 | 3 | DR | 2015-16 | 1.08
| 37855 | Hess DR Northwest VT 2015-16 | 3 | DR | 2015-16 | 1.08
| 37922 | RTDR_50744_Northern CT (7501) - Grp B | 3 | DR | 2015-16 | 6.889
| 37927 | RTDR_50744_Western CT (7503) - Grp B | 3 | DR | 2015-16 | 2.952
| 37928 | RTDR_50786_Boston (7507) | 3 | DR | 2015-16 | 0.268
| 37929 | RTDR_50786_Central MA (7515) | 3 | DR | 2015-16 | 0.82
| 37930 | RTDR_50786_Eastern CT (7500) | 3 | DR | 2015-16 | 2.793
| 37931 | RTDR_50786_Lower SEMA (7511) | 3 | DR | 2015-16 | 2.344
| 37932 | RTDR_50786_Maine (7505) | 3 | DR | 2015-16 | 2.408
| 37933 | RTDR_50786_New Hampshire (7509) | 3 | DR | 2015-16 | 3.03
| 37934 | RTDR_50786_North Shore (7508) | 3 | DR | 2015-16 | 3.252
| 37935 | RTDR_50786_Northern CT (7501) | 3 | DR | 2015-16 | 2.793
| 37936 | RTDR_50786_Norwalk - Stamford (7502) | 3 | DR | 2015-16 | 2.236
| 37937 | RTDR_50786_Portland Maine (7506) | 3 | DR | 2015-16 | 1.75
| 37939 | RTDR_50786_SEMA (7512) | 3 | DR | 2015-16 | 1.743
| 37940 | RTDR_50786_Seacoast (7510) | 3 | DR | 2015-16 | 1.16
| 37942 | RTDR_50786_Vermont (7514) | 3 | DR | 2015-16 | 1.791
| 37944 | RTDR_50786_Western MA (7517) | 3 | DR | 2015-16 | 1.404
| 38057 | Efficiency Maine Trust FCA6 B | 5 | DR | 2015-16 | 13.827
| 38129 | RTDR_50017_Northwest Vermont (7513) - 3 | 3 | DR | 2015-16 | 1.517
| 38132 | RTDR_50017_Rhode Island (7518) - 3 | 3 | DR | 2015-16 | 0.792
| 12581 | CL&P - Conservation & Load Management (CL&M) - Energy Efficiency Project | 3 | DR | 2016-17 | 46.952
| 12584 | Conservation and Load Management Program | 5 | DR | 2016-17 | 1.483
| 12693 | PSNH CORE Energy Efficiency Programs | 5 | DR | 2016-17 | 4.768
| 12705 | Cape Light Compact Energy Efficiency Portfolio | 5 | DR | 2016-17 | 2.638
| 12801 | UES CORE Energy Efficiency Programs | 5 | DR | 2016-17 | 1.008
| 12806 | WMECO - Conservation & Load Management (CL&M) - Energy Efficiency Project | 3 | DR | 2016-17 | 9.878
| 12845 | Vermont Efficiency Portfolio-1 | 5 | DR | 2016-17 | 14.676
| 37112 | Efficiency Maine Trust FCA6 | 5 | DR | 2016-17 | 1.646
| 38057 | Efficiency Maine Trust FCA6 B | 5 | DR | 2016-17 | 13.312
| 38089 | Footprint Combined Cycle | 5 | GEN | 2016-17 | 674
| 38110 | West Brookfield Solar | 5 | GEN | 2016-17 | 0.41
| 38114 | East Bridgewater Solar Energy Project | 5 | GEN | 2016-17 | 0.74
| 38115 | Harrington Street PV Project | 5 | GEN | 2016-17 | 1.43
| 38129 | RTDR_50017_Northwest Vermont (7513) - 3 | 3 | DR | 2016-17 | 0.2
| 12786 | CSG Aggregation of DG and 24 hr lighting EE - NEMA1 | 5 | DR | 2017-18 | 10.8
| 38178 | Southbridge Landfill Gas to Energy 17-18 | 5 | GEN | 2017-18 | 1.4
| 38182 | MAT-2 (MATEP Combined Cycle) | 5 | GEN | 2017-18 | 13.85
| 38210 | RTDR_50689_North_Shore_38210 | 5 | DR | 2017-18 | 11.326
NOTE:
Capacity Supply Obligations are pre-proration values.

## 5.3 Sys Planning DR Assumptions
5.3 Summary of Demand Resource Capacity (MW) Used in System Planning Studies (1)(2)(3)(4)(5)(6)
Consists of Qualified Capacity (QC) of Existing Resources + FCA Cleared Capacity of New Resources
Capacity Commitment Period
|  |  |  | 2014-15 |  | 2015-16 |  | 2016-17 |  | 2017-18
| Load Zone | Resource Type | Resource Sub Type | Summer | Winter | Summer | Winter | Summer | Winter | Summer | Winter
| CT | ACTIVE DR | REAL TIME DR | 362.791 | 326.592 | 382.987 | 346.374 | 351.794 | 321.934 | 279.795 | 250.571
|  |  | REAL-TIME EG | 332.148 | 316.233 | 302.963 | 287.048 | 230.543 | 230.028 | 138.338 | 137.824
|  |  | TOTAL ACTIVE | 694.939 | 642.825 | 685.95 | 633.422 | 582.337 | 551.962 | 418.133 | 388.395
|  | PASSIVE DR | ON-PEAK | 114.593 | 109.258 | 108.686 | 100.563 | 94.037 | 74.094 | 81.432 | 60.877
|  |  | SEASONAL PEAK | 316.608 | 316.608 | 311.382 | 311.366 | 356.005 | 252.731 | 339.454 | 208.936
|  |  | TOTAL PASSIVE | 431.201 | 425.866 | 420.068 | 411.929 | 450.042 | 326.825 | 420.886 | 269.813
|  | CT DR Total |  | 1126.14 | 1068.691 | 1106.018 | 1045.351 | 1032.379 | 878.787 | 839.019 | 658.208
| ME | ACTIVE DR | REAL TIME DR | 314.106 | 310.401 | 319.095 | 336.99 | 318.067 | 335.962 | 213.168 | 231.063
|  |  | REAL-TIME EG | 43.871 | 41.367 | 39.464 | 36.961 | 27.344 | 24.841 | 11.802 | 9.299
|  |  | TOTAL ACTIVE | 357.977 | 351.768 | 358.559 | 373.951 | 345.411 | 360.803 | 224.97 | 240.362
|  | PASSIVE DR | ON-PEAK | 144.744 | 142.145 | 157.486 | 154.887 | 171.418 | 165.638 | 184.18 | 170.727
|  |  | SEASONAL PEAK | 0 | 0 | 0 | 0 | 0 | 0 | 0 | 0
|  |  | TOTAL PASSIVE | 144.744 | 142.145 | 157.486 | 154.887 | 171.418 | 165.638 | 184.18 | 170.727
|  | NEMA DR Total |  | 502.721 | 493.913 | 516.045 | 528.838 | 516.829 | 526.441 | 409.15 | 411.089
| NEMA | ACTIVE DR | REAL TIME DR | 286.451 | 253.518 | 289.313 | 256.379 | 125.864 | 122.386 | 95.997 | 92.519
|  |  | REAL-TIME EG | 162.211 | 141.584 | 151.027 | 130.915 | 27.919 | 27.691 | 26.196 | 25.968
|  |  | TOTAL ACTIVE | 448.662 | 395.102 | 440.34 | 387.294 | 153.783 | 150.077 | 122.193 | 118.487
|  | PASSIVE DR | ON-PEAK | 295.089 | 292.127 | 342.932 | 339.97 | 368.476 | 354.25 | 497.036 | 468.504
|  |  | SEASONAL PEAK | 0 | 0 | 0 | 0 | 0 | 0 | 0 | 0
|  |  | TOTAL PASSIVE | 295.089 | 292.127 | 342.932 | 339.97 | 368.476 | 354.25 | 497.036 | 468.504
|  | NEMA DR Total |  | 743.751 | 687.229 | 783.272 | 727.264 | 522.259 | 504.327 | 619.229 | 586.991
| NH | ACTIVE DR | REAL TIME DR | 61.277 | 60.468 | 65.882 | 65.073 | 65.586 | 64.866 | 28.112 | 27.392
|  |  | REAL-TIME EG | 51.983 | 50.039 | 43.815 | 41.871 | 38.374 | 35.672 | 14.022 | 12.045
|  |  | TOTAL ACTIVE | 113.26 | 110.507 | 109.697 | 106.944 | 103.96 | 100.538 | 42.134 | 39.437
|  | PASSIVE DR | ON-PEAK | 77.888 | 77.271 | 84.269 | 82.069 | 86.132 | 72.581 | 96.665 | 79.227
|  |  | SEASONAL PEAK | 0 | 0 | 0 | 0 | 0 | 0 | 0 | 0
|  |  | TOTAL PASSIVE | 77.888 | 77.271 | 84.269 | 82.069 | 86.132 | 72.581 | 96.665 | 79.227
|  | NH DR Total |  | 191.148 | 187.778 | 193.966 | 189.013 | 190.092 | 173.119 | 138.799 | 118.664
| RI | ACTIVE DR | REAL TIME DR | 85.126 | 74.945 | 91.182 | 81.002 | 79.645 | 75.239 | 57.595 | 54.064
|  |  | REAL-TIME EG | 100.638 | 89.241 | 97.458 | 86.33 | 59.975 | 54.534 | 33.54 | 29.149
|  |  | TOTAL ACTIVE | 185.764 | 164.186 | 188.64 | 167.332 | 139.62 | 129.773 | 91.135 | 83.213
|  | PASSIVE DR | ON-PEAK | 92.137 | 91.134 | 139.391 | 138.388 | 153.251 | 151.185 | 178.968 | 175.377
|  |  | SEASONAL PEAK | 0 | 0 | 0 | 0 | 0 | 0 | 0 | 0
|  |  | TOTAL PASSIVE | 92.137 | 91.134 | 139.391 | 138.388 | 153.251 | 151.185 | 178.968 | 175.377
|  | RI DR Total |  | 277.901 | 255.32 | 328.031 | 305.72 | 292.871 | 280.958 | 270.103 | 258.59
| SEMA | ACTIVE DR | REAL TIME DR | 166.741 | 150.498 | 171.229 | 154.987 | 152.813 | 145.408 | 61.073 | 55.309
|  |  | REAL-TIME EG | 90.301 | 78.197 | 79.692 | 67.857 | 35.306 | 35.306 | 15.962 | 15.962
|  |  | TOTAL ACTIVE | 257.042 | 228.695 | 250.921 | 222.844 | 188.119 | 180.714 | 77.035 | 71.271
|  | PASSIVE DR | ON-PEAK | 165.375 | 163.118 | 190.399 | 188.142 | 209.451 | 195.774 | 259.231 | 240.241
|  |  | SEASONAL PEAK | 0 | 0 | 0 | 0 | 0 | 0 | 0 | 0
|  |  | TOTAL PASSIVE | 165.375 | 163.118 | 190.399 | 188.142 | 209.451 | 195.774 | 259.231 | 240.241
|  | SEMA DR Total |  | 422.417 | 391.813 | 441.32 | 410.986 | 397.57 | 376.488 | 336.266 | 311.512
| VT | ACTIVE DR | REAL TIME DR | 59.187 | 56.614 | 68.119 | 76.051 | 68.348 | 76.281 | 43.293 | 51.226
|  |  | REAL-TIME EG | 26.96 | 25.988 | 20.785 | 19.813 | 13.371 | 13.371 | 2.866 | 2.866
|  |  | TOTAL ACTIVE | 86.147 | 82.602 | 88.904 | 95.864 | 81.719 | 89.652 | 46.159 | 54.092
|  | PASSIVE DR | ON-PEAK | 110.004 | 109.226 | 123.983 | 123.298 | 135.474 | 135.915 | 131.825 | 130.877
|  |  | SEASONAL PEAK | 0 | 0 | 0 | 0 | 0 | 0 | 0 | 0
|  |  | TOTAL PASSIVE | 110.004 | 109.226 | 123.983 | 123.298 | 135.474 | 135.915 | 131.825 | 130.877
|  | VT DR Total |  | 196.151 | 191.828 | 212.887 | 219.162 | 217.193 | 225.567 | 177.984 | 184.969
| WCMA | ACTIVE DR | REAL TIME DR | 175.099 | 150.04 | 186.078 | 161.018 | 175.49 | 160.988 | 98.329 | 91.205
|  |  | REAL-TIME EG | 107.292 | 93.126 | 102.252 | 88.088 | 55.329 | 54.608 | 27.798 | 27.244
|  |  | TOTAL ACTIVE | 282.391 | 243.166 | 288.33 | 249.106 | 230.819 | 215.596 | 126.127 | 118.449
|  | PASSIVE DR | ON-PEAK | 156.022 | 153.52 | 182.535 | 179.927 | 208.774 | 197.92 | 265.876 | 248.388
|  |  | SEASONAL PEAK | 34.892 | 34.892 | 44.173 | 44.173 | 55.513 | 51.414 | 54.798 | 49.016
|  |  | TOTAL PASSIVE | 190.914 | 188.412 | 226.708 | 224.1 | 264.287 | 249.334 | 320.674 | 297.404
|  | WCMA DR Total |  | 473.305 | 431.578 | 515.038 | 473.206 | 495.106 | 464.93 | 446.801 | 415.853
| ISO NEW | ACTIVE DR | REAL TIME DR | 1510.778 | 1383.076 | 1573.885 | 1477.874 | 1337.607 | 1303.064 | 877.362 | 853.349
| ENGLAND |  | REAL-TIME EG | 915.404 | 835.775 | 837.456 | 758.883 | 488.161 | 476.051 | 270.524 | 260.357
| Total |  | TOTAL ACTIVE | 2426.182 | 2218.851 | 2411.341 | 2236.757 | 1825.768 | 1779.115 | 1147.886 | 1113.706
|  | PASSIVE DR | ON-PEAK | 1155.852 | 1137.799 | 1329.681 | 1307.244 | 1427.013 | 1347.357 | 1695.213 | 1574.218
|  |  | SEASONAL PEAK | 351.5 | 351.5 | 355.555 | 355.539 | 411.518 | 304.145 | 394.252 | 257.952
|  |  | TOTAL PASSIVE | 1507.352 | 1489.299 | 1685.236 | 1662.783 | 1838.531 | 1651.502 | 2089.465 | 1832.17
|  | ISO-NE DR Total |  | 3933.534 | 3708.15 | 4096.577 | 3899.54 | 3664.299 | 3430.617 | 3237.351 | 2945.876
FOOTNOTES:
(1) Capacity values are based on Qualified Capacity (QC) of Existing Capacity Resources and FCA cleared auction results of New Capacity Resources for each Capacity Commitment Period (see http://www.iso-ne.com/markets/othrmkts_data/fcm/cal_results/index.html)
(2) The 600 MW cap on RTEG has not been applied.
(3) RTEG is not included in all studies. Examples include long-term Needs Assessment and Solutions Studies.
(4) Qualified Capacity does reflect reductions for Permanent De-List Bids and accepted Non-Price Retirements for all applicable Capacity Commitment Periods.
(5) Dynamic and Static De-List Bids are not reflected.
(6) These values have been scaled up to include the 8% transmission and distribution loss adjustment.

## 6.1 Trans Links
Section 6
Transmission Information
6.1 Links
Information on the ISO New England Regional Transmission Project List is published periodically and can be found at: http://www.iso-ne.com/committees/comm_wkgrps/prtcpnts_comm/pac/projects/index.html. The transmission project lists are currently published three times a year, which has typically been every March, June, and October. These publication times are subject to change.
The 'March 2014 ISO New England Project Listing Update', contains the prospective ISO New England Transmission System that shall be considered part of the 2014 CELT Report.
The new and modified interconnection requests may be found at: http://www.iso-ne.com/genrtion_resrcs/nwgen_inter/status/index.html.

## Appedix A.1 Definitions
Appendix A.1 Definitions
Section 1 - Summaries
The summary pages of this report contain terms used to describe how the ISO-NE Reliability Coordinator area forecast is adjusted. The definitions for those terms are as follows:
Load
The ten-year forecast of the ISO New England Reliability Coordinator (RC) area energy and seasonal peak demand is based on econometric models of energy and seasonal peaks for the ISO-NE RC area and the six New England states. The peak forecast has been adjusted to include the current MW reductions achieved by the Passive Demand Resources, as they are treated as resources in the Installed Capacity Requirement (ICR) calculations. The ten-year forecast for New England includes the load forecast for Northern Maine, as provided by the Maine Public Service Company.
Reserves
Installed Reserves in megawatts (MW) are calculated by taking the total Capabilities (including demand resources and imports) for the ISO-NE RC area, less the Reference Load forecast for the ISO-NE RC area. The Installed Reserves as a percentage of Load are calculated by taking the total Installed Reserves and dividing them by the total Reference Load.
Capabilities
Section 1 of the CELT Report takes into account the Capacity Supply Obligations (CSO) for the Forward Capacity Market’s (FCM) 2013-2014, 2014-2015, 2015-2016, 2016-2017, and 2017-2018 Capacity Commitment Periods. These include new and existing generating resources, demand resources, and imports. The CELT Capacity Based on FCM CSOs in the Section 1 totals is consistent with the most recent Forward Capacity Market CSOs. The CSOs for the 2017-2018 Capacity Commitment Period are carried through the remainder of the CELT reporting period. Values represent Resource CSOs for the Capacity Commitment Period as of March 18, 2014, and take into account any adjustments to FCM CSOs that have occurred up to that point, including proration, Annual Reconfiguration Auctions, and bilaterals.
An energy efficiency forecast that is based on a forecasting methodology developed by ISO-NE and the Energy Efficiency Working Group, is included in the Passive DR Used in System Planning line, beginning in 2018-19. See http://www.iso-ne.com/committees/comm_wkgrps/othr/enrgy_effncy_frcst/index.html for details.
Section 2 - ISO-NE Reliability Coordinator Area Capability
ISO-NE Reliability Coordinator Area Capability Values as of January 1, 2014, and as of the 2013/14 Winter and 2014 Summer Peaks (Section 2.1)
Section 2.1 lists generating assets claimed toward capability. The generating asset information, including the Lead Market Participant, is listed as it existed as of January 1, 2014 in the ISO-NE Market System. The facilities may or may not be owned, managed, or operated by the Lead Market Participant. Lead Participant updates to generating assets since January 1 are listed at the end of Section 2.1 on the endnotes page.
Seasonal Claimed Capability (SCC) values are the maximum dependable load carrying ability of a generating unit or units, excluding capacity required for station service use. The rating is based on the SCC Audits conducted according to Market Rule 1, and ISO New England Manual for Registration and Performance Auditing M-RPA. For additional information, please visit ISO-NE’s website at: http://www.iso-ne.com/rules_proceds/isone_mnls/index.html.
The generator capabilities in Section 2.1 are based on SCC and not on FCM CSOs. Summer and winter capabilities are as of January 1, 2014. In addition, the winter capabilities as of the actual winter peak for 2013/14, which occurred on December 17, 2013, and the summer capabilities for the forecasted summer peak of August 1, 2014 are provided.
This section of the CELT Report was tabulated from data provided by ISO-NE Market Participants. Although every effort has been made to verify its content, ISO New England does not assume responsibility for the accuracy of the data presented.
Net of Firm Imports and Exports Outside of ISO-NE Reliability Coordinator Area (Section 2.2):
Section 2.2 is based on the Import CSOs and Administrative Export Delists as of the actual winter peak month of December 2013, and the forecasted summer peak of August 1, 2014.
Section 3 - Interim Forecast of Solar Photovoltaic (PV) Resources by State
Section 3 is an interim forecast of solar photovoltaic (PV) resources by state for the years 2014 through 2023. The forecast represents discounted values that were developed to reflect a degree of uncertainty in the achievement of public policies supporting PV development, as well as the estimated summer Seasonal Claimed Capability (SCC). The forecast methodology and assumptions are available at http://www.iso-ne.com/committees/comm_wkgrps/othr/distributed_generation_frcst/2014_pv_frcst/2014_final_solar_forecast.pdf.
Section 4 - Summary of Capacity Supply Obligations
Section 4 summarizes the Forward Capacity Market CSOs as of March 18, 2014. The Demand Resources are broken down into On-Peak Demand Resource, Real-Time Demand Response Resource, Real-Time Emergency Generation Resource, and Seasonal Peak Demand Resource categories. Generation is broken down into Intermittent and Non-Intermittent categories.
Section 5 – Forward Capacity Market Resource Capabilities
The October 31, 2008 Forward Capacity Market (FCM)/Queue Amendments filing (FERC Docket ER09237 http://www.iso-ne.com/regulatory/ferc/filings/2008/oct/er09-237-000_10-8-31_fcm_queue.pdf ) established the Capacity Network Resource Capability (CNRC) values for each generating resource. Those CNRC values are listed in Section 5.1.
Capacity Network Resource Capability (“CNR Capability”):
The CNR Capability shall mean: (i) in the case of a Generating Facility that is a New Generating Capacity Resource pursuant to Section III.13.1 of the Tariff or an Existing Generating Capacity Resource that is increasing its capability pursuant to Section III.13.1.2.2.5 of the Tariff, the highest megawatt amount of the Capacity Supply Obligation obtained by the Generating Facility in accordance with Section III.13 of the Tariff, and, if applicable, as specified in a filing by the System Operator with the Commission in accordance with Section III.13.8.2 of the Tariff, or (ii) in the case of a Generating Facility that meets the criteria under Section 5.2.3 of this LGIP, the total megawatt amount reflected in an existing Interconnection Agreement, whether executed or filed in unexecuted form with the Commission, an application pursuant to Section I.3.9 of the Tariff (or its predecessor provision, if any), or as determined by the System Operator based on documented historic capability of the Generating Facility. The CNR Capability shall not exceed the maximum net megawatt electrical output of the Generating Facility at an ambient temperature at or above 90 degrees F for Summer and at or above 20 degrees F for Winter. Where the Generating Facility includes multiple production devices, the CNR Capability shall not exceed the aggregate maximum net megawatt electrical output of the Generating Facility at an ambient temperature at or above 90 degrees F for Summer and at or above 20 degrees F for Winter.
Network Resource Capability (“NR Capability”)
The NR Capability shall mean the maximum gross and net megawatt electrical output of the Generating Facility at an ambient temperature at or above 50 degrees F. for Summer and at or above 0 degrees F for Winter. Where the Generating Facility includes multiple energy production devices, the NR Capability shall be the aggregate maximum gross and net megawatt electrical output of the Generating Facility at an ambient temperature at or above 50 degrees F for Summer and at or above 0 degrees F for Winter. The NR Capability shall be equal to or greater than the CNR Capability.
Multi-Year Obligation Resources:
Section 5.2, “Multi-Year Obligation Resources” is a list of FCM resources with a CSO, in which an election has been made to offer their capacity for up to four additional and consecutive Capacity Commitment Periods in compliance with Section III.13.1.1.2.2.4 of Market Rule 1.
System Planning DR Assumptions
Section 5.3 is the "Summary of Demand Resource Capacity (MW) Used in System Planning Studies". The capacity values in that table are based on Qualified Capacity (QC) of Existing Capacity Resources and FCA cleared auction results of New Capacity Resources for each Capacity Commitment Period (see http://www.iso-ne.com/markets/othrmkts_data/fcm/cal_results/index.html). The need for this data by ISO-NE Transmission Planning is described in the Load Modeling Guide for ISO New England Network Model (see http://www.iso-ne.com/rules_proceds/isone_plan/othr_docs/index.html).
Section 6 - Transmission
Information on the ISO New England Regional Transmission Projects is periodically published and can be found at: http://www.iso-ne.com/committees/comm_wkgrps/prtcpnts_comm/pac/projects/index.html. The project lists are currently published every April, July, and October and are referred to as the April, July, and October Regional System Plan (RSP) Update, respectively.
The 'March 2014 ISO New England Project Listing Update' will contain the prospective ISO New England Transmission System projects that shall be considered part of the 2014 CELT Report.

## A.2 Company Abbreviations
A.2 Company Abbreviations
Sections 2 and 5 of the CELT Report include company abbreviations. Below are the abbreviations used in this report along with their corresponding name.
LP Acronym | Lead Participant
AESR | Algonquin Energy Services Inc.
APNM | American PowerNet Management, LP
BSP | Bear Swamp Power Company LLC
BBHVGW | Black Bear HVGW, LLC
BBHP | Black Bear Hydro Partners, LLC
BBSO | Black Bear SO, LLC
BSE | Blue Sky East, LLC
BELD | Braintree Electric Light Department, Town of
BPE | Brayton Point Energy, LLC
BPCLP | Bridgewater Power Company L.P.
BEMLP | Brookfield Energy Marketing, LP
FPLEMH | Brookfield White Pine Hydro LLC
BED | Burlington Electric Department
CALP | Calpine Energy Services, LP
CHIPM | CHI Power Marketing, Inc.
CMLP | Chicopee Municipal Lighting Plant
CMA | Christopher M. Anthony
CESLLC | Competitive Energy Services, LLC
CLP | Connecticut Light and Power Company, The
CMEEC | Connecticut Municipal Electric Energy Cooperative
CEEI | Consolidated Edison Energy, Inc
CNE | Constellation NewEnergy, Inc.
CEM | Covanta Energy Marketing, LLC
CHA | Covanta Haverhill Associates
CM | Covanta Maine, LLC
CPW | Covanta Projects of Wallingford, L.P.
DEM | Dominion Energy Marketing, Inc.
DMT1 | Dynegy Marketing and Trade, LLC
EDFT | EDF Trading North America, LLC
EES5 | Emera Energy Services Subsidiary No 5 LLC
NRGA | Energy America LLC
ENE | Energy New England LLC
ENPM | Entergy Nuclear Power Marketing LLC
EPRM | EquiPower Resources Management, LLC
NAEA-EM | Essential Power Massachusetts, LLC
EPN | Essential Power Newington, LLC
EWP3 | Evergreen Wind Power III, LLC
EXGC | Exelon Generation Company, LLC
FGE | Fitchburg Gas & Electric Light Company
FREE | Freepoint Commodities LLC
GALLOP | Gallop Power Greenville,LLC
SUEZ | GDF Suez Energy Marketing NA, Inc.
GCE | GenConn Energy LLC
MET | Genon Energy Management, LLC
GRP | Granite Reliable Power, LLC
GBPM | Great Bay Power Marketing, Inc
GMP | Green Mountain Power Corporation
HQE | H.Q. Energy Services (US) Inc.
HESS | Hess Corporation
HGE | Holyoke Gas & Electric Department
HLPD | Hudson Light & Power Department
HULL | Hull Municipal Lighting Plant
IR | Iberdrola Renewables, LLC
IEA | Indeck Energy-Alexandria, L.L.C.
IPSC | Industrial Power Services Corp
IMLD | Ipswich Municipal Light Department
KCC | Kimberly-Clark Corporation
LELWD | Littleton Electric Light & Water Department
MCPI | Macquarie Energy LLC
MMLLC | Manchester Methane, LLC
MMLD | Marblehead Municipal Light Department
MBTA | Massachusetts Bay Transportation Authority
MEC | Massachusetts Electric Company
MMWEC | Massachusetts Municipal Wholesale Electric Company
MATEP | MATEP, LLC
MESSA | Messalonskee Stream Hydro, LLC
MMWAC | Mid-Maine Waste Action Corporation
MMELD | Middleton Municipal Light Department
NBPGC | New Brunswick Power Generation Corporation
NECCO | New England Confectionery Company, Inc
NEP | New England Power Company
NHEC | New Hampshire Electric Cooperative, Inc.
FPLP | NextEra Energy Power Marketing, LLC
NRGPM | NRG Power Marketing LLC
NSTAR | NSTAR Electric Company
PPH | Pawtucket Power Holding Company LLC
PRE | Plainfield Renewable Energy, LLC
PMLD | Princeton Municipal Light Department
PSEG | PSEG Energy Resources & Trade LLC
PSEG-NH | PSEG New Haven, LLC
PSNH | Public Service Company of New Hampshire
PUTNAM | Putnam Hydropower, Inc.
RHW | Record Hill Wind, LLC
REENERGY | ReEnergy Sterling CT Limited Partnership
REH | ReEnergy Stratton LLC
RRIG | Rhode Island Engine Genco, LLC
RGC | Rocky Gorge Corporation
SELP | Shrewsbury Electric Light Plant
SPRING | Springfield Power, LLC
SPRUCE | Spruce Mountain Wind, LLC
SMED | Sterling Municipal Electric Light Department
STETSON | Stetson Holdings, LLC
STET2 | Stetson Wind II, LLC.
SUMMIT | Summit Hydropower, Inc.
SRTC | Swift River Trading Company LLC
TMLP | Taunton Municipal Lighting Plant
TTMLP | Templeton Municipal Lighting Plant
NEC | The Narragansett Electric Company
TOPS | Topsham Hydro Partners LP
TCPM | TransCanada Power Marketing, Ltd.
TERM | Twin Eagle Resource Management, LLC
UNION | Union Atlantic Electricity
UNITIL-ES | Unitil Energy Systems, Inc.
VEC | Vermont Electric Cooperative, Inc.
VELCO | Vermont Electric Power Company, Inc.
VPPSA | Vermont Public Power Supply Authority
VTWIND | Vermont Wind LLC
VERSO | Verso Maine Energy LLC
WATERBURY | Waterbury Generation LLC
WATERSIDE | Waterside Power, LLC
WMECO | Western Massachusetts Electric Company
WGED | Westfield Gas and Electric Light Department
WB | Wheelabrator Bridgeport, L.P.
WNE | Wheelabrator North Andover Inc

## A.3 Column Abbreviations Type
A.3 Column Abbreviations
Code | Prime Mover (Consistent with the DOE EIA-411 Instructions except where noted)
CC | Combined Cycle Total Unit
Includes generators defined by EIA as Combined Cycle Steam Part (CA); Combined Cycle Single Shaft
(CS - combustion turbine and steam turbine share a single generator); Combined Cycle Combustion Turbine Part (CT)
CE | Compressed Air Energy Storage
FC | Fuel Cell - Electrochemical
GT | Combustion (Gas) Turbine – Simple Cycle
(includes jet engine design)
HL | Hydraulic Turbine
HDR | Hydraulic Turbine – Conventional -- Daily -- Run of River
(includes turbines associated with delivery of water)
HDP | Hydraulic Turbine – Conventional -- Daily -- Pondage
(includes turbines associated with delivery of water)
HW | Hydraulic Turbine -- Conventional – Weekly -- Pondage
(includes turbines associated with delivery of water)
IC | Internal Combustion Engine
(diesel, piston, reciprocating)
IG | Integrated Coal Gasification Combined Cycle
OT | Other
PB | Pressurized Fluidized Bed Combustion
PS | Hydraulic Turbine – Reversible (pumped storage)
PV | Photovoltaic
ST | Steam Turbine, including nuclear, geothermal and solar steam (does not include combined cycle)
WT | Wind Turbine

## A.4 Column Abbreviations ES
A.4 Column Abbreviations
Code | Energy Source (Description of Fuel Used)
AB | Agricultural Crop Byproducts/Straw/Energy Crops
BFG | Blast Furnace Gas
BIT | Anthracite Coal and Bituminous Coal
BLQ | Black Liquor
DFO | Distillate Fuel Oil - including Diesel, No. 1, 2, and 4
JF | Jet Fuel
KER | Kerosene
LFG | Landfill Gas
LIG | Lignite Coal
MSW | Municipal Solid Waste
NG | Natural Gas
NUC | Nuclear Uranium, Plutonium, Thorium
OBG | Other Biomass Gas - includes digester gas, methane, and other biomass gasses
OBL | Other Biomass Liquids
OBS | Other Biomass Solids
OG | Other Gas
PC | Petroleum Coke
PG | Gaseous Propane
PUR | Purchased Steam
RFO | Residual Fuel Oil Includes: Bunker C, No. 5, and No. 6 (020, 030, 070, and 100)
SC | Coal Synfuel - Coal-based solid fuel - processed by a coal synfuel plant; and coal-based fuels such as briquettes, pellets, or extrusions, which are formed from fresh or recycled coal and binding materials
SLW | Sludge Waste
SUB | Subbituminous Coal
SUN | Solar
TDF | Tire-derived Fuels
WAT | Water at a Conventional Hydroelectric Turbine
WC | Waste/Other Coal - including anthracite culm, bituminous gob, fine coal, lignite waste, waste coal
WDL | Wood Waste Liquids excluding Black Liquor - includes red liquor, sludge wood, spent sulfite liquor, and other wood-based liquids
WDS | Wood/Wood Waste Solids - including paper pellets, railroad ties, utility poles, wood chips, bark, and wood waste solids
WND | Wind
WO | Waste/Other Oil - including Crude Oil, Liquid Butane, Liquid Propane, Oil Waste, Re-Refined Motor Oil, Sludge Oil, Tar Oil, or other petroleum-based liquid wastes

## Appendix B.1 FIPS Codes
Appendix B.1 Federal Information Processing Standard (FIPS) Codes
FIPS | County Name | FIPS | County Name (Cont'd) | FIPS | County Name (Cont'd) | FIPS | County Name (Cont'd)
Code |  | Code |  | Code |  | Code
State of Connecticut
1 | Fairfield | 5 | Litchfield | 9 | New Haven | 13 | Tolland
3 | Hartford | 7 | Middlesex | 11 | New London | 15 | Windham
State of Maine
1 | Androscoggin | 9 | Hancock | 17 | Oxford | 25 | Somerset
3 | Aroostook | 11 | Kennebec | 19 | Penobscot | 27 | Waldo
5 | Cumberland | 13 | Knox | 21 | Piscataquis | 29 | Washington
7 | Franklin | 15 | Lincoln | 23 | Sagadahoc | 31 | York
State of Massachusetts
1 | Barnstable | 9 | Essex | 17 | Middlesex | 25 | Suffolk
3 | Berkshire | 11 | Franklin | 19 | Nantucket | 27 | Worcester
5 | Bristol | 13 | Hampden | 21 | Norfolk
7 | Dukes | 15 | Hampshire | 23 | Plymouth
State of New Hampshire
1 | Belknap | 7 | Coös | 13 | Merrimack | 19 | Sullivan
3 | Carroll | 9 | Grafton | 15 | Rockingham
5 | Cheshire | 11 | Hillsborough (Hillsboro) | 17 | Strafford
State of Rhode Island
1 | Bristol | 5 | Newport | 9 | Washington
3 | Kent | 7 | Providence
State of Vermont
1 | Addison | 9 | Essex | 17 | Orange | 25 | Windham
3 | Bennington | 11 | Franklin | 19 | Orleans | 27 | Windsor
5 | Caledonia | 13 | Grand Isle | 21 | Rutland
7 | Chittenden | 15 | Lamoille | 23 | Washington

## B.2 RSP Subarea
B.2 Regional System Plan (RSP) Subarea & Load Zone Descriptions
Subarea or Control Area Designation | Region or State
BHE | Northeastern Maine
ME | Western and central Maine/Saco Valley, New Hampshire
SME | Southeastern Maine
NH | Northern, eastern, and central New Hampshire/eastern Vermont and southwestern Maine
VT | Vermont/southwestern New Hampshire
Boston | Greater Boston, including the North Shore
CMA/NEMA | Central Massachusetts/ northeastern Massachusetts
WMA | Western Massachusetts
SEMA | Southeastern Massachusetts/Newport, Rhode Island
RI | Rhode Island/bordering MA
CT | Northern and eastern Connecticut
SWCT | Southwestern Connecticut
NOR | Norwalk/Stamford, Connecticut
M, NY, and HQ | Maritimes, New York, and Hydro-Québec external Reliability Coordinator areas
Load Zone* | Region or State
CT | Connecticut
ME | Maine
NH | New Hampshire
RI | Rhode Island
VT | Vermont
NEMA | Northeastern Massachusetts
SEMA | Southeastern Massachusetts
WCMA | Western and Central Massachusetts
* The boundaries for the CT, ME, NH, RI, and VT load zones are the same as the state boundaries.