## Introduction
0

## 1 History
ISO-NE and States' History: Annual Energy, Coincident and Non-coincident Seasonal Peak Load and Load Factor | [7 empty] | ISO-NE and States' History: Annual Energy, Coincident and Non-coincident Seasonal Peak Load and Load Factor
NET: Does not include reconstitution for Active Demand, PV or EE | [7 empty] | GROSS: Does include reconstitution for Active Demand, PV and EE
NET | Net Energy for Load (GWh) | Coincident Summer Peak (MW) | Coincident Load Factor | Following Coincident Winter Peak (MW) | Non-coincident Summer Peak (MW) | Non-coincident Load Factor | Following Non-coincident Winter Peak (MW) | Gross | Net Energy for Load (GWh) | Coincident Summer Peak (MW) | Gross Coincident Load Factor | Following Coincident Winter Peak (MW) | Non-coincident Summer Peak (MW) | Gross Non-coincident Load Factor | Following Non-coincident Winter Peak (MW)
ISO-NE | [7 empty] | ISO-NE
1991 | 108683 | 19742 | 62.8444 | 19014 | 19742 | 62.8444 | 19014 | 1991 | 108683 | 19742 | 62.8444 | 19014 | 19742 | 62.8444 | 19014
1992 | 108826 | 18707 | 66.2274 | 18853 | 18707 | 66.2274 | 18853 | 1992 | 108826 | 18707 | 66.2274 | 18853 | 18707 | 66.2274 | 18853
1993 | 110533 | 19604 | 64.3638 | 19528 | 19604 | 64.3638 | 19528 | 1993 | 110533 | 19604 | 64.3638 | 19528 | 19604 | 64.3638 | 19528
1994 | 112279 | 20743 | 61.7909 | 19204 | 20743 | 61.7909 | 19204 | 1994 | 112279 | 20743 | 61.7909 | 19204 | 20743 | 61.7909 | 19204
1995 | 112850 | 20738 | 62.12 | 19247 | 20738 | 62.12 | 19247 | 1995 | 112850 | 20738 | 62.12 | 19247 | 20738 | 62.12 | 19247
1996 | 114655 | 19507 | 66.9132 | 18480 | 19507 | 66.9132 | 18480 | 1996 | 114655 | 19507 | 66.9132 | 18480 | 19507 | 66.9132 | 18480
1997 | 115588 | 21127 | 62.4555 | 18610 | 21127 | 62.4555 | 18610 | 1997 | 115588 | 21127 | 62.4555 | 18610 | 21127 | 62.4555 | 18610
1998 | 116897 | 21606 | 61.7623 | 20320 | 21606 | 61.7623 | 20320 | 1998 | 116897 | 21606 | 61.7623 | 20320 | 21606 | 61.7623 | 20320
1999 | 121979 | 23241 | 59.9135 | 21314 | 23241 | 59.9135 | 21314 | 1999 | 121979 | 23241 | 59.9135 | 21314 | 23241 | 59.9135 | 21314
2000 | 125396 | 22203 | 64.2955 | 20138 | 22203 | 64.2955 | 20138 | 2000 | 125396 | 22203 | 64.2955 | 20138 | 22203 | 64.2955 | 20138
2001 | 126499 | 25660 | 56.2766 | 19902 | 25660 | 56.2766 | 19902 | 2001 | 126499 | 25660 | 56.2766 | 19902 | 25660 | 56.2766 | 19902
2002 | 128031 | 25590 | 57.1136 | 21533 | 25590 | 57.1136 | 21533 | 2002 | 128031 | 25590 | 57.1136 | 21533 | 25590 | 57.1136 | 21533
2003 | 130784 | 24692 | 60.4641 | 22818 | 24692 | 60.4641 | 22818 | 2003 | 130784 | 24692 | 60.4641 | 22818 | 24692 | 60.4641 | 22818
2004 | 132535 | 24116 | 62.5651 | 22631 | 24116 | 62.5651 | 22631 | 2004 | 132535 | 24116 | 62.5651 | 22631 | 24116 | 62.5651 | 22631
2005 | 136425 | 27166 | 57.3281 | 21785 | 27166 | 57.3281 | 21785 | 2005 | 136425 | 27166 | 57.3281 | 21785 | 27166 | 57.3281 | 21785
2006 | 132114 | 28772 | 52.4178 | 21640 | 28772 | 52.4178 | 21640 | 2006 | 132114 | 28772 | 52.4178 | 21640 | 28772 | 52.4178 | 21640
2007 | 134500 | 26196 | 58.6111 | 21782 | 26196 | 58.6111 | 21782 | 2007 | 134500 | 26196 | 58.6111 | 21782 | 26196 | 58.6111 | 21782
2008 | 131802 | 26177 | 57.3202 | 21051 | 26177 | 57.3202 | 21051 | 2008 | 131802 | 26177 | 57.3202 | 21051 | 26177 | 57.3202 | 21051
2009 | 126849 | 25244 | 57.3618 | 20805 | 25244 | 57.3618 | 20805 | 2009 | 126849 | 25244 | 57.3618 | 20805 | 25244 | 57.3618 | 20805
2010 | 130787 | 27126 | 55.0394 | 21074 | 27126 | 55.0394 | 21074 | 2010 | 133298 | 27826 | 54.6854 | 21759 | 27826 | 54.6854 | 21759
2011 | 129175 | 28447 | 51.8379 | 20101 | 28447 | 51.8379 | 20101 | 2011 | 134011 | 29274 | 52.2579 | 20910 | 29274 | 52.2579 | 20910
2012 | 128146 | 25950 | 56.2175 | 20887 | 25950 | 56.2175 | 20887 | 2012 | 134438 | 27101 | 56.4736 | 21942 | 27101 | 56.4736 | 21942
2013 | 129424 | 27655 | 53.4243 | 21486 | 27655 | 53.4243 | 21486 | 2013 | 137276 | 29128 | 53.8 | 22773 | 29128 | 53.8 | 22773
2014 | 127226 | 24489 | 59.307 | 20629 | 24489 | 59.307 | 20629 | 2014 | 136564 | 26251 | 59.3871 | 22100 | 26251 | 59.3871 | 22100
2015 | 126991 | 24520 | 59.1231 | 19573 | 24520 | 59.1231 | 19573 | 2015 | 137789 | 26507 | 59.3406 | 21209 | 26507 | 59.3406 | 21209
2016 | 124437 | 25637 | 55.2571 | 19670 | 25637 | 55.2571 | 19670 | 2016 | 136236 | 27939 | 55.5129 | 21300 | 27939 | 55.5129 | 21300
2017 | 121235 | 23983 | 57.7066 | 20669 | 23983 | 57.7066 | 20669 | 2017 | 134595 | 26578 | 57.8092 | 22628 | 26578 | 57.8092 | 22628
2018 | 123475 | 26024 | 54.1622 | 20773 | 26024 | 54.1622 | 20773 | 2018 | 138632 | 29159 | 54.2737 | 22929 | 29159 | 54.2737 | 22929
2019 | 119237 | 24361 | 55.8735 | 19065 | 24361 | 55.8735 | 19065 | 2019 | 135959 | 27898 | 55.6331 | 21434 | 27898 | 55.6331 | 21434
2020 | 116875 | 25121 | 52.9649 | 18922 | 25121 | 52.9649 | 18922 | 2020 | 136102 | 29137 | 53.177 | 21705 | 29137 | 53.177 | 21705
2021 | 118762 | 25801 | 52.5455 | 19756 | 25801 | 52.5455 | 19756 | 2021 | 140135 | 30377 | 52.6625 | 22708 | 30377 | 52.6625 | 22708
2022 | 118930 | 24780 | 54.7872 | 19662 | 24780 | 54.7872 | 19662 | 2022 | 142676 | 29894 | 54.4833 | 22927 | 29894 | 54.4833 | 22927
2023 | 114722 | 24043 | 54.4692 | 18431 | 24043 | 54.4692 | 18431 | 2023 | 139635 | 28601 | 55.732 | 21656 | 28601 | 55.732 | 21656
NET | Net Energy for Load (GWh) | Coincident Summer Peak (MW) | Coincident Load Factor | Following Coincident Winter Peak (MW) | Non-coincident Summer Peak (MW) | Non-coincident Load Factor | Following Non-coincident Winter Peak (MW) | Gross | Net Energy for Load (GWh) | Coincident Summer Peak (MW) | Gross Coincident Load Factor | Following Coincident Winter Peak (MW) | Non-coincident Summer Peak (MW) | Gross Non-coincident Load Factor | Following Non-coincident Winter Peak (MW)
CT | [7 empty] | CT
1991 | 28690 | 5538 | 59.1383 | 5079 | 5612 | 58.3585 | 5079 | 1991 | 28690 | 5538 | 59.1383 | 5079 | 5612 | 58.3585 | 5079
1992 | 28575 | 5059 | 64.3021 | 4976 | 5081 | 64.0237 | 4976 | 1992 | 28575 | 5059 | 64.3021 | 4976 | 5081 | 64.0237 | 4976
1993 | 29529 | 5692 | 59.223 | 5418 | 5692 | 59.223 | 5418 | 1993 | 29529 | 5692 | 59.223 | 5418 | 5692 | 59.223 | 5418
1994 | 30332 | 5807 | 59.6313 | 5213 | 5853 | 59.1596 | 5213 | 1994 | 30332 | 5807 | 59.6313 | 5213 | 5853 | 59.1596 | 5213
1995 | 30807 | 5944 | 59.17 | 5281 | 6097 | 57.6774 | 5319 | 1995 | 30807 | 5944 | 59.17 | 5281 | 6097 | 57.6774 | 5319
1996 | 31096 | 5302 | 66.768 | 5046 | 5446 | 65.0026 | 5058 | 1996 | 31096 | 5302 | 66.768 | 5046 | 5446 | 65.0026 | 5058
1997 | 31182 | 5941 | 59.9159 | 4977 | 6134 | 58.0279 | 5036 | 1997 | 31182 | 5941 | 59.9159 | 4977 | 6134 | 58.0279 | 5036
1998 | 31355 | 6043 | 59.2314 | 5617 | 6043 | 59.2314 | 5617 | 1998 | 31355 | 6043 | 59.2314 | 5617 | 6043 | 59.2314 | 5617
1999 | 31778 | 6526 | 55.5872 | 5608 | 6529 | 55.5616 | 5608 | 1999 | 31778 | 6526 | 55.5872 | 5608 | 6529 | 55.5616 | 5608
2000 | 32009 | 5991 | 60.8209 | 5180 | 5991 | 60.8209 | 5270 | 2000 | 32009 | 5991 | 60.8209 | 5180 | 5991 | 60.8209 | 5270
2001 | 32583 | 7029 | 52.9174 | 5043 | 7029 | 52.9174 | 5208 | 2001 | 32583 | 7029 | 52.9174 | 5043 | 7029 | 52.9174 | 5208
2002 | 33193 | 6880 | 55.0726 | 5631 | 6903 | 54.8907 | 5705 | 2002 | 33193 | 6880 | 55.0726 | 5631 | 6903 | 54.8907 | 5705
2003 | 33651 | 6662 | 57.6629 | 5956 | 6685 | 57.4662 | 5956 | 2003 | 33651 | 6662 | 57.6629 | 5956 | 6685 | 57.4662 | 5956
2004 | 34162 | 6444 | 60.3533 | 6019 | 6444 | 60.3533 | 6019 | 2004 | 34162 | 6444 | 60.3533 | 6019 | 6444 | 60.3533 | 6019
2005 | 35216 | 7322 | 54.9078 | 5679 | 7350 | 54.6956 | 5697 | 2005 | 35216 | 7322 | 54.9078 | 5679 | 7350 | 54.6956 | 5697
2006 | 33661 | 7655 | 50.1987 | 5582 | 7678 | 50.0463 | 5582 | 2006 | 33661 | 7655 | 50.1987 | 5582 | 7678 | 50.0463 | 5582
2007 | 33987 | 6798 | 57.072 | 5572 | 6950 | 55.827 | 5572 | 2007 | 33987 | 6798 | 57.072 | 5572 | 6950 | 55.827 | 5572
2008 | 32973 | 7086 | 52.9776 | 5269 | 7086 | 52.9776 | 5292 | 2008 | 32973 | 7086 | 52.9776 | 5269 | 7086 | 52.9776 | 5292
2009 | 31445 | 6420 | 55.9165 | 5112 | 6567 | 54.6631 | 5199 | 2009 | 31445 | 6420 | 55.9165 | 5112 | 6567 | 54.6631 | 5199
2010 | 32299 | 7124 | 51.7536 | 5289 | 7134 | 51.6832 | 5289 | 2010 | 33060 | 7342 | 51.4031 | 5501 | 7352 | 51.3352 | 5501
2011 | 31757 | 7448 | 48.6757 | 4986 | 7448 | 48.6757 | 5042 | 2011 | 33133 | 7678 | 49.2636 | 5210 | 7678 | 49.2636 | 5266
2012 | 31363 | 6682 | 53.4301 | 5203 | 7001 | 50.9992 | 5203 | 2012 | 33291 | 7065 | 53.6416 | 5562 | 7388 | 51.2964 | 5562
2013 | 31593 | 7146 | 50.4673 | 5341 | 7240 | 49.8171 | 5443 | 2013 | 34016 | 7578 | 51.2438 | 5751 | 7670 | 50.6305 | 5853
2014 | 30966 | 6203 | 56.9842 | 5092 | 6270 | 56.3769 | 5168 | 2014 | 33599 | 6683 | 57.3926 | 5508 | 6720 | 57.0759 | 5583
2015 | 31070 | 6354 | 55.8196 | 4990 | 6431 | 55.1515 | 5030 | 2015 | 33722 | 6888 | 55.8865 | 5388 | 6893 | 55.8511 | 5428
2016 | 30413 | 6570 | 52.7003 | 4824 | 6613 | 52.3598 | 4846 | 2016 | 32913 | 7041 | 53.2145 | 5148 | 7048 | 53.1623 | 5169
2017 | 29313 | 6194 | 54.026 | 5161 | 6277 | 53.3072 | 5172 | 2017 | 31852 | 6719 | 54.1165 | 5529 | 6781 | 53.6181 | 5541
2018 | 30014 | 6683 | 51.2693 | 5165 | 6683 | 51.2693 | 5175 | 2018 | 32925 | 7319 | 51.3514 | 5587 | 7319 | 51.3514 | 5597
2019 | 28755 | 5987 | 54.8282 | 4635 | 6355 | 51.651 | 4649 | 2019 | 32138 | 6909 | 53.0993 | 5130 | 6909 | 53.0993 | 5143
2020 | 27986 | 6353 | 50.1542 | 4529 | 6383 | 49.9127 | 4646 | 2020 | 32106 | 7288 | 50.1487 | 5162 | 7303 | 50.0459 | 5279
2021 | 28309 | 6034 | 53.559 | 4757 | 6569 | 49.1942 | 4757 | 2021 | 33117 | 7436 | 50.8423 | 5455 | 7550 | 50.0747 | 5455
2022 | 28428 | 6126 | 52.974 | 4618 | 6409 | 50.6382 | 4618 | 2022 | 33681 | 7092 | 54.2104 | 5335 | 7487 | 51.3566 | 5335
2023 | 26814 | 6043 | 50.6561 | 4397 | 6043 | 50.6561 | 4433 | 2023 | 32150 | 7069 | 51.9199 | 5067 | 7069 | 51.9199 | 5103
NET | Net Energy for Load (GWh) | Coincident Summer Peak (MW) | Coincident Load Factor | Following Coincident Winter Peak (MW) | Non-coincident Summer Peak (MW) | Non-coincident Load Factor | Following Non-coincident Winter Peak (MW) | Gross | Net Energy for Load (GWh) | Coincident Summer Peak (MW) | Gross Coincident Load Factor | Following Coincident Winter Peak (MW) | Non-coincident Summer Peak (MW) | Gross Non-coincident Load Factor | Following Non-coincident Winter Peak (MW)
ME | [7 empty] | ME
1991 | 9953 | 1479 | 76.8243 | 1712 | 1515 | 74.9988 | 1712 | 1991 | 9953 | 1479 | 76.8243 | 1712 | 1515 | 74.9988 | 1712
1992 | 9889 | 1427 | 78.8912 | 1680 | 1457 | 77.2668 | 1721 | 1992 | 9889 | 1427 | 78.8912 | 1680 | 1457 | 77.2668 | 1721
1993 | 9995 | 1464 | 77.9639 | 1656 | 1538 | 74.1874 | 1701 | 1993 | 9995 | 1464 | 77.9639 | 1656 | 1538 | 74.1874 | 1701
1994 | 9977 | 1526 | 74.6605 | 1568 | 1547 | 73.6371 | 1673 | 1994 | 9977 | 1526 | 74.6605 | 1568 | 1547 | 73.6371 | 1673
1995 | 9620 | 1469 | 74.7621 | 1610 | 1539 | 71.3568 | 1653 | 1995 | 9620 | 1469 | 74.7621 | 1610 | 1539 | 71.3568 | 1653
1996 | 10139 | 1581 | 73.0114 | 1568 | 1617 | 71.3859 | 1628 | 1996 | 10139 | 1581 | 73.0114 | 1568 | 1617 | 71.3859 | 1628
1997 | 10292 | 1536 | 76.4764 | 1657 | 1657 | 70.901 | 1666 | 1997 | 10292 | 1536 | 76.4764 | 1657 | 1657 | 70.901 | 1666
1998 | 10168 | 1639 | 70.8109 | 1728 | 1707 | 67.9984 | 1728 | 1998 | 10168 | 1639 | 70.8109 | 1728 | 1707 | 67.9984 | 1728
1999 | 11218 | 1476 | 86.7398 | 1906 | 1800 | 71.1411 | 1906 | 1999 | 11218 | 1476 | 86.7398 | 1906 | 1800 | 71.1411 | 1906
2000 | 12189 | 1764 | 78.6728 | 1914 | 1824 | 76.0763 | 1929 | 2000 | 12189 | 1764 | 78.6728 | 1914 | 1824 | 76.0763 | 1929
2001 | 12016 | 2001 | 68.5672 | 1901 | 2025 | 67.7309 | 1901 | 2001 | 12016 | 2001 | 68.5672 | 1901 | 2025 | 67.7309 | 1901
2002 | 11553 | 1928 | 68.4176 | 1861 | 1943 | 67.8859 | 2013 | 2002 | 11553 | 1928 | 68.4176 | 1861 | 1943 | 67.8859 | 2013
2003 | 11692 | 1886 | 70.7692 | 1947 | 1891 | 70.582 | 1960 | 2003 | 11692 | 1886 | 70.7692 | 1947 | 1891 | 70.582 | 1960
2004 | 11987 | 1820 | 74.9829 | 1941 | 1883 | 72.4742 | 1947 | 2004 | 11987 | 1820 | 74.9829 | 1941 | 1883 | 72.4742 | 1947
2005 | 12218 | 2053 | 67.9339 | 1889 | 2072 | 67.3012 | 1912 | 2005 | 12218 | 2053 | 67.9339 | 1889 | 2072 | 67.3012 | 1912
2006 | 11734 | 2157 | 62.1051 | 1839 | 2157 | 62.1051 | 1891 | 2006 | 11734 | 2157 | 62.1051 | 1839 | 2157 | 62.1051 | 1891
2007 | 11970 | 1974 | 69.2216 | 1841 | 2001 | 68.2876 | 1866 | 2007 | 11970 | 1974 | 69.2216 | 1841 | 2001 | 68.2876 | 1866
2008 | 11806 | 1600 | 83.9999 | 1835 | 1913 | 70.256 | 1877 | 2008 | 11806 | 1600 | 83.9999 | 1835 | 1913 | 70.256 | 1877
2009 | 11408 | 1926 | 67.6054 | 1824 | 1962 | 66.3888 | 1824 | 2009 | 11408 | 1926 | 67.6054 | 1824 | 1962 | 66.3888 | 1824
2010 | 11698 | 1914 | 69.7688 | 1771 | 1987 | 67.2056 | 1846 | 2010 | 11799 | 1940 | 69.427 | 1796 | 2013 | 66.9093 | 1872
2011 | 11424 | 2205 | 59.1489 | 1758 | 2205 | 59.1489 | 1758 | 2011 | 11601 | 2231 | 59.3528 | 1784 | 2231 | 59.3528 | 1784
2012 | 11443 | 1753 | 74.3151 | 1812 | 1924 | 67.6975 | 1839 | 2012 | 11755 | 1814 | 73.7761 | 1869 | 1985 | 67.4063 | 1897
2013 | 11797 | 1942 | 69.3368 | 1875 | 2026 | 66.4592 | 1964 | 2013 | 12408 | 2057 | 68.8524 | 1984 | 2141 | 66.1597 | 2073
2014 | 12072 | 1911 | 72.1199 | 1841 | 1929 | 71.4437 | 1841 | 2014 | 12968 | 2063 | 71.7701 | 1983 | 2081 | 71.1201 | 1983
2015 | 11950 | 1817 | 75.0845 | 1681 | 1940 | 70.3145 | 1804 | 2015 | 13000 | 1885 | 78.7268 | 1835 | 2106 | 70.4478 | 1957
2016 | 11553 | 1847 | 71.2287 | 1782 | 1932 | 68.0854 | 1825 | 2016 | 12680 | 2017 | 71.5637 | 1943 | 2107 | 68.509 | 1987
2017 | 11496 | 1767 | 74.2743 | 1851 | 1882 | 69.7258 | 1948 | 2017 | 12740 | 1999 | 72.761 | 2033 | 2080 | 69.904 | 2130
2018 | 11711 | 1944 | 68.7597 | 1856 | 2105 | 63.5214 | 1856 | 2018 | 13006 | 2240 | 66.2726 | 2037 | 2312 | 64.2226 | 2037
2019 | 11582 | 1974 | 66.9943 | 1825 | 1997 | 66.2131 | 1825 | 2019 | 12890 | 2204 | 66.7506 | 2008 | 2218 | 66.3291 | 2008
2020 | 11532 | 2000 | 65.6583 | 1905 | 2061 | 63.686 | 1905 | 2020 | 12696 | 2214 | 65.2818 | 2044 | 2242 | 64.4649 | 2044
2021 | 11913 | 2203 | 61.7193 | 1947 | 2203 | 61.7193 | 2247 | 2021 | 13031 | 2388 | 62.29 | 2088 | 2397 | 62.0582 | 2352
2022 | 11819 | 2003 | 67.3639 | 1969 | 2044 | 66.0193 | 1979 | 2022 | 13166 | 2131 | 70.54 | 2140 | 2267 | 66.296 | 2145
2023 | 11288 | 1859 | 69.3248 | 1786 | 1898 | 67.8899 | 1827 | 2023 | 12883 | 2086 | 70.5009 | 1979 | 2210 | 66.5333 | 2021
NET | Net Energy for Load (GWh) | Coincident Summer Peak (MW) | Coincident Load Factor | Following Coincident Winter Peak (MW) | Non-coincident Summer Peak (MW) | Non-coincident Load Factor | Following Non-coincident Winter Peak (MW) | Gross | Net Energy for Load (GWh) | Coincident Summer Peak (MW) | Gross Coincident Load Factor | Following Coincident Winter Peak (MW) | Non-coincident Summer Peak (MW) | Gross Non-coincident Load Factor | Following Non-coincident Winter Peak (MW)
MA | [7 empty] | MA
1991 | 48155 | 8937 | 61.5099 | 8367 | 8937 | 61.5099 | 8367 | 1991 | 48155 | 8937 | 61.5099 | 8367 | 8937 | 61.5099 | 8367
1992 | 48161 | 8527 | 64.2995 | 8364 | 8532 | 64.2618 | 8364 | 1992 | 48161 | 8527 | 64.2995 | 8364 | 8532 | 64.2618 | 8364
1993 | 48644 | 8749 | 63.4682 | 8595 | 8749 | 63.4682 | 8595 | 1993 | 48644 | 8749 | 63.4682 | 8595 | 8749 | 63.4682 | 8595
1994 | 49355 | 9393 | 59.9801 | 8616 | 9393 | 59.9801 | 8616 | 1994 | 49355 | 9393 | 59.9801 | 8616 | 9393 | 59.9801 | 8616
1995 | 49684 | 9313 | 60.8982 | 8477 | 9338 | 60.7345 | 8477 | 1995 | 49684 | 9313 | 60.8982 | 8477 | 9338 | 60.7345 | 8477
1996 | 50468 | 8796 | 65.3184 | 8137 | 8822 | 65.1259 | 8137 | 1996 | 50468 | 8796 | 65.3184 | 8137 | 8822 | 65.1259 | 8137
1997 | 50859 | 9550 | 60.7968 | 8151 | 9550 | 60.7968 | 8151 | 1997 | 50859 | 9550 | 60.7968 | 8151 | 9550 | 60.7968 | 8151
1998 | 51782 | 9723 | 60.7965 | 8956 | 9723 | 60.7965 | 8956 | 1998 | 51782 | 9723 | 60.7965 | 8956 | 9723 | 60.7965 | 8956
1999 | 54511 | 10783 | 57.7073 | 9610 | 10783 | 57.7073 | 9610 | 1999 | 54511 | 10783 | 57.7073 | 9610 | 10783 | 57.7073 | 9610
2000 | 56343 | 10276 | 62.4216 | 9058 | 10276 | 62.4216 | 9058 | 2000 | 56343 | 10276 | 62.4216 | 9058 | 10276 | 62.4216 | 9058
2001 | 56959 | 11748 | 55.347 | 8936 | 11748 | 55.347 | 8936 | 2001 | 56959 | 11748 | 55.347 | 8936 | 11748 | 55.347 | 8936
2002 | 57993 | 11822 | 56.0008 | 9759 | 11822 | 56.0008 | 9759 | 2002 | 57993 | 11822 | 56.0008 | 9759 | 11822 | 56.0008 | 9759
2003 | 59473 | 11403 | 59.5386 | 10444 | 11403 | 59.5386 | 10444 | 2003 | 59473 | 11403 | 59.5386 | 10444 | 11403 | 59.5386 | 10444
2004 | 59993 | 11189 | 61.0407 | 10140 | 11216 | 60.8938 | 10161 | 2004 | 59993 | 11189 | 61.0407 | 10140 | 11216 | 60.8938 | 10161
2005 | 61841 | 12635 | 55.8725 | 9838 | 12646 | 55.823 | 9838 | 2005 | 61841 | 12635 | 55.8725 | 9838 | 12646 | 55.823 | 9838
2006 | 60192 | 13389 | 51.3218 | 9928 | 13421 | 51.1964 | 9928 | 2006 | 60192 | 13389 | 51.3218 | 9928 | 13421 | 51.1964 | 9928
2007 | 61578 | 12232 | 57.4677 | 9973 | 12237 | 57.4452 | 9999 | 2007 | 61578 | 12232 | 57.4677 | 9973 | 12237 | 57.4452 | 9999
2008 | 60529 | 12442 | 55.3852 | 9639 | 12442 | 55.3852 | 9639 | 2008 | 60529 | 12442 | 55.3852 | 9639 | 12442 | 55.3852 | 9639
2009 | 58434 | 11917 | 55.9748 | 9545 | 11929 | 55.9204 | 9553 | 2009 | 58434 | 11917 | 55.9748 | 9545 | 11929 | 55.9204 | 9553
2010 | 60527 | 12755 | 54.1704 | 9788 | 12755 | 54.1704 | 9788 | 2010 | 61637 | 13064 | 53.8592 | 10090 | 13064 | 53.8592 | 10090
2011 | 59854 | 13266 | 51.5054 | 9210 | 13266 | 51.5054 | 9210 | 2011 | 62051 | 13651 | 51.891 | 9586 | 13651 | 51.891 | 9586
2012 | 59275 | 12434 | 54.2695 | 9588 | 12434 | 54.2695 | 9588 | 2012 | 62013 | 12928 | 54.6063 | 10019 | 12928 | 54.6063 | 10019
2013 | 59626 | 13084 | 52.023 | 9873 | 13095 | 51.979 | 9873 | 2013 | 62912 | 13737 | 52.2823 | 10394 | 13737 | 52.2823 | 10394
2014 | 58267 | 11534 | 57.6689 | 9470 | 11551 | 57.5828 | 9470 | 2014 | 62312 | 12359 | 57.5556 | 10110 | 12359 | 57.5556 | 10110
2015 | 58111 | 11478 | 57.7967 | 8862 | 11601 | 57.1814 | 8948 | 2015 | 63061 | 12552 | 57.3518 | 9607 | 12571 | 57.2648 | 9693
2016 | 56797 | 12124 | 53.3334 | 8995 | 12124 | 53.3334 | 9065 | 2016 | 62491 | 13334 | 53.3541 | 9787 | 13334 | 53.3541 | 9858
2017 | 55374 | 11375 | 55.5685 | 9499 | 11375 | 55.5685 | 9499 | 2017 | 62196 | 12724 | 55.7992 | 10522 | 12726 | 55.7893 | 10522
2018 | 56293 | 12232 | 52.537 | 9531 | 12253 | 52.4468 | 9531 | 2018 | 64279 | 13861 | 52.9405 | 10684 | 13861 | 52.9405 | 10684
2019 | 54270 | 11520 | 53.778 | 8655 | 11520 | 53.778 | 8655 | 2019 | 63140 | 13252 | 54.3912 | 9926 | 13252 | 54.3912 | 9926
2020 | 53007 | 11670 | 51.7086 | 8535 | 11670 | 51.7086 | 8554 | 2020 | 63404 | 13982 | 51.6248 | 10080 | 13982 | 51.6248 | 10099
2021 | 53845 | 12314 | 49.9157 | 8990 | 12314 | 49.9157 | 8990 | 2021 | 65383 | 14547 | 51.3074 | 10600 | 14698 | 50.7814 | 10600
2022 | 54081 | 11680 | 52.8561 | 8972 | 12003 | 51.4326 | 8972 | 2022 | 66855 | 14735 | 51.7948 | 10776 | 14735 | 51.7948 | 10776
2023 | 52718 | 11383 | 52.8701 | 8385 | 11383 | 52.8701 | 8385 | 2023 | 66094 | 13869 | 54.402 | 10167 | 13869 | 54.402 | 10167
NET | Net Energy for Load (GWh) | Coincident Summer Peak (MW) | Coincident Load Factor | Following Coincident Winter Peak (MW) | Non-coincident Summer Peak (MW) | Non-coincident Load Factor | Following Non-coincident Winter Peak (MW) | Gross | Net Energy for Load (GWh) | Coincident Summer Peak (MW) | Gross Coincident Load Factor | Following Coincident Winter Peak (MW) | Non-coincident Summer Peak (MW) | Gross Non-coincident Load Factor | Following Non-coincident Winter Peak (MW)
NH | [7 empty] | NH
1991 | 9074 | 1553 | 66.698 | 1661 | 1556 | 66.5694 | 1661 | 1991 | 9074 | 1553 | 66.698 | 1661 | 1556 | 66.5694 | 1661
1992 | 9268 | 1521 | 69.3725 | 1667 | 1529 | 69.0095 | 1667 | 1992 | 9268 | 1521 | 69.3725 | 1667 | 1529 | 69.0095 | 1667
1993 | 9278 | 1548 | 68.431 | 1661 | 1548 | 68.431 | 1661 | 1993 | 9278 | 1548 | 68.431 | 1661 | 1548 | 68.431 | 1661
1994 | 9386 | 1654 | 64.7864 | 1645 | 1654 | 64.7864 | 1671 | 1994 | 9386 | 1654 | 64.7864 | 1645 | 1654 | 64.7864 | 1671
1995 | 9443 | 1653 | 65.2096 | 1660 | 1673 | 64.43 | 1660 | 1995 | 9443 | 1653 | 65.2096 | 1660 | 1673 | 64.43 | 1660
1996 | 9534 | 1598 | 67.9239 | 1598 | 1636 | 66.3462 | 1603 | 1996 | 9534 | 1598 | 67.9239 | 1598 | 1636 | 66.3462 | 1603
1997 | 9706 | 1680 | 65.9428 | 1648 | 1680 | 65.9428 | 1648 | 1997 | 9706 | 1680 | 65.9428 | 1648 | 1680 | 65.9428 | 1648
1998 | 9823 | 1776 | 63.1243 | 1729 | 1792 | 62.5887 | 1729 | 1998 | 9823 | 1776 | 63.1243 | 1729 | 1792 | 62.5887 | 1729
1999 | 10502 | 1875 | 63.9374 | 1861 | 1889 | 63.4838 | 1861 | 1999 | 10502 | 1875 | 63.9374 | 1861 | 1889 | 63.4838 | 1861
2000 | 10737 | 1766 | 69.2211 | 1760 | 1807 | 67.6428 | 1800 | 2000 | 10737 | 1766 | 69.2211 | 1760 | 1807 | 67.6428 | 1800
2001 | 10869 | 2126 | 58.362 | 1786 | 2143 | 57.9018 | 1786 | 2001 | 10869 | 2126 | 58.362 | 1786 | 2143 | 57.9018 | 1786
2002 | 10938 | 2184 | 57.1632 | 1885 | 2184 | 57.1632 | 1885 | 2002 | 10938 | 2184 | 57.1632 | 1885 | 2184 | 57.1632 | 1885
2003 | 11447 | 2104 | 62.1052 | 2031 | 2152 | 60.72 | 2031 | 2003 | 11447 | 2104 | 62.1052 | 2031 | 2152 | 60.72 | 2031
2004 | 11622 | 2079 | 63.6417 | 2041 | 2081 | 63.5805 | 2041 | 2004 | 11622 | 2079 | 63.6417 | 2041 | 2081 | 63.5805 | 2041
2005 | 11980 | 2384 | 57.3589 | 1982 | 2384 | 57.3589 | 1984 | 2005 | 11980 | 2384 | 57.3589 | 1982 | 2384 | 57.3589 | 1984
2006 | 11758 | 2476 | 54.2131 | 1948 | 2476 | 54.2131 | 1951 | 2006 | 11758 | 2476 | 54.2131 | 1948 | 2476 | 54.2131 | 1951
2007 | 11906 | 2332 | 58.2749 | 1977 | 2332 | 58.2749 | 1977 | 2007 | 11906 | 2332 | 58.2749 | 1977 | 2332 | 58.2749 | 1977
2008 | 11643 | 2304 | 57.5349 | 1959 | 2316 | 57.2219 | 1959 | 2008 | 11643 | 2304 | 57.5349 | 1959 | 2316 | 57.2219 | 1959
2009 | 11312 | 2255 | 57.2706 | 1993 | 2255 | 57.2706 | 1993 | 2009 | 11312 | 2255 | 57.2706 | 1993 | 2255 | 57.2706 | 1993
2010 | 11571 | 2387 | 55.3257 | 1916 | 2388 | 55.3234 | 1916 | 2010 | 11726 | 2431 | 55.0564 | 1959 | 2431 | 55.0542 | 1959
2011 | 11597 | 2476 | 53.4634 | 1875 | 2476 | 53.4634 | 1893 | 2011 | 11918 | 2534 | 53.6969 | 1931 | 2534 | 53.6969 | 1950
2012 | 11682 | 2296 | 57.9142 | 1947 | 2298 | 57.8634 | 1947 | 2012 | 12069 | 2362 | 58.1803 | 2010 | 2363 | 58.1518 | 2010
2013 | 11857 | 2448 | 55.3005 | 2034 | 2452 | 55.1918 | 2034 | 2013 | 12280 | 2521 | 55.6154 | 2102 | 2525 | 55.5263 | 2102
2014 | 11714 | 2281 | 58.6328 | 1940 | 2294 | 58.289 | 1940 | 2014 | 12175 | 2359 | 58.926 | 2014 | 2375 | 58.5239 | 2014
2015 | 11708 | 2223 | 60.1273 | 1840 | 2223 | 60.1229 | 1859 | 2015 | 12217 | 2245 | 62.1138 | 1921 | 2312 | 60.3334 | 1936
2016 | 11669 | 2362 | 56.2421 | 1882 | 2376 | 55.9132 | 1889 | 2016 | 12189 | 2456 | 56.4933 | 1953 | 2465 | 56.2948 | 1960
2017 | 11434 | 2169 | 60.1902 | 1897 | 2180 | 59.8621 | 1971 | 2017 | 11980 | 2275 | 60.1058 | 1976 | 2283 | 59.8922 | 2051
2018 | 11646 | 2388 | 55.6797 | 1947 | 2388 | 55.6797 | 1947 | 2018 | 12243 | 2507 | 55.7414 | 2030 | 2507 | 55.7414 | 2030
2019 | 11348 | 2300 | 56.3166 | 1864 | 2303 | 56.2363 | 1864 | 2019 | 11999 | 2425 | 56.4907 | 1953 | 2429 | 56.3942 | 1953
2020 | 11324 | 2412 | 53.4476 | 1851 | 2412 | 53.4476 | 1851 | 2020 | 12124 | 2420 | 57.0393 | 1953 | 2577 | 53.5682 | 1953
2021 | 11484 | 2516 | 52.0965 | 1911 | 2516 | 52.0965 | 1911 | 2021 | 12367 | 2666 | 52.949 | 2016 | 2710 | 52.095 | 2016
2022 | 11426 | 2418 | 53.9447 | 1893 | 2432 | 53.6289 | 1893 | 2022 | 12423 | 2654 | 53.4396 | 2029 | 2654 | 53.4396 | 2029
2023 | 11189 | 2275 | 56.1474 | 1811 | 2275 | 56.1474 | 1820 | 2023 | 12310 | 2491 | 56.4127 | 1955 | 2491 | 56.4127 | 1963
NET | Net Energy for Load (GWh) | Coincident Summer Peak (MW) | Coincident Load Factor | Following Coincident Winter Peak (MW) | Non-coincident Summer Peak (MW) | Non-coincident Load Factor | Following Non-coincident Winter Peak (MW) | Gross | Net Energy for Load (GWh) | Coincident Summer Peak (MW) | Gross Coincident Load Factor | Following Coincident Winter Peak (MW) | Non-coincident Summer Peak (MW) | Gross Non-coincident Load Factor | Following Non-coincident Winter Peak (MW)
RI | [7 empty] | RI
1991 | 7139 | 1396 | 58.3795 | 1228 | 1399 | 58.2543 | 1234 | 1991 | 7139 | 1396 | 58.3795 | 1228 | 1399 | 58.2543 | 1234
1992 | 7085 | 1333 | 60.5054 | 1200 | 1336 | 60.3695 | 1200 | 1992 | 7085 | 1333 | 60.5054 | 1200 | 1336 | 60.3695 | 1200
1993 | 7246 | 1324 | 62.4594 | 1234 | 1367 | 60.5084 | 1262 | 1993 | 7246 | 1324 | 62.4594 | 1234 | 1367 | 60.5084 | 1262
1994 | 7361 | 1485 | 56.5824 | 1220 | 1485 | 56.5824 | 1220 | 1994 | 7361 | 1485 | 56.5824 | 1220 | 1485 | 56.5824 | 1220
1995 | 7394 | 1498 | 56.3369 | 1258 | 1514 | 55.7711 | 1259 | 1995 | 7394 | 1498 | 56.3369 | 1258 | 1514 | 55.7711 | 1259
1996 | 7393 | 1362 | 61.795 | 1172 | 1365 | 61.6592 | 1188 | 1996 | 7393 | 1362 | 61.795 | 1172 | 1365 | 61.6592 | 1188
1997 | 7474 | 1521 | 56.1027 | 1209 | 1521 | 56.1027 | 1209 | 1997 | 7474 | 1521 | 56.1027 | 1209 | 1521 | 56.1027 | 1209
1998 | 7651 | 1514 | 57.6852 | 1301 | 1523 | 57.3406 | 1301 | 1998 | 7651 | 1514 | 57.6852 | 1301 | 1523 | 57.3406 | 1301
1999 | 7786 | 1620 | 54.8591 | 1317 | 1620 | 54.8591 | 1317 | 1999 | 7786 | 1620 | 54.8591 | 1317 | 1620 | 54.8591 | 1317
2000 | 7932 | 1521 | 59.3548 | 1271 | 1533 | 58.9095 | 1273 | 2000 | 7932 | 1521 | 59.3548 | 1271 | 1533 | 58.9095 | 1273
2001 | 7977 | 1762 | 51.6808 | 1260 | 1774 | 51.3283 | 1260 | 2001 | 7977 | 1762 | 51.6808 | 1260 | 1774 | 51.3283 | 1260
2002 | 8173 | 1776 | 52.5404 | 1414 | 1776 | 52.5404 | 1414 | 2002 | 8173 | 1776 | 52.5404 | 1414 | 1776 | 52.5404 | 1414
2003 | 8341 | 1697 | 56.1104 | 1411 | 1697 | 56.1104 | 1411 | 2003 | 8341 | 1697 | 56.1104 | 1411 | 1697 | 56.1104 | 1411
2004 | 8424 | 1655 | 57.9473 | 1423 | 1655 | 57.9473 | 1423 | 2004 | 8424 | 1655 | 57.9473 | 1423 | 1655 | 57.9473 | 1423
2005 | 8655 | 1813 | 54.4959 | 1368 | 1852 | 53.3512 | 1368 | 2005 | 8655 | 1813 | 54.4959 | 1368 | 1852 | 53.3512 | 1368
2006 | 8370 | 2001 | 47.7433 | 1358 | 2001 | 47.7433 | 1358 | 2006 | 8370 | 2001 | 47.7433 | 1358 | 2001 | 47.7433 | 1358
2007 | 8595 | 1819 | 53.9509 | 1387 | 1819 | 53.9509 | 1387 | 2007 | 8595 | 1819 | 53.9509 | 1387 | 1819 | 53.9509 | 1387
2008 | 8492 | 1852 | 52.1967 | 1345 | 1864 | 51.8774 | 1345 | 2008 | 8492 | 1852 | 52.1967 | 1345 | 1864 | 51.8774 | 1345
2009 | 8133 | 1753 | 52.9532 | 1319 | 1754 | 52.923 | 1337 | 2009 | 8133 | 1753 | 52.9532 | 1319 | 1754 | 52.923 | 1337
2010 | 8465 | 1913 | 50.5161 | 1342 | 1913 | 50.5161 | 1342 | 2010 | 8626 | 1959 | 50.2758 | 1387 | 1959 | 50.2758 | 1387
2011 | 8381 | 2012 | 47.552 | 1285 | 2014 | 47.5001 | 1285 | 2011 | 8712 | 2072 | 47.9966 | 1344 | 2074 | 47.9457 | 1344
2012 | 8342 | 1821 | 52.1547 | 1354 | 1929 | 49.2251 | 1354 | 2012 | 8750 | 1892 | 52.6417 | 1424 | 2001 | 49.7846 | 1424
2013 | 8429 | 2013 | 47.8076 | 1365 | 2013 | 47.8076 | 1367 | 2013 | 8901 | 2097 | 48.4564 | 1447 | 2097 | 48.4564 | 1450
2014 | 8207 | 1620 | 57.8204 | 1316 | 1686 | 55.5634 | 1316 | 2014 | 8746 | 1715 | 58.2332 | 1407 | 1779 | 56.122 | 1407
2015 | 8232 | 1733 | 54.2272 | 1267 | 1771 | 53.0704 | 1268 | 2015 | 8951 | 1910 | 53.4973 | 1404 | 1910 | 53.4973 | 1404
2016 | 8184 | 1839 | 50.6681 | 1272 | 1846 | 50.4729 | 1272 | 2016 | 9079 | 1995 | 51.8178 | 1419 | 2000 | 51.6914 | 1419
2017 | 7979 | 1707 | 53.372 | 1307 | 1728 | 52.7252 | 1307 | 2017 | 9021 | 1896 | 54.3282 | 1483 | 1917 | 53.7162 | 1483
2018 | 8149 | 1893 | 49.1324 | 1338 | 1893 | 49.1324 | 1338 | 2018 | 9354 | 2108 | 50.6615 | 1536 | 2108 | 50.653 | 1536
2019 | 7841 | 1742 | 51.3827 | 1214 | 1785 | 50.1581 | 1218 | 2019 | 9175 | 2004 | 52.2632 | 1431 | 2004 | 52.2632 | 1435
2020 | 7764 | 1814 | 48.7362 | 1215 | 1893 | 46.683 | 1220 | 2020 | 9331 | 2189 | 48.5311 | 1482 | 2194 | 48.4172 | 1487
2021 | 7904 | 1893 | 47.6749 | 1244 | 1893 | 47.6749 | 1244 | 2021 | 9684 | 2176 | 50.8054 | 1524 | 2210 | 50.0198 | 1524
2022 | 7919 | 1746 | 51.7805 | 1258 | 1892 | 47.7735 | 1258 | 2022 | 9874 | 2154 | 52.3335 | 1569 | 2231 | 50.5281 | 1569
2023 | 7647 | 1702 | 51.2853 | 1165 | 1709 | 51.0817 | 1168 | 2023 | 9719 | 2057 | 53.9433 | 1473 | 2057 | 53.9433 | 1476
NET | Net Energy for Load (GWh) | Coincident Summer Peak (MW) | Coincident Load Factor | Following Coincident Winter Peak (MW) | Non-coincident Summer Peak (MW) | Non-coincident Load Factor | Following Non-coincident Winter Peak (MW) | Gross | Net Energy for Load (GWh) | Coincident Summer Peak (MW) | Gross Coincident Load Factor | Following Coincident Winter Peak (MW) | Non-coincident Summer Peak (MW) | Gross Non-coincident Load Factor | Following Non-coincident Winter Peak (MW)
VT | [7 empty] | VT
1991 | 5672 | 838 | 77.2669 | 967 | 840 | 77.0829 | 999 | 1991 | 5672 | 838 | 77.2669 | 967 | 840 | 77.0829 | 999
1992 | 5849 | 840 | 79.2658 | 965 | 848 | 78.518 | 977 | 1992 | 5849 | 840 | 79.2658 | 965 | 848 | 78.518 | 977
1993 | 5841 | 826 | 80.6818 | 965 | 838 | 79.5649 | 1050 | 1993 | 5841 | 826 | 80.6818 | 965 | 838 | 79.5649 | 1050
1994 | 5868 | 879 | 76.2448 | 941 | 896 | 74.7807 | 979 | 1994 | 5868 | 879 | 76.2448 | 941 | 896 | 74.7807 | 979
1995 | 5903 | 861 | 78.2741 | 962 | 890 | 75.7063 | 973 | 1995 | 5903 | 861 | 78.2741 | 962 | 890 | 75.7063 | 973
1996 | 6025 | 869 | 78.9331 | 958 | 898 | 76.384 | 999 | 1996 | 6025 | 869 | 78.9331 | 958 | 898 | 76.384 | 999
1997 | 6076 | 899 | 77.1284 | 969 | 903 | 76.8124 | 974 | 1997 | 6076 | 899 | 77.1284 | 969 | 903 | 76.8124 | 974
1998 | 6118 | 910 | 76.7149 | 988 | 948 | 73.6722 | 999 | 1998 | 6118 | 910 | 76.7149 | 988 | 948 | 73.6722 | 999
1999 | 6184 | 959 | 73.5972 | 1013 | 966 | 73.1094 | 1013 | 1999 | 6184 | 959 | 73.5972 | 1013 | 966 | 73.1094 | 1013
2000 | 6187 | 886 | 79.5057 | 955 | 914 | 77.0614 | 990 | 2000 | 6187 | 886 | 79.5057 | 955 | 914 | 77.0614 | 990
2001 | 6095 | 994 | 70.0269 | 976 | 1022 | 68.1076 | 976 | 2001 | 6095 | 994 | 70.0269 | 976 | 1022 | 68.1076 | 976
2002 | 6181 | 1000 | 70.5911 | 983 | 1007 | 70.0724 | 984 | 2002 | 6181 | 1000 | 70.5911 | 983 | 1007 | 70.0724 | 984
2003 | 6180 | 941 | 74.9749 | 1027 | 985 | 71.6257 | 1032 | 2003 | 6180 | 941 | 74.9749 | 1027 | 985 | 71.6257 | 1032
2004 | 6345 | 928 | 77.8425 | 1068 | 951 | 75.9599 | 1068 | 2004 | 6345 | 928 | 77.8425 | 1068 | 951 | 75.9599 | 1068
2005 | 6516 | 959 | 77.5595 | 1029 | 1062 | 70.0637 | 1050 | 2005 | 6516 | 959 | 77.5595 | 1029 | 1062 | 70.0637 | 1050
2006 | 6399 | 1094 | 66.7543 | 986 | 1109 | 65.8635 | 1009 | 2006 | 6399 | 1094 | 66.7543 | 986 | 1109 | 65.8635 | 1009
2007 | 6464 | 1041 | 70.8685 | 1032 | 1052 | 70.141 | 1032 | 2007 | 6464 | 1041 | 70.8685 | 1032 | 1052 | 70.141 | 1032
2008 | 6360 | 894 | 80.9871 | 1006 | 1029 | 70.3483 | 1006 | 2008 | 6360 | 894 | 80.9871 | 1006 | 1029 | 70.3483 | 1006
2009 | 6118 | 973 | 71.7651 | 1012 | 998 | 69.9676 | 1013 | 2009 | 6118 | 973 | 71.7651 | 1012 | 998 | 69.9676 | 1013
2010 | 6228 | 1033 | 68.795 | 970 | 1055 | 67.3673 | 999 | 2010 | 6451 | 1091 | 67.4913 | 1027 | 1113 | 66.1633 | 1056
2011 | 6162 | 1039 | 67.7126 | 987 | 1048 | 67.0926 | 988 | 2011 | 6595 | 1108 | 67.9681 | 1056 | 1117 | 67.3841 | 1056
2012 | 6041 | 963 | 71.4014 | 983 | 985 | 69.8267 | 984 | 2012 | 6561 | 1039 | 71.8539 | 1057 | 1072 | 69.6745 | 1059
2013 | 6116 | 1022 | 68.3131 | 998 | 1028 | 67.9349 | 1011 | 2013 | 6753 | 1139 | 67.6994 | 1094 | 1151 | 66.961 | 1106
2014 | 5999 | 940 | 72.8921 | 970 | 956 | 71.6705 | 972 | 2014 | 6764 | 1073 | 71.9542 | 1079 | 1091 | 70.7539 | 1080
2015 | 5921 | 915 | 73.8374 | 933 | 923 | 73.2425 | 973 | 2015 | 6837 | 1026 | 76.0517 | 1055 | 1097 | 71.1284 | 1095
2016 | 5819 | 896 | 73.9406 | 915 | 936 | 70.7873 | 953 | 2016 | 6883 | 1095 | 71.5409 | 1050 | 1124 | 69.7034 | 1088
2017 | 5640 | 772 | 83.4416 | 954 | 884 | 72.8777 | 980 | 2017 | 6806 | 966 | 80.4634 | 1085 | 1044 | 74.4024 | 1112
2018 | 5663 | 885 | 73.0736 | 936 | 980 | 65.9877 | 936 | 2018 | 6825 | 1124 | 69.3309 | 1056 | 1155 | 67.4521 | 1056
2019 | 5440 | 839 | 74.0559 | 871 | 903 | 68.7651 | 885 | 2019 | 6616 | 1104 | 68.4256 | 985 | 1108 | 68.1358 | 1011
2020 | 5262 | 873 | 68.5817 | 887 | 934 | 64.1205 | 894 | 2020 | 6441 | 1044 | 70.2225 | 985 | 1103 | 66.4798 | 998
2021 | 5307 | 841 | 72.0533 | 907 | 931 | 65.0552 | 949 | 2021 | 6553 | 1163 | 64.296 | 1026 | 1167 | 64.1199 | 1044
2022 | 5258 | 808 | 74.2918 | 951 | 908 | 66.0864 | 954 | 2022 | 6678 | 1129 | 67.5402 | 1078 | 1145 | 66.5879 | 1082
2023 | 5067 | 782 | 73.9414 | 888 | 876 | 66.0053 | 898 | 2023 | 6479 | 1030 | 71.8179 | 1014 | 1096 | 67.4531 | 1023

## 2A Summer (MW)
2024 CELT Forecast Detail: ISONE Control Area, New England States, RSP Sub-areas, and SMD Load Zones
SUMMER PEAK(MW)
| GROSS |  |  | GROSS-PV |  |  | NET
ISO-NE | 50/50 | 90/10 | PV | 50/50 | 90/10 | EE | 50/50 | 90/10
2024 | 27424 | 29254 | 1097 | 26327 | 28158 | 1775 | 24553 | 26383
2025 | 27593 | 29434 | 1141 | 26453 | 28293 | 1873 | 24579 | 26419
2026 | 27835 | 29688 | 1161 | 26674 | 28526 | 1972 | 24702 | 26554
2027 | 28088 | 29953 | 1173 | 26916 | 28780 | 2070 | 24845 | 26710
2028 | 28376 | 30254 | 1199 | 27178 | 29055 | 2102 | 25076 | 26954
2029 | 28700 | 30592 | 1218 | 27481 | 29373 | 2117 | 25364 | 27256
2030 | 29058 | 30966 | 1236 | 27823 | 29730 | 2117 | 25706 | 27613
2031 | 29453 | 31377 | 1253 | 28201 | 30124 | 2101 | 26100 | 28023
2032 | 29886 | 31826 | 1269 | 28616 | 30556 | 2069 | 26547 | 28488
2033 | 30359 | 32313 | 1284 | 29075 | 31029 | 2023 | 27052 | 29007
CAGR | 1.14 | 1.11 | 1.77 | 1.11 | 1.08 | 1.46 | 1.08 | 1.06
STATES:
CT | 50/50 | 90/10 | PV | 50/50 | 90/10 | EE | 50/50 | 90/10
2024 | 6964 | 7400 | 217 | 6747 | 7183 | 448 | 6299 | 6735
2025 | 6983 | 7420 | 243 | 6741 | 7177 | 473 | 6268 | 6705
2026 | 7016 | 7453 | 268 | 6748 | 7186 | 498 | 6251 | 6688
2027 | 7048 | 7487 | 288 | 6760 | 7198 | 522 | 6237 | 6676
2028 | 7085 | 7526 | 307 | 6779 | 7219 | 528 | 6251 | 6691
2029 | 7129 | 7570 | 322 | 6807 | 7248 | 530 | 6277 | 6718
2030 | 7179 | 7621 | 337 | 6842 | 7284 | 530 | 6312 | 6755
2031 | 7235 | 7678 | 350 | 6884 | 7328 | 525 | 6359 | 6803
2032 | 7299 | 7743 | 364 | 6935 | 7380 | 518 | 6417 | 6862
2033 | 7371 | 7817 | 375 | 6996 | 7442 | 507 | 6489 | 6934
CAGR | 0.63 | 0.61 | 6.27 | 0.4 | 0.39 | 1.4 | 0.33 | 0.32
ME | 50/50 | 90/10 | PV | 50/50 | 90/10 | EE | 50/50 | 90/10
2024 | 2136 | 2261 | 81 | 2055 | 2180 | 100 | 1954 | 2080
2025 | 2162 | 2290 | 87 | 2074 | 2202 | 106 | 1968 | 2096
2026 | 2197 | 2327 | 90 | 2107 | 2237 | 112 | 1995 | 2126
2027 | 2234 | 2367 | 92 | 2143 | 2276 | 117 | 2025 | 2159
2028 | 2277 | 2414 | 93 | 2184 | 2321 | 110 | 2075 | 2211
2029 | 2325 | 2466 | 93 | 2231 | 2372 | 102 | 2130 | 2271
2030 | 2378 | 2523 | 94 | 2284 | 2429 | 94 | 2190 | 2336
2031 | 2436 | 2585 | 94 | 2341 | 2491 | 85 | 2256 | 2406
2032 | 2496 | 2650 | 95 | 2402 | 2556 | 76 | 2326 | 2479
2033 | 2559 | 2717 | 95 | 2465 | 2623 | 67 | 2398 | 2555
CAGR | 2.03 | 2.06 | 1.77 | 2.04 | 2.07 | -4.39 | 2.3 | 2.32
MA | 50/50 | 90/10 | PV | 50/50 | 90/10 | EE | 50/50 | 90/10
2024 | 12816 | 13733 | 554 | 12262 | 13179 | 877 | 11385 | 12302
2025 | 12899 | 13820 | 564 | 12335 | 13256 | 926 | 11409 | 12330
2026 | 13022 | 13949 | 554 | 12468 | 13395 | 975 | 11494 | 12420
2027 | 13150 | 14083 | 543 | 12607 | 13540 | 1023 | 11584 | 12517
2028 | 13296 | 14237 | 549 | 12747 | 13687 | 1053 | 11694 | 12634
2029 | 13462 | 14408 | 553 | 12909 | 13855 | 1073 | 11836 | 12782
2030 | 13645 | 14597 | 555 | 13089 | 14042 | 1083 | 12007 | 12959
2031 | 13847 | 14805 | 557 | 13290 | 14248 | 1083 | 12207 | 13165
2032 | 14069 | 15034 | 558 | 13511 | 14476 | 1074 | 12437 | 13402
2033 | 14313 | 15284 | 559 | 13754 | 14725 | 1056 | 12698 | 13669
CAGR | 1.23 | 1.2 | 0.1 | 1.28 | 1.24 | 2.08 | 1.22 | 1.18
NH | 50/50 | 90/10 | PV | 50/50 | 90/10 | EE | 50/50 | 90/10
2024 | 2508 | 2644 | 66 | 2442 | 2578 | 114 | 2328 | 2464
2025 | 2530 | 2667 | 68 | 2461 | 2598 | 120 | 2341 | 2478
2026 | 2556 | 2694 | 70 | 2486 | 2624 | 127 | 2359 | 2497
2027 | 2586 | 2724 | 72 | 2514 | 2652 | 133 | 2381 | 2519
2028 | 2618 | 2756 | 73 | 2546 | 2683 | 136 | 2410 | 2548
2029 | 2653 | 2792 | 73 | 2580 | 2719 | 137 | 2443 | 2581
2030 | 2690 | 2831 | 74 | 2617 | 2758 | 138 | 2479 | 2619
2031 | 2731 | 2874 | 74 | 2656 | 2800 | 139 | 2518 | 2661
2032 | 2774 | 2919 | 75 | 2699 | 2844 | 138 | 2560 | 2706
2033 | 2820 | 2967 | 75 | 2745 | 2892 | 138 | 2607 | 2754
CAGR | 1.31 | 1.29 | 1.5 | 1.31 | 1.28 | 2.11 | 1.27 | 1.24
RI | 50/50 | 90/10 | PV | 50/50 | 90/10 | EE | 50/50 | 90/10
2024 | 1961 | 2136 | 39 | 1922 | 2097 | 145 | 1776 | 1952
2025 | 1974 | 2151 | 41 | 1933 | 2110 | 153 | 1779 | 1957
2026 | 1990 | 2169 | 43 | 1948 | 2126 | 161 | 1786 | 1965
2027 | 2007 | 2187 | 42 | 1965 | 2145 | 169 | 1796 | 1976
2028 | 2026 | 2207 | 43 | 1982 | 2164 | 169 | 1814 | 1995
2029 | 2046 | 2229 | 45 | 2001 | 2184 | 167 | 1835 | 2017
2030 | 2068 | 2252 | 46 | 2022 | 2206 | 163 | 1859 | 2043
2031 | 2091 | 2277 | 47 | 2045 | 2230 | 159 | 1885 | 2071
2032 | 2117 | 2304 | 48 | 2069 | 2256 | 154 | 1915 | 2102
2033 | 2144 | 2333 | 49 | 2096 | 2284 | 148 | 1948 | 2136
CAGR | 1 | 0.98 | 2.38 | 0.97 | 0.95 | 0.21 | 1.03 | 1.01
VT | 50/50 | 90/10 | PV | 50/50 | 90/10 | EE | 50/50 | 90/10
2024 | 1039 | 1080 | 139 | 901 | 941 | 90 | 811 | 851
2025 | 1045 | 1086 | 138 | 908 | 948 | 95 | 813 | 853
2026 | 1054 | 1095 | 137 | 917 | 958 | 100 | 817 | 858
2027 | 1063 | 1104 | 136 | 927 | 969 | 105 | 822 | 864
2028 | 1073 | 1115 | 134 | 939 | 981 | 107 | 832 | 874
2029 | 1085 | 1128 | 132 | 953 | 996 | 108 | 845 | 887
2030 | 1099 | 1142 | 131 | 968 | 1011 | 109 | 859 | 902
2031 | 1114 | 1157 | 130 | 984 | 1027 | 109 | 875 | 918
2032 | 1131 | 1175 | 130 | 1001 | 1045 | 108 | 893 | 937
2033 | 1151 | 1195 | 130 | 1020 | 1065 | 107 | 913 | 958
CAGR | 1.13 | 1.13 | -0.71 | 1.4 | 1.38 | 1.92 | 1.34 | 1.33
SUBAREAS:
BHE | 50/50 | 90/10 | PV | 50/50 | 90/10 | EE | 50/50 | 90/10
2024 | 311 | 329 | 11 | 300 | 318 | 14 | 285 | 304
2025 | 315 | 333 | 12 | 303 | 321 | 15 | 288 | 306
2026 | 320 | 339 | 12 | 308 | 327 | 16 | 292 | 311
2027 | 325 | 345 | 12 | 313 | 332 | 17 | 296 | 316
2028 | 331 | 351 | 12 | 319 | 339 | 16 | 304 | 323
2029 | 338 | 359 | 12 | 326 | 347 | 15 | 312 | 332
2030 | 346 | 367 | 12 | 334 | 355 | 13 | 321 | 342
2031 | 355 | 376 | 12 | 342 | 364 | 12 | 330 | 352
2032 | 363 | 386 | 12 | 351 | 374 | 11 | 340 | 363
2033 | 373 | 396 | 12 | 360 | 383 | 10 | 351 | 374
CAGR | 2.0411 | 2.073 | 1.0615 | 2.0759 | 2.1069 | -4.3808 | 2.3268 | 2.3437
ME | 50/50 | 90/10 | PV | 50/50 | 90/10 | EE | 50/50 | 90/10
2024 | 966 | 1023 | 49 | 917 | 974 | 47 | 871 | 928
2025 | 978 | 1037 | 53 | 926 | 984 | 49 | 876 | 934
2026 | 995 | 1054 | 55 | 940 | 999 | 52 | 888 | 947
2027 | 1012 | 1073 | 56 | 957 | 1017 | 55 | 902 | 962
2028 | 1032 | 1094 | 56 | 976 | 1038 | 51 | 925 | 987
2029 | 1054 | 1118 | 57 | 997 | 1061 | 47 | 950 | 1014
2030 | 1079 | 1145 | 57 | 1021 | 1087 | 44 | 978 | 1044
2031 | 1105 | 1173 | 58 | 1048 | 1115 | 40 | 1008 | 1076
2032 | 1133 | 1203 | 58 | 1075 | 1145 | 36 | 1040 | 1110
2033 | 1162 | 1234 | 58 | 1104 | 1176 | 31 | 1073 | 1145
CAGR | 2.0732 | 2.1052 | 1.9213 | 2.0812 | 2.1143 | -4.3519 | 2.3481 | 2.366
SME | 50/50 | 90/10 | PV | 50/50 | 90/10 | EE | 50/50 | 90/10
2024 | 816 | 864 | 16 | 800 | 848 | 38 | 762 | 810
2025 | 826 | 875 | 17 | 808 | 857 | 40 | 769 | 818
2026 | 839 | 889 | 18 | 821 | 871 | 42 | 780 | 829
2027 | 853 | 904 | 18 | 835 | 886 | 44 | 792 | 842
2028 | 870 | 922 | 18 | 852 | 904 | 41 | 811 | 863
2029 | 888 | 942 | 18 | 870 | 923 | 38 | 832 | 885
2030 | 908 | 964 | 18 | 890 | 945 | 35 | 855 | 910
2031 | 930 | 987 | 19 | 912 | 969 | 32 | 880 | 937
2032 | 953 | 1012 | 19 | 935 | 994 | 29 | 906 | 965
2033 | 977 | 1038 | 19 | 959 | 1019 | 25 | 934 | 994
CAGR | 2.0294 | 2.0614 | 1.751 | 2.0349 | 2.0672 | -4.385 | 2.2801 | 2.2989
NH | 50/50 | 90/10 | PV | 50/50 | 90/10 | EE | 50/50 | 90/10
2024 | 2295 | 2420 | 63 | 2232 | 2357 | 98 | 2134 | 2259
2025 | 2315 | 2440 | 66 | 2249 | 2374 | 103 | 2145 | 2271
2026 | 2339 | 2465 | 68 | 2271 | 2397 | 109 | 2162 | 2289
2027 | 2365 | 2492 | 69 | 2296 | 2423 | 114 | 2182 | 2308
2028 | 2395 | 2521 | 70 | 2325 | 2451 | 116 | 2209 | 2335
2029 | 2427 | 2554 | 71 | 2356 | 2483 | 117 | 2239 | 2366
2030 | 2461 | 2590 | 71 | 2390 | 2519 | 118 | 2272 | 2401
2031 | 2498 | 2629 | 72 | 2426 | 2557 | 118 | 2308 | 2439
2032 | 2537 | 2670 | 72 | 2465 | 2598 | 118 | 2347 | 2480
2033 | 2580 | 2715 | 73 | 2507 | 2642 | 117 | 2390 | 2525
CAGR | 1.309 | 1.286 | 1.637 | 1.2996 | 1.2765 | 2.0017 | 1.2665 | 1.2441
VT | 50/50 | 90/10 | PV | 50/50 | 90/10 | EE | 50/50 | 90/10
2024 | 1276 | 1329 | 139 | 1137 | 1190 | 103 | 1034 | 1087
2025 | 1284 | 1338 | 138 | 1146 | 1200 | 109 | 1037 | 1091
2026 | 1295 | 1350 | 138 | 1158 | 1212 | 114 | 1043 | 1097
2027 | 1307 | 1362 | 137 | 1170 | 1225 | 120 | 1050 | 1105
2028 | 1321 | 1376 | 136 | 1185 | 1240 | 122 | 1062 | 1118
2029 | 1336 | 1392 | 134 | 1202 | 1258 | 124 | 1078 | 1134
2030 | 1353 | 1409 | 133 | 1220 | 1276 | 125 | 1095 | 1152
2031 | 1372 | 1429 | 132 | 1240 | 1297 | 125 | 1115 | 1172
2032 | 1393 | 1451 | 132 | 1261 | 1319 | 124 | 1137 | 1195
2033 | 1417 | 1475 | 133 | 1284 | 1343 | 123 | 1162 | 1220
CAGR | 1.1684 | 1.1639 | -0.53926 | 1.3623 | 1.3488 | 1.9466 | 1.3026 | 1.2907
Boston | 50/50 | 90/10 | PV | 50/50 | 90/10 | EE | 50/50 | 90/10
2024 | 5843 | 6261 | 143 | 5700 | 6118 | 407 | 5293 | 5711
2025 | 5880 | 6300 | 146 | 5734 | 6154 | 430 | 5304 | 5724
2026 | 5935 | 6358 | 144 | 5792 | 6214 | 453 | 5339 | 5762
2027 | 5993 | 6418 | 144 | 5849 | 6274 | 476 | 5373 | 5798
2028 | 6059 | 6487 | 146 | 5913 | 6342 | 490 | 5423 | 5852
2029 | 6134 | 6565 | 147 | 5987 | 6418 | 499 | 5488 | 5919
2030 | 6216 | 6650 | 147 | 6069 | 6503 | 504 | 5565 | 5999
2031 | 6308 | 6744 | 148 | 6160 | 6597 | 505 | 5655 | 6092
2032 | 6408 | 6848 | 148 | 6260 | 6700 | 501 | 5760 | 6199
2033 | 6519 | 6961 | 148 | 6371 | 6813 | 492 | 5878 | 6320
CAGR | 1.2237 | 1.1848 | 0.3891 | 1.2439 | 1.2029 | 2.1435 | 1.1721 | 1.1331
CMA/NEMA | 50/50 | 90/10 | PV | 50/50 | 90/10 | EE | 50/50 | 90/10
2024 | 1649 | 1767 | 83 | 1566 | 1684 | 113 | 1453 | 1571
2025 | 1658 | 1776 | 84 | 1574 | 1692 | 120 | 1454 | 1573
2026 | 1672 | 1791 | 83 | 1589 | 1708 | 126 | 1463 | 1582
2027 | 1687 | 1807 | 82 | 1605 | 1725 | 132 | 1473 | 1592
2028 | 1704 | 1824 | 83 | 1621 | 1742 | 136 | 1485 | 1606
2029 | 1724 | 1845 | 83 | 1641 | 1762 | 139 | 1502 | 1623
2030 | 1745 | 1867 | 83 | 1662 | 1784 | 140 | 1522 | 1644
2031 | 1770 | 1892 | 83 | 1686 | 1809 | 140 | 1547 | 1669
2032 | 1796 | 1920 | 83 | 1713 | 1836 | 139 | 1574 | 1698
2033 | 1826 | 1950 | 83 | 1743 | 1867 | 136 | 1606 | 1730
CAGR | 1.1404 | 1.1016 | 0.10365 | 1.1928 | 1.1486 | 2.0731 | 1.1215 | 1.0792
WMA | 50/50 | 90/10 | PV | 50/50 | 90/10 | EE | 50/50 | 90/10
2024 | 1975 | 2114 | 141 | 1834 | 1974 | 134 | 1700 | 1840
2025 | 1991 | 2132 | 143 | 1848 | 1989 | 141 | 1707 | 1848
2026 | 2014 | 2155 | 139 | 1874 | 2016 | 149 | 1725 | 1867
2027 | 2037 | 2180 | 135 | 1902 | 2045 | 157 | 1745 | 1888
2028 | 2063 | 2207 | 136 | 1926 | 2071 | 161 | 1765 | 1910
2029 | 2092 | 2237 | 137 | 1954 | 2100 | 164 | 1790 | 1936
2030 | 2123 | 2270 | 138 | 1985 | 2132 | 166 | 1819 | 1966
2031 | 2158 | 2305 | 138 | 2019 | 2167 | 166 | 1853 | 2001
2032 | 2195 | 2344 | 139 | 2057 | 2206 | 165 | 1892 | 2041
2033 | 2236 | 2386 | 139 | 2097 | 2248 | 162 | 1935 | 2086
CAGR | 1.3909 | 1.3535 | -0.15303 | 1.5019 | 1.4544 | 2.1425 | 1.4501 | 1.4028
SEMA | 50/50 | 90/10 | PV | 50/50 | 90/10 | EE | 50/50 | 90/10
2024 | 2865 | 3073 | 159 | 2705 | 2913 | 194 | 2511 | 2719
2025 | 2881 | 3090 | 162 | 2719 | 2928 | 204 | 2515 | 2723
2026 | 2906 | 3116 | 160 | 2746 | 2956 | 214 | 2532 | 2742
2027 | 2932 | 3144 | 156 | 2777 | 2988 | 225 | 2552 | 2764
2028 | 2963 | 3175 | 157 | 2805 | 3018 | 230 | 2575 | 2788
2029 | 2997 | 3211 | 159 | 2838 | 3052 | 233 | 2605 | 2819
2030 | 3035 | 3250 | 159 | 2876 | 3091 | 235 | 2641 | 2856
2031 | 3077 | 3294 | 160 | 2917 | 3134 | 234 | 2684 | 2900
2032 | 3124 | 3342 | 161 | 2964 | 3181 | 231 | 2733 | 2950
2033 | 3176 | 3395 | 161 | 3014 | 3234 | 227 | 2788 | 3007
CAGR | 1.1514 | 1.1139 | 0.11673 | 1.2098 | 1.1662 | 1.7564 | 1.1666 | 1.1231
RI | 50/50 | 90/10 | PV | 50/50 | 90/10 | EE | 50/50 | 90/10
2024 | 2573 | 2789 | 78 | 2494 | 2710 | 186 | 2308 | 2524
2025 | 2590 | 2808 | 81 | 2509 | 2727 | 196 | 2313 | 2531
2026 | 2613 | 2833 | 81 | 2532 | 2752 | 207 | 2325 | 2545
2027 | 2637 | 2858 | 79 | 2557 | 2779 | 217 | 2340 | 2562
2028 | 2663 | 2886 | 81 | 2582 | 2805 | 218 | 2364 | 2587
2029 | 2692 | 2917 | 83 | 2609 | 2834 | 217 | 2392 | 2617
2030 | 2724 | 2950 | 84 | 2640 | 2866 | 215 | 2424 | 2651
2031 | 2758 | 2986 | 85 | 2673 | 2901 | 211 | 2461 | 2689
2032 | 2795 | 3025 | 87 | 2709 | 2939 | 206 | 2503 | 2733
2033 | 2836 | 3068 | 88 | 2748 | 2980 | 199 | 2549 | 2780
CAGR | 1.0874 | 1.0635 | 1.246 | 1.0824 | 1.0582 | 0.77158 | 1.1071 | 1.0791
CT | 50/50 | 90/10 | PV | 50/50 | 90/10 | EE | 50/50 | 90/10
2024 | 3282 | 3488 | 124 | 3158 | 3364 | 215 | 2943 | 3149
2025 | 3291 | 3497 | 138 | 3153 | 3359 | 227 | 2926 | 3132
2026 | 3307 | 3513 | 152 | 3154 | 3361 | 239 | 2915 | 3122
2027 | 3322 | 3529 | 164 | 3158 | 3365 | 251 | 2907 | 3114
2028 | 3340 | 3547 | 174 | 3166 | 3373 | 254 | 2912 | 3120
2029 | 3360 | 3568 | 183 | 3177 | 3386 | 255 | 2923 | 3131
2030 | 3384 | 3592 | 191 | 3193 | 3401 | 254 | 2938 | 3147
2031 | 3411 | 3620 | 199 | 3212 | 3421 | 252 | 2959 | 3168
2032 | 3441 | 3650 | 206 | 3235 | 3444 | 249 | 2986 | 3195
2033 | 3475 | 3685 | 213 | 3262 | 3472 | 244 | 3018 | 3229
CAGR | 0.63749 | 0.61456 | 6.2039 | 0.36106 | 0.35385 | 1.3993 | 0.28168 | 0.27913
SWCT | 50/50 | 90/10 | PV | 50/50 | 90/10 | EE | 50/50 | 90/10
2024 | 2321 | 2466 | 75 | 2246 | 2391 | 146 | 2100 | 2246
2025 | 2327 | 2473 | 84 | 2243 | 2389 | 154 | 2089 | 2235
2026 | 2338 | 2484 | 93 | 2245 | 2391 | 162 | 2083 | 2229
2027 | 2349 | 2495 | 100 | 2248 | 2395 | 170 | 2078 | 2224
2028 | 2361 | 2508 | 107 | 2254 | 2401 | 172 | 2082 | 2229
2029 | 2375 | 2522 | 112 | 2263 | 2410 | 173 | 2090 | 2237
2030 | 2392 | 2539 | 117 | 2275 | 2422 | 173 | 2101 | 2249
2031 | 2410 | 2558 | 122 | 2288 | 2436 | 172 | 2116 | 2264
2032 | 2432 | 2580 | 127 | 2305 | 2453 | 170 | 2135 | 2283
2033 | 2456 | 2604 | 131 | 2325 | 2473 | 166 | 2159 | 2307
CAGR | 0.62909 | 0.60616 | 6.3842 | 0.3842 | 0.37514 | 1.476 | 0.30486 | 0.3003
NOR | 50/50 | 90/10 | PV | 50/50 | 90/10 | EE | 50/50 | 90/10
2024 | 1254 | 1332 | 15 | 1238 | 1317 | 81 | 1158 | 1236
2025 | 1257 | 1336 | 17 | 1240 | 1318 | 85 | 1155 | 1233
2026 | 1263 | 1342 | 19 | 1244 | 1323 | 89 | 1155 | 1233
2027 | 1269 | 1348 | 20 | 1248 | 1327 | 94 | 1155 | 1234
2028 | 1275 | 1354 | 22 | 1254 | 1333 | 94 | 1159 | 1238
2029 | 1283 | 1362 | 23 | 1260 | 1340 | 95 | 1166 | 1245
2030 | 1292 | 1372 | 24 | 1268 | 1348 | 94 | 1174 | 1253
2031 | 1302 | 1382 | 25 | 1277 | 1357 | 94 | 1184 | 1264
2032 | 1313 | 1394 | 26 | 1288 | 1368 | 92 | 1196 | 1276
2033 | 1327 | 1407 | 27 | 1300 | 1380 | 90 | 1210 | 1290
CAGR | 0.63084 | 0.60791 | 6.2039 | 0.54359 | 0.52546 | 1.2542 | 0.49257 | 0.47642
LOAD ZONES (CT,ME,NH,RI,VT ARE ALSO THE LOAD ZONES)
SEMA | 50/50 | 90/10 | PV | 50/50 | 90/10 | EE | 50/50 | 90/10
2024 | 3479 | 3728 | 204 | 3275 | 3524 | 230 | 3045 | 3293
2025 | 3500 | 3750 | 208 | 3292 | 3542 | 243 | 3049 | 3299
2026 | 3532 | 3783 | 205 | 3327 | 3578 | 256 | 3071 | 3322
2027 | 3565 | 3818 | 199 | 3366 | 3619 | 269 | 3097 | 3350
2028 | 3603 | 3858 | 201 | 3402 | 3656 | 277 | 3125 | 3380
2029 | 3646 | 3902 | 203 | 3443 | 3700 | 282 | 3161 | 3418
2030 | 3694 | 3952 | 204 | 3490 | 3748 | 284 | 3206 | 3464
2031 | 3747 | 4007 | 205 | 3543 | 3802 | 285 | 3258 | 3518
2032 | 3806 | 4067 | 205 | 3601 | 3862 | 282 | 3319 | 3580
2033 | 3870 | 4133 | 206 | 3665 | 3927 | 277 | 3387 | 3650
CAGR | 1.1901 | 1.1513 | 0.064495 | 1.2572 | 1.2116 | 2.0835 | 1.1924 | 1.1483
WCMA | 50/50 | 90/10 | PV | 50/50 | 90/10 | EE | 50/50 | 90/10
2024 | 3573 | 3829 | 228 | 3345 | 3601 | 297 | 3048 | 3303
2025 | 3598 | 3855 | 232 | 3367 | 3624 | 314 | 3053 | 3310
2026 | 3634 | 3893 | 227 | 3407 | 3666 | 330 | 3077 | 3335
2027 | 3672 | 3933 | 221 | 3451 | 3711 | 347 | 3104 | 3364
2028 | 3715 | 3977 | 224 | 3491 | 3754 | 355 | 3136 | 3399
2029 | 3763 | 4027 | 225 | 3538 | 3802 | 361 | 3177 | 3442
2030 | 3816 | 4082 | 226 | 3590 | 3856 | 363 | 3227 | 3493
2031 | 3874 | 4142 | 226 | 3648 | 3916 | 363 | 3284 | 3552
2032 | 3938 | 4208 | 227 | 3711 | 3981 | 361 | 3350 | 3620
2033 | 4008 | 4280 | 227 | 3781 | 4053 | 356 | 3425 | 3697
CAGR | 1.2835 | 1.2447 | -0.051796 | 1.3696 | 1.3224 | 2.0147 | 1.3049 | 1.2582
NEMA | 50/50 | 90/10 | PV | 50/50 | 90/10 | EE | 50/50 | 90/10
2024 | 5764 | 6176 | 122 | 5642 | 6054 | 350 | 5292 | 5705
2025 | 5801 | 6215 | 124 | 5677 | 6091 | 369 | 5308 | 5722
2026 | 5856 | 6273 | 122 | 5734 | 6151 | 388 | 5346 | 5763
2027 | 5913 | 6333 | 123 | 5791 | 6210 | 408 | 5383 | 5802
2028 | 5979 | 6402 | 124 | 5855 | 6277 | 421 | 5433 | 5856
2029 | 6053 | 6478 | 125 | 5928 | 6353 | 431 | 5497 | 5923
2030 | 6135 | 6563 | 126 | 6009 | 6437 | 435 | 5574 | 6002
2031 | 6226 | 6657 | 126 | 6100 | 6531 | 435 | 5664 | 6095
2032 | 6325 | 6759 | 126 | 6199 | 6633 | 431 | 5768 | 6202
2033 | 6435 | 6871 | 127 | 6308 | 6745 | 423 | 5886 | 6322
CAGR | 1.231 | 1.1922 | 0.42714 | 1.2478 | 1.2071 | 2.1281 | 1.1875 | 1.1484

## 2B Winter (MW)
2024 CELT Forecast Detail: ISONE Control Area, New England States, RSP Sub-areas, and SMD Load Zones
WINTER PEAK(MW)
| GROSS |  |  | GROSS-PV |  |  | NET
ISO-NE | 50/50 | 90/10 | PV | 50/50 | 90/10 | EE | 50/50 | 90/10
2024 | 21984 | 22765 | 0 | 21984 | 22765 | 1676 | 20308 | 21089
2025 | 22407 | 23242 | 0 | 22407 | 23242 | 1769 | 20639 | 21473
2026 | 22937 | 23800 | 0 | 22937 | 23800 | 1862 | 21075 | 21939
2027 | 23514 | 24446 | 0 | 23514 | 24446 | 1955 | 21559 | 22491
2028 | 24166 | 25176 | 0 | 24166 | 25176 | 2030 | 22136 | 23146
2029 | 24916 | 26000 | 0 | 24916 | 26000 | 2092 | 22825 | 23908
2030 | 25768 | 26931 | 0 | 25768 | 26931 | 2140 | 23628 | 24791
2031 | 26736 | 27985 | 0 | 26736 | 27985 | 2174 | 24562 | 25811
2032 | 27803 | 29165 | 0 | 27803 | 29165 | 2194 | 25608 | 26971
2033 | 28970 | 30472 | 0 | 28970 | 30472 | 2202 | 26768 | 28270
CAGR | 3.11 | 3.29 |  | 3.11 | 3.29 | 3.08 | 3.12 | 3.31
STATES:
CT | 50/50 | 90/10 | PV | 50/50 | 90/10 | EE | 50/50 | 90/10
2024 | 5384 | 5571 | 0 | 5384 | 5571 | 410 | 4974 | 5161
2025 | 5457 | 5654 | 0 | 5457 | 5654 | 432 | 5025 | 5222
2026 | 5549 | 5749 | 0 | 5549 | 5749 | 455 | 5094 | 5294
2027 | 5644 | 5858 | 0 | 5644 | 5858 | 478 | 5166 | 5380
2028 | 5749 | 5979 | 0 | 5749 | 5979 | 508 | 5242 | 5471
2029 | 5870 | 6114 | 0 | 5870 | 6114 | 535 | 5336 | 5580
2030 | 6011 | 6269 | 0 | 6011 | 6269 | 559 | 5452 | 5710
2031 | 6175 | 6446 | 0 | 6175 | 6446 | 580 | 5595 | 5866
2032 | 6361 | 6653 | 0 | 6361 | 6653 | 599 | 5762 | 6055
2033 | 6576 | 6890 | 0 | 6576 | 6890 | 614 | 5962 | 6276
CAGR | 2.25 | 2.39 |  | 2.25 | 2.39 | 4.6 | 2.03 | 2.2
ME | 50/50 | 90/10 | PV | 50/50 | 90/10 | EE | 50/50 | 90/10
2024 | 2031 | 2090 | 0 | 2031 | 2090 | 100 | 1931 | 1990
2025 | 2095 | 2167 | 0 | 2095 | 2167 | 106 | 1989 | 2061
2026 | 2174 | 2261 | 0 | 2174 | 2261 | 112 | 2063 | 2149
2027 | 2264 | 2370 | 0 | 2264 | 2370 | 117 | 2147 | 2253
2028 | 2367 | 2494 | 0 | 2367 | 2494 | 110 | 2257 | 2384
2029 | 2482 | 2634 | 0 | 2482 | 2634 | 103 | 2379 | 2531
2030 | 2610 | 2791 | 0 | 2610 | 2791 | 96 | 2514 | 2695
2031 | 2753 | 2969 | 0 | 2753 | 2969 | 88 | 2665 | 2881
2032 | 2906 | 3163 | 0 | 2906 | 3163 | 80 | 2826 | 3083
2033 | 3069 | 3370 | 0 | 3069 | 3370 | 71 | 2997 | 3299
CAGR | 4.69 | 5.45 |  | 4.69 | 5.45 | -3.73 | 5.01 | 5.78
MA | 50/50 | 90/10 | PV | 50/50 | 90/10 | EE | 50/50 | 90/10
2024 | 10088 | 10486 | 0 | 10088 | 10486 | 822 | 9266 | 9664
2025 | 10303 | 10719 | 0 | 10303 | 10719 | 868 | 9435 | 9851
2026 | 10571 | 10991 | 0 | 10571 | 10991 | 914 | 9657 | 10078
2027 | 10865 | 11302 | 0 | 10865 | 11302 | 959 | 9906 | 10343
2028 | 11195 | 11651 | 0 | 11195 | 11651 | 1005 | 10190 | 10646
2029 | 11575 | 12041 | 0 | 11575 | 12041 | 1044 | 10531 | 10998
2030 | 12001 | 12475 | 0 | 12001 | 12475 | 1073 | 10927 | 11402
2031 | 12484 | 12966 | 0 | 12484 | 12966 | 1095 | 11390 | 11871
2032 | 13015 | 13509 | 0 | 13015 | 13509 | 1108 | 11907 | 12401
2033 | 13583 | 14105 | 0 | 13583 | 14105 | 1114 | 12469 | 12991
CAGR | 3.36 | 3.35 |  | 3.36 | 3.35 | 3.43 | 3.35 | 3.34
NH | 50/50 | 90/10 | PV | 50/50 | 90/10 | EE | 50/50 | 90/10
2024 | 2045 | 2105 | 0 | 2045 | 2105 | 114 | 1931 | 1991
2025 | 2072 | 2136 | 0 | 2072 | 2136 | 120 | 1951 | 2016
2026 | 2107 | 2173 | 0 | 2107 | 2173 | 127 | 1980 | 2046
2027 | 2144 | 2216 | 0 | 2144 | 2216 | 133 | 2011 | 2083
2028 | 2188 | 2267 | 0 | 2188 | 2267 | 135 | 2053 | 2132
2029 | 2240 | 2326 | 0 | 2240 | 2326 | 137 | 2103 | 2189
2030 | 2300 | 2395 | 0 | 2300 | 2395 | 138 | 2161 | 2257
2031 | 2365 | 2471 | 0 | 2365 | 2471 | 138 | 2227 | 2332
2032 | 2437 | 2553 | 0 | 2437 | 2553 | 138 | 2298 | 2415
2033 | 2516 | 2646 | 0 | 2516 | 2646 | 137 | 2379 | 2509
CAGR | 2.33 | 2.58 |  | 2.33 | 2.58 | 2.09 | 2.35 | 2.6
RI | 50/50 | 90/10 | PV | 50/50 | 90/10 | EE | 50/50 | 90/10
2024 | 1396 | 1444 | 0 | 1396 | 1444 | 139 | 1256 | 1305
2025 | 1416 | 1465 | 0 | 1416 | 1465 | 147 | 1269 | 1318
2026 | 1441 | 1490 | 0 | 1441 | 1490 | 155 | 1286 | 1335
2027 | 1467 | 1518 | 0 | 1467 | 1518 | 163 | 1305 | 1355
2028 | 1497 | 1549 | 0 | 1497 | 1549 | 162 | 1335 | 1387
2029 | 1531 | 1584 | 0 | 1531 | 1584 | 161 | 1370 | 1423
2030 | 1570 | 1624 | 0 | 1570 | 1624 | 159 | 1411 | 1465
2031 | 1616 | 1671 | 0 | 1616 | 1671 | 156 | 1460 | 1515
2032 | 1667 | 1726 | 0 | 1667 | 1726 | 152 | 1515 | 1574
2033 | 1725 | 1790 | 0 | 1725 | 1790 | 147 | 1578 | 1643
CAGR | 2.38 | 2.42 |  | 2.38 | 2.42 | 0.58 | 2.57 | 2.6
VT | 50/50 | 90/10 | PV | 50/50 | 90/10 | EE | 50/50 | 90/10
2024 | 1040 | 1069 | 0 | 1040 | 1069 | 90 | 950 | 979
2025 | 1065 | 1100 | 0 | 1065 | 1100 | 95 | 970 | 1004
2026 | 1095 | 1137 | 0 | 1095 | 1137 | 100 | 995 | 1036
2027 | 1130 | 1181 | 0 | 1130 | 1181 | 105 | 1025 | 1076
2028 | 1169 | 1235 | 0 | 1169 | 1235 | 109 | 1060 | 1126
2029 | 1219 | 1300 | 0 | 1219 | 1300 | 112 | 1106 | 1188
2030 | 1276 | 1376 | 0 | 1276 | 1376 | 115 | 1162 | 1261
2031 | 1343 | 1463 | 0 | 1343 | 1463 | 117 | 1226 | 1346
2032 | 1417 | 1561 | 0 | 1417 | 1561 | 118 | 1299 | 1443
2033 | 1500 | 1671 | 0 | 1500 | 1671 | 119 | 1382 | 1552
CAGR | 4.15 | 5.09 |  | 4.15 | 5.09 | 3.11 | 4.25 | 5.25
SUBAREAS:
BHE | 50/50 | 90/10 | PV | 50/50 | 90/10 | EE | 50/50 | 90/10
2024 | 294 | 302 | 0 | 294 | 302 | 14 | 280 | 288
2025 | 303 | 314 | 0 | 303 | 314 | 15 | 288 | 298
2026 | 315 | 327 | 0 | 315 | 327 | 16 | 299 | 311
2027 | 328 | 343 | 0 | 328 | 343 | 17 | 311 | 326
2028 | 343 | 361 | 0 | 343 | 361 | 16 | 327 | 345
2029 | 360 | 382 | 0 | 360 | 382 | 15 | 345 | 367
2030 | 378 | 404 | 0 | 378 | 404 | 14 | 364 | 391
2031 | 399 | 430 | 0 | 399 | 430 | 13 | 386 | 418
2032 | 421 | 458 | 0 | 421 | 458 | 11 | 410 | 447
2033 | 445 | 488 | 0 | 445 | 488 | 10 | 435 | 478
CAGR | 4.7115 | 5.4711 |  | 4.7115 | 5.4711 | -3.7116 | 5.0246 | 5.7942
ME | 50/50 | 90/10 | PV | 50/50 | 90/10 | EE | 50/50 | 90/10
2024 | 996 | 1025 | 0 | 996 | 1025 | 48 | 948 | 976
2025 | 1029 | 1064 | 0 | 1029 | 1064 | 51 | 977 | 1013
2026 | 1069 | 1111 | 0 | 1069 | 1111 | 54 | 1015 | 1057
2027 | 1114 | 1166 | 0 | 1114 | 1166 | 57 | 1057 | 1109
2028 | 1166 | 1228 | 0 | 1166 | 1228 | 53 | 1112 | 1175
2029 | 1223 | 1298 | 0 | 1223 | 1298 | 50 | 1173 | 1248
2030 | 1287 | 1377 | 0 | 1287 | 1377 | 46 | 1241 | 1330
2031 | 1359 | 1465 | 0 | 1359 | 1465 | 43 | 1316 | 1423
2032 | 1435 | 1562 | 0 | 1435 | 1562 | 39 | 1396 | 1523
2033 | 1516 | 1664 | 0 | 1516 | 1664 | 35 | 1481 | 1630
CAGR | 4.7736 | 5.5337 |  | 4.7736 | 5.5337 | -3.6574 | 5.0854 | 5.8554
SME | 50/50 | 90/10 | PV | 50/50 | 90/10 | EE | 50/50 | 90/10
2024 | 702 | 722 | 0 | 702 | 722 | 36 | 666 | 686
2025 | 724 | 749 | 0 | 724 | 749 | 38 | 686 | 711
2026 | 751 | 781 | 0 | 751 | 781 | 40 | 711 | 741
2027 | 782 | 818 | 0 | 782 | 818 | 42 | 740 | 777
2028 | 817 | 861 | 0 | 817 | 861 | 39 | 778 | 822
2029 | 857 | 909 | 0 | 857 | 909 | 37 | 820 | 873
2030 | 901 | 964 | 0 | 901 | 964 | 34 | 867 | 930
2031 | 950 | 1025 | 0 | 950 | 1025 | 31 | 919 | 994
2032 | 1003 | 1092 | 0 | 1003 | 1092 | 28 | 975 | 1063
2033 | 1059 | 1163 | 0 | 1059 | 1163 | 25 | 1034 | 1138
CAGR | 4.6817 | 5.4411 |  | 4.6817 | 5.4411 | -3.724 | 5.0073 | 5.777
NH | 50/50 | 90/10 | PV | 50/50 | 90/10 | EE | 50/50 | 90/10
2024 | 1897 | 1953 | 0 | 1897 | 1953 | 98 | 1799 | 1855
2025 | 1922 | 1982 | 0 | 1922 | 1982 | 104 | 1818 | 1878
2026 | 1954 | 2016 | 0 | 1954 | 2016 | 109 | 1845 | 1907
2027 | 1989 | 2056 | 0 | 1989 | 2056 | 114 | 1874 | 1942
2028 | 2030 | 2104 | 0 | 2030 | 2104 | 116 | 1913 | 1988
2029 | 2078 | 2159 | 0 | 2078 | 2159 | 118 | 1960 | 2042
2030 | 2134 | 2224 | 0 | 2134 | 2224 | 118 | 2015 | 2106
2031 | 2195 | 2295 | 0 | 2195 | 2295 | 118 | 2077 | 2176
2032 | 2262 | 2373 | 0 | 2262 | 2373 | 118 | 2144 | 2255
2033 | 2337 | 2461 | 0 | 2337 | 2461 | 117 | 2220 | 2343
CAGR | 2.3442 | 2.5991 |  | 2.3442 | 2.5991 | 1.9654 | 2.3646 | 2.6319
VT | 50/50 | 90/10 | PV | 50/50 | 90/10 | EE | 50/50 | 90/10
2024 | 1193 | 1226 | 0 | 1193 | 1226 | 102 | 1091 | 1124
2025 | 1219 | 1258 | 0 | 1219 | 1258 | 107 | 1111 | 1151
2026 | 1251 | 1297 | 0 | 1251 | 1297 | 113 | 1138 | 1184
2027 | 1288 | 1344 | 0 | 1288 | 1344 | 118 | 1169 | 1225
2028 | 1329 | 1400 | 0 | 1329 | 1400 | 122 | 1207 | 1278
2029 | 1382 | 1468 | 0 | 1382 | 1468 | 126 | 1256 | 1342
2030 | 1443 | 1547 | 0 | 1443 | 1547 | 128 | 1314 | 1419
2031 | 1512 | 1637 | 0 | 1512 | 1637 | 130 | 1382 | 1507
2032 | 1591 | 1739 | 0 | 1591 | 1739 | 131 | 1459 | 1608
2033 | 1678 | 1853 | 0 | 1678 | 1853 | 132 | 1546 | 1721
CAGR | 3.8659 | 4.6993 |  | 3.8659 | 4.6993 | 2.9587 | 3.9471 | 4.8456
Boston | 50/50 | 90/10 | PV | 50/50 | 90/10 | EE | 50/50 | 90/10
2024 | 4562 | 4742 | 0 | 4562 | 4742 | 375 | 4187 | 4367
2025 | 4656 | 4844 | 0 | 4656 | 4844 | 396 | 4260 | 4448
2026 | 4775 | 4965 | 0 | 4775 | 4965 | 417 | 4358 | 4548
2027 | 4905 | 5102 | 0 | 4905 | 5102 | 438 | 4467 | 4664
2028 | 5051 | 5257 | 0 | 5051 | 5257 | 459 | 4592 | 4798
2029 | 5220 | 5430 | 0 | 5220 | 5430 | 476 | 4744 | 4954
2030 | 5409 | 5623 | 0 | 5409 | 5623 | 490 | 4920 | 5134
2031 | 5625 | 5842 | 0 | 5625 | 5842 | 500 | 5125 | 5342
2032 | 5862 | 6084 | 0 | 5862 | 6084 | 506 | 5356 | 5578
2033 | 6118 | 6353 | 0 | 6118 | 6353 | 509 | 5609 | 5844
CAGR | 3.313 | 3.3013 |  | 3.313 | 3.3013 | 3.4392 | 3.3016 | 3.2894
CMA/NEMA | 50/50 | 90/10 | PV | 50/50 | 90/10 | EE | 50/50 | 90/10
2024 | 1288 | 1338 | 0 | 1288 | 1338 | 104 | 1183 | 1234
2025 | 1309 | 1362 | 0 | 1309 | 1362 | 110 | 1199 | 1252
2026 | 1338 | 1391 | 0 | 1338 | 1391 | 116 | 1222 | 1275
2027 | 1370 | 1425 | 0 | 1370 | 1425 | 121 | 1248 | 1304
2028 | 1406 | 1464 | 0 | 1406 | 1464 | 127 | 1279 | 1337
2029 | 1449 | 1507 | 0 | 1449 | 1507 | 131 | 1318 | 1376
2030 | 1497 | 1557 | 0 | 1497 | 1557 | 135 | 1362 | 1422
2031 | 1553 | 1613 | 0 | 1553 | 1613 | 138 | 1416 | 1476
2032 | 1615 | 1676 | 0 | 1615 | 1676 | 139 | 1476 | 1537
2033 | 1685 | 1750 | 0 | 1685 | 1750 | 140 | 1545 | 1610
CAGR | 3.0332 | 3.0216 |  | 3.0332 | 3.0216 | 3.2875 | 3.0105 | 2.9988
WMA | 50/50 | 90/10 | PV | 50/50 | 90/10 | EE | 50/50 | 90/10
2024 | 1658 | 1723 | 0 | 1658 | 1723 | 137 | 1521 | 1586
2025 | 1701 | 1769 | 0 | 1701 | 1769 | 145 | 1557 | 1625
2026 | 1753 | 1822 | 0 | 1753 | 1822 | 153 | 1600 | 1670
2027 | 1809 | 1881 | 0 | 1809 | 1881 | 161 | 1648 | 1721
2028 | 1870 | 1947 | 0 | 1870 | 1947 | 169 | 1702 | 1778
2029 | 1940 | 2020 | 0 | 1940 | 2020 | 176 | 1765 | 1844
2030 | 2018 | 2100 | 0 | 2018 | 2100 | 181 | 1837 | 1919
2031 | 2106 | 2190 | 0 | 2106 | 2190 | 185 | 1921 | 2005
2032 | 2202 | 2289 | 0 | 2202 | 2289 | 188 | 2014 | 2101
2033 | 2298 | 2391 | 0 | 2298 | 2391 | 189 | 2109 | 2202
CAGR | 3.6939 | 3.7086 |  | 3.6939 | 3.7086 | 3.6777 | 3.6954 | 3.7112
SEMA | 50/50 | 90/10 | PV | 50/50 | 90/10 | EE | 50/50 | 90/10
2024 | 2254 | 2342 | 0 | 2254 | 2342 | 186 | 2068 | 2156
2025 | 2301 | 2393 | 0 | 2301 | 2393 | 196 | 2104 | 2197
2026 | 2359 | 2452 | 0 | 2359 | 2452 | 206 | 2153 | 2246
2027 | 2422 | 2519 | 0 | 2422 | 2519 | 216 | 2206 | 2303
2028 | 2494 | 2595 | 0 | 2494 | 2595 | 225 | 2269 | 2370
2029 | 2577 | 2680 | 0 | 2577 | 2680 | 233 | 2344 | 2447
2030 | 2669 | 2774 | 0 | 2669 | 2774 | 239 | 2431 | 2535
2031 | 2775 | 2881 | 0 | 2775 | 2881 | 242 | 2532 | 2639
2032 | 2890 | 3000 | 0 | 2890 | 3000 | 245 | 2646 | 2755
2033 | 3015 | 3131 | 0 | 3015 | 3131 | 245 | 2770 | 2885
CAGR | 3.2846 | 3.276 |  | 3.2846 | 3.276 | 3.1211 | 3.2993 | 3.2892
RI | 50/50 | 90/10 | PV | 50/50 | 90/10 | EE | 50/50 | 90/10
2024 | 1815 | 1881 | 0 | 1815 | 1881 | 172 | 1644 | 1710
2025 | 1847 | 1914 | 0 | 1847 | 1914 | 181 | 1666 | 1733
2026 | 1886 | 1953 | 0 | 1886 | 1953 | 191 | 1695 | 1762
2027 | 1927 | 1996 | 0 | 1927 | 1996 | 200 | 1726 | 1796
2028 | 1973 | 2045 | 0 | 1973 | 2045 | 203 | 1770 | 1843
2029 | 2025 | 2099 | 0 | 2025 | 2099 | 204 | 1822 | 1895
2030 | 2085 | 2161 | 0 | 2085 | 2161 | 203 | 1882 | 1957
2031 | 2155 | 2231 | 0 | 2155 | 2231 | 202 | 1953 | 2030
2032 | 2232 | 2312 | 0 | 2232 | 2312 | 199 | 2033 | 2113
2033 | 2316 | 2404 | 0 | 2316 | 2404 | 195 | 2121 | 2209
CAGR | 2.741 | 2.7617 |  | 2.741 | 2.7617 | 1.4291 | 2.8704 | 2.888
CT | 50/50 | 90/10 | PV | 50/50 | 90/10 | EE | 50/50 | 90/10
2024 | 2568 | 2657 | 0 | 2568 | 2657 | 197 | 2371 | 2460
2025 | 2604 | 2698 | 0 | 2604 | 2698 | 208 | 2396 | 2490
2026 | 2648 | 2743 | 0 | 2648 | 2743 | 219 | 2429 | 2525
2027 | 2693 | 2796 | 0 | 2693 | 2796 | 230 | 2464 | 2566
2028 | 2744 | 2854 | 0 | 2744 | 2854 | 244 | 2500 | 2610
2029 | 2803 | 2919 | 0 | 2803 | 2919 | 257 | 2545 | 2662
2030 | 2870 | 2993 | 0 | 2870 | 2993 | 269 | 2601 | 2725
2031 | 2949 | 3078 | 0 | 2949 | 3078 | 279 | 2670 | 2799
2032 | 3038 | 3177 | 0 | 3038 | 3177 | 288 | 2750 | 2890
2033 | 3141 | 3291 | 0 | 3141 | 3291 | 295 | 2846 | 2995
CAGR | 2.2617 | 2.4037 |  | 2.2617 | 2.4037 | 4.6088 | 2.0463 | 2.2099
SWCT | 50/50 | 90/10 | PV | 50/50 | 90/10 | EE | 50/50 | 90/10
2024 | 1841 | 1905 | 0 | 1841 | 1905 | 133 | 1707 | 1771
2025 | 1865 | 1933 | 0 | 1865 | 1933 | 141 | 1725 | 1792
2026 | 1896 | 1965 | 0 | 1896 | 1965 | 148 | 1748 | 1817
2027 | 1929 | 2002 | 0 | 1929 | 2002 | 156 | 1773 | 1846
2028 | 1964 | 2043 | 0 | 1964 | 2043 | 166 | 1799 | 1877
2029 | 2005 | 2089 | 0 | 2005 | 2089 | 175 | 1831 | 1914
2030 | 2053 | 2141 | 0 | 2053 | 2141 | 183 | 1870 | 1958
2031 | 2109 | 2201 | 0 | 2109 | 2201 | 190 | 1919 | 2012
2032 | 2172 | 2272 | 0 | 2172 | 2272 | 196 | 1976 | 2076
2033 | 2246 | 2353 | 0 | 2246 | 2353 | 201 | 2045 | 2152
CAGR | 2.2344 | 2.3764 |  | 2.2344 | 2.3764 | 4.6738 | 2.023 | 2.1857
NOR | 50/50 | 90/10 | PV | 50/50 | 90/10 | EE | 50/50 | 90/10
2024 | 916 | 948 | 0 | 916 | 948 | 74 | 842 | 874
2025 | 928 | 962 | 0 | 928 | 962 | 78 | 851 | 884
2026 | 944 | 978 | 0 | 944 | 978 | 82 | 862 | 896
2027 | 960 | 996 | 0 | 960 | 996 | 86 | 874 | 911
2028 | 978 | 1017 | 0 | 978 | 1017 | 91 | 887 | 926
2029 | 998 | 1040 | 0 | 998 | 1040 | 95 | 903 | 944
2030 | 1022 | 1066 | 0 | 1022 | 1066 | 100 | 922 | 966
2031 | 1050 | 1096 | 0 | 1050 | 1096 | 103 | 946 | 992
2032 | 1081 | 1131 | 0 | 1081 | 1131 | 106 | 975 | 1024
2033 | 1118 | 1171 | 0 | 1118 | 1171 | 109 | 1009 | 1062
CAGR | 2.2363 | 2.3783 |  | 2.2363 | 2.3783 | 4.4555 | 2.0225 | 2.1867
LOAD ZONES (CT,ME,NH,RI,VT ARE ALSO THE LOAD ZONES)
SEMA | 50/50 | 90/10 | PV | 50/50 | 90/10 | EE | 50/50 | 90/10
2024 | 2676 | 2782 | 0 | 2676 | 2782 | 210 | 2467 | 2572
2025 | 2734 | 2844 | 0 | 2734 | 2844 | 221 | 2512 | 2623
2026 | 2805 | 2917 | 0 | 2805 | 2917 | 233 | 2572 | 2684
2027 | 2884 | 3000 | 0 | 2884 | 3000 | 245 | 2639 | 2755
2028 | 2972 | 3093 | 0 | 2972 | 3093 | 257 | 2715 | 2836
2029 | 3073 | 3197 | 0 | 3073 | 3197 | 267 | 2806 | 2930
2030 | 3187 | 3313 | 0 | 3187 | 3313 | 275 | 2912 | 3038
2031 | 3316 | 3444 | 0 | 3316 | 3444 | 280 | 3035 | 3163
2032 | 3457 | 3588 | 0 | 3457 | 3588 | 284 | 3173 | 3304
2033 | 3608 | 3746 | 0 | 3608 | 3746 | 285 | 3322 | 3461
CAGR | 3.3744 | 3.3627 |  | 3.3744 | 3.3627 | 3.4885 | 3.3646 | 3.3524
WCMA | 50/50 | 90/10 | PV | 50/50 | 90/10 | EE | 50/50 | 90/10
2024 | 2895 | 3010 | 0 | 2895 | 3010 | 273 | 2623 | 2737
2025 | 2959 | 3078 | 0 | 2959 | 3078 | 288 | 2671 | 2790
2026 | 3038 | 3158 | 0 | 3038 | 3158 | 303 | 2734 | 2855
2027 | 3124 | 3250 | 0 | 3124 | 3250 | 318 | 2806 | 2931
2028 | 3221 | 3352 | 0 | 3221 | 3352 | 332 | 2889 | 3020
2029 | 3331 | 3466 | 0 | 3331 | 3466 | 342 | 2989 | 3123
2030 | 3456 | 3592 | 0 | 3456 | 3592 | 351 | 3105 | 3241
2031 | 3596 | 3735 | 0 | 3596 | 3735 | 357 | 3239 | 3378
2032 | 3751 | 3893 | 0 | 3751 | 3893 | 361 | 3390 | 3532
2033 | 3915 | 4065 | 0 | 3915 | 4065 | 363 | 3552 | 3702
CAGR | 3.4075 | 3.3958 |  | 3.4075 | 3.3958 | 3.2079 | 3.4281 | 3.4144
NEMA | 50/50 | 90/10 | PV | 50/50 | 90/10 | EE | 50/50 | 90/10
2024 | 4517 | 4695 | 0 | 4517 | 4695 | 340 | 4177 | 4355
2025 | 4610 | 4796 | 0 | 4610 | 4796 | 359 | 4251 | 4438
2026 | 4728 | 4916 | 0 | 4728 | 4916 | 377 | 4350 | 4538
2027 | 4857 | 5052 | 0 | 4857 | 5052 | 396 | 4461 | 4656
2028 | 5003 | 5206 | 0 | 5003 | 5206 | 417 | 4585 | 4789
2029 | 5170 | 5378 | 0 | 5170 | 5378 | 434 | 4736 | 4944
2030 | 5358 | 5570 | 0 | 5358 | 5570 | 448 | 4911 | 5123
2031 | 5572 | 5787 | 0 | 5572 | 5787 | 457 | 5115 | 5330
2032 | 5807 | 6028 | 0 | 5807 | 6028 | 463 | 5344 | 5564
2033 | 6061 | 6293 | 0 | 6061 | 6293 | 466 | 5595 | 5827
CAGR | 3.3213 | 3.3097 |  | 3.3213 | 3.3097 | 3.5735 | 3.3006 | 3.2888

## 2C Energy (GWh)
2024 CELT Forecast Detail: ISONE Control Area, New England States, RSP Sub-areas, and SMD Load Zones
ANNUAL ENERGY (GWh)
ISO-NE | Gross | PV | Gross-PV | EE | NET
2024 | 135240 | 5444 | 129797 | 10618 | 119179
2025 | 136450 | 5943 | 130507 | 11222 | 119285
2026 | 138363 | 6431 | 131932 | 11826 | 120106
2027 | 140591 | 6863 | 133728 | 12430 | 121298
2028 | 143544 | 7361 | 136183 | 12463 | 123720
2029 | 146045 | 7867 | 138178 | 12437 | 125741
2030 | 149252 | 8379 | 140873 | 12218 | 128655
2031 | 152820 | 8899 | 143922 | 11938 | 131983
2032 | 157179 | 9452 | 147727 | 11601 | 136126
2033 | 161186 | 9975 | 151211 | 11210 | 140001
CAGR | 1.97 | 6.96 | 1.71 | 0.6 | 1.81
STATES:
CT | Gross | PV | Gross-PV | EE | NET
2024 | 32144 | 1144 | 30999 | 2579 | 28421
2025 | 32295 | 1288 | 31007 | 2726 | 28282
2026 | 32565 | 1497 | 31068 | 2872 | 28196
2027 | 32879 | 1704 | 31175 | 3019 | 28156
2028 | 33315 | 1911 | 31404 | 3087 | 28317
2029 | 33649 | 2110 | 31540 | 3141 | 28399
2030 | 34116 | 2313 | 31803 | 3165 | 28637
2031 | 34652 | 2522 | 32129 | 3173 | 28957
2032 | 35346 | 2743 | 32603 | 3164 | 29439
2033 | 35988 | 2954 | 33033 | 3140 | 29894
CAGR | 1.26 | 11.11 | 0.71 | 2.21 | 0.56
ME | Gross | PV | Gross-PV | EE | NET
2024 | 12722 | 405 | 12317 | 654 | 11663
2025 | 12921 | 464 | 12458 | 691 | 11767
2026 | 13189 | 503 | 12686 | 728 | 11957
2027 | 13500 | 541 | 12959 | 766 | 12193
2028 | 13890 | 580 | 13310 | 726 | 12585
2029 | 14272 | 614 | 13657 | 684 | 12973
2030 | 14729 | 649 | 14080 | 626 | 13455
2031 | 15235 | 683 | 14553 | 566 | 13986
2032 | 15817 | 718 | 15099 | 505 | 14594
2033 | 16379 | 750 | 15630 | 442 | 15187
CAGR | 2.85 | 7.08 | 2.68 | -4.25 | 2.98
MA | Gross | PV | Gross-PV | EE | NET
2024 | 62308 | 2732 | 59576 | 5254 | 54322
2025 | 62912 | 2945 | 59968 | 5553 | 54415
2026 | 63900 | 3098 | 60802 | 5852 | 54950
2027 | 65062 | 3206 | 61856 | 6150 | 55705
2028 | 66608 | 3380 | 63228 | 6157 | 57071
2029 | 67912 | 3577 | 64335 | 6133 | 58203
2030 | 69585 | 3771 | 65814 | 6000 | 59814
2031 | 71442 | 3962 | 67481 | 5835 | 61646
2032 | 73708 | 4163 | 69546 | 5640 | 63905
2033 | 75768 | 4350 | 71418 | 5416 | 66002
CAGR | 2.2 | 5.3 | 2.03 | 0.34 | 2.19
NH | Gross | PV | Gross-PV | EE | NET
2024 | 12735 | 316 | 12419 | 698 | 11722
2025 | 12838 | 348 | 12490 | 737 | 11753
2026 | 13013 | 378 | 12635 | 777 | 11858
2027 | 13215 | 408 | 12808 | 817 | 11991
2028 | 13491 | 436 | 13056 | 822 | 12233
2029 | 13707 | 461 | 13246 | 824 | 12422
2030 | 13988 | 487 | 13501 | 816 | 12685
2031 | 14294 | 514 | 13780 | 806 | 12974
2032 | 14673 | 543 | 14130 | 794 | 13336
2033 | 15002 | 572 | 14430 | 779 | 13651
CAGR | 1.84 | 6.81 | 1.68 | 1.23 | 1.71
RI | Gross | PV | Gross-PV | EE | NET
2024 | 8862 | 200 | 8662 | 871 | 7791
2025 | 8934 | 220 | 8714 | 921 | 7793
2026 | 9046 | 242 | 8804 | 971 | 7833
2027 | 9171 | 257 | 8914 | 1020 | 7894
2028 | 9338 | 275 | 9062 | 1005 | 8057
2029 | 9469 | 297 | 9172 | 986 | 8185
2030 | 9638 | 319 | 9319 | 948 | 8371
2031 | 9826 | 342 | 9484 | 906 | 8578
2032 | 10061 | 367 | 9694 | 860 | 8835
2033 | 10272 | 390 | 9882 | 810 | 9072
CAGR | 1.65 | 7.7 | 1.47 | -0.81 | 1.71
VT | Gross | PV | Gross-PV | EE | NET
2024 | 6469 | 646 | 5823 | 562 | 5261
2025 | 6549 | 679 | 5870 | 594 | 5276
2026 | 6650 | 713 | 5937 | 626 | 5311
2027 | 6764 | 747 | 6017 | 658 | 5359
2028 | 6902 | 780 | 6123 | 665 | 5457
2029 | 7037 | 808 | 6228 | 669 | 5559
2030 | 7195 | 840 | 6356 | 662 | 5693
2031 | 7370 | 876 | 6495 | 652 | 5843
2032 | 7573 | 918 | 6655 | 639 | 6017
2033 | 7777 | 960 | 6818 | 622 | 6195
CAGR | 2.07 | 4.5 | 1.77 | 1.14 | 1.83
SUBAREAS:
BHE | Gross | PV | Gross-PV | EE | NET
2024 | 1844 | 56 | 1789 | 93 | 1695
2025 | 1874 | 63 | 1811 | 99 | 1712
2026 | 1913 | 67 | 1845 | 104 | 1741
2027 | 1958 | 72 | 1886 | 109 | 1777
2028 | 2015 | 76 | 1939 | 104 | 1835
2029 | 2071 | 81 | 1990 | 98 | 1893
2030 | 2138 | 85 | 2053 | 89 | 1963
2031 | 2211 | 89 | 2123 | 81 | 2042
2032 | 2296 | 93 | 2203 | 72 | 2131
2033 | 2378 | 97 | 2281 | 63 | 2218
CAGR | 2.8637 | 6.3514 | 2.7389 | -4.2423 | 3.0307
ME | Gross | PV | Gross-PV | EE | NET
2024 | 6037 | 244 | 5793 | 310 | 5484
2025 | 6140 | 280 | 5860 | 328 | 5532
2026 | 6275 | 305 | 5970 | 346 | 5625
2027 | 6431 | 328 | 6102 | 363 | 5739
2028 | 6624 | 352 | 6272 | 345 | 5927
2029 | 6813 | 374 | 6440 | 325 | 6114
2030 | 7039 | 395 | 6644 | 298 | 6346
2031 | 7288 | 416 | 6872 | 269 | 6602
2032 | 7573 | 438 | 7136 | 240 | 6895
2033 | 7849 | 457 | 7392 | 211 | 7181
CAGR | 2.9592 | 7.2355 | 2.7443 | -4.2006 | 3.0422
SME | Gross | PV | Gross-PV | EE | NET
2024 | 4583 | 80 | 4504 | 238 | 4265
2025 | 4653 | 91 | 4562 | 252 | 4310
2026 | 4747 | 99 | 4649 | 266 | 4383
2027 | 4857 | 106 | 4751 | 279 | 4472
2028 | 4994 | 114 | 4881 | 265 | 4616
2029 | 5130 | 121 | 5009 | 249 | 4759
2030 | 5291 | 127 | 5164 | 228 | 4936
2031 | 5470 | 134 | 5336 | 206 | 5130
2032 | 5676 | 141 | 5535 | 184 | 5351
2033 | 5875 | 147 | 5728 | 161 | 5566
CAGR | 2.7964 | 7.0683 | 2.7068 | -4.2506 | 3.002
NH | Gross | PV | Gross-PV | EE | NET
2024 | 11772 | 302 | 11470 | 601 | 10868
2025 | 11862 | 335 | 11527 | 635 | 10892
2026 | 12021 | 365 | 11656 | 669 | 10987
2027 | 12204 | 393 | 11811 | 703 | 11108
2028 | 12456 | 421 | 12035 | 707 | 11328
2029 | 12653 | 446 | 12207 | 707 | 11500
2030 | 12912 | 471 | 12441 | 700 | 11741
2031 | 13193 | 497 | 12696 | 690 | 12006
2032 | 13543 | 526 | 13017 | 678 | 12338
2033 | 13846 | 553 | 13292 | 664 | 12628
CAGR | 1.8194 | 6.9473 | 1.6524 | 1.1183 | 1.6813
VT | Gross | PV | Gross-PV | EE | NET
2024 | 7513 | 650 | 6864 | 636 | 6227
2025 | 7600 | 685 | 6915 | 673 | 6242
2026 | 7714 | 721 | 6993 | 709 | 6284
2027 | 7843 | 757 | 7085 | 745 | 6340
2028 | 8002 | 792 | 7210 | 753 | 6458
2029 | 8152 | 822 | 7330 | 756 | 6574
2030 | 8332 | 856 | 7477 | 749 | 6728
2031 | 8530 | 893 | 7637 | 738 | 6900
2032 | 8762 | 937 | 7825 | 723 | 7102
2033 | 8991 | 980 | 8011 | 705 | 7305
CAGR | 2.0148 | 4.6758 | 1.7319 | 1.1518 | 1.7897
Boston | Gross | PV | Gross-PV | EE | NET
2024 | 28287 | 705 | 27582 | 2416 | 25166
2025 | 28549 | 759 | 27789 | 2555 | 25234
2026 | 28985 | 800 | 28185 | 2694 | 25491
2027 | 29500 | 840 | 28659 | 2833 | 25827
2028 | 30189 | 894 | 29295 | 2837 | 26458
2029 | 30769 | 946 | 29823 | 2827 | 26996
2030 | 31515 | 997 | 30518 | 2767 | 27751
2031 | 32345 | 1047 | 31298 | 2692 | 28606
2032 | 33360 | 1100 | 32260 | 2604 | 29656
2033 | 34281 | 1149 | 33132 | 2501 | 30632
CAGR | 2.1585 | 5.579 | 2.058 | 0.38249 | 2.2078
CMA/NEMA | Gross | PV | Gross-PV | EE | NET
2024 | 8001 | 402 | 7599 | 673 | 6926
2025 | 8054 | 434 | 7620 | 711 | 6909
2026 | 8156 | 459 | 7697 | 748 | 6949
2027 | 8281 | 478 | 7803 | 786 | 7018
2028 | 8456 | 504 | 7952 | 786 | 7165
2029 | 8600 | 532 | 8067 | 783 | 7285
2030 | 8790 | 560 | 8230 | 765 | 7465
2031 | 9004 | 588 | 8417 | 744 | 7673
2032 | 9269 | 617 | 8652 | 719 | 7934
2033 | 9508 | 643 | 8865 | 691 | 8174
CAGR | 1.9353 | 5.3567 | 1.7262 | 0.28394 | 1.858
WMA | Gross | PV | Gross-PV | EE | NET
2024 | 9932 | 689 | 9242 | 836 | 8406
2025 | 10066 | 742 | 9324 | 885 | 8439
2026 | 10260 | 777 | 9483 | 935 | 8549
2027 | 10481 | 796 | 9685 | 984 | 8701
2028 | 10763 | 835 | 9928 | 988 | 8940
2029 | 11005 | 884 | 10122 | 987 | 9135
2030 | 11307 | 932 | 10375 | 968 | 9407
2031 | 11638 | 979 | 10660 | 945 | 9715
2032 | 12037 | 1028 | 11009 | 916 | 10093
2033 | 12402 | 1075 | 11328 | 881 | 10446
CAGR | 2.4994 | 5.0633 | 2.2861 | 0.59024 | 2.4431
SEMA | Gross | PV | Gross-PV | EE | NET
2024 | 13913 | 791 | 13122 | 1174 | 11948
2025 | 14041 | 852 | 13189 | 1238 | 11950
2026 | 14252 | 899 | 13353 | 1302 | 12051
2027 | 14501 | 927 | 13574 | 1366 | 12208
2028 | 14835 | 975 | 13860 | 1364 | 12496
2029 | 15115 | 1033 | 14082 | 1355 | 12727
2030 | 15476 | 1090 | 14386 | 1322 | 13064
2031 | 15877 | 1146 | 14730 | 1282 | 13449
2032 | 16368 | 1206 | 15162 | 1236 | 13927
2033 | 16813 | 1261 | 15552 | 1185 | 14367
CAGR | 2.1256 | 5.314 | 1.9057 | 0.1052 | 2.0695
RI | Gross | PV | Gross-PV | EE | NET
2024 | 11628 | 398 | 11230 | 1097 | 10133
2025 | 11733 | 433 | 11300 | 1160 | 10140
2026 | 11895 | 465 | 11431 | 1223 | 10208
2027 | 12080 | 485 | 11595 | 1285 | 10310
2028 | 12324 | 514 | 11809 | 1272 | 10537
2029 | 12522 | 551 | 11972 | 1254 | 10718
2030 | 12776 | 587 | 12189 | 1211 | 10978
2031 | 13057 | 624 | 12433 | 1163 | 11270
2032 | 13404 | 664 | 12740 | 1110 | 11630
2033 | 13718 | 701 | 13017 | 1052 | 11965
CAGR | 1.8537 | 6.4976 | 1.6543 | -0.46983 | 1.8643
CT | Gross | PV | Gross-PV | EE | NET
2024 | 15252 | 651 | 14601 | 1239 | 13362
2025 | 15325 | 732 | 14593 | 1310 | 13283
2026 | 15455 | 851 | 14605 | 1380 | 13225
2027 | 15606 | 968 | 14639 | 1451 | 13188
2028 | 15815 | 1085 | 14731 | 1483 | 13247
2029 | 15976 | 1197 | 14779 | 1509 | 13270
2030 | 16199 | 1312 | 14887 | 1521 | 13366
2031 | 16456 | 1430 | 15026 | 1525 | 13501
2032 | 16788 | 1555 | 15233 | 1521 | 13712
2033 | 17094 | 1674 | 15420 | 1509 | 13911
CAGR | 1.2755 | 11.0702 | 0.60858 | 2.2155 | 0.44869
SWCT | Gross | PV | Gross-PV | EE | NET
2024 | 10871 | 396 | 10475 | 839 | 9636
2025 | 10920 | 445 | 10475 | 887 | 9588
2026 | 11011 | 519 | 10492 | 936 | 9556
2027 | 11116 | 591 | 10525 | 985 | 9540
2028 | 11262 | 664 | 10599 | 1008 | 9591
2029 | 11375 | 733 | 10641 | 1026 | 9615
2030 | 11532 | 805 | 10727 | 1035 | 9692
2031 | 11712 | 878 | 10834 | 1038 | 9796
2032 | 11947 | 955 | 10991 | 1036 | 9955
2033 | 12163 | 1029 | 11134 | 1028 | 10106
CAGR | 1.2559 | 11.1984 | 0.68033 | 2.286 | 0.5304
NOR | Gross | PV | Gross-PV | EE | NET
2024 | 5607 | 81 | 5526 | 464 | 5062
2025 | 5633 | 91 | 5542 | 490 | 5052
2026 | 5679 | 106 | 5573 | 515 | 5058
2027 | 5733 | 120 | 5612 | 541 | 5072
2028 | 5807 | 135 | 5672 | 552 | 5120
2029 | 5865 | 149 | 5716 | 561 | 5155
2030 | 5945 | 163 | 5782 | 564 | 5218
2031 | 6037 | 178 | 5859 | 565 | 5295
2032 | 6157 | 194 | 5963 | 562 | 5401
2033 | 6267 | 208 | 6059 | 558 | 5501
CAGR | 1.2451 | 11.0702 | 1.0287 | 2.0675 | 0.929
LOAD ZONES (CT,ME,NH,RI,VT ARE ALSO THE LOAD ZONES)
SEMA | Gross | PV | Gross-PV | EE | NET
2024 | 16693 | 1009 | 15684 | 1316 | 14368
2025 | 16853 | 1086 | 15767 | 1391 | 14376
2026 | 17116 | 1145 | 15971 | 1466 | 14505
2027 | 17424 | 1179 | 16245 | 1541 | 14704
2028 | 17835 | 1239 | 16596 | 1543 | 15054
2029 | 18182 | 1312 | 16870 | 1536 | 15334
2030 | 18627 | 1384 | 17243 | 1501 | 15742
2031 | 19122 | 1455 | 17666 | 1457 | 16209
2032 | 19724 | 1530 | 18195 | 1406 | 16789
2033 | 20273 | 1599 | 18674 | 1347 | 17327
CAGR | 2.1823 | 5.2542 | 1.9572 | 0.25836 | 2.1021
WCMA | Gross | PV | Gross-PV | EE | NET
2024 | 17656 | 1121 | 16535 | 1774 | 14762
2025 | 17839 | 1209 | 16629 | 1874 | 14755
2026 | 18130 | 1271 | 16859 | 1975 | 14884
2027 | 18471 | 1310 | 17162 | 2076 | 15085
2028 | 18922 | 1377 | 17546 | 2078 | 15468
2029 | 19304 | 1456 | 17848 | 2071 | 15777
2030 | 19790 | 1534 | 18256 | 2034 | 16223
2031 | 20330 | 1610 | 18719 | 1987 | 16732
2032 | 20986 | 1691 | 19295 | 1932 | 17363
2033 | 21583 | 1766 | 19817 | 1869 | 17948
CAGR | 2.2566 | 5.1821 | 2.0321 | 0.58484 | 2.1954
NEMA | Gross | PV | Gross-PV | EE | NET
2024 | 27959 | 603 | 27356 | 2141 | 25215
2025 | 28220 | 649 | 27571 | 2262 | 25309
2026 | 28654 | 683 | 27971 | 2384 | 25587
2027 | 29166 | 717 | 28449 | 2506 | 25943
2028 | 29850 | 764 | 29086 | 2509 | 26577
2029 | 30427 | 809 | 29618 | 2498 | 27120
2030 | 31167 | 853 | 30315 | 2437 | 27877
2031 | 31991 | 896 | 31095 | 2363 | 28733
2032 | 32998 | 942 | 32056 | 2274 | 29782
2033 | 33912 | 984 | 32928 | 2172 | 30755
CAGR | 2.168 | 5.6024 | 2.0811 | 0.16488 | 2.2312

## 3 CI
ISO-NE States, & Sub-areas Energy & 50/50 Seasonal Peak Load - Forecast & 90% Confidence Intervals
Net Energy for Load (GWh) |  |  |  | Summer 50/50 Peak (MW) |  |  | Winter 50/50 Peak (MW)
ISO-NE Gross | High | Base | Low | High | Base | Low | High | Base | Low
2024 | 137820.4231 | 135240.1513 | 132659.8795 | 27859.0934 | 27424.106 | 26989.1185 | 22392.421 | 21983.8262 | 21575.2314
2025 | 140392.3797 | 136450.2584 | 132508.137 | 28321.308 | 27593.3945 | 26865.481 | 23061.583 | 22407.4595 | 21753.3361
2026 | 143488.0881 | 138362.9123 | 133237.7366 | 28818.6865 | 27835.3688 | 26852.0512 | 23785.3148 | 22936.8137 | 22088.3126
2027 | 146876.8027 | 140590.9953 | 134305.1878 | 29289.0916 | 28088.1338 | 26887.1761 | 24560.6157 | 23513.8424 | 22467.069
2028 | 150850.7253 | 143543.5943 | 136236.4634 | 29769.9563 | 28376.1681 | 26982.3799 | 25433.4372 | 24166.2515 | 22899.0657
2029 | 154291.8731 | 146045.1044 | 137798.3357 | 30266.0506 | 28699.6338 | 27133.217 | 26406.1625 | 24916.4677 | 23426.7729
2030 | 158440.2035 | 149251.6114 | 140063.0194 | 30785.321 | 29058.3982 | 27331.4754 | 27485.3252 | 25767.7956 | 24050.266
2031 | 162936.8119 | 152820.2056 | 142703.5993 | 31331.1582 | 29453.1471 | 27575.136 | 28705.3032 | 26735.9919 | 24766.6805
2032 | 168293.6786 | 157179.2881 | 146064.8975 | 31910.04 | 29885.5273 | 27861.0145 | 30050.8082 | 27802.5494 | 25554.2906
2033 | 173271.6089 | 161185.6426 | 149099.6764 | 32524.9469 | 30358.6383 | 28192.3298 | 31516.19 | 28970.0741 | 26423.9581
ISO-NE Gross - PV
2024 | 132376.814 | 129796.5422 | 127216.2704 | 26762.425 | 26327.4376 | 25892.4502 | 22392.421 | 21983.8262 | 21575.2314
2025 | 134449.0359 | 130506.9146 | 126564.7933 | 27180.4468 | 26452.5333 | 25724.6197 | 23061.583 | 22407.4595 | 21753.3361
2026 | 137056.6982 | 131931.5224 | 126806.3467 | 27657.3539 | 26674.0363 | 25690.7186 | 23785.3148 | 22936.8137 | 22088.3126
2027 | 140013.9593 | 133728.1519 | 127442.3445 | 28116.5196 | 26915.5618 | 25714.6041 | 24560.6157 | 23513.8424 | 22467.069
2028 | 143489.7998 | 136182.6688 | 128875.5378 | 28571.3123 | 27177.5242 | 25783.736 | 25433.4372 | 24166.2515 | 22899.0657
2029 | 146425.0022 | 138178.2336 | 129931.4649 | 29047.7392 | 27481.3224 | 25914.9056 | 26406.1625 | 24916.4677 | 23426.7729
2030 | 150061.3209 | 140872.7288 | 131684.1367 | 29549.4519 | 27822.5291 | 26095.6062 | 27485.3252 | 25767.7956 | 24050.266
2031 | 154038.1486 | 143921.5424 | 133804.9361 | 30078.6264 | 28200.6153 | 26322.6042 | 28705.3032 | 26735.9919 | 24766.6805
2032 | 158841.5376 | 147727.1471 | 136612.7565 | 30640.8876 | 28616.3748 | 26591.8621 | 30050.8082 | 27802.5494 | 25554.2906
2033 | 163296.7245 | 151210.7583 | 139124.7921 | 31241.1434 | 29074.8349 | 26908.5263 | 31516.19 | 28970.0741 | 26423.9581
ISO-NE Gross - PV- PDR
2024 | 121758.8358 | 119178.564 | 116598.2922 | 24987.5196 | 24552.5322 | 24117.5448 | 20716.6557 | 20308.0609 | 19899.4661
2025 | 123226.6981 | 119284.5768 | 115342.4555 | 25307.0105 | 24579.097 | 23851.1834 | 21292.7905 | 20638.667 | 19984.5436
2026 | 125230.7009 | 120105.5252 | 114980.3494 | 25685.3868 | 24702.0692 | 23718.7515 | 21923.495 | 21074.9939 | 20226.4928
2027 | 127584.3023 | 121298.4949 | 115012.6875 | 26046.0216 | 24845.0638 | 23644.1061 | 22605.7687 | 21558.9954 | 20512.222
2028 | 131027.1135 | 123719.9825 | 116412.8515 | 26469.7258 | 25075.9376 | 23682.1494 | 23403.258 | 22136.0723 | 20868.8865
2029 | 133987.9385 | 125741.1698 | 117494.4011 | 26930.6796 | 25364.2628 | 23797.846 | 24314.3672 | 22824.6724 | 21334.9776
2030 | 137843.7462 | 128655.1541 | 119466.5621 | 27432.6924 | 25705.7696 | 23978.8467 | 25345.6306 | 23628.101 | 21910.5714
2031 | 142099.8651 | 131983.2588 | 121866.6526 | 27978.0762 | 26100.0651 | 24222.054 | 26531.5703 | 24562.259 | 22592.9476
2032 | 147240.1238 | 136125.7333 | 125011.3427 | 28572.0047 | 26547.4919 | 24522.9792 | 27856.476 | 25608.2171 | 23359.9583
2033 | 152086.7786 | 140000.8124 | 127914.8461 | 29218.6005 | 27052.2919 | 24885.9834 | 29314.0025 | 26767.8866 | 24221.7706
STATES:
| Net Energy for Load (GWh) |  |  | Summer 50/50 Peak (MW) |  |  | Winter 50/50 Peak (MW)
CT Gross | High | Base | Low | High | Base | Low | High | Base | Low
2024 | 32757.0461 | 32143.7692 | 31530.4923 | 7074.5798 | 6964.1184 | 6853.6571 | 5483.9019 | 5383.8371 | 5283.7722
2025 | 33228.3337 | 32295.3049 | 31362.2762 | 7167.69 | 6983.4662 | 6799.2425 | 5616.6045 | 5457.294 | 5297.9835
2026 | 33771.208 | 32564.952 | 31358.6959 | 7263.4734 | 7015.6376 | 6767.8019 | 5753.9531 | 5548.6905 | 5343.4279
2027 | 34348.9631 | 32878.949 | 31408.9349 | 7349.2781 | 7047.9313 | 6746.5846 | 5894.8081 | 5643.5714 | 5392.3347
2028 | 35010.5046 | 33314.6139 | 31618.7232 | 7433.2577 | 7085.2429 | 6737.228 | 6050.8945 | 5749.417 | 5447.9396
2029 | 35549.5234 | 33649.4317 | 31749.3401 | 7517.9597 | 7128.8683 | 6739.777 | 6221.3823 | 5870.4051 | 5519.428
2030 | 36216.2339 | 34115.9072 | 32015.5804 | 7605.1757 | 7178.5584 | 6751.9411 | 6412.0686 | 6011.385 | 5610.7015
2031 | 36945.6566 | 34651.7326 | 32357.8087 | 7696.1561 | 7234.8433 | 6773.5304 | 6630.1572 | 6175.2989 | 5720.4407
2032 | 37845.6356 | 35346.2477 | 32846.8599 | 7793.0046 | 7298.5822 | 6804.1599 | 6874.9806 | 6360.6271 | 5846.2737
2033 | 38685.9046 | 35987.5021 | 33289.0997 | 7897.4244 | 7371.4202 | 6845.4161 | 7154.4695 | 6576.4774 | 5998.4853
CT Gross - PV
2024 | 31612.7413 | 30999.4644 | 30386.1875 | 6857.3269 | 6746.8655 | 6636.4042 | 5483.9019 | 5383.8371 | 5283.7722
2025 | 31940.4993 | 31007.4706 | 30074.4419 | 6925.1757 | 6740.9519 | 6556.7282 | 5616.6045 | 5457.294 | 5297.9835
2026 | 32274.2652 | 31068.0091 | 29861.7531 | 6995.9729 | 6748.1371 | 6500.3013 | 5753.9531 | 5548.6905 | 5343.4279
2027 | 32644.9035 | 31174.8894 | 29704.8753 | 7060.9597 | 6759.613 | 6458.2662 | 5894.8081 | 5643.5714 | 5392.3347
2028 | 33099.5492 | 31403.6585 | 29707.7678 | 7126.648 | 6778.6332 | 6430.6183 | 6050.8945 | 5749.417 | 5447.9396
2029 | 33439.8712 | 31539.7796 | 29639.6879 | 7195.8201 | 6806.7288 | 6417.6374 | 6221.3823 | 5870.4051 | 5519.428
2030 | 33903.0064 | 31802.6796 | 29702.3529 | 7268.577 | 6841.9597 | 6415.3423 | 6412.0686 | 6011.385 | 5610.7015
2031 | 34423.3209 | 32129.3969 | 29835.4729 | 7345.764 | 6884.4511 | 6423.1382 | 6630.1572 | 6175.2989 | 5720.4407
2032 | 35102.1459 | 32602.7581 | 30103.3702 | 7429.326 | 6934.9036 | 6440.4813 | 6874.9806 | 6360.6271 | 5846.2737
2033 | 35731.8453 | 33033.4428 | 30335.0403 | 7521.934 | 6995.9298 | 6469.9256 | 7154.4695 | 6576.4774 | 5998.4853
CT Gross - PV - PDR
2024 | 29033.9235 | 28420.6466 | 27807.3697 | 6409.4837 | 6299.0223 | 6188.561 | 5074.3 | 4974.2352 | 4874.1703
2025 | 29214.9202 | 28281.8915 | 27348.8628 | 6452.4712 | 6268.2474 | 6084.0237 | 5184.2642 | 5024.9537 | 4865.6432
2026 | 29402.0939 | 28195.8378 | 26989.5817 | 6498.4072 | 6250.5714 | 6002.7356 | 5298.8745 | 5093.6119 | 4888.3493
2027 | 29626.1398 | 28156.1257 | 26686.1117 | 6538.5327 | 6237.186 | 5935.8392 | 5416.9911 | 5165.7544 | 4914.5177
2028 | 30012.8789 | 28316.9882 | 26621.0975 | 6598.8742 | 6250.8594 | 5902.8445 | 5543.2332 | 5241.7558 | 4940.2784
2029 | 30299.3375 | 28399.2459 | 26499.1542 | 6665.6183 | 6276.527 | 5887.4356 | 5686.5419 | 5335.5647 | 4984.5875
2030 | 30737.64 | 28637.3132 | 26536.9865 | 6739.0576 | 6312.4403 | 5885.823 | 5852.8758 | 5452.1922 | 5051.5087
2031 | 31250.5742 | 28956.6503 | 26662.7263 | 6820.4175 | 6359.1047 | 5897.7918 | 6049.777 | 5594.9187 | 5140.0605
2032 | 31938.2531 | 29438.8653 | 26939.4775 | 6911.4127 | 6416.9903 | 5922.568 | 6276.3713 | 5762.0179 | 5247.6645
2033 | 32592.2221 | 29893.8196 | 27195.4172 | 7014.5494 | 6488.5452 | 5962.541 | 6540.4402 | 5962.4481 | 5384.456
| Net Energy for Load (GWh) |  |  | Summer 50/50 Peak (MW) |  |  | Winter 50/50 Peak (MW)
ME Gross | High | Base | Low | High | Base | Low | High | Base | Low
2024 | 12964.6374 | 12721.9137 | 12479.19 | 2169.4634 | 2135.5897 | 2101.7161 | 2069.1679 | 2031.4117 | 1993.6556
2025 | 13294.6717 | 12921.3665 | 12548.0613 | 2218.713 | 2161.6877 | 2104.6624 | 2156.329 | 2095.1664 | 2034.0039
2026 | 13677.1445 | 13188.6177 | 12700.091 | 2274.1189 | 2196.524 | 2118.9292 | 2254.6303 | 2174.2001 | 2093.77
2027 | 14103.4252 | 13499.8485 | 12896.2718 | 2329.7647 | 2234.236 | 2138.7073 | 2365.1042 | 2264.3034 | 2163.5027
2028 | 14596.9336 | 13889.8657 | 13182.7978 | 2389.0436 | 2277.1918 | 2165.3401 | 2491.3181 | 2367.1916 | 2243.0651
2029 | 15077.4315 | 14271.5557 | 13465.6798 | 2451.8085 | 2324.9153 | 2198.0222 | 2630.6254 | 2482.2196 | 2333.8137
2030 | 15636.0492 | 14729.2511 | 13822.453 | 2519.3912 | 2378.0643 | 2236.7374 | 2783.8479 | 2609.8881 | 2435.9283
2031 | 16243.882 | 15235.3133 | 14226.7447 | 2590.8812 | 2435.582 | 2280.2828 | 2955.3684 | 2752.617 | 2549.8656
2032 | 16935.6198 | 15817.1637 | 14698.7076 | 2665.5067 | 2496.3953 | 2327.2839 | 3140.8554 | 2905.8715 | 2670.8876
2033 | 17607.2998 | 16379.1631 | 15151.0263 | 2741.986 | 2559.3574 | 2376.7287 | 3338.5898 | 3068.8733 | 2799.1567
ME Gross - PV
2024 | 12559.5109 | 12316.7872 | 12074.0635 | 2088.5337 | 2054.6601 | 2020.7864 | 2069.1679 | 2031.4117 | 1993.6556
2025 | 12831.1217 | 12457.8164 | 12084.5112 | 2131.2299 | 2074.2046 | 2017.1793 | 2156.329 | 2095.1664 | 2034.0039
2026 | 13174.2372 | 12685.7105 | 12197.1837 | 2184.213 | 2106.6182 | 2029.0233 | 2254.6303 | 2174.2001 | 2093.77
2027 | 13562.0849 | 12958.5082 | 12354.9315 | 2238.115 | 2142.5863 | 2047.0576 | 2365.1042 | 2264.3034 | 2163.5027
2028 | 14017.3508 | 13310.2829 | 12603.215 | 2296.2629 | 2184.4112 | 2072.5595 | 2491.3181 | 2367.1916 | 2243.0651
2029 | 14463.2465 | 13657.3707 | 12851.4948 | 2358.3159 | 2231.4228 | 2104.5296 | 2630.6254 | 2482.2196 | 2333.8137
2030 | 14987.2876 | 14080.4895 | 13173.6914 | 2425.353 | 2284.0261 | 2142.6992 | 2783.8479 | 2609.8881 | 2435.9283
2031 | 15561.0921 | 14552.5235 | 13543.9549 | 2496.454 | 2341.1548 | 2185.8556 | 2955.3684 | 2752.617 | 2549.8656
2032 | 16217.7296 | 15099.2735 | 13980.8174 | 2570.8266 | 2401.7151 | 2232.6037 | 3140.8554 | 2905.8715 | 2670.8876
2033 | 16857.6418 | 15629.5051 | 14401.3683 | 2647.234 | 2464.6053 | 2281.9767 | 3338.5898 | 3068.8733 | 2799.1567
ME Gross - PV - PDR
2024 | 11905.4729 | 11662.7492 | 11420.0254 | 1988.0656 | 1954.192 | 1920.3183 | 1968.6998 | 1930.9436 | 1893.1875
2025 | 12139.8459 | 11766.5406 | 11393.2354 | 2025.1845 | 1968.1592 | 1911.1339 | 2050.2836 | 1989.121 | 1927.9585
2026 | 12445.7673 | 11957.2406 | 11468.7138 | 2072.5903 | 1994.9955 | 1917.4006 | 2143.0076 | 2062.5774 | 1982.1473
2027 | 12796.4209 | 12192.8442 | 11589.2675 | 2120.915 | 2025.3863 | 1929.8576 | 2247.9042 | 2147.1034 | 2046.3027
2028 | 13291.6651 | 12584.5972 | 11877.5293 | 2186.6359 | 2074.7842 | 1962.9325 | 2380.963 | 2256.8365 | 2132.71
2029 | 13779.0708 | 12973.1949 | 12167.3191 | 2256.5749 | 2129.6818 | 2002.7887 | 2527.4343 | 2379.0284 | 2230.6226
2030 | 14361.3335 | 13454.5354 | 12547.7372 | 2331.8147 | 2190.4878 | 2049.1609 | 2688.1433 | 2514.1835 | 2340.2238
2031 | 14994.8892 | 13986.3206 | 12977.752 | 2411.431 | 2256.1318 | 2100.8326 | 2867.469 | 2664.7176 | 2461.9662
2032 | 15712.7571 | 14594.301 | 13475.8449 | 2494.6213 | 2325.5099 | 2156.3985 | 3061.0694 | 2826.0855 | 2591.1016
2033 | 16415.3031 | 15187.1663 | 13959.0296 | 2580.1333 | 2397.5047 | 2214.876 | 3267.2094 | 2997.4929 | 2727.7764
| Net Energy for Load (GWh) |  |  | Summer 50/50 Peak (MW) |  |  | Winter 50/50 Peak (MW)
MA Gross | High | Base | Low | High | Base | Low | High | Base | Low
2024 | 63496.5738 | 62307.7919 | 61119.0101 | 13019.7368 | 12816.4487 | 12613.1606 | 10275.7694 | 10088.2673 | 9900.7652
2025 | 64729.9161 | 62912.3446 | 61094.7732 | 13239.6053 | 12899.3213 | 12559.0373 | 10603.4044 | 10302.6473 | 10001.8901
2026 | 66267.1694 | 63900.2072 | 61533.2449 | 13482.3908 | 13022.3603 | 12562.3299 | 10961.884 | 10570.8372 | 10179.7904
2027 | 67970.6945 | 65061.7893 | 62152.8841 | 13712.464 | 13150.2038 | 12587.9436 | 11348.5194 | 10864.8455 | 10381.1717
2028 | 69998.9323 | 66608.2203 | 63217.5083 | 13949.3494 | 13296.2601 | 12643.1709 | 11782.1747 | 11195.1442 | 10608.1137
2029 | 71747.3146 | 67912.4819 | 64077.6493 | 14196.2422 | 13461.5169 | 12726.7917 | 12266.5702 | 11574.5558 | 10882.5414
2030 | 73868.485 | 69584.551 | 65300.617 | 14455.6534 | 13644.754 | 12833.8546 | 12800.4841 | 12000.595 | 11200.706
2031 | 76171.8176 | 71442.3751 | 66712.9326 | 14729.7091 | 13846.8002 | 12963.8914 | 13403.8637 | 12484.299 | 11564.7344
2032 | 78920.2504 | 73708.2276 | 68496.2048 | 15021.9965 | 14068.9352 | 13115.8739 | 14067.7719 | 13015.288 | 11962.8041
2033 | 81449.2789 | 75768.0641 | 70086.8492 | 15334.2532 | 14312.9226 | 13291.592 | 14776.7881 | 13583.0075 | 12389.2269
MA Gross - PV
2024 | 60764.4053 | 59575.6234 | 58386.8415 | 12465.4216 | 12262.1335 | 12058.8454 | 10275.7694 | 10088.2673 | 9900.7652
2025 | 61785.2898 | 59967.7183 | 58150.1469 | 12675.5464 | 12335.2624 | 11994.9784 | 10603.4044 | 10302.6473 | 10001.8901
2026 | 63168.7382 | 60801.7759 | 58434.8137 | 12928.1986 | 12468.1682 | 12008.1378 | 10961.884 | 10570.8372 | 10179.7904
2027 | 64764.4785 | 61855.5733 | 58946.6681 | 13169.5039 | 12607.2437 | 12044.9835 | 11348.5194 | 10864.8455 | 10381.1717
2028 | 66619.0402 | 63228.3282 | 59837.6162 | 13400.2644 | 12747.1752 | 12094.0859 | 11782.1747 | 11195.1442 | 10608.1137
2029 | 68170.2866 | 64335.454 | 60500.6214 | 13643.3806 | 12908.6554 | 12173.9301 | 12266.5702 | 11574.5558 | 10882.5414
2030 | 70097.5507 | 65813.6167 | 61529.6827 | 13900.3799 | 13089.4805 | 12278.5811 | 12800.4841 | 12000.595 | 11200.706
2031 | 72210.0284 | 67480.5859 | 62751.1434 | 14172.8486 | 13289.9397 | 12407.0308 | 13403.8637 | 12484.299 | 11564.7344
2032 | 74757.528 | 69545.5052 | 64333.4824 | 14463.7379 | 13510.6766 | 12557.6153 | 14067.7719 | 13015.288 | 11962.8041
2033 | 77099.621 | 71418.4061 | 65737.1913 | 14775.0415 | 13753.7108 | 12732.3802 | 14776.7881 | 13583.0075 | 12389.2269
MA Gross - PV - PDR
2024 | 55510.4228 | 54321.641 | 53132.8591 | 11588.1829 | 11384.8948 | 11181.6067 | 9453.4854 | 9265.9833 | 9078.4812
2025 | 56232.2832 | 54414.7118 | 52597.1403 | 11749.6093 | 11409.3253 | 11069.0413 | 9735.4728 | 9434.7157 | 9133.9585
2026 | 57317.0527 | 54950.0904 | 52583.1282 | 11953.563 | 11493.5326 | 11033.5022 | 10048.3046 | 9657.2578 | 9266.211
2027 | 58614.1141 | 55705.2089 | 52796.3037 | 12146.1699 | 11583.9097 | 11021.6495 | 10389.2924 | 9905.6185 | 9421.9447
2028 | 60461.7536 | 57071.0416 | 53680.3296 | 12347.2624 | 11694.1732 | 11041.0839 | 10776.6849 | 10189.6544 | 9602.6239
2029 | 62037.3767 | 58202.5441 | 54367.7115 | 12570.4975 | 11835.7722 | 11101.0469 | 11223.0635 | 10531.0491 | 9839.0347
2030 | 64098.0215 | 59814.0875 | 55530.1535 | 12817.5124 | 12006.613 | 11195.7136 | 11727.299 | 10927.4099 | 10127.5209
2031 | 66375.1397 | 61645.6972 | 56916.2546 | 13089.7714 | 12206.8626 | 11323.9537 | 12309.2358 | 11389.6712 | 10470.1066
2032 | 69117.5089 | 63905.4861 | 58693.4633 | 13389.9035 | 12436.8422 | 11483.781 | 12959.6653 | 11907.1814 | 10854.6975
2033 | 71683.1474 | 66001.9326 | 60320.7177 | 13719.4166 | 12698.086 | 11676.7554 | 13662.7577 | 12468.9771 | 11275.1964
| Net Energy for Load (GWh) |  |  | Summer 50/50 Peak (MW) |  |  | Winter 50/50 Peak (MW)
NH Gross | High | Base | Low | High | Base | Low | High | Base | Low
2024 | 12978.397 | 12735.4157 | 12492.4343 | 2547.3017 | 2507.5285 | 2467.7553 | 2082.5258 | 2044.5259 | 2006.526
2025 | 13208.9871 | 12838.0879 | 12467.1886 | 2596.4054 | 2529.6727 | 2462.94 | 2132.1852 | 2071.7075 | 2011.2297
2026 | 13495.4866 | 13013.4484 | 12531.4102 | 2646.7111 | 2556.4031 | 2466.0951 | 2184.4866 | 2106.5587 | 2028.6309
2027 | 13806.2954 | 13215.4349 | 12624.5743 | 2696.1049 | 2585.5549 | 2475.005 | 2239.4947 | 2144.0475 | 2048.6002
2028 | 14177.9601 | 13491.187 | 12804.414 | 2747.0952 | 2618.48 | 2489.8648 | 2302.8897 | 2188.1514 | 2073.4131
2029 | 14480.5098 | 13706.5389 | 12932.568 | 2797.8874 | 2653.083 | 2508.2786 | 2373.8435 | 2239.924 | 2106.0044
2030 | 14849.1734 | 13988.0095 | 13126.8455 | 2850.3139 | 2690.4237 | 2530.5334 | 2452.7982 | 2299.5254 | 2146.2526
2031 | 15240.3341 | 14294.0749 | 13347.8157 | 2904.6347 | 2730.5289 | 2556.4231 | 2539.6032 | 2365.3752 | 2191.1471
2032 | 15710.7898 | 14673.2235 | 13635.6572 | 2961.5369 | 2773.644 | 2585.7511 | 2633.579 | 2436.5471 | 2239.5152
2033 | 16126.7072 | 15001.8441 | 13876.981 | 3021.3379 | 2820.1031 | 2618.8684 | 2737.5188 | 2516.3614 | 2295.2039
NH Gross - PV
2024 | 12662.323 | 12419.3417 | 12176.3603 | 2481.3918 | 2441.6186 | 2401.8455 | 2082.5258 | 2044.5259 | 2006.526
2025 | 12861.2054 | 12490.3061 | 12119.4069 | 2528.0522 | 2461.3195 | 2394.5867 | 2132.1852 | 2071.7075 | 2011.2297
2026 | 13117.0976 | 12635.0594 | 12153.0212 | 2576.3003 | 2485.9923 | 2395.6843 | 2184.4866 | 2106.5587 | 2028.6309
2027 | 13398.7807 | 12807.9201 | 12217.0595 | 2624.2104 | 2513.6605 | 2403.1105 | 2239.4947 | 2144.0475 | 2048.6002
2028 | 13742.306 | 13055.5329 | 12368.7599 | 2674.399 | 2545.7838 | 2417.1686 | 2302.8897 | 2188.1514 | 2073.4131
2029 | 14019.6458 | 13245.6749 | 12471.7041 | 2724.7475 | 2579.9431 | 2435.1386 | 2373.8435 | 2239.924 | 2106.0044
2030 | 14362.5003 | 13501.3363 | 12640.1723 | 2776.7603 | 2616.8701 | 2456.9799 | 2452.7982 | 2299.5254 | 2146.2526
2031 | 14726.543 | 13780.2838 | 12834.0246 | 2830.5388 | 2656.433 | 2482.3272 | 2539.6032 | 2365.3752 | 2191.1471
2032 | 15167.4034 | 14129.837 | 13092.2707 | 2886.791 | 2698.8981 | 2511.0052 | 2633.579 | 2436.5471 | 2239.5152
2033 | 15554.9852 | 14430.1221 | 13305.259 | 2945.9614 | 2744.7266 | 2543.4918 | 2737.5188 | 2516.3614 | 2295.2039
NH Gross - PV - PDR
2024 | 11964.7716 | 11721.7902 | 11478.8089 | 2367.4128 | 2327.6396 | 2287.8665 | 1968.5468 | 1930.5469 | 1892.547
2025 | 12123.9348 | 11753.0355 | 11382.1362 | 2407.7459 | 2341.0132 | 2274.2804 | 2011.8789 | 1951.4012 | 1890.9234
2026 | 12340.1544 | 11858.1162 | 11376.078 | 2449.6666 | 2359.3586 | 2269.0506 | 2057.8529 | 1979.925 | 1901.9972
2027 | 12582.1649 | 11991.3043 | 11400.4437 | 2491.2494 | 2380.6995 | 2270.1495 | 2106.5337 | 2011.0865 | 1915.6392
2028 | 12919.8062 | 12233.0332 | 11546.2601 | 2538.8301 | 2410.2149 | 2281.5997 | 2167.4188 | 2052.6805 | 1937.9422
2029 | 13195.6222 | 12421.6514 | 11647.6805 | 2587.4687 | 2442.6642 | 2297.8598 | 2236.7714 | 2102.8518 | 1968.9322
2030 | 13546.0035 | 12684.8395 | 11823.6756 | 2638.4462 | 2478.5559 | 2318.6657 | 2314.7614 | 2161.4886 | 2008.2158
2031 | 13920.1271 | 12973.8678 | 12027.6086 | 2691.8555 | 2517.7497 | 2343.6439 | 2401.2305 | 2227.0024 | 2052.7744
2032 | 14373.538 | 13335.9716 | 12298.4053 | 2748.3829 | 2560.49 | 2372.5971 | 2495.4782 | 2298.4464 | 2101.4145
2033 | 14776.0132 | 13651.1501 | 12526.287 | 2808.4396 | 2607.2049 | 2405.9701 | 2600.2669 | 2379.1094 | 2157.952
| Net Energy for Load (GWh) |  |  | Summer 50/50 Peak (MW) |  |  | Winter 50/50 Peak (MW)
RI Gross | High | Base | Low | High | Base | Low | High | Base | Low
2024 | 9031.3425 | 8862.2578 | 8693.1732 | 1992.0636 | 1960.9598 | 1929.856 | 1421.4852 | 1395.5473 | 1369.6094
2025 | 9192.3525 | 8934.2375 | 8676.1226 | 2025.8297 | 1973.7619 | 1921.6941 | 1457.2709 | 1415.9366 | 1374.6022
2026 | 9380.7141 | 9045.6493 | 8710.5845 | 2060.5915 | 1990.2824 | 1919.9733 | 1494.5349 | 1441.2199 | 1387.9049
2027 | 9581.2284 | 9171.1857 | 8761.143 | 2092.9144 | 2007.0974 | 1921.2804 | 1532.7348 | 1467.4096 | 1402.0845
2028 | 9812.84 | 9337.5111 | 8862.1822 | 2125.0461 | 2025.5543 | 1926.0626 | 1575.7513 | 1497.2416 | 1418.732
2029 | 10003.2313 | 9468.5672 | 8933.903 | 2157.5588 | 2045.8945 | 1934.2302 | 1622.3448 | 1530.8208 | 1439.2967
2030 | 10231.8278 | 9638.4425 | 9045.0572 | 2190.6516 | 2067.7655 | 1944.8795 | 1674.6665 | 1570.0183 | 1465.3701
2031 | 10476.8846 | 9826.3839 | 9175.8831 | 2224.7428 | 2091.3902 | 1958.0376 | 1734.7283 | 1615.7182 | 1496.7081
2032 | 10772.8258 | 10061.3707 | 9349.9156 | 2260.2427 | 2116.843 | 1973.4433 | 1801.9246 | 1667.1131 | 1532.3017
2033 | 11041.9037 | 10271.7136 | 9501.5235 | 2297.3185 | 2144.3067 | 1991.2949 | 1876.6325 | 1725.024 | 1573.4154
RI Gross - PV
2024 | 8831.3887 | 8662.3041 | 8493.2194 | 1952.6498 | 1921.5461 | 1890.4423 | 1421.4852 | 1395.5473 | 1369.6094
2025 | 8971.956 | 8713.8411 | 8455.7262 | 1984.8964 | 1932.8286 | 1880.7608 | 1457.2709 | 1415.9366 | 1374.6022
2026 | 9138.8765 | 8803.8117 | 8468.7469 | 2018.0147 | 1947.7056 | 1877.3965 | 1494.5349 | 1441.2199 | 1387.9049
2027 | 9324.2778 | 8914.2351 | 8504.1925 | 2050.8369 | 1965.0199 | 1879.2029 | 1532.7348 | 1467.4096 | 1402.0845
2028 | 9537.6846 | 9062.3557 | 8587.0268 | 2081.5964 | 1982.1047 | 1882.6129 | 1575.7513 | 1497.2416 | 1418.732
2029 | 9706.3033 | 9171.6392 | 8636.975 | 2112.9502 | 2001.2859 | 1889.6217 | 1622.3448 | 1530.8208 | 1439.2967
2030 | 9912.4875 | 9319.1021 | 8725.7168 | 2144.95 | 2022.0639 | 1899.1779 | 1674.6665 | 1570.0183 | 1465.3701
2031 | 10134.5025 | 9484.0018 | 8833.501 | 2177.9769 | 2044.6243 | 1911.2717 | 1734.7283 | 1615.7182 | 1496.7081
2032 | 10405.8663 | 9694.4112 | 8982.9561 | 2212.4292 | 2069.0295 | 1925.6298 | 1801.9246 | 1667.1131 | 1532.3017
2033 | 10651.9336 | 9881.7435 | 9111.5534 | 2248.5994 | 2095.5876 | 1942.5758 | 1876.6325 | 1725.024 | 1573.4154
RI Gross - PV - PDR
2024 | 7960.0084 | 7790.9238 | 7621.8391 | 1807.3663 | 1776.2626 | 1745.1588 | 1282.1458 | 1256.2079 | 1230.27
2025 | 8050.9587 | 7792.8438 | 7534.7289 | 1831.5477 | 1779.4799 | 1727.4121 | 1310.1963 | 1268.862 | 1227.5276
2026 | 8168.3209 | 7833.2561 | 7498.1913 | 1856.6009 | 1786.2918 | 1715.9827 | 1339.7251 | 1286.4101 | 1233.0951
2027 | 8304.1636 | 7894.121 | 7484.0783 | 1881.3579 | 1795.5409 | 1709.7239 | 1370.1898 | 1304.8646 | 1239.5395
2028 | 8532.438 | 8057.1091 | 7581.7802 | 1913.0782 | 1813.5865 | 1714.0948 | 1413.4964 | 1334.9868 | 1256.4772
2029 | 8719.8999 | 8185.2357 | 7650.5716 | 1946.4471 | 1834.7828 | 1723.1186 | 1461.3192 | 1369.7952 | 1278.2712
2030 | 8964.3552 | 8370.9699 | 7777.5845 | 1981.5279 | 1858.6419 | 1735.7558 | 1515.8199 | 1411.1717 | 1306.5235
2031 | 9228.6121 | 8578.1114 | 7927.6107 | 2018.6887 | 1885.3361 | 1751.9835 | 1578.9987 | 1459.9886 | 1340.9785
2032 | 9546.0576 | 8834.6025 | 8123.1475 | 2058.293 | 1914.8933 | 1771.4936 | 1650.219 | 1515.4075 | 1380.5961
2033 | 9841.8491 | 9071.659 | 8301.469 | 2100.5811 | 1947.5693 | 1794.5575 | 1729.8114 | 1578.2028 | 1426.5943
| Net Energy for Load (GWh) |  |  | Summer 50/50 Peak (MW) |  |  | Winter 50/50 Peak (MW)
VT Gross | High | Base | Low | High | Base | Low | High | Base | Low
2024 | 6592.4263 | 6469.003 | 6345.5797 | 1055.9482 | 1039.4608 | 1022.9734 | 1059.5709 | 1040.2369 | 1020.9029
2025 | 6738.1186 | 6548.9169 | 6359.7152 | 1073.0646 | 1045.4847 | 1017.9048 | 1095.789 | 1064.7079 | 1033.6267
2026 | 6896.3655 | 6650.0378 | 6403.7101 | 1091.4008 | 1054.1613 | 1016.9218 | 1135.8258 | 1095.3072 | 1054.7885
2027 | 7066.1961 | 6763.788 | 6461.3798 | 1108.5654 | 1063.1103 | 1017.6551 | 1179.9546 | 1129.665 | 1079.3753
2028 | 7253.5547 | 6902.1963 | 6550.8379 | 1126.1644 | 1073.439 | 1020.7135 | 1230.409 | 1169.1056 | 1107.8022
2029 | 7433.8626 | 7036.529 | 6639.1954 | 1144.594 | 1085.3557 | 1026.1173 | 1291.3961 | 1218.5424 | 1145.6888
2030 | 7638.4341 | 7195.4502 | 6752.4663 | 1164.1353 | 1098.8324 | 1033.5294 | 1361.46 | 1276.3837 | 1191.3075
2031 | 7858.237 | 7370.3258 | 6882.4146 | 1185.0342 | 1114.0024 | 1042.9706 | 1441.5825 | 1342.6835 | 1243.7846
2032 | 8108.5572 | 7573.0548 | 7037.5524 | 1207.7527 | 1131.1276 | 1054.5025 | 1531.6968 | 1417.1025 | 1302.5082
2033 | 8360.5147 | 7777.3557 | 7194.1967 | 1232.6269 | 1150.5283 | 1068.4298 | 1632.1914 | 1500.3306 | 1368.4699
VT Gross - PV
2024 | 5946.4447 | 5823.0214 | 5699.5981 | 917.1012 | 900.6138 | 884.1264 | 1059.5709 | 1040.2369 | 1020.9029
2025 | 6058.9637 | 5869.762 | 5680.5603 | 935.5461 | 907.9662 | 880.3863 | 1095.789 | 1064.7079 | 1033.6267
2026 | 6183.4834 | 5937.1557 | 5690.8281 | 954.6545 | 917.415 | 880.1755 | 1135.8258 | 1095.3072 | 1054.7885
2027 | 6319.434 | 6017.0258 | 5714.6176 | 972.8936 | 927.4384 | 881.9833 | 1179.9546 | 1129.665 | 1079.3753
2028 | 6473.8691 | 6122.5106 | 5771.1522 | 992.1416 | 939.4162 | 886.6907 | 1230.409 | 1169.1056 | 1107.8022
2029 | 6625.6488 | 6228.3152 | 5830.9816 | 1012.5248 | 953.2865 | 894.0481 | 1291.3961 | 1218.5424 | 1145.6888
2030 | 6798.4885 | 6355.5046 | 5912.5207 | 1033.4317 | 968.1287 | 902.8258 | 1361.46 | 1276.3837 | 1191.3075
2031 | 6982.6616 | 6494.7504 | 6006.8393 | 1055.0442 | 984.0124 | 912.9807 | 1441.5825 | 1342.6835 | 1243.7846
2032 | 7190.8645 | 6655.3621 | 6119.8597 | 1077.7771 | 1001.1519 | 924.5268 | 1531.6968 | 1417.1025 | 1302.5082
2033 | 7400.6977 | 6817.5387 | 6234.3797 | 1102.3732 | 1020.2747 | 938.1762 | 1632.1914 | 1500.3306 | 1368.4699
VT Gross - PV - PDR
2024 | 5384.2366 | 5260.8133 | 5137.3899 | 827.0083 | 810.5209 | 794.0335 | 969.478 | 950.144 | 930.81
2025 | 5464.7553 | 5275.5535 | 5086.3518 | 840.4518 | 812.8719 | 785.292 | 1000.6947 | 969.6136 | 938.5324
2026 | 5557.3118 | 5310.9841 | 5064.6565 | 854.5589 | 817.3194 | 780.0799 | 1035.7302 | 995.2116 | 954.6929
2027 | 5661.2991 | 5358.8909 | 5056.4827 | 867.7966 | 822.3414 | 776.8863 | 1074.8576 | 1024.568 | 974.2783
2028 | 5808.5717 | 5457.2132 | 5105.8548 | 885.0449 | 832.3194 | 779.594 | 1121.4617 | 1060.1582 | 998.8548
2029 | 5956.6314 | 5559.2978 | 5161.9642 | 904.0731 | 844.8347 | 785.5964 | 1179.2368 | 1106.3831 | 1033.5294
2030 | 6136.3926 | 5693.4087 | 5250.4248 | 924.3336 | 859.0307 | 793.7277 | 1246.7312 | 1161.6549 | 1076.5787
2031 | 6330.5227 | 5842.6116 | 5354.7004 | 945.912 | 874.8802 | 803.8485 | 1324.8594 | 1225.9605 | 1127.0615
2032 | 6552.0091 | 6016.5067 | 5481.0043 | 969.3913 | 892.7662 | 816.1411 | 1413.6727 | 1299.0784 | 1184.4841
2033 | 6778.2438 | 6195.0847 | 5611.9257 | 995.4805 | 913.382 | 831.2834 | 1513.517 | 1381.6562 | 1249.7955
SUBAREAS:
| Net Energy for Load (GWh) |  |  | Summer 50/50 Peak (MW) |  |  | Winter 50/50 Peak (MW)
BHE Gross | High | Base | Low | High | Base | Low | High | Base | Low
2024 | 1879.4338 | 1844.247 | 1809.0603 | 315.6171 | 310.6891 | 305.7611 | 299.3396 | 293.8775 | 288.4154
2025 | 1927.7402 | 1873.6106 | 1819.481 | 322.8172 | 314.5201 | 306.2231 | 312.0469 | 303.196 | 294.345
2026 | 1983.6114 | 1912.7598 | 1841.9082 | 330.913 | 319.622 | 308.331 | 326.3632 | 314.7208 | 303.0783
2027 | 2045.8146 | 1958.261 | 1870.7074 | 339.044 | 325.142 | 311.24 | 342.4397 | 327.8449 | 313.2501
2028 | 2117.7454 | 2015.1629 | 1912.5805 | 347.7039 | 331.4249 | 315.1459 | 360.7945 | 342.8184 | 324.8423
2029 | 2187.7944 | 2070.8587 | 1953.9229 | 356.8715 | 338.4017 | 319.9318 | 381.0459 | 359.5493 | 338.0527
2030 | 2269.161 | 2137.5631 | 2005.9653 | 366.7408 | 346.1682 | 325.5957 | 403.3138 | 378.1112 | 352.9085
2031 | 2357.663 | 2211.2777 | 2064.8924 | 377.1793 | 354.5709 | 331.9626 | 428.2344 | 398.8556 | 369.4769
2032 | 2458.3307 | 2295.9785 | 2133.6263 | 388.0749 | 363.4537 | 338.8325 | 455.181 | 421.1265 | 387.072
2033 | 2556.1004 | 2377.8084 | 2199.5163 | 399.2409 | 372.6497 | 346.0584 | 483.8372 | 444.7491 | 405.6611
BHE Gross - PV
2024 | 1823.9098 | 1788.7231 | 1753.5364 | 304.5206 | 299.5926 | 294.6646 | 299.3396 | 293.8775 | 288.4154
2025 | 1865.184 | 1811.0544 | 1756.9247 | 311.0118 | 302.7148 | 294.4177 | 312.0469 | 303.196 | 294.345
2026 | 1916.3488 | 1845.4972 | 1774.6457 | 318.8925 | 307.6014 | 296.3104 | 326.3632 | 314.7208 | 303.0783
2027 | 1973.9795 | 1886.4258 | 1798.8722 | 326.8887 | 312.9866 | 299.0846 | 342.4397 | 327.8449 | 313.2501
2028 | 2041.3473 | 1938.7648 | 1836.1823 | 335.4803 | 319.2013 | 302.9222 | 360.7945 | 342.8184 | 324.8423
2029 | 2107.2895 | 1990.3538 | 1873.418 | 344.6247 | 326.1549 | 307.685 | 381.0459 | 359.5493 | 338.0527
2030 | 2184.5418 | 2052.9439 | 1921.3461 | 354.4844 | 333.9118 | 313.3392 | 403.3138 | 378.1112 | 352.9085
2031 | 2268.9933 | 2122.6081 | 1976.2228 | 364.9269 | 342.3186 | 319.7102 | 428.2344 | 398.8556 | 369.4769
2032 | 2365.4663 | 2203.1142 | 2040.762 | 375.8386 | 351.2174 | 326.5962 | 455.181 | 421.1265 | 387.072
2033 | 2459.4577 | 2281.1657 | 2102.8737 | 387.0382 | 360.4469 | 333.8557 | 483.8372 | 444.7491 | 405.6611
BHE Gross - PV - PDR
2024 | 1730.4919 | 1695.3052 | 1660.1185 | 290.1889 | 285.2609 | 280.3329 | 284.971 | 279.509 | 274.0469
2025 | 1766.4315 | 1712.3019 | 1658.1723 | 295.8835 | 287.5864 | 279.2894 | 296.877 | 288.026 | 279.175
2026 | 1812.2679 | 1741.4163 | 1670.5648 | 302.9674 | 291.6764 | 280.3854 | 310.3918 | 298.7494 | 287.1069
2027 | 1864.5701 | 1777.0164 | 1689.4628 | 310.1669 | 296.2648 | 282.3628 | 325.667 | 311.0722 | 296.4774
2028 | 1937.6382 | 1835.0557 | 1732.4732 | 319.838 | 303.559 | 287.28 | 344.9985 | 327.0224 | 309.0464
2029 | 2009.5019 | 1892.5662 | 1775.6305 | 330.1069 | 311.637 | 293.1671 | 366.2729 | 344.7764 | 323.2798
2030 | 2095.0667 | 1963.4688 | 1831.8709 | 341.1362 | 320.5637 | 299.9911 | 389.6107 | 364.408 | 339.2053
2031 | 2188.0516 | 2041.6663 | 1895.281 | 352.7933 | 330.1849 | 307.5766 | 415.6471 | 386.2684 | 356.8896
2032 | 2293.2715 | 2130.9193 | 1968.5671 | 364.9628 | 340.3416 | 315.7204 | 443.7541 | 409.6997 | 375.6452
2033 | 2396.2175 | 2217.9254 | 2039.6334 | 377.4618 | 350.8705 | 324.2793 | 473.6142 | 434.5261 | 395.4381
| Net Energy for Load (GWh) |  |  | Summer 50/50 Peak (MW) |  |  | Winter 50/50 Peak (MW)
ME Gross | High | Base | Low | High | Base | Low | High | Base | Low
2024 | 6152.4841 | 6037.2974 | 5922.1107 | 981.5434 | 966.2178 | 950.8921 | 1014.5933 | 996.08 | 977.5667
2025 | 6317.287 | 6139.9019 | 5962.5168 | 1004.3076 | 978.4949 | 952.6822 | 1058.6713 | 1028.6429 | 998.6146
2026 | 6507.2879 | 6274.8575 | 6042.4271 | 1029.8599 | 994.7202 | 959.5806 | 1108.1749 | 1068.6426 | 1029.1103
2027 | 6718.093 | 6430.5824 | 6143.0718 | 1055.5237 | 1012.2434 | 968.9632 | 1163.6364 | 1114.0422 | 1064.4481
2028 | 6961.4325 | 6624.2244 | 6287.0162 | 1082.8367 | 1032.1398 | 981.4429 | 1226.8335 | 1165.7083 | 1104.583
2029 | 7197.7597 | 6813.0456 | 6428.3315 | 1111.7342 | 1054.1965 | 996.6588 | 1296.483 | 1223.3423 | 1150.2017
2030 | 7471.981 | 7038.6504 | 6605.3199 | 1142.8219 | 1078.7146 | 1014.6072 | 1373.0043 | 1287.2067 | 1201.4091
2031 | 7770.0073 | 7287.5742 | 6805.1411 | 1175.6889 | 1105.2173 | 1034.7457 | 1458.5732 | 1358.5086 | 1258.444
2032 | 8108.9888 | 7573.4579 | 7037.927 | 1209.9862 | 1133.2193 | 1056.4525 | 1551.065 | 1435.0217 | 1318.9784
2033 | 8437.8098 | 7849.2593 | 7260.7088 | 1245.1329 | 1162.2015 | 1079.27 | 1648.7132 | 1515.5177 | 1382.3222
ME Gross - PV
2024 | 5908.5184 | 5793.3317 | 5678.1449 | 932.7857 | 917.4601 | 902.1344 | 1014.5933 | 996.08 | 977.5667
2025 | 6036.8894 | 5859.5044 | 5682.1193 | 951.3632 | 925.5505 | 899.7378 | 1058.6713 | 1028.6429 | 998.6146
2026 | 6202.5226 | 5970.0922 | 5737.6618 | 975.3492 | 940.2095 | 905.0698 | 1108.1749 | 1068.6426 | 1029.1103
2027 | 6389.602 | 6102.0914 | 5814.5808 | 999.8841 | 956.6038 | 913.3235 | 1163.6364 | 1114.0422 | 1064.4481
2028 | 6609.324 | 6272.1158 | 5934.9076 | 1026.4325 | 975.7356 | 925.0387 | 1226.8335 | 1165.7083 | 1104.583
2029 | 6824.224 | 6439.5099 | 6054.7958 | 1054.8353 | 997.2976 | 939.7599 | 1296.483 | 1223.3423 | 1150.2017
2030 | 7077.0513 | 6643.7207 | 6210.3901 | 1085.5371 | 1021.4298 | 957.3224 | 1373.0043 | 1287.2067 | 1201.4091
2031 | 7354.0095 | 6871.5765 | 6389.1434 | 1118.1173 | 1047.6457 | 977.1741 | 1458.5732 | 1358.5086 | 1258.444
2032 | 7671.2495 | 7135.7186 | 6600.1876 | 1152.2116 | 1075.4447 | 998.6779 | 1551.065 | 1435.0217 | 1318.9784
2033 | 7980.3246 | 7391.7742 | 6803.2237 | 1187.2665 | 1104.335 | 1021.4035 | 1648.7132 | 1515.5177 | 1382.3222
ME Gross - PV - PDR
2024 | 5598.7596 | 5483.5729 | 5368.3862 | 886.0893 | 870.7636 | 855.438 | 966.1244 | 947.6111 | 929.0978
2025 | 5709.2279 | 5531.8428 | 5354.4578 | 902.0516 | 876.2389 | 850.4262 | 1007.4529 | 977.4245 | 947.3961
2026 | 5856.9766 | 5624.5462 | 5392.1158 | 923.421 | 888.2813 | 853.1416 | 1054.2077 | 1014.6754 | 975.1432
2027 | 6026.169 | 5738.6584 | 5451.1478 | 945.3382 | 902.0579 | 858.7776 | 1106.9211 | 1057.3269 | 1007.7328
2028 | 6264.6551 | 5927.4469 | 5590.2387 | 975.3905 | 924.6936 | 873.9967 | 1173.3869 | 1112.2616 | 1051.1364
2029 | 6499.0862 | 6114.3721 | 5729.658 | 1007.4466 | 949.9089 | 892.3712 | 1246.469 | 1173.3284 | 1100.1877
2030 | 6779.426 | 6346.0954 | 5912.7648 | 1041.9529 | 977.8455 | 913.7382 | 1326.5877 | 1240.7901 | 1154.9925
2031 | 7084.6634 | 6602.2304 | 6119.7973 | 1078.4867 | 1008.0151 | 937.5435 | 1415.916 | 1315.8514 | 1215.7868
2032 | 7430.9223 | 6895.3913 | 6359.8604 | 1116.6789 | 1039.9121 | 963.1453 | 1512.3235 | 1396.2802 | 1280.2369
2033 | 7769.8061 | 7181.2556 | 6592.7052 | 1155.9791 | 1073.0476 | 990.1161 | 1614.0532 | 1480.8577 | 1347.6622
| Net Energy for Load (GWh) |  |  | Summer 50/50 Peak (MW) |  |  | Winter 50/50 Peak (MW)
SME Gross
2024 | 4670.8677 | 4583.4198 | 4495.9719 | 828.6929 | 815.7539 | 802.8148 | 714.7619 | 701.7197 | 688.6774
2025 | 4787.8972 | 4653.4564 | 4519.0155 | 847.484 | 825.702 | 803.92 | 744.7652 | 723.6406 | 702.5159
2026 | 4923.2336 | 4747.3832 | 4571.5328 | 868.6265 | 838.9882 | 809.3499 | 778.6196 | 750.8437 | 723.0677
2027 | 5074.1674 | 4857.011 | 4639.8546 | 889.8605 | 853.373 | 816.8855 | 816.6797 | 781.8728 | 747.0659
2028 | 5248.6712 | 4994.4283 | 4740.1854 | 912.482 | 869.7608 | 827.0397 | 860.1755 | 817.3185 | 774.4614
2029 | 5419.1674 | 5129.5175 | 4839.8676 | 936.4348 | 887.9697 | 839.5046 | 908.1918 | 856.9564 | 805.7211
2030 | 5617.1154 | 5291.356 | 4965.5966 | 962.2274 | 908.2506 | 854.2738 | 961.0109 | 900.9583 | 840.9058
2031 | 5832.4601 | 5470.3277 | 5108.1953 | 989.5121 | 930.2 | 870.888 | 1020.145 | 950.1585 | 880.172
2032 | 6077.1898 | 5675.8422 | 5274.4946 | 1017.9939 | 953.4079 | 888.8219 | 1084.0976 | 1002.9906 | 921.8836
2033 | 6315.274 | 5874.7737 | 5434.2734 | 1047.1833 | 977.4362 | 907.6891 | 1152.3476 | 1059.2523 | 966.1569
SME Gross - PV
2024 | 4591.2926 | 4503.8447 | 4416.3968 | 812.7669 | 799.8278 | 786.8887 | 714.7619 | 701.7197 | 688.6774
2025 | 4696.7968 | 4562.356 | 4427.9151 | 830.2635 | 808.4815 | 786.6995 | 744.7652 | 723.6406 | 702.5159
2026 | 4824.4253 | 4648.5749 | 4472.7245 | 850.9363 | 821.298 | 791.6598 | 778.6196 | 750.8437 | 723.0677
2027 | 4967.8402 | 4750.6838 | 4533.5273 | 871.8337 | 835.3462 | 798.8587 | 816.6797 | 781.8728 | 747.0659
2028 | 5134.858 | 4880.6151 | 4626.3722 | 894.2364 | 851.5153 | 808.7941 | 860.1755 | 817.3185 | 774.4614
2029 | 5298.5804 | 5008.9305 | 4719.2807 | 918.0539 | 869.5888 | 821.1237 | 908.1918 | 856.9564 | 805.7211
2030 | 5489.7614 | 5164.002 | 4838.2426 | 943.7435 | 889.7667 | 835.7899 | 961.0109 | 900.9583 | 840.9058
2031 | 5698.4427 | 5336.3103 | 4974.1779 | 970.9548 | 911.6428 | 852.3308 | 1020.145 | 950.1585 | 880.172
2032 | 5936.292 | 5534.9444 | 5133.5968 | 999.3887 | 934.8027 | 870.2167 | 1084.0976 | 1002.9906 | 921.8836
2033 | 6168.1363 | 5727.6361 | 5287.1358 | 1028.5643 | 958.8171 | 889.07 | 1152.3476 | 1059.2523 | 966.1569
SME Gross - PV - PDR
2024 | 4352.8468 | 4265.3989 | 4177.951 | 775.182 | 762.2429 | 749.3038 | 679.0905 | 666.0483 | 653.006
2025 | 4444.7678 | 4310.327 | 4175.8861 | 790.5916 | 768.8096 | 747.0276 | 707.1119 | 685.9872 | 664.8626
2026 | 4558.8291 | 4382.9787 | 4207.1283 | 809.1775 | 779.5392 | 749.9009 | 738.9844 | 711.2085 | 683.4325
2027 | 4688.6767 | 4471.5203 | 4254.3639 | 827.9878 | 791.5003 | 755.0129 | 775.0626 | 740.2557 | 705.4488
2028 | 4870.2652 | 4616.0223 | 4361.7793 | 853.2233 | 810.5021 | 767.781 | 820.9877 | 778.1307 | 735.2736
2029 | 5049.1176 | 4759.4678 | 4469.8179 | 879.9906 | 831.5255 | 783.0604 | 871.5469 | 820.3115 | 769.0762
2030 | 5261.5232 | 4935.7638 | 4610.0044 | 908.7486 | 854.7718 | 800.795 | 927.0238 | 866.9712 | 806.9186
2031 | 5491.9878 | 5129.8554 | 4767.723 | 939.1455 | 879.8335 | 820.5214 | 988.9289 | 918.9424 | 848.9559
2032 | 5752.1607 | 5350.8132 | 4949.4656 | 970.878 | 906.292 | 841.706 | 1055.7622 | 974.6552 | 893.5482
2033 | 6006.8436 | 5566.3433 | 5125.8431 | 1003.4599 | 933.7127 | 863.9656 | 1126.9974 | 1033.9021 | 940.8067
| Net Energy for Load (GWh) |  |  | Summer 50/50 Peak (MW) |  |  | Winter 50/50 Peak (MW)
NH Gross | High | Base | Low | High | Base | Low | High | Base | Low
2024 | 11996.4016 | 11771.8052 | 11547.2087 | 2331.0769 | 2294.6798 | 2258.2827 | 1932.4217 | 1897.1608 | 1861.8998
2025 | 12205.0703 | 11862.3604 | 11519.6504 | 2375.6767 | 2314.6171 | 2253.5576 | 1977.9998 | 1921.8954 | 1865.791
2026 | 12465.7678 | 12020.5096 | 11575.2514 | 2421.4775 | 2338.8547 | 2256.2319 | 2026.249 | 1953.966 | 1881.683
2027 | 12749.5424 | 12203.9071 | 11658.2718 | 2466.4607 | 2365.327 | 2264.1933 | 2077.2242 | 1988.6929 | 1900.1616
2028 | 13089.8725 | 12455.8059 | 11821.7393 | 2512.9448 | 2395.2922 | 2277.6396 | 2136.1231 | 2029.6937 | 1923.2644
2029 | 13367.4502 | 12652.9714 | 11938.4927 | 2559.3147 | 2426.8576 | 2294.4005 | 2202.1602 | 2077.9261 | 1953.6919
2030 | 13706.4283 | 12911.5367 | 12116.6452 | 2607.2388 | 2460.9841 | 2314.7293 | 2275.7251 | 2133.5174 | 1991.3097
2031 | 14066.6881 | 13193.2995 | 12319.911 | 2656.9318 | 2497.6734 | 2338.4151 | 2356.7481 | 2195.0648 | 2033.3814
2032 | 14500.2057 | 13542.5883 | 12584.971 | 2708.9946 | 2537.1241 | 2365.2536 | 2444.5301 | 2261.642 | 2078.7538
2033 | 14883.9139 | 13845.7376 | 12807.5612 | 2763.6881 | 2579.614 | 2395.5399 | 2542.4787 | 2337.078 | 2131.6774
NH Gross - PV
2024 | 11694.1068 | 11469.5104 | 11244.914 | 2268.0649 | 2231.6678 | 2195.2708 | 1932.4217 | 1897.1608 | 1861.8998
2025 | 11870.0536 | 11527.3436 | 11184.6337 | 2309.8308 | 2248.7712 | 2187.7117 | 1977.9998 | 1921.8954 | 1865.791
2026 | 12101.1546 | 11655.8964 | 11210.6382 | 2353.6528 | 2271.03 | 2188.4072 | 2026.249 | 1953.966 | 1881.683
2027 | 12356.5701 | 11810.9348 | 11265.2995 | 2397.1473 | 2296.0136 | 2194.8798 | 2077.2242 | 1988.6929 | 1900.1616
2028 | 12669.2124 | 12035.1458 | 11401.0791 | 2442.7623 | 2325.1097 | 2207.4571 | 2136.1231 | 2029.6937 | 1923.2644
2029 | 12921.8778 | 12207.399 | 11492.9202 | 2488.6172 | 2356.1601 | 2223.703 | 2202.1602 | 2077.9261 | 1953.6919
2030 | 13235.4558 | 12440.5643 | 11645.6727 | 2536.0746 | 2389.8199 | 2243.5651 | 2275.7251 | 2133.5174 | 1991.3097
2031 | 13569.2869 | 12695.8984 | 11822.5098 | 2585.217 | 2425.9587 | 2266.7004 | 2356.7481 | 2195.0648 | 2033.3814
2032 | 13974.1822 | 13016.5648 | 12058.9474 | 2636.6545 | 2464.7841 | 2292.9136 | 2444.5301 | 2261.642 | 2078.7538
2033 | 14330.6165 | 13292.4402 | 12254.2639 | 2690.7606 | 2506.6865 | 2322.6124 | 2542.4787 | 2337.078 | 2131.6774
NH Gross - PV - PDR
2024 | 11092.9201 | 10868.3236 | 10643.7272 | 2170.1367 | 2133.7397 | 2097.3426 | 1834.1464 | 1798.8855 | 1763.6246
2025 | 11234.963 | 10892.2531 | 10549.5431 | 2206.4898 | 2145.4302 | 2084.3707 | 1874.3471 | 1818.2427 | 1762.1383
2026 | 11432.2052 | 10986.947 | 10541.6887 | 2244.9002 | 2162.2774 | 2079.6545 | 1917.2187 | 1844.9357 | 1772.6527
2027 | 11653.7665 | 11108.1312 | 10562.4959 | 2282.9843 | 2181.8506 | 2080.7168 | 1962.8164 | 1874.2852 | 1785.7539
2028 | 11962.4103 | 11328.3436 | 10694.277 | 2326.5572 | 2208.9046 | 2091.252 | 2019.7665 | 1913.3371 | 1806.9078
2029 | 12214.7385 | 11500.2597 | 10785.781 | 2371.1279 | 2238.6708 | 2106.2137 | 2084.6167 | 1960.3825 | 1836.1484
2030 | 12535.8786 | 11740.987 | 10946.0955 | 2417.8724 | 2271.6176 | 2125.3629 | 2157.5291 | 2015.3214 | 1873.1137
2031 | 12879.4132 | 12006.0247 | 11132.6361 | 2466.8655 | 2307.6072 | 2148.3489 | 2238.4278 | 2076.7444 | 1915.061
2032 | 13296.0869 | 12338.4695 | 11380.8521 | 2518.6997 | 2346.8292 | 2174.9587 | 2326.5973 | 2143.7092 | 1960.821
2033 | 13666.1436 | 12627.9673 | 11589.791 | 2573.7104 | 2389.6362 | 2205.5621 | 2425.3887 | 2219.9881 | 2014.5874
| Net Energy for Load (GWh) |  |  | Summer 50/50 Peak (MW) |  |  | Winter 50/50 Peak (MW)
VT Gross | High | Base | Low | High | Base | Low | High | Base | Low
2024 | 7656.6467 | 7513.299 | 7369.9514 | 1296.3267 | 1276.0861 | 1255.8454 | 1214.813 | 1192.6463 | 1170.4796
2025 | 7819.3507 | 7599.7887 | 7380.2267 | 1318.1064 | 1284.2284 | 1250.3505 | 1254.1461 | 1218.5733 | 1183.0004
2026 | 7999.4619 | 7713.7333 | 7428.0048 | 1341.2049 | 1295.4419 | 1249.6788 | 1297.4009 | 1251.1183 | 1204.8357
2027 | 8193.1394 | 7842.502 | 7491.8647 | 1363.0609 | 1307.1705 | 1251.2801 | 1344.8434 | 1287.5262 | 1230.209
2028 | 8409.4803 | 8002.1295 | 7594.7786 | 1385.506 | 1320.6385 | 1255.7711 | 1399.1541 | 1329.4432 | 1259.7323
2029 | 8612.591 | 8152.2554 | 7691.9197 | 1408.7449 | 1335.8355 | 1262.926 | 1464.2874 | 1381.6801 | 1299.0728
2030 | 8845.3774 | 8332.398 | 7819.4186 | 1433.2408 | 1352.8422 | 1272.4436 | 1538.886 | 1442.7226 | 1346.5592
2031 | 9095.0389 | 8530.3358 | 7965.6327 | 1459.2613 | 1371.7921 | 1284.323 | 1623.8752 | 1512.4701 | 1401.0651
2032 | 9381.7151 | 8762.1312 | 8142.5474 | 1487.3297 | 1392.967 | 1298.6043 | 1719.1243 | 1590.5076 | 1461.8909
2033 | 9664.9923 | 8990.8439 | 8316.6956 | 1517.8078 | 1416.7149 | 1315.622 | 1825.3697 | 1677.9026 | 1530.4354
VT Gross - PV
2024 | 7006.9995 | 6863.6518 | 6720.3042 | 1157.1472 | 1136.9066 | 1116.666 | 1214.813 | 1192.6463 | 1170.4796
2025 | 7134.0982 | 6914.5362 | 6694.9743 | 1179.8045 | 1145.9265 | 1112.0486 | 1254.1461 | 1218.5733 | 1183.0004
2026 | 7278.231 | 6992.5024 | 6706.7739 | 1203.3179 | 1157.5549 | 1111.7919 | 1297.4009 | 1251.1183 | 1204.8357
2027 | 7435.9911 | 7085.3537 | 6734.7163 | 1225.9564 | 1170.066 | 1114.1756 | 1344.8434 | 1287.5262 | 1230.209
2028 | 7617.4578 | 7210.1069 | 6802.7561 | 1249.8203 | 1184.9528 | 1120.0853 | 1399.1541 | 1329.4432 | 1259.7323
2029 | 7790.2449 | 7329.9093 | 6869.5737 | 1274.8147 | 1201.9053 | 1128.9958 | 1464.2874 | 1381.6801 | 1299.0728
2030 | 7989.6223 | 7476.6429 | 6963.6634 | 1300.5225 | 1220.1239 | 1139.7253 | 1538.886 | 1442.7226 | 1346.5592
2031 | 8202.0422 | 7637.3391 | 7072.636 | 1327.128 | 1239.6589 | 1152.1898 | 1623.8752 | 1512.4701 | 1401.0651
2032 | 8445.0491 | 7825.4653 | 7205.8814 | 1355.1136 | 1260.7509 | 1166.3882 | 1719.1243 | 1590.5076 | 1461.8909
2033 | 8684.8406 | 8010.6923 | 7336.5439 | 1385.2393 | 1284.1464 | 1183.0535 | 1825.3697 | 1677.9026 | 1530.4354
VT Gross - PV - PDR
2024 | 6370.7051 | 6227.3575 | 6084.0099 | 1054.1371 | 1033.8965 | 1013.6559 | 1113.3067 | 1091.14 | 1068.9733
2025 | 6461.5899 | 6242.0279 | 6022.4659 | 1071.0751 | 1037.1972 | 1003.3193 | 1147.007 | 1111.4342 | 1075.8613
2026 | 6569.5487 | 6283.8202 | 5998.0916 | 1088.8694 | 1043.1064 | 997.3433 | 1184.6284 | 1138.3458 | 1092.0632
2027 | 6691.1328 | 6340.4954 | 5989.858 | 1105.7885 | 1049.8981 | 994.0078 | 1226.4368 | 1169.1196 | 1111.8024
2028 | 6864.8935 | 6457.5426 | 6050.1917 | 1127.3548 | 1062.4873 | 997.6199 | 1276.7282 | 1207.0173 | 1137.3064
2029 | 7033.8814 | 6573.5457 | 6113.2101 | 1150.7998 | 1077.8904 | 1004.9809 | 1338.5749 | 1255.9676 | 1173.3603
2030 | 7240.9471 | 6727.9677 | 6214.9882 | 1175.739 | 1095.3404 | 1014.9418 | 1410.5869 | 1314.4235 | 1218.2601
2031 | 7464.3279 | 6899.6247 | 6334.9216 | 1202.2616 | 1114.7925 | 1027.3234 | 1493.6241 | 1382.2191 | 1270.814
2032 | 7721.8377 | 7102.2539 | 6482.67 | 1231.0114 | 1136.6487 | 1042.286 | 1587.6659 | 1459.0492 | 1330.4325
2033 | 7979.462 | 7305.3137 | 6631.1653 | 1262.7114 | 1161.6186 | 1060.5257 | 1693.4047 | 1545.9375 | 1398.4703
| Net Energy for Load (GWh) |  |  | Summer 50/50 Peak (MW) |  |  | Winter 50/50 Peak (MW)
BOSTON Gross | High | Base | Low | High | Base | Low | High | Base | Low
2024 | 28826.8111 | 28287.116 | 27747.4209 | 5935.6395 | 5842.9614 | 5750.2833 | 4647.1442 | 4562.3477 | 4477.5512
2025 | 29373.6885 | 28548.8956 | 27724.1026 | 6035.1598 | 5880.0443 | 5724.9288 | 4792.2463 | 4656.3181 | 4520.3898
2026 | 30058.3547 | 28984.7161 | 27911.0775 | 6145.1195 | 5935.4429 | 5725.7663 | 4951.3074 | 4774.6779 | 4598.0483
2027 | 30818.4814 | 29499.5594 | 28180.6375 | 6249.2778 | 5993.035 | 5736.7922 | 5123.0877 | 4904.7417 | 4686.3957
2028 | 31725.3796 | 30188.6186 | 28651.8577 | 6356.5337 | 6058.9296 | 5761.3255 | 5316.0778 | 5051.2116 | 4786.3454
2029 | 32506.0955 | 30768.6725 | 29031.2495 | 6468.3425 | 6133.574 | 5798.8055 | 5531.9249 | 5219.8432 | 4907.7615
2030 | 33455.1819 | 31514.9798 | 29574.7776 | 6585.8469 | 6216.4095 | 5846.9721 | 5770.0488 | 5409.4844 | 5048.92
2031 | 34486.5133 | 32345.2754 | 30204.0375 | 6710.014 | 6307.8112 | 5905.6083 | 6039.4122 | 5625.0817 | 5210.7512
2032 | 35718.5881 | 33359.6739 | 31000.7598 | 6842.476 | 6408.3593 | 5974.2427 | 6335.9566 | 5861.9304 | 5387.9042
2033 | 36851.9126 | 34281.434 | 31710.9553 | 6984.0221 | 6518.8547 | 6053.6872 | 6655.289 | 6117.6245 | 5579.96
BOSTON Gross - PV
2024 | 28121.9249 | 27582.2298 | 27042.5347 | 5792.4129 | 5699.7348 | 5607.0567 | 4647.1442 | 4562.3477 | 4477.5512
2025 | 28614.2745 | 27789.4816 | 26964.6886 | 5889.1698 | 5734.0543 | 5578.9388 | 4792.2463 | 4656.3181 | 4520.3898
2026 | 29258.31 | 28184.6714 | 27111.0328 | 6001.539 | 5791.8624 | 5582.1857 | 4951.3074 | 4774.6779 | 4598.0483
2027 | 29978.2906 | 28659.3687 | 27340.4467 | 6105.0206 | 5848.7778 | 5592.535 | 5123.0877 | 4904.7417 | 4686.3957
2028 | 30831.7147 | 29294.9538 | 27758.1928 | 6210.7136 | 5913.1095 | 5615.5054 | 5316.0778 | 5051.2116 | 4786.3454
2029 | 31560.5841 | 29823.1611 | 28085.7381 | 6321.576 | 5986.8075 | 5652.039 | 5531.9249 | 5219.8432 | 4907.7615
2030 | 32458.6514 | 30518.4493 | 28578.2472 | 6438.4858 | 6069.0484 | 5699.611 | 5770.0488 | 5409.4844 | 5048.92
2031 | 33439.7281 | 31298.4902 | 29157.2523 | 6562.2666 | 6160.0638 | 5757.8609 | 6039.4122 | 5625.0817 | 5210.7512
2032 | 34618.8646 | 32259.9505 | 29901.0363 | 6694.3854 | 6260.2687 | 5826.1521 | 6335.9566 | 5861.9304 | 5387.9042
2033 | 35702.9169 | 33132.4383 | 30561.9596 | 6835.7011 | 6370.5336 | 5905.3662 | 6655.289 | 6117.6245 | 5579.96
BOSTON Gross - PV - PDR
2024 | 25705.6197 | 25165.9246 | 24626.2295 | 5385.6677 | 5292.9896 | 5200.3115 | 4272.0374 | 4187.2409 | 4102.4444
2025 | 26059.1921 | 25234.3992 | 24409.6062 | 5459.5057 | 5304.3902 | 5149.2747 | 4396.2413 | 4260.3131 | 4124.3848
2026 | 26564.5204 | 25490.8817 | 24417.2431 | 5548.9299 | 5339.2532 | 5129.5766 | 4534.4017 | 4357.7722 | 4181.1426
2027 | 27145.709 | 25826.7871 | 24507.8651 | 5629.4416 | 5373.1988 | 5116.956 | 4685.2792 | 4466.9332 | 4248.5873
2028 | 27994.607 | 26457.846 | 24921.0851 | 5721.013 | 5423.4089 | 5125.8048 | 4857.1459 | 4592.2797 | 4327.4135
2029 | 28733.4188 | 26995.9958 | 25258.5728 | 5822.2915 | 5487.523 | 5152.7545 | 5055.6286 | 4743.547 | 4431.4653
2030 | 29691.6522 | 27751.4501 | 25811.248 | 5934.212 | 5564.7746 | 5195.3372 | 5280.1869 | 4919.6225 | 4559.0581
2031 | 30747.3749 | 28606.137 | 26464.8991 | 6057.5508 | 5655.348 | 5253.1451 | 5539.7379 | 5125.4074 | 4711.0769
2032 | 32015.1752 | 29656.2611 | 27297.3469 | 6193.6337 | 5759.517 | 5325.4003 | 5830.1007 | 5356.0745 | 4882.0483
2033 | 33202.1491 | 30631.6705 | 28061.1918 | 6343.4153 | 5878.2478 | 5413.0804 | 6146.7542 | 5609.0896 | 5071.4251
| Net Energy for Load (GWh) |  |  | Summer 50/50 Peak (MW) |  |  | Winter 50/50 Peak (MW)
CMA/NEMA Gross | High | Base | Low | High | Base | Low | High | Base | Low
2024 | 8154.1432 | 8001.4814 | 7848.8197 | 1675.0733 | 1648.919 | 1622.7647 | 1311.5677 | 1287.6355 | 1263.7033
2025 | 8286.6272 | 8053.9444 | 7821.2616 | 1701.625 | 1657.8899 | 1614.1548 | 1347.4502 | 1309.2308 | 1271.0115
2026 | 8458.4558 | 8156.3327 | 7854.2095 | 1731.1049 | 1672.0382 | 1612.9714 | 1387.2883 | 1337.7992 | 1288.31
2027 | 8651.7292 | 8281.4658 | 7911.2024 | 1758.9346 | 1686.812 | 1614.6894 | 1430.693 | 1369.7169 | 1308.7407
2028 | 8886.146 | 8455.7057 | 8025.2654 | 1787.6217 | 1703.9277 | 1620.2337 | 1479.9936 | 1406.2549 | 1332.5163
2029 | 9085.3533 | 8599.7489 | 8114.1445 | 1817.5732 | 1723.5049 | 1629.4365 | 1535.5965 | 1448.9663 | 1362.3361
2030 | 9331.464 | 8790.2944 | 8249.1249 | 1849.1076 | 1745.3807 | 1641.6538 | 1597.2925 | 1497.4794 | 1397.6662
2031 | 9600.2752 | 9004.2024 | 8408.1296 | 1882.4928 | 1769.6549 | 1656.817 | 1667.5147 | 1553.1158 | 1438.7168
2032 | 9924.4085 | 9268.9843 | 8613.5601 | 1918.1829 | 1796.485 | 1674.787 | 1745.0898 | 1614.5305 | 1483.9711
2033 | 10221.0245 | 9508.0921 | 8795.1596 | 1956.3943 | 1826.0896 | 1695.7849 | 1833.0424 | 1684.9554 | 1536.8684
CMA/NEMA Gross - PV
2024 | 7751.8143 | 7599.1525 | 7446.4908 | 1592.4859 | 1566.3316 | 1540.1773 | 1311.5677 | 1287.6355 | 1263.7033
2025 | 7852.5709 | 7619.8881 | 7387.2053 | 1617.7215 | 1573.9863 | 1530.2512 | 1347.4502 | 1309.2308 | 1271.0115
2026 | 7999.4691 | 7697.3459 | 7395.2228 | 1647.912 | 1588.8452 | 1529.7785 | 1387.2883 | 1337.7992 | 1288.31
2027 | 8173.7271 | 7803.4637 | 7433.2003 | 1677.0154 | 1604.8928 | 1532.7702 | 1430.693 | 1369.7169 | 1308.7407
2028 | 8382.0276 | 7951.5873 | 7521.147 | 1705.0126 | 1621.3186 | 1537.6246 | 1479.9936 | 1406.2549 | 1332.5163
2029 | 8552.9855 | 8067.3812 | 7581.7768 | 1734.5984 | 1640.53 | 1546.4617 | 1535.5965 | 1448.9663 | 1362.3361
2030 | 8771.2608 | 8230.0913 | 7688.9217 | 1765.9421 | 1662.2152 | 1558.4883 | 1597.2925 | 1497.4794 | 1397.6662
2031 | 9012.6337 | 8416.5609 | 7820.4881 | 1799.2362 | 1686.3983 | 1573.5604 | 1667.5147 | 1553.1158 | 1438.7168
2032 | 9307.8166 | 8652.3924 | 7996.9682 | 1834.8478 | 1713.1499 | 1591.452 | 1745.0898 | 1614.5305 | 1483.9711
2033 | 9577.5343 | 8864.6018 | 8151.6693 | 1873.0333 | 1742.7286 | 1612.4239 | 1833.0424 | 1684.9554 | 1536.8684
CMA/NEMA Gross - PV - PDR
2024 | 7078.7048 | 6926.043 | 6773.3813 | 1479.1229 | 1452.9686 | 1426.8143 | 1207.1149 | 1183.1827 | 1159.2505
2025 | 7141.7971 | 6909.1144 | 6676.4316 | 1498.073 | 1454.3379 | 1410.6027 | 1237.3933 | 1199.174 | 1160.9546
2026 | 7251.0984 | 6948.9752 | 6646.8521 | 1521.9786 | 1462.9118 | 1403.8451 | 1271.6336 | 1222.1444 | 1172.6552
2027 | 7387.7802 | 7017.5168 | 6647.2534 | 1544.7977 | 1472.6751 | 1400.5524 | 1309.4459 | 1248.4698 | 1187.4936
2028 | 7595.7279 | 7165.2876 | 6734.8473 | 1568.9832 | 1485.2893 | 1401.5953 | 1353.1199 | 1279.3812 | 1205.6426
2029 | 7770.2943 | 7284.6899 | 6799.0855 | 1596.0179 | 1501.9495 | 1407.8812 | 1404.1381 | 1317.5079 | 1230.8777
2030 | 8005.9856 | 7464.816 | 6923.6464 | 1626.0824 | 1522.3555 | 1418.6286 | 1462.2958 | 1362.4826 | 1262.6695
2031 | 8268.6911 | 7672.6183 | 7076.5455 | 1659.3533 | 1546.5154 | 1433.6775 | 1530.0092 | 1415.6102 | 1301.2113
2032 | 8588.99 | 7933.5658 | 7278.1416 | 1696.1562 | 1574.4583 | 1452.7604 | 1606.0677 | 1475.5083 | 1344.949
2033 | 8887.0274 | 8174.0949 | 7461.1624 | 1736.6777 | 1606.373 | 1476.0683 | 1693.2927 | 1545.2057 | 1397.1187
| Net Energy for Load (GWh) |  |  | Summer 50/50 Peak (MW) |  |  | Winter 50/50 Peak (MW)
WMA Gross | High | Base | Low | High | Base | Low | High | Base | Low
2024 | 10121.0063 | 9931.521 | 9742.0357 | 2006.0361 | 1974.7142 | 1943.3923 | 1688.8523 | 1658.0358 | 1627.2193
2025 | 10357.0925 | 10066.2724 | 9775.4524 | 2043.7055 | 1991.1783 | 1938.651 | 1750.8215 | 1701.1608 | 1651.5001
2026 | 10640.5542 | 10260.4898 | 9880.4255 | 2084.7922 | 2013.6574 | 1942.5225 | 1817.7206 | 1752.8765 | 1688.0324
2027 | 10949.8657 | 10481.2502 | 10012.6347 | 2123.9057 | 2036.818 | 1949.7302 | 1889.1963 | 1808.6788 | 1728.1613
2028 | 11311.2691 | 10763.3571 | 10215.4451 | 2164.0277 | 2062.7109 | 1961.3941 | 1968.4897 | 1870.4124 | 1772.3351
2029 | 11626.7099 | 11005.2722 | 10383.8345 | 2205.6749 | 2091.5203 | 1977.3658 | 2056.409 | 1940.3974 | 1824.3857
2030 | 12002.8488 | 11306.7548 | 10610.6607 | 2249.2537 | 2123.0804 | 1996.907 | 2152.8566 | 2018.3268 | 1883.797
2031 | 12408.9038 | 11638.4457 | 10867.9876 | 2295.1079 | 2157.5376 | 2019.9672 | 2261.199 | 2106.0707 | 1950.9424
2032 | 12888.5096 | 12037.3312 | 11186.1529 | 2343.8141 | 2195.1123 | 2046.4104 | 2380.0884 | 2202.0215 | 2023.9546
2033 | 13332.3556 | 12402.4029 | 11472.4502 | 2395.6725 | 2236.1098 | 2076.5472 | 2500.1016 | 2298.1245 | 2096.1474
WMA Gross - PV
2024 | 9431.9348 | 9242.4495 | 9052.9641 | 1865.2987 | 1833.9768 | 1802.6548 | 1688.8523 | 1658.0358 | 1627.2193
2025 | 9615.2684 | 9324.4483 | 9033.6283 | 1900.9229 | 1848.3957 | 1795.8684 | 1750.8215 | 1701.1608 | 1651.5001
2026 | 9863.4905 | 9483.4261 | 9103.3618 | 1945.3978 | 1874.263 | 1803.1281 | 1817.7206 | 1752.8765 | 1688.0324
2027 | 10153.5123 | 9684.8968 | 9216.2813 | 1989.1073 | 1902.0195 | 1814.9318 | 1889.1963 | 1808.6788 | 1728.1613
2028 | 10475.9485 | 9928.0365 | 9380.1245 | 2027.7461 | 1926.4293 | 1825.1125 | 1968.4897 | 1870.4124 | 1772.3351
2029 | 10742.9455 | 10121.5078 | 9500.0701 | 2068.4929 | 1954.3384 | 1840.1839 | 2056.409 | 1940.3974 | 1824.3857
2030 | 11071.3429 | 10375.2488 | 9679.1548 | 2111.4886 | 1985.3152 | 1859.1418 | 2152.8566 | 2018.3268 | 1883.797
2031 | 11430.2646 | 10659.8064 | 9889.3483 | 2156.9422 | 2019.3719 | 1881.8015 | 2261.199 | 2106.0707 | 1950.9424
2032 | 11860.1396 | 11008.9613 | 10157.783 | 2205.2752 | 2056.5734 | 1907.8715 | 2380.0884 | 2202.0215 | 2023.9546
2033 | 12257.5616 | 11327.6089 | 10397.6562 | 2256.8615 | 2097.2989 | 1937.7363 | 2500.1016 | 2298.1245 | 2096.1474
WMA Gross - PV - PDR
2024 | 8595.9191 | 8406.4338 | 8216.9485 | 1731.543 | 1700.2211 | 1668.8992 | 1552.2182 | 1521.4017 | 1490.5852
2025 | 8729.8779 | 8439.0579 | 8148.2378 | 1759.5745 | 1707.0472 | 1654.52 | 1606.1988 | 1556.5382 | 1506.8775
2026 | 8928.6983 | 8548.6339 | 8168.5695 | 1796.4438 | 1725.3089 | 1654.1741 | 1665.0972 | 1600.253 | 1535.4089
2027 | 9169.2423 | 8700.6268 | 8232.0113 | 1832.5355 | 1745.4477 | 1658.36 | 1728.5611 | 1648.0435 | 1567.526
2028 | 9487.8014 | 8939.8894 | 8391.9774 | 1866.6192 | 1765.3024 | 1663.9856 | 1799.6783 | 1701.601 | 1603.5237
2029 | 9756.0162 | 9134.5785 | 8513.1408 | 1904.2696 | 1790.1151 | 1675.9606 | 1880.7689 | 1764.7573 | 1648.7457
2030 | 10102.8775 | 9406.7835 | 8710.6894 | 1945.6523 | 1819.4789 | 1693.3056 | 1971.7612 | 1837.2315 | 1702.7017
2031 | 10485.4556 | 9714.9975 | 8944.5393 | 1990.9671 | 1853.3968 | 1715.8265 | 2076.016 | 1920.8877 | 1765.7594
2032 | 10944.025 | 10092.8467 | 9241.6684 | 2040.5932 | 1891.8914 | 1743.1896 | 2192.1507 | 2014.0837 | 1836.0168
2033 | 11376.0722 | 10446.1195 | 9516.1669 | 2094.9901 | 1935.4275 | 1775.8649 | 2310.9854 | 2109.0083 | 1907.0312
| Net Energy for Load (GWh) |  |  | Summer 50/50 Peak (MW) |  |  | Winter 50/50 Peak (MW)
SEMA Gross | High | Base | Low | High | Base | Low | High | Base | Low
2024 | 14178.7862 | 13913.3311 | 13647.8761 | 2910.0589 | 2864.6217 | 2819.1845 | 2295.9673 | 2254.0727 | 2212.1782
2025 | 14446.1685 | 14040.53 | 13634.8916 | 2956.9946 | 2880.994 | 2804.9934 | 2367.6877 | 2300.5301 | 2233.3726
2026 | 14779.9743 | 14252.0561 | 13724.138 | 3008.8098 | 2906.1467 | 2803.4836 | 2446.0182 | 2358.7606 | 2271.503
2027 | 15149.756 | 14501.4 | 13853.0441 | 3057.7224 | 2932.3448 | 2806.9672 | 2530.336 | 2422.4931 | 2314.6502
2028 | 15590.5874 | 14835.3875 | 14080.1875 | 3108.0265 | 2962.513 | 2816.9995 | 2624.9786 | 2494.1927 | 2363.4067
2029 | 15968.5791 | 15115.0722 | 14261.5653 | 3160.4387 | 2996.8704 | 2833.3022 | 2730.592 | 2576.5465 | 2422.5011
2030 | 16428.3209 | 15475.5757 | 14522.8305 | 3215.4979 | 3035.1224 | 2854.7469 | 2847.135 | 2669.2205 | 2491.306
2031 | 16927.6844 | 15876.659 | 14825.6337 | 3273.6804 | 3077.4538 | 2881.2271 | 2978.9786 | 2774.6075 | 2570.2363
2032 | 17525.0715 | 16367.6871 | 15210.3026 | 3335.7663 | 3124.1306 | 2912.495 | 3124.1875 | 2890.4506 | 2656.7137
2033 | 18073.6069 | 16812.9445 | 15552.2821 | 3402.1263 | 3175.5293 | 2948.9323 | 3280.0008 | 3015.0176 | 2750.0343
SEMA Gross - PV
2024 | 13387.6833 | 13122.2283 | 12856.7733 | 2750.698 | 2705.2608 | 2659.8237 | 2295.9673 | 2254.0727 | 2212.1782
2025 | 13594.3687 | 13188.7303 | 12783.0918 | 2794.8067 | 2718.8061 | 2642.8055 | 2367.6877 | 2300.5301 | 2233.3726
2026 | 13881.2226 | 13353.3045 | 12825.3863 | 2848.7995 | 2746.1364 | 2643.4732 | 2446.0182 | 2358.7606 | 2271.503
2027 | 14222.4907 | 13574.1347 | 12925.7788 | 2902.2201 | 2776.8425 | 2651.4649 | 2530.336 | 2422.4931 | 2314.6502
2028 | 14615.3961 | 13860.1961 | 13104.9961 | 2950.6163 | 2805.1028 | 2659.5893 | 2624.9786 | 2494.1927 | 2363.4067
2029 | 14935.6022 | 14082.0953 | 13228.5884 | 3001.8034 | 2838.2351 | 2674.6669 | 2730.592 | 2576.5465 | 2422.5011
2030 | 15338.3516 | 14385.6064 | 13432.8613 | 3056.0259 | 2875.6505 | 2695.275 | 2847.135 | 2669.2205 | 2491.306
2031 | 15781.4747 | 14730.4494 | 13679.424 | 3113.6035 | 2917.3768 | 2721.1502 | 2978.9786 | 2774.6075 | 2570.2363
2032 | 16319.5587 | 15162.1742 | 14004.7898 | 3175.1364 | 2963.5007 | 2751.8651 | 3124.1875 | 2890.4506 | 2656.7137
2033 | 16812.9193 | 15552.2569 | 14291.5945 | 3241.0835 | 3014.4865 | 2787.8895 | 3280.0008 | 3015.0176 | 2750.0343
SEMA Gross - PV - PDR
2024 | 12213.7016 | 11948.2466 | 11682.7916 | 2556.8154 | 2511.3782 | 2465.941 | 2109.9516 | 2068.057 | 2026.1625
2025 | 12356.0657 | 11950.4272 | 11544.7888 | 2590.6686 | 2514.668 | 2438.6674 | 2171.6499 | 2104.4924 | 2037.3348
2026 | 12578.828 | 12050.9098 | 11522.9917 | 2634.4449 | 2531.7818 | 2429.1187 | 2239.9676 | 2152.71 | 2065.4525
2027 | 12856.1487 | 12207.7927 | 11559.4368 | 2677.6864 | 2552.3088 | 2426.9312 | 2314.2811 | 2206.4382 | 2098.5953
2028 | 13251.4417 | 12496.2417 | 11741.0417 | 2720.6109 | 2575.0974 | 2429.5839 | 2399.607 | 2268.8211 | 2138.0352
2029 | 13580.7614 | 12727.2545 | 11873.7476 | 2768.431 | 2604.8628 | 2441.2946 | 2497.7191 | 2343.6737 | 2189.6283
2030 | 14016.7365 | 13063.9914 | 12111.2462 | 2821.4001 | 2641.0247 | 2460.6492 | 2608.5893 | 2430.6748 | 2252.7603
2031 | 14499.6944 | 13448.6691 | 12397.6437 | 2879.7975 | 2683.5709 | 2487.3442 | 2736.5598 | 2532.1887 | 2327.8175
2032 | 15083.9775 | 13926.593 | 12769.2085 | 2944.1421 | 2732.5064 | 2520.8708 | 2879.6305 | 2645.8937 | 2412.1568
2033 | 15627.7754 | 14367.113 | 13106.4506 | 3014.308 | 2787.711 | 2561.114 | 3034.7121 | 2769.7288 | 2504.7456
| Net Energy for Load (GWh) |  |  | Summer 50/50 Peak (MW) |  |  | Winter 50/50 Peak (MW)
RI Gross | High | Base | Low | High | Base | Low | High | Base | Low
2024 | 11849.4512 | 11627.606 | 11405.7608 | 2613.705 | 2572.8951 | 2532.0851 | 1849.1613 | 1815.4196 | 1781.6779
2025 | 12071.9668 | 11732.9943 | 11394.0218 | 2658.4441 | 2590.1168 | 2521.7896 | 1900.7237 | 1846.8112 | 1792.8987
2026 | 12335.9603 | 11895.3386 | 11454.7169 | 2705.4954 | 2613.1816 | 2520.8679 | 1955.3278 | 1885.5748 | 1815.8218
2027 | 12620.395 | 12080.2867 | 11540.1785 | 2749.5476 | 2636.8063 | 2524.065 | 2012.3463 | 1926.5801 | 1840.8139
2028 | 12951.0459 | 12323.704 | 11696.362 | 2793.8457 | 2663.0417 | 2532.2377 | 2076.3311 | 1972.8808 | 1869.4305
2029 | 13229.2105 | 12522.1205 | 11815.0305 | 2839.1085 | 2692.1707 | 2545.2329 | 2146.3904 | 2025.3025 | 1904.2146
2030 | 13562.8525 | 12776.2875 | 11989.7225 | 2885.6724 | 2723.7987 | 2561.925 | 2224.3983 | 2085.398 | 1946.3976
2031 | 13921.8306 | 13057.4362 | 12193.0417 | 2934.0507 | 2758.1817 | 2582.3127 | 2313.2956 | 2154.5933 | 1995.8909
2032 | 14352.0656 | 13404.2316 | 12456.3977 | 2984.8389 | 2795.4677 | 2606.0964 | 2412.0468 | 2231.5889 | 2051.131
2033 | 14746.3165 | 13717.7378 | 12689.1591 | 3038.298 | 2835.9336 | 2633.5693 | 2519.1507 | 2315.6347 | 2112.1187
RI Gross - PV
2024 | 11451.8276 | 11229.9824 | 11008.1371 | 2535.2068 | 2494.3969 | 2453.5869 | 1849.1613 | 1815.4196 | 1781.6779
2025 | 11639.1176 | 11300.1451 | 10961.1726 | 2577.7562 | 2509.429 | 2441.1017 | 1900.7237 | 1846.8112 | 1792.8987
2026 | 11871.2801 | 11430.6584 | 10990.0367 | 2624.1057 | 2531.7919 | 2439.4781 | 1955.3278 | 1885.5748 | 1815.8218
2027 | 12135.4968 | 11595.3886 | 11055.2803 | 2670.054 | 2557.3127 | 2444.5714 | 2012.3463 | 1926.5801 | 1840.8139
2028 | 12436.7133 | 11809.3713 | 11182.0294 | 2712.4644 | 2581.6604 | 2450.8564 | 2076.3311 | 1972.8808 | 1869.4305
2029 | 12678.6816 | 11971.5916 | 11264.5016 | 2756.2252 | 2609.2874 | 2462.3496 | 2146.3904 | 2025.3025 | 1904.2146
2030 | 12975.6507 | 12189.0857 | 11402.5207 | 2801.4492 | 2639.5755 | 2477.7018 | 2224.3983 | 2085.398 | 1946.3976
2031 | 13297.4864 | 12433.0919 | 11568.6974 | 2848.5724 | 2672.7034 | 2496.8344 | 2313.2956 | 2154.5933 | 1995.8909
2032 | 13688.2342 | 12740.4002 | 11792.5663 | 2898.1344 | 2708.7631 | 2519.3919 | 2412.0468 | 2231.5889 | 2051.131
2033 | 14045.6209 | 13017.0422 | 11988.4636 | 2950.5455 | 2748.1811 | 2545.8167 | 2519.1507 | 2315.6347 | 2112.1187
RI Gross - PV - PDR
2024 | 10354.3531 | 10132.5079 | 9910.6627 | 2349.0423 | 2308.2323 | 2267.4223 | 1677.6517 | 1643.91 | 1610.1683
2025 | 10479.0753 | 10140.1028 | 9801.1303 | 2381.2598 | 2312.9325 | 2244.6052 | 1719.6642 | 1665.7517 | 1611.8392
2026 | 10648.7421 | 10208.1204 | 9767.4987 | 2417.2776 | 2324.9638 | 2232.6501 | 1764.7179 | 1694.9649 | 1625.2118
2027 | 10850.4618 | 10310.3535 | 9770.2453 | 2452.8945 | 2340.1532 | 2227.4119 | 1812.1854 | 1726.4193 | 1640.6531
2028 | 11164.6796 | 10537.3376 | 9909.9957 | 2494.3807 | 2363.5767 | 2232.7727 | 1873.8016 | 1770.3513 | 1666.901
2029 | 11425.0913 | 10718.0013 | 10010.9113 | 2538.7761 | 2391.8383 | 2244.9005 | 1942.7993 | 1821.7114 | 1700.6235
2030 | 11764.5087 | 10977.9437 | 10191.3787 | 2586.211 | 2424.3373 | 2262.4636 | 2021.0684 | 1882.0681 | 1743.0677
2031 | 12134.2304 | 11269.8359 | 10405.4414 | 2637.102 | 2461.2329 | 2285.3639 | 2111.534 | 1952.8316 | 1794.1293
2032 | 12578.123 | 11630.2891 | 10682.4551 | 2691.9371 | 2502.5659 | 2313.1946 | 2213.118 | 2032.6601 | 1852.2022
2033 | 12993.6905 | 11965.1119 | 10936.5332 | 2751.0471 | 2548.6827 | 2346.3183 | 2324.2784 | 2120.7623 | 1917.2463
| Net Energy for Load (GWh) |  |  | Summer 50/50 Peak (MW) |  |  | Winter 50/50 Peak (MW)
CT Gross | High | Base | Low | High | Base | Low | High | Base | Low
2024 | 15542.6276 | 15251.6387 | 14960.6499 | 3334.1443 | 3282.0855 | 3230.0267 | 2615.9267 | 2568.1938 | 2520.461
2025 | 15768.1577 | 15325.3987 | 14882.6397 | 3378.1649 | 3291.3394 | 3204.5139 | 2679.6951 | 2603.6877 | 2527.6802
2026 | 16027.8516 | 15455.3612 | 14882.8708 | 3423.4472 | 3306.6364 | 3189.8255 | 2745.6793 | 2647.7319 | 2549.7844
2027 | 16304.1176 | 15606.3591 | 14908.6005 | 3464.0281 | 3321.9906 | 3179.953 | 2813.3366 | 2693.4322 | 2573.5278
2028 | 16620.3812 | 15815.2986 | 15010.2159 | 3503.7503 | 3339.7095 | 3175.6688 | 2888.2645 | 2744.3607 | 2600.4569
2029 | 16878.1209 | 15975.9998 | 15073.8787 | 3543.8144 | 3360.4046 | 3176.9948 | 2970.0698 | 2802.5143 | 2634.9588
2030 | 17196.741 | 16199.432 | 15202.1231 | 3585.065 | 3383.9584 | 3182.8519 | 3061.523 | 2870.2116 | 2678.9002
2031 | 17545.2257 | 16455.8578 | 15366.4898 | 3628.0917 | 3410.6214 | 3193.1511 | 3166.0678 | 2948.8615 | 2731.6552
2032 | 17975.0281 | 16787.9278 | 15600.8274 | 3673.8864 | 3440.799 | 3207.7115 | 3283.3899 | 3037.7423 | 2792.0946
2033 | 18376.1952 | 17094.4268 | 15812.6584 | 3723.2525 | 3475.267 | 3227.2816 | 3416.8697 | 3140.8292 | 2864.7886
CT Gross - PV
2024 | 14891.9257 | 14600.9369 | 14309.9481 | 3210.2696 | 3158.2108 | 3106.152 | 2615.9267 | 2568.1938 | 2520.461
2025 | 15035.6806 | 14592.9216 | 14150.1626 | 3240.0746 | 3153.2491 | 3066.4236 | 2679.6951 | 2603.6877 | 2527.6802
2026 | 15177.2261 | 14604.7357 | 14032.2453 | 3271.2862 | 3154.4753 | 3037.6645 | 2745.6793 | 2647.7319 | 2549.7844
2027 | 15336.4051 | 14638.6465 | 13940.888 | 3300.1359 | 3158.0984 | 3016.0608 | 2813.3366 | 2693.4322 | 2573.5278
2028 | 15535.7288 | 14730.6461 | 13925.5635 | 3329.5672 | 3165.5264 | 3001.4857 | 2888.2645 | 2744.3607 | 2600.4569
2029 | 15681.1963 | 14779.0752 | 13876.954 | 3360.897 | 3177.4872 | 2994.0774 | 2970.0698 | 2802.5143 | 2634.9588
2030 | 15884.7924 | 14887.4834 | 13890.1744 | 3394.0138 | 3192.9073 | 2991.8007 | 3061.523 | 2870.2116 | 2678.9002
2031 | 16115.1277 | 15025.7597 | 13936.3918 | 3429.2796 | 3211.8093 | 2994.3389 | 3166.0678 | 2948.8615 | 2731.6552
2032 | 16419.9855 | 15232.8852 | 14045.7848 | 3467.5972 | 3234.5097 | 3001.4223 | 3283.3899 | 3037.7423 | 2792.0946
2033 | 16702.1738 | 15420.4054 | 14138.637 | 3510.3173 | 3262.3318 | 3014.3464 | 3416.8697 | 3140.8292 | 2864.7886
CT Gross - PV - PDR
2024 | 13653.0126 | 13362.0238 | 13071.0349 | 2995.0943 | 2943.0355 | 2890.9767 | 2419.1671 | 2371.4343 | 2323.7014
2025 | 13726.1761 | 13283.4171 | 12840.6581 | 3012.947 | 2926.1215 | 2839.296 | 2471.9925 | 2395.9851 | 2319.9777
2026 | 13797.2061 | 13224.7157 | 12652.2253 | 3032.2058 | 2915.3949 | 2798.584 | 2527.0327 | 2429.0852 | 2331.1377
2027 | 13885.8643 | 13188.1058 | 12490.3473 | 3049.102 | 2907.0645 | 2765.0269 | 2583.7448 | 2463.8404 | 2343.936
2028 | 14052.4738 | 13247.3911 | 12442.3085 | 3075.9565 | 2911.9157 | 2747.875 | 2644.3119 | 2500.4081 | 2356.5044
2029 | 14171.9752 | 13269.854 | 12367.7329 | 3106.1121 | 2922.7023 | 2739.2925 | 2713.0358 | 2545.4803 | 2377.9248
2030 | 14363.5572 | 13366.2482 | 12368.9392 | 3139.5495 | 2938.4429 | 2737.3363 | 2792.7651 | 2601.4537 | 2410.1423
2031 | 14590.268 | 13500.9001 | 12411.5321 | 3176.8133 | 2959.343 | 2741.8727 | 2887.1064 | 2669.9001 | 2452.6938
2032 | 14899.3064 | 13712.2061 | 12525.1057 | 3218.6961 | 2985.6087 | 2752.5212 | 2995.6465 | 2749.9988 | 2504.3512
2033 | 15193.1596 | 13911.3912 | 12629.6228 | 3266.4761 | 3018.4907 | 2770.5052 | 3121.7141 | 2845.6736 | 2569.633
| Net Energy for Load (GWh) |  |  | Summer 50/50 Peak (MW) |  |  | Winter 50/50 Peak (MW)
SWCT Gross | High | Base | Low | High | Base | Low | High | Base | Low
2024 | 11077.9818 | 10870.58 | 10663.1782 | 2357.7347 | 2320.9214 | 2284.1081 | 1874.8949 | 1840.6837 | 1806.4724
2025 | 11235.9164 | 10920.4196 | 10604.9228 | 2388.6543 | 2327.2612 | 2265.868 | 1919.9225 | 1865.4654 | 1811.0083
2026 | 11418.4071 | 11010.559 | 10602.7109 | 2420.4632 | 2337.875 | 2255.2868 | 1966.5387 | 1896.3858 | 1826.2328
2027 | 11612.7513 | 11115.7666 | 10618.782 | 2448.9454 | 2348.5299 | 2248.1144 | 2014.3534 | 1928.5017 | 1842.65
2028 | 11835.7666 | 11262.4482 | 10689.1298 | 2476.8184 | 2360.8571 | 2244.8959 | 2067.3721 | 1964.3681 | 1861.3642
2029 | 12016.8591 | 11374.5683 | 10732.2774 | 2504.9308 | 2375.2883 | 2245.6458 | 2125.3088 | 2005.4103 | 1885.5117
2030 | 12241.4948 | 11531.5607 | 10821.6266 | 2533.8797 | 2391.7401 | 2249.6004 | 2190.1417 | 2053.282 | 1916.4223
2031 | 12487.4395 | 11712.1051 | 10936.7708 | 2564.0816 | 2410.3888 | 2256.696 | 2264.3285 | 2108.9855 | 1953.6425
2032 | 12791.4404 | 11946.6727 | 11101.905 | 2596.2372 | 2431.5205 | 2266.8039 | 2347.6379 | 2171.9987 | 1996.3596
2033 | 13074.8349 | 12162.8446 | 11250.8544 | 2630.9136 | 2455.6829 | 2280.4521 | 2443.0765 | 2245.7063 | 2048.3361
SWCT Gross - PV
2024 | 10682.1274 | 10474.7256 | 10267.3238 | 2282.7448 | 2245.9315 | 2209.1182 | 1874.8949 | 1840.6837 | 1806.4724
2025 | 10790.5372 | 10475.0404 | 10159.5436 | 2304.7443 | 2243.3512 | 2181.958 | 1919.9225 | 1865.4654 | 1811.0083
2026 | 10899.7832 | 10491.9351 | 10084.087 | 2327.7357 | 2245.1474 | 2162.5592 | 1966.5387 | 1896.3858 | 1826.2328
2027 | 11021.6183 | 10524.6336 | 10027.649 | 2348.8792 | 2248.4637 | 2148.0481 | 2014.3534 | 1928.5017 | 1842.65
2028 | 11172.2002 | 10598.8818 | 10025.5634 | 2370.2856 | 2254.3244 | 2138.3632 | 2067.3721 | 1964.3681 | 1861.3642
2029 | 11283.6653 | 10641.3745 | 9999.0836 | 2392.9046 | 2263.2622 | 2133.6197 | 2125.3088 | 2005.4103 | 1885.5117
2030 | 11436.9822 | 10727.0481 | 10017.114 | 2416.7406 | 2274.601 | 2132.4613 | 2190.1417 | 2053.282 | 1916.4223
2031 | 11609.6691 | 10834.3347 | 10059.0003 | 2442.0665 | 2288.3737 | 2134.6809 | 2264.3285 | 2108.9855 | 1953.6425
2032 | 11836.213 | 10991.4453 | 10146.6776 | 2469.5265 | 2304.8099 | 2140.0932 | 2347.6379 | 2171.9987 | 1996.3596
2033 | 12045.8152 | 11133.825 | 10221.8347 | 2500.0267 | 2324.796 | 2149.5652 | 2443.0765 | 2245.7063 | 2048.3361
SWCT Gross - PV - PDR
2024 | 9843.219 | 9635.8172 | 9428.4154 | 2137.1035 | 2100.2902 | 2063.4769 | 1741.6069 | 1707.3956 | 1673.1844
2025 | 9903.0632 | 9587.5665 | 9272.0697 | 2150.8743 | 2089.4812 | 2028.088 | 1779.1055 | 1724.6484 | 1670.1913
2026 | 9963.7386 | 9555.8905 | 9148.0424 | 2165.6244 | 2083.0361 | 2000.4479 | 1818.1859 | 1748.0329 | 1677.8799
2027 | 10036.9452 | 9539.9605 | 9042.9758 | 2178.5142 | 2078.0987 | 1977.6831 | 1858.4582 | 1772.6065 | 1686.7547
2028 | 10164.5308 | 9591.2124 | 9017.894 | 2198.0243 | 2082.0631 | 1966.1019 | 1901.6083 | 1798.6044 | 1695.6004
2029 | 10257.5766 | 9615.2858 | 8972.9949 | 2219.6998 | 2090.0573 | 1960.4148 | 1950.5383 | 1830.6397 | 1710.7411
2030 | 10401.9628 | 9692.0287 | 8982.0946 | 2243.6102 | 2101.4706 | 1959.3309 | 2007.2816 | 1870.4219 | 1733.5622
2031 | 10571.4407 | 9796.1063 | 9020.772 | 2270.1555 | 2116.4627 | 1962.7699 | 2074.409 | 1919.066 | 1763.723
2032 | 10800.1104 | 9955.3427 | 9110.575 | 2299.9071 | 2135.1904 | 1970.4738 | 2151.6239 | 1975.9848 | 1800.3457
2033 | 11017.6603 | 10105.6701 | 9193.6799 | 2333.8555 | 2158.6248 | 1983.394 | 2242.0133 | 2044.6431 | 1847.2729
| Net Energy for Load (GWh) |  |  | Summer 50/50 Peak (MW) |  |  | Winter 50/50 Peak (MW)
NOR Gross | High | Base | Low | High | Base | Low | High | Base | Low
2024 | 5713.7818 | 5606.8084 | 5499.8351 | 1273.4444 | 1253.5611 | 1233.6777 | 932.9772 | 915.9532 | 898.9291
2025 | 5795.4167 | 5632.6854 | 5469.9541 | 1290.1681 | 1257.0082 | 1223.8483 | 955.4066 | 928.3073 | 901.2079
2026 | 5889.1676 | 5678.8155 | 5468.4634 | 1307.3724 | 1262.7637 | 1218.1551 | 978.6266 | 943.7157 | 908.8049
2027 | 5988.9497 | 5732.6438 | 5476.338 | 1322.7801 | 1268.5414 | 1214.3027 | 1002.443 | 959.7188 | 916.9947
2028 | 6102.9474 | 5807.3238 | 5511.7002 | 1337.859 | 1275.2223 | 1212.5856 | 1028.8491 | 977.5881 | 926.3271
2029 | 6196.1821 | 5865.0015 | 5533.8208 | 1353.0675 | 1283.0396 | 1213.0117 | 1057.703 | 998.033 | 938.363
2030 | 6311.2365 | 5945.2222 | 5579.2079 | 1368.7281 | 1291.9484 | 1215.1687 | 1089.9891 | 1021.8768 | 953.7645
2031 | 6437.0821 | 6037.4092 | 5637.7363 | 1385.0658 | 1302.044 | 1219.0222 | 1126.9308 | 1049.6184 | 972.3059
2032 | 6592.1368 | 6156.7813 | 5721.4258 | 1402.459 | 1313.4809 | 1224.5027 | 1168.4133 | 1080.9982 | 993.583
2033 | 6737.2724 | 6267.3371 | 5797.4018 | 1421.2144 | 1326.5551 | 1231.8958 | 1215.9129 | 1117.6822 | 1019.4516
NOR Gross - PV
2024 | 5632.7817 | 5525.8083 | 5418.835 | 1258.0244 | 1238.141 | 1218.2577 | 932.9772 | 915.9532 | 898.9291
2025 | 5704.2371 | 5541.5058 | 5378.7745 | 1272.9784 | 1239.8186 | 1206.6587 | 955.4066 | 928.3073 | 901.2079
2026 | 5783.2808 | 5572.9287 | 5362.5766 | 1288.4312 | 1243.8226 | 1199.2139 | 978.6266 | 943.7157 | 908.8049
2027 | 5868.4878 | 5612.1819 | 5355.876 | 1302.3786 | 1248.1399 | 1193.9012 | 1002.443 | 959.7188 | 916.9947
2028 | 5967.9287 | 5672.3051 | 5376.6815 | 1316.1765 | 1253.5398 | 1190.9031 | 1028.8491 | 977.5881 | 926.3271
2029 | 6047.1876 | 5716.007 | 5384.8264 | 1330.2977 | 1260.2698 | 1190.242 | 1057.703 | 998.033 | 938.363
2030 | 6147.9237 | 5781.9094 | 5415.8951 | 1344.9458 | 1268.1661 | 1191.3864 | 1089.9891 | 1021.8768 | 953.7645
2031 | 6259.0619 | 5859.389 | 5459.7161 | 1360.3174 | 1277.2956 | 1194.2738 | 1126.9308 | 1049.6184 | 972.3059
2032 | 6398.5634 | 5963.2079 | 5527.8524 | 1376.7799 | 1287.8018 | 1198.8236 | 1168.4133 | 1080.9982 | 993.583
2033 | 6528.8884 | 6058.9531 | 5589.0178 | 1394.708 | 1300.0487 | 1205.3894 | 1215.9129 | 1117.6822 | 1019.4516
NOR Gross - PV - PDR
2024 | 5168.6152 | 5061.6419 | 4954.6685 | 1177.3979 | 1157.5146 | 1137.6312 | 859.2689 | 842.2448 | 825.2208
2025 | 5214.5115 | 5051.7802 | 4889.0489 | 1188.0175 | 1154.8576 | 1121.6978 | 877.749 | 850.6497 | 823.5503
2026 | 5268.0884 | 5057.7364 | 4847.3843 | 1199.1482 | 1154.5396 | 1109.931 | 897.0273 | 862.1165 | 827.2056
2027 | 5327.8879 | 5071.5821 | 4815.2762 | 1208.7858 | 1154.5471 | 1100.3083 | 916.9091 | 874.185 | 831.4609
2028 | 5416.0467 | 5120.4231 | 4824.7995 | 1221.7761 | 1159.1394 | 1096.5027 | 938.1172 | 886.8563 | 835.5953
2029 | 5486.5415 | 5155.3609 | 4824.1802 | 1235.6117 | 1165.5838 | 1095.5559 | 962.2586 | 902.5887 | 842.9187
2030 | 5583.6915 | 5217.6772 | 4851.6629 | 1250.5277 | 1173.748 | 1096.9683 | 990.344 | 922.2317 | 854.1194
2031 | 5694.3383 | 5294.6655 | 4894.9926 | 1266.7861 | 1183.7643 | 1100.7425 | 1023.6541 | 946.3417 | 869.0292
2032 | 5836.2142 | 5400.8587 | 4965.5032 | 1284.7105 | 1195.7323 | 1106.7542 | 1062.0349 | 974.6197 | 887.2046
2033 | 5970.8529 | 5500.9176 | 5030.9823 | 1304.5102 | 1209.8509 | 1115.1916 | 1106.7942 | 1008.5635 | 910.3329
LOAD ZONES (CT,ME,NH,RI,VT ARE ALSO THE LOAD ZONES):
| Net Energy for Load (GWh) |  |  | Summer 50/50 Peak (MW) |  |  | Winter 50/50 Peak (MW)
SEMA Gross | High | Base | Low | High | Base | Low | High | Base | Low
2024 | 17011.6108 | 16693.1197 | 16374.6286 | 3534.5313 | 3479.3436 | 3424.156 | 2726.0181 | 2676.2764 | 2626.5347
2025 | 17340.3599 | 16853.4545 | 16366.5491 | 3592.4867 | 3500.1527 | 3407.8187 | 2813.4781 | 2733.676 | 2653.8739
2026 | 17749.7395 | 17115.7458 | 16481.7522 | 3656.6432 | 3531.8755 | 3407.1078 | 2909.1189 | 2805.341 | 2701.5631
2027 | 18203.4262 | 17424.3839 | 16645.3417 | 3717.3342 | 3564.9101 | 3412.4861 | 3012.2317 | 2883.8504 | 2755.4691
2028 | 18743.3511 | 17835.4329 | 16927.5147 | 3779.8553 | 3602.8877 | 3425.9201 | 3127.8278 | 2971.9881 | 2816.1484
2029 | 19209.1157 | 18182.4049 | 17155.694 | 3845.0703 | 3646.069 | 3447.0677 | 3256.9005 | 3073.1635 | 2889.4266
2030 | 19773.9764 | 18627.203 | 17480.4297 | 3913.6559 | 3694.1168 | 3474.5777 | 3399.1305 | 3186.7223 | 2974.3141
2031 | 20387.3669 | 19121.5328 | 17855.6988 | 3986.184 | 3747.2494 | 3508.3148 | 3559.8199 | 3315.6004 | 3071.3809
2032 | 21119.2284 | 19724.4799 | 18329.7314 | 4063.6208 | 3805.8069 | 3547.993 | 3736.6008 | 3457.0461 | 3177.4913
2033 | 21793.0769 | 20272.9756 | 18752.8743 | 4146.4311 | 3870.26 | 3594.0889 | 3924.9256 | 3607.8404 | 3290.7553
SEMA Gross - PV
2024 | 16002.9273 | 15684.4362 | 15365.9451 | 3330.1106 | 3274.923 | 3219.7354 | 2726.0181 | 2676.2764 | 2626.5347
2025 | 16253.9964 | 15767.091 | 15280.1857 | 3384.3466 | 3292.0126 | 3199.6787 | 2813.4781 | 2733.676 | 2653.8739
2026 | 16604.86 | 15970.8664 | 15336.8727 | 3451.6639 | 3326.8962 | 3202.1285 | 2909.1189 | 2805.341 | 2701.5631
2027 | 17024.2057 | 16245.1635 | 15466.1213 | 3518.4469 | 3366.0229 | 3213.5989 | 3012.2317 | 2883.8504 | 2755.4691
2028 | 17504.0825 | 16596.1643 | 15688.246 | 3578.5509 | 3401.5833 | 3224.6157 | 3127.8278 | 2971.9881 | 2816.1484
2029 | 17896.6544 | 16869.9436 | 15843.2328 | 3642.2331 | 3443.2318 | 3244.2305 | 3256.9005 | 3073.1635 | 2889.4266
2030 | 18389.5445 | 17242.7712 | 16095.9978 | 3709.8061 | 3490.267 | 3270.7279 | 3399.1305 | 3186.7223 | 2974.3141
2031 | 18932.0966 | 17666.2626 | 16400.4286 | 3781.638 | 3542.7034 | 3303.7688 | 3559.8199 | 3315.6004 | 3071.3809
2032 | 19589.4065 | 18194.658 | 16799.9095 | 3858.4564 | 3600.6425 | 3342.8286 | 3736.6008 | 3457.0461 | 3177.4913
2033 | 20193.8474 | 18673.7462 | 17153.6449 | 3940.8207 | 3664.6497 | 3388.4786 | 3924.9256 | 3607.8404 | 3290.7553
SEMA Gross - PV - PDR
2024 | 14686.7038 | 14368.2127 | 14049.7216 | 3099.773 | 3044.5854 | 2989.3978 | 2516.4136 | 2466.6719 | 2416.9302
2025 | 14862.8587 | 14375.9533 | 13889.048 | 3141.2222 | 3048.8882 | 2956.5543 | 2592.2378 | 2512.4357 | 2432.6336
2026 | 15138.8946 | 14504.901 | 13870.9074 | 3195.7527 | 3070.985 | 2946.2173 | 2676.2427 | 2572.4648 | 2468.6869
2027 | 15483.4126 | 14704.3704 | 13925.3282 | 3249.7489 | 3097.3249 | 2944.9009 | 2767.7197 | 2639.3384 | 2510.9571
2028 | 15961.4546 | 15053.5364 | 14145.6182 | 3301.9697 | 3125.0021 | 2948.0345 | 2871.0845 | 2715.2448 | 2559.4051
2029 | 16360.4785 | 15333.7677 | 14307.0569 | 3360.3789 | 3161.3777 | 2962.3764 | 2990.1154 | 2806.3785 | 2622.6415
2030 | 16888.624 | 15741.8507 | 14595.0773 | 3425.3088 | 3205.7697 | 2986.2306 | 3124.5132 | 2912.105 | 2699.6969
2031 | 17474.6372 | 16208.8032 | 14942.9691 | 3497.0852 | 3258.1506 | 3019.216 | 3279.5485 | 3035.329 | 2791.1095
2032 | 18183.323 | 16788.5745 | 15393.8261 | 3576.342 | 3318.5281 | 3060.7142 | 3452.7781 | 3173.2233 | 2893.6686
2033 | 18846.7001 | 17326.5989 | 15806.4976 | 3663.5101 | 3387.3391 | 3111.168 | 3639.5421 | 3322.4569 | 3005.3718
| Net Energy for Load (GWh) |  |  | Summer 50/50 Peak (MW) |  |  | Winter 50/50 Peak (MW)
WCMA Gross | High | Base | Low | High | Base | Low | High | Base | Low
2024 | 17992.8499 | 17655.988 | 17319.1262 | 3629.8905 | 3573.214 | 3516.5374 | 2949.2269 | 2895.4123 | 2841.5977
2025 | 18353.9063 | 17838.5413 | 17323.1762 | 3693.1541 | 3598.2327 | 3503.3114 | 3045.2202 | 2958.8449 | 2872.4697
2026 | 18801.9043 | 18130.3289 | 17458.7535 | 3762.8298 | 3634.4389 | 3506.048 | 3150.06 | 3037.6869 | 2925.3138
2027 | 19297.2404 | 18471.3868 | 17645.5332 | 3828.9779 | 3671.9761 | 3514.9742 | 3262.9897 | 3123.9211 | 2984.8525
2028 | 19885.7465 | 18922.4912 | 17959.236 | 3897.0469 | 3714.5925 | 3532.1382 | 3389.4494 | 3220.5747 | 3051.7001
2029 | 20393.5566 | 19303.5385 | 18213.5203 | 3967.932 | 3762.572 | 3557.212 | 3530.5293 | 3331.3557 | 3132.182
2030 | 21008.3566 | 19789.9965 | 18571.6365 | 4042.3386 | 3815.5809 | 3588.8233 | 3685.8964 | 3455.5685 | 3225.2407
2031 | 21675.3648 | 20329.56 | 18983.7553 | 4120.8656 | 3873.8581 | 3626.8506 | 3861.313 | 3596.4098 | 3331.5065
2032 | 22470.2102 | 20986.2407 | 19502.2712 | 4204.5218 | 3937.7686 | 3671.0153 | 4054.2249 | 3750.907 | 3447.5892
2033 | 23201.5367 | 21583.1932 | 19964.8496 | 4293.7996 | 4007.8131 | 3721.8267 | 4258.558 | 3914.5195 | 3570.481
WCMA Gross - PV
2024 | 16872.0348 | 16535.173 | 16198.3111 | 3401.8555 | 3345.179 | 3288.5025 | 2949.2269 | 2895.4123 | 2841.5977
2025 | 17144.8461 | 16629.481 | 16114.116 | 3461.5425 | 3366.6211 | 3271.6998 | 3045.2202 | 2958.8449 | 2872.4697
2026 | 17530.9983 | 16859.4229 | 16187.8476 | 3535.4336 | 3407.0427 | 3278.6519 | 3150.06 | 3037.6869 | 2925.3138
2027 | 17987.3677 | 17161.5141 | 16335.6605 | 3607.6615 | 3450.6597 | 3293.6579 | 3262.9897 | 3123.9211 | 2984.8525
2028 | 18509.013 | 17545.7578 | 16582.5025 | 3673.4518 | 3490.9975 | 3308.5432 | 3389.4494 | 3220.5747 | 3051.7001
2029 | 18937.7015 | 17847.6834 | 16757.6652 | 3742.9851 | 3537.6252 | 3332.2652 | 3530.5293 | 3331.3557 | 3132.182
2030 | 19474.6462 | 18256.2861 | 17037.926 | 3816.5706 | 3589.813 | 3363.0553 | 3685.8964 | 3455.5685 | 3225.2407
2031 | 20065.0247 | 18719.22 | 17373.4153 | 3894.595 | 3647.5875 | 3400.58 | 3861.313 | 3596.4098 | 3331.5065
2032 | 20779.1586 | 19295.1891 | 17811.2196 | 3977.8147 | 3711.0614 | 3444.3081 | 4054.2249 | 3750.907 | 3447.5892
2033 | 21435.46 | 19817.1165 | 18198.7729 | 4066.8255 | 3780.839 | 3494.8525 | 4258.558 | 3914.5195 | 3570.481
WCMA Gross - PV - PDR
2024 | 15098.4796 | 14761.6177 | 14424.7559 | 3104.5918 | 3047.9153 | 2991.2388 | 2676.3155 | 2622.5009 | 2568.6863
2025 | 15270.3861 | 14755.0211 | 14239.656 | 3147.7767 | 3052.8553 | 2957.934 | 2757.1586 | 2670.7833 | 2584.4081
2026 | 15555.7486 | 14884.1733 | 14212.5979 | 3205.1657 | 3076.7748 | 2948.384 | 2846.8482 | 2734.4751 | 2622.102
2027 | 15911.3284 | 15085.4748 | 14259.6212 | 3260.8915 | 3103.8897 | 2946.8879 | 2944.6277 | 2805.5591 | 2666.4905
2028 | 16431.0251 | 15467.7698 | 14504.5146 | 3318.4516 | 3135.9973 | 2953.5429 | 3057.8744 | 2888.9998 | 2720.1251
2029 | 16866.5792 | 15776.561 | 14686.5429 | 3382.467 | 3177.1071 | 2971.7471 | 3188.0909 | 2988.9173 | 2789.7436
2030 | 17441.1078 | 16222.7477 | 15004.3876 | 3453.2802 | 3226.5225 | 2999.7649 | 3334.9733 | 3104.6454 | 2874.3175
2031 | 18077.8994 | 16732.0947 | 15386.29 | 3531.2464 | 3284.2389 | 3037.2314 | 3504.2569 | 3239.3537 | 2974.4504
2032 | 18846.9919 | 17363.0223 | 15879.0528 | 3617.0348 | 3350.2815 | 3083.5282 | 3693.312 | 3389.9942 | 3086.6763
2033 | 19566.3391 | 17947.9956 | 16329.652 | 3711.1063 | 3425.1198 | 3139.1333 | 3895.95 | 3551.9116 | 3207.8731
| Net Energy for Load (GWh) |  |  | Summer 50/50 Peak (MW) |  |  | Winter 50/50 Peak (MW)
NEMA Gross | High | Base | Low | High | Base | Low | High | Base | Low
2024 | 28492.1131 | 27958.6842 | 27425.2553 | 5855.3151 | 5763.8911 | 5672.4672 | 4600.5245 | 4516.5786 | 4432.6328
2025 | 29035.6499 | 28220.3489 | 27405.0478 | 5953.9646 | 5800.9359 | 5647.9073 | 4744.7061 | 4610.1263 | 4475.5465
2026 | 29715.5257 | 28654.1324 | 27592.7392 | 6062.9177 | 5856.0459 | 5649.1741 | 4902.705 | 4727.8093 | 4552.9135
2027 | 30470.0279 | 29166.0185 | 27862.0091 | 6166.1519 | 5913.3176 | 5660.4832 | 5073.298 | 4857.0741 | 4640.8501
2028 | 31369.8347 | 29850.2962 | 28330.7576 | 6272.4472 | 5978.7799 | 5685.1126 | 5264.8976 | 5002.5814 | 4740.2651
2029 | 32144.6422 | 30426.5386 | 28708.435 | 6383.24 | 6052.8759 | 5722.5119 | 5479.1405 | 5170.0366 | 4860.9327
2030 | 33086.152 | 31167.3514 | 29248.5508 | 6499.6589 | 6135.0563 | 5770.4536 | 5715.4572 | 5358.3042 | 5001.1512
2031 | 34109.086 | 31991.2822 | 29873.4785 | 6622.6594 | 6225.6927 | 5828.7259 | 5982.7308 | 5572.2889 | 5161.8469
2032 | 35330.8118 | 32997.507 | 30664.2023 | 6753.8538 | 6325.3597 | 5896.8656 | 6276.9462 | 5807.3349 | 5337.7236
2033 | 36454.6653 | 33911.8953 | 31369.1252 | 6894.0225 | 6434.8494 | 5975.6764 | 6593.3045 | 6060.6476 | 5527.9906
NEMA Gross - PV
2024 | 27889.4452 | 27356.0163 | 26822.5874 | 5733.4559 | 5642.0319 | 5550.608 | 4600.5245 | 4516.5786 | 4432.6328
2025 | 28386.4527 | 27571.1517 | 26755.8506 | 5829.6583 | 5676.6297 | 5523.601 | 4744.7061 | 4610.1263 | 4475.5465
2026 | 29032.8874 | 27971.4941 | 26910.1009 | 5941.1024 | 5734.2306 | 5527.3588 | 4902.705 | 4727.8093 | 4552.9135
2027 | 29752.9145 | 28448.9051 | 27144.8958 | 6043.3971 | 5790.5627 | 5537.7284 | 5073.298 | 4857.0741 | 4640.8501
2028 | 30605.9561 | 29086.4176 | 27566.8791 | 6148.2635 | 5854.5962 | 5560.9289 | 5264.8976 | 5002.5814 | 4740.2651
2029 | 31335.9442 | 29617.8405 | 27899.7369 | 6258.1645 | 5927.8005 | 5597.4365 | 5479.1405 | 5170.0366 | 4860.9327
2030 | 32233.3753 | 30314.5747 | 28395.7741 | 6374.0054 | 6009.4028 | 5644.8001 | 5715.4572 | 5358.3042 | 5001.1512
2031 | 33212.9243 | 31095.1205 | 28977.3167 | 6496.618 | 6099.6512 | 5702.6845 | 5982.7308 | 5572.2889 | 5161.8469
2032 | 34388.982 | 32055.6772 | 29722.3725 | 6627.4693 | 6198.9752 | 5770.4811 | 6276.9462 | 5807.3349 | 5337.7236
2033 | 35470.3344 | 32927.5644 | 30384.7944 | 6767.398 | 6308.2249 | 5849.0518 | 6593.3045 | 6060.6476 | 5527.9906
NEMA Gross - PV - PDR
2024 | 25748.9228 | 25215.4939 | 24682.065 | 5383.8185 | 5292.3945 | 5200.9706 | 4260.7564 | 4176.8105 | 4092.8647
2025 | 26124.0689 | 25308.7679 | 24493.4668 | 5460.6114 | 5307.5828 | 5154.5541 | 4386.0764 | 4251.4966 | 4116.9168
2026 | 26648.7843 | 25587.3911 | 24525.9978 | 5552.6459 | 5345.7741 | 5138.9023 | 4525.2136 | 4350.3179 | 4175.4221
2027 | 27247.0923 | 25943.0829 | 24639.0735 | 5635.5311 | 5382.6967 | 5129.8624 | 4676.945 | 4460.7211 | 4244.4971
2028 | 28096.9951 | 26577.4566 | 25057.9181 | 5726.843 | 5433.1757 | 5139.5084 | 4847.7261 | 4585.4099 | 4323.0936
2029 | 28838.0422 | 27119.9386 | 25401.8349 | 5827.6536 | 5497.2895 | 5166.9255 | 5044.8572 | 4735.7533 | 4426.6495
2030 | 29796.0148 | 27877.2142 | 25958.4137 | 5938.9257 | 5574.3231 | 5209.7204 | 5267.8125 | 4910.6595 | 4553.5065
2031 | 30850.33 | 28732.5263 | 26614.7225 | 6061.4423 | 5664.4755 | 5267.5088 | 5525.4304 | 5114.9885 | 4704.5466
2032 | 32114.9229 | 29781.6181 | 27448.3134 | 6196.5293 | 5768.0352 | 5339.5411 | 5813.5753 | 5343.9639 | 4874.3526
2033 | 33297.8388 | 30755.0688 | 28212.2988 | 6344.8029 | 5885.6298 | 5426.4568 | 6127.2655 | 5594.6086 | 5061.9516

## 4 Mnth Peak
ISO-NE Control Area & New England States Monthly Peak Load Forecast
| JAN | FEB | MAR | APR | MAY | JUN | JUL | AUG | SEP | OCT | NOV | DEC
ISO-NE Gross
2024 | 21298 | 20697 | 19260 | 17092 | 20433 | 24105 | 26363 | 25946 | 22617 | 17429 | 19260 | 20970
2025 | 21639 | 20830 | 19569 | 17333 | 20671 | 24235 | 26525 | 26088 | 22771 | 17685 | 19579 | 21330
2026 | 22055 | 21234 | 19941 | 17626 | 20982 | 24436 | 26760 | 26304 | 22995 | 17989 | 19963 | 21756
2027 | 22543 | 21707 | 20379 | 17976 | 21305 | 24651 | 27006 | 26526 | 23226 | 18347 | 20408 | 22250
2028 | 23108 | 22456 | 20870 | 18370 | 21667 | 24902 | 27286 | 26781 | 23490 | 18771 | 20912 | 22819
2029 | 23736 | 22874 | 21434 | 18825 | 22058 | 25189 | 27602 | 27070 | 23785 | 19241 | 21473 | 23462
2030 | 24451 | 23574 | 22078 | 19327 | 22480 | 25512 | 27952 | 27391 | 24113 | 19751 | 22094 | 24185
2031 | 25275 | 24372 | 22792 | 19896 | 22933 | 25870 | 28339 | 27746 | 24472 | 20319 | 22801 | 25007
2032 | 26198 | 25474 | 23610 | 20531 | 23421 | 26266 | 28762 | 28136 | 24866 | 20955 | 23576 | 25910
2033 | 27211 | 26269 | 24524 | 21216 | 23945 | 26701 | 29223 | 28561 | 25295 | 21640 | 24438 | 26898
ISO-NE Gross minus BTM-PV
2024 | 21298 | 20697 | 19260 | 17092 | 19311 | 22980 | 25266 | 24847 | 21514 | 17429 | 19260 | 20970
2025 | 21639 | 20830 | 19569 | 17333 | 19536 | 23096 | 25385 | 24945 | 21624 | 17685 | 19579 | 21330
2026 | 22055 | 21234 | 19941 | 17626 | 19806 | 23257 | 25599 | 25140 | 21828 | 17989 | 19963 | 21756
2027 | 22543 | 21707 | 20379 | 17976 | 20114 | 23458 | 25833 | 25351 | 22049 | 18347 | 20408 | 22250
2028 | 23108 | 22456 | 20870 | 18370 | 20472 | 23706 | 26087 | 25581 | 22288 | 18771 | 20912 | 22819
2029 | 23736 | 22874 | 21434 | 18825 | 20843 | 23973 | 26383 | 25850 | 22565 | 19241 | 21473 | 23462
2030 | 24451 | 23574 | 22078 | 19327 | 21247 | 24277 | 26717 | 26154 | 22874 | 19751 | 22094 | 24185
2031 | 25275 | 24372 | 22792 | 19896 | 21683 | 24619 | 27086 | 26492 | 23217 | 20319 | 22801 | 25007
2032 | 26198 | 25474 | 23610 | 20531 | 22155 | 24999 | 27493 | 26865 | 23595 | 20955 | 23576 | 25910
2033 | 27211 | 26269 | 24524 | 21216 | 22663 | 25418 | 27939 | 27276 | 24010 | 21640 | 24438 | 26898
ISO-NE Gross minus BTM-PV minus EE
2024 | 19715 | 19114 | 17677 | 15416 | 17635 | 21205 | 23491 | 23072 | 19740 | 15654 | 17485 | 19294
2025 | 19963 | 19155 | 17893 | 15558 | 17761 | 21223 | 23511 | 23071 | 19750 | 15811 | 17706 | 19561
2026 | 20287 | 19465 | 18173 | 15753 | 17932 | 21285 | 23627 | 23168 | 19856 | 16017 | 17991 | 19894
2027 | 20682 | 19845 | 18517 | 16004 | 18142 | 21388 | 23763 | 23281 | 19979 | 16277 | 18337 | 20295
2028 | 21153 | 20501 | 18915 | 16300 | 18401 | 21604 | 23986 | 23479 | 20186 | 16669 | 18811 | 20789
2029 | 21706 | 20843 | 19404 | 16723 | 18741 | 21856 | 24266 | 23733 | 20448 | 17124 | 19356 | 21370
2030 | 22359 | 21482 | 19986 | 17210 | 19130 | 22161 | 24600 | 24037 | 20758 | 17634 | 19977 | 22045
2031 | 23135 | 22232 | 20653 | 17780 | 19566 | 22518 | 24986 | 24392 | 21117 | 18219 | 20701 | 22834
2032 | 24024 | 23300 | 21436 | 18431 | 20054 | 22930 | 25424 | 24797 | 21526 | 18886 | 21507 | 23716
2033 | 25017 | 24075 | 22330 | 19147 | 20594 | 23396 | 25916 | 25254 | 21987 | 19618 | 22416 | 24696
| JAN | FEB | MAR | APR | MAY | JUN | JUL | AUG | SEP | OCT | NOV | DEC
CT Gross
2024 | 5209 | 5051 | 4757 | 4054 | 5125 | 6064 | 6660 | 6578 | 5733 | 4151 | 4591 | 5065
2025 | 5271 | 5050 | 4811 | 4082 | 5177 | 6076 | 6680 | 6599 | 5763 | 4186 | 4637 | 5128
2026 | 5343 | 5116 | 4878 | 4117 | 5242 | 6101 | 6712 | 6634 | 5805 | 4233 | 4692 | 5199
2027 | 5427 | 5191 | 4949 | 4157 | 5311 | 6127 | 6745 | 6669 | 5846 | 4288 | 4756 | 5280
2028 | 5522 | 5334 | 5023 | 4201 | 5386 | 6159 | 6783 | 6708 | 5892 | 4356 | 4829 | 5371
2029 | 5624 | 5371 | 5107 | 4256 | 5463 | 6195 | 6827 | 6753 | 5944 | 4429 | 4910 | 5473
2030 | 5739 | 5477 | 5207 | 4319 | 5544 | 6238 | 6876 | 6803 | 6001 | 4513 | 5001 | 5589
2031 | 5877 | 5604 | 5321 | 4397 | 5631 | 6288 | 6932 | 6860 | 6064 | 4605 | 5108 | 5727
2032 | 6034 | 5807 | 5458 | 4483 | 5725 | 6345 | 6995 | 6924 | 6134 | 4713 | 5233 | 5885
2033 | 6211 | 5917 | 5622 | 4583 | 5827 | 6410 | 7067 | 6996 | 6212 | 4836 | 5383 | 6067
CT Gross minus BTM-PV
2024 | 5209 | 5051 | 4757 | 4054 | 4883 | 5821 | 6443 | 6359 | 5513 | 4151 | 4591 | 5065
2025 | 5271 | 5050 | 4811 | 4082 | 4938 | 5836 | 6437 | 6355 | 5517 | 4186 | 4637 | 5128
2026 | 5343 | 5116 | 4878 | 4117 | 4978 | 5836 | 6445 | 6365 | 5534 | 4233 | 4692 | 5199
2027 | 5427 | 5191 | 4949 | 4157 | 5025 | 5839 | 6457 | 6379 | 5555 | 4288 | 4756 | 5280
2028 | 5522 | 5334 | 5023 | 4201 | 5082 | 5853 | 6476 | 6400 | 5583 | 4356 | 4829 | 5371
2029 | 5624 | 5371 | 5107 | 4256 | 5143 | 5875 | 6504 | 6430 | 5620 | 4429 | 4910 | 5473
2030 | 5739 | 5477 | 5207 | 4319 | 5209 | 5903 | 6539 | 6466 | 5662 | 4513 | 5001 | 5589
2031 | 5877 | 5604 | 5321 | 4397 | 5282 | 5939 | 6582 | 6509 | 5712 | 4605 | 5108 | 5727
2032 | 6034 | 5807 | 5458 | 4483 | 5363 | 5982 | 6632 | 6560 | 5768 | 4713 | 5233 | 5885
2033 | 6211 | 5917 | 5622 | 4583 | 5453 | 6036 | 6692 | 6620 | 5835 | 4836 | 5383 | 6067
CT Gross minus BTM-PV minus EE
2024 | 4823 | 4664 | 4370 | 3631 | 4461 | 5373 | 5995 | 5911 | 5065 | 3703 | 4143 | 4655
2025 | 4861 | 4640 | 4401 | 3634 | 4490 | 5363 | 5964 | 5882 | 5044 | 3714 | 4164 | 4695
2026 | 4911 | 4683 | 4445 | 3644 | 4506 | 5338 | 5947 | 5867 | 5037 | 3736 | 4194 | 4744
2027 | 4972 | 4736 | 4494 | 3659 | 4527 | 5317 | 5934 | 5857 | 5033 | 3765 | 4234 | 4802
2028 | 5044 | 4856 | 4545 | 3679 | 4559 | 5326 | 5949 | 5873 | 5056 | 3828 | 4301 | 4863
2029 | 5116 | 4863 | 4599 | 3728 | 4615 | 5344 | 5974 | 5900 | 5089 | 3899 | 4379 | 4938
2030 | 5204 | 4942 | 4672 | 3789 | 4679 | 5373 | 6010 | 5936 | 5133 | 3984 | 4471 | 5030
2031 | 5318 | 5044 | 4762 | 3868 | 4753 | 5413 | 6056 | 5984 | 5186 | 4079 | 4583 | 5146
2032 | 5453 | 5227 | 4877 | 3958 | 4837 | 5464 | 6114 | 6042 | 5251 | 4195 | 4715 | 5286
2033 | 5612 | 5318 | 5024 | 4065 | 4935 | 5528 | 6184 | 6112 | 5327 | 4328 | 4876 | 5453
| JAN | FEB | MAR | APR | MAY | JUN | JUL | AUG | SEP | OCT | NOV | DEC
ME Gross
2024 | 1956 | 1910 | 1781 | 1603 | 1647 | 1920 | 2067 | 2044 | 1834 | 1619 | 1816 | 1960
2025 | 2007 | 1937 | 1832 | 1641 | 1666 | 1940 | 2091 | 2066 | 1852 | 1652 | 1866 | 2015
2026 | 2068 | 1997 | 1892 | 1685 | 1693 | 1968 | 2123 | 2095 | 1877 | 1690 | 1924 | 2079
2027 | 2140 | 2068 | 1962 | 1737 | 1722 | 2000 | 2157 | 2127 | 1904 | 1734 | 1992 | 2154
2028 | 2224 | 2176 | 2039 | 1798 | 1758 | 2038 | 2197 | 2165 | 1937 | 1786 | 2069 | 2241
2029 | 2319 | 2247 | 2127 | 1866 | 1799 | 2081 | 2244 | 2207 | 1974 | 1845 | 2155 | 2339
2030 | 2426 | 2355 | 2228 | 1943 | 1844 | 2130 | 2295 | 2255 | 2017 | 1912 | 2248 | 2448
2031 | 2549 | 2473 | 2337 | 2027 | 1894 | 2183 | 2351 | 2306 | 2063 | 1986 | 2353 | 2570
2032 | 2685 | 2628 | 2461 | 2120 | 1946 | 2239 | 2410 | 2361 | 2112 | 2067 | 2466 | 2699
2033 | 2832 | 2749 | 2594 | 2216 | 2001 | 2297 | 2471 | 2417 | 2162 | 2150 | 2585 | 2836
ME Gross minus BTM-PV
2024 | 1956 | 1910 | 1781 | 1603 | 1568 | 1839 | 1986 | 1963 | 1752 | 1619 | 1816 | 1960
2025 | 2007 | 1937 | 1832 | 1641 | 1579 | 1853 | 2003 | 1978 | 1764 | 1652 | 1866 | 2015
2026 | 2068 | 1997 | 1892 | 1685 | 1603 | 1878 | 2033 | 2005 | 1787 | 1690 | 1924 | 2079
2027 | 2140 | 2068 | 1962 | 1737 | 1631 | 1908 | 2065 | 2036 | 1812 | 1734 | 1992 | 2154
2028 | 2224 | 2176 | 2039 | 1798 | 1665 | 1945 | 2105 | 2072 | 1844 | 1786 | 2069 | 2241
2029 | 2319 | 2247 | 2127 | 1866 | 1705 | 1987 | 2150 | 2114 | 1881 | 1845 | 2155 | 2339
2030 | 2426 | 2355 | 2228 | 1943 | 1750 | 2036 | 2201 | 2161 | 1923 | 1912 | 2248 | 2448
2031 | 2549 | 2473 | 2337 | 2027 | 1799 | 2088 | 2257 | 2212 | 1968 | 1986 | 2353 | 2570
2032 | 2685 | 2628 | 2461 | 2120 | 1852 | 2144 | 2316 | 2266 | 2017 | 2067 | 2466 | 2699
2033 | 2832 | 2749 | 2594 | 2216 | 1907 | 2202 | 2376 | 2322 | 2068 | 2150 | 2585 | 2836
ME Gross minus BTM-PV minus EE
2024 | 1862 | 1815 | 1686 | 1508 | 1473 | 1739 | 1886 | 1862 | 1652 | 1519 | 1716 | 1859
2025 | 1906 | 1837 | 1731 | 1541 | 1479 | 1747 | 1897 | 1872 | 1658 | 1546 | 1760 | 1909
2026 | 1962 | 1891 | 1786 | 1579 | 1497 | 1767 | 1921 | 1894 | 1675 | 1579 | 1812 | 1967
2027 | 2028 | 1957 | 1850 | 1626 | 1519 | 1791 | 1948 | 1918 | 1695 | 1617 | 1875 | 2037
2028 | 2107 | 2058 | 1922 | 1681 | 1548 | 1835 | 1995 | 1962 | 1734 | 1676 | 1960 | 2131
2029 | 2208 | 2137 | 2017 | 1756 | 1596 | 1886 | 2048 | 2012 | 1779 | 1744 | 2053 | 2236
2030 | 2323 | 2251 | 2124 | 1841 | 1648 | 1942 | 2108 | 2067 | 1829 | 1818 | 2155 | 2352
2031 | 2453 | 2377 | 2241 | 1933 | 1706 | 2003 | 2172 | 2127 | 1883 | 1901 | 2268 | 2482
2032 | 2597 | 2541 | 2373 | 2035 | 1767 | 2068 | 2239 | 2190 | 1941 | 1991 | 2390 | 2619
2033 | 2752 | 2669 | 2515 | 2140 | 1830 | 2135 | 2309 | 2255 | 2001 | 2083 | 2518 | 2765
| JAN | FEB | MAR | APR | MAY | JUN | JUL | AUG | SEP | OCT | NOV | DEC
MA Gross
2024 | 9766 | 9512 | 8775 | 7910 | 9586 | 11208 | 12334 | 12208 | 10542 | 8025 | 8855 | 9592
2025 | 9939 | 9588 | 8927 | 8040 | 9713 | 11275 | 12415 | 12282 | 10625 | 8167 | 9026 | 9779
2026 | 10154 | 9801 | 9110 | 8202 | 9879 | 11382 | 12536 | 12396 | 10749 | 8335 | 9236 | 10003
2027 | 10407 | 10052 | 9334 | 8396 | 10050 | 11495 | 12663 | 12514 | 10876 | 8537 | 9474 | 10264
2028 | 10698 | 10441 | 9594 | 8613 | 10242 | 11627 | 12807 | 12649 | 11020 | 8766 | 9744 | 10564
2029 | 11024 | 10669 | 9894 | 8866 | 10450 | 11777 | 12969 | 12800 | 11181 | 9023 | 10046 | 10903
2030 | 11390 | 11038 | 10232 | 9140 | 10673 | 11943 | 13149 | 12968 | 11357 | 9295 | 10381 | 11282
2031 | 11808 | 11454 | 10604 | 9447 | 10912 | 12129 | 13348 | 13154 | 11551 | 9599 | 10760 | 11709
2032 | 12274 | 12018 | 11025 | 9793 | 11170 | 12335 | 13566 | 13359 | 11762 | 9936 | 11166 | 12170
2033 | 12781 | 12430 | 11487 | 10162 | 11447 | 12561 | 13804 | 13582 | 11993 | 10298 | 11614 | 12667
MA Gross minus BTM-PV
2024 | 9766 | 9512 | 8775 | 7910 | 9029 | 10651 | 11780 | 11653 | 9987 | 8025 | 8855 | 9592
2025 | 9939 | 9588 | 8927 | 8040 | 9149 | 10711 | 11851 | 11717 | 10060 | 8167 | 9026 | 9779
2026 | 10154 | 9801 | 9110 | 8202 | 9306 | 10808 | 11982 | 11842 | 10193 | 8335 | 9236 | 10003
2027 | 10407 | 10052 | 9334 | 8396 | 9489 | 10933 | 12120 | 11971 | 10332 | 8537 | 9474 | 10264
2028 | 10698 | 10441 | 9594 | 8613 | 9694 | 11079 | 12258 | 12099 | 10471 | 8766 | 9744 | 10564
2029 | 11024 | 10669 | 9894 | 8866 | 9898 | 11224 | 12417 | 12247 | 10628 | 9023 | 10046 | 10903
2030 | 11390 | 11038 | 10232 | 9140 | 10118 | 11388 | 12594 | 12413 | 10802 | 9295 | 10381 | 11282
2031 | 11808 | 11454 | 10604 | 9447 | 10355 | 11572 | 12791 | 12597 | 10994 | 9599 | 10760 | 11709
2032 | 12274 | 12018 | 11025 | 9793 | 10612 | 11777 | 13008 | 12800 | 11204 | 9936 | 11166 | 12170
2033 | 12781 | 12430 | 11487 | 10162 | 10888 | 12002 | 13245 | 13023 | 11434 | 10298 | 11614 | 12667
MA Gross minus BTM-PV minus EE
2024 | 8990 | 8735 | 7998 | 7082 | 8201 | 9774 | 10903 | 10776 | 9110 | 7148 | 7978 | 8769
2025 | 9117 | 8766 | 8104 | 7163 | 8272 | 9785 | 10925 | 10791 | 9134 | 7242 | 8100 | 8911
2026 | 9286 | 8933 | 8243 | 7276 | 8380 | 9833 | 11008 | 10867 | 9218 | 7361 | 8261 | 9090
2027 | 9493 | 9139 | 8421 | 7421 | 8514 | 9910 | 11096 | 10947 | 9308 | 7514 | 8450 | 9305
2028 | 9739 | 9482 | 8635 | 7590 | 8670 | 10026 | 11205 | 11046 | 9418 | 7713 | 8691 | 9558
2029 | 10018 | 9664 | 8889 | 7812 | 8845 | 10151 | 11344 | 11174 | 9555 | 7950 | 8973 | 9860
2030 | 10347 | 9994 | 9188 | 8067 | 9045 | 10306 | 11511 | 11330 | 9719 | 8213 | 9298 | 10209
2031 | 10735 | 10381 | 9531 | 8364 | 9272 | 10489 | 11708 | 11514 | 9911 | 8516 | 9676 | 10614
2032 | 11179 | 10924 | 9930 | 8710 | 9529 | 10703 | 11934 | 11727 | 10130 | 8862 | 10092 | 11062
2033 | 11673 | 11322 | 10379 | 9089 | 9814 | 10946 | 12190 | 11968 | 10378 | 9243 | 10558 | 11553
| JAN | FEB | MAR | APR | MAY | JUN | JUL | AUG | SEP | OCT | NOV | DEC
NH Gross
2024 | 1997 | 1923 | 1798 | 1606 | 1876 | 2268 | 2402 | 2249 | 2013 | 1647 | 1806 | 1977
2025 | 2019 | 1929 | 1816 | 1621 | 1894 | 2285 | 2422 | 2258 | 2020 | 1667 | 1822 | 1997
2026 | 2046 | 1953 | 1839 | 1640 | 1917 | 2305 | 2447 | 2271 | 2031 | 1689 | 1843 | 2021
2027 | 2077 | 1982 | 1865 | 1665 | 1941 | 2327 | 2474 | 2285 | 2043 | 1715 | 1868 | 2049
2028 | 2114 | 2028 | 1895 | 1694 | 1968 | 2353 | 2503 | 2302 | 2058 | 1748 | 1899 | 2083
2029 | 2157 | 2055 | 1931 | 1726 | 1999 | 2382 | 2535 | 2322 | 2075 | 1784 | 1934 | 2123
2030 | 2206 | 2101 | 1973 | 1762 | 2033 | 2414 | 2570 | 2344 | 2095 | 1822 | 1975 | 2169
2031 | 2261 | 2154 | 2021 | 1803 | 2068 | 2448 | 2608 | 2369 | 2117 | 1866 | 2021 | 2222
2032 | 2323 | 2225 | 2075 | 1850 | 2106 | 2486 | 2648 | 2396 | 2142 | 1914 | 2071 | 2279
2033 | 2389 | 2276 | 2136 | 1900 | 2147 | 2528 | 2692 | 2427 | 2170 | 1966 | 2127 | 2342
NH Gross minus BTM-PV
2024 | 1997 | 1923 | 1798 | 1606 | 1810 | 2203 | 2336 | 2183 | 1947 | 1647 | 1806 | 1977
2025 | 2019 | 1929 | 1816 | 1621 | 1826 | 2216 | 2354 | 2189 | 1951 | 1667 | 1822 | 1997
2026 | 2046 | 1953 | 1839 | 1640 | 1846 | 2234 | 2377 | 2200 | 1960 | 1689 | 1843 | 2021
2027 | 2077 | 1982 | 1865 | 1665 | 1869 | 2255 | 2402 | 2213 | 1971 | 1715 | 1868 | 2049
2028 | 2114 | 2028 | 1895 | 1694 | 1896 | 2280 | 2430 | 2229 | 1985 | 1748 | 1899 | 2083
2029 | 2157 | 2055 | 1931 | 1726 | 1926 | 2309 | 2462 | 2248 | 2002 | 1784 | 1934 | 2123
2030 | 2206 | 2101 | 1973 | 1762 | 1959 | 2340 | 2496 | 2270 | 2021 | 1822 | 1975 | 2169
2031 | 2261 | 2154 | 2021 | 1803 | 1994 | 2374 | 2534 | 2295 | 2043 | 1866 | 2021 | 2222
2032 | 2323 | 2225 | 2075 | 1850 | 2032 | 2411 | 2574 | 2321 | 2068 | 1914 | 2071 | 2279
2033 | 2389 | 2276 | 2136 | 1900 | 2072 | 2453 | 2617 | 2351 | 2095 | 1966 | 2127 | 2342
NH Gross minus BTM-PV minus EE
2024 | 1890 | 1815 | 1691 | 1498 | 1703 | 2089 | 2222 | 2069 | 1833 | 1533 | 1692 | 1863
2025 | 1905 | 1815 | 1702 | 1507 | 1712 | 2096 | 2234 | 2069 | 1831 | 1547 | 1702 | 1877
2026 | 1925 | 1833 | 1718 | 1520 | 1726 | 2108 | 2250 | 2073 | 1833 | 1563 | 1716 | 1894
2027 | 1951 | 1855 | 1738 | 1539 | 1742 | 2122 | 2269 | 2080 | 1838 | 1583 | 1736 | 1916
2028 | 1981 | 1896 | 1762 | 1561 | 1763 | 2145 | 2295 | 2094 | 1849 | 1613 | 1764 | 1948
2029 | 2021 | 1920 | 1795 | 1591 | 1791 | 2172 | 2325 | 2111 | 1865 | 1647 | 1797 | 1986
2030 | 2069 | 1964 | 1836 | 1624 | 1822 | 2202 | 2358 | 2132 | 1883 | 1684 | 1837 | 2031
2031 | 2123 | 2016 | 1883 | 1665 | 1856 | 2236 | 2395 | 2156 | 1904 | 1727 | 1882 | 2083
2032 | 2184 | 2086 | 1936 | 1711 | 1893 | 2273 | 2435 | 2183 | 1929 | 1776 | 1932 | 2141
2033 | 2251 | 2137 | 1997 | 1762 | 1933 | 2315 | 2479 | 2214 | 1957 | 1829 | 1990 | 2205
| JAN | FEB | MAR | APR | MAY | JUN | JUL | AUG | SEP | OCT | NOV | DEC
RI Gross
2024 | 1359 | 1329 | 1239 | 1096 | 1338 | 1701 | 1885 | 1885 | 1582 | 1150 | 1241 | 1347
2025 | 1376 | 1338 | 1255 | 1108 | 1355 | 1712 | 1898 | 1896 | 1595 | 1160 | 1255 | 1365
2026 | 1396 | 1358 | 1273 | 1122 | 1375 | 1726 | 1914 | 1912 | 1611 | 1171 | 1271 | 1385
2027 | 1418 | 1381 | 1293 | 1139 | 1395 | 1741 | 1930 | 1927 | 1627 | 1186 | 1291 | 1408
2028 | 1444 | 1417 | 1316 | 1159 | 1416 | 1758 | 1948 | 1944 | 1645 | 1205 | 1314 | 1435
2029 | 1473 | 1437 | 1342 | 1180 | 1439 | 1777 | 1968 | 1962 | 1664 | 1227 | 1338 | 1464
2030 | 1505 | 1470 | 1371 | 1204 | 1465 | 1798 | 1990 | 1982 | 1685 | 1252 | 1365 | 1498
2031 | 1544 | 1507 | 1404 | 1231 | 1492 | 1821 | 2013 | 2004 | 1708 | 1280 | 1397 | 1538
2032 | 1589 | 1560 | 1443 | 1262 | 1521 | 1845 | 2038 | 2028 | 1732 | 1311 | 1435 | 1584
2033 | 1639 | 1601 | 1488 | 1296 | 1551 | 1872 | 2065 | 2053 | 1758 | 1345 | 1478 | 1635
RI Gross minus BTM-PV
2024 | 1359 | 1329 | 1239 | 1096 | 1299 | 1661 | 1846 | 1845 | 1542 | 1150 | 1241 | 1347
2025 | 1376 | 1338 | 1255 | 1108 | 1314 | 1671 | 1857 | 1855 | 1554 | 1160 | 1255 | 1365
2026 | 1396 | 1358 | 1273 | 1122 | 1332 | 1684 | 1871 | 1869 | 1568 | 1171 | 1271 | 1385
2027 | 1418 | 1381 | 1293 | 1139 | 1351 | 1697 | 1888 | 1885 | 1585 | 1186 | 1291 | 1408
2028 | 1444 | 1417 | 1316 | 1159 | 1373 | 1715 | 1905 | 1900 | 1601 | 1205 | 1314 | 1435
2029 | 1473 | 1437 | 1342 | 1180 | 1395 | 1732 | 1924 | 1917 | 1619 | 1227 | 1338 | 1464
2030 | 1505 | 1470 | 1371 | 1204 | 1419 | 1752 | 1944 | 1936 | 1639 | 1252 | 1365 | 1498
2031 | 1544 | 1507 | 1404 | 1231 | 1446 | 1774 | 1966 | 1957 | 1661 | 1280 | 1397 | 1538
2032 | 1589 | 1560 | 1443 | 1262 | 1474 | 1798 | 1990 | 1980 | 1684 | 1311 | 1435 | 1584
2033 | 1639 | 1601 | 1488 | 1296 | 1503 | 1823 | 2016 | 2004 | 1709 | 1345 | 1478 | 1635
RI Gross minus BTM-PV minus EE
2024 | 1228 | 1198 | 1108 | 959 | 1161 | 1516 | 1700 | 1700 | 1397 | 1004 | 1096 | 1207
2025 | 1237 | 1198 | 1116 | 963 | 1168 | 1517 | 1703 | 1702 | 1400 | 1007 | 1102 | 1217
2026 | 1249 | 1211 | 1126 | 969 | 1179 | 1522 | 1710 | 1707 | 1407 | 1010 | 1110 | 1230
2027 | 1264 | 1226 | 1139 | 978 | 1189 | 1528 | 1718 | 1715 | 1416 | 1016 | 1122 | 1246
2028 | 1282 | 1255 | 1154 | 989 | 1204 | 1546 | 1736 | 1732 | 1433 | 1037 | 1145 | 1273
2029 | 1311 | 1275 | 1180 | 1012 | 1226 | 1566 | 1757 | 1751 | 1453 | 1061 | 1171 | 1303
2030 | 1344 | 1308 | 1210 | 1037 | 1253 | 1589 | 1781 | 1773 | 1476 | 1088 | 1202 | 1339
2031 | 1385 | 1348 | 1245 | 1067 | 1282 | 1615 | 1807 | 1798 | 1501 | 1120 | 1238 | 1382
2032 | 1433 | 1405 | 1287 | 1103 | 1314 | 1644 | 1836 | 1825 | 1530 | 1157 | 1281 | 1432
2033 | 1488 | 1450 | 1337 | 1142 | 1349 | 1675 | 1868 | 1856 | 1561 | 1197 | 1330 | 1488
| JAN | FEB | MAR | APR | MAY | JUN | JUL | AUG | SEP | OCT | NOV | DEC
VT Gross
2024 | 1009 | 971 | 910 | 823 | 861 | 944 | 1014 | 982 | 912 | 837 | 951 | 1030
2025 | 1027 | 988 | 929 | 840 | 867 | 947 | 1020 | 988 | 916 | 852 | 974 | 1047
2026 | 1048 | 1008 | 950 | 859 | 877 | 953 | 1028 | 996 | 923 | 869 | 998 | 1068
2027 | 1074 | 1032 | 975 | 881 | 886 | 960 | 1037 | 1004 | 930 | 887 | 1026 | 1094
2028 | 1104 | 1060 | 1002 | 905 | 897 | 968 | 1047 | 1014 | 937 | 910 | 1057 | 1125
2029 | 1140 | 1094 | 1033 | 932 | 909 | 978 | 1059 | 1025 | 947 | 933 | 1090 | 1160
2030 | 1184 | 1134 | 1068 | 960 | 922 | 989 | 1072 | 1038 | 958 | 957 | 1125 | 1197
2031 | 1236 | 1180 | 1106 | 991 | 937 | 1001 | 1087 | 1052 | 970 | 984 | 1163 | 1243
2032 | 1294 | 1235 | 1149 | 1024 | 953 | 1016 | 1104 | 1068 | 984 | 1014 | 1206 | 1294
2033 | 1359 | 1297 | 1198 | 1058 | 972 | 1033 | 1123 | 1087 | 1000 | 1045 | 1252 | 1351
VT Gross minus BTM-PV
2024 | 1009 | 971 | 910 | 823 | 721 | 805 | 875 | 843 | 774 | 837 | 951 | 1030
2025 | 1027 | 988 | 929 | 840 | 729 | 810 | 882 | 850 | 779 | 852 | 974 | 1047
2026 | 1048 | 1008 | 950 | 859 | 740 | 817 | 891 | 859 | 786 | 869 | 998 | 1068
2027 | 1074 | 1032 | 975 | 881 | 750 | 824 | 901 | 869 | 794 | 887 | 1026 | 1094
2028 | 1104 | 1060 | 1002 | 905 | 762 | 834 | 913 | 880 | 804 | 910 | 1057 | 1125
2029 | 1140 | 1094 | 1033 | 932 | 776 | 845 | 927 | 893 | 815 | 933 | 1090 | 1160
2030 | 1184 | 1134 | 1068 | 960 | 791 | 858 | 941 | 907 | 827 | 957 | 1125 | 1197
2031 | 1236 | 1180 | 1106 | 991 | 807 | 871 | 957 | 922 | 840 | 984 | 1163 | 1243
2032 | 1294 | 1235 | 1149 | 1024 | 823 | 886 | 974 | 938 | 854 | 1014 | 1206 | 1294
2033 | 1359 | 1297 | 1198 | 1058 | 842 | 903 | 993 | 956 | 870 | 1045 | 1252 | 1351
VT Gross minus BTM-PV minus EE
2024 | 924 | 886 | 825 | 738 | 636 | 715 | 785 | 753 | 684 | 747 | 861 | 940
2025 | 937 | 898 | 839 | 750 | 639 | 715 | 787 | 755 | 684 | 757 | 879 | 952
2026 | 953 | 913 | 855 | 764 | 645 | 717 | 791 | 759 | 686 | 769 | 898 | 968
2027 | 974 | 932 | 875 | 781 | 650 | 719 | 796 | 764 | 689 | 782 | 921 | 989
2028 | 999 | 955 | 897 | 800 | 657 | 727 | 806 | 773 | 697 | 803 | 950 | 1016
2029 | 1031 | 985 | 924 | 824 | 669 | 737 | 818 | 785 | 706 | 824 | 981 | 1047
2030 | 1072 | 1022 | 956 | 852 | 683 | 749 | 832 | 798 | 718 | 848 | 1016 | 1083
2031 | 1121 | 1066 | 991 | 882 | 698 | 762 | 848 | 813 | 731 | 875 | 1054 | 1126
2032 | 1177 | 1118 | 1033 | 915 | 714 | 778 | 866 | 830 | 746 | 905 | 1097 | 1176
2033 | 1241 | 1179 | 1080 | 950 | 733 | 796 | 886 | 849 | 763 | 938 | 1145 | 1233

## 5 WN
These data are not yet available and will be published at a later date.

## 6 Mnth NEL
ISO-NE Control Area & New England States Monthly and Annual Energy Forecast
ISO-NE Gross | JAN | FEB | MAR | APR | MAY | JUN | JUL | AUG | SEP | OCT | NOV | DEC | Annual
2024 | 12421 | 11331 | 11122 | 9953 | 10061 | 11168 | 13012 | 12788 | 10714 | 10286 | 10532 | 11852 | 135240
2025 | 12636 | 11134 | 11274 | 10078 | 10149 | 11251 | 13107 | 12892 | 10803 | 10401 | 10684 | 12041 | 136450
2026 | 12891 | 11352 | 11458 | 10229 | 10259 | 11353 | 13222 | 13017 | 10912 | 10540 | 10865 | 12265 | 138363
2027 | 13186 | 11606 | 11674 | 10405 | 10389 | 11473 | 13356 | 13162 | 11041 | 10704 | 11073 | 12523 | 140591
2028 | 13525 | 12278 | 11923 | 10609 | 10542 | 11613 | 13511 | 13328 | 11190 | 10893 | 11313 | 12818 | 143544
2029 | 13904 | 12223 | 12205 | 10838 | 10713 | 11770 | 13683 | 13512 | 11358 | 11106 | 11581 | 13151 | 146045
2030 | 14325 | 12585 | 12523 | 11093 | 10903 | 11944 | 13872 | 13711 | 11542 | 11344 | 11881 | 13526 | 149252
2031 | 14793 | 12989 | 12881 | 11377 | 11114 | 12137 | 14080 | 13929 | 11746 | 11610 | 12216 | 13948 | 152820
2032 | 15321 | 13825 | 13283 | 11695 | 11348 | 12350 | 14309 | 14169 | 11971 | 11906 | 12586 | 14416 | 157179
2033 | 15905 | 13946 | 13727 | 12044 | 11607 | 12585 | 14561 | 14433 | 12221 | 12232 | 12994 | 14931 | 161186
ISO-NE Gross minus BTM-PV
2024 | 12205 | 11066 | 10635 | 9404 | 9411 | 10532 | 12354 | 12172 | 10203 | 9911 | 10246 | 11657 | 129797
2025 | 12402 | 10857 | 10749 | 9486 | 9449 | 10548 | 12380 | 12213 | 10240 | 9988 | 10369 | 11826 | 130507
2026 | 12634 | 11049 | 10882 | 9581 | 9494 | 10598 | 12441 | 12288 | 10307 | 10097 | 10527 | 12034 | 131932
2027 | 12911 | 11280 | 11058 | 9712 | 9572 | 10668 | 12524 | 12385 | 10396 | 10231 | 10713 | 12278 | 133728
2028 | 13233 | 11920 | 11269 | 9874 | 9676 | 10744 | 12614 | 12491 | 10497 | 10384 | 10925 | 12555 | 136183
2029 | 13590 | 11852 | 11505 | 10051 | 9786 | 10840 | 12723 | 12616 | 10616 | 10562 | 11167 | 12870 | 138178
2030 | 13989 | 12189 | 11776 | 10254 | 9916 | 10953 | 12850 | 12759 | 10753 | 10766 | 11440 | 13227 | 140873
2031 | 14436 | 12568 | 12087 | 10486 | 10065 | 11084 | 12994 | 12918 | 10908 | 10996 | 11748 | 13631 | 143922
2032 | 14942 | 13362 | 12440 | 10749 | 10236 | 11234 | 13158 | 13097 | 11084 | 11255 | 12090 | 14080 | 147727
2033 | 15504 | 13473 | 12836 | 11044 | 10431 | 11405 | 13345 | 13300 | 11283 | 11545 | 12470 | 14576 | 151211
ISO-NE Gross minus BTM-PV minus EE
2024 | 11251 | 10196 | 9761 | 8627 | 8620 | 9643 | 11320 | 11149 | 9363 | 9106 | 9419 | 10725 | 119179
2025 | 11387 | 9957 | 9821 | 8663 | 8613 | 9609 | 11288 | 11130 | 9352 | 9137 | 9492 | 10836 | 119285
2026 | 11561 | 10097 | 9902 | 8713 | 8616 | 9611 | 11294 | 11149 | 9375 | 9201 | 9600 | 10987 | 120106
2027 | 11777 | 10276 | 10024 | 8800 | 8652 | 9635 | 11324 | 11191 | 9420 | 9291 | 9737 | 11172 | 121298
2028 | 12093 | 10884 | 10231 | 8961 | 8759 | 9715 | 11419 | 11301 | 9524 | 9445 | 9945 | 11443 | 123720
2029 | 12443 | 10836 | 10463 | 9137 | 8872 | 9816 | 11535 | 11431 | 9648 | 9624 | 10184 | 11752 | 125741
2030 | 12856 | 11186 | 10748 | 9356 | 9022 | 9953 | 11690 | 11600 | 9806 | 9845 | 10471 | 12122 | 128655
2031 | 13321 | 11582 | 11078 | 9608 | 9195 | 10112 | 11868 | 11792 | 9988 | 10097 | 10798 | 12544 | 131983
2032 | 13852 | 12377 | 11457 | 9896 | 9396 | 10297 | 12074 | 12013 | 10196 | 10384 | 11166 | 13018 | 136126
2033 | 14441 | 12533 | 11879 | 10217 | 9622 | 10504 | 12303 | 12257 | 10429 | 10702 | 11571 | 13542 | 140001
CT Gross | JAN | FEB | MAR | APR | MAY | JUN | JUL | AUG | SEP | OCT | NOV | DEC | Annual
2024 | 2946 | 2659 | 2633 | 2299 | 2382 | 2714 | 3200 | 3081 | 2568 | 2408 | 2449 | 2803 | 32144
2025 | 2981 | 2607 | 2656 | 2311 | 2399 | 2725 | 3215 | 3095 | 2580 | 2428 | 2467 | 2832 | 32295
2026 | 3021 | 2634 | 2683 | 2326 | 2419 | 2739 | 3232 | 3111 | 2595 | 2451 | 2488 | 2866 | 32565
2027 | 3067 | 2666 | 2715 | 2343 | 2443 | 2755 | 3253 | 3129 | 2612 | 2477 | 2513 | 2905 | 32879
2028 | 3119 | 2778 | 2752 | 2364 | 2470 | 2774 | 3277 | 3151 | 2632 | 2508 | 2542 | 2949 | 33315
2029 | 3177 | 2745 | 2793 | 2389 | 2500 | 2795 | 3303 | 3175 | 2655 | 2542 | 2575 | 2999 | 33649
2030 | 3241 | 2793 | 2841 | 2419 | 2533 | 2820 | 3332 | 3203 | 2682 | 2580 | 2615 | 3057 | 34116
2031 | 3315 | 2850 | 2896 | 2454 | 2570 | 2848 | 3365 | 3234 | 2712 | 2624 | 2661 | 3124 | 34652
2032 | 3400 | 2991 | 2959 | 2495 | 2610 | 2879 | 3402 | 3269 | 2746 | 2674 | 2716 | 3203 | 35346
2033 | 3499 | 2994 | 3034 | 2544 | 2657 | 2916 | 3443 | 3308 | 2785 | 2732 | 2781 | 3295 | 35988
CT Gross minus BTM-PV
2024 | 2897 | 2599 | 2527 | 2179 | 2242 | 2587 | 3068 | 2958 | 2465 | 2330 | 2388 | 2761 | 30999
2025 | 2929 | 2546 | 2544 | 2184 | 2252 | 2574 | 3059 | 2949 | 2458 | 2336 | 2395 | 2782 | 31007
2026 | 2960 | 2563 | 2553 | 2178 | 2248 | 2563 | 3051 | 2942 | 2454 | 2344 | 2405 | 2809 | 31068
2027 | 2997 | 2585 | 2566 | 2174 | 2247 | 2555 | 3047 | 2938 | 2452 | 2357 | 2419 | 2840 | 31175
2028 | 3040 | 2683 | 2584 | 2175 | 2251 | 2549 | 3046 | 2936 | 2454 | 2373 | 2436 | 2877 | 31404
2029 | 3089 | 2643 | 2607 | 2179 | 2257 | 2547 | 3047 | 2938 | 2459 | 2393 | 2459 | 2920 | 31540
2030 | 3145 | 2681 | 2636 | 2188 | 2266 | 2547 | 3052 | 2943 | 2466 | 2418 | 2488 | 2971 | 31803
2031 | 3210 | 2728 | 2672 | 2202 | 2278 | 2551 | 3060 | 2951 | 2477 | 2447 | 2523 | 3031 | 32129
2032 | 3286 | 2853 | 2717 | 2222 | 2294 | 2557 | 3070 | 2961 | 2491 | 2482 | 2567 | 3102 | 32603
2033 | 3375 | 2850 | 2771 | 2249 | 2315 | 2568 | 3086 | 2977 | 2510 | 2525 | 2620 | 3186 | 33033
CT Gross minus BTM-PV minus EE
2024 | 2666 | 2389 | 2317 | 1996 | 2050 | 2365 | 2810 | 2706 | 2258 | 2137 | 2191 | 2537 | 28421
2025 | 2684 | 2329 | 2322 | 1990 | 2048 | 2340 | 2785 | 2682 | 2240 | 2131 | 2186 | 2545 | 28282
2026 | 2701 | 2335 | 2318 | 1973 | 2034 | 2316 | 2763 | 2660 | 2224 | 2128 | 2184 | 2558 | 28196
2027 | 2724 | 2344 | 2318 | 1959 | 2022 | 2296 | 2745 | 2642 | 2212 | 2130 | 2186 | 2576 | 28156
2028 | 2761 | 2432 | 2331 | 1955 | 2021 | 2286 | 2739 | 2635 | 2210 | 2142 | 2199 | 2607 | 28317
2029 | 2804 | 2392 | 2349 | 1955 | 2024 | 2279 | 2736 | 2632 | 2210 | 2158 | 2216 | 2643 | 28399
2030 | 2856 | 2428 | 2375 | 1962 | 2031 | 2279 | 2739 | 2635 | 2217 | 2181 | 2242 | 2691 | 28637
2031 | 2918 | 2473 | 2410 | 1976 | 2044 | 2283 | 2748 | 2644 | 2228 | 2209 | 2276 | 2748 | 28957
2032 | 2994 | 2593 | 2454 | 1996 | 2061 | 2291 | 2762 | 2657 | 2245 | 2246 | 2320 | 2819 | 29439
2033 | 3083 | 2596 | 2510 | 2024 | 2084 | 2306 | 2781 | 2677 | 2267 | 2290 | 2373 | 2903 | 29894
ME Gross | JAN | FEB | MAR | APR | MAY | JUN | JUL | AUG | SEP | OCT | NOV | DEC | Annual
2024 | 1205 | 1093 | 1096 | 983 | 954 | 991 | 1135 | 1103 | 973 | 986 | 1029 | 1174 | 12722
2025 | 1240 | 1097 | 1124 | 1004 | 963 | 1000 | 1145 | 1111 | 981 | 999 | 1052 | 1206 | 12921
2026 | 1281 | 1133 | 1156 | 1028 | 974 | 1011 | 1158 | 1121 | 991 | 1014 | 1079 | 1243 | 13189
2027 | 1327 | 1173 | 1192 | 1055 | 989 | 1024 | 1174 | 1133 | 1004 | 1033 | 1109 | 1285 | 13500
2028 | 1379 | 1248 | 1234 | 1087 | 1007 | 1041 | 1193 | 1149 | 1021 | 1056 | 1144 | 1332 | 13890
2029 | 1437 | 1271 | 1280 | 1123 | 1028 | 1060 | 1214 | 1167 | 1040 | 1083 | 1184 | 1385 | 14272
2030 | 1502 | 1328 | 1331 | 1162 | 1052 | 1082 | 1238 | 1188 | 1061 | 1113 | 1228 | 1444 | 14729
2031 | 1574 | 1391 | 1387 | 1205 | 1079 | 1106 | 1265 | 1211 | 1086 | 1147 | 1276 | 1509 | 15235
2032 | 1654 | 1489 | 1449 | 1253 | 1108 | 1133 | 1293 | 1236 | 1112 | 1184 | 1328 | 1579 | 15817
2033 | 1740 | 1536 | 1516 | 1303 | 1139 | 1160 | 1323 | 1262 | 1139 | 1224 | 1384 | 1653 | 16379
ME Gross minus BTM-PV
2024 | 1190 | 1073 | 1059 | 944 | 907 | 946 | 1086 | 1057 | 933 | 957 | 1006 | 1158 | 12317
2025 | 1222 | 1074 | 1081 | 958 | 908 | 948 | 1090 | 1059 | 936 | 966 | 1027 | 1189 | 12458
2026 | 1261 | 1108 | 1109 | 978 | 915 | 954 | 1098 | 1064 | 942 | 979 | 1052 | 1225 | 12686
2027 | 1305 | 1146 | 1142 | 1002 | 925 | 963 | 1110 | 1072 | 952 | 996 | 1080 | 1265 | 12959
2028 | 1356 | 1218 | 1180 | 1030 | 939 | 976 | 1124 | 1084 | 964 | 1016 | 1113 | 1311 | 13310
2029 | 1413 | 1241 | 1222 | 1062 | 956 | 991 | 1141 | 1098 | 980 | 1040 | 1151 | 1363 | 13657
2030 | 1476 | 1296 | 1270 | 1098 | 976 | 1009 | 1161 | 1115 | 998 | 1068 | 1193 | 1420 | 14080
2031 | 1547 | 1357 | 1323 | 1137 | 998 | 1030 | 1184 | 1134 | 1019 | 1100 | 1240 | 1484 | 14553
2032 | 1625 | 1451 | 1382 | 1181 | 1024 | 1052 | 1208 | 1155 | 1042 | 1135 | 1290 | 1553 | 15099
2033 | 1710 | 1498 | 1446 | 1228 | 1051 | 1076 | 1234 | 1178 | 1067 | 1172 | 1344 | 1626 | 15630
ME Gross minus BTM-PV minus EE
2024 | 1128 | 1019 | 1003 | 894 | 858 | 894 | 1028 | 999 | 883 | 905 | 953 | 1098 | 11663
2025 | 1156 | 1016 | 1021 | 905 | 857 | 894 | 1029 | 997 | 883 | 912 | 970 | 1125 | 11767
2026 | 1191 | 1046 | 1046 | 922 | 861 | 898 | 1035 | 1000 | 888 | 922 | 992 | 1156 | 11957
2027 | 1231 | 1082 | 1075 | 942 | 869 | 905 | 1043 | 1006 | 895 | 936 | 1017 | 1193 | 12193
2028 | 1285 | 1155 | 1116 | 973 | 886 | 921 | 1062 | 1021 | 911 | 959 | 1053 | 1242 | 12585
2029 | 1345 | 1181 | 1162 | 1008 | 906 | 940 | 1084 | 1039 | 930 | 987 | 1094 | 1297 | 12973
2030 | 1413 | 1241 | 1214 | 1049 | 931 | 963 | 1109 | 1062 | 953 | 1019 | 1141 | 1359 | 13455
2031 | 1489 | 1306 | 1272 | 1093 | 958 | 988 | 1137 | 1087 | 979 | 1056 | 1192 | 1428 | 13986
2032 | 1573 | 1405 | 1336 | 1142 | 988 | 1016 | 1167 | 1114 | 1007 | 1096 | 1248 | 1503 | 14594
2033 | 1664 | 1458 | 1405 | 1194 | 1020 | 1045 | 1198 | 1142 | 1036 | 1138 | 1306 | 1582 | 15187
MA Gross | JAN | FEB | MAR | APR | MAY | JUN | JUL | AUG | SEP | OCT | NOV | DEC | Annual
2024 | 5685 | 5223 | 5065 | 4585 | 4634 | 5176 | 6018 | 5971 | 4974 | 4734 | 4858 | 5385 | 62308
2025 | 5788 | 5112 | 5134 | 4650 | 4681 | 5220 | 6065 | 6029 | 5025 | 4795 | 4938 | 5475 | 62912
2026 | 5914 | 5223 | 5221 | 4731 | 4740 | 5275 | 6123 | 6099 | 5087 | 4868 | 5035 | 5584 | 63900
2027 | 6062 | 5354 | 5325 | 4826 | 4809 | 5340 | 6191 | 6180 | 5160 | 4955 | 5148 | 5712 | 65062
2028 | 6233 | 5707 | 5447 | 4937 | 4891 | 5416 | 6270 | 6273 | 5244 | 5055 | 5277 | 5859 | 66608
2029 | 6425 | 5674 | 5587 | 5061 | 4982 | 5500 | 6358 | 6373 | 5336 | 5168 | 5421 | 6026 | 67912
2030 | 6638 | 5862 | 5746 | 5198 | 5083 | 5593 | 6454 | 6483 | 5438 | 5294 | 5582 | 6215 | 69585
2031 | 6875 | 6071 | 5925 | 5351 | 5194 | 5695 | 6561 | 6602 | 5549 | 5433 | 5760 | 6427 | 71442
2032 | 7141 | 6506 | 6127 | 5520 | 5318 | 5809 | 6679 | 6733 | 5672 | 5588 | 5955 | 6661 | 73708
2033 | 7432 | 6559 | 6348 | 5705 | 5456 | 5934 | 6809 | 6876 | 5808 | 5758 | 6168 | 6914 | 75768
MA Gross minus BTM-PV
2024 | 5573 | 5092 | 4822 | 4312 | 4312 | 4853 | 5686 | 5661 | 4721 | 4547 | 4713 | 5284 | 59576
2025 | 5667 | 4975 | 4872 | 4357 | 4335 | 4871 | 5706 | 5694 | 4751 | 4592 | 4781 | 5366 | 59968
2026 | 5784 | 5075 | 4939 | 4416 | 4368 | 4913 | 5751 | 5752 | 4803 | 4658 | 4872 | 5471 | 60802
2027 | 5927 | 5201 | 5033 | 4500 | 4425 | 4965 | 5806 | 5821 | 4866 | 4738 | 4979 | 5596 | 61856
2028 | 6094 | 5544 | 5146 | 4600 | 4494 | 5015 | 5859 | 5889 | 4930 | 4824 | 5098 | 5736 | 63228
2029 | 6277 | 5506 | 5268 | 4704 | 4561 | 5075 | 5922 | 5967 | 5005 | 4923 | 5232 | 5896 | 64335
2030 | 6482 | 5685 | 5409 | 4821 | 4639 | 5145 | 5995 | 6055 | 5088 | 5036 | 5382 | 6077 | 65814
2031 | 6711 | 5884 | 5571 | 4954 | 4727 | 5224 | 6078 | 6152 | 5182 | 5163 | 5550 | 6283 | 67481
2032 | 6969 | 6304 | 5755 | 5104 | 4828 | 5315 | 6173 | 6261 | 5287 | 5304 | 5736 | 6509 | 69546
2033 | 7252 | 6355 | 5958 | 5270 | 4943 | 5418 | 6279 | 6383 | 5406 | 5461 | 5938 | 6757 | 71418
MA Gross minus BTM-PV minus EE
2024 | 5104 | 4662 | 4391 | 3927 | 3921 | 4412 | 5172 | 5149 | 4304 | 4150 | 4304 | 4826 | 54322
2025 | 5168 | 4531 | 4414 | 3949 | 3922 | 4406 | 5164 | 5152 | 4311 | 4173 | 4347 | 4879 | 54415
2026 | 5255 | 4605 | 4455 | 3986 | 3934 | 4424 | 5182 | 5181 | 4340 | 4218 | 4414 | 4955 | 54950
2027 | 5369 | 4704 | 4523 | 4048 | 3970 | 4454 | 5212 | 5223 | 4381 | 4275 | 4496 | 5050 | 55705
2028 | 5533 | 5031 | 4635 | 4148 | 4042 | 4507 | 5269 | 5294 | 4448 | 4363 | 4614 | 5188 | 57071
2029 | 5714 | 5004 | 4755 | 4252 | 4112 | 4571 | 5338 | 5376 | 4525 | 4463 | 4747 | 5345 | 58203
2030 | 5927 | 5190 | 4904 | 4379 | 4201 | 4655 | 5428 | 5481 | 4621 | 4586 | 4906 | 5535 | 59814
2031 | 6167 | 5399 | 5078 | 4523 | 4304 | 4752 | 5532 | 5597 | 4730 | 4726 | 5085 | 5752 | 61646
2032 | 6440 | 5821 | 5276 | 4688 | 4422 | 4862 | 5650 | 5730 | 4854 | 4883 | 5285 | 5993 | 63905
2033 | 6739 | 5897 | 5495 | 4868 | 4554 | 4986 | 5782 | 5876 | 4991 | 5056 | 5503 | 6256 | 66002
NH Gross | JAN | FEB | MAR | APR | MAY | JUN | JUL | AUG | SEP | OCT | NOV | DEC | Annual
2024 | 1185 | 1081 | 1058 | 954 | 955 | 1040 | 1199 | 1177 | 982 | 979 | 994 | 1133 | 12735
2025 | 1202 | 1054 | 1071 | 966 | 963 | 1049 | 1210 | 1189 | 991 | 989 | 1006 | 1148 | 12838
2026 | 1223 | 1073 | 1087 | 980 | 973 | 1061 | 1224 | 1202 | 1001 | 1002 | 1022 | 1166 | 13013
2027 | 1247 | 1094 | 1106 | 997 | 984 | 1074 | 1239 | 1218 | 1013 | 1017 | 1039 | 1187 | 13215
2028 | 1275 | 1161 | 1127 | 1016 | 998 | 1089 | 1257 | 1235 | 1027 | 1035 | 1060 | 1211 | 13491
2029 | 1306 | 1146 | 1151 | 1037 | 1013 | 1105 | 1276 | 1254 | 1043 | 1055 | 1082 | 1239 | 13707
2030 | 1340 | 1176 | 1178 | 1060 | 1030 | 1122 | 1295 | 1274 | 1060 | 1076 | 1108 | 1269 | 13988
2031 | 1377 | 1209 | 1207 | 1085 | 1048 | 1141 | 1317 | 1295 | 1078 | 1099 | 1135 | 1303 | 14294
2032 | 1418 | 1288 | 1240 | 1113 | 1068 | 1161 | 1340 | 1318 | 1098 | 1125 | 1165 | 1339 | 14673
2033 | 1464 | 1285 | 1276 | 1143 | 1090 | 1184 | 1365 | 1343 | 1120 | 1154 | 1199 | 1380 | 15002
NH Gross minus BTM-PV
2024 | 1173 | 1065 | 1030 | 923 | 917 | 1003 | 1160 | 1141 | 952 | 957 | 977 | 1121 | 12419
2025 | 1189 | 1037 | 1040 | 931 | 922 | 1009 | 1168 | 1148 | 957 | 965 | 988 | 1136 | 12490
2026 | 1209 | 1055 | 1053 | 942 | 928 | 1017 | 1178 | 1159 | 965 | 976 | 1002 | 1153 | 12635
2027 | 1231 | 1075 | 1069 | 956 | 936 | 1026 | 1190 | 1171 | 974 | 989 | 1018 | 1173 | 12808
2028 | 1258 | 1139 | 1088 | 973 | 947 | 1038 | 1204 | 1185 | 986 | 1005 | 1037 | 1196 | 13056
2029 | 1288 | 1124 | 1109 | 991 | 959 | 1051 | 1220 | 1201 | 999 | 1023 | 1059 | 1223 | 13246
2030 | 1321 | 1153 | 1133 | 1012 | 972 | 1066 | 1236 | 1218 | 1013 | 1043 | 1082 | 1252 | 13501
2031 | 1357 | 1184 | 1160 | 1034 | 987 | 1081 | 1254 | 1236 | 1028 | 1064 | 1108 | 1285 | 13780
2032 | 1397 | 1261 | 1190 | 1059 | 1004 | 1098 | 1274 | 1255 | 1046 | 1088 | 1137 | 1321 | 14130
2033 | 1441 | 1258 | 1223 | 1086 | 1023 | 1117 | 1295 | 1277 | 1065 | 1115 | 1169 | 1360 | 14430
NH Gross minus BTM-PV minus EE
2024 | 1110 | 1008 | 972 | 871 | 865 | 946 | 1093 | 1076 | 898 | 903 | 922 | 1059 | 11722
2025 | 1122 | 978 | 979 | 876 | 866 | 948 | 1096 | 1080 | 900 | 908 | 930 | 1070 | 11753
2026 | 1138 | 992 | 988 | 885 | 869 | 952 | 1102 | 1086 | 905 | 916 | 941 | 1083 | 11858
2027 | 1157 | 1009 | 1001 | 895 | 875 | 959 | 1110 | 1095 | 911 | 926 | 954 | 1100 | 11991
2028 | 1183 | 1071 | 1019 | 912 | 885 | 970 | 1124 | 1109 | 923 | 942 | 972 | 1123 | 12233
2029 | 1212 | 1057 | 1040 | 930 | 897 | 984 | 1140 | 1125 | 936 | 960 | 993 | 1149 | 12422
2030 | 1245 | 1086 | 1065 | 951 | 911 | 999 | 1157 | 1143 | 951 | 980 | 1018 | 1179 | 12685
2031 | 1282 | 1118 | 1093 | 974 | 927 | 1015 | 1177 | 1162 | 967 | 1002 | 1045 | 1212 | 12974
2032 | 1323 | 1194 | 1123 | 1000 | 945 | 1034 | 1198 | 1184 | 986 | 1027 | 1074 | 1248 | 13336
2033 | 1368 | 1193 | 1157 | 1028 | 965 | 1054 | 1221 | 1207 | 1006 | 1055 | 1107 | 1289 | 13651
RI Gross | JAN | FEB | MAR | APR | MAY | JUN | JUL | AUG | SEP | OCT | NOV | DEC | Annual
2024 | 781 | 723 | 714 | 639 | 656 | 742 | 896 | 890 | 722 | 668 | 676 | 756 | 8862
2025 | 792 | 709 | 722 | 646 | 662 | 748 | 903 | 899 | 729 | 674 | 684 | 766 | 8934
2026 | 805 | 721 | 732 | 654 | 668 | 756 | 911 | 910 | 737 | 681 | 694 | 778 | 9046
2027 | 819 | 734 | 743 | 663 | 675 | 764 | 919 | 922 | 745 | 690 | 705 | 791 | 9171
2028 | 836 | 774 | 755 | 674 | 684 | 774 | 929 | 935 | 755 | 699 | 717 | 806 | 9338
2029 | 854 | 766 | 769 | 685 | 693 | 784 | 940 | 949 | 766 | 710 | 731 | 822 | 9469
2030 | 874 | 784 | 785 | 698 | 703 | 795 | 951 | 963 | 777 | 722 | 746 | 840 | 9638
2031 | 896 | 804 | 803 | 712 | 714 | 807 | 964 | 978 | 790 | 735 | 763 | 861 | 9826
2032 | 921 | 851 | 823 | 728 | 727 | 820 | 977 | 994 | 803 | 750 | 782 | 885 | 10061
2033 | 950 | 853 | 846 | 746 | 740 | 834 | 991 | 1012 | 818 | 766 | 803 | 912 | 10272
RI Gross minus BTM-PV
2024 | 772 | 712 | 696 | 619 | 634 | 719 | 872 | 868 | 704 | 654 | 665 | 748 | 8662
2025 | 782 | 698 | 702 | 624 | 637 | 723 | 877 | 875 | 709 | 658 | 672 | 757 | 8714
2026 | 794 | 709 | 710 | 630 | 641 | 728 | 882 | 884 | 715 | 664 | 680 | 768 | 8804
2027 | 808 | 721 | 719 | 637 | 646 | 735 | 890 | 894 | 722 | 672 | 690 | 781 | 8914
2028 | 824 | 759 | 731 | 646 | 653 | 742 | 897 | 905 | 730 | 680 | 702 | 795 | 9062
2029 | 841 | 751 | 743 | 656 | 659 | 750 | 905 | 916 | 739 | 689 | 714 | 810 | 9172
2030 | 859 | 767 | 756 | 666 | 667 | 758 | 914 | 928 | 748 | 699 | 728 | 828 | 9319
2031 | 881 | 786 | 772 | 678 | 676 | 767 | 923 | 940 | 759 | 711 | 744 | 848 | 9484
2032 | 905 | 832 | 790 | 692 | 685 | 777 | 934 | 954 | 770 | 724 | 761 | 871 | 9694
2033 | 933 | 833 | 811 | 708 | 696 | 789 | 945 | 969 | 782 | 739 | 781 | 896 | 9882
RI Gross minus BTM-PV minus EE
2024 | 696 | 642 | 625 | 556 | 569 | 645 | 784 | 780 | 634 | 589 | 598 | 673 | 7791
2025 | 702 | 625 | 627 | 557 | 568 | 645 | 784 | 782 | 634 | 590 | 601 | 678 | 7793
2026 | 709 | 632 | 631 | 559 | 569 | 646 | 784 | 786 | 636 | 592 | 606 | 684 | 7833
2027 | 718 | 640 | 636 | 562 | 570 | 649 | 787 | 791 | 640 | 596 | 612 | 692 | 7894
2028 | 735 | 677 | 648 | 573 | 579 | 658 | 797 | 804 | 650 | 605 | 624 | 708 | 8057
2029 | 753 | 672 | 661 | 584 | 587 | 667 | 807 | 817 | 660 | 616 | 638 | 724 | 8185
2030 | 775 | 691 | 678 | 597 | 597 | 679 | 820 | 833 | 673 | 629 | 655 | 745 | 8371
2031 | 799 | 713 | 697 | 612 | 609 | 692 | 834 | 850 | 687 | 644 | 673 | 768 | 8578
2032 | 827 | 760 | 718 | 629 | 623 | 706 | 850 | 869 | 702 | 661 | 695 | 795 | 8835
2033 | 859 | 766 | 743 | 648 | 637 | 722 | 867 | 889 | 719 | 679 | 718 | 824 | 9072
VT Gross | JAN | FEB | MAR | APR | MAY | JUN | JUL | AUG | SEP | OCT | NOV | DEC | Annual
2024 | 619 | 552 | 556 | 493 | 481 | 505 | 565 | 565 | 495 | 511 | 527 | 602 | 6469
2025 | 632 | 555 | 567 | 501 | 482 | 508 | 569 | 569 | 498 | 517 | 537 | 614 | 6549
2026 | 647 | 568 | 579 | 510 | 485 | 512 | 574 | 574 | 502 | 524 | 548 | 628 | 6650
2027 | 664 | 584 | 593 | 520 | 488 | 516 | 579 | 580 | 506 | 531 | 560 | 644 | 6764
2028 | 684 | 610 | 608 | 531 | 492 | 521 | 586 | 586 | 511 | 540 | 573 | 661 | 6902
2029 | 705 | 620 | 624 | 543 | 497 | 526 | 593 | 593 | 517 | 549 | 588 | 680 | 7037
2030 | 730 | 641 | 643 | 556 | 502 | 533 | 600 | 602 | 524 | 560 | 604 | 701 | 7195
2031 | 757 | 665 | 663 | 570 | 509 | 540 | 609 | 610 | 532 | 571 | 621 | 724 | 7370
2032 | 786 | 700 | 684 | 585 | 517 | 548 | 619 | 620 | 541 | 584 | 639 | 749 | 7573
2033 | 819 | 718 | 708 | 602 | 526 | 558 | 630 | 632 | 551 | 599 | 659 | 776 | 7777
VT Gross minus BTM-PV
2024 | 600 | 525 | 501 | 427 | 399 | 425 | 481 | 487 | 429 | 467 | 498 | 585 | 5823
2025 | 613 | 527 | 509 | 431 | 397 | 423 | 481 | 487 | 429 | 470 | 507 | 596 | 5870
2026 | 627 | 539 | 519 | 437 | 395 | 423 | 481 | 488 | 429 | 475 | 516 | 609 | 5937
2027 | 643 | 553 | 529 | 443 | 394 | 423 | 482 | 490 | 430 | 480 | 527 | 624 | 6017
2028 | 661 | 577 | 541 | 451 | 393 | 424 | 485 | 492 | 432 | 486 | 539 | 640 | 6123
2029 | 682 | 587 | 556 | 459 | 394 | 426 | 488 | 496 | 435 | 494 | 552 | 659 | 6228
2030 | 706 | 607 | 571 | 469 | 396 | 428 | 491 | 500 | 439 | 502 | 567 | 679 | 6356
2031 | 732 | 629 | 588 | 480 | 398 | 431 | 495 | 505 | 443 | 512 | 582 | 701 | 6495
2032 | 760 | 661 | 606 | 491 | 401 | 434 | 500 | 510 | 448 | 522 | 599 | 724 | 6655
2033 | 792 | 679 | 626 | 503 | 404 | 438 | 505 | 516 | 454 | 533 | 617 | 750 | 6818
VT Gross minus BTM-PV minus EE
2024 | 547 | 477 | 453 | 384 | 357 | 380 | 432 | 438 | 386 | 422 | 452 | 532 | 5261
2025 | 556 | 477 | 458 | 386 | 353 | 377 | 429 | 436 | 384 | 423 | 457 | 540 | 5276
2026 | 567 | 487 | 464 | 389 | 349 | 374 | 427 | 435 | 382 | 425 | 464 | 550 | 5311
2027 | 579 | 497 | 471 | 392 | 346 | 372 | 426 | 434 | 381 | 428 | 472 | 561 | 5359
2028 | 596 | 519 | 482 | 399 | 346 | 373 | 428 | 437 | 383 | 434 | 483 | 576 | 5457
2029 | 616 | 529 | 496 | 408 | 347 | 375 | 431 | 441 | 387 | 441 | 496 | 594 | 5559
2030 | 639 | 549 | 512 | 418 | 350 | 378 | 436 | 446 | 391 | 450 | 510 | 614 | 5693
2031 | 665 | 571 | 529 | 429 | 353 | 382 | 441 | 452 | 397 | 460 | 526 | 636 | 5843
2032 | 695 | 603 | 548 | 441 | 357 | 387 | 447 | 459 | 403 | 472 | 544 | 661 | 6017
2033 | 727 | 623 | 569 | 455 | 362 | 393 | 455 | 467 | 410 | 484 | 564 | 688 | 6195

## 7 Distbn
CELT/Gross Seasonal Peak Load Forecast Distribution with Probabilities of Being Exceeded
| Peak Loads at milder than expected weather |  |  |  | Reference Forecast | Peak Loads at hotter/colder than expected weather
ISO-NE | 0.1 | 0.2 | 0.3 | 0.4 | 0.5 | 0.6 | 0.7 | 0.8 | 0.9
SUMMER
2024 | 26151 | 26363 | 26759 | 27021 | 27424 | 27753 | 28037 | 28240 | 29254
2025 | 26308 | 26525 | 26924 | 27188 | 27593 | 27929 | 28215 | 28416 | 29434
2026 | 26537 | 26760 | 27161 | 27428 | 27835 | 28178 | 28465 | 28666 | 29688
2027 | 26777 | 27006 | 27409 | 27678 | 28088 | 28437 | 28725 | 28927 | 29953
2028 | 27052 | 27286 | 27691 | 27964 | 28376 | 28731 | 29021 | 29223 | 30254
2029 | 27363 | 27602 | 28008 | 28286 | 28700 | 29061 | 29353 | 29555 | 30592
2030 | 27708 | 27952 | 28361 | 28643 | 29058 | 29426 | 29719 | 29922 | 30966
2031 | 28089 | 28339 | 28749 | 29035 | 29453 | 29826 | 30122 | 30325 | 31377
2032 | 28507 | 28762 | 29174 | 29465 | 29886 | 30264 | 30561 | 30766 | 31826
2033 | 28965 | 29223 | 29636 | 29931 | 30359 | 30740 | 31038 | 31245 | 32313
WINTER
24/25 | 21556 | 21639 | 21751 | 21881 | 21984 | 22119 | 22275 | 22488 | 22765
25/26 | 21970 | 22055 | 22160 | 22310 | 22407 | 22556 | 22701 | 22934 | 23242
26/27 | 22461 | 22543 | 22642 | 22793 | 22937 | 23068 | 23218 | 23481 | 23800
27/28 | 23028 | 23108 | 23201 | 23352 | 23514 | 23665 | 23834 | 24115 | 24446
28/29 | 23662 | 23736 | 23843 | 23987 | 24166 | 24355 | 24513 | 24835 | 25176
29/30 | 24366 | 24451 | 24549 | 24704 | 24916 | 25159 | 25256 | 25631 | 26000
30/31 | 25158 | 25275 | 25359 | 25520 | 25768 | 26016 | 26106 | 26518 | 26931
31/32 | 26080 | 26198 | 26293 | 26452 | 26736 | 26974 | 27178 | 27528 | 27985
32/33 | 27087 | 27211 | 27311 | 27493 | 27803 | 28062 | 28272 | 28659 | 29165
33/34 | 28185 | 28309 | 28459 | 28639 | 28970 | 29251 | 29447 | 29912 | 30472
CT | 0.1 | 0.2 | 0.3 | 0.4 | 0.5 | 0.6 | 0.7 | 0.8 | 0.9
SUMMER
2024 | 6594 | 6660 | 6777 | 6866 | 6964 | 7034 | 7080 | 7139 | 7400
2025 | 6612 | 6680 | 6796 | 6886 | 6983 | 7054 | 7100 | 7158 | 7420
2026 | 6643 | 6712 | 6827 | 6918 | 7016 | 7088 | 7134 | 7191 | 7453
2027 | 6674 | 6745 | 6860 | 6950 | 7048 | 7121 | 7168 | 7225 | 7487
2028 | 6711 | 6783 | 6897 | 6989 | 7085 | 7160 | 7207 | 7263 | 7526
2029 | 6753 | 6827 | 6941 | 7032 | 7129 | 7205 | 7251 | 7307 | 7570
2030 | 6801 | 6876 | 6990 | 7082 | 7179 | 7255 | 7301 | 7358 | 7621
2031 | 6856 | 6932 | 7046 | 7138 | 7235 | 7312 | 7358 | 7415 | 7678
2032 | 6918 | 6995 | 7110 | 7201 | 7299 | 7377 | 7422 | 7479 | 7743
2033 | 6989 | 7067 | 7181 | 7273 | 7371 | 7450 | 7495 | 7552 | 7817
WINTER
24/25 | 5258 | 5271 | 5301 | 5345 | 5384 | 5428 | 5467 | 5511 | 5571
25/26 | 5331 | 5343 | 5372 | 5421 | 5457 | 5504 | 5540 | 5589 | 5654
26/27 | 5415 | 5427 | 5452 | 5503 | 5549 | 5590 | 5630 | 5683 | 5749
27/28 | 5509 | 5522 | 5544 | 5593 | 5644 | 5692 | 5737 | 5789 | 5858
28/29 | 5611 | 5624 | 5648 | 5695 | 5749 | 5808 | 5851 | 5907 | 5979
29/30 | 5724 | 5739 | 5759 | 5810 | 5870 | 5941 | 5967 | 6032 | 6114
30/31 | 5854 | 5877 | 5892 | 5944 | 6011 | 6081 | 6102 | 6176 | 6269
31/32 | 6010 | 6034 | 6047 | 6102 | 6175 | 6240 | 6285 | 6344 | 6446
32/33 | 6184 | 6211 | 6223 | 6284 | 6361 | 6429 | 6471 | 6536 | 6653
33/34 | 6387 | 6410 | 6432 | 6494 | 6576 | 6646 | 6679 | 6761 | 6890
ME | 0.1 | 0.2 | 0.3 | 0.4 | 0.5 | 0.6 | 0.7 | 0.8 | 0.9
SUMMER
2024 | 2043 | 2067 | 2096 | 2109 | 2136 | 2172 | 2203 | 2208 | 2261
2025 | 2066 | 2091 | 2120 | 2134 | 2162 | 2198 | 2231 | 2236 | 2290
2026 | 2097 | 2123 | 2153 | 2168 | 2197 | 2233 | 2267 | 2272 | 2327
2027 | 2131 | 2157 | 2188 | 2204 | 2234 | 2271 | 2307 | 2311 | 2367
2028 | 2172 | 2197 | 2229 | 2246 | 2277 | 2315 | 2352 | 2356 | 2414
2029 | 2217 | 2244 | 2277 | 2294 | 2325 | 2364 | 2402 | 2407 | 2466
2030 | 2268 | 2295 | 2329 | 2347 | 2378 | 2419 | 2459 | 2463 | 2523
2031 | 2323 | 2351 | 2386 | 2405 | 2436 | 2478 | 2519 | 2524 | 2585
2032 | 2382 | 2410 | 2446 | 2465 | 2496 | 2541 | 2582 | 2588 | 2650
2033 | 2442 | 2471 | 2507 | 2528 | 2559 | 2605 | 2648 | 2653 | 2717
WINTER
24/25 | 2000 | 2007 | 2010 | 2016 | 2031 | 2043 | 2051 | 2066 | 2090
25/26 | 2062 | 2068 | 2070 | 2078 | 2095 | 2108 | 2118 | 2136 | 2167
26/27 | 2134 | 2140 | 2141 | 2150 | 2174 | 2184 | 2196 | 2223 | 2261
27/28 | 2219 | 2224 | 2226 | 2234 | 2264 | 2278 | 2290 | 2326 | 2370
28/29 | 2315 | 2319 | 2324 | 2331 | 2367 | 2384 | 2396 | 2444 | 2494
29/30 | 2423 | 2426 | 2434 | 2441 | 2482 | 2508 | 2515 | 2575 | 2634
30/31 | 2542 | 2549 | 2557 | 2564 | 2610 | 2642 | 2650 | 2719 | 2791
31/32 | 2677 | 2685 | 2697 | 2702 | 2753 | 2790 | 2815 | 2883 | 2969
32/33 | 2822 | 2832 | 2846 | 2851 | 2906 | 2953 | 2986 | 3060 | 3163
33/34 | 2974 | 2985 | 3007 | 3011 | 3069 | 3126 | 3162 | 3248 | 3370
MA | 0.1 | 0.2 | 0.3 | 0.4 | 0.5 | 0.6 | 0.7 | 0.8 | 0.9
SUMMER
2024 | 12253 | 12334 | 12508 | 12624 | 12816 | 12978 | 13086 | 13177 | 13733
2025 | 12331 | 12415 | 12590 | 12707 | 12899 | 13064 | 13171 | 13263 | 13820
2026 | 12449 | 12536 | 12712 | 12830 | 13022 | 13191 | 13298 | 13389 | 13949
2027 | 12572 | 12663 | 12839 | 12958 | 13150 | 13323 | 13430 | 13521 | 14083
2028 | 12714 | 12807 | 12984 | 13105 | 13296 | 13473 | 13579 | 13670 | 14237
2029 | 12873 | 12969 | 13147 | 13270 | 13462 | 13641 | 13747 | 13838 | 14408
2030 | 13050 | 13149 | 13328 | 13452 | 13645 | 13827 | 13933 | 14024 | 14597
2031 | 13246 | 13348 | 13528 | 13653 | 13847 | 14031 | 14137 | 14228 | 14805
2032 | 13462 | 13566 | 13747 | 13874 | 14069 | 14255 | 14361 | 14453 | 15034
2033 | 13698 | 13804 | 13986 | 14115 | 14313 | 14500 | 14605 | 14698 | 15284
WINTER
24/25 | 9894 | 9939 | 9999 | 10053 | 10088 | 10143 | 10232 | 10341 | 10486
25/26 | 10107 | 10154 | 10209 | 10271 | 10303 | 10364 | 10446 | 10562 | 10719
26/27 | 10360 | 10407 | 10457 | 10521 | 10571 | 10625 | 10704 | 10831 | 10991
27/28 | 10655 | 10698 | 10745 | 10810 | 10865 | 10923 | 11010 | 11145 | 11302
28/29 | 10985 | 11024 | 11073 | 11136 | 11195 | 11267 | 11350 | 11499 | 11651
29/30 | 11347 | 11390 | 11431 | 11502 | 11575 | 11667 | 11723 | 11892 | 12041
30/31 | 11751 | 11808 | 11839 | 11913 | 12001 | 12093 | 12144 | 12324 | 12475
31/32 | 12218 | 12274 | 12309 | 12379 | 12484 | 12567 | 12668 | 12812 | 12966
32/33 | 12724 | 12781 | 12819 | 12896 | 13015 | 13102 | 13199 | 13361 | 13509
33/34 | 13269 | 13325 | 13384 | 13456 | 13583 | 13677 | 13768 | 13962 | 14105
NH | 0.1 | 0.2 | 0.3 | 0.4 | 0.5 | 0.6 | 0.7 | 0.8 | 0.9
SUMMER
2024 | 2382 | 2402 | 2449 | 2466 | 2508 | 2529 | 2587 | 2600 | 2644
2025 | 2402 | 2422 | 2469 | 2487 | 2530 | 2552 | 2611 | 2623 | 2667
2026 | 2427 | 2447 | 2495 | 2512 | 2556 | 2580 | 2638 | 2651 | 2694
2027 | 2453 | 2474 | 2522 | 2540 | 2586 | 2609 | 2667 | 2680 | 2724
2028 | 2482 | 2503 | 2552 | 2571 | 2618 | 2641 | 2699 | 2713 | 2756
2029 | 2514 | 2535 | 2584 | 2604 | 2653 | 2676 | 2735 | 2748 | 2792
2030 | 2548 | 2570 | 2619 | 2641 | 2690 | 2713 | 2773 | 2786 | 2831
2031 | 2586 | 2608 | 2657 | 2680 | 2731 | 2754 | 2814 | 2827 | 2874
2032 | 2626 | 2648 | 2698 | 2722 | 2774 | 2797 | 2858 | 2871 | 2919
2033 | 2669 | 2692 | 2741 | 2767 | 2820 | 2844 | 2906 | 2919 | 2967
WINTER
24/25 | 2009 | 2019 | 2028 | 2038 | 2045 | 2058 | 2067 | 2089 | 2105
25/26 | 2035 | 2046 | 2054 | 2065 | 2072 | 2087 | 2094 | 2118 | 2136
26/27 | 2067 | 2077 | 2086 | 2096 | 2107 | 2121 | 2130 | 2154 | 2173
27/28 | 2103 | 2114 | 2124 | 2132 | 2144 | 2161 | 2171 | 2197 | 2216
28/29 | 2145 | 2157 | 2168 | 2175 | 2188 | 2210 | 2216 | 2246 | 2267
29/30 | 2192 | 2206 | 2220 | 2223 | 2240 | 2267 | 2266 | 2301 | 2326
30/31 | 2246 | 2261 | 2276 | 2279 | 2300 | 2326 | 2324 | 2364 | 2395
31/32 | 2308 | 2323 | 2338 | 2343 | 2365 | 2391 | 2397 | 2433 | 2471
32/33 | 2375 | 2389 | 2405 | 2415 | 2437 | 2464 | 2469 | 2509 | 2553
33/34 | 2448 | 2462 | 2483 | 2495 | 2516 | 2545 | 2546 | 2594 | 2646
RI | 0.1 | 0.2 | 0.3 | 0.4 | 0.5 | 0.6 | 0.7 | 0.8 | 0.9
SUMMER
2024 | 1873 | 1885 | 1905 | 1924 | 1961 | 1991 | 2021 | 2054 | 2136
2025 | 1886 | 1898 | 1918 | 1937 | 1974 | 2004 | 2034 | 2068 | 2151
2026 | 1902 | 1914 | 1934 | 1953 | 1990 | 2021 | 2052 | 2086 | 2169
2027 | 1918 | 1930 | 1951 | 1969 | 2007 | 2039 | 2069 | 2103 | 2187
2028 | 1936 | 1948 | 1969 | 1988 | 2026 | 2058 | 2088 | 2123 | 2207
2029 | 1956 | 1968 | 1988 | 2008 | 2046 | 2078 | 2109 | 2144 | 2229
2030 | 1978 | 1990 | 2009 | 2030 | 2068 | 2101 | 2131 | 2167 | 2252
2031 | 2001 | 2013 | 2033 | 2053 | 2091 | 2125 | 2156 | 2192 | 2277
2032 | 2026 | 2038 | 2057 | 2078 | 2117 | 2151 | 2182 | 2218 | 2304
2033 | 2053 | 2065 | 2084 | 2106 | 2144 | 2179 | 2210 | 2247 | 2333
WINTER
24/25 | 1371 | 1376 | 1385 | 1393 | 1396 | 1402 | 1407 | 1424 | 1444
25/26 | 1391 | 1396 | 1404 | 1414 | 1416 | 1422 | 1427 | 1445 | 1465
26/27 | 1415 | 1418 | 1427 | 1436 | 1441 | 1446 | 1451 | 1470 | 1490
27/28 | 1442 | 1444 | 1453 | 1462 | 1467 | 1473 | 1480 | 1499 | 1518
28/29 | 1471 | 1473 | 1483 | 1491 | 1497 | 1504 | 1509 | 1530 | 1549
29/30 | 1502 | 1505 | 1515 | 1523 | 1531 | 1541 | 1541 | 1564 | 1584
30/31 | 1538 | 1544 | 1553 | 1560 | 1570 | 1579 | 1579 | 1603 | 1624
31/32 | 1582 | 1589 | 1597 | 1604 | 1616 | 1624 | 1629 | 1648 | 1671
32/33 | 1630 | 1639 | 1647 | 1655 | 1667 | 1676 | 1681 | 1699 | 1726
33/34 | 1685 | 1694 | 1704 | 1711 | 1725 | 1733 | 1736 | 1757 | 1790
VT | 0.1 | 0.2 | 0.3 | 0.4 | 0.5 | 0.6 | 0.7 | 0.8 | 0.9
SUMMER
2024 | 1006 | 1014 | 1026 | 1032 | 1039 | 1049 | 1061 | 1063 | 1080
2025 | 1011 | 1020 | 1032 | 1038 | 1045 | 1056 | 1067 | 1069 | 1086
2026 | 1020 | 1028 | 1040 | 1046 | 1054 | 1065 | 1076 | 1078 | 1095
2027 | 1028 | 1037 | 1049 | 1055 | 1063 | 1074 | 1086 | 1087 | 1104
2028 | 1038 | 1047 | 1059 | 1066 | 1073 | 1085 | 1096 | 1098 | 1115
2029 | 1050 | 1059 | 1071 | 1078 | 1085 | 1097 | 1109 | 1110 | 1128
2030 | 1063 | 1072 | 1084 | 1091 | 1099 | 1110 | 1122 | 1124 | 1142
2031 | 1077 | 1087 | 1099 | 1106 | 1114 | 1126 | 1138 | 1139 | 1157
2032 | 1094 | 1104 | 1116 | 1124 | 1131 | 1143 | 1155 | 1157 | 1175
2033 | 1113 | 1123 | 1136 | 1143 | 1151 | 1162 | 1175 | 1177 | 1195
WINTER
24/25 | 1023 | 1027 | 1028 | 1036 | 1040 | 1045 | 1051 | 1057 | 1069
25/26 | 1044 | 1048 | 1051 | 1060 | 1065 | 1071 | 1075 | 1084 | 1100
26/27 | 1070 | 1074 | 1078 | 1087 | 1095 | 1102 | 1107 | 1119 | 1137
27/28 | 1100 | 1104 | 1109 | 1120 | 1130 | 1138 | 1146 | 1160 | 1181
28/29 | 1135 | 1140 | 1148 | 1159 | 1169 | 1182 | 1192 | 1209 | 1235
29/30 | 1178 | 1184 | 1191 | 1205 | 1219 | 1236 | 1245 | 1267 | 1300
30/31 | 1227 | 1236 | 1242 | 1259 | 1276 | 1295 | 1307 | 1333 | 1376
31/32 | 1286 | 1294 | 1304 | 1322 | 1343 | 1362 | 1384 | 1408 | 1463
32/33 | 1351 | 1359 | 1371 | 1393 | 1417 | 1438 | 1465 | 1494 | 1561
33/34 | 1422 | 1433 | 1449 | 1473 | 1500 | 1524 | 1556 | 1590 | 1671

## 8 Economic
New England and States Long-Run Energy Model Economic/Demographic Variables 1991-2033
Column Headings
NEL | Actual Net Energy for Load (GWh)
EE | Energy Efficiency Resources (GWh). Based on capacity supply obligations (CSOs) for all passive demand resources (PDRs) resulting from the Forward Capacity Auction (FCA) for the relevant capacity commitment period (CCP)
PRD | Price Responsive Demand Resources (GWh), including reductions due to OP-4 actions
PV | Behind-the-Meter Solar PV (GWh)
RELPR | Real Price of Electricity (2023 cents/kwh)
POP | Population: Total, (Ths., #)
RPI | Real Income: Total Personal (Mil. 2012$)
RGSP | Real Total Gross State Product, (Mil. 2012$)
CDD | Cooling Degree Days (base 65F) Actual 1991-2023, Normal 2024-2033
HDD | Heating Degree Days (base 65F) Actual 1991-2023, Normal 2024-2033
ISO-NE
Year | NEL | EE | PV | PRD | HDD | CDD | RPI | RGSP | RELPR | Pop
1991 | 108683 | 0 | 0 | 1 | 5728 | 278 | 468802 | 528672 | 20.414 | 13250
1992 | 108826 | 0 | 0 | 0 | 6627 | 149 | 482755 | 540662 | 20.589 | 13279
1993 | 110533 | 0 | 0 | 0 | 6456 | 275 | 488344 | 545953 | 20.588 | 13342
1994 | 112279 | 0 | 0 | 2 | 6394 | 367 | 498928 | 562908 | 20.512 | 13406
1995 | 112850 | 0 | 0 | 5 | 6308 | 309 | 516195 | 583194 | 20.379 | 13483
1996 | 114655 | 0 | 0 | 2 | 6440 | 240 | 533654 | 610905 | 19.813 | 13566
1997 | 115588 | 0 | 0 | 9 | 6409 | 207 | 557902 | 644740 | 19.603 | 13653
1998 | 116897 | 0 | 0 | 9 | 5469 | 305 | 593236 | 669701 | 18.315 | 13747
1999 | 121979 | 0 | 0 | 41 | 5758 | 356 | 620800 | 698365 | 17.161 | 13852
2000 | 125396 | 0 | 0 | 3 | 6380 | 211 | 667120 | 747744 | 16.727 | 13961
2001 | 126499 | 0 | 0 | 13 | 5870 | 319 | 685105 | 757405 | 17.833 | 14052
2002 | 128031 | 0 | 0 | 1 | 5938 | 353 | 678757 | 761439 | 16.074 | 14131
2003 | 130784 | 0 | 0 | 3 | 6628 | 350 | 679849 | 776332 | 16.08 | 14186
2004 | 132535 | 0 | 0 | 0 | 6332 | 249 | 698649 | 808546 | 15.931 | 14208
2005 | 136425 | 0 | 0 | 1 | 6331 | 417 | 708860 | 823680 | 17.394 | 14221
2006 | 132114 | 0 | 0 | 3 | 5532 | 334 | 740621 | 845875 | 20.465 | 14248
2007 | 134500 | 0 | 0 | 2 | 6153 | 287 | 763118 | 864943 | 20.886 | 14287
2008 | 131802 | 0 | 0 | 3 | 6027 | 278 | 774674 | 871517 | 21.471 | 14348
2009 | 126849 | 0 | 0 | 3 | 6272 | 223 | 765805 | 847994 | 21.063 | 14412
2010 | 130787 | 2511 | 0 | 6 | 5636 | 403 | 785843 | 871315 | 19.748 | 14481
2011 | 129175 | 4836 | 0 | 8 | 5802 | 354 | 797104 | 874678 | 18.697 | 14564
2012 | 128146 | 6070 | 222 | 3 | 5285 | 350 | 809102 | 886831 | 17.814 | 14652
2013 | 129424 | 7490 | 361 | 6 | 6137 | 398 | 796941 | 883836 | 18.133 | 14740
2014 | 127226 | 8778 | 560 | 2 | 6299 | 238 | 822037 | 892807 | 19.051 | 14826
2015 | 126991 | 9848 | 949 | 1 | 6080 | 334 | 859920 | 919174 | 20.245 | 14905
2016 | 124437 | 10326 | 1474 | 1 | 5705 | 351 | 876450 | 930084 | 19.481 | 14975
2017 | 121235 | 11498 | 1862 | 1 | 5839 | 309 | 891963 | 942469 | 19.529 | 15032
2018 | 123475 | 12945 | 2212 | 25 | 6060 | 499 | 913868 | 966305 | 20.126 | 15074
2019 | 119237 | 14121 | 2602 | 26 | 6046 | 325 | 946524 | 985464 | 19.866 | 15098
2020 | 116875 | 16191 | 3036 | 15 | 5513 | 414 | 995148 | 951626 | 19.635 | 15100
2021 | 118762 | 18018 | 3355 | 31 | 5437 | 437 | 1018453 | 1011392 | 19.325 | 15088
2022 | 118930 | 19755 | 3991 | 43 | 5616 | 367 | 975812 | 1031188 | 20.257 | 15084
2023 | 114722 | 20629 | 4284 | 11 | 5201 | 396 | 994873 | 1043050 | 20.257 | 15113
2024 | 0 | 0 | 0 | 0 | 6048 | 316 | 1017228 | 1066173 | 20.257 | 15129
2025 | 0 | 0 | 0 | 0 | 6048 | 316 | 1036933 | 1093984 | 20.257 | 15133
2026 | 0 | 0 | 0 | 0 | 6048 | 316 | 1058071 | 1121967 | 20.257 | 15135
2027 | 0 | 0 | 0 | 0 | 6048 | 316 | 1076654 | 1147856 | 20.257 | 15137
2028 | 0 | 0 | 0 | 0 | 6048 | 316 | 1094505 | 1174089 | 20.257 | 15138
2029 | 0 | 0 | 0 | 0 | 6048 | 316 | 1112395 | 1198378 | 20.257 | 15136
2030 | 0 | 0 | 0 | 0 | 6048 | 316 | 1128963 | 1219962 | 20.257 | 15132
2031 | 0 | 0 | 0 | 0 | 6048 | 316 | 1144916 | 1240754 | 20.257 | 15126
2032 | 0 | 0 | 0 | 0 | 6048 | 316 | 1161141 | 1262326 | 20.257 | 15117
2033 | 0 | 0 | 0 | 0 | 6048 | 316 | 1177851 | 1285438 | 20.257 | 15105
Connecticut
Year | NEL | EE | PV | PRD | HDD | CDD | RPI | RGSP | RELPR | Pop
1991 | 28690 | 0 | 0 | 0 | 5351 | 423 | 134386 | 161285 | 20.824 | 3302
1992 | 28575 | 0 | 0 | 0 | 6221 | 214 | 140509 | 164297 | 21.271 | 3302
1993 | 29529 | 0 | 0 | 0 | 6085 | 379 | 141571 | 163223 | 21.111 | 3310
1994 | 30332 | 0 | 0 | 0 | 6048 | 471 | 142614 | 166385 | 20.691 | 3317
1995 | 30807 | 0 | 0 | 1 | 5911 | 411 | 147393 | 175032 | 20.833 | 3326
1996 | 31096 | 0 | 0 | 1 | 6142 | 329 | 151276 | 179777 | 20.25 | 3338
1997 | 31182 | 0 | 0 | 2 | 6037 | 284 | 158418 | 190519 | 19.7 | 3351
1998 | 31355 | 0 | 0 | 3 | 5148 | 395 | 169570 | 196391 | 18.864 | 3368
1999 | 31778 | 0 | 0 | 11 | 5503 | 427 | 176499 | 202352 | 17.818 | 3390
2000 | 32009 | 0 | 0 | 1 | 6129 | 302 | 188161 | 216158 | 16.329 | 3414
2001 | 32583 | 0 | 0 | 4 | 5602 | 404 | 194591 | 218135 | 15.796 | 3436
2002 | 33193 | 0 | 0 | 0 | 5605 | 445 | 191567 | 216678 | 15.561 | 3462
2003 | 33651 | 0 | 0 | 2 | 6301 | 411 | 190267 | 219186 | 15.679 | 3486
2004 | 34162 | 0 | 0 | 0 | 6007 | 351 | 195553 | 233427 | 15.405 | 3498
2005 | 35216 | 0 | 0 | 1 | 6017 | 544 | 200764 | 238550 | 17.555 | 3509
2006 | 33661 | 0 | 0 | 2 | 5226 | 436 | 211446 | 248234 | 20.917 | 3518
2007 | 33987 | 0 | 0 | 1 | 5779 | 400 | 222092 | 257953 | 22.784 | 3530
2008 | 32973 | 0 | 0 | 1 | 5723 | 375 | 229189 | 257756 | 23.797 | 3548
2009 | 31445 | 0 | 0 | 1 | 5957 | 301 | 226004 | 244895 | 24.32 | 3564
2010 | 32299 | 761 | 0 | 2 | 5330 | 494 | 230874 | 244355 | 23.05 | 3580
2011 | 31757 | 1376 | 0 | 2 | 5554 | 428 | 231139 | 238542 | 21.097 | 3587
2012 | 31363 | 1884 | 45 | 1 | 4947 | 441 | 231164 | 240912 | 19.746 | 3595
2013 | 31593 | 2368 | 55 | 2 | 5831 | 497 | 223153 | 236051 | 19.624 | 3604
2014 | 30966 | 2518 | 115 | 0 | 5957 | 316 | 230107 | 235781 | 21.023 | 3611
2015 | 31070 | 2460 | 192 | 0 | 5742 | 432 | 235816 | 242707 | 21.777 | 3617
2016 | 30413 | 2187 | 313 | 0 | 5399 | 469 | 237915 | 243287 | 20.821 | 3621
2017 | 29313 | 2147 | 393 | 0 | 5507 | 416 | 238147 | 247036 | 20.671 | 3621
2018 | 30014 | 2429 | 482 | 1 | 5799 | 598 | 243130 | 249075 | 21.016 | 3618
2019 | 28755 | 2792 | 591 | 0 | 5698 | 415 | 247843 | 251568 | 20.872 | 3610
2020 | 27986 | 3416 | 704 | 0 | 5223 | 499 | 254168 | 235235 | 21.185 | 3600
2021 | 28309 | 4017 | 791 | 1 | 5229 | 507 | 259852 | 246556 | 19.636 | 3605
2022 | 28428 | 4369 | 884 | 5 | 5358 | 472 | 250446 | 252707 | 21.292 | 3610
2023 | 26814 | 4382 | 955 | 2 | 4879 | 479 | 255100 | 254254 | 21.292 | 3616
2024 | 0 | 0 | 0 | 0 | 5726 | 410 | 260301 | 259362 | 21.292 | 3616
2025 | 0 | 0 | 0 | 0 | 5726 | 410 | 263992 | 265667 | 21.292 | 3612
2026 | 0 | 0 | 0 | 0 | 5726 | 410 | 267821 | 271834 | 21.292 | 3606
2027 | 0 | 0 | 0 | 0 | 5726 | 410 | 270864 | 277456 | 21.292 | 3599
2028 | 0 | 0 | 0 | 0 | 5726 | 410 | 273619 | 283032 | 21.292 | 3590
2029 | 0 | 0 | 0 | 0 | 5726 | 410 | 276304 | 288057 | 21.292 | 3581
2030 | 0 | 0 | 0 | 0 | 5726 | 410 | 278605 | 292407 | 21.292 | 3571
2031 | 0 | 0 | 0 | 0 | 5726 | 410 | 280830 | 296606 | 21.292 | 3561
2032 | 0 | 0 | 0 | 0 | 5726 | 410 | 283128 | 300990 | 21.292 | 3550
2033 | 0 | 0 | 0 | 0 | 5726 | 410 | 285496 | 305709 | 21.292 | 3539
Maine
Year | NEL | EE | PV | PRD | HDD | CDD | RPI | RGSP | RELPR | Pop
1991 | 9953 | 0 | 0 | 0 | 6631 | 185 | 34048 | 38061 | 18.655 | 1237
1992 | 9889 | 0 | 0 | 0 | 7402 | 89 | 34767 | 38738 | 19.174 | 1239
1993 | 9995 | 0 | 0 | 0 | 7287 | 183 | 35043 | 39188 | 18.724 | 1242
1994 | 9977 | 0 | 0 | 0 | 7248 | 241 | 35737 | 39987 | 19.573 | 1243
1995 | 9620 | 0 | 0 | 0 | 7236 | 191 | 36526 | 40534 | 18.829 | 1244
1996 | 10139 | 0 | 0 | 0 | 7323 | 115 | 37773 | 41758 | 18.227 | 1250
1997 | 10292 | 0 | 0 | 1 | 7286 | 118 | 39164 | 42942 | 17.809 | 1255
1998 | 10168 | 0 | 0 | 1 | 6272 | 191 | 41603 | 44140 | 17.857 | 1260
1999 | 11218 | 0 | 0 | 3 | 6504 | 237 | 42874 | 46351 | 17.478 | 1268
2000 | 12189 | 0 | 0 | 0 | 7030 | 130 | 44955 | 48490 | 16.621 | 1278
2001 | 12016 | 0 | 0 | 1 | 6731 | 214 | 46523 | 49471 | 17.323 | 1287
2002 | 11553 | 0 | 0 | 0 | 6816 | 237 | 47486 | 50910 | 16.587 | 1297
2003 | 11692 | 0 | 0 | 0 | 7439 | 201 | 48842 | 52210 | 15.108 | 1307
2004 | 11987 | 0 | 0 | 0 | 7238 | 134 | 50108 | 54256 | 14.55 | 1314
2005 | 12218 | 0 | 0 | 0 | 7153 | 244 | 49977 | 54927 | 15.386 | 1320
2006 | 11734 | 0 | 0 | 0 | 6281 | 218 | 51051 | 55448 | 16.643 | 1324
2007 | 11970 | 0 | 0 | 1 | 7107 | 177 | 51692 | 55360 | 20.208 | 1328
2008 | 11806 | 0 | 0 | 1 | 6824 | 160 | 52420 | 54654 | 18.449 | 1330
2009 | 11408 | 0 | 0 | 1 | 7063 | 164 | 52521 | 53630 | 17.658 | 1329
2010 | 11698 | 101 | 0 | 1 | 6227 | 276 | 52851 | 54305 | 17.029 | 1328
2011 | 11424 | 177 | 0 | 3 | 6582 | 216 | 53773 | 53789 | 16.232 | 1334
2012 | 11443 | 309 | 3 | 1 | 6144 | 262 | 53782 | 53680 | 15.006 | 1339
2013 | 11797 | 606 | 5 | 2 | 6885 | 257 | 53024 | 53239 | 14.862 | 1345
2014 | 12072 | 883 | 13 | 1 | 6971 | 157 | 54295 | 54038 | 15.598 | 1351
2015 | 11950 | 1031 | 18 | 0 | 6800 | 233 | 56568 | 54426 | 15.662 | 1356
2016 | 11553 | 1099 | 28 | 0 | 6455 | 221 | 57570 | 55565 | 15.459 | 1360
2017 | 11496 | 1208 | 37 | 0 | 6656 | 174 | 58810 | 56469 | 15.336 | 1363
2018 | 11711 | 1248 | 47 | 15 | 6820 | 363 | 60021 | 58100 | 15.342 | 1364
2019 | 11582 | 1244 | 64 | 16 | 6899 | 198 | 62639 | 59553 | 15.705 | 1364
2020 | 11532 | 1083 | 81 | 9 | 6196 | 322 | 67311 | 59881 | 14.994 | 1363
2021 | 11913 | 1034 | 83 | 25 | 6257 | 316 | 69452 | 63595 | 14.962 | 1372
2022 | 11819 | 1204 | 143 | 15 | 6524 | 234 | 67597 | 64742 | 17.707 | 1375
2023 | 11288 | 1387 | 208 | 1 | 6188 | 267 | 69638 | 65236 | 17.707 | 1374
2024 | 0 | 0 | 0 | 0 | 6850 | 204 | 71022 | 66346 | 17.707 | 1372
2025 | 0 | 0 | 0 | 0 | 6850 | 204 | 72297 | 67812 | 17.707 | 1370
2026 | 0 | 0 | 0 | 0 | 6850 | 204 | 73636 | 69241 | 17.707 | 1368
2027 | 0 | 0 | 0 | 0 | 6850 | 204 | 74730 | 70502 | 17.707 | 1364
2028 | 0 | 0 | 0 | 0 | 6850 | 204 | 75757 | 71773 | 17.707 | 1361
2029 | 0 | 0 | 0 | 0 | 6850 | 204 | 76796 | 72922 | 17.707 | 1358
2030 | 0 | 0 | 0 | 0 | 6850 | 204 | 77744 | 73903 | 17.707 | 1354
2031 | 0 | 0 | 0 | 0 | 6850 | 204 | 78645 | 74830 | 17.707 | 1351
2032 | 0 | 0 | 0 | 0 | 6850 | 204 | 79562 | 75798 | 17.707 | 1347
2033 | 0 | 0 | 0 | 0 | 6850 | 204 | 80519 | 76878 | 17.707 | 1343
Massachusetts
Year | NEL | EE | PV | PRD | HDD | CDD | RPI | RGSP | RELPR | Pop
1991 | 48155 | 0 | 0 | 0 | 5352 | 341 | 216312 | 241325 | 20.672 | 6019
1992 | 48161 | 0 | 0 | 0 | 6229 | 185 | 221315 | 246497 | 20.466 | 6033
1993 | 48644 | 0 | 0 | 0 | 6005 | 329 | 224497 | 250754 | 20.535 | 6065
1994 | 49355 | 0 | 0 | 1 | 5940 | 413 | 231028 | 261750 | 20.325 | 6101
1995 | 49684 | 0 | 0 | 2 | 5937 | 346 | 239610 | 269665 | 20.079 | 6146
1996 | 50468 | 0 | 0 | 1 | 6067 | 263 | 249396 | 286398 | 19.518 | 6186
1997 | 50859 | 0 | 0 | 4 | 6038 | 251 | 260644 | 302724 | 19.625 | 6232
1998 | 51782 | 0 | 0 | 4 | 5192 | 356 | 274969 | 315040 | 17.564 | 6278
1999 | 54511 | 0 | 0 | 19 | 5417 | 404 | 289998 | 331602 | 16.082 | 6323
2000 | 56343 | 0 | 0 | 1 | 6036 | 260 | 314352 | 358121 | 16.278 | 6366
2001 | 56959 | 0 | 0 | 6 | 5522 | 370 | 320241 | 362664 | 18.966 | 6400
2002 | 57993 | 0 | 0 | 1 | 5577 | 404 | 314419 | 362582 | 16.122 | 6418
2003 | 59473 | 0 | 0 | 1 | 6279 | 409 | 313853 | 369007 | 16.296 | 6421
2004 | 59993 | 0 | 0 | 0 | 6019 | 283 | 322006 | 379086 | 16.171 | 6411
2005 | 61841 | 0 | 0 | 0 | 6050 | 448 | 327010 | 386803 | 17.729 | 6404
2006 | 60192 | 0 | 0 | 0 | 5199 | 371 | 342662 | 395536 | 21.791 | 6412
2007 | 61578 | 0 | 0 | 0 | 5797 | 329 | 351600 | 406421 | 20.997 | 6436
2008 | 60529 | 0 | 0 | 1 | 5668 | 317 | 355330 | 414920 | 21.698 | 6475
2009 | 58434 | 0 | 0 | 1 | 5914 | 245 | 351798 | 407220 | 20.794 | 6524
2010 | 60527 | 1110 | 0 | 2 | 5320 | 453 | 362913 | 425793 | 18.912 | 6573
2011 | 59854 | 2197 | 0 | 2 | 5463 | 416 | 370166 | 434495 | 18.206 | 6628
2012 | 59275 | 2599 | 140 | 1 | 5009 | 378 | 379249 | 442917 | 17.522 | 6685
2013 | 59626 | 3045 | 241 | 1 | 5807 | 435 | 377493 | 444874 | 18.183 | 6742
2014 | 58267 | 3697 | 348 | 0 | 5965 | 268 | 390543 | 451569 | 18.927 | 6798
2015 | 58111 | 4367 | 584 | 0 | 5822 | 381 | 415282 | 468061 | 20.711 | 6851
2016 | 56797 | 4815 | 879 | 0 | 5422 | 399 | 426478 | 475349 | 19.903 | 6900
2017 | 55374 | 5762 | 1060 | 0 | 5536 | 368 | 437479 | 482808 | 20.165 | 6943
2018 | 56293 | 6772 | 1215 | 5 | 5693 | 553 | 449995 | 501541 | 21.119 | 6979
2019 | 54270 | 7498 | 1372 | 6 | 5632 | 384 | 467291 | 514171 | 20.582 | 7007
2020 | 53007 | 8826 | 1571 | 2 | 5216 | 455 | 495289 | 500001 | 20.144 | 7019
2021 | 53845 | 9828 | 1710 | 2 | 5101 | 510 | 505584 | 533102 | 20.429 | 6981
2022 | 54081 | 10743 | 2031 | 20 | 5281 | 415 | 481603 | 543809 | 20.92 | 6960
2023 | 52718 | 11229 | 2147 | 8 | 4971 | 425 | 491294 | 551651 | 20.92 | 6978
2024 | 0 | 0 | 0 | 0 | 5704 | 360 | 503190 | 564938 | 20.92 | 6992
2025 | 0 | 0 | 0 | 0 | 5704 | 360 | 514208 | 580532 | 20.92 | 7002
2026 | 0 | 0 | 0 | 0 | 5704 | 360 | 526167 | 596458 | 20.92 | 7012
2027 | 0 | 0 | 0 | 0 | 5704 | 360 | 537126 | 611404 | 20.92 | 7024
2028 | 0 | 0 | 0 | 0 | 5704 | 360 | 547874 | 626696 | 20.92 | 7037
2029 | 0 | 0 | 0 | 0 | 5704 | 360 | 558721 | 641038 | 20.92 | 7049
2030 | 0 | 0 | 0 | 0 | 5704 | 360 | 568961 | 653962 | 20.92 | 7060
2031 | 0 | 0 | 0 | 0 | 5704 | 360 | 578868 | 666459 | 20.92 | 7070
2032 | 0 | 0 | 0 | 0 | 5704 | 360 | 588941 | 679418 | 20.92 | 7079
2033 | 0 | 0 | 0 | 0 | 5704 | 360 | 599310 | 693226 | 20.92 | 7086
New Hampshire
Year | NEL | EE | PV | PRD | HDD | CDD | RPI | RGSP | RELPR | Pop
1991 | 9074 | 0 | 0 | 0 | 6682 | 210 | 36408 | 35450 | 19.805 | 1111
1992 | 9268 | 0 | 0 | 0 | 7476 | 140 | 37217 | 37087 | 21.123 | 1119
1993 | 9278 | 0 | 0 | 0 | 7385 | 218 | 37502 | 37828 | 22.325 | 1131
1994 | 9386 | 0 | 0 | 0 | 7418 | 296 | 39206 | 39324 | 23.008 | 1144
1995 | 9443 | 0 | 0 | 0 | 7162 | 265 | 40744 | 42105 | 23.254 | 1160
1996 | 9534 | 0 | 0 | 0 | 7394 | 161 | 42265 | 45680 | 22.331 | 1176
1997 | 9706 | 0 | 0 | 1 | 7281 | 140 | 44674 | 48360 | 21.835 | 1192
1998 | 9823 | 0 | 0 | 1 | 6210 | 208 | 48702 | 51539 | 21.85 | 1208
1999 | 10502 | 0 | 0 | 3 | 6685 | 278 | 51101 | 53084 | 20.751 | 1224
2000 | 10737 | 0 | 0 | 0 | 7159 | 162 | 56098 | 56779 | 19.297 | 1242
2001 | 10869 | 0 | 0 | 1 | 6914 | 232 | 57920 | 57633 | 17.98 | 1257
2002 | 10938 | 0 | 0 | 0 | 6949 | 271 | 58144 | 59475 | 16.987 | 1270
2003 | 11447 | 0 | 0 | 0 | 7583 | 301 | 58044 | 61893 | 16.713 | 1281
2004 | 11622 | 0 | 0 | 0 | 7057 | 189 | 60242 | 64409 | 17.072 | 1291
2005 | 11980 | 0 | 0 | 0 | 7235 | 318 | 60709 | 65034 | 18.239 | 1300
2006 | 11758 | 0 | 0 | 0 | 6405 | 255 | 63207 | 66628 | 19.52 | 1309
2007 | 11906 | 0 | 0 | 0 | 7105 | 205 | 64035 | 66854 | 19.363 | 1313
2008 | 11643 | 0 | 0 | 0 | 7073 | 181 | 64016 | 65854 | 19.559 | 1316
2009 | 11312 | 0 | 0 | 0 | 7356 | 158 | 63104 | 65023 | 20.31 | 1316
2010 | 11571 | 155 | 0 | 0 | 6438 | 298 | 64785 | 67126 | 19.682 | 1318
2011 | 11597 | 321 | 0 | 0 | 6840 | 241 | 66154 | 67559 | 19.019 | 1326
2012 | 11682 | 381 | 6 | 0 | 6253 | 248 | 67852 | 68498 | 18.03 | 1334
2013 | 11857 | 414 | 9 | 0 | 7164 | 311 | 66798 | 69080 | 17.92 | 1343
2014 | 11714 | 449 | 12 | 0 | 7309 | 182 | 68521 | 70214 | 18.767 | 1351
2015 | 11708 | 488 | 21 | 0 | 6939 | 250 | 71253 | 72042 | 19.632 | 1358
2016 | 11669 | 471 | 49 | 0 | 6310 | 265 | 73060 | 73572 | 18.913 | 1365
2017 | 11434 | 475 | 72 | 0 | 6568 | 252 | 74783 | 73973 | 19.046 | 1371
2018 | 11646 | 506 | 90 | 0 | 6868 | 410 | 76649 | 75433 | 19.418 | 1375
2019 | 11348 | 538 | 114 | 0 | 7154 | 221 | 80797 | 76819 | 19.183 | 1377
2020 | 11324 | 661 | 140 | 0 | 6439 | 340 | 84973 | 75928 | 18.416 | 1379
2021 | 11484 | 716 | 167 | 0 | 6294 | 343 | 87956 | 82986 | 18.617 | 1390
2022 | 11426 | 777 | 220 | 0 | 6563 | 279 | 84736 | 83034 | 20.19 | 1398
2023 | 11189 | 871 | 250 | 0 | 6141 | 332 | 85864 | 84029 | 20.19 | 1402
2024 | 0 | 0 | 0 | 0 | 6960 | 240 | 87774 | 85896 | 20.19 | 1404
2025 | 0 | 0 | 0 | 0 | 6960 | 240 | 89750 | 88191 | 20.19 | 1405
2026 | 0 | 0 | 0 | 0 | 6960 | 240 | 91826 | 90505 | 20.19 | 1406
2027 | 0 | 0 | 0 | 0 | 6960 | 240 | 93672 | 92630 | 20.19 | 1407
2028 | 0 | 0 | 0 | 0 | 6960 | 240 | 95448 | 94781 | 20.19 | 1407
2029 | 0 | 0 | 0 | 0 | 6960 | 240 | 97217 | 96781 | 20.19 | 1408
2030 | 0 | 0 | 0 | 0 | 6960 | 240 | 98862 | 98565 | 20.19 | 1408
2031 | 0 | 0 | 0 | 0 | 6960 | 240 | 100425 | 100265 | 20.19 | 1408
2032 | 0 | 0 | 0 | 0 | 6960 | 240 | 101983 | 102015 | 20.19 | 1408
2033 | 0 | 0 | 0 | 0 | 6960 | 240 | 103580 | 103894 | 20.19 | 1407
Rhode Island
Year | NEL | EE | PV | PRD | HDD | CDD | RPI | RGSP | RELPR | Pop
1991 | 7139 | 0 | 0 | 0 | 5104 | 420 | 31580 | 35520 | 22.061 | 1011
1992 | 7085 | 0 | 0 | 0 | 5883 | 241 | 32191 | 36137 | 21.822 | 1013
1993 | 7246 | 0 | 0 | 0 | 5729 | 411 | 32744 | 36705 | 21.399 | 1015
1994 | 7361 | 0 | 0 | 0 | 5722 | 463 | 32896 | 36774 | 20.813 | 1016
1995 | 7394 | 0 | 0 | 0 | 5673 | 392 | 33937 | 37359 | 20.595 | 1017
1996 | 7393 | 0 | 0 | 0 | 5933 | 277 | 34385 | 37947 | 20.193 | 1021
1997 | 7474 | 0 | 0 | 1 | 5818 | 286 | 35759 | 40146 | 20.037 | 1026
1998 | 7651 | 0 | 0 | 1 | 5021 | 412 | 37843 | 41913 | 17.546 | 1032
1999 | 7786 | 0 | 0 | 3 | 5182 | 443 | 38923 | 43145 | 15.42 | 1042
2000 | 7932 | 0 | 0 | 0 | 5830 | 312 | 40907 | 45179 | 17.461 | 1051
2001 | 7977 | 0 | 0 | 1 | 5346 | 412 | 42223 | 45750 | 18.801 | 1058
2002 | 8173 | 0 | 0 | 0 | 5378 | 468 | 43334 | 47225 | 14.744 | 1067
2003 | 8341 | 0 | 0 | 0 | 6039 | 442 | 44596 | 48571 | 16.157 | 1072
2004 | 8424 | 0 | 0 | 0 | 5821 | 345 | 45717 | 50514 | 16.456 | 1074
2005 | 8655 | 0 | 0 | 0 | 5833 | 500 | 45461 | 51370 | 17.424 | 1067
2006 | 8370 | 0 | 0 | 0 | 4936 | 420 | 46448 | 52900 | 19.718 | 1062
2007 | 8595 | 0 | 0 | 0 | 5500 | 364 | 47197 | 51469 | 18.172 | 1057
2008 | 8492 | 0 | 0 | 0 | 5425 | 367 | 46574 | 50575 | 21.444 | 1055
2009 | 8133 | 0 | 0 | 0 | 5727 | 265 | 45489 | 50004 | 19.139 | 1054
2010 | 8465 | 161 | 0 | 0 | 5132 | 522 | 47118 | 51333 | 18.66 | 1055
2011 | 8381 | 331 | 0 | 1 | 5373 | 461 | 47665 | 51280 | 16.826 | 1060
2012 | 8342 | 405 | 3 | 0 | 4891 | 418 | 48501 | 51583 | 16.188 | 1066
2013 | 8429 | 468 | 4 | 0 | 5604 | 482 | 47896 | 51911 | 17.193 | 1073
2014 | 8207 | 535 | 5 | 0 | 5745 | 302 | 49224 | 52293 | 19.001 | 1078
2015 | 8232 | 716 | 4 | 0 | 5642 | 454 | 50862 | 52819 | 20.846 | 1084
2016 | 8184 | 880 | 15 | 0 | 5174 | 461 | 51109 | 52903 | 19.662 | 1088
2017 | 7979 | 1012 | 29 | 0 | 5252 | 470 | 52151 | 52692 | 19.34 | 1092
2018 | 8149 | 1158 | 47 | 4 | 5446 | 607 | 53075 | 52553 | 20.662 | 1095
2019 | 7841 | 1276 | 57 | 3 | 5609 | 446 | 55585 | 53411 | 20.682 | 1096
2020 | 7764 | 1506 | 60 | 4 | 4991 | 582 | 59125 | 51516 | 20.532 | 1096
2021 | 7904 | 1700 | 80 | 4 | 4916 | 587 | 61036 | 54606 | 19.764 | 1095
2022 | 7919 | 1849 | 106 | 3 | 5128 | 482 | 58087 | 55484 | 18.871 | 1095
2023 | 7647 | 1943 | 130 | 0 | 5015 | 447 | 59158 | 56143 | 18.871 | 1097
2024 | 0 | 0 | 0 | 0 | 5492 | 415 | 60423 | 57283 | 18.871 | 1098
2025 | 0 | 0 | 0 | 0 | 5492 | 415 | 61518 | 58658 | 18.871 | 1098
2026 | 0 | 0 | 0 | 0 | 5492 | 415 | 62719 | 60030 | 18.871 | 1098
2027 | 0 | 0 | 0 | 0 | 5492 | 415 | 63746 | 61272 | 18.871 | 1097
2028 | 0 | 0 | 0 | 0 | 5492 | 415 | 64706 | 62518 | 18.871 | 1096
2029 | 0 | 0 | 0 | 0 | 5492 | 415 | 65676 | 63651 | 18.871 | 1095
2030 | 0 | 0 | 0 | 0 | 5492 | 415 | 66580 | 64640 | 18.871 | 1093
2031 | 0 | 0 | 0 | 0 | 5492 | 415 | 67439 | 65578 | 18.871 | 1091
2032 | 0 | 0 | 0 | 0 | 5492 | 415 | 68314 | 66544 | 18.871 | 1089
2033 | 0 | 0 | 0 | 0 | 5492 | 415 | 69220 | 67578 | 18.871 | 1087
Vermont
Year | NEL | EE | PV | PRD | HDD | CDD | RPI | RGSP | RELPR | Pop
1991 | 5672 | 0 | 0 | 0 | 6912 | 221 | 16067 | 17032 | 18.72 | 569
1992 | 5849 | 0 | 0 | 0 | 7736 | 136 | 16756 | 17906 | 18.708 | 573
1993 | 5841 | 0 | 0 | 0 | 7780 | 250 | 16988 | 18255 | 18.601 | 579
1994 | 5868 | 0 | 0 | 0 | 7684 | 319 | 17447 | 18688 | 18.557 | 584
1995 | 5903 | 0 | 0 | 0 | 7148 | 276 | 17985 | 18499 | 18.77 | 590
1996 | 6025 | 0 | 0 | 0 | 7549 | 176 | 18558 | 19345 | 18.767 | 594
1997 | 6076 | 0 | 0 | 0 | 7665 | 145 | 19244 | 20049 | 18.521 | 598
1998 | 6118 | 0 | 0 | 0 | 6391 | 239 | 20549 | 20678 | 18.004 | 601
1999 | 6184 | 0 | 0 | 2 | 6819 | 300 | 21405 | 21830 | 18.39 | 605
2000 | 6187 | 0 | 0 | 0 | 7544 | 146 | 22648 | 23017 | 17.616 | 610
2001 | 6095 | 0 | 0 | 1 | 6831 | 225 | 23607 | 23752 | 17.833 | 613
2002 | 6181 | 0 | 0 | 0 | 7004 | 293 | 23806 | 24570 | 17.42 | 616
2003 | 6180 | 0 | 0 | 0 | 7721 | 272 | 24247 | 25465 | 16.944 | 618
2004 | 6345 | 0 | 0 | 0 | 7665 | 166 | 25023 | 26855 | 16.547 | 620
2005 | 6516 | 0 | 0 | 0 | 7365 | 349 | 24939 | 26996 | 15.939 | 621
2006 | 6399 | 0 | 0 | 0 | 6540 | 244 | 25807 | 27129 | 16.037 | 623
2007 | 6464 | 0 | 0 | 0 | 7426 | 204 | 26503 | 26887 | 16.676 | 624
2008 | 6360 | 0 | 0 | 0 | 7131 | 193 | 27145 | 27758 | 16.484 | 624
2009 | 6118 | 0 | 0 | 0 | 7353 | 182 | 26889 | 27222 | 17.16 | 625
2010 | 6228 | 223 | 0 | 0 | 6771 | 319 | 27300 | 28404 | 17.56 | 626
2011 | 6162 | 434 | 0 | 1 | 6823 | 268 | 28206 | 29014 | 17.806 | 629
2012 | 6041 | 493 | 26 | 0 | 6210 | 271 | 28554 | 29241 | 18.069 | 631
2013 | 6116 | 589 | 47 | 1 | 7035 | 330 | 28577 | 28682 | 18.308 | 634
2014 | 5999 | 697 | 68 | 0 | 7196 | 207 | 29348 | 28912 | 17.965 | 637
2015 | 5921 | 786 | 130 | 0 | 7029 | 264 | 30140 | 29119 | 17.659 | 639
2016 | 5819 | 874 | 189 | 0 | 6496 | 290 | 30318 | 29408 | 17.464 | 641
2017 | 5640 | 894 | 272 | 0 | 6501 | 275 | 30593 | 29491 | 17.197 | 643
2018 | 5663 | 831 | 331 | 0 | 6958 | 414 | 30998 | 29602 | 17.272 | 643
2019 | 5440 | 771 | 405 | 0 | 7259 | 232 | 32369 | 29941 | 17.181 | 643
2020 | 5262 | 698 | 481 | 0 | 6441 | 361 | 34282 | 29065 | 18.084 | 643
2021 | 5307 | 722 | 523 | 0 | 6304 | 373 | 34574 | 30547 | 17.513 | 645
2022 | 5258 | 813 | 607 | 0 | 6586 | 288 | 33342 | 31411 | 16.883 | 646
2023 | 5067 | 817 | 595 | 0 | 6050 | 314 | 33819 | 31737 | 16.883 | 646
2024 | 0 | 0 | 0 | 0 | 7099 | 252 | 34518 | 32348 | 16.883 | 647
2025 | 0 | 0 | 0 | 0 | 7099 | 252 | 35168 | 33125 | 16.883 | 647
2026 | 0 | 0 | 0 | 0 | 7099 | 252 | 35900 | 33900 | 16.883 | 647
2027 | 0 | 0 | 0 | 0 | 7099 | 252 | 36517 | 34592 | 16.883 | 647
2028 | 0 | 0 | 0 | 0 | 7099 | 252 | 37100 | 35290 | 16.883 | 647
2029 | 0 | 0 | 0 | 0 | 7099 | 252 | 37681 | 35929 | 16.883 | 646
2030 | 0 | 0 | 0 | 0 | 7099 | 252 | 38210 | 36485 | 16.883 | 646
2031 | 0 | 0 | 0 | 0 | 7099 | 252 | 38709 | 37015 | 16.883 | 645
2032 | 0 | 0 | 0 | 0 | 7099 | 252 | 39212 | 37561 | 16.883 | 645
2033 | 0 | 0 | 0 | 0 | 7099 | 252 | 39725 | 38153 | 16.883 | 644

## 9 Adjust
Adjusting State Gross Energy Forecasts to the ISO-NE Energy Forecast (GWh)
Original Gross Energy Forecast
Year | ISO-NE | CT | MA | ME | NH | RI | VT | Original Sum of States | Adjustment
2024 | 135240 | 32125 | 62270 | 12714 | 12728 | 8857 | 6465 | 135160 | 1.0006
2025 | 136450 | 32250 | 62823 | 12903 | 12820 | 8922 | 6540 | 136257 | 1.0014
2026 | 138363 | 32502 | 63774 | 13163 | 12988 | 9028 | 6637 | 138092 | 1.002
2027 | 140591 | 32796 | 64896 | 13467 | 13182 | 9148 | 6747 | 140235 | 1.0025
2028 | 143544 | 33220 | 66419 | 13852 | 13452 | 9310 | 6883 | 143137 | 1.0028
2029 | 146045 | 33524 | 67661 | 14221 | 13655 | 9433 | 7011 | 145505 | 1.0037
2030 | 149252 | 33971 | 69293 | 14671 | 13928 | 9597 | 7166 | 148627 | 1.0042
2031 | 152820 | 34489 | 71113 | 15170 | 14226 | 9779 | 7337 | 152114 | 1.0046
2032 | 157179 | 35174 | 73359 | 15748 | 14601 | 10011 | 7538 | 156431 | 1.0048
2033 | 161186 | 35786 | 75356 | 16297 | 14916 | 10213 | 7736 | 160305 | 1.0055
Adjusted Gross Energy Forecast
Year | ISO-NE | CT | MA | ME | NH | RI | VT | Adjusted Sum of States
2024 | 135240 | 32144 | 62308 | 12722 | 12735 | 8862 | 6469 | 135240
2025 | 136450 | 32295 | 62912 | 12921 | 12838 | 8934 | 6549 | 136450
2026 | 138363 | 32565 | 63900 | 13189 | 13013 | 9046 | 6650 | 138363
2027 | 140591 | 32879 | 65062 | 13500 | 13215 | 9171 | 6764 | 140591
2028 | 143544 | 33315 | 66608 | 13890 | 13491 | 9338 | 6902 | 143544
2029 | 146045 | 33649 | 67912 | 14272 | 13707 | 9469 | 7037 | 146045
2030 | 149252 | 34116 | 69585 | 14729 | 13988 | 9638 | 7195 | 149252
2031 | 152820 | 34652 | 71442 | 15235 | 14294 | 9826 | 7370 | 152820
2032 | 157179 | 35346 | 73708 | 15817 | 14673 | 10061 | 7573 | 157179
2033 | 161186 | 35988 | 75768 | 16379 | 15002 | 10272 | 7777 | 161186

## 10g Gross Diff
Gross Forecast Comparison: 2024 CELT vs 2023 CELT
Energy Gross Forecast Comparison (GWh)
| 2024 | 2025 | 2026 | 2027 | 2028 | 2029 | 2030 | 2031 | 2032 | CAGR (%)
ISO-NE
2024 CELT | 135240 | 136450 | 138363 | 140591 | 143544 | 146045 | 149252 | 152820 | 157179 | 1.8969
2023 CELT | 140711 | 143230 | 146370 | 149703 | 153690 | 157274 | 161384 | 165838 | 171050 | 2.4706
Difference | -5471 | -6780 | -8007 | -9112 | -10146 | -11229 | -12132 | -13018 | -13871
CONNECTICUT
2024 CELT | 32144 | 32295 | 32565 | 32879 | 33315 | 33649 | 34116 | 34652 | 35346 | 1.1941
2023 CELT | 33258 | 33698 | 34237 | 34804 | 35485 | 36057 | 36724 | 37455 | 38345 | 1.795
Difference | -1114 | -1403 | -1672 | -1925 | -2170 | -2408 | -2608 | -2803 | -2999
MAINE
2024 CELT | 12722 | 12921 | 13189 | 13500 | 13890 | 14272 | 14729 | 15235 | 15817 | 2.7593
2023 CELT | 13338 | 13623 | 13975 | 14351 | 14793 | 15239 | 15751 | 16312 | 16946 | 3.0378
Difference | -616 | -702 | -786 | -851 | -903 | -967 | -1022 | -1077 | -1129
MASSACHUSETTS
2024 CELT | 62308 | 62912 | 63900 | 65062 | 66608 | 67912 | 69585 | 71442 | 73708 | 2.1225
2023 CELT | 65236 | 66568 | 68236 | 70028 | 72168 | 74111 | 76316 | 78698 | 81461 | 2.8153
Difference | -2928 | -3656 | -4336 | -4966 | -5560 | -6199 | -6731 | -7256 | -7753
NEW HAMPSHIRE
2024 CELT | 12735 | 12838 | 13013 | 13215 | 13491 | 13707 | 13988 | 14294 | 14673 | 1.7865
2023 CELT | 13202 | 13445 | 13742 | 14045 | 14408 | 14714 | 15062 | 15430 | 15866 | 2.3241
Difference | -467 | -607 | -729 | -830 | -917 | -1007 | -1074 | -1136 | -1193
RHODE ISLAND
2024 CELT | 8862 | 8934 | 9046 | 9171 | 9338 | 9469 | 9638 | 9826 | 10061 | 1.5988
2023 CELT | 9128 | 9241 | 9394 | 9551 | 9742 | 9905 | 10101 | 10316 | 10577 | 1.8593
Difference | -266 | -307 | -348 | -380 | -404 | -436 | -463 | -490 | -516
VERMONT
2024 CELT | 6469 | 6549 | 6650 | 6764 | 6902 | 7037 | 7195 | 7370 | 7573 | 1.9891
2023 CELT | 6549 | 6655 | 6785 | 6925 | 7093 | 7249 | 7430 | 7627 | 7855 | 2.2998
Difference | -80 | -106 | -135 | -161 | -191 | -212 | -235 | -257 | -282
50/50 Summer Peak Gross Forecast Comparison (MW)
| 2024 | 2025 | 2026 | 2027 | 2028 | 2029 | 2030 | 2031 | 2032 | CAGR (%)
ISO-NE
2024 CELT | 27424 | 27593 | 27835 | 28088 | 28376 | 28700 | 29058 | 29453 | 29886 | 1.0804
2023 CELT | 27717 | 27914 | 28205 | 28497 | 28832 | 29209 | 29628 | 30090 | 30599 | 1.2441
Difference | -293 | -321 | -370 | -409 | -456 | -509 | -570 | -637 | -713
CONNECTICUT
2024 CELT | 6964 | 6983 | 7016 | 7048 | 7085 | 7129 | 7179 | 7235 | 7299 | 0.58902
2023 CELT | 7144 | 7175 | 7223 | 7271 | 7325 | 7387 | 7456 | 7533 | 7619 | 0.80768
Difference | -180 | -192 | -207 | -223 | -240 | -258 | -277 | -298 | -320
MAINE
2024 CELT | 2136 | 2162 | 2197 | 2234 | 2277 | 2325 | 2378 | 2436 | 2496 | 1.966
2023 CELT | 2178 | 2208 | 2246 | 2285 | 2330 | 2382 | 2440 | 2504 | 2573 | 2.1032
Difference | -42 | -46 | -49 | -51 | -53 | -57 | -62 | -68 | -77
MASSACHUSETTS
2024 CELT | 12816 | 12899 | 13022 | 13150 | 13296 | 13462 | 13645 | 13847 | 14069 | 1.1728
2023 CELT | 12854 | 12947 | 13093 | 13240 | 13410 | 13602 | 13814 | 14048 | 14307 | 1.3476
Difference | -38 | -48 | -71 | -90 | -114 | -140 | -169 | -201 | -238
NEW HAMPSHIRE
2024 CELT | 2508 | 2530 | 2556 | 2586 | 2618 | 2653 | 2690 | 2731 | 2774 | 1.268
2023 CELT | 2536 | 2561 | 2591 | 2622 | 2657 | 2695 | 2735 | 2779 | 2827 | 1.3649
Difference | -28 | -31 | -35 | -36 | -39 | -42 | -45 | -48 | -53
RHODE ISLAND
2024 CELT | 1961 | 1974 | 1990 | 2007 | 2026 | 2046 | 2068 | 2091 | 2117 | 0.96141
2023 CELT | 1972 | 1984 | 2002 | 2019 | 2039 | 2060 | 2084 | 2111 | 2139 | 1.0236
Difference | -11 | -10 | -12 | -12 | -13 | -14 | -16 | -20 | -22
VERMONT
2024 CELT | 1039 | 1045 | 1054 | 1063 | 1073 | 1085 | 1099 | 1114 | 1131 | 1.0662
2023 CELT | 1034 | 1040 | 1050 | 1059 | 1070 | 1083 | 1098 | 1115 | 1134 | 1.1646
Difference | 5 | 5 | 4 | 4 | 3 | 2 | 1 | -1 | -3
50/50 Winter Peak Gross Forecast Comparison (MW)
| 2024 | 2025 | 2026 | 2027 | 2028 | 2029 | 2030 | 2031 | 2032 | CAGR (%)
ISO-NE
2024 CELT | 21984 | 22407 | 22937 | 23514 | 24166 | 24916 | 25768 | 26736 | 27803 | 2.9789
2023 CELT | 22461 | 22958 | 23541 | 24180 | 24896 | 25701 | 26610 | 27646 | 28810 | 3.1608
Difference | -477 | -551 | -604 | -666 | -730 | -785 | -842 | -910 | -1007
CONNECTICUT
2024 CELT | 5384 | 5457 | 5549 | 5644 | 5749 | 5870 | 6011 | 6175 | 6361 | 2.1063
2023 CELT | 5477 | 5570 | 5676 | 5788 | 5909 | 6045 | 6198 | 6377 | 6584 | 2.328
Difference | -93 | -113 | -127 | -144 | -160 | -175 | -187 | -202 | -223
MAINE
2024 CELT | 2031 | 2095 | 2174 | 2264 | 2367 | 2482 | 2610 | 2753 | 2906 | 4.5799
2023 CELT | 2123 | 2197 | 2282 | 2379 | 2488 | 2610 | 2746 | 2900 | 3071 | 4.7218
Difference | -92 | -102 | -108 | -115 | -121 | -128 | -136 | -147 | -165
MASSACHUSETTS
2024 CELT | 10088 | 10303 | 10571 | 10865 | 11195 | 11575 | 12001 | 12484 | 13015 | 3.2357
2023 CELT | 10316 | 10559 | 10853 | 11174 | 11535 | 11937 | 12391 | 12903 | 13472 | 3.3931
Difference | -228 | -256 | -282 | -309 | -340 | -362 | -390 | -419 | -457
NEW HAMPSHIRE
2024 CELT | 2045 | 2072 | 2107 | 2144 | 2188 | 2240 | 2300 | 2365 | 2437 | 2.2163
2023 CELT | 2064 | 2097 | 2136 | 2178 | 2226 | 2280 | 2342 | 2412 | 2491 | 2.3784
Difference | -19 | -25 | -29 | -34 | -38 | -40 | -42 | -47 | -54
RHODE ISLAND
2024 CELT | 1396 | 1416 | 1441 | 1467 | 1497 | 1531 | 1570 | 1616 | 1667 | 2.2425
2023 CELT | 1418 | 1441 | 1467 | 1495 | 1526 | 1562 | 1602 | 1648 | 1703 | 2.3139
Difference | -22 | -25 | -26 | -28 | -29 | -31 | -32 | -32 | -36
VERMONT
2024 CELT | 1040 | 1065 | 1095 | 1130 | 1169 | 1219 | 1276 | 1343 | 1417 | 3.9422
2023 CELT | 1064 | 1093 | 1127 | 1166 | 1212 | 1268 | 1332 | 1405 | 1489 | 4.2923
Difference | -24 | -28 | -32 | -36 | -43 | -49 | -56 | -62 | -72
90/10 Summer Peak Gross Forecast Comparison (MW)
| 2024 | 2025 | 2026 | 2027 | 2028 | 2029 | 2030 | 2031 | 2032 | CAGR (%)
ISO-NE
2024 CELT | 29254 | 29434 | 29688 | 29953 | 30254 | 30592 | 30966 | 31377 | 31826 | 1.0589
2023 CELT | 29543 | 29750 | 30054 | 30358 | 30705 | 31095 | 31526 | 32002 | 32526 | 1.2098
Difference | -289 | -316 | -366 | -405 | -451 | -503 | -560 | -625 | -700
CONNECTICUT
2024 CELT | 7400 | 7420 | 7453 | 7487 | 7526 | 7570 | 7621 | 7678 | 7743 | 0.56797
2023 CELT | 7592 | 7624 | 7674 | 7723 | 7778 | 7840 | 7911 | 7989 | 8077 | 0.77707
Difference | -192 | -204 | -221 | -236 | -252 | -270 | -290 | -311 | -334
MAINE
2024 CELT | 2261 | 2290 | 2327 | 2367 | 2414 | 2466 | 2523 | 2585 | 2650 | 2.0042
2023 CELT | 2304 | 2336 | 2376 | 2420 | 2469 | 2525 | 2588 | 2655 | 2727 | 2.1314
Difference | -43 | -46 | -49 | -53 | -55 | -59 | -65 | -70 | -77
MASSACHUSETTS
2024 CELT | 13733 | 13820 | 13949 | 14083 | 14237 | 14408 | 14597 | 14805 | 15034 | 1.1378
2023 CELT | 13765 | 13862 | 14013 | 14163 | 14337 | 14532 | 14749 | 14988 | 15253 | 1.2915
Difference | -32 | -42 | -64 | -80 | -100 | -124 | -152 | -183 | -219
NEW HAMPSHIRE
2024 CELT | 2644 | 2667 | 2694 | 2724 | 2756 | 2792 | 2831 | 2874 | 2919 | 1.2445
2023 CELT | 2664 | 2690 | 2723 | 2756 | 2793 | 2832 | 2873 | 2919 | 2968 | 1.3602
Difference | -20 | -23 | -29 | -32 | -37 | -40 | -42 | -45 | -49
RHODE ISLAND
2024 CELT | 2136 | 2151 | 2169 | 2187 | 2207 | 2229 | 2252 | 2277 | 2304 | 0.95089
2023 CELT | 2146 | 2161 | 2181 | 2200 | 2221 | 2244 | 2270 | 2298 | 2328 | 1.0242
Difference | -10 | -10 | -12 | -13 | -14 | -15 | -18 | -21 | -24
VERMONT
2024 CELT | 1080 | 1086 | 1095 | 1104 | 1115 | 1128 | 1142 | 1157 | 1175 | 1.0594
2023 CELT | 1071 | 1077 | 1087 | 1097 | 1108 | 1121 | 1136 | 1153 | 1172 | 1.1366
Difference | 9 | 9 | 8 | 7 | 7 | 7 | 6 | 4 | 3
90/10 Winter Peak Gross Forecast Comparison (MW)
| 2024 | 2025 | 2026 | 2027 | 2028 | 2029 | 2030 | 2031 | 2032 | CAGR (%)
ISO-NE
2024 CELT | 22765 | 23242 | 23800 | 24446 | 25176 | 26000 | 26931 | 27985 | 29165 | 3.1453
2023 CELT | 23289 | 23845 | 24483 | 25217 | 26047 | 26982 | 28040 | 29248 | 30611 | 3.4763
Difference | -524 | -603 | -683 | -771 | -871 | -982 | -1109 | -1263 | -1446
CONNECTICUT
2024 CELT | 5571 | 5654 | 5749 | 5858 | 5979 | 6114 | 6269 | 6446 | 6653 | 2.2435
2023 CELT | 5668 | 5768 | 5882 | 6013 | 6155 | 6310 | 6489 | 6701 | 6942 | 2.5669
Difference | -97 | -114 | -133 | -155 | -176 | -196 | -220 | -255 | -289
MAINE
2024 CELT | 2090 | 2167 | 2261 | 2370 | 2494 | 2634 | 2791 | 2969 | 3163 | 5.3159
2023 CELT | 2192 | 2282 | 2382 | 2500 | 2638 | 2794 | 2969 | 3168 | 3389 | 5.5994
Difference | -102 | -115 | -121 | -130 | -144 | -160 | -178 | -199 | -226
MASSACHUSETTS
2024 CELT | 10486 | 10719 | 10991 | 11302 | 11651 | 12041 | 12475 | 12966 | 13509 | 3.2171
2023 CELT | 10742 | 11014 | 11329 | 11682 | 12079 | 12523 | 13021 | 13583 | 14214 | 3.5631
Difference | -256 | -295 | -338 | -380 | -428 | -482 | -546 | -617 | -705
NEW HAMPSHIRE
2024 CELT | 2105 | 2136 | 2173 | 2216 | 2267 | 2326 | 2395 | 2471 | 2553 | 2.4412
2023 CELT | 2126 | 2162 | 2204 | 2253 | 2311 | 2377 | 2454 | 2538 | 2633 | 2.7072
Difference | -21 | -26 | -31 | -37 | -44 | -51 | -59 | -67 | -80
RHODE ISLAND
2024 CELT | 1444 | 1465 | 1490 | 1518 | 1549 | 1584 | 1624 | 1671 | 1726 | 2.2549
2023 CELT | 1465 | 1488 | 1515 | 1547 | 1584 | 1624 | 1670 | 1724 | 1787 | 2.5173
Difference | -21 | -23 | -25 | -29 | -35 | -40 | -46 | -53 | -61
VERMONT
2024 CELT | 1069 | 1100 | 1137 | 1181 | 1235 | 1300 | 1376 | 1463 | 1561 | 4.8463
2023 CELT | 1095 | 1130 | 1172 | 1222 | 1281 | 1354 | 1438 | 1535 | 1645 | 5.2221
Difference | -26 | -30 | -35 | -41 | -46 | -54 | -62 | -72 | -84

## 10n Net Diff
NET Forecast Comparison: 2024 CELT vs 2023 CELT
Energy Net Forecast Comparison (GWh)
| 2024 | 2025 | 2026 | 2027 | 2028 | 2029 | 2030 | 2031 | 2032 | CAGR (%)
ISO-NE
2024 CELT | 119179 | 119285 | 120106 | 121298 | 123720 | 125741 | 128655 | 131983 | 136126 | 1.2283
2023 CELT | 123460 | 124914 | 127013 | 129776 | 133214 | 136526 | 140481 | 144865 | 150073 | 2.4701
Difference | -4281 | -5629 | -6907 | -8478 | -9494 | -10785 | -11826 | -12882 | -13947
CONNECTICUT
2024 CELT | 28421 | 28282 | 28196 | 28156 | 28317 | 28399 | 28637 | 28957 | 29439 | 0.25208
2023 CELT | 28852 | 29005 | 29207 | 29547 | 30017 | 30428 | 30964 | 31583 | 32381 | 1.4529
Difference | -431 | -723 | -1011 | -1391 | -1700 | -2029 | -2327 | -2626 | -2942
MAINE
2024 CELT | 11663 | 11767 | 11957 | 12193 | 12585 | 12973 | 13455 | 13986 | 14594 | 2.348
2023 CELT | 12121 | 12288 | 12552 | 12922 | 13361 | 13822 | 14354 | 14942 | 15606 | 3.2094
Difference | -458 | -521 | -595 | -729 | -776 | -849 | -899 | -956 | -1012
MASSACHUSETTS
2024 CELT | 54322 | 54415 | 54950 | 55705 | 57071 | 58203 | 59814 | 61646 | 63905 | 1.4343
2023 CELT | 57024 | 57881 | 59118 | 60673 | 62574 | 64438 | 66634 | 69050 | 71881 | 2.9365
Difference | -2702 | -3466 | -4168 | -4968 | -5503 | -6235 | -6820 | -7404 | -7976
NEW HAMPSHIRE
2024 CELT | 11722 | 11753 | 11858 | 11991 | 12233 | 12422 | 12685 | 12974 | 13336 | 1.1627
2023 CELT | 12158 | 12329 | 12556 | 12799 | 13108 | 13374 | 13687 | 14027 | 14438 | 2.1717
Difference | -436 | -576 | -698 | -808 | -875 | -952 | -1002 | -1053 | -1102
RHODE ISLAND
2024 CELT | 7791 | 7793 | 7833 | 7894 | 8057 | 8185 | 8371 | 8578 | 8835 | 1.2566
2023 CELT | 7995 | 8059 | 8162 | 8321 | 8514 | 8698 | 8921 | 9169 | 9468 | 2.1363
Difference | -204 | -266 | -329 | -427 | -457 | -513 | -550 | -591 | -633
VERMONT
2024 CELT | 5261 | 5276 | 5311 | 5359 | 5457 | 5559 | 5693 | 5843 | 6017 | 1.5747
2023 CELT | 5310 | 5352 | 5417 | 5514 | 5641 | 5767 | 5921 | 6094 | 6300 | 2.16
Difference | -49 | -76 | -106 | -155 | -184 | -208 | -228 | -251 | -283
50/50 Summer Peak Net Forecast Comparison (MW)
| 2024 | 2025 | 2026 | 2027 | 2028 | 2029 | 2030 | 2031 | 2032 | CAGR (%)
ISO-NE
2024 CELT | 24553 | 24579 | 24702 | 24845 | 25076 | 25364 | 25706 | 26100 | 26547 | 0.93976
2023 CELT | 24633 | 24708 | 24866 | 25052 | 25307 | 25636 | 26036 | 26505 | 27046 | 1.175
Difference | -80 | -129 | -164 | -207 | -231 | -272 | -330 | -405 | -499
CONNECTICUT
2024 CELT | 6299 | 6268 | 6251 | 6237 | 6251 | 6277 | 6312 | 6359 | 6417 | 0.16089
2023 CELT | 6335 | 6324 | 6317 | 6332 | 6361 | 6405 | 6465 | 6539 | 6628 | 0.56677
Difference | -36 | -56 | -66 | -95 | -110 | -128 | -153 | -180 | -211
MAINE
2024 CELT | 1954 | 1968 | 1995 | 2025 | 2075 | 2130 | 2190 | 2256 | 2326 | 2.0594
2023 CELT | 1976 | 1989 | 2017 | 2058 | 2107 | 2163 | 2227 | 2298 | 2374 | 2.3203
Difference | -22 | -21 | -22 | -33 | -32 | -33 | -37 | -42 | -48
MASSACHUSETTS
2024 CELT | 11385 | 11409 | 11494 | 11584 | 11694 | 11836 | 12007 | 12207 | 12437 | 1.102
2023 CELT | 11393 | 11438 | 11540 | 11626 | 11749 | 11911 | 12112 | 12348 | 12623 | 1.2898
Difference | -8 | -29 | -46 | -42 | -55 | -75 | -105 | -141 | -186
NEW HAMPSHIRE
2024 CELT | 2328 | 2341 | 2359 | 2381 | 2410 | 2443 | 2479 | 2518 | 2560 | 1.0649
2023 CELT | 2352 | 2368 | 2389 | 2410 | 2435 | 2465 | 2499 | 2537 | 2581 | 1.1682
Difference | -24 | -27 | -30 | -29 | -25 | -22 | -20 | -19 | -21
RHODE ISLAND
2024 CELT | 1776 | 1779 | 1786 | 1796 | 1814 | 1835 | 1859 | 1885 | 1915 | 0.94637
2023 CELT | 1776 | 1786 | 1794 | 1809 | 1827 | 1849 | 1875 | 1905 | 1939 | 1.1037
Difference | 0 | -7 | -8 | -13 | -13 | -14 | -16 | -20 | -24
VERMONT
2024 CELT | 811 | 813 | 817 | 822 | 832 | 845 | 859 | 875 | 893 | 1.3683
2023 CELT | 801 | 804 | 809 | 817 | 829 | 843 | 859 | 878 | 900 | 1.4673
Difference | 10 | 9 | 8 | 5 | 3 | 2 | 0 | -3 | -7
50/50 Winter Peak Net Forecast Comparison (MW)
| 2024 | 2025 | 2026 | 2027 | 2028 | 2029 | 2030 | 2031 | 2032 | CAGR (%)
ISO-NE
2024 CELT | 20308 | 20639 | 21075 | 21559 | 22136 | 22825 | 23628 | 24562 | 25608 | 2.775
2023 CELT | 20572 | 20964 | 21442 | 21963 | 22578 | 23301 | 24145 | 25133 | 26267 | 3.1019
Difference | -264 | -325 | -367 | -404 | -442 | -476 | -517 | -571 | -659
CONNECTICUT
2024 CELT | 4974 | 5025 | 5094 | 5166 | 5242 | 5336 | 5452 | 5595 | 5762 | 1.7609
2023 CELT | 5011 | 5079 | 5159 | 5232 | 5320 | 5425 | 5552 | 5708 | 5896 | 2.0538
Difference | -37 | -54 | -65 | -66 | -78 | -89 | -100 | -113 | -134
MAINE
2024 CELT | 1931 | 1989 | 2063 | 2147 | 2257 | 2379 | 2514 | 2665 | 2826 | 4.5079
2023 CELT | 1986 | 2053 | 2131 | 2231 | 2345 | 2472 | 2613 | 2773 | 2950 | 5.0704
Difference | -55 | -64 | -68 | -84 | -88 | -93 | -99 | -108 | -124
MASSACHUSETTS
2024 CELT | 9266 | 9435 | 9657 | 9906 | 10190 | 10531 | 10927 | 11390 | 11907 | 2.9925
2023 CELT | 9405 | 9597 | 9840 | 10095 | 10398 | 10754 | 11173 | 11659 | 12213 | 3.3197
Difference | -139 | -162 | -183 | -189 | -208 | -223 | -246 | -269 | -306
NEW HAMPSHIRE
2024 CELT | 1931 | 1951 | 1980 | 2011 | 2053 | 2103 | 2161 | 2227 | 2298 | 2.1658
2023 CELT | 1936 | 1962 | 1994 | 2028 | 2070 | 2120 | 2178 | 2246 | 2324 | 2.3096
Difference | -5 | -11 | -14 | -17 | -17 | -17 | -17 | -19 | -26
RHODE ISLAND
2024 CELT | 1256 | 1269 | 1286 | 1305 | 1335 | 1370 | 1411 | 1460 | 1515 | 2.2698
2023 CELT | 1266 | 1281 | 1299 | 1324 | 1353 | 1388 | 1428 | 1476 | 1534 | 2.4292
Difference | -10 | -12 | -13 | -19 | -18 | -18 | -17 | -16 | -19
VERMONT
2024 CELT | 950 | 970 | 995 | 1025 | 1060 | 1106 | 1162 | 1226 | 1299 | 3.7583
2023 CELT | 967 | 991 | 1020 | 1052 | 1091 | 1142 | 1201 | 1271 | 1352 | 4.2783
Difference | -17 | -21 | -25 | -27 | -31 | -36 | -39 | -45 | -53
90/10 Summer Peak Net Forecast Comparison (MW)
| 2024 | 2025 | 2026 | 2027 | 2028 | 2029 | 2030 | 2031 | 2032 | CAGR (%)
ISO-NE
2024 CELT | 26383 | 26419 | 26554 | 26710 | 26954 | 27256 | 27613 | 28023 | 28488 | 0.92834
2023 CELT | 26458 | 26544 | 26714 | 26913 | 27181 | 27521 | 27934 | 28418 | 28974 | 1.142
Difference | -75 | -125 | -160 | -203 | -227 | -265 | -321 | -395 | -486
CONNECTICUT
2024 CELT | 6735 | 6705 | 6688 | 6676 | 6691 | 6718 | 6755 | 6803 | 6862 | 0.14485
2023 CELT | 6783 | 6773 | 6767 | 6783 | 6813 | 6859 | 6920 | 6995 | 7086 | 0.54776
Difference | -48 | -68 | -79 | -107 | -122 | -141 | -165 | -192 | -224
MAINE
2024 CELT | 2080 | 2096 | 2126 | 2159 | 2211 | 2271 | 2336 | 2406 | 2479 | 2.0835
2023 CELT | 2102 | 2117 | 2147 | 2193 | 2245 | 2306 | 2374 | 2449 | 2529 | 2.3386
Difference | -22 | -21 | -21 | -34 | -34 | -35 | -38 | -43 | -50
MASSACHUSETTS
2024 CELT | 12302 | 12330 | 12420 | 12517 | 12634 | 12782 | 12959 | 13165 | 13402 | 1.0732
2023 CELT | 12305 | 12353 | 12460 | 12549 | 12676 | 12842 | 13047 | 13289 | 13569 | 1.2298
Difference | -3 | -23 | -40 | -32 | -42 | -60 | -88 | -124 | -167
NEW HAMPSHIRE
2024 CELT | 2464 | 2478 | 2497 | 2519 | 2548 | 2581 | 2619 | 2661 | 2706 | 1.0961
2023 CELT | 2480 | 2497 | 2521 | 2543 | 2571 | 2602 | 2636 | 2677 | 2723 | 1.1753
Difference | -16 | -19 | -24 | -24 | -23 | -21 | -17 | -16 | -17
RHODE ISLAND
2024 CELT | 1952 | 1957 | 1965 | 1976 | 1995 | 2017 | 2043 | 2071 | 2102 | 0.9362
2023 CELT | 1951 | 1962 | 1973 | 1989 | 2009 | 2033 | 2061 | 2093 | 2128 | 1.0914
Difference | 1 | -5 | -8 | -13 | -14 | -16 | -18 | -22 | -26
VERMONT
2024 CELT | 851 | 853 | 858 | 864 | 874 | 887 | 902 | 918 | 937 | 1.4056
2023 CELT | 838 | 841 | 846 | 855 | 866 | 880 | 897 | 916 | 938 | 1.4191
Difference | 13 | 12 | 12 | 9 | 8 | 7 | 5 | 2 | -1
90/10 Winter Peak Net Forecast Comparison (MW)
| 2024 | 2025 | 2026 | 2027 | 2028 | 2029 | 2030 | 2031 | 2032 | CAGR (%)
ISO-NE
2024 CELT | 21089 | 21473 | 21939 | 22491 | 23146 | 23908 | 24791 | 25811 | 26971 | 2.9344
2023 CELT | 21400 | 21851 | 22384 | 23000 | 23729 | 24581 | 25575 | 26736 | 28068 | 3.4486
Difference | -311 | -378 | -445 | -509 | -583 | -673 | -784 | -925 | -1097
CONNECTICUT
2024 CELT | 5161 | 5222 | 5294 | 5380 | 5471 | 5580 | 5710 | 5866 | 6055 | 1.9137
2023 CELT | 5203 | 5277 | 5365 | 5457 | 5566 | 5691 | 5843 | 6033 | 6254 | 2.3265
Difference | -42 | -55 | -71 | -77 | -95 | -111 | -133 | -167 | -199
MAINE
2024 CELT | 1990 | 2061 | 2149 | 2253 | 2384 | 2531 | 2695 | 2881 | 3083 | 5.1947
2023 CELT | 2056 | 2138 | 2231 | 2353 | 2494 | 2656 | 2836 | 3041 | 3268 | 5.9638
Difference | -66 | -77 | -82 | -100 | -110 | -125 | -141 | -160 | -185
MASSACHUSETTS
2024 CELT | 9664 | 9851 | 10078 | 10343 | 10646 | 10998 | 11402 | 11871 | 12401 | 2.9455
2023 CELT | 9831 | 10052 | 10316 | 10602 | 10942 | 11340 | 11802 | 12339 | 12954 | 3.5084
Difference | -167 | -201 | -238 | -259 | -296 | -342 | -400 | -468 | -553
NEW HAMPSHIRE
2024 CELT | 1991 | 2016 | 2046 | 2083 | 2132 | 2189 | 2257 | 2332 | 2415 | 2.3977
2023 CELT | 1998 | 2027 | 2061 | 2103 | 2155 | 2217 | 2290 | 2372 | 2465 | 2.6603
Difference | -7 | -11 | -15 | -20 | -23 | -28 | -33 | -40 | -50
RHODE ISLAND
2024 CELT | 1305 | 1318 | 1335 | 1355 | 1387 | 1423 | 1465 | 1515 | 1574 | 2.2825
2023 CELT | 1314 | 1329 | 1347 | 1376 | 1410 | 1450 | 1497 | 1552 | 1618 | 2.6356
Difference | -9 | -11 | -12 | -21 | -23 | -27 | -32 | -37 | -44
VERMONT
2024 CELT | 979 | 1004 | 1036 | 1076 | 1126 | 1188 | 1261 | 1346 | 1443 | 4.7038
2023 CELT | 999 | 1028 | 1065 | 1108 | 1161 | 1228 | 1307 | 1400 | 1508 | 5.2821
Difference | -20 | -24 | -29 | -32 | -35 | -40 | -46 | -54 | -65

## 11 OP CO
FERC 715 Summer 2024: Proportions of Operating Company (down) in Each RSP Sub-area (across)
% of State Peak | State | Company | BHE | ME | SME | NH | VT | BOSTON | CMA_NEMA | WMA | SEMA | RI | CT | SWCT | NOR
0.0459 | CT | CMEEC | 0 | 0 | 0 | 0 | 0 | 0 | 0 | 0 | 0 | 0 | 0.6274 | 0.2478 | 0.1248
0.7587 | CT | CLP | 0 | 0 | 0 | 0 | 0 | 0 | 0 | 0.0204 | 0 | 0 | 0.5732 | 0.2164 | 0.19
0.1954 | CT | UI | 0 | 0 | 0 | 0 | 0 | 0 | 0 | 0 | 0 | 0 | 0.0388 | 0.8071 | 0.1541
0.1377 | ME | EM | 1 | 0 | 0 | 0 | 0 | 0 | 0 | 0 | 0 | 0 | 0 | 0 | 0
0.8623 | ME | CMP | 0.009 | 0.5247 | 0.443 | 0.0233 | 0 | 0 | 0 | 0 | 0 | 0 | 0 | 0 | 0
0.1166 | MA | COMEL | 0 | 0 | 0 | 0 | 0 | 0.2647 | 0 | 0 | 0.7353 | 0 | 0 | 0 | 0
0.279 | MA | BECO | 0 | 0 | 0 | 0 | 0 | 0.9366 | 0 | 0 | 0.0366 | 0.0268 | 0 | 0 | 0
0.4021 | MA | MA-NGRID | 0 | 0 | 0 | 0 | 0 | 0.2912 | 0.2623 | 0.1379 | 0.1946 | 0.1141 | 0 | 0 | 0
0.0184 | MA | MUNI:SEMA-NGR | 0 | 0 | 0 | 0 | 0 | 0 | 0 | 0 | 1 | 0 | 0 | 0 | 0
0.0218 | MA | MUNI:WMA-NU | 0 | 0 | 0 | 0 | 0 | 0 | 0 | 1 | 0 | 0 | 0 | 0 | 0
0.0093 | MA | MUNI:WMA-NGR | 0 | 0 | 0 | 0 | 0 | 0 | 0.2538 | 0.7462 | 0 | 0 | 0 | 0 | 0
0.0186 | MA | MUNI:CNEMA-NGR | 0 | 0 | 0 | 0 | 0 | 0 | 1 | 0 | 0 | 0 | 0 | 0 | 0
0.0086 | MA | MUNI:RI-NGR | 0 | 0 | 0 | 0 | 0 | 0 | 0 | 0 | 0.1159 | 0.8841 | 0 | 0 | 0
0.06 | MA | WMECO | 0 | 0 | 0 | 0 | 0 | 0 | 0 | 1 | 0 | 0 | 0 | 0 | 0
0.0149 | MA | MUNI:BOST-NST | 0 | 0 | 0 | 0 | 0 | 1 | 0 | 0 | 0 | 0 | 0 | 0 | 0
0.0339 | MA | MUNI:BOST-NGR | 0 | 0 | 0 | 0 | 0 | 0.9348 | 0.0652 | 0 | 0 | 0 | 0 | 0 | 0
0.0167 | MA | MUNI:SEMA-NST | 0 | 0 | 0 | 0 | 0 | 0 | 0 | 0 | 1 | 0 | 0 | 0 | 0
0.7999 | NH | PSNH | 0 | 0 | 0 | 0.8719 | 0.1281 | 0 | 0 | 0 | 0 | 0 | 0 | 0 | 0
0.1171 | NH | UNITIL | 0 | 0 | 0 | 1 | 0 | 0 | 0 | 0 | 0 | 0 | 0 | 0 | 0
0.0831 | NH | GSE | 0 | 0 | 0 | 1 | 0 | 0 | 0 | 0 | 0 | 0 | 0 | 0 | 0
1 | RI | RI-NGRID | 0 | 0 | 0 | 0 | 0 | 0 | 0 | 0 | 0.0864 | 0.9136 | 0 | 0 | 0
1 | VT | VELCO | 0 | 0 | 0 | 0.001 | 0.9806 | 0 | 0 | 0.0184 | 0 | 0 | 0 | 0 | 0
FERC 715 Summer 2033: Proportions of Operating Company (down) in Each RSP Sub-area (across)
% of State Peak | State | Company | BHE | ME | SME | NH | VT | BOSTON | CMA_NEMA | WMA | SEMA | RI | CT | SWCT | NOR
0.0459 | CT | CMEEC | 0 | 0 | 0 | 0 | 0 | 0 | 0 | 0 | 0 | 0 | 0.6274 | 0.2477 | 0.1248
0.7587 | CT | CLP | 0 | 0 | 0 | 0 | 0 | 0 | 0 | 0.0204 | 0 | 0 | 0.5734 | 0.2162 | 0.1899
0.1954 | CT | UI | 0 | 0 | 0 | 0 | 0 | 0 | 0 | 0 | 0 | 0 | 0.0388 | 0.8071 | 0.1541
0.1377 | ME | EM | 1 | 0 | 0 | 0 | 0 | 0 | 0 | 0 | 0 | 0 | 0 | 0 | 0
0.8623 | ME | CMP | 0.0092 | 0.5266 | 0.4429 | 0.0213 | 0 | 0 | 0 | 0 | 0 | 0 | 0 | 0 | 0
0.1166 | MA | COMEL | 0 | 0 | 0 | 0 | 0 | 0.2647 | 0 | 0 | 0.7353 | 0 | 0 | 0 | 0
0.279 | MA | BECO | 0 | 0 | 0 | 0 | 0 | 0.9366 | 0 | 0 | 0.0366 | 0.0268 | 0 | 0 | 0
0.4021 | MA | MA-NGRID | 0 | 0 | 0 | 0 | 0 | 0.2903 | 0.2597 | 0.144 | 0.1912 | 0.1147 | 0 | 0 | 0
0.0184 | MA | MUNI:SEMA-NGR | 0 | 0 | 0 | 0 | 0 | 0 | 0 | 0 | 1 | 0 | 0 | 0 | 0
0.0218 | MA | MUNI:WMA-NU | 0 | 0 | 0 | 0 | 0 | 0 | 0 | 1 | 0 | 0 | 0 | 0 | 0
0.0093 | MA | MUNI:WMA-NGR | 0 | 0 | 0 | 0 | 0 | 0 | 0.2415 | 0.7585 | 0 | 0 | 0 | 0 | 0
0.0186 | MA | MUNI:CNEMA-NGR | 0 | 0 | 0 | 0 | 0 | 0 | 1 | 0 | 0 | 0 | 0 | 0 | 0
0.0086 | MA | MUNI:RI-NGR | 0 | 0 | 0 | 0 | 0 | 0 | 0 | 0 | 0.1103 | 0.8897 | 0 | 0 | 0
0.06 | MA | WMECO | 0 | 0 | 0 | 0 | 0 | 0 | 0 | 1 | 0 | 0 | 0 | 0 | 0
0.0149 | MA | MUNI:BOST-NST | 0 | 0 | 0 | 0 | 0 | 1 | 0 | 0 | 0 | 0 | 0 | 0 | 0
0.0339 | MA | MUNI:BOST-NGR | 0 | 0 | 0 | 0 | 0 | 0.9321 | 0.0679 | 0 | 0 | 0 | 0 | 0 | 0
0.0167 | MA | MUNI:SEMA-NST | 0 | 0 | 0 | 0 | 0 | 0 | 0 | 0 | 1 | 0 | 0 | 0 | 0
0.7993 | NH | PSNH | 0 | 0 | 0 | 0.8719 | 0.1281 | 0 | 0 | 0 | 0 | 0 | 0 | 0 | 0
0.117 | NH | UNITIL | 0 | 0 | 0 | 1 | 0 | 0 | 0 | 0 | 0 | 0 | 0 | 0 | 0
0.0836 | NH | GSE | 0 | 0 | 0 | 1 | 0 | 0 | 0 | 0 | 0 | 0 | 0 | 0 | 0
1 | RI | RI-NGRID | 0 | 0 | 0 | 0 | 0 | 0 | 0 | 0 | 0.0865 | 0.9135 | 0 | 0 | 0
1 | VT | VELCO | 0 | 0 | 0 | 0.001 | 0.9805 | 0 | 0 | 0.0185 | 0 | 0 | 0 | 0 | 0
FERC 715 Summers 2024 and 2033
States are Load Zones except for Massachusetts (which consists of three Load Zones)
2024
LOAD_ZONE | BHE | ME | SME | NH | VT | BOSTON | CMA_NEMA | WMA | SEMA | RI | CT | SWCT | NOR
ME | 0.1455 | 0.4524 | 0.382 | 0.0201 | 0 | 0 | 0 | 0 | 0 | 0 | 0 | 0 | 0
NH | 0 | 0 | 0 | 0.8976 | 0.1024 | 0 | 0 | 0 | 0 | 0 | 0 | 0 | 0
VT | 0 | 0 | 0 | 0.001 | 0.9806 | 0 | 0 | 0.0184 | 0 | 0 | 0 | 0 | 0
CT | 0 | 0 | 0 | 0 | 0 | 0 | 0 | 0.0154 | 0 | 0 | 0.4713 | 0.3333 | 0.18
RI | 0 | 0 | 0 | 0 | 0 | 0 | 0 | 0 | 0.0864 | 0.9136 | 0 | 0 | 0
SEMA | 0 | 0 | 0 | 0 | 0 | 0 | 0.0008 | 0 | 0.7746 | 0.2246 | 0 | 0 | 0
WCMA | 0 | 0 | 0 | 0 | 0 | 0.0301 | 0.4528 | 0.5172 | 0 | 0 | 0 | 0 | 0
NEMA | 0 | 0 | 0 | 0 | 0 | 0.9951 | 0.0049 | 0 | 0 | 0 | 0 | 0 | 0
MA | 0 | 0 | 0 | 0 | 0 | 0.4559 | 0.1287 | 0.1442 | 0.2103 | 0.061 | 0 | 0 | 0
2033
LOAD_ZONE | BHE | ME | SME | NH | VT | BOSTON | CMA_NEMA | WMA | SEMA | RI | CT | SWCT | NOR
ME | 0.1456 | 0.4541 | 0.3819 | 0.0184 | 0 | 0 | 0 | 0 | 0 | 0 | 0 | 0 | 0
NH | 0 | 0 | 0 | 0.8976 | 0.1024 | 0 | 0 | 0 | 0 | 0 | 0 | 0 | 0
VT | 0 | 0 | 0 | 0.001 | 0.9804 | 0 | 0 | 0.0186 | 0 | 0 | 0 | 0 | 0
CT | 0 | 0 | 0 | 0 | 0 | 0 | 0 | 0.0155 | 0 | 0 | 0.4715 | 0.3331 | 0.18
RI | 0 | 0 | 0 | 0 | 0 | 0 | 0 | 0 | 0.0865 | 0.9135 | 0 | 0 | 0
SEMA | 0 | 0 | 0 | 0 | 0 | 0 | 0.0008 | 0 | 0.7726 | 0.2266 | 0 | 0 | 0
WCMA | 0 | 0 | 0 | 0 | 0 | 0.0292 | 0.4466 | 0.5242 | 0 | 0 | 0 | 0 | 0
NEMA | 0 | 0 | 0 | 0 | 0 | 0.9949 | 0.0051 | 0 | 0 | 0 | 0 | 0 | 0
MA | 0 | 0 | 0 | 0 | 0 | 0.4555 | 0.1276 | 0.1468 | 0.2089 | 0.0613 | 0 | 0 | 0

## 12 FC
2024 CELT FORECAST FOR ISO-NE, STATES, SUBAREAS, AND LOAD ZONES
|  | 2024 | 2025 | 2026 | 2027 | 2028 | 2029 | 2030 | 2031 | 2032 | 2033 | CAGR
GROSS NEL
State | ISONE | 135240 | 136450 | 138363 | 140591 | 143544 | 146045 | 149252 | 152820 | 157179 | 161186 | 1.9692
State | CT | 32144 | 32295 | 32565 | 32879 | 33315 | 33649 | 34116 | 34652 | 35346 | 35988 | 1.263
State | ME | 12722 | 12921 | 13189 | 13500 | 13890 | 14272 | 14729 | 15235 | 15817 | 16379 | 2.8472
State | MA | 62308 | 62912 | 63900 | 65062 | 66608 | 67912 | 69585 | 71442 | 73708 | 75768 | 2.197
State | NH | 12735 | 12838 | 13013 | 13215 | 13491 | 13707 | 13988 | 14294 | 14673 | 15002 | 1.837
State | RI | 8862 | 8934 | 9046 | 9171 | 9338 | 9469 | 9638 | 9826 | 10061 | 10272 | 1.6541
State | VT | 6469 | 6549 | 6650 | 6764 | 6902 | 7037 | 7195 | 7370 | 7573 | 7777 | 2.0672
RSP Subarea | BHE | 1844 | 1874 | 1913 | 1958 | 2015 | 2071 | 2138 | 2211 | 2296 | 2378 | 2.8661
RSP Subarea | ME | 6037 | 6140 | 6275 | 6431 | 6624 | 6813 | 7039 | 7288 | 7573 | 7849 | 2.9594
RSP Subarea | SME | 4583 | 4653 | 4747 | 4857 | 4994 | 5130 | 5291 | 5470 | 5676 | 5875 | 2.7979
RSP Subarea | NH | 11772 | 11862 | 12021 | 12204 | 12456 | 12653 | 12912 | 13193 | 13543 | 13846 | 1.8194
RSP Subarea | VT | 7513 | 7600 | 7714 | 7843 | 8002 | 8152 | 8332 | 8530 | 8762 | 8991 | 2.0155
RSP Subarea | Boston | 28287 | 28549 | 28985 | 29500 | 30189 | 30769 | 31515 | 32345 | 33360 | 34281 | 2.1584
RSP Subarea | CMA/NEMA | 8001 | 8054 | 8156 | 8281 | 8456 | 8600 | 8790 | 9004 | 9269 | 9508 | 1.9359
RSP Subarea | WMA | 9932 | 10066 | 10260 | 10481 | 10763 | 11005 | 11307 | 11638 | 12037 | 12402 | 2.4984
RSP Subarea | SEMA | 13913 | 14041 | 14252 | 14501 | 14835 | 15115 | 15476 | 15877 | 16368 | 16813 | 2.1259
RSP Subarea | RI | 11628 | 11733 | 11895 | 12080 | 12324 | 12522 | 12776 | 13057 | 13404 | 13718 | 1.8536
RSP Subarea | CT | 15252 | 15325 | 15455 | 15606 | 15815 | 15976 | 16199 | 16456 | 16788 | 17094 | 1.2749
RSP Subarea | SWCT | 10871 | 10920 | 11011 | 11116 | 11262 | 11375 | 11532 | 11712 | 11947 | 12163 | 1.2556
RSP Subarea | NOR | 5607 | 5633 | 5679 | 5733 | 5807 | 5865 | 5945 | 6037 | 6157 | 6267 | 1.2441
Load Zone | SEMA | 16693 | 16853 | 17116 | 17424 | 17835 | 18182 | 18627 | 19122 | 19724 | 20273 | 2.1824
Load Zone | WCMA | 17656 | 17839 | 18130 | 18471 | 18922 | 19304 | 19790 | 20330 | 20986 | 21583 | 2.2565
Load Zone | NEMA | 27959 | 28220 | 28654 | 29166 | 29850 | 30427 | 31167 | 31991 | 32998 | 33912 | 2.1679
GROSS 50/50 SUMMER PEAK
State | ISONE | 27424 | 27593 | 27835 | 28088 | 28376 | 28700 | 29058 | 29453 | 29886 | 30359 | 1.1361
State | CT | 6964 | 6983 | 7016 | 7048 | 7085 | 7129 | 7179 | 7235 | 7299 | 7371 | 0.6331
State | ME | 2136 | 2162 | 2197 | 2234 | 2277 | 2325 | 2378 | 2436 | 2496 | 2559 | 2.0279
State | MA | 12816 | 12899 | 13022 | 13150 | 13296 | 13462 | 13645 | 13847 | 14069 | 14313 | 1.2351
State | NH | 2508 | 2530 | 2556 | 2586 | 2618 | 2653 | 2690 | 2731 | 2774 | 2820 | 1.3113
State | RI | 1961 | 1974 | 1990 | 2007 | 2026 | 2046 | 2068 | 2091 | 2117 | 2144 | 0.99625
State | VT | 1039 | 1045 | 1054 | 1063 | 1073 | 1085 | 1099 | 1114 | 1131 | 1151 | 1.144
RSP Subarea | BHE | 311 | 315 | 320 | 325 | 331 | 338 | 346 | 355 | 363 | 373 | 2.0404
RSP Subarea | ME | 966 | 978 | 995 | 1012 | 1032 | 1054 | 1079 | 1105 | 1133 | 1162 | 2.0738
RSP Subarea | SME | 816 | 826 | 839 | 853 | 870 | 888 | 908 | 930 | 953 | 977 | 2.021
RSP Subarea | NH | 2295 | 2315 | 2339 | 2365 | 2395 | 2427 | 2461 | 2498 | 2537 | 2580 | 1.3091
RSP Subarea | VT | 1276 | 1284 | 1295 | 1307 | 1321 | 1336 | 1353 | 1372 | 1393 | 1417 | 1.1714
RSP Subarea | Boston | 5843 | 5880 | 5935 | 5993 | 6059 | 6134 | 6216 | 6308 | 6408 | 6519 | 1.2238
RSP Subarea | CMA/NEMA | 1649 | 1658 | 1672 | 1687 | 1704 | 1724 | 1745 | 1770 | 1796 | 1826 | 1.1393
RSP Subarea | WMA | 1975 | 1991 | 2014 | 2037 | 2063 | 2092 | 2123 | 2158 | 2195 | 2236 | 1.3887
RSP Subarea | SEMA | 2865 | 2881 | 2906 | 2932 | 2963 | 2997 | 3035 | 3077 | 3124 | 3176 | 1.1516
RSP Subarea | RI | 2573 | 2590 | 2613 | 2637 | 2663 | 2692 | 2724 | 2758 | 2795 | 2836 | 1.0872
RSP Subarea | CT | 3282 | 3291 | 3307 | 3322 | 3340 | 3360 | 3384 | 3411 | 3441 | 3475 | 0.63693
RSP Subarea | SWCT | 2321 | 2327 | 2338 | 2349 | 2361 | 2375 | 2392 | 2410 | 2432 | 2456 | 0.63015
RSP Subarea | NOR | 1254 | 1257 | 1263 | 1269 | 1275 | 1283 | 1292 | 1302 | 1313 | 1327 | 0.63067
Load Zone | SEMA | 3479 | 3500 | 3532 | 3565 | 3603 | 3646 | 3694 | 3747 | 3806 | 3870 | 1.1905
Load Zone | WCMA | 3573 | 3598 | 3634 | 3672 | 3715 | 3763 | 3816 | 3874 | 3938 | 4008 | 1.2847
Load Zone | NEMA | 5764 | 5801 | 5856 | 5913 | 5979 | 6053 | 6135 | 6226 | 6325 | 6435 | 1.2311
GROSS 50/50 WINTER PEAK
State | ISONE | 21984 | 22407 | 22937 | 23514 | 24166 | 24916 | 25768 | 26736 | 27803 | 28970 | 3.1136
State | CT | 5384 | 5457 | 5549 | 5644 | 5749 | 5870 | 6011 | 6175 | 6361 | 6576 | 2.247
State | ME | 2031 | 2095 | 2174 | 2264 | 2367 | 2482 | 2610 | 2753 | 2906 | 3069 | 4.6938
State | MA | 10088 | 10303 | 10571 | 10865 | 11195 | 11575 | 12001 | 12484 | 13015 | 13583 | 3.3605
State | NH | 2045 | 2072 | 2107 | 2144 | 2188 | 2240 | 2300 | 2365 | 2437 | 2516 | 2.3298
State | RI | 1396 | 1416 | 1441 | 1467 | 1497 | 1531 | 1570 | 1616 | 1667 | 1725 | 2.3792
State | VT | 1040 | 1065 | 1095 | 1130 | 1169 | 1219 | 1276 | 1343 | 1417 | 1500 | 4.1533
RSP Subarea | BHE | 294 | 303 | 315 | 328 | 343 | 360 | 378 | 399 | 421 | 445 | 4.7132
RSP Subarea | ME | 996 | 1029 | 1069 | 1114 | 1166 | 1223 | 1287 | 1359 | 1435 | 1516 | 4.7782
RSP Subarea | SME | 702 | 724 | 751 | 782 | 817 | 857 | 901 | 950 | 1003 | 1059 | 4.6743
RSP Subarea | NH | 1897 | 1922 | 1954 | 1989 | 2030 | 2078 | 2134 | 2195 | 2262 | 2337 | 2.3448
RSP Subarea | VT | 1193 | 1219 | 1251 | 1288 | 1329 | 1382 | 1443 | 1512 | 1591 | 1678 | 3.8631
RSP Subarea | Boston | 4562 | 4656 | 4775 | 4905 | 5051 | 5220 | 5409 | 5625 | 5862 | 6118 | 3.3146
RSP Subarea | CMA/NEMA | 1288 | 1309 | 1338 | 1370 | 1406 | 1449 | 1497 | 1553 | 1615 | 1685 | 3.0303
RSP Subarea | WMA | 1658 | 1701 | 1753 | 1809 | 1870 | 1940 | 2018 | 2106 | 2202 | 2298 | 3.6935
RSP Subarea | SEMA | 2254 | 2301 | 2359 | 2422 | 2494 | 2577 | 2669 | 2775 | 2890 | 3015 | 3.285
RSP Subarea | RI | 1815 | 1847 | 1886 | 1927 | 1973 | 2025 | 2085 | 2155 | 2232 | 2316 | 2.7454
RSP Subarea | CT | 2568 | 2604 | 2648 | 2693 | 2744 | 2803 | 2870 | 2949 | 3038 | 3141 | 2.2632
RSP Subarea | SWCT | 1841 | 1865 | 1896 | 1929 | 1964 | 2005 | 2053 | 2109 | 2172 | 2246 | 2.2339
RSP Subarea | NOR | 916 | 928 | 944 | 960 | 978 | 998 | 1022 | 1050 | 1081 | 1118 | 2.2389
Load Zone | SEMA | 2676 | 2734 | 2805 | 2884 | 2972 | 3073 | 3187 | 3316 | 3457 | 3608 | 3.3761
Load Zone | WCMA | 2895 | 2959 | 3038 | 3124 | 3221 | 3331 | 3456 | 3596 | 3751 | 3915 | 3.4105
Load Zone | NEMA | 4517 | 4610 | 4728 | 4857 | 5003 | 5170 | 5358 | 5572 | 5807 | 6061 | 3.3209
GROSS 90/10 SUMMER PEAK
State | ISONE | 29254 | 29434 | 29688 | 29953 | 30254 | 30592 | 30966 | 31377 | 31826 | 32313 | 1.1112
State | CT | 7400 | 7420 | 7453 | 7487 | 7526 | 7570 | 7621 | 7678 | 7743 | 7817 | 0.61098
State | ME | 2261 | 2290 | 2327 | 2367 | 2414 | 2466 | 2523 | 2585 | 2650 | 2717 | 2.0623
State | MA | 13733 | 13820 | 13949 | 14083 | 14237 | 14408 | 14597 | 14805 | 15034 | 15284 | 1.196
State | NH | 2644 | 2667 | 2694 | 2724 | 2756 | 2792 | 2831 | 2874 | 2919 | 2967 | 1.2889
State | RI | 2136 | 2151 | 2169 | 2187 | 2207 | 2229 | 2252 | 2277 | 2304 | 2333 | 0.98504
State | VT | 1080 | 1086 | 1095 | 1104 | 1115 | 1128 | 1142 | 1157 | 1175 | 1195 | 1.1306
RSP Subarea | BHE | 329 | 333 | 339 | 345 | 351 | 359 | 367 | 376 | 386 | 396 | 2.0809
RSP Subarea | ME | 1023 | 1037 | 1054 | 1073 | 1094 | 1118 | 1145 | 1173 | 1203 | 1234 | 2.1054
RSP Subarea | SME | 864 | 875 | 889 | 904 | 922 | 942 | 964 | 987 | 1012 | 1038 | 2.0596
RSP Subarea | NH | 2420 | 2440 | 2465 | 2492 | 2521 | 2554 | 2590 | 2629 | 2670 | 2715 | 1.2863
RSP Subarea | VT | 1329 | 1338 | 1350 | 1362 | 1376 | 1392 | 1409 | 1429 | 1451 | 1475 | 1.1649
RSP Subarea | Boston | 6261 | 6300 | 6358 | 6418 | 6487 | 6565 | 6650 | 6744 | 6848 | 6961 | 1.1846
RSP Subarea | CMA/NEMA | 1767 | 1776 | 1791 | 1807 | 1824 | 1845 | 1867 | 1892 | 1920 | 1950 | 1.101
RSP Subarea | WMA | 2114 | 2132 | 2155 | 2180 | 2207 | 2237 | 2270 | 2305 | 2344 | 2386 | 1.3539
RSP Subarea | SEMA | 3073 | 3090 | 3116 | 3144 | 3175 | 3211 | 3250 | 3294 | 3342 | 3395 | 1.1134
RSP Subarea | RI | 2789 | 2808 | 2833 | 2858 | 2886 | 2917 | 2950 | 2986 | 3025 | 3068 | 1.065
RSP Subarea | CT | 3488 | 3497 | 3513 | 3529 | 3547 | 3568 | 3592 | 3620 | 3650 | 3685 | 0.61233
RSP Subarea | SWCT | 2466 | 2473 | 2484 | 2495 | 2508 | 2522 | 2539 | 2558 | 2580 | 2604 | 0.60685
RSP Subarea | NOR | 1332 | 1336 | 1342 | 1348 | 1354 | 1362 | 1372 | 1382 | 1394 | 1407 | 0.6105
Load Zone | SEMA | 3728 | 3750 | 3783 | 3818 | 3858 | 3902 | 3952 | 4007 | 4067 | 4133 | 1.1525
Load Zone | WCMA | 3829 | 3855 | 3893 | 3933 | 3977 | 4027 | 4082 | 4142 | 4208 | 4280 | 1.2449
Load Zone | NEMA | 6176 | 6215 | 6273 | 6333 | 6402 | 6478 | 6563 | 6657 | 6759 | 6871 | 1.1919
GROSS 90/10 WINTER PEAK
State | ISONE | 22765 | 23242 | 23800 | 24446 | 25176 | 26000 | 26931 | 27985 | 29165 | 30472 | 3.2929
State | CT | 5571 | 5654 | 5749 | 5858 | 5979 | 6114 | 6269 | 6446 | 6653 | 6890 | 2.3892
State | ME | 2090 | 2167 | 2261 | 2370 | 2494 | 2634 | 2791 | 2969 | 3163 | 3370 | 5.4517
State | MA | 10486 | 10719 | 10991 | 11302 | 11651 | 12041 | 12475 | 12966 | 13509 | 14105 | 3.3492
State | NH | 2105 | 2136 | 2173 | 2216 | 2267 | 2326 | 2395 | 2471 | 2553 | 2646 | 2.5741
State | RI | 1444 | 1465 | 1490 | 1518 | 1549 | 1584 | 1624 | 1671 | 1726 | 1790 | 2.4154
State | VT | 1069 | 1100 | 1137 | 1181 | 1235 | 1300 | 1376 | 1463 | 1561 | 1671 | 5.0886
RSP Subarea | BHE | 302 | 314 | 327 | 343 | 361 | 382 | 404 | 430 | 458 | 488 | 5.4768
RSP Subarea | ME | 1025 | 1064 | 1111 | 1166 | 1228 | 1298 | 1377 | 1465 | 1562 | 1664 | 5.5312
RSP Subarea | SME | 722 | 749 | 781 | 818 | 861 | 909 | 964 | 1025 | 1092 | 1163 | 5.4398
RSP Subarea | NH | 1953 | 1982 | 2016 | 2056 | 2104 | 2159 | 2224 | 2295 | 2373 | 2461 | 2.6022
RSP Subarea | VT | 1226 | 1258 | 1297 | 1344 | 1400 | 1468 | 1547 | 1637 | 1739 | 1853 | 4.6964
RSP Subarea | Boston | 4742 | 4844 | 4965 | 5102 | 5257 | 5430 | 5623 | 5842 | 6084 | 6353 | 3.303
RSP Subarea | CMA/NEMA | 1338 | 1362 | 1391 | 1425 | 1464 | 1507 | 1557 | 1613 | 1676 | 1750 | 3.0276
RSP Subarea | WMA | 1723 | 1769 | 1822 | 1881 | 1947 | 2020 | 2100 | 2190 | 2289 | 2391 | 3.7076
RSP Subarea | SEMA | 2342 | 2393 | 2452 | 2519 | 2595 | 2680 | 2774 | 2881 | 3000 | 3131 | 3.2787
RSP Subarea | RI | 1881 | 1914 | 1953 | 1996 | 2045 | 2099 | 2161 | 2231 | 2312 | 2404 | 2.7634
RSP Subarea | CT | 2657 | 2698 | 2743 | 2796 | 2854 | 2919 | 2993 | 3078 | 3177 | 3291 | 2.4062
RSP Subarea | SWCT | 1905 | 1933 | 1965 | 2002 | 2043 | 2089 | 2141 | 2201 | 2272 | 2353 | 2.3745
RSP Subarea | NOR | 948 | 962 | 978 | 996 | 1017 | 1040 | 1066 | 1096 | 1131 | 1171 | 2.3751
Load Zone | SEMA | 2782 | 2844 | 2917 | 3000 | 3093 | 3197 | 3313 | 3444 | 3588 | 3746 | 3.361
Load Zone | WCMA | 3010 | 3078 | 3158 | 3250 | 3352 | 3466 | 3592 | 3735 | 3893 | 4065 | 3.395
Load Zone | NEMA | 4695 | 4796 | 4916 | 5052 | 5206 | 5378 | 5570 | 5787 | 6028 | 6293 | 3.3084
PV ON ENERGY
State | ISONE | 5444 | 5943 | 6431 | 6863 | 7361 | 7867 | 8379 | 8899 | 9452 | 9975 | 6.9601
State | CT | 1144 | 1288 | 1497 | 1704 | 1911 | 2110 | 2313 | 2522 | 2743 | 2954 | 11.1159
State | ME | 405 | 464 | 503 | 541 | 580 | 614 | 649 | 683 | 718 | 750 | 7.0863
State | MA | 2732 | 2945 | 3098 | 3206 | 3380 | 3577 | 3771 | 3962 | 4163 | 4350 | 5.3041
State | NH | 316 | 348 | 378 | 408 | 436 | 461 | 487 | 514 | 543 | 572 | 6.8155
State | RI | 200 | 220 | 242 | 257 | 275 | 297 | 319 | 342 | 367 | 390 | 7.7026
State | VT | 646 | 679 | 713 | 747 | 780 | 808 | 840 | 876 | 918 | 960 | 4.4998
RSP Subarea | BHE | 56 | 63 | 67 | 72 | 76 | 81 | 85 | 89 | 93 | 97 | 6.2941
RSP Subarea | ME | 244 | 280 | 305 | 328 | 352 | 374 | 395 | 416 | 438 | 457 | 7.2212
RSP Subarea | SME | 80 | 91 | 99 | 106 | 114 | 121 | 127 | 134 | 141 | 147 | 6.9938
RSP Subarea | NH | 302 | 335 | 365 | 393 | 421 | 446 | 471 | 497 | 526 | 553 | 6.9525
RSP Subarea | VT | 650 | 685 | 721 | 757 | 792 | 822 | 856 | 893 | 937 | 980 | 4.6677
RSP Subarea | Boston | 705 | 759 | 800 | 840 | 894 | 946 | 997 | 1047 | 1100 | 1149 | 5.5772
RSP Subarea | CMA/NEMA | 402 | 434 | 459 | 478 | 504 | 532 | 560 | 588 | 617 | 643 | 5.3574
RSP Subarea | WMA | 689 | 742 | 777 | 796 | 835 | 884 | 932 | 979 | 1028 | 1075 | 5.0668
RSP Subarea | SEMA | 791 | 852 | 899 | 927 | 975 | 1033 | 1090 | 1146 | 1206 | 1261 | 5.3184
RSP Subarea | RI | 398 | 433 | 465 | 485 | 514 | 551 | 587 | 624 | 664 | 701 | 6.4915
RSP Subarea | CT | 651 | 732 | 851 | 968 | 1085 | 1197 | 1312 | 1430 | 1555 | 1674 | 11.0644
RSP Subarea | SWCT | 396 | 445 | 519 | 591 | 664 | 733 | 805 | 878 | 955 | 1029 | 11.1937
RSP Subarea | NOR | 81 | 91 | 106 | 120 | 135 | 149 | 163 | 178 | 194 | 208 | 11.0475
Load Zone | SEMA | 1009 | 1086 | 1145 | 1179 | 1239 | 1312 | 1384 | 1455 | 1530 | 1599 | 5.2489
Load Zone | WCMA | 1121 | 1209 | 1271 | 1310 | 1377 | 1456 | 1534 | 1610 | 1691 | 1766 | 5.1796
Load Zone | NEMA | 603 | 649 | 683 | 717 | 764 | 809 | 853 | 896 | 942 | 984 | 5.592
PV ON SUMMER PEAK
State | ISONE | 1097 | 1141 | 1161 | 1173 | 1199 | 1218 | 1236 | 1253 | 1269 | 1284 | 1.7643
State | CT | 217 | 243 | 268 | 288 | 307 | 322 | 337 | 350 | 364 | 375 | 6.2666
State | ME | 81 | 87 | 90 | 92 | 93 | 93 | 94 | 94 | 95 | 95 | 1.7872
State | MA | 554 | 564 | 554 | 543 | 549 | 553 | 555 | 557 | 558 | 559 | 0.099881
State | NH | 66 | 68 | 70 | 72 | 73 | 73 | 74 | 74 | 75 | 75 | 1.4305
State | RI | 39 | 41 | 43 | 42 | 43 | 45 | 46 | 47 | 48 | 49 | 2.5686
State | VT | 139 | 138 | 137 | 136 | 134 | 132 | 131 | 130 | 130 | 130 | -0.74101
RSP Subarea | BHE | 11 | 12 | 12 | 12 | 12 | 12 | 12 | 12 | 12 | 12 | 0.97148
RSP Subarea | ME | 49 | 53 | 55 | 56 | 56 | 57 | 57 | 58 | 58 | 58 | 1.8912
RSP Subarea | SME | 16 | 17 | 18 | 18 | 18 | 18 | 18 | 19 | 19 | 19 | 1.9278
RSP Subarea | NH | 63 | 66 | 68 | 69 | 70 | 71 | 71 | 72 | 72 | 73 | 1.6504
RSP Subarea | VT | 139 | 138 | 138 | 137 | 136 | 134 | 133 | 132 | 132 | 133 | -0.48908
RSP Subarea | Boston | 143 | 146 | 144 | 144 | 146 | 147 | 147 | 148 | 148 | 148 | 0.38259
RSP Subarea | CMA/NEMA | 83 | 84 | 83 | 82 | 83 | 83 | 83 | 83 | 83 | 83 | 0
RSP Subarea | WMA | 141 | 143 | 139 | 135 | 136 | 137 | 138 | 138 | 139 | 139 | -0.15861
RSP Subarea | SEMA | 159 | 162 | 160 | 156 | 157 | 159 | 159 | 160 | 161 | 161 | 0.13899
RSP Subarea | RI | 78 | 81 | 81 | 79 | 81 | 83 | 84 | 85 | 87 | 88 | 1.3493
RSP Subarea | CT | 124 | 138 | 152 | 164 | 174 | 183 | 191 | 199 | 206 | 213 | 6.1956
RSP Subarea | SWCT | 75 | 84 | 93 | 100 | 107 | 112 | 117 | 122 | 127 | 131 | 6.3928
RSP Subarea | NOR | 15 | 17 | 19 | 20 | 22 | 23 | 24 | 25 | 26 | 27 | 6.7489
Load Zone | SEMA | 204 | 208 | 205 | 199 | 201 | 203 | 204 | 205 | 205 | 206 | 0.10846
Load Zone | WCMA | 228 | 232 | 227 | 221 | 224 | 225 | 226 | 226 | 227 | 227 | -0.048828
Load Zone | NEMA | 122 | 124 | 122 | 123 | 124 | 125 | 126 | 126 | 126 | 127 | 0.44729
GROSS NET PV ENERGY
State | ISONE | 129796 | 130507 | 131932 | 133728 | 136183 | 138178 | 140873 | 143921 | 147727 | 151211 | 1.7113
State | CT | 31000 | 31007 | 31068 | 31175 | 31404 | 31539 | 31803 | 32130 | 32603 | 33034 | 0.70861
State | ME | 12317 | 12457 | 12686 | 12959 | 13310 | 13658 | 14080 | 14552 | 15099 | 15629 | 2.6814
State | MA | 59576 | 59967 | 60802 | 61856 | 63228 | 64335 | 65814 | 67480 | 69545 | 71418 | 2.0348
State | NH | 12419 | 12490 | 12635 | 12807 | 13055 | 13246 | 13501 | 13780 | 14130 | 14430 | 1.6816
State | RI | 8662 | 8714 | 8804 | 8914 | 9063 | 9172 | 9319 | 9484 | 9694 | 9882 | 1.4749
State | VT | 5823 | 5870 | 5937 | 6017 | 6122 | 6229 | 6355 | 6494 | 6655 | 6817 | 1.7666
RSP Subarea | BHE | 1788 | 1811 | 1846 | 1886 | 1939 | 1990 | 2053 | 2122 | 2203 | 2281 | 2.7427
RSP Subarea | ME | 5793 | 5860 | 5970 | 6103 | 6272 | 6439 | 6644 | 6872 | 7135 | 7392 | 2.7453
RSP Subarea | SME | 4503 | 4562 | 4648 | 4751 | 4880 | 5009 | 5164 | 5336 | 5535 | 5728 | 2.7096
RSP Subarea | NH | 11470 | 11527 | 11656 | 11811 | 12035 | 12207 | 12441 | 12696 | 13017 | 13293 | 1.6524
RSP Subarea | VT | 6863 | 6915 | 6993 | 7086 | 7210 | 7330 | 7476 | 7637 | 7825 | 8011 | 1.7334
RSP Subarea | Boston | 27582 | 27790 | 28185 | 28660 | 29295 | 29823 | 30518 | 31298 | 32260 | 33132 | 2.058
RSP Subarea | CMA/NEMA | 7599 | 7620 | 7697 | 7803 | 7952 | 8068 | 8230 | 8416 | 8652 | 8865 | 1.7269
RSP Subarea | WMA | 9243 | 9324 | 9483 | 9685 | 9928 | 10121 | 10375 | 10659 | 11009 | 11327 | 2.2849
RSP Subarea | SEMA | 13122 | 13189 | 13353 | 13574 | 13860 | 14082 | 14386 | 14731 | 15162 | 15552 | 1.9057
RSP Subarea | RI | 11230 | 11300 | 11430 | 11595 | 11810 | 11971 | 12189 | 12433 | 12740 | 13017 | 1.6543
RSP Subarea | CT | 14601 | 14593 | 14604 | 14638 | 14730 | 14779 | 14887 | 15026 | 15233 | 15420 | 0.60824
RSP Subarea | SWCT | 10475 | 10475 | 10492 | 10525 | 10598 | 10642 | 10727 | 10834 | 10992 | 11134 | 0.68021
RSP Subarea | NOR | 5526 | 5542 | 5573 | 5613 | 5672 | 5716 | 5782 | 5859 | 5963 | 6059 | 1.0284
Load Zone | SEMA | 15684 | 15767 | 15971 | 16245 | 16596 | 16870 | 17243 | 17667 | 18194 | 18674 | 1.9577
Load Zone | WCMA | 16535 | 16630 | 16859 | 17161 | 17545 | 17848 | 18256 | 18720 | 19295 | 19817 | 2.0322
Load Zone | NEMA | 27356 | 27571 | 27971 | 28449 | 29086 | 29618 | 30314 | 31095 | 32056 | 32928 | 2.0812
GROSS NET PV 50/50 SUMMER PEAK
State | ISONE | 26327 | 26452 | 26674 | 26915 | 27177 | 27482 | 27822 | 28200 | 28617 | 29075 | 1.1093
State | CT | 6747 | 6740 | 6748 | 6760 | 6778 | 6807 | 6842 | 6885 | 6935 | 6996 | 0.40349
State | ME | 2055 | 2075 | 2107 | 2142 | 2184 | 2232 | 2284 | 2342 | 2401 | 2464 | 2.0373
State | MA | 12262 | 12335 | 12468 | 12607 | 12747 | 12909 | 13090 | 13290 | 13511 | 13754 | 1.284
State | NH | 2442 | 2462 | 2486 | 2514 | 2545 | 2580 | 2616 | 2657 | 2699 | 2745 | 1.3081
State | RI | 1922 | 1933 | 1947 | 1965 | 1983 | 2001 | 2022 | 2044 | 2069 | 2095 | 0.96224
State | VT | 900 | 907 | 917 | 927 | 939 | 953 | 968 | 984 | 1001 | 1021 | 1.4115
RSP Subarea | BHE | 300 | 303 | 308 | 313 | 319 | 326 | 334 | 343 | 351 | 361 | 2.0779
RSP Subarea | ME | 917 | 925 | 940 | 956 | 976 | 997 | 1022 | 1047 | 1075 | 1104 | 2.0835
RSP Subarea | SME | 800 | 809 | 821 | 835 | 852 | 870 | 890 | 911 | 934 | 958 | 2.0228
RSP Subarea | NH | 2232 | 2249 | 2271 | 2296 | 2325 | 2356 | 2390 | 2426 | 2465 | 2507 | 1.2994
RSP Subarea | VT | 1137 | 1146 | 1157 | 1170 | 1185 | 1202 | 1220 | 1240 | 1261 | 1284 | 1.3601
RSP Subarea | Boston | 5700 | 5734 | 5791 | 5849 | 5913 | 5987 | 6069 | 6160 | 6260 | 6371 | 1.2442
RSP Subarea | CMA/NEMA | 1566 | 1574 | 1589 | 1605 | 1621 | 1641 | 1662 | 1687 | 1713 | 1743 | 1.1969
RSP Subarea | WMA | 1834 | 1848 | 1875 | 1902 | 1927 | 1955 | 1985 | 2020 | 2056 | 2097 | 1.5001
RSP Subarea | SEMA | 2706 | 2719 | 2746 | 2776 | 2806 | 2838 | 2876 | 2917 | 2963 | 3015 | 1.2087
RSP Subarea | RI | 2495 | 2509 | 2532 | 2558 | 2582 | 2609 | 2640 | 2673 | 2708 | 2748 | 1.0789
RSP Subarea | CT | 3158 | 3153 | 3155 | 3158 | 3166 | 3177 | 3193 | 3212 | 3235 | 3262 | 0.36067
RSP Subarea | SWCT | 2246 | 2243 | 2245 | 2249 | 2254 | 2263 | 2275 | 2288 | 2305 | 2325 | 0.38484
RSP Subarea | NOR | 1239 | 1240 | 1244 | 1249 | 1253 | 1260 | 1268 | 1277 | 1287 | 1300 | 0.53542
Load Zone | SEMA | 3275 | 3292 | 3327 | 3366 | 3402 | 3443 | 3490 | 3542 | 3601 | 3664 | 1.2549
Load Zone | WCMA | 3345 | 3366 | 3407 | 3451 | 3491 | 3538 | 3590 | 3648 | 3711 | 3781 | 1.3707
Load Zone | NEMA | 5642 | 5677 | 5734 | 5790 | 5855 | 5928 | 6009 | 6100 | 6199 | 6308 | 1.2475
GROSS NET PV 50/50 WINTER PEAK
State | ISONE | 21984 | 22407 | 22937 | 23514 | 24166 | 24916 | 25768 | 26736 | 27803 | 28970 | 3.1136
State | CT | 5384 | 5457 | 5549 | 5644 | 5749 | 5870 | 6011 | 6175 | 6361 | 6576 | 2.247
State | ME | 2031 | 2095 | 2174 | 2264 | 2367 | 2482 | 2610 | 2753 | 2906 | 3069 | 4.6938
State | MA | 10088 | 10303 | 10571 | 10865 | 11195 | 11575 | 12001 | 12484 | 13015 | 13583 | 3.3605
State | NH | 2045 | 2072 | 2107 | 2144 | 2188 | 2240 | 2300 | 2365 | 2437 | 2516 | 2.3298
State | RI | 1396 | 1416 | 1441 | 1467 | 1497 | 1531 | 1570 | 1616 | 1667 | 1725 | 2.3792
State | VT | 1040 | 1065 | 1095 | 1130 | 1169 | 1219 | 1276 | 1343 | 1417 | 1500 | 4.1533
RSP Subarea | BHE | 294 | 303 | 315 | 328 | 343 | 360 | 378 | 399 | 421 | 445 | 4.7132
RSP Subarea | ME | 996 | 1029 | 1069 | 1114 | 1166 | 1223 | 1287 | 1359 | 1435 | 1516 | 4.7782
RSP Subarea | SME | 702 | 724 | 751 | 782 | 817 | 857 | 901 | 950 | 1003 | 1059 | 4.6743
RSP Subarea | NH | 1897 | 1922 | 1954 | 1989 | 2030 | 2078 | 2134 | 2195 | 2262 | 2337 | 2.3448
RSP Subarea | VT | 1193 | 1219 | 1251 | 1288 | 1329 | 1382 | 1443 | 1512 | 1591 | 1678 | 3.8631
RSP Subarea | Boston | 4562 | 4656 | 4775 | 4905 | 5051 | 5220 | 5409 | 5625 | 5862 | 6118 | 3.3146
RSP Subarea | CMA/NEMA | 1288 | 1309 | 1338 | 1370 | 1406 | 1449 | 1497 | 1553 | 1615 | 1685 | 3.0303
RSP Subarea | WMA | 1658 | 1701 | 1753 | 1809 | 1870 | 1940 | 2018 | 2106 | 2202 | 2298 | 3.6935
RSP Subarea | SEMA | 2254 | 2301 | 2359 | 2422 | 2494 | 2577 | 2669 | 2775 | 2890 | 3015 | 3.285
RSP Subarea | RI | 1815 | 1847 | 1886 | 1927 | 1973 | 2025 | 2085 | 2155 | 2232 | 2316 | 2.7454
RSP Subarea | CT | 2568 | 2604 | 2648 | 2693 | 2744 | 2803 | 2870 | 2949 | 3038 | 3141 | 2.2632
RSP Subarea | SWCT | 1841 | 1865 | 1896 | 1929 | 1964 | 2005 | 2053 | 2109 | 2172 | 2246 | 2.2339
RSP Subarea | NOR | 916 | 928 | 944 | 960 | 978 | 998 | 1022 | 1050 | 1081 | 1118 | 2.2389
Load Zone | SEMA | 2676 | 2734 | 2805 | 2884 | 2972 | 3073 | 3187 | 3316 | 3457 | 3608 | 3.3761
Load Zone | WCMA | 2895 | 2959 | 3038 | 3124 | 3221 | 3331 | 3456 | 3596 | 3751 | 3915 | 3.4105
Load Zone | NEMA | 4517 | 4610 | 4728 | 4857 | 5003 | 5170 | 5358 | 5572 | 5807 | 6061 | 3.3209
GROSS NET PV 90/10 SUMMER PEAK
State | ISONE | 28157 | 28293 | 28527 | 28780 | 29055 | 29374 | 29730 | 30124 | 30557 | 31029 | 1.085
State | CT | 7183 | 7177 | 7185 | 7199 | 7219 | 7248 | 7284 | 7328 | 7379 | 7442 | 0.39436
State | ME | 2180 | 2203 | 2237 | 2275 | 2321 | 2373 | 2429 | 2491 | 2555 | 2622 | 2.0724
State | MA | 13179 | 13256 | 13395 | 13540 | 13688 | 13855 | 14042 | 14248 | 14476 | 14725 | 1.2401
State | NH | 2578 | 2599 | 2624 | 2652 | 2683 | 2719 | 2757 | 2800 | 2844 | 2892 | 1.2852
State | RI | 2097 | 2110 | 2126 | 2145 | 2164 | 2184 | 2206 | 2230 | 2256 | 2284 | 0.95364
State | VT | 941 | 948 | 958 | 968 | 981 | 996 | 1011 | 1027 | 1045 | 1065 | 1.3849
RSP Subarea | BHE | 318 | 321 | 327 | 333 | 339 | 347 | 355 | 364 | 374 | 384 | 2.1176
RSP Subarea | ME | 974 | 984 | 999 | 1017 | 1038 | 1061 | 1088 | 1115 | 1145 | 1176 | 2.1161
RSP Subarea | SME | 848 | 858 | 871 | 886 | 904 | 924 | 946 | 968 | 993 | 1019 | 2.062
RSP Subarea | NH | 2357 | 2374 | 2397 | 2423 | 2451 | 2483 | 2519 | 2557 | 2598 | 2642 | 1.2764
RSP Subarea | VT | 1190 | 1200 | 1212 | 1225 | 1240 | 1258 | 1276 | 1297 | 1319 | 1342 | 1.3446
RSP Subarea | Boston | 6118 | 6154 | 6214 | 6274 | 6341 | 6418 | 6503 | 6596 | 6700 | 6813 | 1.2027
RSP Subarea | CMA/NEMA | 1684 | 1692 | 1708 | 1725 | 1741 | 1762 | 1784 | 1809 | 1837 | 1867 | 1.1528
RSP Subarea | WMA | 1973 | 1989 | 2016 | 2045 | 2071 | 2100 | 2132 | 2167 | 2205 | 2247 | 1.4554
RSP Subarea | SEMA | 2914 | 2928 | 2956 | 2988 | 3018 | 3052 | 3091 | 3134 | 3181 | 3234 | 1.1644
RSP Subarea | RI | 2711 | 2727 | 2752 | 2779 | 2805 | 2834 | 2866 | 2901 | 2938 | 2980 | 1.0567
RSP Subarea | CT | 3364 | 3359 | 3361 | 3365 | 3373 | 3385 | 3401 | 3421 | 3444 | 3472 | 0.35173
RSP Subarea | SWCT | 2391 | 2389 | 2391 | 2395 | 2401 | 2410 | 2422 | 2436 | 2453 | 2473 | 0.37537
RSP Subarea | NOR | 1317 | 1319 | 1323 | 1328 | 1332 | 1339 | 1348 | 1357 | 1368 | 1380 | 0.52054
Load Zone | SEMA | 3524 | 3542 | 3578 | 3619 | 3657 | 3699 | 3748 | 3802 | 3862 | 3927 | 1.2104
Load Zone | WCMA | 3601 | 3623 | 3666 | 3712 | 3753 | 3802 | 3856 | 3916 | 3981 | 4053 | 1.3225
Load Zone | NEMA | 6054 | 6091 | 6151 | 6210 | 6278 | 6353 | 6437 | 6531 | 6633 | 6744 | 1.2065
GROSS NET PV 90/10 WINTER PEAK
State | ISONE | 22765 | 23242 | 23800 | 24446 | 25176 | 26000 | 26931 | 27985 | 29165 | 30472 | 3.2929
State | CT | 5571 | 5654 | 5749 | 5858 | 5979 | 6114 | 6269 | 6446 | 6653 | 6890 | 2.3892
State | ME | 2090 | 2167 | 2261 | 2370 | 2494 | 2634 | 2791 | 2969 | 3163 | 3370 | 5.4517
State | MA | 10486 | 10719 | 10991 | 11302 | 11651 | 12041 | 12475 | 12966 | 13509 | 14105 | 3.3492
State | NH | 2105 | 2136 | 2173 | 2216 | 2267 | 2326 | 2395 | 2471 | 2553 | 2646 | 2.5741
State | RI | 1444 | 1465 | 1490 | 1518 | 1549 | 1584 | 1624 | 1671 | 1726 | 1790 | 2.4154
State | VT | 1069 | 1100 | 1137 | 1181 | 1235 | 1300 | 1376 | 1463 | 1561 | 1671 | 5.0886
RSP Subarea | BHE | 302 | 314 | 327 | 343 | 361 | 382 | 404 | 430 | 458 | 488 | 5.4768
RSP Subarea | ME | 1025 | 1064 | 1111 | 1166 | 1228 | 1298 | 1377 | 1465 | 1562 | 1664 | 5.5312
RSP Subarea | SME | 722 | 749 | 781 | 818 | 861 | 909 | 964 | 1025 | 1092 | 1163 | 5.4398
RSP Subarea | NH | 1953 | 1982 | 2016 | 2056 | 2104 | 2159 | 2224 | 2295 | 2373 | 2461 | 2.6022
RSP Subarea | VT | 1226 | 1258 | 1297 | 1344 | 1400 | 1468 | 1547 | 1637 | 1739 | 1853 | 4.6964
RSP Subarea | Boston | 4742 | 4844 | 4965 | 5102 | 5257 | 5430 | 5623 | 5842 | 6084 | 6353 | 3.303
RSP Subarea | CMA/NEMA | 1338 | 1362 | 1391 | 1425 | 1464 | 1507 | 1557 | 1613 | 1676 | 1750 | 3.0276
RSP Subarea | WMA | 1723 | 1769 | 1822 | 1881 | 1947 | 2020 | 2100 | 2190 | 2289 | 2391 | 3.7076
RSP Subarea | SEMA | 2342 | 2393 | 2452 | 2519 | 2595 | 2680 | 2774 | 2881 | 3000 | 3131 | 3.2787
RSP Subarea | RI | 1881 | 1914 | 1953 | 1996 | 2045 | 2099 | 2161 | 2231 | 2312 | 2404 | 2.7634
RSP Subarea | CT | 2657 | 2698 | 2743 | 2796 | 2854 | 2919 | 2993 | 3078 | 3177 | 3291 | 2.4062
RSP Subarea | SWCT | 1905 | 1933 | 1965 | 2002 | 2043 | 2089 | 2141 | 2201 | 2272 | 2353 | 2.3745
RSP Subarea | NOR | 948 | 962 | 978 | 996 | 1017 | 1040 | 1066 | 1096 | 1131 | 1171 | 2.3751
Load Zone | SEMA | 2782 | 2844 | 2917 | 3000 | 3093 | 3197 | 3313 | 3444 | 3588 | 3746 | 3.361
Load Zone | WCMA | 3010 | 3078 | 3158 | 3250 | 3352 | 3466 | 3592 | 3735 | 3893 | 4065 | 3.395
Load Zone | NEMA | 4695 | 4796 | 4916 | 5052 | 5206 | 5378 | 5570 | 5787 | 6028 | 6293 | 3.3084
EE ON ENERGY
State | ISONE | 10618 | 11222 | 11826 | 12430 | 12463 | 12437 | 12218 | 11938 | 11601 | 11210 | 0.60466
State | CT | 2579 | 2726 | 2872 | 3019 | 3087 | 3141 | 3165 | 3173 | 3164 | 3140 | 2.211
State | ME | 654 | 691 | 728 | 766 | 726 | 684 | 626 | 566 | 505 | 442 | -4.2599
State | MA | 5254 | 5553 | 5852 | 6150 | 6157 | 6133 | 6000 | 5835 | 5640 | 5416 | 0.33799
State | NH | 698 | 737 | 777 | 817 | 822 | 824 | 816 | 806 | 794 | 779 | 1.2274
State | RI | 871 | 921 | 971 | 1020 | 1005 | 986 | 948 | 906 | 860 | 810 | -0.80351
State | VT | 562 | 594 | 626 | 658 | 665 | 669 | 662 | 652 | 639 | 622 | 1.1335
RSP Subarea | BHE | 93 | 99 | 104 | 109 | 104 | 98 | 89 | 81 | 72 | 63 | -4.2351
RSP Subarea | ME | 310 | 328 | 346 | 363 | 345 | 325 | 298 | 269 | 240 | 211 | -4.1845
RSP Subarea | SME | 238 | 252 | 266 | 279 | 265 | 249 | 228 | 206 | 184 | 161 | -4.25
RSP Subarea | NH | 601 | 635 | 669 | 703 | 707 | 707 | 700 | 690 | 678 | 664 | 1.1138
RSP Subarea | VT | 636 | 673 | 709 | 745 | 753 | 756 | 749 | 738 | 723 | 705 | 1.151
RSP Subarea | Boston | 2416 | 2555 | 2694 | 2833 | 2837 | 2827 | 2767 | 2692 | 2604 | 2501 | 0.38493
RSP Subarea | CMA/NEMA | 673 | 711 | 748 | 786 | 786 | 783 | 765 | 744 | 719 | 691 | 0.2937
RSP Subarea | WMA | 836 | 885 | 935 | 984 | 988 | 987 | 968 | 945 | 916 | 881 | 0.58424
RSP Subarea | SEMA | 1174 | 1238 | 1302 | 1366 | 1364 | 1355 | 1322 | 1282 | 1236 | 1185 | 0.10368
RSP Subarea | RI | 1097 | 1160 | 1223 | 1285 | 1272 | 1254 | 1211 | 1163 | 1110 | 1052 | -0.46432
RSP Subarea | CT | 1239 | 1310 | 1380 | 1451 | 1483 | 1509 | 1521 | 1525 | 1521 | 1509 | 2.2146
RSP Subarea | SWCT | 839 | 887 | 936 | 985 | 1008 | 1026 | 1035 | 1038 | 1036 | 1028 | 2.283
RSP Subarea | NOR | 464 | 490 | 515 | 541 | 552 | 561 | 564 | 565 | 562 | 558 | 2.0709
Load Zone | SEMA | 1316 | 1391 | 1466 | 1541 | 1543 | 1536 | 1501 | 1457 | 1406 | 1347 | 0.25904
Load Zone | WCMA | 1774 | 1874 | 1975 | 2076 | 2078 | 2071 | 2034 | 1987 | 1932 | 1869 | 0.58131
Load Zone | NEMA | 2141 | 2262 | 2384 | 2506 | 2509 | 2498 | 2437 | 2363 | 2274 | 2172 | 0.15985
EE ON SUMMER PEAK
State | ISONE | 1775 | 1873 | 1972 | 2070 | 2102 | 2117 | 2117 | 2101 | 2069 | 2023 | 1.4637
State | CT | 448 | 473 | 498 | 522 | 528 | 530 | 530 | 525 | 518 | 507 | 1.3841
State | ME | 100 | 106 | 112 | 117 | 110 | 102 | 94 | 85 | 76 | 67 | -4.3522
State | MA | 877 | 926 | 975 | 1023 | 1053 | 1073 | 1083 | 1083 | 1074 | 1056 | 2.0852
State | NH | 114 | 120 | 127 | 133 | 136 | 137 | 138 | 139 | 138 | 138 | 2.1455
State | RI | 145 | 153 | 161 | 169 | 169 | 167 | 163 | 159 | 154 | 148 | 0.2278
State | VT | 90 | 95 | 100 | 105 | 107 | 108 | 109 | 109 | 108 | 107 | 1.941
RSP Subarea | BHE | 14 | 15 | 16 | 17 | 16 | 15 | 13 | 12 | 11 | 10 | -3.6696
RSP Subarea | ME | 47 | 49 | 52 | 55 | 51 | 47 | 44 | 40 | 36 | 31 | -4.5187
RSP Subarea | SME | 38 | 40 | 42 | 44 | 41 | 38 | 35 | 32 | 29 | 25 | -4.5458
RSP Subarea | NH | 98 | 103 | 109 | 114 | 116 | 117 | 118 | 118 | 118 | 117 | 1.9885
RSP Subarea | VT | 103 | 109 | 114 | 120 | 122 | 124 | 125 | 125 | 124 | 123 | 1.9913
RSP Subarea | Boston | 407 | 430 | 453 | 476 | 490 | 499 | 504 | 505 | 501 | 492 | 2.1298
RSP Subarea | CMA/NEMA | 113 | 120 | 126 | 132 | 136 | 139 | 140 | 140 | 139 | 136 | 2.0799
RSP Subarea | WMA | 134 | 141 | 149 | 157 | 161 | 164 | 166 | 166 | 165 | 162 | 2.1308
RSP Subarea | SEMA | 194 | 204 | 214 | 225 | 230 | 233 | 235 | 234 | 231 | 227 | 1.7608
RSP Subarea | RI | 186 | 196 | 207 | 217 | 218 | 217 | 215 | 211 | 206 | 199 | 0.75347
RSP Subarea | CT | 215 | 227 | 239 | 251 | 254 | 255 | 254 | 252 | 249 | 244 | 1.4158
RSP Subarea | SWCT | 146 | 154 | 162 | 170 | 172 | 173 | 173 | 172 | 170 | 166 | 1.4367
RSP Subarea | NOR | 81 | 85 | 89 | 94 | 94 | 95 | 94 | 94 | 92 | 90 | 1.1776
Load Zone | SEMA | 230 | 243 | 256 | 269 | 277 | 282 | 284 | 285 | 282 | 277 | 2.0875
Load Zone | WCMA | 297 | 314 | 330 | 347 | 355 | 361 | 363 | 363 | 361 | 356 | 2.0337
Load Zone | NEMA | 350 | 369 | 388 | 408 | 421 | 431 | 435 | 435 | 431 | 423 | 2.1272
EE ON WINTER PEAK
State | ISONE | 1676 | 1769 | 1862 | 1955 | 2030 | 2092 | 2140 | 2174 | 2194 | 2202 | 3.0793
State | CT | 410 | 432 | 455 | 478 | 508 | 535 | 559 | 580 | 599 | 614 | 4.5893
State | ME | 100 | 106 | 112 | 117 | 110 | 103 | 96 | 88 | 80 | 71 | -3.734
State | MA | 822 | 868 | 914 | 959 | 1005 | 1044 | 1073 | 1095 | 1108 | 1114 | 3.4352
State | NH | 114 | 120 | 127 | 133 | 135 | 137 | 138 | 138 | 138 | 137 | 2.063
State | RI | 139 | 147 | 155 | 163 | 162 | 161 | 159 | 156 | 152 | 147 | 0.6237
State | VT | 90 | 95 | 100 | 105 | 109 | 112 | 115 | 117 | 118 | 119 | 3.1521
RSP Subarea | BHE | 14 | 15 | 16 | 17 | 16 | 15 | 14 | 13 | 11 | 10 | -3.6696
RSP Subarea | ME | 48 | 51 | 54 | 57 | 53 | 50 | 46 | 43 | 39 | 35 | -3.4486
RSP Subarea | SME | 36 | 38 | 40 | 42 | 39 | 37 | 34 | 31 | 28 | 25 | -3.9706
RSP Subarea | NH | 98 | 104 | 109 | 114 | 116 | 118 | 118 | 118 | 118 | 117 | 1.9885
RSP Subarea | VT | 102 | 107 | 113 | 118 | 122 | 126 | 128 | 130 | 131 | 132 | 2.9062
RSP Subarea | Boston | 375 | 396 | 417 | 438 | 459 | 476 | 490 | 500 | 506 | 509 | 3.453
RSP Subarea | CMA/NEMA | 104 | 110 | 116 | 121 | 127 | 131 | 135 | 138 | 139 | 140 | 3.3579
RSP Subarea | WMA | 137 | 145 | 153 | 161 | 169 | 176 | 181 | 185 | 188 | 189 | 3.6399
RSP Subarea | SEMA | 186 | 196 | 206 | 216 | 225 | 233 | 239 | 242 | 245 | 245 | 3.1086
RSP Subarea | RI | 172 | 181 | 191 | 200 | 203 | 204 | 203 | 202 | 199 | 195 | 1.4043
RSP Subarea | CT | 197 | 208 | 219 | 230 | 244 | 257 | 269 | 279 | 288 | 295 | 4.5885
RSP Subarea | SWCT | 133 | 141 | 148 | 156 | 166 | 175 | 183 | 190 | 196 | 201 | 4.6953
RSP Subarea | NOR | 74 | 78 | 82 | 86 | 91 | 95 | 100 | 103 | 106 | 109 | 4.3971
Load Zone | SEMA | 210 | 221 | 233 | 245 | 257 | 267 | 275 | 280 | 284 | 285 | 3.4514
Load Zone | WCMA | 273 | 288 | 303 | 318 | 332 | 342 | 351 | 357 | 361 | 363 | 3.2165
Load Zone | NEMA | 340 | 359 | 377 | 396 | 417 | 434 | 448 | 457 | 463 | 466 | 3.5647
GROSS NET PV & EE ENERGY
State | ISONE | 119178 | 119285 | 120106 | 121298 | 123720 | 125741 | 128655 | 131983 | 136126 | 140001 | 1.8053
State | CT | 28421 | 28281 | 28196 | 28156 | 28317 | 28398 | 28638 | 28957 | 29439 | 29894 | 0.56302
State | ME | 11663 | 11766 | 11958 | 12193 | 12584 | 12974 | 13454 | 13986 | 14594 | 15187 | 2.977
State | MA | 54322 | 54414 | 54950 | 55706 | 57071 | 58202 | 59814 | 61645 | 63905 | 66002 | 2.1875
State | NH | 11721 | 11753 | 11858 | 11990 | 12233 | 12422 | 12685 | 12974 | 13336 | 13651 | 1.7081
State | RI | 7791 | 7793 | 7833 | 7894 | 8058 | 8186 | 8371 | 8578 | 8834 | 9072 | 1.7058
State | VT | 5261 | 5276 | 5311 | 5359 | 5457 | 5560 | 5693 | 5842 | 6016 | 6195 | 1.8324
RSP Subarea | BHE | 1695 | 1712 | 1742 | 1777 | 1835 | 1892 | 1964 | 2041 | 2131 | 2218 | 3.0331
RSP Subarea | ME | 5483 | 5532 | 5624 | 5740 | 5927 | 6114 | 6346 | 6603 | 6895 | 7181 | 3.043
RSP Subarea | SME | 4265 | 4310 | 4382 | 4472 | 4615 | 4760 | 4936 | 5130 | 5351 | 5567 | 3.0044
RSP Subarea | NH | 10869 | 10892 | 10987 | 11108 | 11328 | 11500 | 11741 | 12006 | 12339 | 12629 | 1.6815
RSP Subarea | VT | 6227 | 6242 | 6284 | 6341 | 6457 | 6574 | 6727 | 6899 | 7102 | 7306 | 1.7914
RSP Subarea | Boston | 25166 | 25235 | 25491 | 25827 | 26458 | 26996 | 27751 | 28606 | 29656 | 30631 | 2.2076
RSP Subarea | CMA/NEMA | 6926 | 6909 | 6949 | 7017 | 7166 | 7285 | 7465 | 7672 | 7933 | 8174 | 1.8579
RSP Subarea | WMA | 8407 | 8439 | 8548 | 8701 | 8940 | 9134 | 9407 | 9714 | 10093 | 10446 | 2.4422
RSP Subarea | SEMA | 11948 | 11951 | 12051 | 12208 | 12496 | 12727 | 13064 | 13449 | 13926 | 14367 | 2.0697
RSP Subarea | RI | 10133 | 10140 | 10207 | 10310 | 10538 | 10717 | 10978 | 11270 | 11630 | 11965 | 1.8637
RSP Subarea | CT | 13362 | 13283 | 13224 | 13187 | 13247 | 13270 | 13366 | 13501 | 13712 | 13911 | 0.44839
RSP Subarea | SWCT | 9636 | 9588 | 9556 | 9540 | 9590 | 9616 | 9692 | 9796 | 9956 | 10106 | 0.53055
RSP Subarea | NOR | 5062 | 5052 | 5058 | 5072 | 5120 | 5155 | 5218 | 5294 | 5401 | 5501 | 0.92837
Load Zone | SEMA | 14368 | 14376 | 14505 | 14704 | 15053 | 15334 | 15742 | 16210 | 16788 | 17327 | 2.1025
Load Zone | WCMA | 14761 | 14756 | 14884 | 15085 | 15467 | 15777 | 16222 | 16733 | 17363 | 17948 | 2.1959
Load Zone | NEMA | 25215 | 25309 | 25587 | 25943 | 26577 | 27120 | 27877 | 28732 | 29782 | 30756 | 2.2317
GROSS NET PV & EE 50/50 SUMMER PEAK
State | ISONE | 24552 | 24579 | 24702 | 24845 | 25075 | 25365 | 25705 | 26099 | 26548 | 27052 | 1.0832
State | CT | 6299 | 6267 | 6250 | 6238 | 6250 | 6277 | 6312 | 6360 | 6417 | 6489 | 0.33074
State | ME | 1955 | 1969 | 1995 | 2025 | 2074 | 2130 | 2190 | 2257 | 2325 | 2397 | 2.2906
State | MA | 11385 | 11409 | 11493 | 11584 | 11694 | 11836 | 12007 | 12207 | 12437 | 12698 | 1.2201
State | NH | 2328 | 2342 | 2359 | 2381 | 2409 | 2443 | 2478 | 2518 | 2561 | 2607 | 1.2656
State | RI | 1777 | 1780 | 1786 | 1796 | 1814 | 1834 | 1859 | 1885 | 1915 | 1947 | 1.0203
State | VT | 810 | 812 | 817 | 822 | 832 | 845 | 859 | 875 | 893 | 914 | 1.3512
RSP Subarea | BHE | 286 | 288 | 292 | 296 | 303 | 311 | 321 | 331 | 340 | 351 | 2.3016
RSP Subarea | ME | 870 | 876 | 888 | 901 | 925 | 950 | 978 | 1007 | 1039 | 1073 | 2.3576
RSP Subarea | SME | 762 | 769 | 779 | 791 | 811 | 832 | 855 | 879 | 905 | 933 | 2.275
RSP Subarea | NH | 2134 | 2146 | 2162 | 2182 | 2209 | 2239 | 2272 | 2308 | 2347 | 2390 | 1.2668
RSP Subarea | VT | 1034 | 1037 | 1043 | 1050 | 1063 | 1078 | 1095 | 1115 | 1137 | 1161 | 1.2955
RSP Subarea | Boston | 5293 | 5304 | 5338 | 5373 | 5423 | 5488 | 5565 | 5655 | 5759 | 5879 | 1.1735
RSP Subarea | CMA/NEMA | 1453 | 1454 | 1463 | 1473 | 1485 | 1502 | 1522 | 1547 | 1574 | 1607 | 1.1256
RSP Subarea | WMA | 1700 | 1707 | 1726 | 1745 | 1766 | 1791 | 1819 | 1854 | 1891 | 1935 | 1.4491
RSP Subarea | SEMA | 2512 | 2515 | 2532 | 2551 | 2576 | 2605 | 2641 | 2683 | 2732 | 2788 | 1.165
RSP Subarea | RI | 2309 | 2313 | 2325 | 2341 | 2364 | 2392 | 2425 | 2462 | 2502 | 2549 | 1.1048
RSP Subarea | CT | 2943 | 2926 | 2916 | 2907 | 2912 | 2922 | 2939 | 2960 | 2986 | 3018 | 0.28
RSP Subarea | SWCT | 2100 | 2089 | 2083 | 2079 | 2082 | 2090 | 2102 | 2116 | 2135 | 2159 | 0.30834
RSP Subarea | NOR | 1158 | 1155 | 1155 | 1155 | 1159 | 1165 | 1174 | 1183 | 1195 | 1210 | 0.48926
Load Zone | SEMA | 3045 | 3049 | 3071 | 3097 | 3125 | 3161 | 3206 | 3257 | 3319 | 3387 | 1.1897
Load Zone | WCMA | 3048 | 3052 | 3077 | 3104 | 3136 | 3177 | 3227 | 3285 | 3350 | 3425 | 1.3042
Load Zone | NEMA | 5292 | 5308 | 5346 | 5382 | 5434 | 5497 | 5574 | 5665 | 5768 | 5885 | 1.1871
GROSS NET PV & EE 50/50 WINTER PEAK
State | ISONE | 20308 | 20638 | 21075 | 21559 | 22136 | 22824 | 23628 | 24562 | 25609 | 26768 | 3.1164
State | CT | 4974 | 5025 | 5094 | 5166 | 5241 | 5335 | 5452 | 5595 | 5762 | 5962 | 2.0335
State | ME | 1931 | 1989 | 2062 | 2147 | 2257 | 2379 | 2514 | 2665 | 2826 | 2998 | 5.0093
State | MA | 9266 | 9435 | 9657 | 9906 | 10190 | 10531 | 10928 | 11389 | 11907 | 12469 | 3.3538
State | NH | 1931 | 1952 | 1980 | 2011 | 2053 | 2103 | 2162 | 2227 | 2299 | 2379 | 2.3453
State | RI | 1257 | 1269 | 1286 | 1304 | 1335 | 1370 | 1411 | 1460 | 1515 | 1578 | 2.5592
State | VT | 950 | 970 | 995 | 1025 | 1060 | 1107 | 1161 | 1226 | 1299 | 1381 | 4.2443
RSP Subarea | BHE | 280 | 288 | 299 | 311 | 327 | 345 | 364 | 386 | 410 | 435 | 5.0169
RSP Subarea | ME | 948 | 978 | 1015 | 1057 | 1113 | 1173 | 1241 | 1316 | 1396 | 1481 | 5.0818
RSP Subarea | SME | 666 | 686 | 711 | 740 | 778 | 820 | 867 | 919 | 975 | 1034 | 5.0092
RSP Subarea | NH | 1799 | 1818 | 1845 | 1875 | 1914 | 1960 | 2016 | 2077 | 2144 | 2220 | 2.3639
RSP Subarea | VT | 1091 | 1112 | 1138 | 1170 | 1207 | 1256 | 1315 | 1382 | 1460 | 1546 | 3.9491
RSP Subarea | Boston | 4187 | 4260 | 4358 | 4467 | 4592 | 4744 | 4919 | 5125 | 5356 | 5609 | 3.3021
RSP Subarea | CMA/NEMA | 1184 | 1199 | 1222 | 1249 | 1279 | 1318 | 1362 | 1415 | 1476 | 1545 | 3.0011
RSP Subarea | WMA | 1521 | 1556 | 1600 | 1648 | 1701 | 1764 | 1837 | 1921 | 2014 | 2109 | 3.6984
RSP Subarea | SEMA | 2068 | 2105 | 2153 | 2206 | 2269 | 2344 | 2430 | 2533 | 2645 | 2770 | 3.3007
RSP Subarea | RI | 1643 | 1666 | 1695 | 1727 | 1770 | 1821 | 1882 | 1953 | 2033 | 2121 | 2.878
RSP Subarea | CT | 2371 | 2396 | 2429 | 2463 | 2500 | 2546 | 2601 | 2670 | 2750 | 2846 | 2.0496
RSP Subarea | SWCT | 1708 | 1724 | 1748 | 1773 | 1798 | 1830 | 1870 | 1919 | 1976 | 2045 | 2.021
RSP Subarea | NOR | 842 | 850 | 862 | 874 | 887 | 903 | 922 | 947 | 975 | 1009 | 2.0307
Load Zone | SEMA | 2466 | 2513 | 2572 | 2639 | 2715 | 2806 | 2912 | 3036 | 3173 | 3323 | 3.3696
Load Zone | WCMA | 2622 | 2671 | 2735 | 2806 | 2889 | 2989 | 3105 | 3239 | 3390 | 3552 | 3.4306
Load Zone | NEMA | 4177 | 4251 | 4351 | 4461 | 4586 | 4736 | 4910 | 5115 | 5344 | 5595 | 3.3009
GROSS NET PV & EE 90/10 SUMMER PEAK
State | ISONE | 26382 | 26420 | 26555 | 26710 | 26953 | 27257 | 27613 | 28023 | 28488 | 29006 | 1.0591
State | CT | 6735 | 6704 | 6687 | 6677 | 6691 | 6718 | 6754 | 6803 | 6861 | 6935 | 0.32568
State | ME | 2080 | 2097 | 2125 | 2158 | 2211 | 2271 | 2335 | 2406 | 2479 | 2555 | 2.3117
State | MA | 12302 | 12330 | 12420 | 12517 | 12635 | 12782 | 12959 | 13165 | 13402 | 13669 | 1.1776
State | NH | 2464 | 2479 | 2497 | 2519 | 2547 | 2582 | 2619 | 2661 | 2706 | 2754 | 1.244
State | RI | 1952 | 1957 | 1965 | 1976 | 1995 | 2017 | 2043 | 2071 | 2102 | 2136 | 1.0059
State | VT | 851 | 853 | 858 | 863 | 874 | 888 | 902 | 918 | 937 | 958 | 1.3246
RSP Subarea | BHE | 304 | 306 | 311 | 316 | 323 | 332 | 342 | 352 | 363 | 374 | 2.3292
RSP Subarea | ME | 927 | 935 | 947 | 962 | 987 | 1014 | 1044 | 1075 | 1109 | 1145 | 2.3745
RSP Subarea | SME | 810 | 818 | 829 | 842 | 863 | 886 | 911 | 936 | 964 | 994 | 2.3005
RSP Subarea | NH | 2259 | 2271 | 2288 | 2309 | 2335 | 2366 | 2401 | 2439 | 2480 | 2525 | 1.2446
RSP Subarea | VT | 1087 | 1091 | 1098 | 1105 | 1118 | 1134 | 1151 | 1172 | 1195 | 1219 | 1.2816
RSP Subarea | Boston | 5711 | 5724 | 5761 | 5798 | 5851 | 5919 | 5999 | 6091 | 6199 | 6321 | 1.134
RSP Subarea | CMA/NEMA | 1571 | 1572 | 1582 | 1593 | 1605 | 1623 | 1644 | 1669 | 1698 | 1731 | 1.0835
RSP Subarea | WMA | 1839 | 1848 | 1867 | 1888 | 1910 | 1936 | 1966 | 2001 | 2040 | 2085 | 1.4047
RSP Subarea | SEMA | 2720 | 2724 | 2742 | 2763 | 2788 | 2819 | 2856 | 2900 | 2950 | 3007 | 1.1208
RSP Subarea | RI | 2525 | 2531 | 2545 | 2562 | 2587 | 2617 | 2651 | 2690 | 2732 | 2781 | 1.0788
RSP Subarea | CT | 3149 | 3132 | 3122 | 3114 | 3119 | 3130 | 3147 | 3169 | 3195 | 3228 | 0.27569
RSP Subarea | SWCT | 2245 | 2235 | 2229 | 2225 | 2229 | 2237 | 2249 | 2264 | 2283 | 2307 | 0.30315
RSP Subarea | NOR | 1236 | 1234 | 1234 | 1234 | 1238 | 1244 | 1254 | 1263 | 1276 | 1290 | 0.47626
Load Zone | SEMA | 3294 | 3299 | 3322 | 3350 | 3380 | 3417 | 3464 | 3517 | 3580 | 3650 | 1.1468
Load Zone | WCMA | 3304 | 3309 | 3336 | 3365 | 3398 | 3441 | 3493 | 3553 | 3620 | 3697 | 1.2566
Load Zone | NEMA | 5704 | 5722 | 5763 | 5802 | 5857 | 5922 | 6002 | 6096 | 6202 | 6321 | 1.1478
GROSS NET PV & EE 90/10 WINTER PEAK
State | ISONE | 21089 | 21473 | 21938 | 22491 | 23146 | 23908 | 24791 | 25811 | 26971 | 28270 | 3.3097
State | CT | 5161 | 5222 | 5294 | 5380 | 5471 | 5579 | 5710 | 5866 | 6054 | 6276 | 2.1972
State | ME | 1990 | 2061 | 2149 | 2253 | 2384 | 2531 | 2695 | 2881 | 3083 | 3299 | 5.7772
State | MA | 9664 | 9851 | 10077 | 10343 | 10646 | 10997 | 11402 | 11871 | 12401 | 12991 | 3.3418
State | NH | 1991 | 2016 | 2046 | 2083 | 2132 | 2189 | 2257 | 2333 | 2415 | 2509 | 2.6027
State | RI | 1305 | 1318 | 1335 | 1355 | 1387 | 1423 | 1465 | 1515 | 1574 | 1643 | 2.5921
State | VT | 979 | 1005 | 1037 | 1076 | 1126 | 1188 | 1261 | 1346 | 1443 | 1552 | 5.253
RSP Subarea | BHE | 288 | 299 | 311 | 326 | 345 | 367 | 390 | 417 | 447 | 478 | 5.7909
RSP Subarea | ME | 977 | 1013 | 1057 | 1109 | 1175 | 1248 | 1331 | 1422 | 1523 | 1629 | 5.8448
RSP Subarea | SME | 686 | 711 | 741 | 776 | 822 | 872 | 930 | 994 | 1064 | 1138 | 5.785
RSP Subarea | NH | 1855 | 1878 | 1907 | 1942 | 1988 | 2041 | 2106 | 2177 | 2255 | 2344 | 2.6338
RSP Subarea | VT | 1124 | 1151 | 1184 | 1226 | 1278 | 1342 | 1419 | 1507 | 1608 | 1721 | 4.8473
RSP Subarea | Boston | 4367 | 4448 | 4548 | 4664 | 4798 | 4954 | 5133 | 5342 | 5578 | 5844 | 3.2901
RSP Subarea | CMA/NEMA | 1234 | 1252 | 1275 | 1304 | 1337 | 1376 | 1422 | 1475 | 1537 | 1610 | 2.9994
RSP Subarea | WMA | 1586 | 1624 | 1669 | 1720 | 1778 | 1844 | 1919 | 2005 | 2101 | 2202 | 3.7134
RSP Subarea | SEMA | 2156 | 2197 | 2246 | 2303 | 2370 | 2447 | 2535 | 2639 | 2755 | 2886 | 3.2933
RSP Subarea | RI | 1709 | 1733 | 1762 | 1796 | 1842 | 1895 | 1958 | 2029 | 2113 | 2209 | 2.8925
RSP Subarea | CT | 2460 | 2490 | 2524 | 2566 | 2610 | 2662 | 2724 | 2799 | 2889 | 2996 | 2.2143
RSP Subarea | SWCT | 1772 | 1792 | 1817 | 1846 | 1877 | 1914 | 1958 | 2011 | 2076 | 2152 | 2.1822
RSP Subarea | NOR | 874 | 884 | 896 | 910 | 926 | 945 | 966 | 993 | 1025 | 1062 | 2.1884
Load Zone | SEMA | 2572 | 2623 | 2684 | 2755 | 2836 | 2930 | 3038 | 3164 | 3304 | 3461 | 3.3536
Load Zone | WCMA | 2737 | 2790 | 2855 | 2932 | 3020 | 3124 | 3241 | 3378 | 3532 | 3702 | 3.4126
Load Zone | NEMA | 4355 | 4437 | 4539 | 4656 | 4789 | 4944 | 5122 | 5330 | 5565 | 5827 | 3.2882

## 13 W-House
Westinghouse Capacity Model Program Load Inputs (Power Years 2024/25-2033/34)
Weekly Peak | Weekly Mean | Standard Deviation | Skewness | Week of Year
2024-06-01
22477 | 18299 | 2078 | 1.1471 | 23
23110 | 18878 | 2184 | 0.96064 | 24
23875 | 19628 | 2274 | 0.62471 | 25
24682 | 20409 | 2381 | 0.48387 | 26
26363 | 21249 | 2932 | 0.30957 | 27
27424 | 21931 | 2985 | 0.27793 | 28
27068 | 22041 | 2950 | 0.17155 | 29
27018 | 22093 | 2896 | 0.155 | 30
26829 | 21854 | 2913 | 0.2071 | 31
26088 | 21496 | 2779 | 0.17212 | 32
25830 | 21041 | 2803 | 0.26275 | 33
25306 | 20492 | 2820 | 0.38453 | 34
25105 | 19850 | 2857 | 0.47975 | 35
23420 | 19157 | 2225 | 0.92213 | 36
22404 | 18536 | 1985 | 1.171 | 37
21764 | 17909 | 1743 | 1.5238 | 38
20453 | 17393 | 1410 | 1.7736 | 39
17442 | 16988 | 255 | 0.45962 | 40
17360 | 16939 | 234 | 0.35105 | 41
17356 | 16941 | 239 | 0.36343 | 42
17411 | 16944 | 256 | 0.52264 | 43
17509 | 16979 | 310 | 0.94754 | 44
18586 | 17625 | 531 | 0.42551 | 45
18782 | 17803 | 591 | 0.56694 | 46
19085 | 17969 | 605 | 0.4813 | 47
19409 | 18181 | 677 | 0.43761 | 48
20584 | 19145 | 784 | 0.35018 | 49
20682 | 19344 | 799 | 0.2063 | 50
20968 | 19495 | 823 | 0.49139 | 51
21277 | 19619 | 908 | 0.64759 | 52
21548 | 19715 | 998 | 0.65615 | 1
21896 | 19868 | 1040 | 0.61727 | 2
21984 | 19963 | 1059 | 0.52966 | 3
21830 | 19936 | 1009 | 0.53555 | 4
21144 | 19223 | 988 | 0.54697 | 5
20940 | 19133 | 934 | 0.48199 | 6
20605 | 18985 | 923 | 0.46372 | 7
20374 | 18847 | 902 | 0.40729 | 8
19791 | 17995 | 965 | 0.68869 | 9
19631 | 17832 | 896 | 0.65704 | 10
19198 | 17657 | 827 | 0.73758 | 11
18823 | 17416 | 744 | 0.79513 | 12
18381 | 17200 | 630 | 0.63624 | 13
17489 | 16612 | 485 | 1.0509 | 14
17251 | 16452 | 417 | 1.1692 | 15
17017 | 16323 | 353 | 1.3503 | 16
16701 | 16191 | 257 | 1.3088 | 17
17423 | 16058 | 832 | 3.6185 | 18
17844 | 16220 | 969 | 3.3879 | 19
19768 | 16580 | 1336 | 2.4468 | 20
20823 | 16976 | 1581 | 1.8332 | 21
21184 | 17408 | 1767 | 1.5436 | 22
2025-06-01
22602 | 18423 | 2077 | 1.1524 | 23
23236 | 19002 | 2184 | 0.96511 | 24
24004 | 19752 | 2275 | 0.62853 | 25
24814 | 20533 | 2384 | 0.4875 | 26
26524 | 21386 | 2946 | 0.31303 | 27
27593 | 22071 | 2999 | 0.28112 | 28
27234 | 22182 | 2964 | 0.17452 | 29
27187 | 22234 | 2910 | 0.15795 | 30
26972 | 21980 | 2922 | 0.20961 | 31
26229 | 21621 | 2787 | 0.17479 | 32
25973 | 21164 | 2811 | 0.26554 | 33
25443 | 20614 | 2828 | 0.38766 | 34
25244 | 19971 | 2864 | 0.48279 | 35
23576 | 19294 | 2234 | 0.92563 | 36
22554 | 18671 | 1993 | 1.1745 | 37
21914 | 18043 | 1748 | 1.5293 | 38
20590 | 17528 | 1411 | 1.7868 | 39
17622 | 17166 | 250 | 0.48088 | 40
17554 | 17126 | 232 | 0.38901 | 41
17563 | 17137 | 241 | 0.46845 | 42
17650 | 17150 | 266 | 0.67682 | 43
17770 | 17197 | 327 | 1.0702 | 44
18869 | 17825 | 569 | 0.43641 | 45
19076 | 18016 | 634 | 0.56946 | 46
19398 | 18195 | 650 | 0.48345 | 47
19746 | 18423 | 726 | 0.43216 | 48
20934 | 19400 | 837 | 0.3426 | 49
21036 | 19612 | 852 | 0.19144 | 50
21329 | 19772 | 874 | 0.46117 | 51
21644 | 19904 | 962 | 0.61028 | 52
21961 | 20037 | 1058 | 0.62426 | 1
22345 | 20198 | 1100 | 0.58519 | 2
22407 | 20298 | 1119 | 0.49968 | 3
22259 | 20269 | 1067 | 0.50403 | 4
21548 | 19547 | 1044 | 0.51351 | 5
21342 | 19451 | 989 | 0.44895 | 6
20991 | 19294 | 979 | 0.43323 | 7
20760 | 19147 | 958 | 0.38284 | 8
20166 | 18276 | 1021 | 0.65518 | 9
19991 | 18103 | 950 | 0.6294 | 10
19552 | 17916 | 878 | 0.71086 | 11
19170 | 17659 | 792 | 0.77321 | 12
18699 | 17429 | 673 | 0.6237 | 13
17789 | 16859 | 520 | 1.019 | 14
17548 | 16686 | 449 | 1.1453 | 15
17279 | 16545 | 382 | 1.3305 | 16
16946 | 16399 | 281 | 1.309 | 17
17699 | 16302 | 840 | 3.6745 | 18
18112 | 16457 | 982 | 3.4119 | 19
20067 | 16819 | 1360 | 2.4497 | 20
21124 | 17222 | 1612 | 1.8345 | 21
21515 | 17663 | 1802 | 1.5457 | 22
2026-06-01
22797 | 18620 | 2073 | 1.1613 | 23
23432 | 19197 | 2183 | 0.97261 | 24
24204 | 19946 | 2276 | 0.63485 | 25
25018 | 20726 | 2386 | 0.49339 | 26
26758 | 21592 | 2960 | 0.31796 | 27
27835 | 22281 | 3015 | 0.28559 | 28
27472 | 22392 | 2980 | 0.17869 | 29
27427 | 22444 | 2926 | 0.16214 | 30
27191 | 22177 | 2933 | 0.21348 | 31
26444 | 21817 | 2797 | 0.17889 | 32
26190 | 21359 | 2820 | 0.26987 | 33
25653 | 20808 | 2836 | 0.39264 | 34
25455 | 20163 | 2871 | 0.48777 | 35
23806 | 19505 | 2243 | 0.93197 | 36
22777 | 18880 | 1998 | 1.1816 | 37
22135 | 18253 | 1751 | 1.5397 | 38
20799 | 17742 | 1408 | 1.8071 | 39
17848 | 17383 | 246 | 0.51257 | 40
17788 | 17353 | 232 | 0.44899 | 41
17821 | 17375 | 247 | 0.613 | 42
17942 | 17399 | 280 | 0.83514 | 43
18105 | 17459 | 350 | 1.1677 | 44
19206 | 18066 | 613 | 0.44668 | 45
19423 | 18273 | 683 | 0.57188 | 46
19764 | 18466 | 700 | 0.48578 | 47
20145 | 18712 | 781 | 0.42754 | 48
21353 | 19704 | 898 | 0.33678 | 49
21454 | 19932 | 912 | 0.17875 | 50
21754 | 20102 | 933 | 0.43343 | 51
22081 | 20243 | 1025 | 0.57506 | 52
22461 | 20415 | 1127 | 0.59402 | 1
22842 | 20586 | 1170 | 0.55417 | 2
22937 | 20691 | 1189 | 0.47063 | 3
22745 | 20660 | 1134 | 0.47344 | 4
22042 | 19928 | 1110 | 0.4813 | 5
21815 | 19826 | 1052 | 0.41766 | 6
21453 | 19657 | 1043 | 0.4049 | 7
21225 | 19500 | 1023 | 0.36057 | 8
20609 | 18608 | 1085 | 0.62284 | 9
20410 | 18423 | 1012 | 0.6029 | 10
19970 | 18223 | 937 | 0.68533 | 11
19563 | 17947 | 846 | 0.75215 | 12
19070 | 17702 | 722 | 0.61124 | 13
18158 | 17148 | 559 | 0.9834 | 14
17891 | 16962 | 487 | 1.1157 | 15
17598 | 16808 | 416 | 1.3019 | 16
17239 | 16644 | 309 | 1.2971 | 17
17988 | 16557 | 848 | 3.7235 | 18
18370 | 16703 | 996 | 3.4344 | 19
20370 | 17066 | 1384 | 2.4527 | 20
21434 | 17477 | 1642 | 1.836 | 21
21854 | 17926 | 1836 | 1.5479 | 22
2027-06-01
23005 | 18831 | 2070 | 1.1708 | 23
23642 | 19406 | 2181 | 0.9806 | 24
24418 | 20153 | 2276 | 0.64158 | 25
25237 | 20934 | 2389 | 0.49967 | 26
27002 | 21809 | 2974 | 0.32304 | 27
28088 | 22501 | 3031 | 0.2902 | 28
27721 | 22613 | 2995 | 0.183 | 29
27676 | 22665 | 2941 | 0.16646 | 30
27416 | 22381 | 2943 | 0.21742 | 31
26666 | 22019 | 2806 | 0.18307 | 32
26413 | 21560 | 2829 | 0.27429 | 33
25871 | 21007 | 2843 | 0.39773 | 34
25673 | 20362 | 2877 | 0.49286 | 35
24043 | 19722 | 2251 | 0.93847 | 36
23006 | 19096 | 2004 | 1.1889 | 37
22364 | 18470 | 1753 | 1.5505 | 38
21015 | 17963 | 1405 | 1.8282 | 39
18109 | 17636 | 244 | 0.56665 | 40
18054 | 17618 | 234 | 0.54037 | 41
18138 | 17653 | 258 | 0.78865 | 42
18283 | 17689 | 301 | 0.97749 | 43
18462 | 17764 | 380 | 1.2321 | 44
19587 | 18350 | 662 | 0.45618 | 45
19815 | 18574 | 738 | 0.57428 | 46
20211 | 18784 | 758 | 0.48832 | 47
20601 | 19050 | 845 | 0.42388 | 48
21831 | 20057 | 967 | 0.33285 | 49
21936 | 20302 | 981 | 0.1686 | 50
22247 | 20485 | 1001 | 0.40929 | 51
22589 | 20635 | 1097 | 0.54356 | 52
23028 | 20852 | 1206 | 0.5671 | 1
23417 | 21033 | 1250 | 0.5259 | 2
23514 | 21145 | 1270 | 0.44414 | 3
23303 | 21111 | 1211 | 0.44542 | 4
22804 | 20571 | 1185 | 0.45179 | 5
22566 | 20461 | 1125 | 0.38941 | 6
22188 | 20280 | 1117 | 0.3798 | 7
21967 | 20111 | 1097 | 0.34124 | 8
21122 | 18993 | 1158 | 0.59261 | 9
20910 | 18795 | 1083 | 0.57829 | 10
20453 | 18580 | 1004 | 0.66172 | 11
20018 | 18283 | 908 | 0.73254 | 12
19476 | 18020 | 777 | 0.59928 | 13
18567 | 17484 | 604 | 0.94565 | 14
18283 | 17281 | 530 | 1.0825 | 15
17991 | 17113 | 454 | 1.267 | 16
17574 | 16930 | 342 | 1.2759 | 17
18299 | 16852 | 855 | 3.7683 | 18
18659 | 16988 | 1008 | 3.4598 | 19
20694 | 17352 | 1407 | 2.4584 | 20
21798 | 17769 | 1671 | 1.8395 | 21
22228 | 18226 | 1869 | 1.5519 | 22
2028-06-01
23250 | 19079 | 2065 | 1.1821 | 23
23888 | 19652 | 2179 | 0.99007 | 24
24668 | 20397 | 2276 | 0.64953 | 25
25492 | 21177 | 2392 | 0.50704 | 26
27281 | 22059 | 2989 | 0.32877 | 27
28376 | 22754 | 3047 | 0.29539 | 28
28006 | 22867 | 3011 | 0.18784 | 29
27963 | 22920 | 2957 | 0.17133 | 30
27675 | 22617 | 2954 | 0.22193 | 31
26921 | 22254 | 2816 | 0.18784 | 32
26669 | 21793 | 2838 | 0.27935 | 33
26121 | 21240 | 2851 | 0.40359 | 34
25923 | 20594 | 2883 | 0.49878 | 35
24314 | 19974 | 2258 | 0.94616 | 36
23269 | 19347 | 2009 | 1.1977 | 37
22626 | 18722 | 1754 | 1.5635 | 38
21264 | 18220 | 1400 | 1.8523 | 39
18390 | 17929 | 245 | 0.65901 | 40
18376 | 17924 | 241 | 0.66674 | 41
18496 | 17973 | 274 | 0.97368 | 42
18678 | 18023 | 328 | 1.0883 | 43
18872 | 18115 | 416 | 1.2626 | 44
20019 | 18677 | 718 | 0.46493 | 45
20270 | 18922 | 800 | 0.57669 | 46
20723 | 19150 | 822 | 0.49105 | 47
21114 | 19439 | 916 | 0.42114 | 48
22372 | 20462 | 1044 | 0.33065 | 49
22497 | 20727 | 1059 | 0.16093 | 50
22816 | 20924 | 1078 | 0.38891 | 51
23186 | 21085 | 1178 | 0.51621 | 52
23656 | 21345 | 1297 | 0.54405 | 1
24071 | 21540 | 1341 | 0.50104 | 2
24166 | 21658 | 1363 | 0.42085 | 3
23955 | 21621 | 1300 | 0.42059 | 4
23227 | 20869 | 1272 | 0.42559 | 5
22992 | 20750 | 1208 | 0.36462 | 6
22591 | 20554 | 1201 | 0.35822 | 7
22375 | 20372 | 1181 | 0.32503 | 8
21706 | 19431 | 1241 | 0.56497 | 9
21478 | 19219 | 1163 | 0.55593 | 10
21004 | 18987 | 1079 | 0.64042 | 11
20544 | 18667 | 978 | 0.71473 | 12
19950 | 18383 | 839 | 0.58816 | 13
19035 | 17861 | 656 | 0.90717 | 14
18723 | 17640 | 579 | 1.0473 | 15
18425 | 17455 | 499 | 1.2284 | 16
17979 | 17251 | 379 | 1.2487 | 17
18627 | 17184 | 861 | 3.8047 | 18
18992 | 17309 | 1019 | 3.487 | 19
21080 | 17672 | 1429 | 2.4666 | 20
22196 | 18095 | 1698 | 1.8448 | 21
22633 | 18558 | 1901 | 1.5575 | 22
2029-06-01
23528 | 19363 | 2060 | 1.1952 | 23
24169 | 19933 | 2176 | 1.001 | 24
24954 | 20676 | 2275 | 0.6587 | 25
25783 | 21456 | 2394 | 0.51551 | 26
27596 | 22343 | 3003 | 0.33515 | 27
28700 | 23042 | 3064 | 0.30113 | 28
28325 | 23156 | 3028 | 0.1932 | 29
28286 | 23208 | 2973 | 0.17674 | 30
27967 | 22885 | 2965 | 0.227 | 31
27209 | 22520 | 2826 | 0.1932 | 32
26958 | 22059 | 2847 | 0.28506 | 33
26404 | 21504 | 2858 | 0.41024 | 34
26206 | 20857 | 2889 | 0.50553 | 35
24617 | 20258 | 2265 | 0.95506 | 36
23564 | 19631 | 2012 | 1.2081 | 37
22919 | 19007 | 1754 | 1.5785 | 38
21545 | 18511 | 1394 | 1.8795 | 39
18729 | 18256 | 250 | 0.80322 | 40
18735 | 18265 | 254 | 0.8198 | 41
18899 | 18330 | 298 | 1.1408 | 42
19137 | 18396 | 361 | 1.1607 | 43
19363 | 18507 | 458 | 1.2637 | 44
20511 | 19049 | 780 | 0.47316 | 45
20784 | 19315 | 869 | 0.57945 | 46
21271 | 19565 | 894 | 0.49427 | 47
21704 | 19879 | 995 | 0.41965 | 48
22986 | 20920 | 1131 | 0.33051 | 49
23121 | 21207 | 1147 | 0.15617 | 50
23461 | 21420 | 1165 | 0.37293 | 51
23868 | 21593 | 1271 | 0.49384 | 52
24363 | 21898 | 1400 | 0.52565 | 1
24808 | 22107 | 1446 | 0.48041 | 2
24916 | 22233 | 1469 | 0.40161 | 3
24693 | 22192 | 1401 | 0.3998 | 4
23934 | 21431 | 1370 | 0.40332 | 5
23705 | 21302 | 1303 | 0.3438 | 6
23274 | 21090 | 1296 | 0.3406 | 7
23050 | 20893 | 1275 | 0.3123 | 8
22352 | 19926 | 1335 | 0.54034 | 9
22115 | 19697 | 1253 | 0.53622 | 10
21626 | 19446 | 1164 | 0.6219 | 11
21120 | 19100 | 1056 | 0.69919 | 12
20498 | 18793 | 909 | 0.57822 | 13
19555 | 18280 | 714 | 0.86905 | 14
19227 | 18039 | 634 | 1.0117 | 15
18926 | 17836 | 549 | 1.1883 | 16
18415 | 17608 | 423 | 1.2185 | 17
18987 | 17553 | 866 | 3.8277 | 18
19356 | 17664 | 1030 | 3.5149 | 19
21493 | 18025 | 1449 | 2.4771 | 20
22617 | 18454 | 1725 | 1.8518 | 21
23068 | 18923 | 1932 | 1.5647 | 22
2030-06-01
23842 | 19683 | 2053 | 1.2101 | 23
24485 | 20249 | 2172 | 1.0135 | 24
25274 | 20990 | 2274 | 0.66906 | 25
26110 | 21769 | 2397 | 0.52504 | 26
27945 | 22660 | 3018 | 0.34213 | 27
29058 | 23363 | 3081 | 0.30741 | 28
28680 | 23478 | 3045 | 0.19906 | 29
28643 | 23530 | 2990 | 0.18265 | 30
28293 | 23185 | 2977 | 0.2326 | 31
27530 | 22819 | 2836 | 0.19913 | 32
27280 | 22356 | 2856 | 0.29138 | 33
26719 | 21800 | 2866 | 0.41764 | 34
26522 | 21153 | 2895 | 0.51307 | 35
24951 | 20574 | 2272 | 0.96511 | 36
23890 | 19946 | 2015 | 1.2199 | 37
23243 | 19325 | 1753 | 1.5956 | 38
21856 | 18837 | 1386 | 1.9096 | 39
19116 | 18615 | 259 | 1.0015 | 40
19149 | 18641 | 272 | 0.9803 | 41
19365 | 18724 | 329 | 1.2702 | 42
19632 | 18807 | 402 | 1.1968 | 43
19906 | 18939 | 509 | 1.2426 | 44
21053 | 19467 | 850 | 0.48123 | 45
21366 | 19757 | 947 | 0.58289 | 46
21897 | 20030 | 975 | 0.49826 | 47
22352 | 20372 | 1085 | 0.41956 | 48
23686 | 21434 | 1230 | 0.33224 | 49
23810 | 21746 | 1246 | 0.15398 | 50
24183 | 21976 | 1264 | 0.36076 | 51
24623 | 22164 | 1377 | 0.47572 | 52
25158 | 22515 | 1518 | 0.51141 | 1
25635 | 22740 | 1567 | 0.46368 | 2
25768 | 22876 | 1590 | 0.38617 | 3
25511 | 22831 | 1517 | 0.38283 | 4
24762 | 22062 | 1483 | 0.3848 | 5
24505 | 21920 | 1412 | 0.32662 | 6
24043 | 21690 | 1404 | 0.32665 | 7
23826 | 21476 | 1383 | 0.30279 | 8
23094 | 20482 | 1441 | 0.5186 | 9
22845 | 20234 | 1356 | 0.51909 | 10
22326 | 19961 | 1260 | 0.60617 | 11
21787 | 19585 | 1144 | 0.68601 | 12
21096 | 19253 | 987 | 0.56967 | 13
20126 | 18744 | 780 | 0.83206 | 14
19786 | 18480 | 697 | 0.97678 | 15
19476 | 18256 | 607 | 1.1482 | 16
18897 | 18001 | 473 | 1.1876 | 17
19378 | 17959 | 872 | 3.8309 | 18
19761 | 18055 | 1039 | 3.5419 | 19
21927 | 18413 | 1468 | 2.4899 | 20
23061 | 18846 | 1750 | 1.8605 | 21
23535 | 19321 | 1962 | 1.5734 | 22
2031-06-01
24190 | 20039 | 2045 | 1.2268 | 23
24836 | 20602 | 2168 | 1.0274 | 24
25630 | 21340 | 2273 | 0.68061 | 25
26473 | 22118 | 2400 | 0.53561 | 26
28330 | 23012 | 3034 | 0.34971 | 27
29453 | 23718 | 3099 | 0.31419 | 28
29072 | 23834 | 3062 | 0.20539 | 29
29035 | 23887 | 3007 | 0.18905 | 30
28653 | 23518 | 2989 | 0.23872 | 31
27885 | 23150 | 2846 | 0.20561 | 32
27635 | 22686 | 2865 | 0.2983 | 33
27068 | 22129 | 2873 | 0.42578 | 34
26870 | 21481 | 2900 | 0.52142 | 35
25319 | 20922 | 2278 | 0.97633 | 36
24248 | 20294 | 2018 | 1.2333 | 37
23599 | 19677 | 1750 | 1.6149 | 38
22199 | 19197 | 1377 | 1.9425 | 39
19517 | 19010 | 275 | 1.2371 | 40
19635 | 19054 | 298 | 1.1252 | 41
19859 | 19157 | 368 | 1.3541 | 42
20196 | 19259 | 452 | 1.2033 | 43
20508 | 19416 | 569 | 1.2065 | 44
21671 | 19933 | 929 | 0.48955 | 45
22013 | 20252 | 1035 | 0.58744 | 46
22608 | 20551 | 1067 | 0.50339 | 47
23088 | 20925 | 1186 | 0.42107 | 48
24474 | 22010 | 1342 | 0.33597 | 49
24604 | 22351 | 1360 | 0.1544 | 50
25007 | 22601 | 1378 | 0.35259 | 51
25480 | 22805 | 1500 | 0.46229 | 52
26080 | 23207 | 1654 | 0.50241 | 1
26574 | 23451 | 1706 | 0.45195 | 2
26736 | 23597 | 1731 | 0.37566 | 3
26425 | 23548 | 1651 | 0.37072 | 4
25873 | 22971 | 1614 | 0.37118 | 5
25608 | 22815 | 1537 | 0.31398 | 6
25112 | 22564 | 1529 | 0.31719 | 7
24905 | 22331 | 1507 | 0.29704 | 8
23923 | 21103 | 1563 | 0.50051 | 9
23656 | 20833 | 1472 | 0.50512 | 10
23111 | 20536 | 1369 | 0.5938 | 11
22515 | 20127 | 1244 | 0.6756 | 12
21764 | 19767 | 1076 | 0.56271 | 13
20778 | 19258 | 855 | 0.79715 | 14
20413 | 18968 | 769 | 0.94359 | 15
20101 | 18721 | 672 | 1.1097 | 16
19455 | 18437 | 529 | 1.1575 | 17
19812 | 18407 | 878 | 3.8065 | 18
20212 | 18486 | 1047 | 3.5661 | 19
22395 | 18838 | 1486 | 2.5047 | 20
23554 | 19276 | 1773 | 1.8708 | 21
24037 | 19757 | 1990 | 1.5835 | 22
2032-06-01
24578 | 20434 | 2037 | 1.2455 | 23
25224 | 20992 | 2162 | 1.0428 | 24
26024 | 21727 | 2272 | 0.69336 | 25
26875 | 22504 | 2402 | 0.54721 | 26
28753 | 23400 | 3049 | 0.35786 | 27
29886 | 24110 | 3117 | 0.32146 | 28
29503 | 24226 | 3080 | 0.21218 | 29
29464 | 24279 | 3025 | 0.19591 | 30
29048 | 23884 | 3002 | 0.24533 | 31
28276 | 23515 | 2857 | 0.21263 | 32
28025 | 23049 | 2875 | 0.30583 | 33
27452 | 22492 | 2881 | 0.43467 | 34
27253 | 21844 | 2905 | 0.53059 | 35
25721 | 21306 | 2283 | 0.98872 | 36
24641 | 20678 | 2019 | 1.2483 | 37
23989 | 20064 | 1747 | 1.6361 | 38
22576 | 19595 | 1366 | 1.9774 | 39
19957 | 19443 | 298 | 1.4704 | 40
20159 | 19508 | 331 | 1.2336 | 41
20431 | 19633 | 415 | 1.3928 | 42
20804 | 19756 | 509 | 1.1877 | 43
21194 | 19940 | 636 | 1.1619 | 44
22350 | 20448 | 1016 | 0.49748 | 45
22725 | 20797 | 1132 | 0.59283 | 46
23359 | 21126 | 1169 | 0.50938 | 47
23905 | 21535 | 1299 | 0.42425 | 48
25342 | 22644 | 1466 | 0.34205 | 49
25484 | 23017 | 1487 | 0.1583 | 50
25915 | 23290 | 1505 | 0.35068 | 51
26435 | 23513 | 1637 | 0.45675 | 52
27087 | 23968 | 1808 | 0.50187 | 1
27623 | 24235 | 1863 | 0.44859 | 2
27803 | 24392 | 1891 | 0.37336 | 3
27461 | 24337 | 1803 | 0.36675 | 4
26708 | 23547 | 1761 | 0.36507 | 5
26406 | 23376 | 1677 | 0.30809 | 6
25869 | 23101 | 1668 | 0.31408 | 7
25652 | 22846 | 1644 | 0.29641 | 8
24829 | 21786 | 1698 | 0.48723 | 9
24567 | 21492 | 1601 | 0.49511 | 10
23976 | 21167 | 1490 | 0.58552 | 11
23324 | 20723 | 1354 | 0.66833 | 12
22532 | 20331 | 1173 | 0.55738 | 13
21475 | 19820 | 937 | 0.76524 | 14
21094 | 19503 | 848 | 0.91303 | 15
20758 | 19231 | 744 | 1.0739 | 16
20022 | 18914 | 591 | 1.1294 | 17
20288 | 18898 | 886 | 3.7489 | 18
20699 | 18957 | 1055 | 3.5858 | 19
22900 | 19303 | 1503 | 2.5216 | 20
24082 | 19744 | 1796 | 1.8826 | 21
24572 | 20229 | 2018 | 1.5951 | 22
2033-06-01
25005 | 20867 | 2027 | 1.2662 | 23
25650 | 21421 | 2157 | 1.0598 | 24
26457 | 22152 | 2270 | 0.7073 | 25
27315 | 22927 | 2405 | 0.55982 | 26
29213 | 23823 | 3065 | 0.36656 | 27
30359 | 24536 | 3136 | 0.32918 | 28
29971 | 24654 | 3098 | 0.21939 | 29
29930 | 24707 | 3043 | 0.20322 | 30
29480 | 24285 | 3015 | 0.25243 | 31
28701 | 23914 | 2868 | 0.22018 | 32
28450 | 23447 | 2885 | 0.31395 | 33
27871 | 22889 | 2889 | 0.44429 | 34
27671 | 22241 | 2910 | 0.54055 | 35
26158 | 21724 | 2288 | 1.0023 | 36
25068 | 21098 | 2020 | 1.2647 | 37
24414 | 20488 | 1742 | 1.6594 | 38
22988 | 20030 | 1354 | 2.0139 | 39
20477 | 19916 | 328 | 1.6677 | 40
20742 | 20003 | 370 | 1.3013 | 41
21076 | 20152 | 469 | 1.3976 | 42
21455 | 20299 | 573 | 1.1587 | 43
21906 | 20512 | 712 | 1.1141 | 44
23088 | 21011 | 1111 | 0.50498 | 45
23505 | 21394 | 1239 | 0.59871 | 46
24180 | 21754 | 1279 | 0.51584 | 47
24800 | 22203 | 1422 | 0.42852 | 48
26291 | 23338 | 1603 | 0.3496 | 49
26462 | 23746 | 1626 | 0.16454 | 50
26910 | 24043 | 1646 | 0.35331 | 51
27440 | 24287 | 1790 | 0.4571 | 52
28189 | 24799 | 1979 | 0.50729 | 1
28779 | 25089 | 2039 | 0.45128 | 2
28970 | 25260 | 2069 | 0.37697 | 3
28599 | 25198 | 1972 | 0.36871 | 4
27825 | 24396 | 1925 | 0.36425 | 5
27481 | 24207 | 1832 | 0.30693 | 6
26918 | 23906 | 1821 | 0.31529 | 7
26688 | 23626 | 1795 | 0.29917 | 8
25827 | 22530 | 1845 | 0.47757 | 9
25525 | 22210 | 1741 | 0.48803 | 10
24917 | 21855 | 1621 | 0.58017 | 11
24189 | 21371 | 1474 | 0.66339 | 12
23330 | 20945 | 1279 | 0.55335 | 13
22230 | 20429 | 1026 | 0.73654 | 14
21846 | 20082 | 933 | 0.88533 | 15
21436 | 19783 | 822 | 1.0415 | 16
20648 | 19431 | 659 | 1.1039 | 17
20802 | 19429 | 896 | 3.6558 | 18
21221 | 19467 | 1063 | 3.5995 | 19
23439 | 19805 | 1518 | 2.5406 | 20
24645 | 20250 | 1817 | 1.8959 | 21
25139 | 20739 | 2044 | 1.6081 | 22

## 14 Summary
2024 CELT GROSS Forecast: ISO-NE, States, Subareas, and Load Zones
|  | Annual Energy (GWh) |  |  | 50/50 Summer Peak (MW) |  |  | 90/10 Summer Peak (MW) |  |  | 50/50 Winter Peak (MW) |  |  | 90/10 Winter Peak (MW)
|  | 2024 | 2033 | CAGR | 2024 | 2033 | CAGR | 2024 | 2033 | CAGR | 2024 | 2033 | CAGR | 2024 | 2033 | CAGR
State | ISONE | 135240 | 161186 | 1.9692 | 27424 | 30359 | 1.1361 | 29254 | 32313 | 1.1112 | 21984 | 28970 | 3.1136 | 22765 | 30472 | 3.2929
State | CT | 32144 | 35988 | 1.263 | 6964 | 7371 | 0.6331 | 7400 | 7817 | 0.61098 | 5384 | 6576 | 2.247 | 5571 | 6890 | 2.3892
State | ME | 12722 | 16379 | 2.8472 | 2136 | 2559 | 2.0279 | 2261 | 2717 | 2.0623 | 2031 | 3069 | 4.6938 | 2090 | 3370 | 5.4517
State | MA | 62308 | 75768 | 2.197 | 12816 | 14313 | 1.2351 | 13733 | 15284 | 1.196 | 10088 | 13583 | 3.3605 | 10486 | 14105 | 3.3492
State | NH | 12735 | 15002 | 1.837 | 2508 | 2820 | 1.3113 | 2644 | 2967 | 1.2889 | 2045 | 2516 | 2.3298 | 2105 | 2646 | 2.5741
State | RI | 8862 | 10272 | 1.6541 | 1961 | 2144 | 0.99625 | 2136 | 2333 | 0.98504 | 1396 | 1725 | 2.3792 | 1444 | 1790 | 2.4154
State | VT | 6469 | 7777 | 2.0672 | 1039 | 1151 | 1.144 | 1080 | 1195 | 1.1306 | 1040 | 1500 | 4.1533 | 1069 | 1671 | 5.0886
RSP Subarea | BHE | 1844 | 2378 | 2.8661 | 311 | 373 | 2.0404 | 329 | 396 | 2.0809 | 294 | 445 | 4.7132 | 302 | 488 | 5.4768
RSP Subarea | ME | 6037 | 7849 | 2.9594 | 966 | 1162 | 2.0738 | 1023 | 1234 | 2.1054 | 996 | 1516 | 4.7782 | 1025 | 1664 | 5.5312
RSP Subarea | SME | 4583 | 5875 | 2.7979 | 816 | 977 | 2.021 | 864 | 1038 | 2.0596 | 702 | 1059 | 4.6743 | 722 | 1163 | 5.4398
RSP Subarea | NH | 11772 | 13846 | 1.8194 | 2295 | 2580 | 1.3091 | 2420 | 2715 | 1.2863 | 1897 | 2337 | 2.3448 | 1953 | 2461 | 2.6022
RSP Subarea | VT | 7513 | 8991 | 2.0155 | 1276 | 1417 | 1.1714 | 1329 | 1475 | 1.1649 | 1193 | 1678 | 3.8631 | 1226 | 1853 | 4.6964
RSP Subarea | Boston | 28287 | 34281 | 2.1584 | 5843 | 6519 | 1.2238 | 6261 | 6961 | 1.1846 | 4562 | 6118 | 3.3146 | 4742 | 6353 | 3.303
RSP Subarea | CMA/NEMA | 8001 | 9508 | 1.9359 | 1649 | 1826 | 1.1393 | 1767 | 1950 | 1.101 | 1288 | 1685 | 3.0303 | 1338 | 1750 | 3.0276
RSP Subarea | WMA | 9932 | 12402 | 2.4984 | 1975 | 2236 | 1.3887 | 2114 | 2386 | 1.3539 | 1658 | 2298 | 3.6935 | 1723 | 2391 | 3.7076
RSP Subarea | SEMA | 13913 | 16813 | 2.1259 | 2865 | 3176 | 1.1516 | 3073 | 3395 | 1.1134 | 2254 | 3015 | 3.285 | 2342 | 3131 | 3.2787
RSP Subarea | RI | 11628 | 13718 | 1.8536 | 2573 | 2836 | 1.0872 | 2789 | 3068 | 1.065 | 1815 | 2316 | 2.7454 | 1881 | 2404 | 2.7634
RSP Subarea | CT | 15252 | 17094 | 1.2749 | 3282 | 3475 | 0.63693 | 3488 | 3685 | 0.61233 | 2568 | 3141 | 2.2632 | 2657 | 3291 | 2.4062
RSP Subarea | SWCT | 10871 | 12163 | 1.2556 | 2321 | 2456 | 0.63015 | 2466 | 2604 | 0.60685 | 1841 | 2246 | 2.2339 | 1905 | 2353 | 2.3745
RSP Subarea | NOR | 5607 | 6267 | 1.2441 | 1254 | 1327 | 0.63067 | 1332 | 1407 | 0.6105 | 916 | 1118 | 2.2389 | 948 | 1171 | 2.3751
Load Zone | SEMA | 16693 | 20273 | 2.1824 | 3479 | 3870 | 1.1905 | 3728 | 4133 | 1.1525 | 2676 | 3608 | 3.3761 | 2782 | 3746 | 3.361
Load Zone | WCMA | 17656 | 21583 | 2.2565 | 3573 | 4008 | 1.2847 | 3829 | 4280 | 1.2449 | 2895 | 3915 | 3.4105 | 3010 | 4065 | 3.395
Load Zone | NEMA | 27959 | 33912 | 2.1679 | 5764 | 6435 | 1.2311 | 6176 | 6871 | 1.1919 | 4517 | 6061 | 3.3209 | 4695 | 6293 | 3.3084
2024 CELT GROSS-PV Forecast: ISO-NE, States, Subareas, and Load Zones
|  | Annual Energy (GWh) |  |  | 50/50 Summer Peak (MW) |  |  | 90/10 Summer Peak (MW) |  |  | 50/50 Winter Peak (MW) |  |  | 90/10 Winter Peak (MW)
|  | 2024 | 2033 | CAGR | 2024 | 2033 | CAGR | 2024 | 2033 | CAGR | 2024 | 2033 | CAGR | 2024 | 2033 | CAGR
State | ISONE | 129796 | 151211 | 1.7113 | 26327 | 29075 | 1.1093 | 28157 | 31029 | 1.085 | 21984 | 28970 | 3.1136 | 22765 | 30472 | 3.2929
State | CT | 31000 | 33034 | 0.70861 | 6747 | 6996 | 0.40349 | 7183 | 7442 | 0.39436 | 5384 | 6576 | 2.247 | 5571 | 6890 | 2.3892
State | ME | 12317 | 15629 | 2.6814 | 2055 | 2464 | 2.0373 | 2180 | 2622 | 2.0724 | 2031 | 3069 | 4.6938 | 2090 | 3370 | 5.4517
State | MA | 59576 | 71418 | 2.0348 | 12262 | 13754 | 1.284 | 13179 | 14725 | 1.2401 | 10088 | 13583 | 3.3605 | 10486 | 14105 | 3.3492
State | NH | 12419 | 14430 | 1.6816 | 2442 | 2745 | 1.3081 | 2578 | 2892 | 1.2852 | 2045 | 2516 | 2.3298 | 2105 | 2646 | 2.5741
State | RI | 8662 | 9882 | 1.4749 | 1922 | 2095 | 0.96224 | 2097 | 2284 | 0.95364 | 1396 | 1725 | 2.3792 | 1444 | 1790 | 2.4154
State | VT | 5823 | 6817 | 1.7666 | 900 | 1021 | 1.4115 | 941 | 1065 | 1.3849 | 1040 | 1500 | 4.1533 | 1069 | 1671 | 5.0886
RSP Subarea | BHE | 1788 | 2281 | 2.7427 | 300 | 361 | 2.0779 | 318 | 384 | 2.1176 | 294 | 445 | 4.7132 | 302 | 488 | 5.4768
RSP Subarea | ME | 5793 | 7392 | 2.7453 | 917 | 1104 | 2.0835 | 974 | 1176 | 2.1161 | 996 | 1516 | 4.7782 | 1025 | 1664 | 5.5312
RSP Subarea | SME | 4503 | 5728 | 2.7096 | 800 | 958 | 2.0228 | 848 | 1019 | 2.062 | 702 | 1059 | 4.6743 | 722 | 1163 | 5.4398
RSP Subarea | NH | 11470 | 13293 | 1.6524 | 2232 | 2507 | 1.2994 | 2357 | 2642 | 1.2764 | 1897 | 2337 | 2.3448 | 1953 | 2461 | 2.6022
RSP Subarea | VT | 6863 | 8011 | 1.7334 | 1137 | 1284 | 1.3601 | 1190 | 1342 | 1.3446 | 1193 | 1678 | 3.8631 | 1226 | 1853 | 4.6964
RSP Subarea | Boston | 27582 | 33132 | 2.058 | 5700 | 6371 | 1.2442 | 6118 | 6813 | 1.2027 | 4562 | 6118 | 3.3146 | 4742 | 6353 | 3.303
RSP Subarea | CMA/NEMA | 7599 | 8865 | 1.7269 | 1566 | 1743 | 1.1969 | 1684 | 1867 | 1.1528 | 1288 | 1685 | 3.0303 | 1338 | 1750 | 3.0276
RSP Subarea | WMA | 9243 | 11327 | 2.2849 | 1834 | 2097 | 1.5001 | 1973 | 2247 | 1.4554 | 1658 | 2298 | 3.6935 | 1723 | 2391 | 3.7076
RSP Subarea | SEMA | 13122 | 15552 | 1.9057 | 2706 | 3015 | 1.2087 | 2914 | 3234 | 1.1644 | 2254 | 3015 | 3.285 | 2342 | 3131 | 3.2787
RSP Subarea | RI | 11230 | 13017 | 1.6543 | 2495 | 2748 | 1.0789 | 2711 | 2980 | 1.0567 | 1815 | 2316 | 2.7454 | 1881 | 2404 | 2.7634
RSP Subarea | CT | 14601 | 15420 | 0.60824 | 3158 | 3262 | 0.36067 | 3364 | 3472 | 0.35173 | 2568 | 3141 | 2.2632 | 2657 | 3291 | 2.4062
RSP Subarea | SWCT | 10475 | 11134 | 0.68021 | 2246 | 2325 | 0.38484 | 2391 | 2473 | 0.37537 | 1841 | 2246 | 2.2339 | 1905 | 2353 | 2.3745
RSP Subarea | NOR | 5526 | 6059 | 1.0284 | 1239 | 1300 | 0.53542 | 1317 | 1380 | 0.52054 | 916 | 1118 | 2.2389 | 948 | 1171 | 2.3751
Load Zone | SEMA | 15684 | 18674 | 1.9577 | 3275 | 3664 | 1.2549 | 3524 | 3927 | 1.2104 | 2676 | 3608 | 3.3761 | 2782 | 3746 | 3.361
Load Zone | WCMA | 16535 | 19817 | 2.0322 | 3345 | 3781 | 1.3707 | 3601 | 4053 | 1.3225 | 2895 | 3915 | 3.4105 | 3010 | 4065 | 3.395
Load Zone | NEMA | 27356 | 32928 | 2.0812 | 5642 | 6308 | 1.2475 | 6054 | 6744 | 1.2065 | 4517 | 6061 | 3.3209 | 4695 | 6293 | 3.3084
2024 CELT GROSS-PV-EE Forecast: ISO-NE, States, Subareas, and Load Zones
|  | Annual Energy (GWh) |  |  | 50/50 Summer Peak (MW) |  |  | 90/10 Summer Peak (MW) |  |  | 50/50 Winter Peak (MW) |  |  | 90/10 Winter Peak (MW)
|  | 2024 | 2033 | CAGR | 2024 | 2033 | CAGR | 2024 | 2033 | CAGR | 2024 | 2033 | CAGR | 2024 | 2033 | CAGR
State | ISONE | 119178 | 140001 | 1.8053 | 24552 | 27052 | 1.0832 | 26382 | 29006 | 1.0591 | 20308 | 26768 | 3.1164 | 21089 | 28270 | 3.3097
State | CT | 28421 | 29894 | 0.56302 | 6299 | 6489 | 0.33074 | 6735 | 6935 | 0.32568 | 4974 | 5962 | 2.0335 | 5161 | 6276 | 2.1972
State | ME | 11663 | 15187 | 2.977 | 1955 | 2397 | 2.2906 | 2080 | 2555 | 2.3117 | 1931 | 2998 | 5.0093 | 1990 | 3299 | 5.7772
State | MA | 54322 | 66002 | 2.1875 | 11385 | 12698 | 1.2201 | 12302 | 13669 | 1.1776 | 9266 | 12469 | 3.3538 | 9664 | 12991 | 3.3418
State | NH | 11721 | 13651 | 1.7081 | 2328 | 2607 | 1.2656 | 2464 | 2754 | 1.244 | 1931 | 2379 | 2.3453 | 1991 | 2509 | 2.6027
State | RI | 7791 | 9072 | 1.7058 | 1777 | 1947 | 1.0203 | 1952 | 2136 | 1.0059 | 1257 | 1578 | 2.5592 | 1305 | 1643 | 2.5921
State | VT | 5261 | 6195 | 1.8324 | 810 | 914 | 1.3512 | 851 | 958 | 1.3246 | 950 | 1381 | 4.2443 | 979 | 1552 | 5.253
RSP Subarea | BHE | 1695 | 2218 | 3.0331 | 286 | 351 | 2.3016 | 304 | 374 | 2.3292 | 280 | 435 | 5.0169 | 288 | 478 | 5.7909
RSP Subarea | ME | 5483 | 7181 | 3.043 | 870 | 1073 | 2.3576 | 927 | 1145 | 2.3745 | 948 | 1481 | 5.0818 | 977 | 1629 | 5.8448
RSP Subarea | SME | 4265 | 5567 | 3.0044 | 762 | 933 | 2.275 | 810 | 994 | 2.3005 | 666 | 1034 | 5.0092 | 686 | 1138 | 5.785
RSP Subarea | NH | 10869 | 12629 | 1.6815 | 2134 | 2390 | 1.2668 | 2259 | 2525 | 1.2446 | 1799 | 2220 | 2.3639 | 1855 | 2344 | 2.6338
RSP Subarea | VT | 6227 | 7306 | 1.7914 | 1034 | 1161 | 1.2955 | 1087 | 1219 | 1.2816 | 1091 | 1546 | 3.9491 | 1124 | 1721 | 4.8473
RSP Subarea | Boston | 25166 | 30631 | 2.2076 | 5293 | 5879 | 1.1735 | 5711 | 6321 | 1.134 | 4187 | 5609 | 3.3021 | 4367 | 5844 | 3.2901
RSP Subarea | CMA/NEMA | 6926 | 8174 | 1.8579 | 1453 | 1607 | 1.1256 | 1571 | 1731 | 1.0835 | 1184 | 1545 | 3.0011 | 1234 | 1610 | 2.9994
RSP Subarea | WMA | 8407 | 10446 | 2.4422 | 1700 | 1935 | 1.4491 | 1839 | 2085 | 1.4047 | 1521 | 2109 | 3.6984 | 1586 | 2202 | 3.7134
RSP Subarea | SEMA | 11948 | 14367 | 2.0697 | 2512 | 2788 | 1.165 | 2720 | 3007 | 1.1208 | 2068 | 2770 | 3.3007 | 2156 | 2886 | 3.2933
RSP Subarea | RI | 10133 | 11965 | 1.8637 | 2309 | 2549 | 1.1048 | 2525 | 2781 | 1.0788 | 1643 | 2121 | 2.878 | 1709 | 2209 | 2.8925
RSP Subarea | CT | 13362 | 13911 | 0.44839 | 2943 | 3018 | 0.28 | 3149 | 3228 | 0.27569 | 2371 | 2846 | 2.0496 | 2460 | 2996 | 2.2143
RSP Subarea | SWCT | 9636 | 10106 | 0.53055 | 2100 | 2159 | 0.30834 | 2245 | 2307 | 0.30315 | 1708 | 2045 | 2.021 | 1772 | 2152 | 2.1822
RSP Subarea | NOR | 5062 | 5501 | 0.92837 | 1158 | 1210 | 0.48926 | 1236 | 1290 | 0.47626 | 842 | 1009 | 2.0307 | 874 | 1062 | 2.1884
Load Zone | SEMA | 14368 | 17327 | 2.1025 | 3045 | 3387 | 1.1897 | 3294 | 3650 | 1.1468 | 2466 | 3323 | 3.3696 | 2572 | 3461 | 3.3536
Load Zone | WCMA | 14761 | 17948 | 2.1959 | 3048 | 3425 | 1.3042 | 3304 | 3697 | 1.2566 | 2622 | 3552 | 3.4306 | 2737 | 3702 | 3.4126
Load Zone | NEMA | 25215 | 30756 | 2.2317 | 5292 | 5885 | 1.1871 | 5704 | 6321 | 1.1478 | 4177 | 5595 | 3.3009 | 4355 | 5827 | 3.2882

## 15 PV EE
Behind-the-Meter PV on Energy Forecast Comparison (GWh)
| 2024 | 2025 | 2026 | 2027 | 2028 | 2029 | 2030 | 2031 | 2032
ISO-NE
2024 CELT | 5444 | 5943 | 6431 | 6863 | 7361 | 7867 | 8379 | 8899 | 9452
2023 CELT | 4970 | 5336 | 5679 | 6107 | 6596 | 7027 | 7415 | 7792 | 8168
Difference | 474 | 607 | 753 | 756 | 765 | 840 | 964 | 1107 | 1285
Connecticut
2024 CELT | 1144 | 1288 | 1497 | 1704 | 1911 | 2110 | 2313 | 2522 | 2743
2023 CELT | 1142 | 1243 | 1395 | 1561 | 1729 | 1880 | 2017 | 2153 | 2281
Difference | 2 | 45 | 102 | 143 | 182 | 230 | 296 | 369 | 462
Maine
2024 CELT | 405 | 464 | 503 | 541 | 580 | 614 | 649 | 683 | 718
2023 CELT | 324 | 391 | 428 | 464 | 502 | 537 | 570 | 597 | 624
Difference | 81 | 73 | 75 | 77 | 78 | 77 | 79 | 86 | 93
Massachusetts
2024 CELT | 2732 | 2945 | 3098 | 3206 | 3380 | 3577 | 3771 | 3962 | 4163
2023 CELT | 2448 | 2595 | 2699 | 2855 | 3061 | 3232 | 3376 | 3515 | 3657
Difference | 285 | 350 | 400 | 351 | 319 | 345 | 395 | 447 | 505
New Hampshire
2024 CELT | 316 | 348 | 378 | 408 | 436 | 461 | 487 | 514 | 543
2023 CELT | 267 | 294 | 320 | 346 | 373 | 398 | 424 | 450 | 477
Difference | 50 | 54 | 59 | 62 | 63 | 63 | 62 | 64 | 67
Rhode Island
2024 CELT | 200 | 220 | 242 | 257 | 275 | 297 | 319 | 342 | 367
2023 CELT | 157 | 150 | 144 | 157 | 176 | 193 | 210 | 225 | 240
Difference | 43 | 70 | 97 | 100 | 99 | 104 | 109 | 117 | 127
Vermont
2024 CELT | 646 | 679 | 713 | 747 | 780 | 808 | 840 | 876 | 918
2023 CELT | 633 | 663 | 693 | 723 | 755 | 786 | 819 | 852 | 888
Difference | 13 | 16 | 20 | 23 | 24 | 22 | 21 | 24 | 30
EE on Energy Forecast Comparison (GWh)
| 2024 | 2025 | 2026 | 2027 | 2028 | 2029 | 2030 | 2031 | 2032
ISO-NE
2024 CELT | 10618 | 11222 | 11826 | 12430 | 12463 | 12437 | 12218 | 11938 | 11601
2023 CELT | 12281 | 12980 | 13678 | 13819 | 13880 | 13721 | 13487 | 13181 | 12810
Difference | -1663 | -1758 | -1852 | -1390 | -1417 | -1284 | -1270 | -1243 | -1208
Connecticut
2024 CELT | 2579 | 2726 | 2872 | 3019 | 3087 | 3141 | 3165 | 3173 | 3164
2023 CELT | 3264 | 3450 | 3635 | 3696 | 3738 | 3749 | 3743 | 3719 | 3683
Difference | -685 | -724 | -763 | -677 | -652 | -609 | -577 | -547 | -519
Maine
2024 CELT | 654 | 691 | 728 | 766 | 726 | 684 | 626 | 566 | 505
2023 CELT | 894 | 945 | 995 | 964 | 931 | 880 | 828 | 773 | 716
Difference | -240 | -253 | -267 | -199 | -205 | -196 | -202 | -206 | -211
Massachusetts
2024 CELT | 5254 | 5553 | 5852 | 6150 | 6157 | 6133 | 6000 | 5835 | 5640
2023 CELT | 5764 | 6092 | 6420 | 6500 | 6533 | 6441 | 6307 | 6133 | 5922
Difference | -510 | -539 | -568 | -349 | -376 | -308 | -307 | -299 | -282
New Hampshire
2024 CELT | 698 | 737 | 777 | 817 | 822 | 824 | 816 | 806 | 794
2023 CELT | 778 | 822 | 866 | 900 | 928 | 942 | 950 | 953 | 952
Difference | -80 | -85 | -89 | -83 | -105 | -118 | -134 | -147 | -158
Rhode Island
2024 CELT | 871 | 921 | 971 | 1020 | 1005 | 986 | 948 | 906 | 860
2023 CELT | 976 | 1031 | 1087 | 1072 | 1053 | 1014 | 970 | 922 | 869
Difference | -104 | -110 | -116 | -52 | -48 | -27 | -22 | -16 | -10
Vermont
2024 CELT | 562 | 594 | 626 | 658 | 665 | 669 | 662 | 652 | 639
2023 CELT | 606 | 640 | 675 | 688 | 697 | 696 | 690 | 681 | 668
Difference | -43 | -46 | -48 | -30 | -32 | -27 | -28 | -29 | -29
Behind-the-Meter PV on Summer Peak Forecast Comparison (MW)
| 2024 | 2025 | 2026 | 2027 | 2028 | 2029 | 2030 | 2031 | 2032
ISO-NE
2024 CELT | 1097 | 1141 | 1161 | 1173 | 1199 | 1218 | 1236 | 1253 | 1269
2023 CELT | 1002 | 1008 | 1025 | 1059 | 1085 | 1103 | 1113 | 1118 | 1117
Difference | 95 | 132 | 136 | 114 | 113 | 115 | 123 | 135 | 152
Connecticut
2024 CELT | 217 | 243 | 268 | 288 | 307 | 322 | 337 | 350 | 364
2023 CELT | 219 | 227 | 250 | 267 | 281 | 291 | 299 | 305 | 308
Difference | -1 | 15 | 17 | 22 | 26 | 31 | 38 | 45 | 56
Maine
2024 CELT | 81 | 87 | 90 | 92 | 93 | 93 | 94 | 94 | 95
2023 CELT | 65 | 73 | 76 | 79 | 81 | 83 | 84 | 84 | 84
Difference | 16 | 14 | 14 | 13 | 12 | 11 | 10 | 11 | 11
Massachusetts
2024 CELT | 554 | 564 | 554 | 543 | 549 | 553 | 555 | 557 | 558
2023 CELT | 496 | 491 | 481 | 493 | 502 | 506 | 505 | 503 | 499
Difference | 59 | 73 | 73 | 50 | 47 | 47 | 50 | 54 | 59
New Hampshire
2024 CELT | 66 | 68 | 70 | 72 | 73 | 73 | 74 | 74 | 75
2023 CELT | 56 | 58 | 60 | 61 | 63 | 64 | 65 | 66 | 67
Difference | 10 | 11 | 11 | 11 | 10 | 9 | 8 | 8 | 8
Rhode Island
2024 CELT | 39 | 41 | 43 | 42 | 43 | 45 | 46 | 47 | 48
2023 CELT | 31 | 25 | 25 | 26 | 28 | 29 | 31 | 31 | 32
Difference | 8 | 16 | 18 | 16 | 15 | 15 | 15 | 15 | 16
Vermont
2024 CELT | 139 | 138 | 137 | 136 | 134 | 132 | 131 | 130 | 130
2023 CELT | 136 | 134 | 133 | 132 | 131 | 130 | 129 | 129 | 128
Difference | 3 | 4 | 4 | 4 | 3 | 2 | 1 | 1 | 2
EE on Summer Peak Forecast Comparison (MW)
| 2024 | 2025 | 2026 | 2027 | 2028 | 2029 | 2030 | 2031 | 2032
ISO-NE
2024 CELT | 1775 | 1873 | 1972 | 2070 | 2102 | 2117 | 2117 | 2101 | 2069
2023 CELT | 2085 | 2201 | 2317 | 2389 | 2441 | 2471 | 2480 | 2467 | 2436
Difference | -310 | -328 | -345 | -318 | -339 | -354 | -363 | -367 | -367
Connecticut
2024 CELT | 448 | 473 | 498 | 522 | 528 | 530 | 530 | 525 | 518
2023 CELT | 592 | 625 | 658 | 674 | 685 | 691 | 693 | 690 | 683
Difference | -144 | -152 | -160 | -151 | -157 | -161 | -163 | -164 | -165
Maine
2024 CELT | 100 | 106 | 112 | 117 | 110 | 102 | 94 | 85 | 76
2023 CELT | 138 | 146 | 153 | 148 | 143 | 137 | 130 | 123 | 115
Difference | -37 | -39 | -42 | -31 | -33 | -35 | -37 | -38 | -39
Massachusetts
2024 CELT | 877 | 926 | 975 | 1023 | 1053 | 1073 | 1083 | 1083 | 1074
2023 CELT | 965 | 1019 | 1072 | 1122 | 1160 | 1185 | 1197 | 1197 | 1185
Difference | -88 | -93 | -98 | -98 | -107 | -112 | -114 | -114 | -111
New Hampshire
2024 CELT | 114 | 120 | 127 | 133 | 136 | 137 | 138 | 139 | 138
2023 CELT | 129 | 136 | 143 | 152 | 159 | 166 | 172 | 176 | 179
Difference | -15 | -15 | -16 | -19 | -24 | -29 | -33 | -37 | -40
Rhode Island
2024 CELT | 145 | 153 | 161 | 169 | 169 | 167 | 163 | 159 | 154
2023 CELT | 165 | 174 | 183 | 184 | 184 | 182 | 179 | 174 | 168
Difference | -20 | -21 | -22 | -15 | -15 | -15 | -15 | -15 | -14
Vermont
2024 CELT | 90 | 95 | 100 | 105 | 107 | 108 | 109 | 109 | 108
2023 CELT | 97 | 102 | 108 | 109 | 110 | 111 | 110 | 108 | 106
Difference | -7 | -7 | -8 | -4 | -3 | -2 | -1 | 1 | 2

## 16 Electrification
2024 CELT Forecast Detail: Electrification Forecasts
ISONE Control Area, New England States, RSP Sub-areas, and SMD Load Zones
| SUMMER PEAK (MW) |  |  |  | WINTER PEAK (MW) |  |  |  | ANNUAL ENERGY (GWH)
ISONE | Transportation 50/50 | Transportation 90/10 | Heating 50/50 | Heating 90/10 | Transportation 50/50 | Transportation 90/10 | Heating 50/50 | Heating 90/10 | Transportation | Heating
2024 | 51 | 53 | 2 | 2 | 147 | 152 | 206 | 242 | 325 | 640
2025 | 155 | 159 | 5 | 5 | 325 | 335 | 421 | 495 | 1045 | 1127
2026 | 330 | 339 | 9 | 9 | 543 | 563 | 705 | 782 | 1978 | 1676
2027 | 515 | 528 | 14 | 14 | 811 | 837 | 946 | 1106 | 3134 | 2292
2028 | 734 | 752 | 21 | 21 | 1121 | 1156 | 1258 | 1472 | 4522 | 2979
2029 | 986 | 1011 | 28 | 28 | 1476 | 1522 | 1612 | 1889 | 6151 | 3749
2030 | 1273 | 1304 | 38 | 38 | 1880 | 1932 | 1998 | 2402 | 8024 | 4618
2031 | 1592 | 1631 | 50 | 50 | 2325 | 2389 | 2469 | 2971 | 10148 | 5614
2032 | 1946 | 1994 | 66 | 66 | 2814 | 2892 | 3005 | 3623 | 12532 | 6742
2033 | 2334 | 2391 | 85 | 85 | 3348 | 3440 | 3604 | 4356 | 15182 | 7996
STATES:
CT | Transportation 50/50 | Transportation 90/10 | Heating 50/50 | Heating 90/10 | Transportation 50/50 | Transportation 90/10 | Heating 50/50 | Heating 90/10 | Transportation | Heating
2024 | 10 | 11 | 0 | 0 | 30 | 30 | 37 | 43 | 64 | 96
2025 | 31 | 31 | 1 | 1 | 64 | 66 | 74 | 87 | 202 | 169
2026 | 64 | 66 | 2 | 2 | 104 | 107 | 122 | 135 | 374 | 249
2027 | 98 | 100 | 3 | 3 | 151 | 155 | 163 | 189 | 580 | 337
2028 | 137 | 140 | 4 | 4 | 205 | 211 | 212 | 250 | 822 | 436
2029 | 182 | 185 | 5 | 5 | 267 | 273 | 261 | 316 | 1102 | 546
2030 | 232 | 236 | 7 | 7 | 336 | 344 | 323 | 402 | 1424 | 673
2031 | 288 | 293 | 9 | 9 | 414 | 423 | 401 | 499 | 1791 | 825
2032 | 352 | 358 | 11 | 11 | 501 | 512 | 497 | 615 | 2209 | 1008
2033 | 423 | 430 | 14 | 14 | 599 | 611 | 609 | 758 | 2687 | 1228
ME
2024 | 4 | 4 | 0 | 0 | 13 | 14 | 39 | 47 | 29 | 142
2025 | 14 | 14 | 1 | 1 | 31 | 32 | 75 | 96 | 98 | 245
2026 | 31 | 32 | 1 | 1 | 55 | 57 | 127 | 151 | 196 | 355
2027 | 51 | 53 | 2 | 2 | 87 | 89 | 161 | 220 | 328 | 474
2028 | 77 | 80 | 3 | 3 | 127 | 130 | 208 | 292 | 496 | 602
2029 | 108 | 112 | 4 | 4 | 174 | 178 | 271 | 375 | 705 | 740
2030 | 144 | 150 | 5 | 5 | 228 | 232 | 333 | 474 | 951 | 891
2031 | 184 | 191 | 7 | 7 | 286 | 292 | 409 | 583 | 1229 | 1062
2032 | 227 | 236 | 9 | 9 | 347 | 354 | 498 | 706 | 1530 | 1255
2033 | 271 | 281 | 12 | 12 | 407 | 417 | 600 | 840 | 1845 | 1469
MA
2024 | 30 | 30 | 1 | 1 | 84 | 86 | 92 | 104 | 188 | 263
2025 | 89 | 91 | 2 | 2 | 184 | 190 | 192 | 215 | 600 | 475
2026 | 189 | 193 | 4 | 4 | 306 | 317 | 324 | 340 | 1129 | 726
2027 | 293 | 300 | 7 | 7 | 455 | 469 | 446 | 473 | 1776 | 1016
2028 | 415 | 424 | 10 | 10 | 622 | 644 | 603 | 628 | 2545 | 1348
2029 | 553 | 567 | 14 | 14 | 813 | 841 | 773 | 807 | 3435 | 1725
2030 | 709 | 726 | 19 | 19 | 1028 | 1060 | 956 | 1023 | 4448 | 2154
2031 | 882 | 903 | 25 | 25 | 1264 | 1304 | 1178 | 1262 | 5590 | 2646
2032 | 1074 | 1099 | 33 | 33 | 1523 | 1572 | 1425 | 1533 | 6869 | 3198
2033 | 1283 | 1313 | 43 | 43 | 1808 | 1867 | 1689 | 1829 | 8291 | 3794
NH
2024 | 2 | 2 | 0 | 0 | 6 | 7 | 13 | 16 | 14 | 40
2025 | 7 | 7 | 0 | 0 | 16 | 17 | 27 | 32 | 50 | 69
2026 | 17 | 17 | 1 | 1 | 29 | 31 | 44 | 52 | 103 | 101
2027 | 27 | 28 | 1 | 1 | 46 | 48 | 58 | 73 | 174 | 136
2028 | 41 | 42 | 2 | 2 | 67 | 69 | 75 | 96 | 264 | 176
2029 | 58 | 59 | 2 | 2 | 91 | 95 | 96 | 125 | 373 | 222
2030 | 77 | 79 | 3 | 3 | 121 | 123 | 118 | 160 | 502 | 275
2031 | 99 | 101 | 3 | 3 | 153 | 156 | 145 | 196 | 652 | 336
2032 | 123 | 127 | 4 | 4 | 190 | 193 | 172 | 236 | 823 | 403
2033 | 151 | 155 | 5 | 5 | 231 | 235 | 204 | 281 | 1018 | 477
RI
2024 | 3 | 3 | 0 | 0 | 8 | 8 | 9 | 11 | 17 | 25
2025 | 8 | 8 | 0 | 0 | 16 | 17 | 20 | 22 | 53 | 45
2026 | 17 | 17 | 1 | 1 | 26 | 27 | 32 | 34 | 98 | 66
2027 | 25 | 26 | 1 | 1 | 39 | 40 | 44 | 48 | 152 | 91
2028 | 36 | 37 | 2 | 2 | 53 | 55 | 57 | 63 | 217 | 118
2029 | 48 | 49 | 2 | 2 | 69 | 72 | 72 | 76 | 294 | 149
2030 | 62 | 63 | 3 | 3 | 88 | 91 | 89 | 97 | 382 | 184
2031 | 77 | 79 | 4 | 4 | 109 | 113 | 111 | 120 | 483 | 226
2032 | 94 | 96 | 5 | 5 | 133 | 136 | 137 | 150 | 595 | 278
2033 | 113 | 115 | 6 | 6 | 157 | 162 | 167 | 183 | 720 | 340
VT
2024 | 2 | 2 | 0 | 0 | 6 | 7 | 15 | 21 | 13 | 72
2025 | 6 | 6 | 0 | 0 | 14 | 14 | 33 | 44 | 43 | 124
2026 | 13 | 13 | 0 | 0 | 23 | 24 | 56 | 70 | 79 | 178
2027 | 20 | 20 | 1 | 1 | 34 | 35 | 75 | 104 | 124 | 237
2028 | 28 | 29 | 1 | 1 | 47 | 48 | 103 | 143 | 178 | 300
2029 | 38 | 39 | 1 | 1 | 62 | 64 | 139 | 190 | 242 | 368
2030 | 49 | 50 | 2 | 2 | 79 | 81 | 179 | 248 | 318 | 441
2031 | 62 | 64 | 2 | 2 | 98 | 101 | 225 | 311 | 405 | 519
2032 | 77 | 79 | 3 | 3 | 120 | 124 | 276 | 383 | 505 | 601
2033 | 93 | 95 | 4 | 4 | 146 | 150 | 334 | 464 | 621 | 688
SUBAREAS:
BHE | Transportation 50/50 | Transportation 90/10 | Heating 50/50 | Heating 90/10 | Transportation 50/50 | Transportation 90/10 | Heating 50/50 | Heating 90/10 | Transportation | Heating
2024 | 1 | 1 | 0 | 0 | 2 | 2 | 6 | 7 | 4 | 21
2025 | 2 | 2 | 0 | 0 | 4 | 5 | 11 | 14 | 14 | 35
2026 | 5 | 5 | 0 | 0 | 8 | 8 | 18 | 22 | 28 | 51
2027 | 7 | 8 | 0 | 0 | 13 | 13 | 23 | 32 | 48 | 69
2028 | 11 | 12 | 0 | 0 | 18 | 19 | 30 | 42 | 72 | 87
2029 | 16 | 16 | 1 | 1 | 25 | 26 | 39 | 54 | 102 | 107
2030 | 21 | 22 | 1 | 1 | 33 | 34 | 48 | 69 | 138 | 129
2031 | 27 | 28 | 1 | 1 | 42 | 42 | 59 | 84 | 178 | 154
2032 | 33 | 34 | 1 | 1 | 50 | 51 | 72 | 102 | 222 | 182
2033 | 39 | 41 | 2 | 2 | 59 | 60 | 87 | 122 | 268 | 213
ME
2024 | 2 | 2 | 0 | 0 | 6 | 7 | 19 | 23 | 14 | 70
2025 | 6 | 6 | 0 | 0 | 15 | 16 | 37 | 47 | 47 | 120
2026 | 14 | 15 | 1 | 1 | 27 | 28 | 62 | 74 | 94 | 174
2027 | 23 | 24 | 1 | 1 | 43 | 44 | 79 | 108 | 156 | 233
2028 | 35 | 36 | 1 | 1 | 63 | 64 | 103 | 144 | 237 | 296
2029 | 49 | 51 | 2 | 2 | 86 | 88 | 134 | 185 | 337 | 364
2030 | 65 | 68 | 2 | 2 | 113 | 115 | 164 | 234 | 455 | 439
2031 | 84 | 87 | 3 | 3 | 141 | 144 | 202 | 288 | 588 | 523
2032 | 103 | 107 | 4 | 4 | 171 | 175 | 246 | 349 | 733 | 618
2033 | 123 | 128 | 6 | 6 | 201 | 206 | 296 | 415 | 885 | 724
SME
2024 | 2 | 2 | 0 | 0 | 4 | 5 | 13 | 16 | 10 | 49
2025 | 5 | 5 | 0 | 0 | 11 | 11 | 26 | 33 | 35 | 85
2026 | 12 | 12 | 0 | 0 | 19 | 20 | 44 | 52 | 70 | 123
2027 | 20 | 20 | 1 | 1 | 30 | 31 | 55 | 76 | 118 | 164
2028 | 29 | 30 | 1 | 1 | 44 | 45 | 72 | 101 | 178 | 208
2029 | 41 | 43 | 1 | 1 | 60 | 61 | 94 | 129 | 253 | 256
2030 | 55 | 57 | 2 | 2 | 79 | 80 | 115 | 163 | 341 | 308
2031 | 70 | 73 | 3 | 3 | 99 | 101 | 141 | 201 | 441 | 367
2032 | 87 | 90 | 4 | 4 | 120 | 122 | 172 | 244 | 549 | 434
2033 | 104 | 107 | 5 | 5 | 140 | 144 | 207 | 290 | 662 | 508
NH
2024 | 2 | 2 | 0 | 0 | 6 | 7 | 13 | 16 | 13 | 40
2025 | 7 | 7 | 0 | 0 | 15 | 16 | 26 | 31 | 47 | 68
2026 | 15 | 16 | 1 | 1 | 28 | 29 | 42 | 50 | 97 | 99
2027 | 26 | 26 | 1 | 1 | 43 | 45 | 55 | 70 | 164 | 134
2028 | 38 | 40 | 1 | 1 | 63 | 65 | 72 | 93 | 248 | 172
2029 | 54 | 55 | 2 | 2 | 86 | 89 | 93 | 121 | 350 | 216
2030 | 72 | 74 | 2 | 2 | 114 | 116 | 114 | 155 | 471 | 267
2031 | 92 | 95 | 3 | 3 | 144 | 147 | 140 | 189 | 612 | 325
2032 | 115 | 118 | 4 | 4 | 178 | 182 | 165 | 228 | 772 | 389
2033 | 140 | 144 | 5 | 5 | 217 | 220 | 197 | 271 | 952 | 460
VT
2024 | 2 | 2 | 0 | 0 | 7 | 7 | 16 | 22 | 14 | 73
2025 | 7 | 7 | 0 | 0 | 15 | 15 | 34 | 46 | 46 | 125
2026 | 14 | 15 | 0 | 0 | 25 | 26 | 58 | 72 | 87 | 181
2027 | 22 | 23 | 1 | 1 | 37 | 38 | 78 | 107 | 137 | 240
2028 | 32 | 33 | 1 | 1 | 51 | 53 | 106 | 146 | 198 | 305
2029 | 43 | 44 | 1 | 1 | 68 | 70 | 143 | 194 | 271 | 375
2030 | 56 | 57 | 2 | 2 | 87 | 89 | 183 | 253 | 356 | 450
2031 | 71 | 73 | 2 | 2 | 109 | 112 | 230 | 317 | 455 | 530
2032 | 88 | 90 | 3 | 3 | 134 | 137 | 281 | 390 | 569 | 615
2033 | 107 | 109 | 4 | 4 | 162 | 166 | 340 | 472 | 700 | 705
BOSTON
2024 | 14 | 14 | 0 | 0 | 38 | 39 | 42 | 47 | 85 | 119
2025 | 41 | 42 | 1 | 1 | 83 | 86 | 87 | 97 | 272 | 215
2026 | 86 | 88 | 2 | 2 | 138 | 143 | 146 | 154 | 512 | 328
2027 | 133 | 137 | 3 | 3 | 205 | 212 | 201 | 213 | 805 | 459
2028 | 189 | 193 | 5 | 5 | 281 | 291 | 272 | 283 | 1153 | 609
2029 | 252 | 258 | 6 | 6 | 367 | 379 | 349 | 364 | 1556 | 778
2030 | 323 | 331 | 9 | 9 | 463 | 478 | 431 | 461 | 2014 | 972
2031 | 402 | 411 | 12 | 12 | 569 | 588 | 531 | 569 | 2530 | 1193
2032 | 489 | 500 | 15 | 15 | 686 | 708 | 642 | 690 | 3107 | 1441
2033 | 585 | 598 | 20 | 20 | 815 | 841 | 761 | 824 | 3750 | 1710
CMANEMA
2024 | 4 | 4 | 0 | 0 | 11 | 11 | 12 | 13 | 24 | 34
2025 | 11 | 12 | 0 | 0 | 23 | 24 | 24 | 27 | 77 | 61
2026 | 24 | 25 | 1 | 1 | 39 | 40 | 41 | 43 | 144 | 92
2027 | 38 | 38 | 1 | 1 | 57 | 59 | 56 | 60 | 226 | 129
2028 | 53 | 54 | 1 | 1 | 78 | 81 | 76 | 79 | 323 | 170
2029 | 71 | 73 | 2 | 2 | 102 | 105 | 97 | 101 | 435 | 217
2030 | 91 | 93 | 2 | 2 | 128 | 132 | 119 | 128 | 561 | 270
2031 | 113 | 115 | 3 | 3 | 157 | 162 | 147 | 157 | 704 | 330
2032 | 137 | 140 | 4 | 4 | 189 | 195 | 177 | 190 | 863 | 398
2033 | 164 | 168 | 6 | 6 | 224 | 232 | 210 | 227 | 1039 | 471
WMA
2024 | 4 | 5 | 0 | 0 | 14 | 14 | 15 | 17 | 29 | 44
2025 | 13 | 14 | 0 | 0 | 30 | 31 | 32 | 36 | 94 | 80
2026 | 29 | 29 | 1 | 1 | 50 | 52 | 54 | 57 | 178 | 122
2027 | 44 | 45 | 1 | 1 | 74 | 77 | 74 | 80 | 281 | 171
2028 | 63 | 64 | 2 | 2 | 102 | 106 | 101 | 107 | 404 | 226
2029 | 84 | 86 | 2 | 2 | 134 | 138 | 130 | 138 | 548 | 290
2030 | 108 | 111 | 3 | 3 | 170 | 175 | 162 | 175 | 711 | 363
2031 | 135 | 138 | 4 | 4 | 210 | 216 | 200 | 217 | 897 | 447
2032 | 164 | 168 | 5 | 5 | 254 | 262 | 243 | 265 | 1105 | 541
2033 | 197 | 201 | 7 | 7 | 301 | 311 | 289 | 317 | 1338 | 643
SEMA
2024 | 6 | 7 | 0 | 0 | 18 | 19 | 20 | 23 | 41 | 58
2025 | 19 | 20 | 1 | 1 | 40 | 41 | 42 | 47 | 131 | 104
2026 | 41 | 42 | 1 | 1 | 67 | 69 | 71 | 75 | 246 | 159
2027 | 64 | 65 | 2 | 2 | 99 | 102 | 98 | 104 | 387 | 222
2028 | 90 | 92 | 2 | 2 | 136 | 140 | 132 | 138 | 554 | 294
2029 | 120 | 123 | 3 | 3 | 177 | 183 | 169 | 176 | 747 | 376
2030 | 154 | 157 | 4 | 4 | 224 | 231 | 209 | 224 | 967 | 469
2031 | 191 | 196 | 6 | 6 | 275 | 284 | 258 | 276 | 1215 | 576
2032 | 233 | 238 | 7 | 7 | 332 | 342 | 312 | 336 | 1493 | 697
2033 | 278 | 284 | 10 | 10 | 394 | 407 | 370 | 401 | 1802 | 827
RI
2024 | 4 | 4 | 0 | 0 | 11 | 12 | 14 | 15 | 26 | 38
2025 | 13 | 13 | 1 | 1 | 25 | 25 | 29 | 31 | 82 | 67
2026 | 27 | 27 | 1 | 1 | 41 | 42 | 47 | 49 | 153 | 100
2027 | 41 | 42 | 2 | 2 | 60 | 62 | 64 | 70 | 240 | 139
2028 | 58 | 59 | 2 | 2 | 82 | 85 | 85 | 92 | 344 | 182
2029 | 78 | 79 | 3 | 3 | 108 | 112 | 108 | 114 | 465 | 231
2030 | 100 | 102 | 4 | 4 | 137 | 141 | 134 | 144 | 603 | 286
2031 | 124 | 127 | 5 | 5 | 169 | 175 | 166 | 179 | 761 | 352
2032 | 152 | 155 | 7 | 7 | 205 | 211 | 203 | 221 | 938 | 431
2033 | 182 | 186 | 8 | 8 | 243 | 251 | 246 | 268 | 1133 | 520
CT
2024 | 5 | 5 | 0 | 0 | 14 | 15 | 17 | 21 | 30 | 46
2025 | 15 | 15 | 0 | 0 | 30 | 31 | 35 | 42 | 96 | 80
2026 | 30 | 31 | 1 | 1 | 49 | 51 | 58 | 64 | 177 | 119
2027 | 46 | 47 | 1 | 1 | 72 | 74 | 78 | 90 | 275 | 161
2028 | 65 | 66 | 2 | 2 | 98 | 101 | 101 | 119 | 390 | 208
2029 | 86 | 87 | 2 | 2 | 127 | 131 | 124 | 151 | 524 | 260
2030 | 109 | 111 | 3 | 3 | 161 | 164 | 154 | 192 | 676 | 321
2031 | 136 | 138 | 4 | 4 | 198 | 202 | 191 | 238 | 851 | 394
2032 | 166 | 169 | 5 | 5 | 239 | 245 | 238 | 294 | 1050 | 481
2033 | 199 | 203 | 7 | 7 | 286 | 292 | 291 | 362 | 1277 | 586
SWCT
2024 | 3 | 4 | 0 | 0 | 10 | 10 | 12 | 15 | 22 | 33
2025 | 10 | 10 | 0 | 0 | 22 | 22 | 25 | 30 | 68 | 58
2026 | 21 | 22 | 1 | 1 | 35 | 37 | 42 | 46 | 126 | 85
2027 | 33 | 33 | 1 | 1 | 52 | 53 | 56 | 65 | 196 | 115
2028 | 46 | 47 | 1 | 1 | 70 | 72 | 72 | 85 | 278 | 149
2029 | 61 | 62 | 2 | 2 | 91 | 93 | 89 | 108 | 373 | 186
2030 | 77 | 79 | 2 | 2 | 115 | 117 | 110 | 137 | 482 | 230
2031 | 96 | 98 | 3 | 3 | 141 | 145 | 137 | 170 | 606 | 281
2032 | 117 | 119 | 4 | 4 | 171 | 175 | 170 | 210 | 748 | 344
2033 | 141 | 143 | 5 | 5 | 205 | 209 | 208 | 259 | 909 | 419
NOR
2024 | 2 | 2 | 0 | 0 | 5 | 5 | 6 | 7 | 11 | 16
2025 | 6 | 6 | 0 | 0 | 11 | 11 | 13 | 15 | 35 | 29
2026 | 12 | 12 | 0 | 0 | 18 | 18 | 21 | 23 | 65 | 42
2027 | 18 | 18 | 0 | 0 | 26 | 26 | 28 | 32 | 101 | 57
2028 | 25 | 25 | 1 | 1 | 35 | 36 | 36 | 42 | 143 | 74
2029 | 33 | 33 | 1 | 1 | 45 | 46 | 44 | 54 | 191 | 93
2030 | 42 | 42 | 1 | 1 | 57 | 58 | 55 | 68 | 247 | 115
2031 | 52 | 53 | 2 | 2 | 70 | 72 | 68 | 85 | 311 | 141
2032 | 63 | 64 | 2 | 2 | 85 | 87 | 85 | 105 | 384 | 172
2033 | 76 | 77 | 3 | 3 | 102 | 104 | 103 | 129 | 467 | 209
LOAD ZONES (CT,ME,NH,RI,VT ARE ALSO THE LOAD ZONES)
SEMA | Transportation 50/50 | Transportation 90/10 | Heating 50/50 | Heating 90/10 | Transportation 50/50 | Transportation 90/10 | Heating 50/50 | Heating 90/10 | Transportation | Heating
2024 | 8 | 8 | 0 | 0 | 22 | 23 | 25 | 28 | 50 | 70
2025 | 24 | 25 | 1 | 1 | 49 | 50 | 51 | 57 | 161 | 126
2026 | 51 | 52 | 1 | 1 | 81 | 84 | 86 | 90 | 302 | 193
2027 | 79 | 81 | 2 | 2 | 121 | 125 | 118 | 125 | 475 | 270
2028 | 112 | 115 | 3 | 3 | 165 | 171 | 160 | 167 | 681 | 358
2029 | 150 | 153 | 4 | 4 | 216 | 223 | 205 | 214 | 919 | 458
2030 | 192 | 197 | 5 | 5 | 273 | 282 | 254 | 272 | 1190 | 572
2031 | 239 | 244 | 7 | 7 | 336 | 346 | 313 | 335 | 1495 | 703
2032 | 290 | 297 | 9 | 9 | 405 | 418 | 379 | 407 | 1837 | 850
2033 | 347 | 355 | 12 | 12 | 480 | 496 | 449 | 486 | 2217 | 1009
WCMA
2024 | 8 | 8 | 0 | 0 | 24 | 25 | 27 | 30 | 53 | 75
2025 | 25 | 26 | 1 | 1 | 53 | 55 | 55 | 62 | 170 | 136
2026 | 53 | 54 | 1 | 1 | 88 | 91 | 93 | 98 | 321 | 208
2027 | 82 | 84 | 2 | 2 | 131 | 135 | 128 | 136 | 505 | 292
2028 | 116 | 119 | 3 | 3 | 179 | 185 | 173 | 181 | 724 | 387
2029 | 155 | 158 | 4 | 4 | 234 | 242 | 222 | 232 | 978 | 496
2030 | 198 | 203 | 5 | 5 | 296 | 305 | 275 | 294 | 1267 | 619
2031 | 247 | 253 | 7 | 7 | 364 | 376 | 339 | 364 | 1593 | 761
2032 | 301 | 308 | 9 | 9 | 439 | 453 | 411 | 442 | 1958 | 920
2033 | 359 | 368 | 12 | 12 | 521 | 538 | 487 | 527 | 2364 | 1092
NEMA
2024 | 13 | 14 | 0 | 0 | 38 | 39 | 41 | 47 | 84 | 118
2025 | 40 | 41 | 1 | 1 | 82 | 85 | 86 | 96 | 269 | 213
2026 | 85 | 87 | 2 | 2 | 137 | 142 | 145 | 152 | 506 | 325
2027 | 132 | 135 | 3 | 3 | 203 | 210 | 199 | 211 | 796 | 455
2028 | 186 | 191 | 4 | 4 | 278 | 288 | 269 | 281 | 1140 | 603
2029 | 249 | 255 | 6 | 6 | 363 | 376 | 345 | 360 | 1539 | 771
2030 | 319 | 326 | 8 | 8 | 459 | 473 | 427 | 457 | 1992 | 962
2031 | 397 | 406 | 11 | 11 | 564 | 582 | 526 | 563 | 2502 | 1182
2032 | 483 | 494 | 15 | 15 | 680 | 702 | 636 | 684 | 3074 | 1428
2033 | 577 | 590 | 19 | 19 | 807 | 833 | 754 | 816 | 3710 | 1694

## 17 PDR Reconstitution
State | Year | Summer | Winter
ME | 2006 | 0 | 0
ME | 2007 | 6 | 6
ME | 2008 | 11 | 11
ME | 2009 | 17 | 17
ME | 2010 | 22 | 22
ME | 2011 | 28 | 28
ME | 2012 | 33 | 33
ME | 2013 | 39 | 39
ME | 2014 | 45 | 45
ME | 2015 | 50 | 50
ME | 2016 | 56 | 56
ME | 2017 | 61 | 61
ME | 2018 | 67 | 67
ME | 2019 | 73 | 73
ME | 2020 | 78 | 78
ME | 2021 | 84 | 84
ME | 2022 | 89 | 89
ME | 2023 | 95 | 95
ME | 2024 | 100 | 100
ME | 2025 | 106 | 106
ME | 2026 | 112 | 112
ME | 2027 | 117 | 117
VT | 2006 | 0 | 0
VT | 2007 | 5 | 5
VT | 2008 | 10 | 10
VT | 2009 | 15 | 15
VT | 2010 | 20 | 20
VT | 2011 | 25 | 25
VT | 2012 | 30 | 30
VT | 2013 | 35 | 35
VT | 2014 | 40 | 40
VT | 2015 | 45 | 45
VT | 2016 | 50 | 50
VT | 2017 | 55 | 55
VT | 2018 | 60 | 60
VT | 2019 | 65 | 65
VT | 2020 | 70 | 70
VT | 2021 | 75 | 75
VT | 2022 | 80 | 80
VT | 2023 | 85 | 85
VT | 2024 | 90 | 90
VT | 2025 | 95 | 95
VT | 2026 | 100 | 100
VT | 2027 | 105 | 105
NH | 2006 | 0 | 0
NH | 2007 | 6 | 6
NH | 2008 | 13 | 13
NH | 2009 | 19 | 19
NH | 2010 | 25 | 25
NH | 2011 | 32 | 32
NH | 2012 | 38 | 38
NH | 2013 | 44 | 44
NH | 2014 | 51 | 51
NH | 2015 | 57 | 57
NH | 2016 | 63 | 63
NH | 2017 | 70 | 70
NH | 2018 | 76 | 76
NH | 2019 | 82 | 82
NH | 2020 | 89 | 89
NH | 2021 | 95 | 95
NH | 2022 | 101 | 101
NH | 2023 | 108 | 108
NH | 2024 | 114 | 114
NH | 2025 | 120 | 120
NH | 2026 | 127 | 127
NH | 2027 | 133 | 133
MA | 2006 | 0 | 0
MA | 2007 | 49 | 46
MA | 2008 | 98 | 91
MA | 2009 | 146 | 137
MA | 2010 | 195 | 183
MA | 2011 | 244 | 228
MA | 2012 | 292 | 274
MA | 2013 | 341 | 320
MA | 2014 | 390 | 365
MA | 2015 | 439 | 411
MA | 2016 | 487 | 457
MA | 2017 | 536 | 503
MA | 2018 | 585 | 548
MA | 2019 | 633 | 594
MA | 2020 | 682 | 640
MA | 2021 | 731 | 685
MA | 2022 | 780 | 731
MA | 2023 | 828 | 777
MA | 2024 | 877 | 822
MA | 2025 | 926 | 868
MA | 2026 | 975 | 914
MA | 2027 | 1023 | 959
RI | 2006 | 0 | 0
RI | 2007 | 8 | 8
RI | 2008 | 16 | 15
RI | 2009 | 24 | 23
RI | 2010 | 32 | 31
RI | 2011 | 40 | 39
RI | 2012 | 48 | 46
RI | 2013 | 57 | 54
RI | 2014 | 65 | 62
RI | 2015 | 73 | 70
RI | 2016 | 81 | 77
RI | 2017 | 89 | 85
RI | 2018 | 97 | 93
RI | 2019 | 105 | 101
RI | 2020 | 113 | 108
RI | 2021 | 121 | 116
RI | 2022 | 129 | 124
RI | 2023 | 137 | 132
RI | 2024 | 145 | 139
RI | 2025 | 153 | 147
RI | 2026 | 161 | 155
RI | 2027 | 169 | 163
CT | 2006 | 0 | 0
CT | 2007 | 25 | 23
CT | 2008 | 50 | 46
CT | 2009 | 75 | 68
CT | 2010 | 100 | 91
CT | 2011 | 124 | 114
CT | 2012 | 149 | 137
CT | 2013 | 174 | 159
CT | 2014 | 199 | 182
CT | 2015 | 224 | 205
CT | 2016 | 249 | 228
CT | 2017 | 274 | 250
CT | 2018 | 299 | 273
CT | 2019 | 323 | 296
CT | 2020 | 348 | 319
CT | 2021 | 373 | 341
CT | 2022 | 398 | 364
CT | 2023 | 423 | 387
CT | 2024 | 448 | 410
CT | 2025 | 473 | 432
CT | 2026 | 498 | 455
CT | 2027 | 522 | 478
NE | 2006 | 0 | 0
NE | 2007 | 99 | 93
NE | 2008 | 197 | 186
NE | 2009 | 296 | 279
NE | 2010 | 394 | 372
NE | 2011 | 493 | 465
NE | 2012 | 592 | 559
NE | 2013 | 690 | 652
NE | 2014 | 789 | 745
NE | 2015 | 887 | 838
NE | 2016 | 986 | 931
NE | 2017 | 1085 | 1024
NE | 2018 | 1183 | 1117
NE | 2019 | 1282 | 1210
NE | 2020 | 1381 | 1303
NE | 2021 | 1479 | 1396
NE | 2022 | 1578 | 1489
NE | 2023 | 1676 | 1582
NE | 2024 | 1775 | 1676
NE | 2025 | 1873 | 1769
NE | 2026 | 1972 | 1862
NE | 2027 | 2070 | 1955

## 18 Adjusted Gross for ARAs
2024 CELT Forecast Detail: Adjusted 50/50 and 90/10 Gross Load Forecasat for the ICR Calculations for Upcoming FCM Annual Reconfiguration Auctions
Reflects adjustment from PDR reconstitution
ISONE Control Area and RSP Sub-areas
| SUMMER PEAK (MW) |  |  |  |  | WINTER PEAK (MW)
|  |  |  | ADJUSTED |  |  |  |  | ADJUSTED
| ADJUSTED GROSS |  |  | GROSS-PV |  | ADJUSTED GROSS |  |  | GROSS-PV
ISO-NE | 50/50 | 90/10 | PV | 50/50 | 90/10 | 50/50 | 90/10 | PV | 50/50 | 90/10
2025 | 28191 | 30031 | 1141 | 27050 | 28891 | 22961 | 23796 | 0 | 22961 | 23796
2026 | 28135 | 29987 | 1161 | 26974 | 28826 | 23137 | 24000 | 0 | 23137 | 24000
2027 | 28098 | 29963 | 1173 | 26926 | 28790 | 23524 | 24456 | 0 | 23524 | 24456
SUBAREAS:
BHE
2025 | 321 | 340 | 12 | 310 | 328 | 309 | 320 | 0 | 309 | 320
2026 | 323 | 342 | 12 | 311 | 330 | 317 | 330 | 0 | 317 | 330
2027 | 325 | 345 | 12 | 313 | 332 | 328 | 343 | 0 | 328 | 343
ME
2025 | 1000 | 1058 | 53 | 947 | 1005 | 1048 | 1084 | 0 | 1048 | 1084
2026 | 1005 | 1065 | 55 | 951 | 1010 | 1076 | 1118 | 0 | 1076 | 1118
2027 | 1013 | 1073 | 56 | 957 | 1017 | 1114 | 1166 | 0 | 1114 | 1166
SME
2025 | 844 | 892 | 17 | 826 | 875 | 740 | 765 | 0 | 740 | 765
2026 | 848 | 898 | 18 | 830 | 880 | 757 | 787 | 0 | 757 | 787
2027 | 854 | 905 | 18 | 836 | 887 | 782 | 819 | 0 | 782 | 819
NH
2025 | 2364 | 2490 | 66 | 2298 | 2424 | 1968 | 2028 | 0 | 1968 | 2028
2026 | 2364 | 2490 | 68 | 2296 | 2422 | 1970 | 2033 | 0 | 1970 | 2033
2027 | 2366 | 2493 | 69 | 2297 | 2423 | 1990 | 2057 | 0 | 1990 | 2057
VT
2025 | 1311 | 1365 | 138 | 1173 | 1227 | 1244 | 1283 | 0 | 1244 | 1283
2026 | 1309 | 1363 | 138 | 1171 | 1225 | 1260 | 1306 | 0 | 1260 | 1306
2027 | 1308 | 1362 | 137 | 1171 | 1225 | 1288 | 1344 | 0 | 1288 | 1344
BOSTON
2025 | 6008 | 6428 | 146 | 5862 | 6282 | 4775 | 4963 | 0 | 4775 | 4963
2026 | 6000 | 6422 | 144 | 5856 | 6279 | 4818 | 5007 | 0 | 4818 | 5007
2027 | 5995 | 6420 | 144 | 5851 | 6276 | 4907 | 5104 | 0 | 4907 | 5104
CMANEMA
2025 | 1694 | 1812 | 84 | 1610 | 1728 | 1343 | 1396 | 0 | 1343 | 1396
2026 | 1690 | 1809 | 83 | 1607 | 1726 | 1350 | 1403 | 0 | 1350 | 1403
2027 | 1687 | 1807 | 82 | 1606 | 1725 | 1370 | 1425 | 0 | 1370 | 1425
WMA
2025 | 2035 | 2175 | 143 | 1892 | 2032 | 1741 | 1810 | 0 | 1741 | 1810
2026 | 2035 | 2177 | 139 | 1896 | 2038 | 1767 | 1837 | 0 | 1767 | 1837
2027 | 2038 | 2181 | 135 | 1903 | 2046 | 1809 | 1882 | 0 | 1809 | 1882
SEMA
2025 | 2944 | 3153 | 162 | 2782 | 2990 | 2359 | 2451 | 0 | 2359 | 2451
2026 | 2938 | 3148 | 160 | 2778 | 2988 | 2380 | 2473 | 0 | 2380 | 2473
2027 | 2933 | 3145 | 156 | 2778 | 2989 | 2424 | 2520 | 0 | 2424 | 2520
RI
2025 | 2647 | 2865 | 81 | 2567 | 2785 | 1900 | 1967 | 0 | 1900 | 1967
2026 | 2642 | 2862 | 81 | 2560 | 2780 | 1905 | 1972 | 0 | 1905 | 1972
2027 | 2638 | 2859 | 79 | 2558 | 2780 | 1928 | 1997 | 0 | 1928 | 1997
CT
2025 | 3362 | 3568 | 138 | 3224 | 3430 | 2669 | 2763 | 0 | 2669 | 2763
2026 | 3342 | 3548 | 152 | 3190 | 3396 | 2671 | 2767 | 0 | 2671 | 2767
2027 | 3323 | 3530 | 164 | 3159 | 3366 | 2695 | 2797 | 0 | 2695 | 2797
SWCT
2025 | 2377 | 2523 | 84 | 2293 | 2439 | 1912 | 1979 | 0 | 1912 | 1979
2026 | 2363 | 2509 | 93 | 2270 | 2416 | 1913 | 1982 | 0 | 1913 | 1982
2027 | 2349 | 2496 | 100 | 2249 | 2396 | 1929 | 2003 | 0 | 1929 | 2003
NOR
2025 | 1284 | 1363 | 17 | 1267 | 1345 | 953 | 987 | 0 | 953 | 987
2026 | 1276 | 1355 | 19 | 1257 | 1336 | 953 | 987 | 0 | 953 | 987
2027 | 1269 | 1348 | 20 | 1249 | 1328 | 960 | 997 | 0 | 960 | 997