## Legend and End Notes
LEGEND
UG Line Type
Pipe-Type | Includes HPFF and HPGF
Solid Dielectric | Includes XLPE
OH Primary Structure Type
SCMP | Single-Circuit Monopole
SCHF | Single-Circuit H-Frame
SCLA | Single-Circuit Lattice
DCMP | Double-Circuit Monopole
DCHF | Double-Circuit H-Frame
DCLA | Double-Circuit Lattice
OH Primary Structure Materials
Natural Wood
Laminate Wood
Steel
Concrete
Fiberglass/Composite
Notes
* Pending Confirmation
(1) Point of ownership, not a substation.
(2) PTF Taps
(3) Aerial Inspection

## Transmission Lines
Primary Equipment Owner | Line Number | kV | Station | Station2 | State | Circuit Length (mi) | In-Service Year of Oldest Component | Age (yrs) | Primary Conductor Type | OH or UG? | UG Line Type | OH Primary Structure Type | OH Number of Structures | OH Primary Structure Material | OH % Original Structures Remaining | Year of Last Groundline (OH) / Vault (UG) Inspection | Year of Next Planned Groundline (OH) / Vault (UG) Inspection
CL&P (Eversource) | 310 | 345 | Manchester (NU) 345kV | Millstone 345kV | CT | 46.94 | 1986 | 38 | 272 ACSR | OH | N/A | SCHF | 418 | Steel |  | 2023 | 2025
CL&P (Eversource) | 321 | 345 | Long Mountain 345kV | Plumtree 30G 345kV | CT | 17.84 | 1978 | 46 | 1272 ACSR | OH | N/A | DCMP | 146 | Steel |  | 2023 | 2025
CL&P (Eversource) | 329 | 345 | Southington 345kV | Frost Bridge 8R 345kV | CT | 12.72 | 1960 | 64 | 2156 ACSR | OH | N/A | SCHF | 105 | Steel |  | 2023 | 2025
CL&P (Eversource) | 330 | 345 | Card 345kV | Lake Rd 345kV | CT | 29.22 | 1972 | 52 | 2-954 ACSR | OH | N/A | SCHF | 264 | Steel |  | 2023 | 2025
CL&P (Eversource) | 341 | 345 | Lake Rd 345kV | CT/RI Border | CT | 7.49 | 2014 | 10 | 2-954 ACSR | OH | N/A | SCHF | 71 | Steel |  | 2023 | 2025
CL&P (Eversource) | 348 | 345 | Millstone 345kV | Haddam 345kV | CT | 26.4 | 1970 | 54 | 954 ACSR | OH | N/A | SCHF | 235 | Steel |  | 2023 | 2025
CL&P (Eversource) | 352 | 345 | Frost Bridge 8R 345kV | Long Mountain 345kV | CT | 20.6 | 1965 | 59 | 2156 ACSR | OH | N/A | SCHF | 160 | Steel |  | 2024 | 2025
CL&P (Eversource) | 362 | 345 | Haddam Neck 345kV | Beseck 345kV | CT | 18.24 | 1967 | 57 | 954 ACSR | OH | N/A | SCLA | 139 | Steel |  | 2024 | 2025
CL&P (Eversource) | 364 | 345 | Montville 345kV | Haddam Neck 345kV | CT | 22.64 | 1970 | 54 | 954 ACSR | OH | N/A | SCHF | 199 | Steel |  | 2023 | 2025
CL&P (Eversource) | 368 | 345 | Manchester (NU) 345kV | Card 345kV | CT | 19.91 | 1966 | 58 | 2156 ACSR | OH | N/A | SCHF | 168 | Steel |  | 2024 | 2025
CL&P (Eversource) | 371 | 345 | Millstone 345kV | Montville 345kV | CT | 12.18 | 1970 | 54 | 954 ACSR | OH | N/A | SCHF | 111 | Steel |  | 2023 | 2025
CL&P (Eversource) | 376 | 345 | Haddam Neck 345kV | Scovill Rock 345kV | CT | 5.21 | 1966 | 58 | 954 ACSR | OH | N/A | DCLA | 35 | Steel |  | 2024 | 2025
CL&P (Eversource) | 383 | 345 | Card 345kV | Millstone 345kV | CT | 28.73 | 1970 | 54 | 954 ACSR | OH | N/A | SCHF | 277 | Steel |  | 2023 | 2025
CL&P (Eversource) | 667 | 69 | Falls Village-Salisbury | Falls Village-Salisbury | CT | 12.2 | 1926 | 98 | 556 ACSS | OH | N/A | SCMP | 106 | Steel |  | 2021 | 2037
CL&P (Eversource) | 689 | 69 | Falls Village-Torrington Terminal | Falls Village-Torrington Terminal | CT | 39.82 | 1976 | 48 | 336(L) ACSR | OH | N/A | DCMP | 366 | Steel |  | 2022 | 2037
CL&P (Eversource) | 690 | 69 | Salisbury-Smithfield | Salisbury-Smithfield | CT | 91.14 | 1926 | 98 | 556 (D) ACSS | OH | N/A | SCMP | 13 | Steel |  | 2021 | 2037
CL&P (Eversource) | 1037 | 115 | Rood Ave 115kV | Bloomfield 115kV | CT | 4.2354 | 1953 | 71 | 1272 ACSR | OH | N/A | DCMP | 19 | Steel |  | 2023 | 2025
CL&P (Eversource) | 1042 | 115 | North Bloomfield | N.E. Simsbury | CT | 2.42 | 1982 | 42 | 1590 ACSS FALCON | OH | N/A | SCHF | 25 | Steel |  | 2024 | 2025
CL&P (Eversource) | 1043 | 115 | Sandy Hook Jct 115kV | Newtown 115kV | CT | 3.76 | 1991 | 33 | 1-3/8" ALWLD 1-0.646" OPGW 48F | OH | N/A | SCHF | 39 | Steel |  | 2023 | 2025
CL&P (Eversource) | 1050 | 115 | Dooley 115kV | Middletown 115kV | CT | 6.48 | 1953 | 71 | 556(D) ACSR | OH | N/A | SCHF | 70 | Steel |  | 2023 | 2025
CL&P (Eversource) | 1132 | 115 | Killingly 115kV | Canterbury 115kV | CT | 11.38 | 1970 | 54 | 1272 ACSR | OH | N/A | SCHF | 54 | Steel |  | 2023 | 2025
CL&P (Eversource) | 1142 | 115 | South Naugatuck 115kV | Towantic | CT | 7.13 | 1962 | 62 | 556(P) ACSR | OH | N/A | DCLA | 43 | Steel |  | 2023 | 2025
CL&P (Eversource) | 1146 | 115 | Sherwood 115kV | Sono 115kV | CT | 6.51 | 1970 | 54 | 1272 ACSR | OH | N/A | SCMP | 120 | Steel |  | 2024 | 2036
CL&P (Eversource) | 1151 | 115 | Glenbrook 115kV | South End 115kV | CT | 1.4201 | 2014 | 10 | 3500 KCMIL CU | UG | HPFF | N/A | N/A | N/A | N/A | 2024 | 2026
CL&P (Eversource) | 1191 | 115 | Campville 115kV | Frost Bridge 8R 115kV | CT | 10.27 | 2021 | 3 | 1272 54/19 ACSS | OH | N/A | SCHF | 100 | Wood |  | 2024 | 2025
CL&P (Eversource) | 1207 | 115 | East Hartford 115kV | Manchester (NU) 115kV | CT | 3.15 | 1950 | 74 | 1272 ACSR | OH | N/A | DCMP | 1 | Steel |  | 2024 | 2025
CL&P (Eversource) | 1232 | 115 | Stevenson 115kV | Sandy Hook 115kV | CT | 2.82 | 1960 | 64 | 1272 ACSR | OH | N/A | SCHF | 32 | Steel |  | 2019 | 2025
CL&P (Eversource) | 1238 | 115 | Frost Bridge 8R 115kV | Carmel Hill 11S 115kV | CT | 9.9 | 1967 | 57 | 1272 ACSR | OH | N/A | SCMP | 86 | Steel |  | 2024 | 2025
CL&P (Eversource) | 1256 | 115 | NE Simsbury 115kV | Canton 1784 (NU) 115kV | CT | 9.94 | 1982 | 42 | 795 ACSR | OH | N/A | SCHF | 99 | Steel |  | 2023 | 2025
CL&P (Eversource) | 1261 | 115 | Haddam CT 115kV | Bokum 115kV | CT | 11.91 | 1970 | 54 | 795 ACSR | OH | N/A | SCHF | 90 | Steel |  | 2024 | 2025
CL&P (Eversource) | 1268 | 115 | Plumtree 30G 115KV | Stony Hill 115KV | CT | 4.258 | 1955 | 69 | 2-1272 ACSR | OH | N/A | DCMP | 33 | Steel |  | 2024 | 2025
CL&P (Eversource) | 1272 | 115 | Shaws Hill 115kV | Bunker Hill 1272 115kV | CT | 2.23 | 1976 | 48 | 1590 ACSR | OH | N/A | DCLA | 22 | Steel |  | 2023 | 2025
CL&P (Eversource) | 1310 | 115 | Manchester (NU) 115kV | South Windsor 115kV | CT | 6.75 | 1961 | 63 | 556(P) ACSR | OH | N/A | SCHF | 75 | Steel |  | 2024 | 2025
CL&P (Eversource) | 1319 | 115 | Oxford 26N 115kV | Beacon Falls 115kV | CT | 4.42 | 1954 | 70 | 795(D) ACSS | OH | N/A | DCLA | 28 | Steel |  | 2023 | 2025
CL&P (Eversource) | 1342 | 115 | Bokum 115kV | Green Hill 115kV | CT | 11.34 | 1977 | 47 | 795 ACSR | OH | N/A | SCMP | 122 | Steel |  | 2023 | 2025
CL&P (Eversource) | 1346 | 115 | Newington CT 115kV | South West Hartford 115kV | CT | 2.35/1.34 | 2020 | 4 | 1272 ACSS/5000 kcmil CU | OH/UG | XLPE | SCMP | 48 | Steel |  | 2024 | 2025
CL&P (Eversource) | 1355 | 115 | Southington | Colony (50E) | CT | 8.38 | 1929 | 95 | 556 (D) ACSS | OH | N/A | DCLA | 16 | Steel |  | 2024 | 2025
CL&P (Eversource) | 1389 | 115 | Norwalk CT 115kV | Flax Hill 115kV | CT | 2.82 | 1960 | 64 | 795 ACSR | OH | N/A | DCLA | 28 | Steel |  | 2022 | 2025
CL&P (Eversource) | 1403 | 115 | Oxford 26N 115kV | Towantic | CT | 1.33 | 1964 | 60 | 795(D) ACSS | OH | N/A | DCLA | 3 | Steel |  | 2023 | 2025
CL&P (Eversource) | 1440 | 115 | Glenbrook 115kV | Waterside 115kV | CT | 2.59 | 1934 | 90 | 1272 ACSR | OH | N/A | DCLA | 39 | Steel |  | 2024 | 2036
CL&P (Eversource) | 1443 | 115 | Middletown 115kV | Portland 115kV | CT | 0.65 | 1957 | 67 | 795 ACSR | OH | N/A | DCLA | 4 | Steel |  | 2020 | 2025
CL&P (Eversource) | 1445 | 115 | Frost Bridge 8R 115kV | Shaws Hill 115kV | CT | 1.59 | 1976 | 48 | 1590 ACSR | OH | N/A | DCLA | 14 | Steel |  | 2019 | 2025
CL&P (Eversource) | 1448 | 115 | Rood Ave 115kV | Manchester (NU) 115kV | CT | 8.17 | 1964 | 60 | 1272 ACSR | OH | N/A | SCHF | 57 | Steel |  | 2024 | 2025
CL&P (Eversource) | 1450 | 115 | Glenbrook 115kV | South End 115kV | CT | 1.4 | 1938 | 86 | 1272 ACSR | OH | N/A | DCLA | 1 | Steel |  | 2024 | 2036
CL&P (Eversource) | 1465 | 115 | Mystic (NU) 115kV | Shunock 115kV | CT | 7.94 | 1966 | 58 | 795 ACSR | OH | N/A | SCHF | 53 | Steel |  | 2023 | 2025
CL&P (Eversource) | 1466 | 115 | North Wallingford | East Meriden | CT | 1.82 | 1930 | 94 | 1590 ACSR | OH | N/A | DCMP | 9 | Steel |  | 2022 | 2025
CL&P (Eversource) | 1483 | 115 | Devon Bus 1 115KV | 1483 - Border Pootatuck-Shelton (UI) / Devon (NU) 115KV | CT | 5.52 | 1962 | 62 | 795 ACSR | OH | N/A | DCLA | 42 | Steel |  | 2024 | 2025
CL&P (Eversource) | 1485 | 115 | Stony Hill 115KV | Bates Rock 21K 115kV | CT | 11.424 | 1955 | 69 | 4/0 CPR | OH | N/A | DCLA | 95 | Steel |  | 2023 | 2025
CL&P (Eversource) | 1490 | 115 | Card | Stockhouse Road | CT | 10.7 | 1952 | 72 | 556(P) ACSR | OH | N/A | DCHF | 1 | Steel |  | 2024 | 2025
CL&P (Eversource) | 1497 | 115 | Devon Bus 2 115kV | East Devon 115kV | CT | 1.34 | 2008 | 16 | 4-954 ACSR | OH | N/A | SCMP | 12 | Steel |  | 2024 | 2025
CL&P (Eversource) | 1508 | 115 | Green Hill 115kV | Stepstone 115kV | CT | 5.58 | 2009 | 15 | 795 ACSR | OH | N/A | SCMP | 60 | Wood |  | 2023 | 2025
CL&P (Eversource) | 1522 | 115 | Glenbrook 115kV | Norwalk CT 115kV | CT | 25 | 2008 | 16 | 3500 KCMIL CPR | UG | XLPE | N/A | N/A | N/A | N/A | 2024 | 2025
CL&P (Eversource) | 1537 | 115 | BRANFORD RR 48R (NU Owned) | BRANFORD 11J (NU Owned) | CT | 2.73 | 1974 | 50 | 1272 ACSR | OH | N/A | SCMP | 22 | Steel |  | 2024 | 2025
CL&P (Eversource) | 1565 | 115 | Ridgefield Tap (1565) 115kV | Peaceable 115kV | CT | 11.6 | 1975 | 49 | 1272 ACSR/3000 XPLE | OH/UG | XLPE | SCHF | 99 | Steel |  | 2024 | 2025
CL&P (Eversource) | 1572 | 115 | Middletown 115kV | Pratt + Whitney Aircraft (CT) 115kV | CT | 1.52 | 2017 | 7 | 556(D) ACSR | OH | N/A | SCHF | 20 | Steel |  | 2024 | 2025
CL&P (Eversource) | 1578 | 115 | Sherwood 115kV | Sasco Creek 115kV | CT | 0.71 | 1970 | 54 | 1272 ACSR | OH | N/A | SCMP | 11 | Steel |  | 2024 | 2036
CL&P (Eversource) | 1580 | 115 | South Naugatuck 115kV | Devon Bus 1 115kV | CT | 23.8 | 1924 | 100 | 4/0 CPR | OH | N/A | DCLA | 164 | Steel |  | 2024 | 2025
CL&P (Eversource) | 1588 | 115 | North Wallingford (36W) | Colony (50E) | CT | 2.62 | 1984 | 40 | 1272 54/19 ACSS | OH | N/A | SCHF | 25 | Steel |  | 2020 | 2025
CL&P (Eversource) | 1598 | 115 | Haddam CT 115kV | Bokum 115kV | CT | 11.92 | 1970 | 54 | 795 ACSR | OH | N/A | SCHF | 7 | Steel |  | 2024 | 2025
CL&P (Eversource) | 1608 | 115 | Glenbrook-Norwalk Harbor | SONO | CT | 6.34/1.47 | 1938/2019 | 86/5 | 1272 ACSR/2500 kcmil CU | OH/UG | HPFF | DCLA | 15 | Steel |  | 2024 | 2036
CL&P (Eversource) | 1618 | 115 | Rocky River 12Y 115kV | West Brookfield 14H 115kV | CT | 9.33 | 1970 | 54 | 2-1272 ACSR | OH | N/A | DCMP | 73 | Steel |  | 2022 | 2025
CL&P (Eversource) | 1619 | 115 | Stevenson | Towantic | CT | 7.7 | 2014 | 10 | 1590 ACSS 54/19 | OH | N/A | SCMP | 65 | Steel |  | 2023 | 2025
CL&P (Eversource) | 1620 | 115 | Haddam CT 115kV | Middletown 115kV | CT | 13.74 | 1958 | 66 | 2-3/8 CPRWLD | OH | N/A | DCMP | 69 | Steel |  | 2024 | 2024
CL&P (Eversource) | 1622 | 115 | Shepaug 115kV | Bates Rock 21K 115kV | CT | 5.53 | 1979 | 45 | 795 ACSR | OH | N/A | SCHF | 49 | Steel |  | 2023 | 2025
CL&P (Eversource) | 1637 | 115 | Norwalk | Weston 115kV | CT | 6.26 | 1943 | 81 | 556(D) ACSR | OH | N/A | DCLA | 57 | Steel |  | 2024 | 2025
CL&P (Eversource) | 1668 | 115 | Freight 115kV | Bunker Hill 1668 115kV | CT | 2.08 | 1965 | 59 | 1272 ACSR | OH | N/A | SCMP | 24 | Steel |  | 2023 | 2025
CL&P (Eversource) | 1675 | 115 | Tunnel | Bean Hill | CT | 6.91 | 1964 | 60 | 1272 ACSR | OH | N/A | DCMP | 60 | Steel |  | 2023 | 2025
CL&P (Eversource) | 1682 | 115 | Wilton 115kV | Norwalk CT 115kV | CT | 2 | 2006 | 18 | 1590 ACSS | OH | N/A | DCLA | 23 | Steel |  | 2024 | 2025
CL&P (Eversource) | 1704 | 115 | South Meadow 115kV | South West Hartford 115kV | CT | 3.8 | 1974 | 50 | 3000 kcmil Aluminum | UG | HPFF | N/A | N/A | N/A | N/A | 2022 | 2026
CL&P (Eversource) | 1721 | 115 | Frost Bridge 8R 115kV | Freight 115kV | CT | 5.9343 | 1965 | 59 | 1590 ACSR | OH | N/A | DCLA | 37 | Steel |  | 2024 | 2025
CL&P (Eversource) | 1722 | 115 | NW Hartford | SW Hartford | CT | 2.7 | 1974 | 50 | 3000 kcmil Aluminum | UG | HPFF | N/A | N/A | N/A | N/A | 2023 | 2025
CL&P (Eversource) | 1726 | 115 | North Bloomfield 115kV | Farmington 115kV | CT | 11.64 | 1991 | 33 | 1272 ACSR | OH | N/A | SCHF | 123 | Steel |  | 2024 | 2025
CL&P (Eversource) | 1734 | 115 | Glenbrook 115kV | Norwalk CT 115kV | CT | 9.1 | 2008 | 16 | 3500 kcmil Copper | UG | XLPE | N/A | N/A | N/A | N/A | 2024 | 2025
CL&P (Eversource) | 1738 | 115 | Stepstone 115kV | Branford 115kV | CT | 5.94 | 1982 | 42 | 795 ACSR | OH | N/A | SCMP | 63 | Steel |  | 2024 | 2025
CL&P (Eversource) | 1740 | 115 | Waterside 115kV | Cos Cob 115kV | CT | 2.42 | 1934 | 90 | 1272 ACSR | OH | N/A | SCMP | 35 | Steel |  | 2022 | 2025
CL&P (Eversource) | 1752 | 115 | Berlin CT 115kV | Rocky Hill 115kV | CT | 3.36 | 1963 | 61 | 1272 ACSR | OH | N/A | SCMP | 30 | Steel |  | 2021 | 2025
CL&P (Eversource) | 1756 | 115 | Bloomfield 115kV | Northwest Hartford 115kV | CT | 3.6 | 1964 | 60 | 556(D) ACSR | OH | N/A | SCMP | 75 | Wood |  |  | 2025
CL&P (Eversource) | 1759 | 115 | Portland 115kV | Hopewell 115kV | CT | 9.14 | 1957 | 67 | 556(D) ACSR | OH | N/A | SCHF | 103 | Wood |  | 2023 | 2025
CL&P (Eversource) | 1760 | 115 | Plumtree 30G 115kV | Newtown 115kV | CT | 5.98 | 1992 | 32 | 1272 ACSR | OH | N/A | SCMP | 67 | Steel |  | 2024 | 2025
CL&P (Eversource) | 1763 | 115 | Manchester (NU) 115kV | Barbour Hill 115kV | CT | 7.6 | 1961 | 63 | 795 26/7 ACSS | OH | N/A | SCHF | 7 | Steel |  | 2024 | 2025
CL&P (Eversource) | 1765 | 115 | Berlin CT 115kV | Westside 115kV | CT | 7.85 | 1937 | 87 | 556(P) ACSR | OH | N/A | SCHF | 85 | Steel |  | 2022 | 2025
CL&P (Eversource) | 1766 | 115 | Westside 115kV | Dooley 115kV | CT | 9.11 | 1953 | 71 | 556(D) ACSR | OH | N/A | SCHF | 92 | Steel |  | 2022 | 2025
CL&P (Eversource) | 1767 | 115 | Manchester (NU) 115kV | Hopewell 115kV | CT | 6.96 | 1957 | 67 | 1272 ACSS | OH | N/A | SCHF | 70 | Steel |  | 2024 | 2025
CL&P (Eversource) | 1769 | 115 | East New Britain 115kV | Berlin CT 115kV | CT | 3.59 | 1965 | 59 | 1272 ACSR | OH | N/A | SCMP | 35 | Steel |  | 2020 | 2025
CL&P (Eversource) | 1771 | 115 | Berlin CT 115kV | Southington Bus 1 115kV | CT | 10.16 | 1953 | 71 | 556(D) ACSR | OH | N/A | DCLA | 2 | Steel |  | 2024 | 2025
CL&P (Eversource) | 1772 | 115 | Haddam CT 115kV | Pratt + Whitney Aircraft (CT) 115kV | CT | 12.42 | 1930 | 94 | 1272 ACSR | OH | N/A | SCHF | 95 | Steel |  | 2024 | 2024
CL&P (Eversource) | 1773 | 115 | South Meadow 115kV | Rocky Hill 115kV | CT | 7.65 | 1960 | 64 | 1272 ACSR | OH | N/A | SCMP | 70 | Steel |  | 2024 | 2025
CL&P (Eversource) | 1776 | 115 | Devon Bus 1 115kV | East Devon 115kV | CT | 1.29 | 2001 | 23 | 4-954 ACSR | OH | N/A | SCMP | 13 | Steel |  | 2024 | 2025
CL&P (Eversource) | 1777 | 115 | North Bloomfield 115kV | Bloomfield 115kV | CT | 6.8861 | 1976 | 48 | 1272 ACSR | OH | N/A | SCMP | 65 | Steel |  | 2024 | 2025
CL&P (Eversource) | 1785 | 115 | Newington CT 115kV | Berlin CT 115kV | CT | 7 | 1953 | 71 | 556(D) ACSR | OH | N/A | SCHF | 83 | Steel |  | 2024 | 2028
CL&P (Eversource) | 1787 | 115 | Montville | Gales Ferry | CT | 2.9 | 1921 | 103 | 1272 ACSS | OH | N/A | DCLA | 20 | Steel |  |  | 2025
CL&P (Eversource) | 1788 | 115 | Franklin Drive 115kV | Torrington 115kV | CT | 1.89 | 1958 | 66 | 556(D) ACSR | OH | N/A | DCLA | 18 | Steel |  | 2020 | 2025
CL&P (Eversource) | 1789 | 115 | Bunker Hill | Towantic | CT | 5.97 | 2017 | 7 | 1272 ACSS | OH | N/A | DCLA | 54 | Steel |  | 2023 | 2025
CL&P (Eversource) | 1800 | 115 | Forestville 1800 115kV | Southington Bus 2 115kV | CT | 6.1697 | 1973 | 51 | 1272 ACSR | OH | N/A | SCMP | 60 | Steel |  | 2024 | 2025
CL&P (Eversource) | 1813 | 115 | Carmel Hill 11S 115kV | Rocky River 12Y 115kV | CT | 11.07 | 1972 | 52 | 1272 ACSR | OH | N/A | SCMP | 94 | Steel |  | 2022 | 2025
CL&P (Eversource) | 1825 | 115 | Bristol 115kV | Forestville 1825 115kV | CT | 4.99 | 1949 | 75 | 4/0 CPR | OH | N/A | SCMP | 40 | Steel |  | 2020 | 2025
CL&P (Eversource) | 1835 | 115 | Thomaston 115kV | Chippen Hill 115kV | CT | 6.87 | 1954 | 70 | 795 ACSR | OH | N/A | SCMP | 57 | Steel |  | 2020 | 2025
CL&P (Eversource) | 1854 | 115 | Frost Bridge | Campville 115kV | CT | 10.2338 | 2017 | 7 | 1595 54/19 ACSS | OH | N/A | SCMP | 98 | Steel |  | 2024 | 2025
CL&P (Eversource) | 1873 | 115 | Rood Ave 115kV | South Meadow 115kV | CT | 7.4739 | 1924 | 100 | 795 26/7 ACSS | OH | N/A | DCLA | 56 | Steel |  | 2021 | 2025
CL&P (Eversource) | 1900 | 115 | Torrington 115kV | Campville 115kV | CT | 5.95 | 1958 | 66 | 1272 ACSR | OH | N/A | SCMP | 60 | Steel |  | 2020 | 2025
CL&P (Eversource) | 1910 | 115 | Southington 1910 Reactor 115kV | Todd 115kV | CT | 5.98 | 1965 | 59 | 795 ACSR | OH | N/A | SCHF | 67 | Steel |  | 2024 | 2025
CL&P (Eversource) | 1921 | 115 | Campville 115kV | Thomaston 115kV | CT | 5.77 | 1971 | 53 | 1272 ACSR | OH | N/A | SCMP | 53 | Steel |  | 2022 | 2025
CL&P (Eversource) | 1950 | 115 | Canal (NU) 115kV | Southington 1950 Reactor 115kV | CT | 2.17 | 1965 | 59 | 795 ACSR | OH | N/A | SCHF | 3 | Wood |  | 2024 | 2025
CL&P (Eversource) | 1975 | 115 | East Meriden | Haddam | CT | 16.2 | 1967 | 57 | 1590 ACSS | OH | N/A | SCMP | 77 | Steel |  | 2024 | 2025
CL&P (Eversource) | 3041 | 345 | Scovill Rock 345kV | Southington 345kV | CT | 19.31 | 1972 | 52 | 954 ACSR | OH | N/A | SCHF | 161 | Steel |  | 2024 | 2025
CL&P (Eversource) | 3252 | 345 | Haddam | Beseck | CT | 15.5 | 2007 | 17 | 954 ACSR | OH | N/A | SCHF | 126 | Steel |  | 2024 | 2025
CL&P (Eversource) | 3271 | 345 | Lake Rd | Card | CT | 25.27 | 2014 | 10 | 2-1590 ACSS | OH | N/A | SCHF | 222 | Steel |  | 2023 | 2025
CL&P (Eversource) | 3348 | 345 | Lake Rd 345kV | Killingly 345kV | CT | 0.56 | 1920 | 104 | 954 ACSR | OH | N/A | SCHF | 5 | Steel |  | 2023 | 2025
CL&P (Eversource) | 3403 | 345 | Plumtree 30G 345kV | Norwalk CT 345kV | CT | 8.6 | 2006 | 18 | 1590 ACSR | OH | N/A | SCMP | 75 | Steel |  | 2020 | 2025
CL&P (Eversource) | 3403 | 345 | Plumtree 30G 345kV | Hoyts Hill 345kV | CT | 11.9 | 2006 | 18 | 2500 HPFF | UG | HPFF | N/A | N/A | N/A | N/A | 2020 | 2025
CL&P (Eversource) | 3424 | 345 | Manchester (NU) 345kV | Kleen Energy 345kV | CT | 16.6 | 1967 | 57 | 2156 ACSR | OH | N/A | SCHF | 135 | Steel |  | 2024 | 2025
CL&P (Eversource) | 3533 | 345 | Scovill Rock 345kV | Kleen Energy 345kV | CT | 3.79 | 2009 | 15 | 1590 ACSR | OH | N/A | SCHF | 36 | Steel |  | 2024 | 2025
CL&P (Eversource) | 3557 | 345 | Barbour Hill 345kV | Manchester (NU) 345kV | CT | 7.56 | 1967 | 57 | 2156 ACSR | OH | N/A | SCHF | 70 | Steel |  | 2024 | 2025
CL&P (Eversource) | 3754 | 345 | Beseck 345kV | Southington 345kV | CT | 11.88 | 1969 | 55 | 954 ACSR | OH | N/A | SCHF | 105 | Steel |  | 2024 | 2025
CL&P (Eversource) | 3827 | 345 | Beseck 345kV | East Devon 345kV | CT | 23.1 | 2008 | 16 | 1590 ACSR | OH | N/A | SCMP | 292 | Steel |  | 2023 | 2025
CL&P (Eversource) | 1000-1 | 115 | Dudley Tap 115kV | Montville 115kV | CT | 9.8114 | 1952 | 72 | 556(P) ACSR | OH | N/A | DCHF | 100 | Steel |  | 2024 | 2025
CL&P (Eversource) | 1028-NU | 115 | Darien 115kV | 1028 Border Darien (NU) / Fitch (CTMEEC) 115kV | CT | 5 | 1962 | 62 | 1590 SSAC | OH | N/A | SCMP | 64 | Steel |  | 2024 | 2035
CL&P (Eversource) | 1029-1 | 115 | Baldwin Tap | Towantic | CT | 9.12 | 2014 | 10 | 1590 ACSS 54/19 | OH | N/A | DCMP | 6 | Steel |  | 2023 | 2025
CL&P (Eversource) | 1029-2 | 115 | Bunker Hill | Baldwin Tap | CT | See 1029-1 | See 1029-1 | See 1029-1 | See 1029-1 | OH | N/A | See 1029-1 | See 1029-1 | Steel |  | 2023 | 2025
CL&P (Eversource) | 1029-3 | 115 | Baldwin | Baldwin Tap | CT | See 1029-1 | See 1029-1 | See 1029-1 | See 1029-1 | OH | N/A | See 1029-1 | See 1029-1 | Steel |  | 2023 | 2025
CL&P (Eversource) | 1070-NU | 115 | 1070 Border Fort Hill (CMEEC) / (NU) 115kV | 1070 Border Stockhouse (CMEEC) / (NU) 115kV | CT | 7.58 | 1963 | 61 | 556(P) ACSR | OH | N/A | SCHF | 79 | Wood |  | 2023 | 2025
CL&P (Eversource) | 1080-1 | 115 | Card 115kV | Wawecus Jct 115kV | CT | 30.15 | 1952 | 72 | 1272 ACSR | OH | N/A | SCHF | 220 | Steel |  | 2024 | 2025
CL&P (Eversource) | 1080-2 | 115 | Wawecus Jct 115kV | Montville 115kV | CT | See 1080-1 | See 1080-1 | See 1080-1 | See 1080-1 | OH | N/A | See 1080-1 | See 1080-1 | Steel |  | 2024 | 2025
CL&P (Eversource) | 1080-3 | 115 | Wawecus Jct 115kV | Lisbon Tap 115kV | CT | See 1080-1 | See 1080-1 | See 1080-1 | See 1080-1 | OH | N/A | See 1080-1 | See 1080-1 | Steel |  | 2024 | 2025
CL&P (Eversource) | 1080-4 | 115 | Lisbon Tap 115kV | Tunnel 115kV | CT | See 1080-1 | See 1080-1 | See 1080-1 | See 1080-1 | OH | N/A | See 1080-1 | See 1080-1 | Steel |  | 2024 | 2025
CL&P (Eversource) | 1090-NU | 115 | 1090 Border Montville (NU) / Fort Hill (CMEEC) 115kV | Montville 115kV | CT | 3.54 | 1952 | 72 | 556(P) ACSR | OH | N/A | SCHF | 3 | Steel |  | 2024 | 2025
CL&P (Eversource) | 1130-NU | 115 | Compo 115kV | 1130 Border Compo (NU)/Pequonnock (UI) 115kV | CT | 3.52 | 1967 | 57 | 1590 SSAC | OH | N/A | SCMP | 59 | Steel |  | 2024 | 2036
CL&P (Eversource) | 1163-1 | 115 | Noera Tap 1163 115kV | Frost Bridge 8R 115kV | CT | 7.19 | 1956 | 68 | 11/32 ALWLD | OH | N/A | DCHF | 27 | Steel |  | 2024 | 2025
CL&P (Eversource) | 1163-2 | 115 | Todd 115kV | Noera Tap 1163 115kV | CT | See 1163-1 | See 1163-1 | See 1163-1 | See 1163-1 | OH | N/A | See 1163-1 | 25 | Steel |  | 2024 | 2025
CL&P (Eversource) | 1208-NU | 115 | Southington Bus 1 115kV | 1208 Border Southington (NU) / Wallingford (Wallingford) 115kV | CT | 13.62 | 1946 | 78 | 1272 ACSR | OH | N/A | SCHF | 103 | Steel |  | 2024 | 2025
CL&P (Eversource) | 1222-NU | 115 | 1222 Border Hawthorne (UI/NU Border) 115kV | 1222 Border Old Town 115kV (UI/NU Border) 115kV | CT | 1.97 | 1953 | 71 | 11/32 CPRWLD | OH | N/A | DCLA | 19 | Steel |  | 2024 | 2036
CL&P (Eversource) | 1243-NU | 115 | Compo 115kV | 1243 Border Compo (NU) / Fitch (CTMEEC) 115kV | CT | 2.57 | 1970 | 54 | OPGW-12 | OH | N/A | SCMP | 45 | Steel |  | 2024 | 2025
CL&P (Eversource) | 1280-1 | 115 | Montville 115kV | Whipple Jct 115kV | CT | 16.04 | 1966 | 58 | 2-11/32 ALWLD | OH | N/A | SCHF | 139 | Steel |  | 2024 | 2025
CL&P (Eversource) | 1280-2-NU | 115 | Whipple Jct 115kV | 1280 Border Whipple Jct (NU) / Buddington (CMEEC) 115kV | CT | See 1280-1 | See 1280-1 | See 1280-1 | See 1280-1 | OH | N/A | See 1280-1 | See 1280-1 | Steel |  | 2024 | 2025
CL&P (Eversource) | 1280-3 | 115 | Whipple Jct 115kV | Mystic (NU) 115kV | CT | See 1280-1 | See 1280-1 | See 1280-1 | See 1280-1 | OH | N/A | See 1280-1 | See 1280-1 | Steel |  | 2024 | 2025
CL&P (Eversource) | 1316-1 | 115 | Exeter Tap 115kV | Plainfield Jct 115kV | CT | 16.43 | 1974 | 50 | 1272 ACSR | OH | N/A | DCMP | See 1316-2 | Steel |  | 2023 | 2025
CL&P (Eversource) | 1316-2 | 115 | Tunnel 115kV | Plainfield Jct 115kV | CT | See 1316-1 | 1960 | 64 | 1272 ACSR | OH | N/A | DCMP | 156 | Steel |  | 2023 | 2025
CL&P (Eversource) | 1316-4 | 115 | Canterbury | Exeter Tap 115kV | CT | See 1316-1 | 1973 | 51 | 1272 ACSR | OH | N/A | DCMP | See 1316-2 | Steel |  | 2023 | 2025
CL&P (Eversource) | 1340-1 | 115 | Baldwin Tap | Towantic | CT | 3.1191 | 2014 | 10 | 1590 ACSS 54/19 | OH | N/A | SCMP | 28 | Steel |  | 2024 | 2025
CL&P (Eversource) | 1340-2 | 115 | Baldwin Tap | Frost Bridge | CT | 6.8021 | 2013 | 11 | 1590 ACSS 54/19 | OH | N/A | SCMP | 62 | Steel |  | 2024 | 2025
CL&P (Eversource) | 1340-3 | 115 | Baldwin Tap | Baldwin | CT | 3.0739 | 2014 | 10 | 1590 ACSS 54/19 | OH | N/A | SCMP | 26 | Steel |  | 2024 | 2025
CL&P (Eversource) | 1355-1-NU | 115 | Lucchini Jct 115kV | 1355 Border Colony (Wallingford) / Lucchini Jct (NU) 115kV | CT | 7.8 | 1994 | 30 | 556 ACSR | OH | N/A | DCLA | 29 | Steel |  | 2024 | 2025
CL&P (Eversource) | 1355-3 | 115 | Lucchini Jct 115kV | Southington Bus 1 115kV | CT | 7.8 | 1954 | 70 | 1272 ACSR | OH | N/A | DCLA | 35 | Steel |  | 2024 | 2025
CL&P (Eversource) | 1394-NU-A | 115 | Scitico 115kV | 1394 CT/MA State Line 115kV | CT | 5.75 | 1972 | 52 | 1272 ACSR | OH | N/A | DCMP | 67 | Steel |  | 2023 | 2025
CL&P (Eversource) | 1410-NU | 115 | Montville 115kV | 1410 Border Montville (NU) / Buddington (CMEEC) 115kV | CT | 6.83 | 1954 | 70 | 556(P) ACSR | OH | N/A | DCHF | 87 | Wood |  | 2024 | 2025
CL&P (Eversource) | 1430-NU | 115 | Sasco Creek 115kV | 1430 Border Sasco Creek (NU)/Ash Creek (UI) 115kV | CT | 0.68038 | 1970 | 54 | 1272 ACSR | OH | N/A | SCLA | 19 | Steel |  | 2024 | 2025
CL&P (Eversource) | 1460-NU | 115 | 1460 Border NU Border / East Shore (UI) 115kV | Branford RR 115kV | CT | 0.31 | 1999 | 25 | 1272 ACSR | OH | N/A | SCHF | 5 | Steel |  | 2024 | 2025
CL&P (Eversource) | 1466-NU | 115 | East Meriden 115kV | 1466 Border N. Wallingford (Wallingford) / E. Meriden (NU) 115kV | CT | 1.82 | 1930 | 94 | 1590 ACSR | OH | N/A | SCHF | 16 | Steel |  | 2022 | 2025
CL&P (Eversource) | 1470-1 | 115 | Wilton 115kV | Peaceable Tap 115kV (1470-Ridgefield Jct) 115kV | CT | 5.1052 | 1943 | 81 | 556(P) ACSR | OH | N/A | DCLA | 59 | Steel |  | 2020 | 2025
CL&P (Eversource) | 1470-3 | 115 | Peaceable Tap 115kV (1470-Ridgefield Jct) 115kV | Peaceable 115kV | CT | 0.010455 | 1975 | 49 | 336(L) ACSR | OH | N/A | DCMP | 1 | Steel |  | 2020 | 2025
CL&P (Eversource) | 1490-NU | 115 | Card 115kV | 1490 Border Stockhouse (CMEEC) / Card (NU) 115kV | CT | 10.6805 | 1952 | 72 | 556(P) ACSR | OH | N/A | DCHF | 106 | Steel |  | 2024 | 2025
CL&P (Eversource) | 1505-1 | 115 | Brooklyn Tap 115kV | Killingly 115kV | CT | 25.7 | 1973 | 51 | 1272 ACSR | OH | N/A | DCMP | 257 | Steel |  | 2024 | 2025
CL&P (Eversource) | 1505-2 | 115 | Brooklyn Tap 115kV | Plainfield Jct 1505 115kV | CT | See 1505-1 | 1973 | 51 | 1272 ACSR | OH | N/A | DCMP | See 1505-1 | Steel |  | 2024 | 2025
CL&P (Eversource) | 1505-4 | 115 | Tunnel 115kV | Plainfield Jct 1505 115kV | CT | See 1505-1 | 1960 | 64 | 1272 ACSR | OH | N/A | DCMP | See 1505-1 | Steel |  | 2024 | 2025
CL&P (Eversource) | 1537-NU-A | 115 | Branford 115kV | 1537 Border Totoket Jct (NU/ UI Border)-Branford side 115kV | CT | 2.73 | 1974 | 50 | 1272 ACSR | OH | N/A | SCMP | 22 | Steel |  | 2023 | 2025
CL&P (Eversource) | 1537-NU-B | 115 | Branford RR 115kV | 1537 Border Branford RR Tap (NU/UI Border)-RR side 115kV | CT | See 1537-NU-A | See 1537-NU-A | See 1537-NU-A | See 1537-NU-A | OH | N/A | See 1537-NU-A | See 1537-NU-A | Steel |  | 2023 | 2025
CL&P (Eversource) | 1545-NU | 115 | Devon Bus 1 115kV | 1545 Border Devon (NU) / Trapfalls (UI) 115kV | CT | 4.69 | 1962 | 62 | 795 ACSR | OH | N/A | DCLA | 40 | Steel |  | 2024 | 2029/2034
CL&P (Eversource) | 1550-1 | 115 | Noera Tap 1550 115kV | Frost Bridge 8R 115kV | CT | 3.6726 | 1962 | 62 | 795 ACSR | OH | N/A | DCLA | 27 | Steel |  | 2024 | 2025
CL&P (Eversource) | 1550-3 | 115 | Canal (NU) 115kV | Noera Tap 1550 115kV | CT | 6.1716 | 1988 | 36 | 795 ACSR | OH | N/A | SCMP | 68 | Steel |  | 2024 | 2025
CL&P (Eversource) | 1560-1 | 115 | 1560 Border Derby_J / Derby Tap 1 (NU/UI Border) 115kV | Stevenson 115kV | CT | 5.0017 | 1962 | 62 | 795 ACSR | OH | N/A | DCLA | 35 | Steel |  | 2020 | 2025
CL&P (Eversource) | 1560-2-NU | 115 | 1560 Border Derby_J / Derby Tap 1 (NU/UI Border) 115kV | 1560 Border Derby Jct (NU) / Trapfalls (UI) 115kV | CT | 3.0925 | 1962 | 62 | 795 ACSR | OH | N/A | DCLA | 25 | Steel |  | 2020 | 2025
CL&P (Eversource) | 1588-NU | 115 | 1588 Border Colony (Wallingford) / NU Border 115kV | 1588 Border N. Wallingford (Wallingford) / NU Border 115kV | CT | 2.62 | 1984 | 40 | 1272 54/19 ACSS | OH | N/A | SCHF | 26 | Wood |  | 2023 | 2027
CL&P (Eversource) | 1608-1 | 115 | Glenbrook 115kV | Ely Ave 115kV | CT | 6.34 | 1938 | 86 | 1590 ACSR | OH | N/A | DCLA | 15 | Steel |  | 2024 | 2036
CL&P (Eversource) | 1608-2 | 115 | Norwalk Harbor 115kV | Ely Ave 115kV | CT | 1.47 | 2019 | 5 | 2500 kcmil CU | OH/UG | HPFF | See 1608-1 | See 1608-1 | Steel |  | 2024 | 2025
CL&P (Eversource) | 1608-3 | 115 | Sono 115kV | Ely Ave 115kV | CT | See 1608-1 | See 1608-1 | See 1608-1 | See 1608-1 | OH | N/A | See 1608-1 | See 1608-1 | Steel |  | 2024 | 2025
CL&P (Eversource) | 1610-1 | 115 | Southington Bus 1 115kV | Glen Lake Jct 115kV | CT | 21.32 | 1962 | 62 | 556(P) ACSR | OH | N/A | SCHF | 106 | Steel |  | 2024 | 2025
CL&P (Eversource) | 1610-2-NU | 115 | Glen Lake Jct 115kV | 1610 Border Glen Lake Jct (NU) / Mix Ave (UI) 115kV | CT | See 1610-1 | See 1610-1 | See 1610-1 | See 1610-1 | OH | N/A | See 1610-1 | See 1610-1 | Steel |  | 2024 | 2025
CL&P (Eversource) | 1610-3-NU | 115 | Glen Lake Jct 115kV | 1610 Border Pease Rd Jct (NU/UI) 115kV | CT | See 1610-1 | See 1610-1 | See 1610-1 | See 1610-1 | OH | N/A | See 1610-1 | See 1610-1 | Steel |  | 2024 | 2025
CL&P (Eversource) | 1630-1-NU | 115 | 1630 Border (Pent Rd Jct) Walrec Jct (NU) / Wallingford (Wallingford) 115kV | Walrec Jct 1 (border pt of tap section to Walrec) 115kV | CT | 0.3 | UKN | UKN | 1272 ACSR | OH | N/A | SCHF | 5 | Wood |  | 2024 | 2025
CL&P (Eversource) | 1630-3-NU | 115 | Walrec Jct 1 (border pt of tap section to Walrec) 115kV | 1630 Border Walrec Jct (NU) / North Haven (UI) 115kV | CT | See 1630-3-NU | UKN | UKN | See 1639-1-NU | OH | N/A | SCHF | See 1639-1-NU | Wood |  | 2024 | 2025
CL&P (Eversource) | 1635-1 | 115 | South Windsor 115kV | Barbour Hill 115kV | CT | 1.45 | 1961 | 63 | 795 ACSR | OH | N/A | DCHF | 49 | Steel |  | 2024 | 2025
CL&P (Eversource) | 1640-NU | 115 | Devon Bus 2 115kV | 1640 Border (Pent Rd Jct) Devon (NU) / Wallingford (Wallingford) 115kV | CT | 26.33 | 1959 | 65 | 1590 ACSR | OH | N/A | DCMP | 218 | Steel |  | 2024 | 2025
CL&P (Eversource) | 1655-NU | 115 | Branford 115kV | 1655 Border Branford (NU) / North Haven (UI) 115kV | CT | 11.45 | 1991 | 33 | 795 ACSR | OH | N/A | SCHF | 106 | Wood |  | 2023 | 2027
CL&P (Eversource) | 1670-1 | 115 | Reservoir Rd Jct 115kV | Southington Bus 1 115kV | CT | 5.1826 | 1966 | 58 | 556 (D) ACSS | OH | N/A | DCLA | 38 | Steel |  | 2024 | 2025
CL&P (Eversource) | 1670-2 | 115 | Berlin CT 115kV | Reservoir Rd Jct 115kV | CT | 5.1064 | 1953 | 71 | 556(D) ACSR | OH | N/A | DCLA | 48 | Steel |  | 2017 | 2025
CL&P (Eversource) | 1675-NU | 115 | Tunnel 115kV | 1675 Border Tunnel (NU) / Bean Hill (CMEEC) 115kV | CT | 6.91 | 1964 | 60 | 1272 ACSR | OH | N/A | DCMP | 64 | Steel |  | 2024 | 2025
CL&P (Eversource) | 1685-NU | 115 | Devon Bus 2 115kV | 1685 Border Pease Rd Jct (NU/UI) 115kV | CT | 13.44 | 2007 | 17 | 1590 ACSR | OH | N/A | SCMP | 10 | Steel |  | 2024 | 2025
CL&P (Eversource) | 1710-2-NU | 115 | Trumbull Jct (NU/UI 1710 Border) 115kV | 1710 Border Trumbull Jct (NU) / Old Town (UI) 115kV | CT | 3.1093 | 1987 | 37 | 1590 ACSR | OH | N/A | SCMP | 27 | Steel |  | 2024 | 2025
CL&P (Eversource) | 1710-3 | 115 | Trumbull Jct (NU/UI 1710 Border) 115kV | Devon Bus 1 115kV | CT | 3.9686 | 2018 | 6 | 795 ACSS | OH | N/A | SCMP | 39 | Steel |  | 2024 | 2025
CL&P (Eversource) | 1714-NU | 115 | Weston 115kV | 1714 Border Trumbull Jct (NU/UI) 115kV | CT | 12.5497 | 1953 | 71 | 556(D) ACSR | OH | N/A | DCLA | 97 | Steel |  | 2024 | 2025
CL&P (Eversource) | 1720-NU | 115 | Norwalk CT 115kV | 1720 Border Norwalk (NU) / Hawthorne (UI) 115kV | CT | 13.87 | 1953 | 71 | 556(D) ACSR | OH | N/A | DCLA | 116 | Steel |  | 2024 | 2025
CL&P (Eversource) | 1730-NU | 115 | 1730 Border Trumbull Jct (NU/UI) 115kV | Devon Bus 1 115kV | CT | 4.126 | 1963 | 61 | 795 ACSS | OH | N/A | DCMP | 44 | Steel |  | 2024 | 2025
CL&P (Eversource) | 1732-1 | 115 | Canton 1732 (NU) 115kV | Weingart Rd Jct 115kV | CT | 16.37 | 1958 | 66 | 556(P) ACSR | OH | N/A | SCHF | 166 | Steel |  | 2020 | 2025
CL&P (Eversource) | 1732-2 | 115 | Weingart Rd Jct 115kV | Campville 115kV | CT | See 1732-1 | See 1732-1 | See 1732-1 | See 1732-1 | OH | N/A | See 1732-1 | See 1732-1 | Steel |  |  | 2025
CL&P (Eversource) | 1732-3 | 115 | Weingart Rd Jct 115kV | Franklin Drive 115kV | CT | See 1732-1 | See 1732-1 | See 1732-1 | See 1732-1 | OH | N/A | See 1732-1 | See 1732-1 | Steel |  |  | 2025
CL&P (Eversource) | 1750-1 | 115 | Cos Cob 115kV | Tomac Tap 115kV | CT | 3.73 | 1934 | 90 | 1272 ACSR | OH | N/A | DCLA | 28 | Steel |  | 2024 | 2036
CL&P (Eversource) | 1750-2 | 115 | South End 115kV | Tomac Tap 115kV | CT | See 1750-1 | See 1750-1 | See 1750-1 | See 1750-1 | OH | N/A | See 1750-1 | 28 | Steel |  | 2024 | 2036
CL&P (Eversource) | 1751-1 | 115 | Bloomfield Tap 115kV | Rood Ave 115kV | CT | 12.9386 | 1964 | 60 | 556(D) ACSR | OH | N/A | SCHF | 114 | Wood |  | 2024 | 2025
CL&P (Eversource) | 1751-2 | 115 | Bloomfield Tap 115kV | Northwest Hartford 115kV | CT | See 1751-1 | See 1751-1 | See 1751-1 | See 1751-1 | OH | N/A | See 1751-1 | See 1751-1 | Wood |  | 2024 | 2025
CL&P (Eversource) | 1751-3 | 115 | North Bloomfield 115kV | Bloomfield Tap 115kV | CT | See 1751-1 | See 1751-1 | See 1751-1 | See 1751-1 | OH | N/A | See 1751-1 | See 1751-1 | Wood |  | 2024 | 2025
CL&P (Eversource) | 1768-NU-B | 115 | 1768 (B) NU CT/MA State Line 115kV | 1768 (A) NU CT/MA State Line 115kV | CT | 11.4 | 1957 | 67 | 1272 ACSS | OH | N/A | DCLA | 116 | Steel |  | 2024 | 2025
CL&P (Eversource) | 1775-1 | 115 | South Meadow 115kV | Riverside Tap 1775 115kV | CT | 0.2 | 1940 | 84 | 2-477 SSAC | OH | N/A | DCLA | 3 | Steel |  | 2024 | 2025
CL&P (Eversource) | 1775-2 | 115 | Riverside Tap 1775 115kV | Manchester (NU) 115kV | CT | 5.7 | 1960 | 64 | 1272 ACSR | OH | N/A | DCMP | 54 | Steel |  | 2024 | 2025
CL&P (Eversource) | 1780-NU | 115 | Devon Bus 2 115kV | 1780 Border Devon (NU)/Devon Tie (UI) 115kV | CT | 0.06 | 1965 | 59 | 1590 ACSR | OH | N/A | DCLA | 4 | Steel |  | 2024 | 2029
CL&P (Eversource) | 1783-1 | 115 | Farmington 115kV | Newington CT Tap 115kV | CT | 7.14 | 1956 | 68 | 336(L) ACSR | OH | N/A | SCHF | 42 | Steel |  | 2024 | 2028
CL&P (Eversource) | 1783-2 | 115 | Newington CT Tap 115kV | Newington CT 115kV | CT | See 1783-1 | See 1783-1 | See 1783-1 | See 1783-1 | OH | N/A | See 1783-1 | 1 | Steel |  | 2024 | 2028
CL&P (Eversource) | 1783-3 | 115 | Newington CT Tap 115kV | East New Britain 115kV | CT | See 1783-1 | See 1783-1 | See 1783-1 | See 1783-1 | OH | N/A | See 1783-1 | 42 | Steel |  | 2024 | 2028
CL&P (Eversource) | 1786-1 | 115 | South Meadow 115kV | Riverside Tap 1786 115kV | CT | 0.31136 | 1950 | 74 | 1272 ACSR | OH | N/A | DCLA | 4 | Steel |  |  | 2025
CL&P (Eversource) | 1786-2 | 115 | Riverside Tap 1786 115kV | East Hartford 115kV | CT | 2.1587 | 1950 | 74 | 1272 ACSR | OH | N/A | DCLA | 53 | Steel |  |  | 2025
CL&P (Eversource) | 1790-1 | 115 | Devon Bus 2 115kV | Devon Railroad Tap 115kV | CT | 0.023106 | 1965 | 59 | 1272 ACSS | OH | N/A | DCLA | 1 | Steel |  |  | 2025
CL&P (Eversource) | 1790-2-NU | 115 | 1790 Border Devon RR Tap (NU) / Devon Tie (UI) 115kV | Devon Railroad Tap 115kV | CT | 0.050947 | 1965 | 59 | 795 ACSR | OH | N/A | DCLA | 1 | Steel |  |  | 2025
CL&P (Eversource) | 1808-1 | 115 | Beacon Falls 115kV | 1570 Border Derby_J / Derby Tap 2 (NU/UI Border) 115kV | CT | 17.1 | 1962 | 62 | 795 ACSR | OH | N/A | DCLA | 125 | Steel |  | 2020 | 2025
CL&P (Eversource) | 1810-1 | 115 | Southington Bus 2 115kV | Lake Ave Tap 115kV | CT | 5.7739 | 1967 | 57 | 795 ACSR | OH | N/A | SCHF | 52 | Steel |  | 2024 | 2025
CL&P (Eversource) | 1810-3 | 115 | Chippen Hill 115kV | Lake Ave Tap 115kV | CT | 4.3193 | See 1810-1 | See 1810-1 | See 1810-1 | OH | N/A | See 1810-1 | 40 | Steel |  | 2024 | 2025
CL&P (Eversource) | 1810-4 | 115 | Lake Ave Tap 115kV | Bristol 115kV | CT | 2.0316 | See 1810-1 | See 1810-1 | See 1810-1 | OH | N/A | See 1810-1 | 26 | Steel |  | 2024 | 2025
CL&P (Eversource) | 1858-NU-B | 115 | 1858 (A) CT/MA State Line 115kV | 1858 (B) CT/MA State Line 115kV | CT | 5.3 | 1961 | 63 | 1272 ACSR | OH | N/A | SCMP | 36 | Wood |  | 2019
CL&P (Eversource) | 1858-NU-D | 115 | 1858 (C ) CT/MA State Line 115kV | 1858 (D) CT/MA State Line 115kV | CT | See 1858-NU-D | 1961 | 63 | See 1858-NU-D | OH | N/A | SCMP | 7 | See 1858-NU-B |  | 2019
CL&P (Eversource) | 1867-1 | 115 | Rowayton Jct 1867 (Flax Hill Tap) 115kV | Norwalk Harbor 115kV | CT | 6.67 | 1962 | 62 | 1272 ACSR | OH | N/A | DCLA | 13 | Steel |  | 2024 | 2025
CL&P (Eversource) | 1867-2 | 115 | Rowayton Jct 1867 (Flax Hill Tap) 115kV | Flax Hill 115kV | CT | See 1867-1/1.47 | See 1867-1/1977 | See 1867-1/1977 | See 1867-1/2500 kcmil CU | OH/UG | HPFF | See 1867-1 | 12 | Steel |  | 2024 | 2025
CL&P (Eversource) | 1867-3 | 115 | Rowayton Jct 1867 (Flax Hill Tap) 115kV | Glenbrook 115kV | CT | See 1867-1 | See 1867-1 | See 1867-1 | See 1867-1 | OH | N/A | See 1867-1 | 69 | Steel |  | 2024 | 2025
CL&P (Eversource) | 1870S-1 | 115 | Shunock 115kV | 1870S Border Wood River (NEP) / Shunock (NU) 115kV | CT | 0.9 | UKN | UKN | 795 ACSR | OH | N/A | SCHF | 9 | Steel |  | 2023 | 2025
CL&P (Eversource) | 1880-1 | 115 | Rowayton Jct 1880 115kV | Norwalk Harbor 115kV | CT | 9.64/1.47 | 1938/2016 | 86/8 | 1590 ACSR/2000 or 2500LLP kcmil CU | OH/UG | HPFF | DCLA | 119 | Steel |  | 2024 | 2029
CL&P (Eversource) | 1880-2 | 115 | Rowayton Jct 1880 115kV | Glenbrook 115kV | CT | See 1880-1 | See 1880-1 | See 1880-1 | See 1880-1 | OH | N/A | See 1880-1 | See 1880-1 | See 1880-1 |  | 2024 | 2029
CL&P (Eversource) | 1880-3 | 115 | Norwalk CT 115kV | Rowayton Jct 1880 115kV | CT | See 1880-1 | See 1880-1 | See 1880-1 | See 1880-1 | OH | N/A | See 1880-1 | See 1880-1 | See 1880-1 |  | 2024 | 2029
CL&P (Eversource) | 1887-1 | 115 | West Brookfield 14H 115kV | Brookfield Jct 1887 115KV | CT | 15.72 | 1955 | 69 | 2-1272 ACSR | OH | N/A | DCMP | 55 | Steel |  | 2024 | 2035
CL&P (Eversource) | 1887-2 | 115 | Shepaug 115kV | Brookfield Jct 1887 115KV | CT | See 1887-1 | See 1887-1 | See 1887-1 | See 1887-1 | OH | N/A | See 1887-1 | See 1887-1 | See 1887-1 |  | 2024 | 2035
CL&P (Eversource) | 1887-3 | 115 | Plumtree 30G 115KV | Brookfield Jct 1887 115KV | CT | See 1887-1 | See 1887-1 | See 1887-1 | See 1887-1 | OH | N/A | See 1887-1 | See 1887-1 | See 1887-1 |  | 2024 | 2035
CL&P (Eversource) | 1911-1 | 115 | Tunnel | Ledyard Junction | CT | 1.78 | 2016 | 8 | 556 ACSR | OH | N/A | SCMP | 165 | Steel |  | 2023 | 2025
CL&P (Eversource) | 1911-2 | 115 | Ledyard Junction | Buddington Tap | CT | See 1911-1 | 1970 | 54 | See 1911-1 | OH | N/A | See 1911-1 | See 1911-1 | See 1911-1 |  | 2023 | 2025
CL&P (Eversource) | 1911-3 | 115 | Gales Ferry | Ledyard Junction | CT | See 1911-1 | 1954 | 70 | See 1911-1 | OH | N/A | See 1911-1 | See 1911-1 | See 1911-1 |  | 2023 | 2025
CL&P (Eversource) | 1976-NU-A | 115 | Scitico 115kV | 1976 CT/MA State Line 115kV | CT | 6.6 | 1972 | 52 | 1272 ACSR | OH | N/A | DCMP | 66 | Steel |  | 2023 | 2025
CL&P (Eversource) | 1977-1 | 115 | Darien 115kV | Glenbrook Tap 115kV | CT | 4.05 | 1970 | 54 | 1272 ACSR | OH | N/A | DCLA | 47 | Steel |  | 2024 | 2036
CL&P (Eversource) | 1977-2 | 115 | South End 115kV | Glenbrook Tap 115kV | CT | See 1977-1 | See 1977-1 | See 1977-1 | See 1977-1 | OH | N/A | DCLA | 21 | See 1977-1 |  | 2024 | 2036
CL&P (Eversource) | 1977-3 | 115 | Glenbrook 115kV | Glenbrook Tap 115kV | CT | See 1977-1 | See 1977-1 | See 1977-1 | See 1977-1 | OH | N/A | DCLA | 1 | See 1977-1 |  | 2024 | 2036
CL&P (Eversource) | 3165-NU | 345 | East Devon 345kV | 3165 Border East Devon (NU) / Singer (UI) 345kV | CT | 2.35 | 2008 | 16 | 3000 KCMIL CPR | UG | XLPE | N/A | N/A | N/A | N/A | 2024 | 2029
CL&P (Eversource) | 3216-NU-A | 345 | North Bloomfield 345kV | 3216 Border NU / UI Border 1 (N. Bloom end) 345kV | CT | 9.89 | 2013 | 11 | 2-1590 ACSS | OH | N/A | SCMP | 105 | Steel |  | 2024 | 2025
CL&P (Eversource) | 3216-NU-B | 345 | 3216 Border NU / UI Border 2 (border 1 + state line) 345kV | 3216 Border NU CT/MA State Line 345kV | CT | See 3216-NU-A | See 3216-NU-A | See 3216-NU-A | See 3216-NU-A | OH | N/A | See 3216-NU-A | See 3216-NU-A | See 3216-NU-A |  | 2024 | 2025
CL&P (Eversource) | 3280-NU | 345 | Norwalk CT 345kV | 3280 Border Norwalk (NU) / Singer (UI) 345kV | CT | 15.6 | 2008 | 16 | 3000 KCMIL CPR | UG | XLPE | N/A | N/A | N/A | N/A | 2024 | 2025
CL&P (Eversource) | 3419-NU-A | 345 | 3419 NU CT/MA State Line 345kV | Barbour Hill 345kV | CT | 14 | 1967 | 57 | 2156 ACSR | OH | N/A | SCHF | 210 | Steel |  | 2024 | 2025
CL&P (Eversource) | 347-NU | 345 | Killingly 345kV | 347 Border Sherman Rd (NEP) / Killingly (NU) 345kV | CT | 7.01 | 1969 | 55 | 954 ACSR | OH | N/A | SCHF | 65 | Steel |  | 2023 | 2030
CL&P (Eversource) | 3619-NU | 345 | East Devon 345kV | 3619 Border East Devon (NU) / Singer (UI) 345kV | CT | 2.35 | 2009 | 15 | 3000 KCMIL CPR | UG | XLPE | N/A | N/A | N/A | N/A | 2024 | 2025
CL&P (Eversource) | 3642-NU-A | 345 | 3642 Border N. Bloomfield (NU) / UI Border 345kV | North Bloomfield 345kV | CT | 15.2 | 1980 | 44 | 954 ACSR | OH | N/A | SCHF | 143 | Steel |  | 2023 | 2025
CL&P (Eversource) | 3642-NU-B | 345 | Manchester (NU) 345kV | 3642 Border Manchester (NU) / UI Border 345kV | CT | See 3542-NU-A | See 3542-NU-A | See 3542-NU-A | See 3542-NU-A | OH | N/A | See 3542-NU-A | See 3542-NU-A | See 3542-NU-A |  | 2023 | 2025
CL&P (Eversource) | 387-1-NU | 345 | Scovill Rock 345kV | 387 Border Totoket Jct-Scovill Rock (NU)/Halvarsson E. Shore Tap (UI) 345kV | CT | 26.8 | 1967 | 57 | 954 ACSR | OH | N/A | SCHF | 229 | Steel |  | 2023 | 2025
CL&P (Eversource) | 3921-NU | 345 | Norwalk CT 345kV | 3921 Border Norwalk (NU) / Singer (UI) 345kV | CT | 15.6 | 2008 | 16 | 3000 KCMIL CPR | UG | XLPE | N/A | N/A | N/A | NA | 2023 | 2027
CL&P (Eversource) | 398-NU | 345 | Long Mountain 345kV | DOVER_NY | CT | 5.6 | 1973 | 51 | 2156 ACSS | OH | N/A | SCHF | 45 | Steel |  | 2024 | 2025
CL&P (Eversource) | 601-NU | 138 | Norwalk Harbor 138kV | 601 Border Norwalk Hbr (NU) / Northport (LILCO) 138kV | CT | 11 | 2008 | 16 | 3-1579 kcmil (800 mm2) Cpr | UG | XLPE | N/A | N/A | N/A | N/A |  | 2025
CL&P (Eversource) | 602-NU | 138 | Norwalk Harbor 138kV | 602 Border Norwalk Hbr (NU) / Northport (LILCO) 138kV | CT | 11 | 2008 | 16 | 3-1579 kcmil (800 mm2) Cpr | UG | XLPE | N/A | N/A | N/A | N/A |  | 2025
CL&P (Eversource) | 603-NU | 138 | Norwalk Harbor 138kV | 603 Border Norwalk Hbr (NU) / Northport (LILCO) 138kV | CT | 11 | 2008 | 16 | 3-1579 kcmil (800 mm2) Cpr | UG | XLPE | N/A | N/A | N/A | N/A |  | 2025
CMP (Avangrid) | 60 | 115 | Bowman Street | Coopers Mills | ME | 13.004 | 2011 | 13 | 1113 45/7 ACSR | OH | N/A | SCMP | 172 | Natural Wood | 69 | 2017 | 2027
CMP (Avangrid) | 61 | 115 | Larrabee Road | Norway | ME | 20.095 | 1990 | 34 | 795MCM 27/6ACSR | OH | N/A | SCMP | 284 | Natural Wood | 93 | 2023 | 2033
CMP (Avangrid) | 62 | 115 | Crowleys | Surowiec | ME | 9.302 | 1978 | 46 | 795 36/1 ACSR; 1113 45/7 | OH | N/A | SCHF | 125 | Natural Wood | 80 | 2020 | 2030
CMP (Avangrid) | 63 | 115 | Wyman Hydro | Starks | ME | 20.717 | 1959 | 65 | 795 36/1 ACSR + 26/7 | OH | N/A | SCHF | 280 | Natural Wood | 77 | 2021 | 2031
CMP (Avangrid) | 64 | 115 | Larrabee Road | Surowiec | ME | 16.1 | 1966 | 58 | 795 ACSR 36/1; 1113 45/7; 2156 | OH | N/A | SCHF | 223 | Natural Wood | 44 | 2019 | 2029
CMP (Avangrid) | 65 | 115 | Bucksport | Orrington | ME | 6.669 | 1969 | 55 | 1113 KCM 45/7 ACSR; 795 KCM 45/7 ACSR | OH | N/A | SCHF | 56 | Natural Wood | 41 | 2024 | 2034
CMP (Avangrid) | 66 | 115 | Athens | Wyman Hydro | ME | 15.253 | 1963 | 61 | 795 36/1, 26/7, 30/19 ACSR | OH | N/A | SCHF | 202 | Natural Wood | 83 | 2015 | 2025
CMP (Avangrid) | 67 | 115 | Albion Road | Detroit | ME | 19.249 | 1988 | 36 | 795 ACSR 26/7, 1113 45/7, 1272 61/0, 2156 | OH | N/A | SCHF | 175 | Natural Wood | 63 | 2016 | 2026
CMP (Avangrid) | 68 | 115 | Coopers Mills | Mason | ME | 23.91 | 1989 | 35 | 1113 45/7; 795 26/7 | OH | N/A | SCMP | 228 | Natural Wood | 68 | 2018 | 2028
CMP (Avangrid) | 69 | 115 | Surowiec | Bath | ME | 20.863 | 1982 | 42 | 795ACSR | OH | N/A | SCHF | 197 | Natural Wood | 95 | 2024 | 2034
CMP (Avangrid) | 75 | 115 | Lewiston Lower | Hotel Road | ME | 7.852 | 1987 | 37 | 795 26/7 ACSR | OH | N/A | SCHF | 79 | Natural Wood | 87 | 2019 | 2029
CMP (Avangrid) | 80 | 115 | Coopers Mills | Highland | ME | 22.17 | 1951 | 73 | 1113 45/7; 266.8 6/7 | OH | N/A | SCHF | 255 | Natural Wood | 33 | 2020 | 2030
CMP (Avangrid) | 81 | 115 | Mason | Surowiec | ME | 28.51 | 1953 | 71 | 336.4 ACSR 26/7, 1113 45/7 | OH | N/A | SCHF | 313 | Natural Wood | 46 | 2015 | 2025
CMP (Avangrid) | 82 | 115 | Detroit | Athens | ME | 18.287 | 1963 | 61 | 795 36/1, 26/7 ACSR | OH | N/A | SCHF | 243 | Natural Wood | 76 | 2015 | 2025
CMP (Avangrid) | 83 | 115 | Heywood Road | Wyman Hydro | ME | 41.05 | 1954 | 70 | 477.0 ACSR 18/1 | OH | N/A | SCHF | 492 | Natural Wood | 65 | 2023 | 2033
CMP (Avangrid) | 84 | 115 | Albion Road | Winslow | ME | 5.086 | 1948 | 76 | 477.0 ACSR 18/1; 2156; 1113 45/7 | OH | N/A | SCHF | 60 | Natural Wood | 13 | 2017 | 2027
CMP (Avangrid) | 86 | 115 | Belfast | Bucksport | ME | 15.673 | 1968 | 56 | 1113 45/7, 1272 61/0, 788 32/19 | OH | N/A | SCHF | 224 | Natural Wood | 29 | 2018 | 2028
CMP (Avangrid) | 87 | 115 | Kimball Road | Norway | ME | 6.579 | 1967 | 57 | 795.0 ACSR 36/1 | OH | N/A | SCHF | 91 | Natural Wood | 59 | 2017 | 2027
CMP (Avangrid) | 88 | 115 | Augusta East Side | Coopers Mills | ME | 11.726 | 1970 | 54 | 795 36/1; 1113 45/7 | OH | N/A | SCHF | 158 | Natural Wood | 36 | 2024 | 2034
CMP (Avangrid) | 89 | 115 | Livermore Falls | Riley | ME | 7.264 | 2014 | 10 | 795 36/1; 1133 45/7 | OH | N/A | SCMP | 103 | Natural Wood | 98 | 2019 | 2029
CMP (Avangrid) | 140 | 115 | Maguire Road | Quaker Hill | ME | 10.32 | 2000 | 24 | 1119.4286 | OH | N/A | SCMP | 126 | Natural Wood | 90 | 2020 | 2030
CMP (Avangrid) | 160 | 115 | Cape | Pleasant Hill | ME | 4.027 | 1987 | 37 | 795 ACSR | OH | N/A | SCMP | 48 | Natural Wood | 60 | 2023 | 2033
CMP (Avangrid) | 161 | 115 | Moshers | Sewall Street | ME | 7.525 | 1987 | 37 | 795 ACSR 26/7 | OH | N/A | SCHF | 73 | Natural Wood | 81 | 2019 | 2029
CMP (Avangrid) | 162 | 115 | Moshers | South Gorham | ME | 3.366 | 1991 | 33 | 1113 ACSR 45/7 | OH | N/A | SCMP | 33 | Natural Wood | 100 | 2020 | 2030
CMP (Avangrid) | 163 | 115 | Louden | Maguire Road | ME | 11.367 | 2008 | 16 | 1119.4286 | OH | N/A | SCMP | 149 | Laminate Wood | 100 | 2017 | 2027
CMP (Avangrid) | 164 | 115 | W. F. Wyman | Spring Street | ME | 23.337 | 1957 | 67 | 795.0 ACSR 36/1 | OH | N/A | SCHF | 339 | Natural Wood | 55 | 2016 | 2026
CMP (Avangrid) | 165 | 115 | Moshers | W. F. Wyman | ME | 19.908 | 1975 | 49 | 795.0 ACSR 36/1; 795 26/7; 1113 45/7 | OH | N/A | SCHF | 277 | Natural Wood | 83 | 2022 | 2032
CMP (Avangrid) | 166 | 115 | Spring Street | Surowiec | ME | 24.051 | 1968 | 56 | 795 ACSR 36/1+26/7 + 1113 45/7 | OH | N/A | SCHF | 334 | Natural Wood | 29 | 2017 | 2027
CMP (Avangrid) | 167 | 115 | Surowiec | Moshers | ME | 20.882 | 1969 | 55 | 795 ACSR 36/1+26/7 | OH | N/A | SCHF | 283 | Natural Wood | 28 | 2018 | 2028
CMP (Avangrid) | 169 | 115 | South Gorham | Westbrook 115 kV | ME | 2.986 | 2000 | 24 | (2) 1113 45/7 ACSR | OH | N/A | DCMP | 42 | Natural Wood | 100 | 2024 | 2034
CMP (Avangrid) | 197 | 115 | Quaker Hill | Three Rivers, NH | ME | 9.334 | 2009 | 15 | 1119.4286 | OH | N/A | SCMP | 116 | Natural Wood | 100 | 2018 | 2028
CMP (Avangrid) | 200 | 115 | Livermore Falls | Larrabee Road | ME | 24.057 | 1964 | 60 | 795 ACSR 36/1; 1113 45/7 | OH | N/A | SCHF | 321 | Natural Wood | 56 | 2021 | 2031
CMP (Avangrid) | 201 | 115 | Crowleys | Larrabee Road | ME | 6.846 | 1988 | 36 | 795 ACSR 26/7; 1113 45/7; 2156 | OH | N/A | SCHF | 80 | Natural Wood | 84 | 2016 | 2026
CMP (Avangrid) | 202 | 115 | Crowleys | Lewiston Lower | ME | 3.472 | 1979 | 45 | 795 ACSR 26/7 | OH | N/A | SCHF | 27 | Natural Wood | 41 | 2019 | 2029
CMP (Avangrid) | 203 | 115 | Bucksport | Detroit | ME | 34.049 | 1967 | 57 | 795 ACSR 36/1 + 795 30/19 + 1113 45/7 | OH | N/A | SCMP | 420 | Natural Wood | 19 | 2019 | 2029
CMP (Avangrid) | 204 | 115 | Mason | Newcastle | ME | 11.467 | 1967 | 57 | 1272 61/0 AAC & 795 26/7 ACSR | OH | N/A | SCHF | 160 | Natural Wood | 55 | 2016 | 2026
CMP (Avangrid) | 205 | 115 | Bucksport 115kV | 205 Border Betts Rd (EmeraME) / Bucksprt (CMP) 115kV | ME | 6.669 | 1967 | 57 | 1113 KCM 45/7 ACSR, 795 KCM TERN 45/7 ACSR | OH | N/A | SCHF | 57 | Natural Wood | 33 | 2015 | 2025
CMP (Avangrid) | 207 | 115 | Mason | Bath | ME | 17.448 | 1983 | 41 | 795 ACSR 26/7+36/1 | OH | N/A | SCHF | 163 | Natural Wood | 67 | 2021 | 2031
CMP (Avangrid) | 208 | 115 | Surowiec | Raymond 115 kV | ME | 15.699 | 1967 | 57 | 795 ACSR 36/1 | OH | N/A | SCHF | 212 | Natural Wood | 81 | 2022 | 2032
CMP (Avangrid) | 209 | 115 | Kimball Road | Raymond 115 kV | ME | 16.483 | 1973 | 51 | 795 ACSR 36/1 | OH | N/A | SCHF | 226 | Natural Wood | 83 | 2020 | 2030
CMP (Avangrid) | 210 | 115 | Kimball Road | Woodstock | ME | 20.582 | 1977 | 47 | 795 ACSR 36/1 | OH | N/A | SCHF | 279 | Natural Wood | 84 | 2022 | 2032
CMP (Avangrid) | 211 | 115 | Rumford 115kV | Woodstock | ME | 13.415 | 2008 | 16 | 1113 ACSR 45/7 | OH | N/A | SCHF | 137 | Natural Wood | 96 | 2015 | 2025
CMP (Avangrid) | 212 | 115 | Larrabee Road | Monmouth | ME | 11.166 | 2015 | 9 | 1113 45/7 ACSR | OH | N/A | SCMP | 146 | Natural Wood | 100 | 2019 | 2029
CMP (Avangrid) | 213 | 115 | Bowman Street | North Augusta | ME | 10.591 | 1974 | 50 | 795 ACSR | OH | N/A | SCMP | 118 | Natural Wood | 42 | 2020 | 2030
CMP (Avangrid) | 214 | 115 | Kimball Road | Saco Valley (PSNH) | ME | 22.609 | 1976 | 48 | 795 ACSR 36/1 | OH | N/A | SCHF | 317 | Natural Wood | 84 | 2022 | 2032
CMP (Avangrid) | 217 | 115 | Kimball Road | Woodstock | ME | 20.62 | 2000 | 24 | 1119.4286 | OH | N/A | SCHF | 221 | Natural Wood | 96 | 2021 | 2031
CMP (Avangrid) | 219 | 115 | Louden | South Gorham | ME | 9.255 | 2008 | 16 | 795 ACSS 26/7 | OH | N/A | SCMP | 110 | Laminate Wood | 100 | 2023 | 2033
CMP (Avangrid) | 220 | 115 | Louden | South Gorham | ME | 9.245 | 1984 | 40 | 795 ACSS 26/7 | OH | N/A | SCHF | 81 | Natural Wood | 88 | 2024 | 2034
CMP (Avangrid) | 221 | 115 | Rumford Industrial Park | Woodstock | ME | 12.401 | 2000 | 24 | 1113 45/7 ACSR | OH | N/A | SCHF | 122 | Natural Wood | 93 | 2021 | 2031
CMP (Avangrid) | 223 | 115 | South Gorham | West Buxton 115 kV | ME | 9.116 | 1991 | 33 | 1113 ACSR 45/7 | OH | N/A | DCLA | 195 | Steel | 100 | 2022 | 2032
CMP (Avangrid) | 224 | 115 | Waterboro | West Buxton 115 kV | ME | 8.07 | 1992 | 32 | 1113 ACSR 45/7 | OH | N/A | SCHF | 69 | Natural Wood | 96 | 2022 | 2032
CMP (Avangrid) | 225 | 115 | Sanford 115kV | Waterboro | ME | 12.545 | 1991 | 33 | 1113 ACSR 45/7 | OH | N/A | DCHF | 112 | Natural Wood | 96 | 2022 | 2032
CMP (Avangrid) | 226 | 115 | Highland | Newcastle | ME | 19.025 | 1967 | 57 | 1272 61 STR AL | OH | N/A | SCHF | 300 | Natural Wood | 84 | 2024 | 2034
CMP (Avangrid) | 228 | 115 | Rumford 115kV | Rumford Industrial Park | ME | 1.131 | 1959 | 65 | 795 36/1 ACSR | OH | N/A | SCHF | 16 | Natural Wood | 38 | 2021 | 2031
CMP (Avangrid) | 229 | 115 | Ludden Lane | Rumford Industrial Park | ME | 10.74 | 2015 | 9 | 1119.4286 | OH | N/A | SCMP | 141 | Natural Wood | 100 | 2019 | 2029
CMP (Avangrid) | 231 | 115 | South Gorham | Westbrook 115 kV | ME | 2.976 | 2001 | 23 | (2)-1113 ACSR 45/7 | OH | N/A | DCMP | 42 | Natural Wood | 100 | 2022 | 2032
CMP (Avangrid) | 233 | 115 | Spring Street | Westbrook 115 kV | ME | 0.926 | 2001 | 23 | (2)-1113 ACSR 45/7 | OH | N/A | DCMP | 14 | Natural Wood | 79 | 2022 | 2032
CMP (Avangrid) | 234 | 115 | Westbrook 115 kV | Pleasant Hill | ME | 6.327 | 1987 | 37 | 2-1113 45/7 & 795 26/7 & 1192.5 ACSR | OH | N/A | SCMP | 74 | Natural Wood | 76 | 2022 | 2032
CMP (Avangrid) | 237 | 115 | Cyro Drive | Maguire Road | ME | 5.59 | 1975 | 49 | 795 36/1 ACSR; 795 26/7 ACSR; 1113 45/7 ACSR | OH | N/A | SCHF | 79 | Natural Wood | 59 | 2020 | 2030
CMP (Avangrid) | 238 | 115 | Louden | Maguire Road | ME | 11.384 | 1967 | 57 | 1113 45/7 & 795 36/1 | OH | N/A | SCHF | 164 | Natural Wood | 65 | 2020 | 2030
CMP (Avangrid) | 241 | 115 | County Road | Heywood Road | ME | 9.48 | 1977 | 47 | 1192.5 45/7; 795 36/1 | OH | N/A | SCMP | 110 | Natural Wood | 21 | 2016 | 2026
CMP (Avangrid) | 242 | 115 | Heywood Road | Winslow | ME | 1.107 | 2015 | 9 | 1192 45/7 | OH | N/A | SCMP | 16 | Natural Wood | 100 | 2023 | 2033
CMP (Avangrid) | 243 | 115 | Rumford 115kV | Rumford Industrial Park | ME | 1.213 | 2011 | 13 | 1119.4286 | OH | N/A | SCMP | 15 | Natural Wood | 100 | 2021 | 2031
CMP (Avangrid) | 250 | 115 | Maguire Road | Three Rivers (PSNH) | ME | 19.633 | 1968 | 56 | 795.0 ACSR & 1113 | OH | N/A | SCHF | 249 | Natural Wood | 34 | 2020 | 2030
CMP (Avangrid) | 251 | 115 | Larrabee Road | Livermore Falls | ME | 24.121 | 2014 | 10 | 1113 45/7 ACSR | OH | N/A | SCMP | 304 | Natural Wood | 100 | 2024 | 2034
CMP (Avangrid) | 254 | 115 | Coopers Mills Border (CMP/MEPCO) | Coopers Mills | ME | 46.64 | 1971 | 53 | 795 26/7 ACSR | OH | N/A | DCMP | 491 | Natural Wood | 2 |  | 2026
CMP (Avangrid) | 255 | 115 | Larrabee Road | Middle Street | ME | 5.845 | 1966 | 58 | 1119.4286 | OH | N/A | DCLA | 85 | Natural Wood | 8 | 2019 | 2029
CMP (Avangrid) | 256 | 115 | Middle Street | Lewiston Lower | ME | 1.16 |  |  | 2000 115/0 | UG | Solid dielectric | N/A | 0 | N/A | N/A
CMP (Avangrid) | 257 | 115 | Albion Road | Coopers Mills | ME | 20.839 | 1987 | 37 | 795 26/7; 1113 45/7 | OH | N/A | SCMP | 228 | Natural Wood | 43 | 2016 | 2026
CMP (Avangrid) | 258 | 115 | Albion Road | Coopers Mills | ME | 21.068 | 1987 | 37 | 1113 45/7; 795 26/7 | OH | N/A | SCMP | 231 | Natural Wood | 31 | 2016 | 2026
CMP (Avangrid) | 259 | 115 | Albion Road | Heywood Road | ME | 3.934 | 1977 | 47 | 795 ACSR 36/1; 2156; 1113 45/7 | OH | N/A | SCHF | 52 | Natural Wood | 67 | 2023 | 2033
CMP (Avangrid) | 264 | 115 | Lakewood | Wyman Hydro | ME | 24.771 | 2012 | 12 | 1119.4286 | OH | N/A | SCMP | 307 | Natural Wood | 84 | 2024 | 2034
CMP (Avangrid) | 266 | 115 | Belfast | Highland | ME | 24.253 | 1968 | 56 | 1272 61/0 | OH | N/A | SCHF | 390 | Natural Wood | 54 | 2018 | 2028
CMP (Avangrid) | 269 | 115 | Bowman Street | Monmouth | ME | 11 | 2015 | 9 | 1119.4286 | OH | N/A | SCMP | 144 | Natural Wood | 100 | 2022 | 2032
CMP (Avangrid) | 272 | 115 | Augusta East Side | North Augusta | ME | 6.392 | 1980 | 44 | 795 ACSR | OH | N/A | SCMP | 65 | Natural Wood | 92 | 2020 | 2030
CMP (Avangrid) | 275 | 115 | Cape | Fore River | ME | 0.97 | 1975 | 49 | 2500 AL CABLE | UG | Solid dielectric | N/A | 0 | N/A | N/A
CMP (Avangrid) | 277 | 115 | Fore River | Sewall Street | ME | 1.25 | 1975 | 49 | 2500 AL CABLE | UG | Solid dielectric | N/A | 0 | N/A | N/A
CMP (Avangrid) | 278 | 115 | Starks | Farmington | ME | 14.409 | 1961 | 63 | 795 36/1 ACSR | OH | N/A | SCHF | 184 | Natural Wood | 74 | 2021 | 2031
CMP (Avangrid) | 280 | 115 | Ludden Lane | Riley | ME | 4.895 | 1965 | 59 | 795 26/7; 795 37/0 | OH | N/A | SCMP | 62 | Natural Wood | 2 | 2019 | 2029
CMP (Avangrid) | 281 | 115 | County Road | Lakewood | ME | 27.629 | 1971 | 53 | 1192.5 45/7; 1113 45/7; 795 63/1 | OH | N/A | SCMP | 339 | Natural Wood | 12 | 2016 | 2026
CMP (Avangrid) | 289 | 115 | Farmington | Livermore Falls | ME | 12.56 | 1964 | 60 | 795 36/1 ACSR, 795 26/7, 1113 45/7 ACSR | OH | N/A | SCHF | 163 | Natural Wood | 66 | 2021 | 2031
CMP (Avangrid) | 293 | 115 | Cyro Drive | Sanford 115 kV | ME | 2.01 | 1975 | 49 | 795 ACSR | OH | N/A | SCHF | 27 | Natural Wood | 0 | 2020 | 2030
CMP (Avangrid) | 374 | 345 | Buxton | Surowiec | ME | 26.503 | 1969 | 55 | 2 - 850MCM 45/7 ACSR | OH | N/A | SCHF | 237 | Natural Wood | 92 | 2023 | 2033
CMP (Avangrid) | 375 | 345 | Maine Yankee | Surowiec | ME | 29.699 | 1971 | 53 | 850 45/7 & 900 54/7 ACSR & 2 - 1590 54/19 | OH | N/A | SCHF | 252 | Natural Wood | 82 | 2015 | 2025
CMP (Avangrid) | 377 | 345 | Maine Yankee | Surowiec | ME | 29.727 | 1971 | 53 | 850 45/7 ACSR; 900 54/7 ACSR, 2 - 1590 54/19 | OH | N/A | SCHF | 236 | Natural Wood | 74 | 2018 | 2028
CMP (Avangrid) | 378 | 345 | Mason | Maine Yankee | ME | 3.46 | 1971 | 53 | 2-850 ACSR | OH | N/A | SCHF | 32 | Natural Wood | 81 | 2020 | 2030
CMP (Avangrid) | 385 | 345 | Buxton | Deerfield | ME | 30.576 | 1971 | 53 | 2 - 850.8 45/7 ACSR | OH | N/A | SCHF | 274 | Natural Wood | 86 | 2024 | 2034
CMP (Avangrid) | 386 | 345 | Buxton | South Gorham | ME | 7.049 | 1978 | 46 | (2) - 954 54/7 ACSR + (2) - 1590 54/19 ACSR | OH | N/A | DCLA | 40 | Steel | 90 | 2017 | 2027
CMP (Avangrid) | 388 | 345 | Coopers Mills Border (CMP/MEPCO) | Coopers Mills | ME | 10.963 | 1970 | 54 | 2 - 1590 54/19 | OH | N/A | SCHF | 100 | Natural Wood | 0 | 2016 | 2026
CMP (Avangrid) | 391 | 345 | Buxton | Scobie (PSNH) | ME | 30.583 | 1970 | 54 | 2-850 45/7ACSR | OH | N/A | SCHF | 259 | Natural Wood | 91 | 2016 | 2026
CMP (Avangrid) | 392 | 345 | 392 Border Maine Yankee (MEPCO/CMP) | Coopers Mills | ME | 0 | 1971 | 53 | Terminal Equipment - No Conductor | OH | N/A | N/A | 0 | N/A | N/A | 2024 | 2025
CMP (Avangrid) | 3020 | 345 | Raven Farm | Surowiec | ME | 13.005 | 2013 | 11 | 2 - 1590 54/19 | OH | N/A | SCHF | 132 | Natural Wood | 70 | 2023 | 2033
CMP (Avangrid) | 3021 | 345 | Maguire Road | South Gorham | ME | 20.632 | 2014 | 10 | 2 - 1590 54/19 | OH | N/A | SCHF | 205 | Natural Wood | 100 | 2024 | 2034
CMP (Avangrid) | 3022 | 345 | Maguire Road | Eliot (PSNH) | ME | 19.64 | 2014 | 10 | 2 - 1590 54/19 | OH | N/A | SCHF | 181 | Laminate Wood | 100 | 2024 | 2034
CMP (Avangrid) | 3023 | 345 | Albion Road Border (MEPCO/CMP) | Albion Road 345kV | ME | 46.404 | 1971 | 53 | 850.8 45/7; 1590 54/19 | OH | N/A | SCHF | 407 | Natural Wood | 0 | 2021 | 2031
CMP (Avangrid) | 3024 | 345 | Albion Road | Coopers Mills | ME | 20.77 | 2015 | 9 | 2 - 1590 54/19 & 45/7 | OH | N/A | SCHF | 195 | Laminate Wood | 100 |  | 2025
CMP (Avangrid) | 3025 | 345 | Coopers Mills | Larrabee Road | ME | 35.331 | 2015 | 9 | 2 - 1590 54/19 | OH | N/A | SCHF | 351 | Natural Wood | 100 |  | 2025
CMP (Avangrid) | 3026 | 345 | Larrabee Road | Surowiec | ME | 16.123 | 2012 | 12 | 2 - 1590 54/19; 2156 | OH | N/A | SCHF | 144 | Natural Wood | 60 | 2022 | 2032
CMP (Avangrid) | 3038 | 345 | Buxton | Surowiec | ME | 26.551 | 1971 | 53 | 850 45/7; 2156; 2 - 1590 54/19 | OH | N/A | SCHF | 242 | Natural Wood | 84 | 2015 | 2025
CMP (Avangrid) | 3040 | 345 | Raven Farm | South Gorham | ME | 17.491 | 1978 | 46 | 2 - 1590 54/19 | OH | N/A | SCHF | 163 | Natural Wood | 93 | 2017 | 2027
CMP (Avangrid) | 243A | 115 | 243A Tap | Livermore Falls | ME | 20.461 | 2014 | 10 | 1113 45/7 ACSR | OH | N/A | SCMP | 265 | Natural Wood | 100 |  | 2026
CMP (Avangrid) | 61A | 115 | 61A Tap | Hotel Road | ME | 10.612 | 1976 | 48 | 795 ACSR 36/1 | OH | N/A | SCHF | 149 | Natural Wood | 76 | 2017 | 2027
CMP (Avangrid) | N133A | 115 | Bolt Hill | Str 16A Tap | ME | 0.074 | 1981 | 43 | 495 | OH | N/A | SCHF |  | Natural Wood | 0 | 2020 | 2030
CMP (Avangrid) | N133B | 115 | Bolt Hill | Str 14A Tap | ME | 0.027 | 1981 | 43 | 495 | OH | N/A | DCLA | 2 | Natural Wood | 100 | 2020 | 2030
Ever-CT/ United Illuminating | 1655 | 115 | Branford | North Haven | CT | 11.45 | 1981 | 43 | 795 ACSR | OH | N/A | SCHF | 95 | Wood |  | 2023 | 2025
Ever-EMA /NGRID | 128-518 | 115 | Chelsea Sta #488 | Revere Sta#128 (NGRID) | MA | 0.82482 | 1966 | 58 | 795 ACSS, 54/7 "Condor" | OH | N/A | SCMP | 13 | Steel |  | 2024
Ever-EMA /NGRID | 201-502/C-129N-2 (NSTAR section) | 115 | Depot Street Tap | Beaver Pond Sta #344 | MA | 2.13 | 2012 | 12 | 954 ACSS, 54/7 "Cardinal" | OH | N/A | SCHF | 43 | Steel
Ever-EMA /NGRID | 211-503/M-139 ( NGRID end) | 115 | N. Woburn Tap 211-503(Not Station) | Pinehurst Tap (NGRID) | MA | 2.34 | 1970 | 54 | 954 ACSS, 54/7 "Cardinal" | OH | N/A | See 211-503 | See 211-503 | Steel |  | 2024 | 2025
Ever-EMA /NGRID | 211-503/M-139 ( NGRID end) | 115 | Woburn Station #211 | N. Woburn Tap 211-503(Not Station) | MA | 3.86 | 1975 | 49 | 795 ACSR, 54/7 "Condor" | OH | N/A | SCLA | 117 | Steel |  | 2024 | 2025
Ever-EMA /NGRID | 488-518-1 | 115 | Mystic Sta#250 | Hendersonville | MA | 1.15 | 1968 | 56 | 795 ACSS, 54/7 "Condor" | OH | N/A | SCMP | 44 | Steel |  | 2024
Ever-EMA /NGRID | 488-518-2 | 115 | Hendersonville | Chelsea Sta #488 | MA | See 488-518-1 | See 488-518-1 | See 488-518-1 | See 488-518-1 | OH | N/A | See 488-518-1 | See 488-518-1 | See 488-518-1 |  | 2024
Ever-EMA /NGRID | 488-519 | 115 | Chelsea Sta #488 | Mystic Sta#250 | MA | 3.35* | 2022 | 2 | 5000 kcmil Copper | UG | XLPE | N/A | N/A | N/A | N/A | 2024
Ever-EMA /NGRID | 513-507/ D-156 (NGRID end) | 115 | West Framingham Sta #455 | Northboro Road Sta#513 (NGRID) | MA | 3.6 | 1976 | 48 | Copper | UG | HPFF | N/A | N/A | N/A | N/A | 2024 | 2025
Ever-EMA/Braintree | 478-502-4 | 115 | Swift Beach Tap (Not a Station) | Swift Beach #11 (Braintree Municipal) | MA | 4.99 | 1925 | 99 | 556.5 ACSS, 26/7 "Dove" | OH | N/A | DCLA | See 478-502 | Steel |  | 2024 | 2025
MEPCO | 249 | 115 | 249 Border Graham (Versant) | Orrington | ME | 0 | 1966 | 58 | N/A | OH | N/A | N/A | 0 | N/A | N/A
MEPCO | 254 | 115 | Coopers Mills | Orrington | ME | 2.352 | 1971 | 53 | 795 26/7 ACSR | OH | N/A | SCLA | 12 | Steel | 100 |  | 2026
MEPCO | 388 | 345 | Orrington | Coopers Mills | ME | 38.308 | 2018 | 6 | 2 - 1590 54/19 | OH | N/A | SCHF | 343 | Natural Wood | 100 | 2023 | 2033
MEPCO | 392 | 345 | Coopers Mills Border (CMP/MEPCO) | Maine Yankee | ME | 26.491 | 1971 | 53 | 1590 54/19; 850.8 45/7 | OH | N/A | SCHF | 227 | Natural Wood | 80 | 2023 | 2033
MEPCO | 396 | 345 | Orrington 345kV | Keene Road 115kV | ME | 50.37 | 1970 | 54 | 2-850.8 ACSR; 2-795 ACSR; 2-1192 ACSR | OH | N/A | SCHF | 431 | Natural Wood | 79 | 2024 | 2028
MEPCO | 3001 | 345 | Keene Road 115kV | Point Lepreau, NB, Canada | ME | 51.44 | 1970 | 54 | 2-850.8 ACSR | OH | N/A | SCHF | 429 | Natural Wood | 82 | 2024 | 2028
MEPCO | 3023 | 345 | Orrington 345kV Substation, Bus 3 & 4 | Albion Road Border (MEPCO/CMP) | ME | 12.853 | 2019 | 5 | 850.8 45/7; 1590 54/19 | OH | N/A | SCHF | 80 | Natural Wood | 100 | 2021 | 2031
New England Power | 301 | 345 | LUDLOW | CARPENTER HILL | MA | 23.1 | 1960 | 64 | 2-900 AL | OH | N/A | SCHF | 253 | Wood | 51 | 2023 | 2028
New England Power | 302 | 345 | CARPENTER HILL | MILLBURY 3 | MA | 15.95 | 1963 | 61 | 2-900 AL | OH | N/A | SCHF | 194 | Wood | 64 | 2023 | 2028
New England Power | 303 | 345 | BERRY STREET | ANP BELLINGHAM | MA | 9.03 | 1967 | 57 | 2-900 AL | OH | N/A | SCHF | 109 | Wood | 76 | 2023 | 2028
New England Power | 308 | 345 | WACHUSETT | MILLBURY 3 | MA | 12.46 | 1989 | 35 | 2-1113 ACSR | OH | N/A | SCHF | 119 | Steel | 88 | 2021 | 2026
New England Power | 313 | 345 | WACHUSETT | MILLBURY 3 | MA | 12.66 | 1965 | 59 | 2-1113 AAC | OH | N/A | SCHF | 119 | Wood | 92 | 2023 | 2028
New England Power | 314 | 345 | SANDY POND | WACHUSETT | MA | 23.26 | 1989 | 35 | 2-1113 ACSR | OH | N/A | SCHF | 203 | Steel | 100 | 2021 | 2026
New England Power | 315 | 345 | BRAYTON POINT | MA/RI STATE BORDER | MA | 30.27 | 1952 | 72 | 2-954 ACSR | OH | N/A | SCHF | 411 | Wood | 3 | 2022 | 2027
New England Power | 323 | 345 | MILLBURY 3 | WEST MEDWAY | MA | 14.37 | 1965 | 59 | 2-900 AL | OH | N/A | SCHF | 167 | Wood | 67 | 2023 | 2028
New England Power | 326 | 345 | SCOBIE POND | SANDY POND | MA | 12.4 | 1966 | 58 | 2-900 AL | OH | N/A | SCHF | 127 | Wood | 75 | 2020 | 2025
New England Power | 327 | 345 | BRAYTON POINT | BERRY STREET | MA | 25.5 | 1966 | 58 | 2-900 AL | OH | N/A | SCHF | 302 | Wood | 78 | 2022 | 2027
New England Power | 331 | 345 | WEST WALPOLE | CARVER | MA | 23.6 | 1973 | 51 | 2335 ACAR | OH | N/A | SCHF | 175 | Wood | 74 | 2021 | 2026
New England Power | 337 | 345 | SANDY POND | TEWKSBURY | MA | 15.9 | 1953 | 71 | 2-954 ACSR | OH | N/A | SCHF | 150 | Wood | 26 | 2024 | 2029
New England Power | 338 | 345 | TEWKSBURY | WOBURN | MA | 6.7 | 1970 | 54 | 2-954 ACSR | OH | N/A | SCHF | 64 | Wood | 99 | 2020 | 2025
New England Power | 339 | 345 | WAKEFIELD JUNCTION | TEWKSBURY | MA | 15.1 | 1960 | 64 | 2-1590 ACSR | OH | N/A | SCHF | 137 | Wood | 40 | 2024 | 2029
New England Power | 343 | 345 | SANDY POND | WACHUSETT | MA | 22.43 | 1971 | 53 | 2-1113 AAC | OH | N/A | SCHF | 215 | Wood | 80 | 2023 | 2028
New England Power | 344 | 345 | WEST MEDWAY | BRIDGEWATER | MA | 19.1 | 1970 | 54 | 2-1703 ACAR | OH | N/A | DCLA | 115 | Lattice | 100 | 2024 | 2029
New England Power | 349 | 345 | WAKEFIELD JUNCTION | GOLDEN HILLS | MA | 2.4 | 1974 | 50 | 2-1590 ACSR | OH | N/A | SCHF | 23 | Wood | 83 | 2024 | 2029
New England Power | 356 | 345 | BRIDGEWATER | CARVER | MA | 4.5 | 1970 | 54 | 2-1703 ACAR | OH | N/A | DCLA | 27 | Lattice | 100 | 2024 | 2029
New England Power | 357 | 345 | MILLBURY 3 | WEST MEDWAY | MA | 14.27 | 1989 | 35 | 2-1113 ACSR | OH | N/A | SCHF | 142 | Steel | 98 | 2021 | 2026
New England Power | 366 | 345 | MILLBURY 3 | MA/RI STATE BORDER | MA | 15.31 | 2015 | 9 | 2-1590 ACSR | OH | N/A | SCHF | 143 | Steel | 100 | 2021 | 2026
New England Power | 394 | 345 | SEABROOK | WARD HILL | MA | 16.84 | 1974 | 50 | 2-1590 ACSR | OH | N/A | SCHF | 160 | Wood | 100 | 2024 | 2029
New England Power | 397 | 345 | WARD HILL | TEWKSBURY | MA | 15.16 | 1970 | 54 | 2-1590 ACSR | OH | N/A | SCHF | 141 | Steel | 68 | 2024 | 2029
New England Power | 3124 | 345 | TEWKSBURY 22A | SCOBIE POND | MA | 14.6 | 2017 | 7 | 2-1590 ACSR | OH | N/A | SCHF | 151 | Steel | 100 | 2022 | 2027
New England Power | 3520 | 345 | WEST MEDWAY | ANP BELLINGHAM | MA | 2.05 | 1960 | 64 | 2-900 AL | OH | N/A | SCHF | 32 | Wood | 64 | 2023 | 2028
New England Power | A-1 | 69 | CHESTNUT HILL | OTTER RIVER | MA | 11.09 | 1965 | 59 | 2/0 CU | OH | N/A | SCHF | 177 | Wood | 14 | 2020 | 2025
New England Power | A-127 | 115 | WEBSTER STREET TAP 1 | WEBSTER STREET TAP 1 | MA | 2.12 | 1965 | 59 | 795 ACSS & ACSR | OH | N/A | SCHF | 24 | Wood | 26 | 2020 | 2025
New England Power | A-127 | 115 | MILLBURY 2 | ERVING | MA | 47.69 | 1965 | 59 | 795 ACSS & ACSR | OH | N/A | DCLA | 418 | Lattice | 26 | 2020 | 2025
New England Power | A-179 | 115 | REVERE | LYNN | MA | 5.1 | 1968 | 56 | 795 ACSR | OH | N/A | SCMP | 66 | Steel | 100 | 2024 | 2029
New England Power | A-1N | 69 | VERNON | CHESTNUT HILL | MA | 26.26 | 1968 | 56 | 2/0 CU | OH | N/A | DCMP | 379 | Lattice | 5 | 2020 | 2025
New England Power | A-1S | 69 | OTTER RIVER | PRATTS JUNCTION | MA | 21.78 | 1960 | 64 | 2/0 CU | OH | N/A | DCMP | 339 | Lattice | 38 | 2020 | 2025
New England Power | A94 | 115 | PARKVIEW | AUBURN STREET | MA | 8.73 | 1970 | 54 | 795 ACSR | OH | N/A | SCHF | 106 | Wood | 40 | 2024 | 2029
New England Power | B-154N | 115 | WARD HILL | SOUTH DANVERS | MA | 21.17 | 1960 | 64 | 795 ACSR | OH | N/A | SCHF | 282 | Wood | 82 | 2024 | 2029
New England Power | B-154S | 115 | SOUTH DANVERS | SALEM HARBOR | MA | 4.9 | 1960 | 64 | 1351 SSAC & 1590 ACSR | OH | N/A | SCHF | 56 | Wood | 80 | 2023 | 2028
New England Power | B-180 | 115 | VERNON HILL | BLOOMINGDALE UG | MA | 3.6 | 2012 | 12 | 2000 CU | UG | Solid Dielectric | N/A | N/A | N/A | N/A | 2024 | 2025
New England Power | B-2N | 69 | VERNON | CRYSTAL LAKE | MA | 31.32 | 1966 | 58 | 2/0 CU | OH | N/A | DCMP | 479 | Lattice | 21 | 2020 | 2025
New England Power | B-2S | 69 | CRYSTAL LAKE | PRATTS JUNCTION | MA | 18.37 | 1960 | 64 | 2/0 CU | OH | N/A | DCMP | 294 | Lattice | 40 | 2020 | 2025
New England Power | C-129 | 115 | BEAVER POND | UNION STREET | MA | 1.7 | 1960 | 64 | 2-636 AL | OH | N/A | SCHF | 26 | Wood | 48 | 2023 | 2028
New England Power | C-129N | 115 | MILLBURY 2 | BEAVER POND | MA | 22.74 | 1960 | 64 | 477 & 1590 ACSR | OH | N/A | SCLA | 250 | Lattice | 55 | 2023 | 2028
New England Power | C-129S | 115 | UNION STREET | SOUTH WRENTHAM | MA | 3.3 | 1965 | 59 | 2-636 AL | OH | N/A | SCHF | 52 | Wood | 52 | 2023 | 2028
New England Power | C-155N | 115 | WARD HILL | SOUTH DANVERS | MA | 17.29 | 1960 | 64 | 1590 ACSR | OH | N/A | SCHF | 281 | Wood | 85 | 2024 | 2029
New England Power | C-155S | 115 | SOUTH DANVERS | SALEM HARBOR | MA | 4.9 | 1960 | 64 | 1351 SSAC & 1590 ACSR | OH | N/A | SCHF | 55 | Wood | 71 | 2023 | 2028
New England Power | C-181 | 115 | CHARTLEY POND | BERRY STREET | MA | 7.76 | 1960 | 64 | 2-636 AL | OH | N/A | SCHF | 103 | Wood | 36 | 2022 | 2027
New England Power | C-181N | 115 | SOUTH WRENTHAM | BERRY STREET | MA | 1.14 | 1956 | 68 | 2-636 AL | OH | N/A | SCHF | 17 | Wood | 32 | 2022 | 2027
New England Power | C-181S | 115 | CHARTLEY POND | BRAYTON POINT | MA | 17.75 | 1960 | 64 | 2-636 AL & 1-1590 ACSR | OH | N/A | SCHF | 229 | Wood | 25 | 2022 | 2027
New England Power | C2 | 115 | AUBURN STREET | DUPONT | MA | 1.98 | 1960 | 64 | 636 ACSR | OH | N/A | SCHF | 23 | Wood | 36 | 2022 | 2027
New England Power | D-130 | 115 | MILLBURY 2 | WEST MEDWAY | MA | 17.43 | 1961 | 63 | 795 AL | OH | N/A | SCLA | 177 | Lattice | 7 | 2021 | 2026
New England Power | D-156 | 115 | NORTHBORO ROAD | WEST FRAMINGHAM | MA | 5.47 | 1960 | 64 | 795 ACSR | OH | N/A | SCMP | 81 | Wood | 80 | 2021 | 2026
New England Power | D-182N | 115 | BERRY STREET | SOUTH WRENTHAM | MA | 1.09 | 1956 | 68 | 2-636 AL | OH | N/A | SCHF | 15 | Wood | 87 | 2022 | 2027
New England Power | D-182S | 115 | BERRY STREET | BRAYTON POINT | MA | 25.54 | 1960 | 64 | 2-636 AL | OH | N/A | SCHF | 335 | Wood | 83 | 2022 | 2027
New England Power | D21 | 115 | BELL ROCK | HIGH HILL | MA | 4.22 | 1960 | 64 | 1590 ACSR | OH | N/A | SCHF | 43 | Wood | 18 | 2023 | 2028
New England Power | D-4 | 69 | VERNON | DEERFIELD 4 | MA | 16.55 | 1960 | 64 | 477 ACSR | OH | N/A | SCMP | 241 | Wood | 13 | 2022 | 2027
New England Power | E1 | 115 | EASTON | MIDDLEBORO ELECTRIC (MUNI) | MA | 4.68 | 1970 | 54 | 795 ACSR | OH | N/A | DCLA | 28 | Lattice | 100 | 2024 | 2029
New England Power | E-131 | 115 | HARRIMAN | ADAMS | MA | 14.87 | 1965 | 59 | 2 – 1113 ACSR | OH | N/A | SCHF | 209 | Wood | 58 | 2023 | 2028
New England Power | E-157 | 115 | MILLBURY 2 | EAST MAIN ST | MA | 5.74 | 1969 | 55 | 795 ACSR | OH | N/A | SCHF | 88 | Wood | 54 | 2020 | 2025
New England Power | E-157E | 115 | EAST MAIN STREET | NORTHBORO ROAD | MA | 2.53 | 1969 | 55 | 795 ACSR & 1590 ACSR | OH | N/A | SCMP | 40 | Wood | 73 | 2020 | 2025
New England Power | E-157W | 115 | MILLBURY 2 | CENTECH | MA | 5.84 | 1969 | 55 | 795 ACSR & 795 ACSS | OH | N/A | SCHF | 82 | Wood | 19 | 2020 | 2025
New England Power | E-183E | 115 | BRAYTON POINT | GRAND ARMY | MA | 1.5 | 1969 | 55 | 2-1113 AL | OH | N/A | DCHF | 23 | Wood | 70 | 2022 | 2027
New England Power | E-183N | 115 | GRAND ARMY | WAMPANOAG | MA | 11.48 | 1969 | 55 | 2-1113 AL | OH | N/A | DCHF | 185 | Wood | 70 | 2022 | 2027
New England Power | E20 | 115 | AUBURN STREET | BRIDGEWATER | MA | 8.5 | 1963 | 61 | 628.7 ACSR | OH | N/A | SCHF | 84 | Wood | 22 | 2022 | 2027
New England Power | E-205E | 230 | BEAR SWAMP | PRATTS JUNCTION | MA | 73.93 | 1960 | 64 | 795 AL, ACSR | OH | N/A | SCHF | 886 | Wood | 78 | 2022 | 2027
New England Power | E-205W | 230 | EASTOVER | BEAR SWAMP | MA | 27.13 | 1960 | 64 | 795 ACSR, ACSS | OH | N/A | SCHF | 319 | Wood | 33 | 2022 | 2027
New England Power | E-5 | 69 | WARE 1 | MEADOW STREET | MA | 10.83 | 1964 | 60 | 477 ACSR | OH | N/A | DCLA | 102 | Lattice | 0 | 2022 | 2027
New England Power | E-5D | 69 | DEERFIELD 4 | SHUTESBURY | MA | 21.16 | 1960 | 64 | 336 ACSR | OH | N/A | DCLA | 234 | Lattice | 2 | 2022 | 2027
New England Power | E-5E | 69 | MEADOW STREET | MILLBURY 5 | MA | 14.65 | 1964 | 60 | 477 ACSR | OH | N/A | DCLA | 149 | Lattice | 0 | 2022 | 2027
New England Power | E-5W | 69 | SHUTESBURY | WARE 1 | MA | 19.43 | 1960 | 64 | 336 ACSR | OH | N/A | DCLA | 204 | Lattice | 44 | 2022 | 2027
New England Power | F-132 | 115 | ADAMS | DOREEN (WMECO) | MA | 12.55 | 1970 | 54 | 1113 ACSR | OH | N/A | SCHF | 164 | Wood | 35 | 2024 | 2029
New England Power | F-158N | 115 | WAKEFIELD JUNCTION | MAPLEWOOD | MA | 6.64 | 1970 | 54 | 795 ACSS | OH | N/A | SCHF | 111 | Wood | 8 | 2024 | 2029
New England Power | F-158S | 115 | MAPLEWOOD | EVERETT | MA | 2.48 | 1962 | 62 | 795 ACSR | OH | N/A | SCMP | 59 | Steel | 41 | 2023 | 2028
New England Power | F-184S | 115 | GRAND ARMY | BRAYTON POINT | MA | 1.5 | 1957 | 67 | 2-1113 AL | OH | N/A | SCHF | 22 | Wood | 5 | 2022 | 2027
New England Power | F-19 | 115 | AUBURN STREET | BRIDGEWATER | MA | 8.5 | 1963 | 61 | 636 ACSR | OH | N/A | DCLA | 80 | Lattice | 25 | 2022 | 2027
New England Power | F-6 | 69 | WARE 1 | MEADOW STREET | MA | 10.83 | 1964 | 60 | 477 ACSR | OH | N/A | DCLA | 102 | Lattice | 0 | 2022 | 2027
New England Power | F-6E | 69 | MILLBURY 5 | MEADOW STREET | MA | 14.65 | 1964 | 60 | 477 ACSR | OH | N/A | DCLA | 149 | Lattice | 0 | 2022 | 2027
New England Power | F-6W | 69 | DEERFIELD 4 | WARE 1 | MA | 40.62 | 1960 | 64 | 336 ACSR | OH | N/A | DCLA | 435 | Lattice | 4 | 2022 | 2027
New England Power | G-133 | 115 | GOLDEN ROCK | EAST METHUEN | MA | 2.63 | 1968 | 56 | 1590 ACSR | OH | N/A | SCHF | 34 | Wood | 81 | 2024 | 2029
New England Power | G-133E | 115 | EAST METHUEN | WARD HILL | MA | 3.2 | 1965 | 59 | 1590 ACSR | OH | N/A | SCHF | 33 | Wood | 16 | 2024 | 2029
New England Power | G-133W | 115 | EAST METHUEN | WEST METHUEN | MA | 1.27 | 1960 | 64 | 1590 ACSR | OH | N/A | DCMP | 19 | Steel | 14 | 2024 | 2029
New England Power | G-18 | 115 | DUPONT | BRIDGEWATER | MA | 7.6 | 1923 | 101 | 954 ACSR | OH | N/A | DCLA | 67 | Lattice | 100 | 2022 | 2027
New England Power | I-135 | 115 | FITZWILLIAM | FLAGG POND | MA | 23.46 | 1967 | 57 | 795 ACSR | OH | N/A | DCLA | 156 | Lattice | 53 | 2021 | 2026
New England Power | I-135S | 115 | FLAGG POND | PRATTS JUNCTION | MA | 8.4 | 1927 | 97 | 795 ACSS | OH | N/A | DCLA | 56 | Lattice | 95 | 2023 | 2028
New England Power | J-10 | 69 | DEERFIELD 5 | ADAMS | MA | 8.5 | 1960 | 64 | 336.4 ACSR & 394.5 AAAC | OH | N/A | SCLA | 94 | Lattice | 17 | 2024 | 2029
New England Power | J-136S | 115 | FLAGG POND | PRATTS JUNCTION | MA | 8.4 | 1927 | 97 | 795 ACSS | OH | N/A | DCLA | 99 | Lattice | 95 | 2023 | 2028
New England Power | K-137 | 115 | AYER | SANDY POND | MA | 3.52 | 1961 | 63 | 1590 ACSR | OH | N/A | DCMP | 41 | Steel | 10 | 2021 | 2026
New England Power | K-137E | 115 | TEWKSBURY 22 | SANDY POND | MA | 15.79 | 1961 | 63 | 1590 ACSR | OH | N/A | SCLA | 177 | Lattice | 8 | 2021 | 2026
New England Power | K-137W | 115 | AYER | PRATTS JUNCTION | MA | 13.17 | 1965 | 59 | 1590 ACSR | OH | N/A | DCMP | 127 | Steel | 94 | 2020 | 2025
New England Power | K-15 | 115 | ROBINSON AVENUE | SWANSEA | MA | 16.42 | 1923 | 101 | 477 ACSR | OH | N/A | DCLA | 153 | Lattice | 100 | 2020 | 2025
New England Power | K-163 | 115 | KING STREET | WEST AMESBURY | MA | 7.23 | 2011 | 13 | 795 ACSR | OH | N/A | SCMP | 72 | Steel | 100 | 2021 | 2026
New England Power | L1 | 115 | EAST BRIDGEWATER | E20 LINE | MA | 1.93 | 1962 | 62 | 636 ACSR | OH | N/A | SCHF | 19 | Wood | 29 | 2020 | 2025
New England Power | L-138E | 115 | TEWKSBURY 22 | SANDY POND | MA | 15.74 | 1974 | 50 | 1590 ACSR | OH | N/A | SCLA | 154 | Lattice | 62 | 2021 | 2026
New England Power | L-138W | 115 | SANDY POND | PRATTS JUNCTION | MA | 14.82 | 1988 | 36 | 1590 ACSR | OH | N/A | DCMP | 135 | Steel | 100 | 2021 | 2026
New England Power | M1 | 115 | EAST BRIDGEWATER | MIDDLEBORO ELECTRIC | MA | 5.32 | 1955 | 69 | 636 ACSR | OH | N/A | SCMP | 77 | Wood | 32 | 2024 | 2029
New England Power | M13 | 115 | POTTERSVILLE | TIVERTON TAP | MA | 3.67 | 1960 | 64 | 1590 ACSS & 795 ACSR | OH | N/A | SCHF | 310 | Wood | 1 | 2024 | 2029
New England Power | M-139 | 115 | TEWKSBURY | BURLINGTON TL/BILLERICA | MA | 6.62 | 1983 | 41 | 1590 ACSR & 954 ACSS | OH | N/A | SCLA | 97 | Lattice | 6 | 2024 | 2029
New England Power | M-165 | 115 | VERNON HILL | MILLBURY 2 | MA | 4.87 | 1950 | 74 | 477 AL | OH | N/A | SCHF | 75 | Wood | 3 | 2023 | 2028
New England Power | M-39 | 69 | FITCH ROAD | WACHUSETT | MA | 6.6 | 1958 | 66 | 795 ACSR | OH | N/A | SCMP | 91 | Lattice | 65 | 2024 | 2029
New England Power | MILLBURY TL1 | 115 | MILLBURY 2 | MILLBURY 5 | MA | 0.2 | 1991 | 33 | 1113 ACSR | OH | N/A | SCHF | 3 | Wood | 0 | 2021 | 2026
New England Power | MILLBURY TL2 | 115 | MILLBURY 2 | MILLBURY 5 | MA | 0.16 | 1946 | 78 | 4/0 CU | OH | N/A | SCHF | 3 | Wood | 33 | 2021 | 2026
New England Power | MILLBURY TL3 | 115 | MILLBURY 2 | MILLBURY 5 | MA | 0.16 | 1991 | 33 | 4/0 ACSR | OH | N/A | SCHF | 2 | Wood | 0 | 2021 | 2026
New England Power | N12 | 115 | POTTERSVILLE | BELL ROCK | MA | 3.69 | 1947 | 77 | 1590 ACSS & 795 ACSR | OH | N/A | SCHF | 32 | Wood | 8 | 2024 | 2029
New England Power | N-140 | 115 | TEWKSBURY | BURLINGTON TL/BILLERICA | MA | 6.62 | 2011 | 13 | 1590 ACSR & 954 ACSS | OH | N/A | SCLA | 61 | Lattice | 100 | 2024 | 2029
New England Power | N-214 | 230 | NORTH LITCHFIELD | TEWKSBURY | MA | 21.8 | 1930 | 94 | 795 ACSR | OH | N/A | SCLA | 188 | Lattice | 17 | 2021 | 2026
New England Power | N-40 | 69 | PRATTS JUNCTION | FITCH ROAD | MA | 4.3 | 1983 | 41 | 795 ACSR | OH | N/A | SCMP | 60 | Lattice | 100 | 2024 | 2029
New England Power | O-141 | 115 | GREENDALE | NASHUA STREET | MA | 2.5 | 1972 | 52 | 636 ACSS | OH | N/A | SCMP | 37 | Steel | 85 | 2020 | 2025
New England Power | O-141N | 115 | PRATTS JUNCTION | WACHUSETT | MA | 8.4 | 1989 | 35 | 954 ACSR | OH | N/A | DCMP | 77 | Steel | 0 | 2020 | 2025
New England Power | O-141S | 115 | NASHUA STREET | MILLBURY 2 | MA | 15.38 | 1989 | 35 | 636 ACSS | OH | N/A | DCMP | 160 | Steel | 0 | 2020 | 2025
New England Power | O-141W | 115 | WACHUSETT | GREENDALE | MA | 4.31 | 1994 | 30 | 954 ACSR | OH | N/A | SCMP | 54 | Steel | 100 | 2021 | 2026
New England Power | O-15N | 69 | WARE 1 | PALMER | MA | 10.4 | 1965 | 59 | 795 ACSR | OH | N/A | SCHF | 147 | Wood | 5 | 2023 | 2028
New England Power | O-167 | 115 | EVERETT | MYSTIC | MA | 1.23 | 1964 | 60 | 795 ACSS | OH | N/A | SCMP | 28 | Steel | 100 | 2024 | 2029
New England Power | O-167 | 115 | EVERETT | MYSTIC UG | MA | 0.46 | 1964 | 60 | 795 ACSS | UG | Pipe-Type | N/A | N/A | N/A | N/A | 2024 | 2029
New England Power | O-215 | 230 | NORTH LITCHFIELD | TEWKSBURY 22 | MA | 21.8 | 1930 | 94 | 795 ACSR | OH | N/A | SCLA | 187 | Lattice | 17 | 2021 | 2026
New England Power | P11 | 115 | MA/RI STATE BORDER | ROBINSON AVENUE | MA | 0.54 | 1923 | 101 | 336 ACSR | OH | N/A | DCLA | 62 | Lattice | 98 | 2022 | 2027
New England Power | P-142 | 115 | WEST BOYLSTON | ROLFE AVENUE | MA | 5.75 | 1989 | 35 | 1590 ACSR | OH | N/A | DCMP | 53 | Steel | 0 | 2021 | 2026
New England Power | P-142N | 115 | PRATTS JUNCTION | WACHUSETT | MA | 8.4 | 1989 | 35 | 954 ACSR | OH | N/A | DCMP | 79 | Steel | 0 | 2020 | 2025
New England Power | P-142S | 115 | MILLBURY 2 | ROLFE AVENUE | MA | 9.56 | 1989 | 35 | 954 ACSR | OH | N/A | DCMP | 100 | Steel | 0 | 2021 | 2026
New England Power | P-142W | 115 | WACHUSETT | WEST BOYLSTON | MA | 0.7 | 1989 | 35 | 1590 ACSR | OH | N/A | DCMP | 10 | Steel | 0 | 2021 | 2026
New England Power | P-168 | 115 | REVERE | MYSTIC | MA | 1.72 | 1970 | 54 | 795 ACSS | OH | N/A | SCMP | 18 | Steel | 85 | 2024 | 2029
New England Power | Q10 | 115 | STAPLES | ROBINSON AVENUE | MA | 0.8 | 1923 | 101 | 465.4 AAAC | OH | N/A | DCLA | 9 | Lattice | 100 | 2022 | 2027
New England Power | Q-117 | 115 | ADAMS | BENNINGTON (MA/VT STATE LINE) | MA | 7.4 | 1990 | 34 | 795 ACSR | OH | N/A | SCMP | 89 | Steel | 16 | 2021 | 2026
New England Power | Q-143 | 115 | WOONSOCKET | UXBRIDGE | MA | 5.56 | 1931 | 93 | 795 ACSR | OH | N/A | SCHF | 126 | Wood | 25 | 2021 | 2026
New England Power | Q-143N | 115 | MILLBURY 2 | UXBRIDGE | MA | 12.17 | 1963 | 61 | 795 ACSR | OH | N/A | SCHF | 171 | Wood | 21 | 2021 | 2026
New England Power | Q-169 | 115 | WAKEFIELD JUNCTION | LYNN | MA | 9.46 | 1965 | 59 | 795 ACSS | OH | N/A | SCHF | 130 | Wood | 58 | 2020 | 2025
New England Power | R-144N | 115 | MILLBURY 2 | MA/RI STATE BORDER | MA | 15.34 | 1931 | 93 | 795 ACSR | OH | N/A | SCLA | 207 | Lattice | 56 | 2021 | 2026
New England Power | R-170 | 115 | PALMER | WEST HAMPDEN | MA | 9.92 | 2014 | 10 | 954 ACSR | OH | N/A | SCMP | 160 | Steel | 100 | 2021 | 2026
New England Power | R9 | 115 | RIVERSIDE | VALLEY | MA | 0.72 | 1922 | 102 | 4/0 CU | OH | N/A | DCLA | 7 | Lattice | 100 | 2020 | 2025
New England Power | S1 | 115 | BELMONT | BELMONT STREET TAP OFF F19 | MA | 4.27 | 1966 | 58 | 795 ACSS | OH | N/A | SCHF | 58 | Wood | 8 | 2020 | 2025
New England Power | S-145 | 115 | TEWKSBURY 22 | WAKEFIELD JUNCTION | MA | 15.04 | 1993 | 31 | 636 ACSS, 788 ACCC, 795 ACSR, 954 ACSR, 300 CU | OH | N/A | SCLA | 150 | Lattice | 11 | 2024 | 2029
New England Power | S-145E | 115 | WAKEFIELD JUNCTION | SALEM HARBOR | MA | 8.28 | 1965 | 59 | 5000 CU | OH | N/A | SCHF | 123 | Wood | 13 | 2024 | 2029
New England Power | S-145E | 115 | SALEM HARBOR | CANAL STREET UG | MA | 1.63 | 1965 | 59 | 5000 CU | UG | Solid Dielectric | N/A | N/A | N/A | N/A | 2024 | 2029
New England Power | S-197 | 115 | BEAR SWAMP UPPER | DEERFIELD 4 | MA | 14.1 | 1960 | 64 | 795 ACSR | OH | N/A | SCLA | 142 | Lattice | 11 | 2021 | 2026
New England Power | S8 | 115 | BRIDGEWATER | POTTERSVILLE | MA | 18.83 | 1960 | 64 | 628.7 ACSR | OH | N/A | SCHF | 187 | Wood | 39 | 2024 | 2029
New England Power | T-146 | 115 | TEWKSBURY 22 | WAKEFIELD JUNCTION | MA | 15.05 | 2013 | 11 | 636 ACSS, 788 ACCC, 795 ACSR & 1590 ACSR | OH | N/A | SCLA | 147 | Lattice | 54 | 2024 | 2029
New England Power | T-146E | 115 | WAKEFIELD JUNCTION | SALEM HARBOR | MA | 8.28 | 1951 | 73 | 5000 CU | OH | N/A | SCHF | 122 | Wood | 30 | 2024 | 2029
New England Power | T-146E | 115 | SALEM HARBOR | CANAL STREET UG | MA | 1.63 | 1951 | 73 | 5000 CU | UG | Solid Dielectric | N/A | N/A | N/A | N/A | 2024 | 2029
New England Power | T7 | 115 | POTTERSVILLE | MA/RI STATE BORDER | MA | 15.16 | 1970 | 54 | 795 ACSR | OH | N/A | SCHF | 151 | Wood | 8 | 2020 | 2025
New England Power | U2 | 115 | PARKVIEW | BELMONT | MA | 3.57 | 1972 | 52 | 636 ACSR | OH | N/A | SCMP | 81 | Wood | 48 | 2023 | 2028
New England Power | U6 | 115 | BRIDGEWATER | SOMERSET | MA | 19.78 | 1923 | 101 | 795 ACSR | OH | N/A | DCLA | 174 | Lattice | 95 | 2024 | 2029
New England Power | V-148S | 115 | WASHINGTON | ROBINSON AVE | MA | 2.51 | 1976 | 48 | 1590 AL & 1113 AL | OH | N/A | SCHF | 109 | Wood | 6 | 2020 | 2025
New England Power | V-174 | 115 | MILLBURY 2 | CARPENTER HILL | MA | 15.2 | 1954 | 70 | 1590 ACSR | OH | N/A | SCHF | 206 | Wood | 3 | 2023 | 2028
New England Power | V5 | 115 | BRIDGEWATER | SOMERSET | MA | 6.84 | 1923 | 101 | 636 ACSR | OH | N/A | DCLA | 176 | Lattice | 95 | 2024 | 2029
New England Power | W-175 | 115 | PALMER | CARPENTER HILL | MA | 17.58 | 1970 | 54 | 1590 ACSR | OH | N/A | SCHF | 213 | Wood | 3 | 2020 | 2025
New England Power | W-23 | 69 | FITCH ROAD | WOODSIDE | MA | 8.4 | 1961 | 63 | 795 ACSR | OH | N/A | SCMP | 221 | Wood | 7 | 2020 | 2025
New England Power | W-23W | 69 | WOODSIDE | NORTHBORO ROAD | MA | 4.02 | 1960 | 64 | 795 ACSR | OH | N/A | SCMP | 149 | Wood | 3 | 2020 | 2025
New England Power | W4N | 115 | GRAND ARMY | SWANSEA | MA | 2.3 | 2020 | 4 | 1590 ACSR and 477 ACSR | OH | N/A | DCLA | 15 | Lattice | 100 | 2022 | 2027
New England Power | W4S | 115 | GRAND ARMY | POTTERSVILLE (BUSSED) | MA | 2.61 | 2019 | 5 | 1590 ACSR and 2-439 ACCC | OH | N/A | SCLA | 42 | Lattice | 100 | 2022 | 2027
New England Power | X-176 | 115 | THORNDIKE | LUDLOW | MA | 9.01 | 1993 | 31 | 1590 ACSR | OH | N/A | SCHF | 117 | Wood Pole Equiv | 16 | 2024 | 2029
New England Power | X-24E | 69 | NORTHBORO RD | WESTOBOROUGH | MA | 4.2 | 1965 | 59 | 795 ACSR, AL | OH | N/A | SCHF | 64 | Wood | 28 | 2023 | 2028
New England Power | X-24W | 69 | WESTBORO | MILLBURY 5 | MA | 10.33 | 1964 | 60 | 795 ACSR | OH | N/A | SCMP | 177 | Wood | 17 | 2020 | 2025
New England Power | X3N | 115 | GRAND ARMY | MA/RI STATE BORDER | MA | 12.94 | 2020 | 4 | 336 ACSR | OH | N/A | DCLA | 118 | Lattice | 100 | 2020 | 2025
New England Power | X3S | 115 | GRAND ARMY | POTTERSVILLE (BUSSED) | MA | 2.66 | 2020 | 4 | 1590 ACSR and 2-439 ACCC | OH | N/A | SCLA | 41 | Lattice | 100 | 2024 | 2029
New England Power | Y-151 | 115 | W. METHUEN | TEWKSBURY | MA | 19.12 | 1970 | 54 | 1590 ACSS & 1590 ACSR | OH | N/A | SCMP | 262 | Steel | 74 | 2024 | 2029
New England Power | Z-126 | 115 | MILLBURY 2 | WEBSTER STREET | MA | 6.89 | 2014 | 10 | 954 ACSR | OH | N/A | SCMP | 88 | Steel | 100 | 2024 | 2029
New England Power | Z-126 | 115 | WEBSTER STREET | WEBSTER STREET TAP 2 | MA | 2.12 | 2014 | 10 | 954 ACSR | OH | N/A | SCHF | 25 | Wood | 100 | 2024 | 2029
New England Power | A-201 | 230 | COMERFORD | NORTH LITCHFIELD | NH | 104.56 | 2006 | 18 | 795 ACSR | OH | N/A | SCLA | 943 | Lattice | 50 | 2021 | 2026
New England Power | B-202 | 230 | COMERFORD | NORTH LITCHFIELD | NH | 91.36 | 2006 | 18 | 795 ACSR | OH | N/A | SCLA | 955 | Lattice | 67 | 2021 | 2026
New England Power | C-203 | 230 | COMERFORD 18 | MOORE | NH | 6.77 | 1983 | 41 | 554 AL | OH | N/A | SCHF | 95 | Wood | 3 | 2023 | 2028
New England Power | D-204 | 230 | COMERFORD 18 | MOORE | NH | 5.92 | 1960 | 64 | 554 AL | OH | N/A | SCHF | 92 | Wood | 16 | 2023 | 2028
New England Power | I-135N | 115 | BELLOWS FALLS | FITZWILLIAM | NH | 27.96 | 1928 | 96 | 795 ACSR | OH | N/A | DCLA | 181 | Lattice | 65 | 2021 | 2026
New England Power | J-136N | 115 | BELLOWS FALLS | FLAGG POND | NH | 51.98 | 1967 | 57 | 4/0 CU | OH | N/A | DCLA | 349 | Lattice | 71 | 2021 | 2026
New England Power | W-149 | 115 | MOUNT SUPPORT | SLAYTON HILL | NH | 5.1 | 1985 | 39 | 954 ACSR | OH | N/A | SCHF | 67 | Wood | 25 | 2020 | 2025
New England Power | W-149N | 115 | WILDER | MOUNT SUPPORT | NH | 2.3 | 2006 | 18 | 954 ACSR | OH | N/A | SCMP | 32 | Steel | 71 | 2020 | 2025
New England Power | W-149S | 115 | SLAYTON HILL | BELLOWS FALLS | NH | 37.1 | 1958 | 66 | 336 ACSR | OH | N/A | SCHF | 472 | Wood | 23 | 2020 | 2025
New England Power | Y-151N | 115 | PELHAM | POWER STREET | NH | 5.22 | 1972 | 52 | 1590 ACSS & 1590 ACSR | OH | N/A | SCMP | 59 | Steel | 75 | 2024 | 2029
New England Power | A-127W | 115 | ERVING | HARRIMAN | VT | 26.59 | 1923 | 101 | 1590 ACSS | OH | N/A | DCLA | 238 | Lattice | 10 | 2020 | 2025
New England Power | B-128 | 115 | MILLBURY 2 | HARRIMAN | VT | 67.17 | 1970 | 54 | 477 ACCR | OH | N/A | DCLA | 582 | Lattice | 79 | 2020 | 2025
New England Power | Y-177 | 115 | HARRIMAN | MONTAGUE | VT | 25.81 | 1956 | 68 | 795 AL & ACSR | OH | N/A | SCHF | 307 | Wood | 9 | 2020 | 2025
New England Power | Y-25 | 69 | SEARSBURG SWITCHYARD | HARRIMAN | VT | 8.48 | 1966 | 58 | 477 ACSR | OH | N/A | SCHF | 139 | Wood | 45 | 2022 | 2027
New England Power | Y-25N | 69 | BENNINGTON | HARRIMAN | VT | 3.07 | 1965 | 59 | 477 ACSR | OH | N/A | SCHF | 44 | Wood | 27 | 2022 | 2027
New England Power | Y-25S | 69 | HARRIMAN | DEERFIELD 5 | VT | 5.45 | 1961 | 63 | 477 ACSR | OH | N/A | SCHF | 86 | Wood | 1 | 2022 | 2027
NSTAR (Eversource) | 115 | 115 | Barnstable Sta#958 | West Barnstable Sta#921 | MA | 3.9902 | 2012 | 12 | 1113 ACSS, 45/7 "Bluejay" | OH | N/A | SCHF | 44 | Wood |  | 2024
NSTAR (Eversource) | 116 | 115 | Brook St Sta#727 | Carver Sta#726 | MA | 4.8255 | 1994 | 30 | 2338 ACAR, 48/13 | OH | N/A | DCMP | 40 | Steel |  | 2024 | 2025
NSTAR (Eversource) | 117 | 115 | Kingston Sta #735 | Brook Street | MA | 3.0807 | 1970 | 54 | 336.4 ACSR, 30/7 "Oriole" | OH | N/A | SCHF | 28 | Steel |  | 2023
NSTAR (Eversource) | 120 | 115 | Bourne Sta#917 | Canal Sta#980 | MA | 2.4778 | 1972 | 52 | 1703 ACAR, 48/13 | OH | N/A | DCLA | 18 | Steel |  | 2024 | 2025
NSTAR (Eversource) | 121 | 115 | Bourne Sta#917 | Canal Sta#980 | MA | 2.5522 | 1970 | 54 | 2338 ACAR, 48/13 | OH | N/A | DCMP | 26 | Steel |  | 2024 | 2025
NSTAR (Eversource) | 126 | 115 | Bourne Sta#917 | Canal Sta#980 | MA | 2.7754 | 1995 | 29 | 2338 ACAR, 48/13 | OH | N/A | DCMP | 33 | Steel |  | 2024 | 2025
NSTAR (Eversource) | 127 | 115 | Carver Sta#726 | SEMASS SW Sta#718 | MA | 7.2586 | 1988 | 36 | 2338 ACAR, 48/13 | OH | N/A | DCMP | 54 | Steel |  | 2024 | 2025
NSTAR (Eversource) | 128 | 115 | SEMass Switching Sta #718 | Tremont Sta#713 | MA | 0.99667 | 1988 | 36 | 2338 ACAR, 48/13 | OH | N/A | DCMP | 12 | Steel |  |  | 2025
NSTAR (Eversource) | 134 | 115 | Tremont Sta#713 | Carver Sta#726 | MA | 8.1876 | 1988 | 36 | 2338 ACAR, 48/13 | OH | N/A | DCMP | 64 | Steel |  | 2024 | 2025
NSTAR (Eversource) | 135 | 115 | Barnstable Sta#958 | West Barnstable Sta#921 | MA | 3.9442 | 1992 | 32 | 2338 ACAR, 48/13 | OH | N/A | DCMP | 40 | Steel |  | 2024 | 2025
NSTAR (Eversource) | 137 | 115 | Mashpee Sta#946 | West Barnstable Sta#921 | MA | 8.8036 | 2014 | 10 | 795 ACSR, 36/1 "Coot" | OH | N/A | SCHF | 96 | Wood |  | 2024
NSTAR (Eversource) | 147 | 115 | Kingston Sta #735 | Carver | MA | 7.93 | 2023 | 1 | 1590 ACSS/ 5000 kcmil AL | OH/UG | XLPE | SCHF | 63 | Steel | 100 |  | 2025
NSTAR (Eversource) | 191 | 115 | Kingston Sta #735 | Auburn Street Sta#451(NGRID Station) | MA | 15.35 | 1974 | 50 | 336.4 ACSR, 30/7 "Oriole" | OH | N/A | UNK | 195 | Wood |  | 2023
NSTAR (Eversource) | 194 | 115 | Brook St Sta#727 | Auburn Street Sta (NGRID) | MA | 16.697 | 1972 | 52 | 1590 ACSR, 54/19 "Falcon" | OH | N/A | DCMP | 103 | Steel |  |  | 2025
NSTAR (Eversource) | 316 | 345 | Holbrook Sta #478 | Stoughton Sta#330 | MA | 5.6506 | 1976 | 48 | 1590 ACSR, 54/19 "Falcon" | OH | N/A | DCLA | 42 | Steel |  | 2024 | 2025
NSTAR (Eversource) | 319 | 345 | Lexington Station #320 | Woburn Sta#211 | MA | 8.2523 | 1978 | 46 | 1113 ACSR, 45/7 "Bluejay" | OH | N/A | SCHF | 73 | Steel |  | 2024 | 2025
NSTAR (Eversource) | 322 | 345 | Canal Sta#980 | Carver Sta#726 | MA | 20.3182 | 2012 | 12 | 2335 ACAR, 54/37 | OH | N/A | SCHF | 157 | Wood |  | 2024 | 2025
NSTAR (Eversource) | 323 | 345 | West Medway Sta#446 | Millbury Sta (NGRID) | MA | 1.8167 | 1968 | 56 | 1113 ACSR, 54/19 "Finch" | OH | N/A | SCHF | 22 | Steel |  | 2024 | 2025
NSTAR (Eversource) | 324 | 345 | Kingston Street Sta#514T | Mystic Sta#250 | MA | 4.2 | 2000 | 24 | 2250 Cu | UG | HPFF | N/A | N/A | N/A | N/A | 2024 | 2025
NSTAR (Eversource) | 325 | 345 | West Medway Sta#446 | West Walpole Sta#447 | MA | 9.6133 | 1968 | 56 | 2500 ACSR Expanded Core | OH | N/A | DCLA | 61 | Steel |  | 2024 | 2025
NSTAR (Eversource) | 331 | 345 | Carver Sta#726 | West Walpole Sta#447 | MA | 0.62784 | 1968 | 56 | 2500 ACSR Expanded Core | OH | N/A | SCHF | 5 | Wood |  | 2024 | 2025
NSTAR (Eversource) | 335 | 345 | Holbrook Sta #478 | Auburn Street (NGRID) | MA | 7.2816 | 1972 | 52 | 1590 ACSR, 54/19 "Falcon" | OH | N/A | DCMP | 45 | Steel |  | 2024 | 2025
NSTAR (Eversource) | 338 | 345 | Woburn Station #211 | Tewksbury Sta#217(NGRID) | MA | 6.1144 | 1976 | 48 | 954 ACSR, 45/7 "Rail" | OH | N/A | SCHF | 67 | Steel |  | 2024 | 2025
NSTAR (Eversource) | 344 | 345 | West Medway Sta#446 | Bridgewater Sta (NGRID) | MA | 8.9367 | 1968 | 56 | 1703 ACAR, 48/13 | OH | N/A | DCLA | 55 | Steel |  | 2024 | 2025
NSTAR (Eversource) | 346 | 345 | North Cambridge Station#509 | Woburn Sta#211 | MA | 6.0299 | 1976 | 48 | 2500 Cu | UG | HPFF | N/A | N/A | N/A | N/A | 2024 | 2025
NSTAR (Eversource) | 351 | 345 | Mystic Station #250 | North Cambridge Sta#509 | MA | 4.96 | 2001 | 23 | 2500 Cu | UG | HPFF | N/A | N/A | N/A | N/A | 2024 | 2025
NSTAR (Eversource) | 355 | 345 | Pilgrim Switchyard Sta#650 | Carver Sta#726 | MA | 14.5305 | 1970 | 54 | 1703 ACAR, 48/13 | OH | N/A | DCLA | 95 | Steel |  | 2024 | 2025
NSTAR (Eversource) | 356 | 345 | Bridgewater (NGRID) | Carver Sta#726 | MA | 9.2659 | 1972 | 52 | 1703 ACAR, 48/13 | OH | N/A | DCLA | 54 | Steel |  | 2024 | 2025
NSTAR (Eversource) | 357 | 345 | West Medway Sta#446 | Millbury Sta (NGRID) | MA | 1.7763 | 1991 | 33 | 1113 ACSR, 54/19 "Finch" | OH | N/A | SCHF | 19 | Steel |  | 2024 | 2025
NSTAR (Eversource) | 358 | 345 | Mystic Station #250 | North Cambridge Sta#509 | MA | 4.96 | 1975 | 49 | 2500 CU PAPER | UG | HPFF | N/A | N/A | N/A | N/A | 2024 | 2025
NSTAR (Eversource) | 365 | 345 | North Cambridge Station#509 | Woburn Sta#211 | MA | 6.0201 | 1986 | 38 | 2500 CU PAPER | UG | HPFF | N/A | N/A | N/A | N/A | 2024 | 2025
NSTAR (Eversource) | 372 | 345 | Kingston Street Sta#514T | Mystic Sta#250 | MA | 4.2 | 2015 | 9 | 2500 CU PPP | UG | HPFF | N/A | N/A | N/A | N/A | 2024 | 2025
NSTAR (Eversource) | 389 | 345 | West Medway Sta#446 | West Walpole Sta#447 | MA | 9.5837 | 1975 | 49 | 954 ACSR, 54/7 "Cardinal" | OH | N/A | SCHF | 115 | Wood |  | 2024 | 2025
NSTAR (Eversource) | 399 | 345 | Carver Sta#726 | West Barnstable Sta#921 | MA | 30.4513 | 1988 | 36 | 954 ACSS, 54/7 "Cardinal" | OH | N/A | SCMP | 201 | Steel |  | 2024 | 2025
NSTAR (Eversource) | 3161 | 345 | Stoughton Sta #330 | West Walpole Sta#447 | MA | 9.0402 | 1976 | 48 | 1590 ACSR, 54/19 "Falcon" | OH | N/A | DCLA | 69 | Steel |  | 2024 | 2025
NSTAR (Eversource) | 3162 | 345 | K St Sta#385 | Stoughton Sta#330 | MA | 17.5 | 2007 | 17 | 2500 kcmil Copper | UG | HPFF | N/A | N/A | N/A | N/A | 2024 | 2025
NSTAR (Eversource) | 3163 | 345 | K St Sta#385 | Stoughton Sta#330 | MA | 17.5 | 2008 | 16 | 2500 kcmil Copper | UG | HPFF | N/A | N/A | N/A | N/A | 2024 | 2025
NSTAR (Eversource) | 3164 | 345 | Hyde Park Sta#496 | Stoughton Sta#330 | MA | 11.2 | 2006 | 18 | 2500 kcmil Copper | UG | HPFF | N/A | N/A | N/A | N/A | 2024 | 2025
NSTAR (Eversource) | 3196 | 345 | Ludlow 345kV | Agawam 345kV | MA | 17.54 | 2012 | 12 | 2-1590 | OH | N/A | DCMP | 152 | Steel |  | 2023 | 2025
NSTAR (Eversource) | 3361 | 345 | Blackstone Sta#309 | Sherman Road (NGRID) | MA | 10.6129 | 1970 | 54 | 1024.5 ACAR, 24/13 | OH | N/A | SCHF | 84 | Wood |  | 2024 | 2025
NSTAR (Eversource) | 3520 | 345 | West Medway Sta#446 | Bellingham Sta(NGRID) | MA | 0.050379 | 1968 | 56 | 900 AAC "Cockscomb" | OH | N/A | SCHF | 1 | Steel |  | 2024 | 2025
NSTAR (Eversource) | 107-1 | 115 | Bourne Sta#917 | OTIS Sta#915 | MA | 3.52 | 2013 | 11 | 2338 ACAR, 48/13 | OH | N/A | SCHF | 36 | Wood |  | 2024 | 2025
NSTAR (Eversource) | 107-2 | 115 | Falmouth Tap Sta#924 | OTIS Sta#915 | MA | 6.48 | 2013 | 11 | 1590 ACSR, 54/19 "Falcon" | OH | N/A | SCHF | 54 | Wood |  | 2024 | 2025
NSTAR (Eversource) | 108-1 | 115 | Tremont Sta#713 | Wareham Sta#714 | MA | 3.93 | 2013 | 11 | 795 ACSR, 36/1 "Coot" | OH | N/A | SCMP | 19 | Steel |  | 2024 | 2025
NSTAR (Eversource) | 108-2 | 115 | Valley 108 Sta# 715 | Wareham Sta#714 | MA | 4.72 | 2013 | 11 | 795 ACSR, 36/1 "Coot" | OH | N/A | SCMP | 42 | Steel |  | 2024 | 2025
NSTAR (Eversource) | 108-4 | 115 | Bourne Sta#917 | Horsepond Tap 108 | MA | 1.86 | 2017 | 7 | 795 ACSS, 54/7 "Condor" | OH | N/A | SCMP | 42 | Steel |  | 2024 | 2025
NSTAR (Eversource) | 108-5 | 115 | Valley 108 Sta# 715 | Horse Pond Tap 108 | MA | 0.69 | 2018 | 6 | 795 ACSS, 54/7 "Condor" | OH | N/A | SCMP | 10 | Steel |  | 2024 | 2025
NSTAR (Eversource) | 110-510-2 | 115 | Colburn Street Sta #350 | Washington Tap 110-510 (Not Station) | MA | 2.15 | 1965 | 59 | 2000 CU PPP | UG | HPFF | N/A | N/A | N/A | N/A | 2024 | 2025
NSTAR (Eversource) | 110-510-3 | 115 | Brighton Sta #329 | Washington Tap 110-510 (Not Station) | MA | 1.26 | 1965 | 59 | 2000 CU PPP | UG | HPFF | N/A | N/A | N/A | N/A | 2024 | 2025
NSTAR (Eversource) | 110-510-4 | 115 | Baker Street Sta#110 | Washington Tap 110-510 (Not Station) | MA | 5.46* | 1965 | 59 | 2000 CU PPP | UG | HPFF | N/A | N/A | N/A | N/A | 2024 | 2025
NSTAR (Eversource) | 110-511-2 | 115 | Colburn Street Sta #350 | Washington Tap 110-511(Not Station) | MA | 2.15 | 1965 | 59 | 1750 AL PAPER | UG | HPFF | N/A | N/A | N/A | N/A | 2024 | 2025
NSTAR (Eversource) | 110-511-3 | 115 | Brighton Sta #329 | Washington Tap 110-511(Not Station) | MA | 1.26 | 1965 | 59 | 1250 CU PAPER | UG | HPFF | N/A | N/A | N/A | N/A | 2024 | 2025
NSTAR (Eversource) | 110-511-4 | 115 | Baker Street Sta#110 | Washington Tap 110-511 (Not Station) | MA | 5.46* | 1965 | 59 | 1250 CU PAPER | UG | HPFF | N/A | N/A | N/A | N/A | 2024 | 2025
NSTAR (Eversource) | 110-522 | 115 | Baker Street Sta#110 | Needham Sta#148 | MA | 2.89 | 2021 | 3 | 3500 CU | UG | XLPE | SCMP | 24 | Steel | N/A | 2024 | 2025
NSTAR (Eversource) | 111-1 | 115 | High Hill Sta #644 | Industrial Park Sta# 636 | MA | 2.41 | 2013 | 11 | 795 ACSR, 36/1 "Coot" | OH | N/A | SCHF | 28 | Steel |  |  | 2025
NSTAR (Eversource) | 112-1 | 115 | Rochester 112 Sta#745 | Tremont Sta#713 | MA | 6.71 | 2014 | 10 | 795 ACSS, 54/7 "Condor" | OH | N/A | SCHF | 239 | Wood |  |  | 2025
NSTAR (Eversource) | 112-2 | 115 | Rochester 112 Sta#745 | Crystal Spring Tap 112(Not Station) | MA | 3.29 | See 112-1 | See 112-1 | See 112-1 | OH | N/A | See 112-1 | See 112-1 | See 112-1 |  |  | 2025
NSTAR (Eversource) | 112-3 | 115 | Crystal Spring Tap 112(Not Station) | Industrial Park Tap 112 (Not Station) | MA | 0.23 | See 112-1 | See 112-1 | See 112-1 | OH | N/A | See 112-1 | See 112-1 | See 112-1 |  |  | 2025
NSTAR (Eversource) | 112-4 | 115 | Industrial Park Sta#636 | Industrial Park Tap(Not Station) | MA | 4.2 | See 112-1 | See 112-1 | See 112-1 | OH | N/A | See 112-1 | See 112-1 | See 112-1 |  |  | 2025
NSTAR (Eversource) | 112-5 | 115 | Wing Lane Sta. #624 | Industrial Park Tap 112 (Not Station) | MA | 1.41 | See 112-1 | See 112-1 | See 112-1 | OH | N/A | See 112-1 | See 112-1 | See 112-1 |  |  | 2025
NSTAR (Eversource) | 112-7 | 115 | Acushnet Sta #612 | Wing Lane Sta. #624 | MA | 1.06 | See 112-1 | See 112-1 | See 112-1 | OH | N/A | See 112-1 | See 112-1 | See 112-1 |  |  | 2025
NSTAR (Eversource) | 113-1 | 115 | Tremont Sta#713 | Wareham Sta#714 | MA | 3.93 | 2013 | 11 | 795 ACSR, 36/1 "Coot" | OH | N/A | SCHF | 15 | Wood |  | 2024
NSTAR (Eversource) | 113-2 | 115 | Valley Sta# 715 | Wareham Sta#714 | MA | 4.72 | See 113-1 | See 113-1 | See 113-1 | OH | N/A | See 113-1 | 29 | See 113-1 |  | 2024
NSTAR (Eversource) | 113-3 | 115 | Valley Sta# 715 | Horse Pond Tap 113 | MA | 0.69 | See 113-1 | See 113-1 | See 113-1 | OH | N/A | See 113-1 | 54 | See 113-1 |  | 2024
NSTAR (Eversource) | 113-4 | 115 | Bourne Sta#917 | Horse Pond Tap 113 | MA | 1.86 | 2014 | 10 | 795 ACSR, 36/1 "Coot" | OH | N/A | See 113-1 | 28 | See 113-1 |  | 2024
NSTAR (Eversource) | 114-1 | 115 | Tremont Sta#713 | Rochester 114 Sta#745 | MA | 6.71 | 1985 | 39 | 2338 ACAR, 48/13 | OH | N/A | SCHF | 53 | Steel |  | 2024
NSTAR (Eversource) | 114-2 | 115 | Crystal Spring Tap 114(Not Station) | Rochester 114 Sta#745 | MA | 3.29 | See 114-1 | See 114-1 | See 114-1 | OH | N/A | See 114-1 | 29 | See 114-1 |  | 2024
NSTAR (Eversource) | 114-3 | 115 | Crystal Spring Tap 114(Not Station) | Wing Lane 114 Sta#624 | MA | 1.64 | See 114-1 | See 114-1 | See 114-1 | OH | N/A | See 114-1 | 13 | See 114-1 |  | 2023 | 2025
NSTAR (Eversource) | 114-4 | 115 | Acushnet Sta #612 | Wing Lane 114 Sta #624 | MA | 1.06 | See 114-1 | See 114-1 | See 114-1 | OH | N/A | See 114-1 | 11 | See 114-1 |  | 2023 | 2025
NSTAR (Eversource) | 117-1 | 115 | Brook St Sta#727 | Kingston Sta#735 | MA | 3.1 | 2011 | 13 | 336.4 ACSR, 30/7 "Oriole" | OH | N/A | SCHF | 28 | Steel |  | 2023 | 2025
NSTAR (Eversource) | 117-502-1 | 115 | Holbrook | Canton | MA | 9.05 | 2018 | 6 | 954 ACSS, 54/7 "Cardinal" | OH | N/A | DCLA | 84 | Steel |  | 2024 | 2025
NSTAR (Eversource) | 117-502-2 | 115 | Sharon | Canton | MA | 0.173 | 2018 | 6 | See 117-502-1 | OH | N/A | See 117-502-1 | See 117-502-1 | Steel |  | 2024 | 2025
NSTAR (Eversource) | 117-508-1 | 115 | South Randolph (NGRID Station) | Holbrook | MA | 2.39 | 1953 | 71 | 795 ACSR, 54/7 "Condor" | OH | N/A | DCLA | 87 | Steel |  | 2024 | 2025
NSTAR (Eversource) | 117-508-2 | 115 | South Randolph (NGRID Station) | Canton Tap (Not a Station) | MA | 6.82 | 1953 | 71 | See 117-508-1 | OH | N/A | See 117-508-1 | See 117-508-1 | See 117-508-1 |  | 2024 | 2025
NSTAR (Eversource) | 117-508-4 | 115 | Sharon | Canton Tap (Not a Station) | MA | 0.07 | 1953 | 71 | See 117-508-1 | OH | N/A | See 117-508-1 | See 117-508-1 | See 117-508-1 |  | 2024 | 2025
NSTAR (Eversource) | 117-509-1 | 115 | South Randolph (NGRID Station) | Holbrook | MA | 2.39 | 1953 | 71 | 795 ACSR, 54/7 "Condor" | OH | N/A | DCLA | 71 | Steel |  |  | 2025
NSTAR (Eversource) | 117-509-2 | 115 | Sharon | South Randolph (NGRID Station) | MA | 6.89 | 1953 | 71 | 795 ACSR, 54/7 "Condor" | OH | N/A | See 117-509-1 | See 117-509-1 | Steel |  |  | 2025
NSTAR (Eversource) | 122-1 | 115 | Bourne Sta#917 | Pave Paws Sta | MA | 1.17 | 1992 | 32 | 2338 ACAR, 48/13 | OH | N/A | SCMP | 15 | Steel |  | 2024 | 2025
NSTAR (Eversource) | 122-2 | 115 | Pave Paws Sta | Sandwich Sta#916 | MA | 5.73 | See 122-1 | See 122-1 | See 122-1 | OH | N/A | See 122-1 | 42 | See 122-1 |  | 2024 | 2025
NSTAR (Eversource) | 122-3 | 115 | Oak Str Sta#920 | Sandwich Sta#916 | MA | 5.94 | See 122-1 | See 122-1 | See 122-1 | OH | N/A | See 122-1 | 50 | See 122-1 |  | 2024 | 2025
NSTAR (Eversource) | 122-4 | 115 | Barnstable Sta#958 | Oak Street Sta#920 | MA | 3.78 | See 122-1 | See 122-1 | See 122-1 | OH | N/A | See 122-1 | 35 | See 122-1 |  | 2024 | 2025
NSTAR (Eversource) | 136-2 | 115 | Falmouth Tap Sta#924 | Hatchville Sta#936 | MA | 2.78 | 2014 | 10 | 795 ACSR, 26/7 "Drake" | OH | N/A | SCHF | 80 | Wood |  |  | 2025
NSTAR (Eversource) | 136-3 | 115 | Hatchville Sta #936 | Mashpee Sta#946 | MA | 4.85 | 2014 | 10 | 795 ACSR, 36/1 "Coot" | OH | N/A | See 136-2 | See 136-2 | See 136-2 |  |  | 2025
NSTAR (Eversource) | 148-522XY | 115 | Dover Sta #456 | Needham Sta#148 | MA | 5.08 | 2000 | 24 | 795 AI/1250 Cu | OH/UG | HPFF | SCHF | 47 | Wood
NSTAR (Eversource) | 191-1 | 115 | Kingston Sta #735 | Auburn Street Sta#451(NGRID Station) | MA | 15.35 | 2001 | 23 | 336.4 ACSR, 30/7 "Oriole" | OH | N/A | SCHF | 127 | Wood |  | 2023 | 2025
NSTAR (Eversource) | 201-501 / (D-130 NGRID end) | 115 | Medway Sta #65 | Depot Street Tap 201-501(Not Station) | MA | 2.13 | 2012 | 12 | 954 ACSS, 54/7 "Cardinal" | OH | N/A | SCHF | 8 | Steel
NSTAR (Eversource) | 211-503-2 | 115 | Reading Tap 211-503(Not Station) | N. Woburn Tap 211-503(Not Station) | MA | 1.2 | 1930 | 94 | 795 AAC, 37 "Arbitus" | OH | N/A | See 211-503 | See 211-503 | Steel |  | 2024 | 2025
NSTAR (Eversource) | 211-503-4 | 115 | Reading Municipal Sta#494 | Reading Tap 211-503(Not Station) | MA | 2.49 | 1930 | 94 | 795 ACSR, 54/7 "Condor" | OH | N/A | See 211-503 | See 211-503 | Steel |  | 2024 | 2025
NSTAR (Eversource) | 211-504/N-140 (NGRID end) | 115 | N. Woburn Tap 211-504(Not Station) | Pinehurst Tap (NGRID) | MA | 2.34 | 1930 | 94 | 795 ACSR, 54/7 "Condor" | OH | N/A | See 211-504 | See 211-504 | Steel |  | 2024 | 2025
NSTAR (Eversource) | 211-504/N-140 (NGRID end) | 115 | Woburn Station #211 | N. Woburn Tap 211-504(Not Station) | MA | 3.8 | 1970 | 54 | 795 ACSR, 54/7 "Condor" | OH | N/A | SCLA | 115 | Steel |  | 2024 | 2025
NSTAR (Eversource) | 211-504-2 | 115 | Reading Tap 211-504(Not Station) | N. Woburn Tap 211-504(Not Station) | MA | 1.2 | 1975 | 49 | 795 AAC, 37 "Arbitus" | OH | N/A | See 211-504 | See 211-504 | Steel |  | 2024 | 2025
NSTAR (Eversource) | 211-504-4 | 115 | Reading Municipal Sta#494 | Reading Tap 211-504(Not Station) | MA | 2.49 | 1970 | 54 | 795 ACSR, 54/7 "Condor" | OH | N/A | See 211-504 | See 211-504 | Steel |  | 2024 | 2025
NSTAR (Eversource) | 211-508 | 115 | Burlington Station # 391 | Woburn Sta#211 | MA | 3.7375 | 1953 | 71 | 1113 ACSS, 45/7 "Bluejay" | OH | N/A | SCHF | 46 | Steel |  | 2024 | 2025
NSTAR (Eversource) | 211-514X | 115 | Mystic Station #248 | Woburn Sta#209 | MA | 7.72 | UKN | UKN | 1250 kcmil HPFF | UG | HPFF | N/A | N/A | N/A | N/A |  | 2025
NSTAR (Eversource) | 211-514Y | 115 | Mystic Station #249 | Woburn Sta#210 | MA | See 211-514X | UKN | UKN | See 211-514X | UG | HPFF | N/A | N/A | N/A | N/A |  | 2025
NSTAR (Eversource) | 240-508 | 115 | Framingham Sta #240 | Sherborn Sta#274 | MA | 1.5144 | 1969 | 55 | 795 ACSR, 54/7 "Condor" | OH | N/A | SCHF | 23 | Wood |  |  | 2025
NSTAR (Eversource) | 240-510-1 | 115 | Baker Street Sta#110 | Needham Tap 240-510(Not Station) | MA | 3.75 | 1969 | 55 | 954 AAC, 37 "Magnolia" | OH | N/A | SCHF | 45 | Steel |  | 2024 | 2025
NSTAR (Eversource) | 240-510-2 | 115 | Framingham Sta #240 | Needham Tap 240-510(Not Station) | MA | 1 | 2001 | 23 | 954 ACSS, 54/7 "Cardinal" | OH | N/A | SCHF | 121 | Steel |  | 2024 | 2025
NSTAR (Eversource) | 240-510-3 | 115 | Needham Sta #148 | Needham Tap 240-510(Not Station) | MA | 8.2 | 2001 | 23 | 954 ACSS, 54/7 "Cardinal" | OH | N/A | SCHF | 1 | Steel |  | 2024 | 2025
NSTAR (Eversource) | 240-601 | 230 | Framingham Sta #240 | W.Medway Sta#446 | MA | 10.7487 | 1968 | 56 | 1113 ACSR, 45/7 "Bluejay" | OH | N/A | DCLA | 65 | Steel |  | 2024 | 2025
NSTAR (Eversource) | 274-509-1 | 115 | Medway Sta #65 | Holliston Tap | MA | 5.59 | 1997 | 27 | 954 ACSR, 54/7 "Cardinal" | OH | N/A | SCMP | 77 | Steel |  | 2023 | 2025
NSTAR (Eversource) | 274-509-2 | 115 | Holliston Tap | Sherborn Sta#274 | MA | 3.71 | 1997 | 27 | 955 ACSR, 54/7 "Cardinal" | OH | N/A | SCMP | 51 | Steel |  | 2023 | 2025
NSTAR (Eversource) | 282-507 | 115 | Sudbury Sta #342 | Waltham Sta#282 | MA | 7.1655 | 1952 | 72 | 954 ACSR, 54/7 "Cardinal" | OH | N/A | DCLA | 100 | Steel |  | 2024 | 2036
NSTAR (Eversource) | 282-520-1 | 115 | Electric Ave Sta.#315 | Watertown | MA | 1.56* | 1967 | 57 | 1250 kcmil Copper | UG | HPFF | N/A | N/A | N/A | N/A | 2024
NSTAR (Eversource) | 282-520-2 | 115 | Waltham Sta #282 | Watertown Sta#467 | MA | 4.77* | 1967 | 57 | 1250 kcmil Copper | UG | HPFF | N/A | N/A | N/A | N/A | 2024
NSTAR (Eversource) | 282-521-1 | 115 | Electric Ave Sta.#315 | Watertown | MA | 1.56* | 1967 | 57 | 1250 kcmil Copper | UG | HPFF | N/A | N/A | N/A | N/A | 2024
NSTAR (Eversource) | 282-521-2 | 115 | Waltham Sta #282 | Watertown Sta#467 | MA | 4.77* | 1967 | 57 | 1250 kcmil Copper | UG | HPFF | N/A | N/A | N/A | N/A | 2024
NSTAR (Eversource) | 282-602 | 230 | Sudbury Sta #342 | Waltham Sta #282 | MA | 7.1174 | 1952 | 72 | 1113 ACSR, 45/7 "Bluejay" | OH | N/A | DCLA | 99 | Steel |  | 2024 | 2025
NSTAR (Eversource) | 320-507-1 | 115 | Trapelo Road Sta #450 | Waltham Sta#282 | MA | 2.76 | 2011 | 13 | 795 ACSS, 54/7 "Condor" | OH | N/A | SCHF | 33 | Steel |  | 2024 | 2025
NSTAR (Eversource) | 320-507-2 | 115 | Trapelo Road Sta #450 | Lexington Sta#320 | MA | 2.48 | 2011 | 13 | 795 ACSS, 54/7 "Condor" | OH | N/A | SCHF | 29 | Steel |  | 2024 | 2025
NSTAR (Eversource) | 320-508 | 115 | Trapelo Road Sta #450 | Lexington Sta#320 | MA | 2.4928 | 1953 | 71 | 795 ACSS, 54/7 "Condor" | OH | N/A | SCHF | 31 | Steel |  | 2024 | 2025
NSTAR (Eversource) | 3216-NU-C | 345 | 3216 Border NU CT/MA State Line 345kV | Agawam 345kV | MA | 6.02 | 2012 | 12 | 2-1590 | OH | N/A | DCMP | 56 | Steel |  | 2024 | 2025
NSTAR (Eversource) | 329-512-1 | 115 | Carver Street Sta #71 | Scotia Street Sta#492 | MA | 1.9799 | 1962 | 62 | 1500 kcmil Copper | UG | HPFF | N/A | N/A | N/A | N/A | 2024 | 2025
NSTAR (Eversource) | 329-512-2 | 115 | Brighton Sta #329 | Scotia Street Sta#492 | MA | 2.8801 | 1962 | 62 | 1500 kcmil Copper | UG | HPFF | N/A | N/A | N/A | N/A | 2024 | 2025
NSTAR (Eversource) | 329-513-1 | 115 | Carver Street Sta #71 | Scotia Street Sta#492 | MA | 1.9799 | 1967 | 57 | 1500 kcmil Copper | UG | HPFF | N/A | N/A | N/A | N/A | 2024 | 2025
NSTAR (Eversource) | 329-513-2 | 115 | Brighton Sta #329 | Scotia Street Sta#492 | MA | 2.8801 | 1967 | 57 | 1500 kcmil Copper | UG | HPFF | N/A | N/A | N/A | N/A | 2024 | 2025
NSTAR (Eversource) | 329-520 | 115 | Brighton Sta #329 | Electric Ave Sta.#315 | MA | 1.3299 | 1967 | 57 | 1250 kcmil Copper | UG | HPFF | N/A | N/A | N/A | N/A | 2024 | 2025
NSTAR (Eversource) | 329-521 | 115 | Brighton Sta #329 | Electric Ave Sta.#315 | MA | 1.3299 | 1967 | 57 | 1250 kcmil Copper | UG | HPFF | N/A | N/A | N/A | N/A | 2024 | 2025
NSTAR (Eversource) | 329-530 | 115 | Brighton Sta #329 | Belmont Muni - Blair Pond Sta.#8021 | MA | 3.85 | 1974 | 50 | 2250 kcmil Copper | UG | HPFF | N/A | N/A | N/A | N/A | 2024 | 2025
NSTAR (Eversource) | 329-531 | 115 | Brighton Sta #329 | North Cambridge Sta#509 | MA | 2.85 | 1974 | 50 | 2250 kcmil Copper | UG | HPFF | N/A | N/A | N/A | N/A | 2024 | 2025
NSTAR (Eversource) | 336-1 | 345 | Blackstone Sta#309 | N.E.A Bellingham Tap (Not Station) | MA | 2.61 | 2000 | 24 | 900 ACSS | OH | N/A | SCHF | 72 | Steel |  | 2024 | 2025
NSTAR (Eversource) | 336-2 | 345 | West Medway Sta#446 | NEA Bellingham Tap (Not Station) | MA | 5.22 | 2000 | 24 | 900 ACSS | OH | N/A | See 336-1 | See 336-1 | See 336-1 |  | 2024 | 2025
NSTAR (Eversource) | 342-1 | 345 | Jordan Road Tap (Not Station) | Auburn Street (NGRID) | MA | 45.6 | 1970 | 54 | 1590 ACSR | OH | N/A | DCMP | 280 | Steel |  | 2024 | 2025
NSTAR (Eversource) | 342-2 | 345 | Canal Sta#980 | Jordan Road Tap (Not Station) | MA | See 342-1 | See 342-1 | See 342-1 | See 342-1 | OH | N/A | See 342-1 | See 342-1 | Steel |  | 2024 | 2025
NSTAR (Eversource) | 342-3 | 345 | Pilgrim Switchyard Sta#650 | Jordan Road Tap (Not Station) | MA | See 342-1 | See 342-1 | See 342-1 | See 342-1 | OH | N/A | See 342-1 | See 342-1 | Steel |  | 2024 | 2025
NSTAR (Eversource) | 342-507 | 115 | Speen St Framingham Sta # 433 | Sudbury Sta#342 | MA | 0.97955 | 1953 | 71 | 954 ACSS, 54/7 "Cardinal" | OH | N/A | SCHF | 12 | Steel |  |  | 2025
NSTAR (Eversource) | 342-603 | 230 | West Medway Sta#446 | Sudbury Sta #342 | MA | 17.475 | 1968 | 56 | 1113 ACSR, 45/7 "Bluejay" | OH | N/A | DCLA | 117 | Steel |  | 2024 | 2025
NSTAR (Eversource) | 349X | 345 | Mystic Station #250 | Golden Hills (NGRID) | MA | 6.2799 | 1988 | 36 | 2000 kcmil Copper | UG | HPFF | N/A | N/A | N/A | N/A | 2024 | 2025
NSTAR (Eversource) | 349Y | 345 | Mystic Station #250 | Golden Hills (NGRID) | MA | 6.2799 | 1988 | 36 | 2000 kcmil Copper | UG | HPFF | N/A | N/A | N/A | N/A | 2024 | 2025
NSTAR (Eversource) | 385-510-1 | 115 | High Street Sta #53 | K Street Sta#385 | MA | 1.86* | 1976 | 48 | 2250 kcmil Copper | UG | HPFF | N/A | N/A | N/A | N/A | 2023 | 2025
NSTAR (Eversource) | 385-510-2 | 115 | High Street Sta #53 | Kingston Street Sta#514N | MA | 0.31* | 1989 | 35 | 2250 kcmil Copper | UG | HPFF | N/A | N/A | N/A | N/A | 2023 | 2025
NSTAR (Eversource) | 385-510-3 | 115 | Kingston Street Sta#514T | Kingston Street Sta#514N | MA | 0.039962 | 1976 | 48 | 2250 kcmil Copper | UG | HPFF | N/A | N/A | N/A | N/A | 2023 | 2025
NSTAR (Eversource) | 385-511-1 | 115 | High Street Sta #53 | K Street Sta#385 | MA | 1.86* | 1976 | 48 | 2250 kcmil Copper | UG | HPFF | N/A | N/A | N/A | N/A | 2023 | 2025
NSTAR (Eversource) | 385-511-2 | 115 | High Street Sta #53 | Kingston Street Sta#514N | MA | 0.31* | 1989 | 35 | 2250 kcmil Copper | UG | HPFF | N/A | N/A | N/A | N/A | 2023 | 2025
NSTAR (Eversource) | 385-511-3 | 115 | Kingston Street Sta#514T | Kingston Street Sta#514N | MA | 0.039962 | 1976 | 48 | 2250 kcmil Copper | UG | HPFF | N/A | N/A | N/A | N/A | 2023 | 2025
NSTAR (Eversource) | 385-512 | 115 | K St Sta#385 | Kingston Street Sta#514T | MA | 2.31 | 1965 | 59 | 2250 kcmil Copper | UG | HPFF | N/A | N/A | N/A | N/A | 2023 | 2025
NSTAR (Eversource) | 385-513 | 115 | K St Sta#385 | Kingston Street Sta#514T | MA | 2.35 | 1965 | 59 | 2250 kcmil Copper | UG | HPFF | N/A | N/A | N/A | N/A | 2023 | 2025
NSTAR (Eversource) | 391-508 | 115 | Burlington Station # 391 | Hartwell Sta#533 | MA | 2.6394 | 1953 | 71 | 1113 ACSR, 45/7 "Bluejay" | OH | N/A | SCHF | 35 | Steel
NSTAR (Eversource) | 433-507 | 115 | Framingham Sta #240 | Speen Street Sta#433 | MA | 4.43 | 1983 | 41 | 1113 ACSR | OH | N/A | SCMP | 54 | Steel |  |  | 2025
NSTAR (Eversource) | 447-502-1 | 115 | Norwood | Sharon | MA | 0.5 | 2018 | 6 | 954 ACSS | OH | N/A | DCLA | 15 | Steel |  | 2024 | 2025
NSTAR (Eversource) | 447-502-3 | 115 | Walpole | Norwood | MA | 4.18 | 2018 | 6 | 954 ACSS | OH | N/A | DCLA | 19 | Steel |  | 2024 | 2025
NSTAR (Eversource) | 447-502-4 | 115 | Walpole | West Walpole | MA | 0.67 | 1925 | 99 | 954 ACSS | OH | N/A | DCLA | 16 | Steel |  | 2024 | 2025
NSTAR (Eversource) | 447-508-3 | 115 | Walpole Sta #146 | Sharon | MA | 4.71 | 1970 | 54 | 795 ACSR, 54/7 "Condor" | OH | N/A | DCLA | 53 | Steel |  | 2024 | 2025
NSTAR (Eversource) | 447-508-4 | 115 | Walpole Sta #146 | West Walpole Sta#447 | MA | 0.64 | 2018 | 6 | 795 ACSR, 54/7 "Condor" | OH | N/A | DCLA | See 447-508-3 | Steel |  | 2024 | 2025
NSTAR (Eversource) | 447-509-2 | 115 | Norwood | Sharon | MA | 0.55 | 1953 | 71 | 795 ACSR, 54/7 "Condor" | OH | N/A | DCLA | 50 | Steel |  | 2024 | 2025
NSTAR (Eversource) | 447-509-3 | 115 | Walpole Sta #146 | Norwood Tap 447-509 (Not Station) | MA | 4.16 | 1953 | 71 | 795 ACSR, 54/7 "Condor" | OH | N/A | DCLA | See 447-509-2 | Steel |  | 2024 | 2025
NSTAR (Eversource) | 447-509-4 | 115 | Walpole Sta #146 | West Walpole Sta#447 | MA | 0.65 | 2018 | 6 | 795 ACSR, 54/7 "Condor" | OH | N/A | DCLA | See 447-509-2 | Steel |  | 2024 | 2025
NSTAR (Eversource) | 450-508 | 115 | Trapelo Road Sta #450 | Waltham Sta#282 | MA | 2.6598 | 1953 | 71 | 795 ACSS, 54/7 "Condor" | OH | N/A | SCHF | 33 | Steel |  | 2024
NSTAR (Eversource) | 451-536 | 115 | Holbrook Sta #478 | Holbrook Tap (Not Station) | MA | 1.1063 | 1972 | 52 | 1590 ACSR, 54/19 "Falcon" | OH | N/A | DCMP | 25 | Steel |  | 2024 | 2025
NSTAR (Eversource) | 451-536-2 | 115 | Holbrook Tap (Not a Station) | Auburn Street Sta#451(NGRID Station) | MA | 5.12 | 1972 | 52 | 1590 ACSR, 54/19 "Falcon" | OH | N/A | DCMP | 21 | Steel |  | 2024 | 2025
NSTAR (Eversource) | 455-507 | 115 | Sherborn Sta #274 | West Framingham Sta#455 | MA | 5.7445 | 1971 | 53 | 795 ACSR | OH | N/A | SCMP | 98 | Steel |  |  | 2025
NSTAR (Eversource) | 456-522 | 115 | Dover Sta #456 | West Walpole Sta#447 | MA | 5.643 | 1968 | 56 | 795 AAC, 37 "Arbitus" | OH | N/A | SCHF | 72 | Wood |  | 2024 | 2025
NSTAR (Eversource) | 478-502 | 115 | Holbrook Sta #478 | Swift Beach Tap (Not a Station) | MA | 1.0648 | 1925 | 99 | 636 ACSS, 26/7 "Grosbeak" | OH | N/A | DCLA | 42 | Steel |  | 2024 | 2025
NSTAR (Eversource) | 478-502-1 | 115 | Edgar Sta #150 | Swift Beach Tap (Not a Station) | MA | 0.98 | 1925 | 99 | 636 ACSS, 26/7 "Grosbeak" | OH | N/A | DCLA | See 478-502 | Steel |  | 2024 | 2025
NSTAR (Eversource) | 478-503-1 | 115 | Edgar Sta #150 | East Weymouth Tap 478-503(Not a Station) | MA | 0.98 | 1925 | 99 | 636 ACSS, 26/7 "Grosbeak" | OH | N/A | DCLA | 42 | Steel |  | 2024 | 2025
NSTAR (Eversource) | 478-503-3 | 115 | Holbrook Sta #478 | East Weymouth Tap 478-503(Not a Station) | MA | 4.99 | 1925 | 99 | 556.5 ACSS, 26/7 "Dove" | OH | N/A | DCLA | See 478-503-1 | Steel |  | 2024 | 2025
NSTAR (Eversource) | 478-508 | 115 | Holbrook Sta #478 | East Weymouth Tap 478-508 (Not a Station) | MA | 0.16 | 1953 | 71 | 750 Cu, 1000 Cu | UG | HPFF | N/A | N/A | N/A | N/A | 2024 | 2025
NSTAR (Eversource) | 478-508-1 | 115 | Edgar Sta #150 | East Weymouth Tap 478-508 (Not a Station) | MA | 0.98 | 1953 | 71 | 795 ACSR, 54/7 "Condor" | OH | N/A | DCLA | 44 | Steel |  | 2024 | 2025
NSTAR (Eversource) | 478-508-3 | 115 | Holbrook Sta #478 | East Weymouth Tap 478-508 (Not a Station) | MA | 4.99 | 1953 | 71 | 795 ACSR, 54/7 "Condor" | OH | N/A | DCLA | See 478-508-1 | Steel |  | 2024 | 2025
NSTAR (Eversource) | 478-509 | 115 | Holbrook Sta #478 | Grove Street Tap (Not Station) | MA | 0.22 | 1953 | 71 | 750 Cu, 1000 Cu | UG | HPFF | N/A | N/A | N/A | N/A | 2024 | 2025
NSTAR (Eversource) | 478-509-1 | 115 | Edgar Sta #150 | Mid Weymouth Tap (Not a Station) | MA | 2.75 | 1953 | 71 | 795 ACSR, 54/7 "Condor" | OH | N/A | DCLA | 43 | Steel |  | 2024 | 2025
NSTAR (Eversource) | 478-509-2 | 115 | Holbrook Sta #478 | Grove Street Tap (Not Station) | MA | 1.73 | 1953 | 71 | 795 ACSR, 54/7 "Condor" | OH | N/A | DCLA | See 478-509-1 | Steel |  | 2024 | 2025
NSTAR (Eversource) | 478-509-3 | 115 | Mid Weymouth Tap (Not a Station) | Grove Street Tap (Not Station) | MA | 1.49 | 1953 | 71 | 795 ACSR, 54/7 "Condor" | OH | N/A | DCLA | See 478-509-1 | Steel |  | 2024 | 2025
NSTAR (Eversource) | 496-528 | 115 | Baker Street Sta#110 | Hyde Park Sta#496 | MA | 3.51 | 1974 | 50 | 3500 kcmil Aluminum | UG | HPFF | N/A | N/A | N/A | N/A | 2024
NSTAR (Eversource) | 496-529 | 115 | Baker Street Sta#110 | Hyde Park Sta#496 | MA | 3.56 | 1974 | 50 | 3500 kcmil Aluminum | UG | HPFF | N/A | N/A | N/A | N/A | 2024
NSTAR (Eversource) | 509-530 | 115 | Belmont Muni - Blair Pond Sta.#8021 | North Cambridge Sta#509 | MA | 1 | 2014 | 10 | 2500 kcmil Copper | UG | HPFF | N/A | N/A | N/A | N/A | 2024
NSTAR (Eversource) | 514-510 | 115 | Colburn Street Sta #350 | Kingston Street Sta#514T | MA | 3.6 | 1976 | 48 | 2000 Copper PPP | UG | HPFF | N/A | N/A | N/A | N/A |  | 2025
NSTAR (Eversource) | 514-511 | 115 | Colburn Street Sta #350 | Kingston Street Sta#514T | MA | 1.1 | 1965 | 59 | 2000 Copper PPP | UG | HPFF | N/A | N/A | N/A | N/A |  | 2025
NSTAR (Eversource) | 514-512 | 115 | Kingston Street Sta#514T | Carver Street Sta#71 | MA | 1.1 | 1965 | 59 | 2000 Copper PPP | UG | HPFF | N/A | N/A | N/A | N/A |  | 2025
NSTAR (Eversource) | 514-513 | 115 | Kingston Street Sta#514T | Carver Street Sta#71 | MA | 0.1 | 2016 | 8 | 2250 kcmil Copper | UG | HPFF | N/A | N/A | N/A | N/A |  | 2025
NSTAR (Eversource) | 533-508 | 115 | Hartwell Ave Lexington Sta #533 | Lexington Sta#320 | MA | 1.8936 | 1953 | 71 | 1113 ACSR, 45/7 "Bluejay" | OH | N/A | SCHF | 24 | Steel |  | 2024 | 2025
NSTAR (Eversource) | 65-502 | 115 | Medway Sta #65 | West Walpole Sta#447 | MA | 9.314 | 1925 | 99 | 556.5 ACSS, 26/7 "Dove" | OH | N/A | SCLA | 72 | Steel |  | 2024 | 2025
NSTAR (Eversource) | 65-508 | 115 | Medway Sta #65 | West Walpole Sta#447 | MA | 9.3286 | 1953 | 71 | 556.5 ACSS, 26/7 "Dove" | OH | N/A | SCHF | 116 | Steel |  | 2024 | 2025
PSNH (Eversource) | 307 | 345 | Deerfield NH 345kV | Eliot ME 345kV | NH | 19.2471 | 1972 | 52 | 1113 ACSR 54/19 | OH | N/A | SCHF | 148 | Steel | 17.6 | 2024 | 2025
PSNH (Eversource) | 363 | 345 | Scobie Pond 345kV | 363 Border Seabrook (NHT) / Scobie (NU) 345kV | NH | 29.7595 | 1982 | 42 | 2156 ACSR 84/19 | OH | N/A | SCHF | 234 | Steel | 95 | 2024 | 2025
PSNH (Eversource) | 367 | 345 | Amherst NH 345kV | Fitzwilliam 345kV | NH | 33.4898 | 1970 | 54 | 850 ACSR 45/7 | OH | N/A | SCHF | 283 | Wood | 54.4 | 2022 | 2025
PSNH (Eversource) | 373 | 345 | Deerfield NH 345kV | Scobie Pond 345kV | NH | 18.8387 | 1969 | 55 | 850 ACSR 45/7 | OH | N/A | SCHF | 180 | Steel | 43.3 | 2023 | 2025
PSNH (Eversource) | 380 | 345 | Scobie Pond 345kV | Eagle 345kV | NH | 9.6583 | 1970 | 54 | 850 ACSR 45/7 | OH | N/A | SCHF | 93 | Wood | 57 | 2024 | 2025
PSNH (Eversource) | 3124 | 345 | Tewksbury (NEP) | Scobie | NH | 9.8319 | 2017 | 7 | 1590 ACSS 54/19 | OH | N/A | SCHF | 89 | Steel | 100 | 2024 | 2025
PSNH (Eversource) | 3135 | 345 | Newington NH 345kV | Timber Swamp 345kV | NH | 12.783 | 1978 | 46 | 1113 ACSR 54/19 | OH | N/A | SCHF | 106 | Steel | 98 | 2024 | 2025
PSNH (Eversource) | 3176 | 345 | Newington NH 345kV | Eliot ME 345kV | NH | 6.4995 | 1972 | 52 | 1113 ACSR 54/19 | OH | N/A | SCHF | 49 | Steel | 36.7 | 2024 | 2025
PSNH (Eversource) | 3195 | 345 | Eagle 345kV | Amherst NH 345kV | NH | 6.5692 | 1970 | 54 | 850 ACSR 45/7 | OH | N/A | SCHF | 59 | Steel | 22 | 2024 | 2025
PSNH (Eversource) | 3022-NU | 345 | Eliot ME 345kV | 3022 Border Maguire (CMP) / Eliot ME (PSNH/NU) 345kV | NH | 0.15 | 2014 | 10 | 1590 ACSR 45/7 | OH | N/A | SCHF | 3 | Steel | 100 | 2024 | 2025
PSNH (Eversource) | 326-1 | 345 | Scobie Pond 345kV | Scobie Pond | NH | 10.79 | 1970 | 54 | 850 ACSR 45/7 | OH | N/A | SCHF | 168 | Steel | 42.9 | 2024 | 2025
PSNH (Eversource) | 326-2-NU | 345 | Lawrence Rd 345kV | 326 Border Sandy Pond (NEP) / Lawrence (PSNH) 345kV | NH | 7.5 | 1970 | 54 | 850 ACSR 45/7 | OH | N/A | SCHF | 69 | Steel | 42.9 | 2024 | 2025
PSNH (Eversource) | 363-1 | 345 | Seabrook | Browns River | NH | 0.1 | 1982 | 42 | 2-2156 ACSR 84/19 | OH | N/A | SCMP | 1 | Steel | 0 | 2024 | 2025
PSNH (Eversource) | 363-2 | 345 | Browns River | Scobie | NH | 29.36 | 1982 | 42 | 2-2156 ACSR 84/20 | OH | N/A | SCHF | 231 | Steel | 97 | 2024 | 2025
PSNH (Eversource) | 369-NU | 345 | 369 Border Seabrook (NHT) / Timber (NU) 345kV | Timber Swamp 345kV | NH | 4.22 | 1980 | 44 | 1113 ACSR 54/19 | OH | N/A | SCHF | 31 | Steel | 100 | 2024 | 2025
PSNH (Eversource) | 379-NU | 345 | Fitzwilliam 345kV | 379 Border Fitzwilliam (NU) / Vernon VT (VELCO) 345kV | NH | 20.32 | 1970 | 54 | 850 ACSR 45/7 | OH | N/A | SCHF | 175 | Steel | 46 | 2024 | 2025
PSNH (Eversource) | 381-NU-B | 345 | 381 Border Northfield (NU) / MA/NH State Line 345kV | 381 Border Vernon VT (VELCO) / NH/VT State Line 345kV | NH | 10.71 | 1969 | 55 | 850 ACSR 45/7 | OH | N/A | SCHF | 96 | Steel | 25 | 2024 | 2025
PSNH (Eversource) | 385-NU | 345 | Deerfield NH 345kV | 385 Border Buxton (CMP) / DEERFLD (PSNH) 345kV | NH | 18.69 | 1970 | 54 | 850 ACSR 45/7 | OH | N/A | SCHF | 171 | Wood | 57.3 | 2024 | 2025
PSNH (Eversource) | 391-NU | 345 | 391 Border Buxton (CMP) / Scobie (PSNH) 345kV | Scobie Pond 345kV | NH | 37.12 | 1980 | 44 | 850 ACSR 45/7 | OH | N/A | SCHF | 337 | Steel | 51 | 2024 | 2025
PSNH (Eversource) | 394-1-NU | 345 | 394 Border Seabrook (NHT) / NU Border 345kV | 394 NU Border / West Amesbury (NGRID) 345kV | NH | 7.7 | UKN | UKN | 2156 ACSR 84/19 | OH | N/A | SCHF | 61 | Steel | 100 | 2024 | 2025
PSNH (Eversource) | A111 | 115 | Pemigewasset 115kV | Webster NH 115kV | NH | 10.58 | 1953 | 71 | 1272 ACSS 54/19 | OH | N/A | SCHF | 119 | Steel | 0 | 2024 | 2025
PSNH (Eversource) | A126 | 115 | Ocean Rd E194 115kV | Brentwood NH 115kV | NH | 15.5424 | 1975 | 49 | 477 ACSR 26/7 | OH | N/A | SCHF | 186 | Steel | 66.7 | 2024 | 2026
PSNH (Eversource) | A152-1 | 115 | Emerald (Keene NH) 115kV | Swanzey Tap 115kV | NH | 4.78 | 1966 | 58 | 1590 ACSR 45/7 | OH | N/A | SCMP | 71 | Wood | 61.8 | 2024 | 2025
PSNH (Eversource) | A152-2A | 115 | Swanzey Tap 115kV | Westport 115kV | NH | 6.98 | See A152-1 | See A152-1 | See A152-1 | OH | N/A | SCMP | 106 | Wood | See A152-1 | 2024 | 2025
PSNH (Eversource) | A152-2B | 115 | Westport 115kV | Chestnut Hill (NH) 115kV | NH | 5.21 | See A152-1 | See A152-1 | See A152-1 | OH | N/A | SCMP | 66 | Wood | See A152-1 | 2024 | 2025
PSNH (Eversource) | A164 | 115 | Weare 115kV | Jackman 115kV | NH | 15.51 | 2008 | 16 | 1590 ACSR 45/7 | OH | N/A | SCMP | 187 | Wood | 91.4 | 2023 | 2025
PSNH (Eversource) | A184 | 115 | Scobie | Pulpit Rock | NH | 6.27 | 2015 | 9 | 1272 ACSS 45/7 | OH | N/A | SCMP | 74 | Steel | 100 | 2024 | 2025
PSNH (Eversource) | A253-NU | 230 | Merrimack 230kV | A253 Border Merrimack (PSNH) / Dunbarton Tap (NEP) 230kV | NH | 8.46 | 1966 | 58 | 795 ACSR 36/1 | OH | N/A | SCHF | 107 | Steel | 67.3 | 2023
PSNH (Eversource) | B112-1 | 115 | Tamworth F190 Tap 115kV | Beebe River 115kV | NH | 22.53 | 1956 | 68 | 336 ACSR 26/7 | OH | N/A | SCHF | 270 | Wood | 95.2 | 2023 | 2025
PSNH (Eversource) | B112-2 | 115 | Tamworth F190 Tap 115kV | White Lake 115kV | NH | 0.3 | 1966 | 58 | 336 ACSR 26/7 | OH | N/A | SCHF | 3 | Wood | 100 | 2023 | 2025
PSNH (Eversource) | B143 | 115 | Greggs 115kV | Reeds Ferry 115kV | NH | 11.14 | 1966 | 58 | 795 ACSR 26/7 | OH | N/A | SCHF | 154 | Wood | 83.8 | 2024 | 2025
PSNH (Eversource) | B154 | 115 | Eagle | Eagle | NH | 0.07 | 2016 | 8 | 1590 ACSR 45/7 | OH | N/A | SCMP | 1 | Steel | 100 | 2024 | 2025
PSNH (Eversource) | B172 | 115 | B172 Tap 115kV | Pulpit Rock | NH | 6.24 | 2012 | 12 | 336.4 ACSR | OH | N/A | SCHF | 71 | Wood | 76.8 | 2024 | 2025
PSNH (Eversource) | C-129 | 115 | Deerfield NH 115kV | Eastport NH 115kV | NH | 20.22 | 1950 | 74 | 795 ACSR 36/1 | OH | N/A | SCHF | 154 | Wood | 83.8 | 2024 | 2025
PSNH (Eversource) | C189 | 115 | Farmwood, NH 115kV | Curtisville | NH | 4.28 | 2007 | 17 | 1590 ACSR 45/7 | OH | N/A | SCLA | 53 | Steel | 86.8 | 2024 | 2025
PSNH (Eversource) | C196 | 115 | Merrimack Bus 2 115kV | Greggs 115kV | NH | 10.75 | 1968 | 56 | 795 ACSR 36/1 | OH | N/A | SCHF | 143 | Steel | 96.5 | 2024 | 2025
PSNH (Eversource) | D108 | 115 | North Keene | Emerald (Keene NH) 115kV | NH | 15.12 | 1954 | 70 | 336 ACSR 26/7 | OH | N/A | SCHF | 22 | Wood | 95.5 | 2024
PSNH (Eversource) | D118 | 115 | Deerfield NH 115kV | Pine Hill 115kV | NH | 11.31 | 1954 | 70 | 1272 ACSS 45/7 | OH | N/A | SCMP | 168 | Steel | 0 | 2024 | 2025
PSNH (Eversource) | D121 | 115 | Merrimack Bus 1 115kV | Eddy 115kV | NH | 11.3 | 1957 | 67 | 795 ACSR 36/1 | OH | N/A | SCHF | 153 | Wood | 92.2 | 2024 | 2025
PSNH (Eversource) | E115-1 | 115 | Huckins Hill 115kV | Ashland NH Tap 115kV | NH | 8.08 | 1953 | 71 | 1272 ACSS 54/19 | OH | N/A | SCHF | 177 | Steel | 0 | 2023 | 2025
PSNH (Eversource) | E115-2 | 115 | Pemigewasset 115kV | Ashland NH Tap 115kV | NH | 5.5 | 1953 | 71 | 1272 ACSS 54/19 | OH | N/A | SCHF | See E115-1 | Steel | 0 | 2023 | 2025
PSNH (Eversource) | E194 | 115 | Schiller 115kV | Ocean Rd E194 115kV | NH | 12.9 | 1952 | 72 | 477 ACSR 26/7 | OH | N/A | SCHF | 71 | Steel | 69 | 2024 | 2025
PSNH (Eversource) | F107 | 115 | Madbury 115kV | Portsmouth 115kV | NH | 10.4551 | 2017 | 7 | 1590 ACSR 45/7 | OH | N/A | DCMP | 145 | Steel | 100 | 2024 | 2025
PSNH (Eversource) | F139 | 115 | Farmwood, NH 115kV | Webster NH 115kV | NH | 14.56 | 1966 | 58 | 795 ACSR 36/1 | OH | N/A | SCHF | 193 | Steel | 75.1 | 2024 | 2026
PSNH (Eversource) | F162 | 115 | Greggs Reactor 115kV | Weare 115kV | NH | 5.03 | 2008 | 16 | 1590 ACSR 45/7 | OH | N/A | SCHF | 64 | Wood | 93.8 | 2024 | 2025
PSNH (Eversource) | G128 | 115 | Madbury 115kV | Eastport NH 115kV | NH | 14.99 | 1978 | 46 | 1272 ACSR 45/7 | OH | N/A | SCMP | 165 | Wood | 51.5 | 2023 | 2025
PSNH (Eversource) | G146 | 115 | Garvins 115kV | Deerfield NH 115kV | NH | 18.14 | 2003 | 21 | 1272 ACSR 45/7 | OH | N/A | SCMP | 185 | Wood | 98.9 | 2024 | 2025
PSNH (Eversource) | H123-1 | 115 | Milford NH H123/W157 Tap 115kV | Eagle NH 115kV | NH | 2.89 | 1966 | 58 | 795 ACSR 36/1 | OH | N/A | SCHF | 41 | Steel | 72.2 | 2024 | 2025
PSNH (Eversource) | H123-2 | 115 | Reeds Ferry 115kV | Milford NH H123/W157 Tap 115kV | NH | 0.97 | 1966 | 58 | 795 ACSR 36/1 | OH | N/A | SCHF | 14 | Steel | 72.2 | 2024 | 2025
PSNH (Eversource) | H137 | 115 | Garvins 115kV | Merrimack Bus 1 115kV | NH | 2.66 | 2013 | 11 | 1272 ACSS 45/7 | OH | N/A | SCMP | 32 | Steel | 96.9 | 2024 | 2025
PSNH (Eversource) | H141-1 | 115 | Pulpit Rock | Peaslee Tap | NH | 4.95 | 1950 | 74 | 336 ACSR 26/7 | OH | N/A | SCHF | 160 | Steel | 82.4 | 2024 | 2026
PSNH (Eversource) | H141-2 | 115 | Peaslee Tap | Great Bay | NH | 14.27 | 1950 | 74 | 336 ACSR 26/7 | OH | N/A | SCHF | 56 | Steel | 82.4 | 2024 | 2026
PSNH (Eversource) | I135N-4 | 115 | Monadnock 115kV | Monadnock Tap 135 115kV (NEP) | NH | 0 | 1963 | 61 | ACSR | OH | N/A | SCHF | 2 | Steel | 2 | 2024 | 2025
PSNH (Eversource) | I158 | 115 | Scobie Pond 115kV | Huse Rd 115kV | NH | 6.11 | 2002 | 22 | 1272 ACSR 45/7 | OH | N/A | SCHF | 81 | Wood | 91.4 | 2024 | 2025
PSNH (Eversource) | J114 | 115 | Rimmon 115kV | Greggs 115kV | NH | 3.76 | 1960 | 64 | 795 ACSR 36/1 | OH | N/A | SCHF | 49 | Steel | 100 | 2024 | 2025
PSNH (Eversource) | J147 | 115 | Peaslee | Peaslee Tap | NH | 5.3 | 1978 | 46 | 795 ACSR 26/7 | OH | N/A | SCMP | 64 | Steel | 45.3 | 2023 | 2025
PSNH (Eversource) | K105 | 115 | North Merrimack 115kV | Greggs 115kV | NH | 10.84 | 2002 | 22 | 1272 ACSR 45/7 | OH | N/A | SCMP | 112 | Wood | 72.3 | 2024 | 2025
PSNH (Eversource) | K165-1 | 115 | Bridge Tap 115kV | Power St 115kV | NH | 1.13 | 1973 | 51 | 1590 ACSR 45/7 | OH | N/A | SCHF | 17 | Steel | 0 | 2024 | 2025
PSNH (Eversource) | K165-2 | 115 | Eagle NH 115kV | Bridge Tap 115kV | NH | 4.57 | 1973 | 51 | 1590 ACSR 45/7 | OH | N/A | SCHF | 52 | Steel | 64.7 | 2024 | 2025
PSNH (Eversource) | K174-NU | 115 | North Rd 115kV | K174 Border Ascutney (VELCO) / North Rd (PSNH) 115kV | NH | 16.16 | 1967 | 57 | 795 ACSR 26/7 | OH | N/A | SCHF | 204 | Wood | 64.7 | 2024 | 2025
PSNH (Eversource) | L163 | 115 | North Keene | Tuttle Hill | NH | 19.3 | 1954 | 70 | 336 ACSR 26/7 | OH | N/A | SCHF | 302 | Wood | 73.8 | 2024 | 2025
PSNH (Eversource) | L175 | 115 | Madbury 115kV | Deerfield NH 115kV | NH | 12.94 | 2009 | 15 | 1590 ACSR 45/7 | OH | N/A | SCMP | 145 | Wood | 71 | 2024 | 2025
PSNH (Eversource) | M108 | 115 | Curtisville | Garvins | NH | 5.51 | 2007 | 17 | 1590 ACSR 45/7 | OH | N/A | SCLA | 63 | Steel | 69.8 | 2024 | 2025
PSNH (Eversource) | M127 | 115 | Webster NH 115kV | North Rd 115kV | NH | 25.77 | 1967 | 57 | 795 ACSR 36/1 | OH | N/A | SCHF | 339 | Wood | 92.6 | 2024 | 2026
PSNH (Eversource) | M164 | 115 | Bedford 115kV | Huse Rd 115kV | NH | 2.12 | 2005 | 19 | 1272 ACSR 45/7 | OH | N/A | SCMP | 46 | Wood | 80.4 | 2024 | 2025
PSNH (Eversource) | M183 | 115 | Cocheco St 115kV | Madbury 115kV | NH | 6.89 | 1971 | 53 | 795 ACSR 36/1 | OH | N/A | SCHF | 91 | Wood | 92.3 | 2024 | 2026
PSNH (Eversource) | N133-1 | 115 | Schiller 115kV | Bolt Hill 115kV | NH | 1.85 | 1967 | 57 | 795 ACSR 36/1 | OH | N/A | SCHF | 15 | Wood | 69.9 | 2024 | 2024
PSNH (Eversource) | N133-2 | 115 | Bolt Hill 115kV | Three Rivers N133/K250 115kV | NH | 4.46 | 1967 | 57 | 795 ACSR 36/1 | OH | N/A | SCHF | 58 | Wood | 69.9 | 2024 | 2024
PSNH (Eversource) | N186-2 | 115 | Chestnut Hill (NH) 115kV | Vernon Rd Tap (N186 PSNH/NGRID Border) 115kV | NH | 1.22 | 1966 | 58 | 795 ACSR 36/1 | OH | N/A | SCHF | 21 | Steel | 47.6 | 2024 | 2025
PSNH (Eversource) | O161 | 115 | Greggs 115kV | Pine Hill 115kV | NH | 6.94 | 1974 | 50 | 795 ACSR 26/7 | OH | N/A | SCMP | 74 | Steel | 20.3 | 2024 | 2025
PSNH (Eversource) | P106 | 115 | Rimmon 115kV | Eddy 115kV | NH | 1.69 | 1960 | 64 | 795 ACSR 36/1 | OH | N/A | SCHF | 23 | Steel | 95.7 | 2024 | 2026
PSNH (Eversource) | P145 | 115 | Oak Hill 115kV | Merrimack Bus 3 115kV | NH | 12.5 | 1966 | 58 | 1272 ACSS 54/19 | OH | N/A | SCHF | 164 | Steel | 98.8 | 2024 | 2025
PSNH (Eversource) | Q166 | 115 | Monadnock 115kV | Fitzwilliam | NH | 2.5 | 2016 | 8 | 1272 ACSS 54/19 | OH | N/A | Custom | 40 | Steel | 2.5 | 2024 | 2025
PSNH (Eversource) | Q171 | 115 | Merrimack Bus 3 115kV | Greggs 115kV | NH | 10.79 | 1966 | 58 | 795 ACSR 36/1 | OH | N/A | SCHF | 140 | Wood | 92.9 | 2024 | 2025
PSNH (Eversource) | Q195-1 | 115 | Q195 Tap 115kV | Whitefield 115kV | NH | 16.13 | 1958 | 66 | 477 ACSR 18/1 | OH | N/A | SCHF | 172 | Steel | 100 | 2024 | 2024
PSNH (Eversource) | Q195-2-NU | 115 | Q195 Tap 115kV | Q195 Border Moore (NEP) / Q-195 Tap (PSNH) 115kV | NH | 0.19 | 1958 | 66 | 477 ACSR 18/1 | OH | N/A | SCHF | See Q195-1 | Steel | 100 | 2024 | 2024
PSNH (Eversource) | Q195-3 | 115 | Littleton NH 115kV | Q195 Tap 115kV | NH | 1.12 | 1958 | 66 | 795 ACSR 26/7 | OH | N/A | SCHF | See Q195-1 | Steel | 100 | 2024 | 2024
PSNH (Eversource) | R169 | 115 | Three Rivers R169/K197 115kV | Cocheco St 115kV | NH | 3 | 2001 | 23 | 1272 ACSR 45/7 | OH | N/A | SCLA | 30 | Steel | 70 | 2024 | 2025
PSNH (Eversource) | R187 | 115 | Mammoth Rd 115kV | Scobie Pond 115kV | NH | 2.88 | 2002 | 22 | 1272 ACSR 45/7 | OH | N/A | SCMP | 32 | Steel | 0 | 2024 | 2025
PSNH (Eversource) | R193-1 | 115 | V103_T | Brentwood NH 115kV | NH | 3.74 | 1975 | 49 | 477 ACSR 26/7 | OH | N/A | SCHF | 47 | Wood | 87 | 2024 | 2025
PSNH (Eversource) | R193-2 | 115 | Scobie Pond 115kV | V103_T | NH | 11.05 | 1975 | 49 | 477 ACSR 26/7 | OH | N/A | SCHF | 130 | Wood | 87 | 2024 | 2025
PSNH (Eversource) | S153 | 115 | Great Bay 115kV | Ocean Rd U181 115kV | NH | 4.62 | 1950 | 74 | 336 ACSR 26/7 | OH | N/A | SCHF | 51 | Wood | 94.1 | 2024 | 2025
PSNH (Eversource) | S188 | 115 | Watts Brook 115kV | Mammoth Rd 115kV | NH | 3.08 | 2002 | 22 | 1272 ACSR 45/7 | OH | N/A | SCHF | 32 | Wood | 59.4 | 2024 | 2026
PSNH (Eversource) | T120 | 115 | Scobie Pond T120 115kV | Scobie Pond 115kV | NH | 0.16 | 2007 | 17 | 1590 ACSR 45/7 | OH | N/A | SCHF | 4 | Wood | 100 | 2024 | 2025
PSNH (Eversource) | T155 | 115 | North Merrimack 115kV | Watts Brook 115kV | NH | 1.9 | 2002 | 22 | 1272 ACSR 45/7 | OH | N/A | SCMP | 20 | Steel | 90 | 2024 | 2025
PSNH (Eversource) | T198 | 115 | Emerald (Keene NH) 115kV | Monadnock 115kV | NH | 11.16 | 1962 | 62 | 477 ACSR 18/1 | OH | N/A | SCHF | 153 | Wood | 56.9 | 2024 | 2025
PSNH (Eversource) | T30 | 115 | Scobie Pond T30 115kV | Scobie Pond 115kV | NH | 0.1 | 2008 | 16 | 1272 ACSR 45/7 | OH | N/A | SCHF | 3 | Steel | 100 | 2024 | 2025
PSNH (Eversource) | T90 | 115 | Scobie Pond T90 115kV | Scobie Pond 115kV | NH | 0.15 | 2006 | 18 | 1272 ACSR 45/7 | OH | N/A | SCHF | 4 | Steel | 100 | 2024 | 2025
PSNH (Eversource) | U181-1 | 115 | Schiller 115kV | Mill Pond Tap 115kV | NH | 2.95 | 1950 | 74 | 336 ACSR 26/7 | OH | N/A | SCHF | 34 | Steel | 71.6 | 2024 | 2025
PSNH (Eversource) | U181-2 | 115 | Mill Pond Tap 115kV | Ocean Rd U181 115kV | NH | 2.62 | 1950 | 74 | 336 ACSR 36/1 | OH | N/A | SCHF | 33 | Steel | 6 | 2024 | 2025
PSNH (Eversource) | U199 | 115 | Littleton NH 115kV | Streeter Pond 115kV | NH | 9.72 | 1971 | 53 | 795 ACSR 36/1 | OH | N/A | SCHF | 113 | Wood | 88.5 | 2024 | 2026
PSNH (Eversource) | V103 | 115 | Peaslee | V103_T | NH | 5.27 | 1960 | 64 | 1272 ACSS 45/7 | OH | N/A | SCMP | 55 | Steel | 5.5 | 2024 | 2024
PSNH (Eversource) | V182 | 115 | Farmwood, NH 115kV | Webster NH 115kV | NH | 14.45 | 2007 | 17 | 1590 ACSR 45/7 | OH | N/A | SCLA | 162 | Wood | 91.4 | 2023 | 2025
PSNH (Eversource) | V191 | 115 | North Merrimack 115kV | Bedford 115kV | NH | 3.37 | 2005 | 19 | 1272 ACSR 45/7 | OH | N/A | SCMP | 60 | Steel | 3.3 | 2024 | 2025
PSNH (Eversource) | W144 | 115 | Scobie | Huse Rd 115kV | NH | 6.17 | 1975 | 49 | 1272 ACSS 45/7 | OH | N/A | SCMP | 79 | Steel | 0 | 2024 | 2025
PSNH (Eversource) | X104 | 115 | Tuttle Hill | Jackman 115kV | NH | 5.3 | 1954 | 70 | 1590 ACSR 45/7 | OH | N/A | SCHF | 66 | Wood | 16.7 | 2024 | 2026
PSNH (Eversource) | X116 | 115 | Power St 115kV | Scobie Pond 115kV | NH | 11.08 | 2007 | 17 | 1590 ACSR 45/7 | OH | N/A | SCMP | 144 | Steel | 60.4 | 2024 | 2025
PSNH (Eversource) | X178-1 | 115 | North Woodstock 115kV | Beebe River 115kV | NH | 14.12 | 1969 | 55 | 795 ACSR 36/1 | OH | N/A | SCHF | 175 | Wood | 96.8 | 2024 | 2025
PSNH (Eversource) | X178-2 | 115 | Streeter Pond 115kV | North Woodstock 115kV | NH | 20.91 | 1969 | 55 | 795 ACSR 36/1 | OH | N/A | SCHF | 232 | Wood |  | 2024 | 2025
PSNH (Eversource) | X178-3 | 115 | Whitefield 115kV | Streeter Pond 115kV | NH | 14.1 | 1969 | 55 | 795 ACSR 36/1 | OH | N/A | SCHF | 187 | Wood |  | 2024 | 2025
PSNH (Eversource) | Y-138 | 115 | White Lake 115kV | Saco Valley PS 115kV | NH | 13.9 | 1993 | 31 | 795 ACSR 26/7 | OH | N/A | SCHF | 130 | Wood | 63.8 | 2024 | 2026
PSNH (Eversource) | Y151N-NU | 115 | Power St 115kV | Y-151 Border Pelham (NEP) / Power St (PSNH) 115kV | NH | 3.69 | 2016 | 8 | 1590 ACSS 54/19 | OH | N/A | SCHF | 42 | Steel | 100 | 2024 | 2025
PSNH (Eversource) | Z119 | 115 | Power St 115kV | Scobie Pond 115kV | NH | 11.11 | 2008 | 16 | 1590 ACSR 45/7 | OH | N/A | SCMP | 143 | Steel | 55.2 | 2024 | 2024
PSNH (Eversource) | Z156 | 115 | Portsmouth 115kV | Schiller 115kV | NH | 0.19 | 2015 | 9 | 1590 ACSR 45/7 | OH | N/A | SCHF | 3 | Steel | 100 | 2026 | 2025
PSNH (Eversource) | Z180 | 115 | Huckins Hill 115kV | Beebe River 115kV | NH | 3.39 | 1953 | 71 | 1272 ACSS 54/19 | OH | N/A | SCHF | 38 | Steel | 3 | 2023 | 2025
Rhode Island Energy | 315 | 345 | West Farnum | MA/RI State Border (1) | RI | 8.21 | 1967 | 57 | 2-1204.5 ACAR | OH | N/A | SCHF | 74 | Steel | 0 | 2018 | 2030(3)
Rhode Island Energy | 328 | 345 | Sherman Road | West Farnum | RI | 9.2 | 1963 | 61 | 2-1590 ACSR | OH | N/A | SCHF | 77 | Steel | 3 | 2021 | 2026(3)
Rhode Island Energy | 332 | 345 | West Farnum | Kent County | RI | 21.4 | 1963 | 61 | 2-954 ACSR | OH | N/A | SCHF | 231 | Natural Wood | 89 | 2023 | 2028
Rhode Island Energy | 341 | 345 | West Farnum | CT/RI State Border (1) | RI | 17.69 | 1990 | 34 | 2-1590 ACSR | OH | N/A | SCHF | 141 | Steel | 100 | 2017 | 2026(3)
Rhode Island Energy | 347 | 345 | Sherman Road | Killingly | RI | 8.6 | 1970 | 54 | 2-1204.5 ACAR | OH | N/A | SCHF | 67 | Natural Wood | 91 | 2023 | 2027
Rhode Island Energy | 359 | 345 | West Farnum | Kent County | RI | 21.4 | 1979 | 45 | 2-954 ACSR | OH | N/A | SCMP | 230 | Steel | 0.8 | 2017 | 2025(3)
Rhode Island Energy | 366 | 345 | West Farnum | MA/RI State Border (1) | RI | 4.89 | 1979 | 45 | 2-1590 ACSR | OH | N/A | SCHF | 50 | Steel | 100 | 2021 | 2026(3)
Rhode Island Energy | 1870 | 115 | Wood River | Kenyon | RI | 3.9 | 1969 | 55 | 1113 ACSR | OH | N/A | SCHF | 48 | Natural Wood | 98 | 2021 | 2025(3)
Rhode Island Energy | 3361 | 345 | Sherman Road | MA/RI State Border (1) | RI | 0.19 | 1970 | 54 | 2-1590 ACSR | OH | N/A | SCMP | 2 | Steel | 0 | 2017 | 2026(3)
Rhode Island Energy | V-148S | 115 | Washington | MA/RI State Border (1) | RI | 4.8 | 1957 | 67 | 1113 ACSR | OH | N/A | SCHF | 65 | Steel | 0 | 2020 | 2025(3)
Rhode Island Energy | 1870N | 115 | Kenyon | West Kingston | RI | 4.3 | 1969 | 55 | 1113 ACSR | OH | N/A | SCHF | 56 | Natural Wood | 96 | 2021 | 2025(3)
Rhode Island Energy | 1870S | 115 | Wood River | CT/RI State Border (1) | RI | 17.21 | 1966 | 58 | 795 AAC | OH | N/A | SCHF | 85 | Natural Wood | 98 | 2023 | 2026
Rhode Island Energy | E-105 | 115 | Manchester Street | Hartford Avenue | RI | 6.8 | 1994 | 30 | 2750 CU | UG | Pipe-type | N/A | 0 | N/A | N/A | 2017 | 2030
Rhode Island Energy | E-183W | 115 | Wampanoag | Franklin Square | RI | 6.2 | 1966 | 58 | 2-1113 AAC | OH | N/A | SCMP | 45 | Steel | 100 | 2023 | 2026
Rhode Island Energy | F-106 | 115 | Manchester Street | Hartford Avenue | RI | 6.8 | 1994 | 30 | 2750 CU | UG | Pipe-type | N/A | 0 | N/A | N/A | 2017 | 2030
Rhode Island Energy | G-185N | 115 | Drumrock | Kent County | RI | 1 | 2024 | 0 | 2-795 ACSR | OH | N/A | SCHF | 15 | Steel | 0 | 2024 | 2030*
Rhode Island Energy | G-185S | 115 | Kent County | West Kingston | RI | 17.7 | 2007 | 17 | 795 ACSR | OH | N/A | SCMP | 173 | Steel | 0 | 2024 | 2027(3)
Rhode Island Energy | H17 | 115 | Riverside | West Farnum | RI | 5.5 | 1963 | 61 | 795 ACSR | OH | N/A | SCHF | 74 | Natural Wood | 76 | 2018 | 2028
Rhode Island Energy | J16 | 115 | Riverside | Highland Park | RI | 2.3 | 1923 | 101 | 465.4 AAAC | OH | N/A | SCLA | 25 | Steel | 1 | 2018 | 2026(3)
Rhode Island Energy | J16S | 115 | Highland Park | Staples | RI | 1.7 | 1923 | 101 | 465.4 AAAC | OH | N/A | SCLA | 16 | Steel | 63 | 2024 | 2026(3)
Rhode Island Energy | K-189 | 115 | Drumrock | Kent County | RI | 1 | 2024 | 0 | 2-954 ACSR | OH | N/A | SCMP | 13 | Steel | 0 | 2024 | 2030*
Rhode Island Energy | L-190 | 115 | Kent County | West Kingston | RI | 18.7 | 1966 | 58 | 795 ACSS | OH | N/A | SCHF | 225 | Steel | 18 | 2024 | 2027(3)
Rhode Island Energy | P11 | 115 | Valley | MA/RI State Border (1) | RI | 0.38 | 1923 | 101 | 336.4 ACSR | OH | N/A | SCLA | 3 | Steel | 100 | 2018 | 2026(3)
Rhode Island Energy | P11 | 115 | Pawtucket | MA/RI State Border (1) | RI | 2.8 | 1923 | 101 | 336.4 ACSR | OH | N/A | SCLA | 26 | Steel | 100 | 2018 | 2026(3)
Rhode Island Energy | Q10 | 115 | Staples | MA/RI State Border (1) | RI | 5.2 | 1923 | 101 | 465.4 AAAC | OH | N/A | SCLA | 42 | Steel | 100 | 2021 | 2028
Rhode Island Energy | Q-143 | 115 | Woonsocket | MA/RI State Border (1) | RI | 4.1 | 1946 | 78 | 795 ACSR | OH | N/A | SCHF | 56 | Natural Wood | 95 | 2023 | 2026
Rhode Island Energy | R-144N | 115 | Woonsocket | MA/RI State Border (1) | RI | 4.1 | 1946 | 78 | 795 ACSR | OH | N/A | SCLA | 42 | Steel | 93 | 2023 | 2026
Rhode Island Energy | R9 | 115 | Riverside | MA/RI State Border (1) | RI | 9.4 | 1923 | 101 | 465.4 AAAC | OH | N/A | SCLA | 24 | Steel | 88 | 2018 | 2028
Rhode Island Energy | S-171 | 115 | Hartford Avenue | Ridgewood | RI | 2.6 | 1974 | 50 | 1590 ACSR | OH | N/A | SCMP | 34 | Steel | 6 | 2024 | 2027(3)
Rhode Island Energy | S-171 | 115 | FPL RISE (2) |  | RI | 0.03 | 1962 | 62 | 2-795 ACSS | OH | N/A | SCMP | 4 | Steel | 0 | 2024 | 2027(3)
Rhode Island Energy | S-171N | 115 | Woonsocket | West Farnum | RI | 1.28 | 1955 | 69 | 1590 ACSR | OH | N/A | SCMP | 19 | Steel | 17 | 2024 | 2029(3)
Rhode Island Energy | S-171N | 115 | West Farnum | Hartford Avenue | RI | 10.4 | 1955 | 69 | 1590 ACSR | OH | N/A | SCMP | 114 | Steel | 17 | 2024 | 2029(3)
Rhode Island Energy | S-171S | 115 | Ridgewood | Drumrock | RI | 8.9 | 1955 | 69 | 1590 ACSR | OH | N/A | SCMP | 99 | Steel | 5 | 2024 | 2027(3)
Rhode Island Energy | T-172N | 115 | Woonsocket | West Farnum | RI | 1.28 | 1962 | 62 | 1590 ACSR | OH | N/A | SCMP | 19 | Steel | 17 | 2024 | 2029(3)
Rhode Island Energy | T-172N | 115 | West Farnum | Hartford Avenue | RI | 10.4 | 1962 | 62 | 1590 ACSR | OH | N/A | SCMP | 113 | Steel | 17 | 2024 | 2029(3)
Rhode Island Energy | T-172S | 115 | Hartford Avenue | Drumrock | RI | 10.7 | 1962 | 62 | 1590 ACSR | OH | N/A | SCMP | 124 | Steel | 6 | 2024 | 2027(3)
Rhode Island Energy | T-172S | 115 | FPL RISE (2) |  | RI | 0.03 | 1962 | 62 | 2-795 ACSS | OH | N/A | SCMP | 4 | Steel | 0 | 2024 | 2027(3)
Rhode Island Energy | T7 | 115 | Pawtucket | MA/RI State Border (1) | RI | 2.62 | 1950 | 74 | 1590 ACSR | OH | N/A | SCLA | 25 | Steel | 76 | 2021 | 2026(3)
Rhode Island Energy | V-148N | 115 | Woonsocket | Washington | RI | 4.5 | 1966 | 58 | 1113 ACSR | OH | N/A | SCLA | 44 | Steel | 82 | 2020 | 2028
Rhode Island Energy | X3N | 115 | Pawtucket | MA/RI State Border (1) | RI | 2.69 | 1923 | 101 | 1590 ACSR | OH | N/A | SCLA | 24 | Steel | 71 | 2018 | 2026(3)
UI (Avangrid) | 1130 | 115 | PEQUONNOCK 8J | 1130 Border Compo (NU)/Pequonnock (UI) 115kV | CT | 6.788 | 1994 | 30 | 1590 KCM ACSR | OH | N/A | SCMP | 130 | Steel | 82 | 2022 | 2027
UI (Avangrid) | 1222 | 115 | Hawthorn 10H | OLD TOWN 3N | CT | 0 | 1953 | 71 | Terminal Equipment | OH | N/A | N/A | 0 | N/A | N/A | 2024 | 2025
UI (Avangrid) | 1241 | 115 | TRAP FALLS 16F | POOTATUCK 5D | CT | 0 | 2015 | 9 | 1272 kCM ACSR/1590 kCM SSAC | OH | N/A | SCMP | 1 | Steel | 100 | 2022 | 2027
UI (Avangrid) | 1430 | 115 | ASH CREEK 7C | 1430 Border Sasco Creek (NU)/Ash Creek (UI) 115kV | CT | 4.049 | 1994 | 30 | 1590 KCM ACSR | OH | N/A | SCMP | 77 | Steel | 84 | 2022 | 2027
UI (Avangrid) | 1460 | 115 | EAST SHORE 9G | 1460 Border Branford (NU) / East Shore (UI) 115kV | CT | 3.02 | 1975 | 49 | 1272 KCM ACSR | OH | N/A | SCMP | 41 | Steel | 100 | 2022 | 2027
UI (Avangrid) | 1545 | 115 | TRAP FALLS 16F | 1545 Border Devon (NU) / Trapfalls (UI) 115kV | CT | 0 | 1962 | 62 | 1272KCM ACSR | OH | N/A | N/A | 0 | N/A | N/A | 2022 | 2027
UI (Avangrid) | 1594 | 115 | ANSONIA 6R | INDIAN WELL 47P | CT | 2.48 | 1967 | 57 | 4/0 AWG CU | OH | N/A | SCMP | 21 | Steel | 100 | 2022 | 2027
UI (Avangrid) | 1655 | 115 | NORTH HAVEN 10A | 1655 Border Branford (NU) / North Haven (UI) 115kV | CT | 1.67 | 1973 | 51 | 1272 KCM ACSR | OH | N/A | SCMP | 17 | Steel | 100 | 2022 | 2027
UI (Avangrid) | 1685 | 115 | JUNE STREET 1P | PEASE RD. JCT (NU/UI BORDER) | CT | 0.77 | 1967 | 57 | 1272 KCM ACSR | OH | N/A | SCMP | 10 | Steel | 100 | 2022 | 2027
UI (Avangrid) | 1697 | 115 | PEQUONNOCK 8J | TRUMBULL 45P | CT | 5.18 | 1960 | 64 | 1750 KCM ACSR/795 KCM ACSR | OH/UG | Pipe-type | SCMP | 32 | Steel | 100 | 2022/2021 | 2027/2026
UI (Avangrid) | 1710 | 115 | OLD TOWN 3N | OLD TOWN (UI)/TRUMBULL JUNCTION(NU) BORDER | CT | 0 | 1960 | 64 | 795 KCM ACSR* | OH | N/A |  | 1* | Steel | 0 | 2022 | 2027
UI (Avangrid) | 1720 | 115 | Hawthorn 10H | 1720 Border Norwalk (NU) / Hawthorn (UI) 115kV | CT | 0 | 1953 | 71 | 1272 KCM ACSR | OH | N/A | N/A | 0 | N/A | N/A | 2022 | 2027
UI (Avangrid) | 1780 | 115 | DEVON TIE 16P | 1780 Border Devon (NU)/Devon Tie (UI) 115kV | CT | 0.06 | 1995 | 29 | 1590 KCM ACSR | OH | N/A | SCMP | 2 | Steel | 100 | 2022 | 2027
UI (Avangrid) | 1790 | 115 | DEVON TIE 16P | 1790 Border Devon RR Tap (NU) / Devon Tie (UI) 115kV | CT | 0.06 | 1965 | 59 | 1590 KCM ACSR | OH | N/A | N/A | 0 | N/A | N/A | 2022 | 2027
UI (Avangrid) | 3165 | 345 | SINGER 34C | 3165 Border East Devon (NU) / Singer (UI) 345kV | CT | 5.6 | 2009 | 15 | 3000 kCM XLPE | UG | Solid dielectric | N/A | 0 | N/A | N/A | 2022 | 2025
UI (Avangrid) | 3280 | 345 | SINGER 34C | 3280 Border Norwalk (NU) / Singer (UI) 345kV | CT | 0 | 2008 | 16 | Terminal Equipment | OH | N/A | N/A | 0 | N/A | N/A | 2024 | 2025
UI (Avangrid) | 3619 | 345 | SINGER 34C | 3619 Border East Devon (NU) / Singer (UI) 345kV | CT | 5.6 | 2009 | 15 | 3000 kCM XLPE | UG | Solid dielectric | N/A | 0 | N/A | N/A | 2022 | 2025
UI (Avangrid) | 3921 | 345 | SINGER 34C | 3921 Border Norwalk (NU) / Singer (UI) 345kV | CT | 0 | 2008 | 16 | Terminal Equipment | OH | N/A | N/A | 0 | N/A | N/A | 2024 | 2025
UI (Avangrid) | 8100 | 115 | EAST SHORE 9G | GRAND AVENUE 7G | CT | 1.571 | 1981 | 43 | 2-1590 KCM ACSR, 4000A GIL | OH | N/A | SCMP | 15 | Steel | 47 | 2022 | 2027
UI (Avangrid) | 8200 | 115 | EAST SHORE 9G | GRAND AVENUE 7G | CT | 1.529 | 1981 | 43 | 2-1590 KCM ACSR, 4000A GIL | OH | N/A | SCMP | 14 | Steel | 100 | 2022 | 2027
UI (Avangrid) | 8300 | 115 | GRAND AVENUE 7G | QUINNIPIAC 3Q | CT | 2.337 | 1971 | 53 | 1272 KCM ACSR | OH | N/A | SCMP | 40 | Steel | 60 | 2022 | 2027
UI (Avangrid) | 8301 | 115 | GRAND AVENUE 7G | MILL RIVER 38M | CT | 0.02 |  |  | 4000A Gas Insulated Copper | OH | N/A | N/A | 0 | N/A | N/A | 2022 | 2027
UI (Avangrid) | 8400 | 115 | GRAND AVENUE 7G | SACKETT 28B | CT | 4.296 | 1982 | 42 | 1272 KCM ACSR, 4000A GIL | OH | N/A | SCMP | 69 | Steel | 96 | 2022 | 2027
UI (Avangrid) | 8500 | 115 | GRAND AVENUE 7G | WATER STREET 12W | CT | 1.459 | 1969 | 55 | 2250KCM CU LPOF, 4000A GIL | UG | Self Contained Fluid Filled | N/A | 0 | N/A | N/A | 2024 | 2026
UI (Avangrid) | 8600 | 115 | NORTH HAVEN 10A | QUINNIPIAC 3Q | CT | 8.05 | 1973 | 51 | 1272 KCM ACSR | OH | N/A | SCMP | 99 | Steel | 97 | 2022 | 2027
UI (Avangrid) | 8700 | 115 | WATER STREET 12W | UNION AVE 40F | CT | 0.225 | 1969 | 55 | 2250KCM CU LPOF, 4000A GIL | UG | Self Contained Fluid Filled | N/A | 0 | N/A | N/A | 2023 | 2025
UI (Avangrid) | 8702 | 115 | UNION AVE 40F | WEST RIVER 10W | CT | 1.317 | 1969 | 55 | 2250KCM CU LPOF | UG | Self Contained Fluid Filled | N/A | 0 | N/A | N/A | 2023 | 2025
UI (Avangrid) | 9500 | 115 | BROADWAY 36B | WATER STREET 12W | CT | 1.577 | 1990 | 34 | 1500 KCM HPGF | UG | Pipe-type | N/A | 0 | N/A | N/A | 2021 | 2026
UI (Avangrid) | 9502 | 115 | BROADWAY 36B | MILL RIVER 38M | CT | 1.696 | 1990 | 34 | 1500 KCM HPGF | UG | Pipe-type | N/A | 0 | N/A | N/A | 2021 | 2026
UI (Avangrid) | 9550 | 115 | GRAND AVENUE 7G | MILL RIVER 38M | CT | 0.0696 |  |  | 4000A Gas Insulated Copper, 1590 ACSR | OH | N/A | SCMP | 2 | Steel | 0 | 2022 | 2027
UI (Avangrid) | 84004 | 115 | MIX AVENUE 32K | SACKETT 28B | CT | 2.319 | 1959 | 65 | 1250 KCM CU | UG | Pipe-type | N/A | 0 | N/A | N/A | 2021 | 2026
UI (Avangrid) | 1241-1 | 115 | TRAP FALLS 16F | TRAP FALLS 16F UI border/CL&P border | CT | 0 |  |  | 1272 kCM ACSR | OH | N/A | N/A | 0 | N/A | N/A | 2022 | 2027
UI (Avangrid) | 1241-2 | 115 | POOTATUCK 5D | POOTATUCK 5D UI border/CL&P border | CT | 0 |  |  | 1590 kCM SSAC | OH | N/A | N/A | 0 | N/A | N/A | 2022 | 2027
UI (Avangrid) | 1483-1 | 115 | 1483 - Border Pootatuck-Shelton (UI) / Devon (NU) 115KV | POOTATUCK 5D | CT | 0 | 1962 | 62 | 1590 kCM ACSS | OH | N/A | N/A | 0 | N/A | N/A | 2022 | 2027
UI (Avangrid) | 1560-1 | 115 | ANSONIA 6R | DERBY JUNCTION | CT | 3.92 | 1967 | 57 | 795 ACSR | OH | N/A | SCLA | 31* | Steel | 100 | 2022 | 2027
UI (Avangrid) | 1560-2 | 115 | POOTATUCK 5D | DERBY JUNCTION | CT | 0 | 1993 | 31 | 1590 kCM SSAC | OH | N/A | SCLA | 1* | Steel | 100 | 2022 | 2027
UI (Avangrid) | 1610-2 | 115 | MIX AVENUE 32K | GLEN LAKE JUNCTION (NU OWNED) | CT | 2.871 | 1967 | 57 | 556 KCM ACSR | OH | N/A | SCHF | 27 | Natural Wood | 56 | 2022 | 2027
UI (Avangrid) | 1610-3 | 115 | JUNE STREET 1P | GLEN LAKE JUNCTION (NU OWNED) | CT | 0.77 | 1967 | 57 | 1272 KCM ACSR | OH | N/A | SCMP | 9 | Steel | 100 | 2022 | 2027
UI (Avangrid) | 1630-3 | 115 | NORTH HAVEN 10A | WALREC TAP 42R | CT | 1.67 | 1971 | 53 | 1272 KCM ACSR | OH | N/A | SCMP | 16 | Steel | 100 | 2022 | 2027
UI (Avangrid) | 1710-1 | 115 | PEQUONNOCK 8J | TRUMBULL JUNCTION | CT | 5.16 | 1960 | 64 | 795 KCM ACSR/1750 KCM CU | OH/UG | Pipe-type | SCLA | 31 | Steel | 100 | 2022/2021 | 2027/2026
UI (Avangrid) | 1714-1 | 115 | TRUMBULL 45P | Trumbull Jct (NU/UI Border) | CT | 0.02215 | 2008 | 16 | 1590 kCM ACSR | OH | N/A |  | 1 | Steel | 100 | 2022 | 2027
UI (Avangrid) | 1730-1 | 115 | TRUMBULL 45P | Trumbull Jct (NU/UI Border) | CT | 0.02083 | 2008 | 16 | 1590 kCM ACSR | OH | N/A |  | 1 | Steel | 100 | 2022 | 2027
UI (Avangrid) | 1808-2 | 115 | Derby_J / Derby Tap 2 (NU/UI Border) 115KV | Indian 115KV | CT | 1.44 | 1967 | 57 | 4/0 AWG CU | OH | N/A |  | 10 | Steel | 17 | 2022 | 2027
UI (Avangrid) | 1808-3 | 115 | Pootatuck-Shelton (UI) / Derby Jct (NU) 115KV | Derby_J / Derby Tap 2 (NU/UI Border) 115KV | CT | 0 | 1967 | 57 | 1590 kCM ACSS | OH | N/A |  | 2 | Steel | 100 | 2022 | 2027
UI (Avangrid) | 1955 - 1 | 115 | PEQUONNOCK 8J | SINGER 34C | CT | 0.432 |  |  | 3500 kCM XLPE | UG | Solid dielectric | N/A | 0 | N/A | N/A | 2022 | 2025
UI (Avangrid) | 3216-2 | 345 | Granby | North Bloomfield | CT | 3.81 | 2012 | 12 | 2-1590 ACSS | OH | N/A |  | 31 | Steel | 100 | 2022 | 2027
UI (Avangrid) | 3642-2 | 345 | Manchester | North Bloomfield | CT | 1.1 | 2012 | 12 | 2-1590 ACSS | OH | N/A | SCMP | 12 | Steel | 100 | 2022 | 2027
UI (Avangrid) | 387-2 | 345 | EAST SHORE 9G | HALVARSSON TAP | CT | 0.2 | 1975 | 49 | 2x954 KCM ACSR | OH | N/A | SCMP | 10 | Steel | 100 | 2022 | 2027
UI (Avangrid) | 387-3 | 345 | Halvarsson Tap | TOTOKET JCT (NU Owned) | CT | 5.96 | 1975 | 49 | 2x954 KCM ACSR | OH | N/A | SCMP | 40 | Steel | 100 | 2022 | 2027
UI (Avangrid) | 387-4 | 345 | Halvarsson 14P | Halvarsson Tap | CT | 0.11 | 1975 | 49 | 2x954 KCM ACSR | OH | N/A | SCMP | 10 | Steel | 100 | 2022 | 2027
UI (Avangrid) | 88003A | 115 | GRAND AVENUE 7G | WEST RIVER 10W | CT | 2.809 | 1992 | 32 | 2500KCM CU HPFF, 4000A GIL | UG | Pipe-type | N/A | 0 | N/A | N/A | 2021 | 2026
UI (Avangrid) | 88003A-2 | 115 | ELMWEST 18M | WEST RIVER 10W | CT | 1.286 | 1992 | 32 | 1590 kcmil 45/7 ACSS | OH | N/A | Catenary | 49* | Steel | 78 | 2022 | 2027
UI (Avangrid) | 88003A-3 | 115 | ALLINGS CROSSING 43E | ELMWEST 18M | CT | 1.158 | 1992 | 32 | 1272 KCM SSAC | OH | N/A | Catenary | *Portion of 88003A str cnt | Steel | 78 | 2022 | 2027
UI (Avangrid) | 88005A-1 | 115 | MILVON 30H | WOODMONT 29Y | CT | 3.996 | 1995 | 29 | 1272 KCM SSAC | OH | N/A | Catenary | 102* | Steel | 98 | 2022 | 2027
UI (Avangrid) | 88005A-2 | 115 | DEVON TIE 16P | MILVON 30H | CT | 1.373 | 1995 | 29 | 1590 ACSS | OH | N/A | SCMP | *Portion of 8805A1 str cnt | Steel | * | 2022 | 2027
UI (Avangrid) | 88006A-1 | 115 | BARNUM 35H | DEVON TIE 16P | CT | 1.2593 | 1986 | 38 | 1590 KCM ACSS | OH | N/A | SCMP | 26 | Steel | 2 | 2022 | 2027
UI (Avangrid) | 88006A-2 | 115 | BAIRD 11L | BARNUM 35H | CT | 1.2964 | 1986 | 38 | 1590 kCM ACSR | OH | N/A | SCMP | 21 | Steel | 2 | 2022 | 2027
UI (Avangrid) | 8804A | 115 | ALLINGS CROSSING 43E | WOODMONT 29Y | CT | 2.822 | 1993 | 31 | 1272 KCM SSAC | OH | N/A | SCMP | 57 | Steel | 100 | 2022 | 2027
UI (Avangrid) | 8809A-1 | 115 | BAIRD 11L | CONGRESS STREET 2C | CT | 2.356 | 1995 | 29 | 1590 kCM SSAC | OH | N/A | SCMP | 58 | Steel | 21 | 2022 | 2027
UI (Avangrid) | 8809A-2 | 115 | CONGRESS STREET 2C | PEQUONNOCK 8J | CT | 0.815 | 1995 | 29 | 1590 KCM ACSR | OH | N/A | SCMP | 10 | Steel | 0 | 2022 | 2027
UI (Avangrid) | 89003B | 115 | GRAND AVENUE 7G | WEST RIVER 10W | CT | 2.802 | 1992 | 32 | 2500KCM CU HPFF, 4000A GIL | UG | Pipe-type | N/A | 0 | N/A | N/A | 2021 | 2026
UI (Avangrid) | 89003B-2 | 115 | ELMWEST 18M | WEST RIVER 10W | CT | 1.282 | 1992 | 32 | 1590 KCM 45/7 | OH | N/A | SCMP | 25 | Steel | 0 | 2022 | 2027
UI (Avangrid) | 89003B-3 | 115 | ALLINGS CROSSING 43E | ELMWEST 18M | CT | 1.158 | 1992 | 32 | 1272 KCM SSAC | OH | N/A | SCMP | 22 | Steel | 0 | 2022 | 2027
UI (Avangrid) | 89005B-1 | 115 | MILVON 30H | WOODMONT 29Y | CT | 3.996 | 1995 | 29 | 1272KCM SSAC | OH | N/A | SCMP | 76 | Steel | 100 | 2022 | 2027
UI (Avangrid) | 89005B-2 | 115 | DEVON TIE 16P | MILVON 30H | CT | 1.381 | 1995 | 29 | 1590 ACSS | OH | N/A | SCMP | 25 | Steel | 98 | 2022 | 2027
UI (Avangrid) | 89006B-1 | 115 | BARNUM 35H | DEVON TIE 16P | CT | 1.308 | 1986 | 38 | 1590 kCM ACSS + 2156 kCM ACSS | OH | N/A | SCMP | 47* | Steel | 9 | 2022 | 2027
UI (Avangrid) | 89006B-2 | 115 | BAIRD 11L | BARNUM 35H | CT | 1.276 | 1986 | 38 | 1590 KCM ACSS | OH | N/A | SCMP | *Portion of 89006B-1 str cnt | Steel | 9 | 2022 | 2027
UI (Avangrid) | 8904B | 115 | ALLINGS CROSSING 43E | WOODMONT 29Y | CT | 2.822 | 1993 | 31 | 1272 KCM SSAC | OH | N/A | SCMP | 56 | Steel | 93 | 2022 | 2027
UI (Avangrid) | 8909B-1 | 115 | BAIRD 11L | CONGRESS STREET 2C | CT | 2.359 | 1995 | 29 | 1590 kCM ACSS | OH | N/A | SCMP | 68* | Steel | 16 | 2022 | 2027
UI (Avangrid) | 8909B-2 | 115 | CONGRESS STREET 2C | PEQUONNOCK 8J | CT | 0.774 | 1995 | 29 | 1590 KCM ACSR | OH | N/A | SCMP | *Portion of 8909B-1 str cnt | Steel | * | 2022 | 2027
UI (Avangrid) | 91001-1 | 115 | PEQUONNOCK 8J | RESCO TAP | CT | 1.21 | 1995 | 29 | 1590 KCM ACSR | OH | N/A | Catenary | 68* | Steel | 79 | 2022 | 2027
UI (Avangrid) | 91001-2 | 115 | ASH CREEK 7C | RESCO TAP | CT | 2.026 | 1995 | 29 | 1590 KCM ACSR | OH | N/A | Catenary | *Portion of 91001-1 str cnt | Steel | * | 2022 | 2027
Versant | 51 | 115 | REBEL HILL SWITCHING | BULL HILL | ME | 15.12 | 2000 | 24 | 795 ACSR | OH | N/A | SCHF | 127 | Natural Wood | 98 | 2023 | 2028
Versant | 52 | 115 | Baseline | EPPING SWITCHING | ME | 4.23 | 1998 | 26 | 795 ACSR | OH | N/A | SCMP | 59 | Natural Wood | 100 | 2023 | 2028
Versant | 54 | 115 | CLIFTON SWITCHING | REBEL HILL | ME | 3.63 | 2005 | 19 | 795 ACSR | OH | N/A | SCHF | 29 | Natural Wood | 7 | 2021 | 2026
Versant | 57 | 115 | BOGGY BROOK | WALTHAM ROAD SWITCHING | ME | 1.01 | 2008 | 16 | 795 ACSR | OH | N/A | SCMP | 11 | Natural Wood | 100 | 2023 | 2028
Versant | 58 | 115 | WALTHAM ROAD SWITCHING | TUNK LAKE | ME | 21.7 | 2011 | 13 | 795 ACSR | OH | N/A | SCMP | 352 | Natural Wood | 100 | 2022 | 2027
Versant | 59 | 115 | TUNK LAKE | COLUMBIA SWITCHING | ME | 21.61 | 2011 | 13 | 795 ACSR | OH | N/A | SCMP | 353 | Natural Wood | 100 | 2023 | 2028
Versant | 59 | 115 | COLUMBIA SWITCHING | EPPING SWITCHING | ME | 3.63 | 2024 | 0 | 795 ACSR | OH | N/A | SCHF | 50 | Steel | 96 | 2024 | 2034
Versant | 60 | 115 | BETTS ROAD SWITCHING | BOGGY BROOK | ME | 20.64 | 1998 | 26 | 795 ACSR | OH | N/A | SCMP | 308 | Natural Wood | 99 | 2019 | 2025
Versant | 64 | 115 | PASSADUMKEAG | ENFIELD SWITCHING | ME | 14.7 | 2012 | 12 | 795 ACSR | OH | N/A | SCHF | 118 | Natural Wood | 100 | 2022 | 2027
Versant | 64 | 115 | KEENE ROAD | ENFIELD SWITCHING | ME | 12.6 | 2012 | 12 | 2-795 ACSR | OH | N/A | SCHF | 95 | Natural Wood | 100 | 2022 | 2027
Versant | 65 | 115 | ORRINGTON | BUCKSPORT/ORRINGTON TOWN LINE | ME | 5.33 | 1965 | 59 | 795 ACSR | OH | N/A | SCHF | 42 | Natural Wood | 48 | 2019 | 2024
Versant | 66 | 115 | CLIFTON SWITCHING | GRAHAM | ME | 10.1 | 2011 | 13 | 795 ACSR | OH | N/A | SCHF | 85 | Natural Wood | 100 | 2021 | 2026
Versant | 67 | 115 | REBEL HILL SWITCHING | BOGGY BROOK | ME | 13.1 | 1965 | 59 | 795 ACSR | OH | N/A | SCHF | 101 | Natural Wood | 24 | 2019 | 2024
Versant | 93 | 115 | BULL HILL | DEBLOIS | ME | 10.95 | 2000 | 24 | 795 ACSR | OH | N/A | SCHF | 92 | Natural Wood | 100 | 2021 | 2026
Versant | 97 | 115 | GRAHAM | PASSADUMKEAG | ME | 16.82 | 2012 | 12 | 2-795 ACSR | OH | N/A | SCHF | 134 | Natural Wood | 100 | 2023 | 2028
Versant | 98 | 115 | Deblois | Baseline | ME | 5.11 | 1998 | 26 | 795 ACSR | OH | N/A | SCMP | 70 | Natural Wood | 100 | 2023 | 2028
Versant | 205 | 115 | ORRINGTON | BETTS ROAD SWITCHING | ME | 5.17 | 1965 | 59 | 795 ACSR | OH | N/A | SCHF | 40 | Natural Wood | 66 | 2019 | 2025
Versant | 205 | 115 | BETTS ROAD SWITCHING | BUCKSPORT/ORRINGTON TOWN LINE | ME | 0.18 | 2012 | 12 | 795 ACSR | OH | N/A | SCHF | 2 | Natural Wood | 100 | 2019 | 2025
Versant | 246 | 115 | ORRINGTON | GRAHAM | ME | 7.23 | 1999 | 25 | 795 ACSR | OH | N/A | SCHF | 103 | Steel | 100 | 2021 | 2026
Versant | 248 | 115 | ORRINGTON | GRAHAM | ME | 7.34 | 1966 | 58 | 795 ACSR | OH | N/A | SCHF | 66 | Natural Wood | 21 | 2019 | 2025
Versant | 249 | 115 | ORRINGTON | GRAHAM | ME | 7.39 | 1966 | 58 | 795 ACSR | OH | N/A | SCHF | 69 | Natural Wood | 23 | 2019 | 2025
Versant | 254 | 115 | ORRINGTON | BUCKSPORT/ORRINGTON TOWN LINE | ME | 5.02 | 2013 | 11 | 2-795 ACSR | OH | N/A | SCHF | 50 | Natural Wood | 100 | 2023 | 2028
Versant | 388 | 345 | ORRINGTON | BUCKSPORT/ORRINGTON TOWN LINE | ME | 4.87 | 2013 | 11 | 2- 1590 ACSR | OH | N/A | SCHF | 46 | Natural Wood | 100 | 2023 | 2028
Versant | 3015 | 345 | KEENE ROAD | STATIC VAR COMPENSATOR | ME | 0.2 | 2010 | 14 | 2-1192 ACSR | OH | N/A | SCMP | 2 | Steel | 100 | 2020 | 2025
Versant | 390/3016 | 345 | ORRINGTON | MAINE/ CANADA BORDER IN BAILEYVILLE | ME | 84.37 | 2006 | 18 | 2-1192 ACSR | OH | N/A | SCHF | 608 | Natural Wood | 100 | 2023 | 2028
VT Transco | 340 | 345 | COOLIDGE | VERNON | VT | 50.9 | 1971 | 53 | (2) 927 ACAR | OH | N/A | SCHF | 412 | Natural Wood | 11.4 | 2023 | 2031
VT Transco | 350 | 345 | COOLIDGE | WEST RUTLAND | VT | 27.37 | 1983 | 41 | (2) 954 ACSR | OH | N/A | SCHF | 223 | Steel | 78.5 | 2023 | 2031
VT Transco | 370 | 345 | NEW HAVEN | WEST RUTLAND | VT | 35.53 | 2006 | 18 | (2) 954 ACSR | OH | N/A | SCHF | 299 | Natural Wood | 100 | 2017 | 2025
VT Transco | 379 | 345 | VERNON | NH | VT | 0.1 | 1970 | 54 | (2) 927 ACAR | OH | N/A | SCHF | 2 | Natural Wood | 50 | 2018 | 2026
VT Transco | 381 | 345 | VERNON | MA | VT | 0.09 | 1970 | 54 | (2) 927 ACAR | OH | N/A | SCHF | 4 | Natural Wood | 50 | 2018 | 2026
VT Transco | 1429 | 115 | HIGHGATE | HQ | VT | 7.61 | 1984 | 40 | (2) 954 ACSR | OH | N/A | SCHF | 61 | Natural Wood | 96.7 | 2018 | 2026
VT Transco | 3320 | 345 | VERNON | NEWFANE | VT | 17.37 | 2010 | 14 | (2) 954 ACSR | OH | N/A | SCHF | 137 | Steel | 98.5 | 2021 | 2029
VT Transco | 3321 | 345 | COOLIDGE | NEWFANE | VT | 35.43 | 2010 | 14 | (2) 954 ACSR | OH | N/A | SCHF | 286 | Steel | 99.7 | 2021 | 2029
VT Transco | 3340 | 345 | VERNON | VERMONT YANKEE | VT | 0.24 | 2010 | 14 | (2) 927 ACSR | OH | N/A | SCHF | 2 | Steel | 100
VT Transco | 3381 | 345 | VERNON | VERMONT YANKEE | VT | 0.24 | 2010 | 14 | (2) 927 ACSR | OH | N/A | SCHF | 2 | Steel | 100
VT Transco | F206 | 230 | COMERFORD | GRANITE | VT | 32.49 | 1971 | 53 | 927 ACAR |  |  | SCHF | 277 |  | 70.4 | 2022 | 2030
VT Transco | K149 | 115 | ASCUTNEY | NH | VT | 2.2 | 1958 | 66 | 477 ACSR | OH | N/A | SCHF | 17 | Natural Wood | 64.7 | 2018 | 2026
VT Transco | K174 | 115 | ASCUTNEY | NH | VT | 1.25 | 1967 | 57 | 954 ACSR | OH | N/A | SCHF | 4 | Natural Wood | 0 | 2017 | 2025
VT Transco | K18 | 115 | EAST AVE | LIME KILN | VT | 1.43 | 2010 | 14 | 1272 ACSR | OH | N/A | SCHF | 18 | Steel | 100 | 2017 | 2025
VT Transco | K186 | 115 | VERNON | VERNON RD TAP | VT | 0.16 | 1970 | 54 | (2) 1272 ACSR | OH | N/A | SCHF | 2 | Natural Wood | 0 | 2018 | 2026
VT Transco | K19 | 115 | SAND BAR | GEORGIA | VT | 8.88 | 1975 | 49 | 927 ACAR | OH | N/A | SCHF | 93 | Natural Wood | 19.4 | 2019 | 2027
VT Transco | K21 | 115 | GEORGIA | ESSEX | VT | 18.06 | 1958 | 66 | 954 ACSR | OH | N/A | SCHF | 207 | Natural Wood | 25.1 | 2019 | 2027
VT Transco | K22 | 115 | SAND BAR | ESSEX | VT | 11.19 | 1958 | 66 | 954 AA | OH | N/A | SCHF | 149 | Natural Wood | 0 | 2019 | 2027
VT Transco | K23 | 115 | ESSEX | TAFTS CORNERS | VT | 3.19 | 1985 | 39 | 1272 ACSR | OH | N/A | SCHF | 40 | Natural Wood | 40 | 2017 | 2025
VT Transco | K23 | 115 | LIME KILN | ESSEX TAP | VT | 3.15 | 2010 | 14 | 1272 ACSR | OH | N/A | SCHF | 39 | Natural Wood | 100 | 2017 | 2025
VT Transco | K24 | 115 | ESSEX | MIDDLESEX | VT | 26.52 | 1958 | 66 | 795 ACSR | OH | N/A | SCHF | 304 | Natural Wood | 15.1 | 2022 | 2030
VT Transco | K25 | 115 | ESSEX | EAST AVE | VT | 4.78 | 2009 | 15 | 1272 ACSR | OH | N/A | SCMP | 58 | Steel | 94.8 | 2017 | 2025
VT Transco | K26 | 115 | HARTFORD | WILDER | VT | 1.31 | 1958 | 66 | 795 ACSR | OH | N/A | SCHF | 19 | Natural Wood | 47.4 | 2022 | 2030
VT Transco | K27 | 115 | TAFTS CORNER | WILLISTON | VT | 2.07 | 1984 | 40 | 1272 ACSR | OH | N/A | SCHF | 24 | Natural Wood | 58.3 | 2018 | 2026
VT Transco | K28 | 115 | LYNDONVILLE | ST. JOHNSBURY | VT | 8.52 | 1973 | 51 | 927 ACAR | OH | N/A | SCHF | 93 | Natural Wood | 55.9 | 2018 | 2026
VT Transco | K30 | 115 | WEST RUTLAND | MIDDLEBURY | VT | 28.03 | 1969 | 55 | 927 ACAR | OH | N/A | SCHF | 294 | Natural Wood | 50.3 | 2017 | 2025
VT Transco | K31 | 115 | COOLIDGE | ASCUTNEY | VT | 13.92 | 2013 | 11 | 795 ACSR | OH | N/A | SCHF | 171 | Steel | 7.6 | 2017 | 2025
VT Transco | K32 | 115 | COOLIDGE | COLD RIVER | VT | 18.19 | 1958 | 66 | 795 ACSR | OH | N/A | SCHF | 214 | Natural Wood | 0 | 2019 | 2027
VT Transco | K33 | 115 | QUEEN CITY | WILLISTON | VT | 6.27 | 1977 | 47 | 927 ACAR | OH | N/A | SCMP | 67 | Steel | 47.8 | 2019 | 2027
VT Transco | K34 | 115 | BLISSVILLE | WEST RUTLAND | VT | 11.61 | 1958 | 66 | 795 ACSR | OH | N/A | SCHF | 138 | Natural Wood | 0 | 2023 | 2031
VT Transco | K35 | 115 | N. RUTLAND | COLD RIVER | VT | 5.64 | 1983 | 41 | 795 ACSR | OH | N/A | SCHF | 67 | Natural Wood | 0 | 2023 | 2031
VT Transco | K37 | 115 | N. RUTLAND | W. RUTLAND | VT | 5.05 | 1958 | 66 | 795 ACSR & 927 ACAR | OH | N/A | SCHF | 57 | Natural Wood | 0 | 2016 | 2024
VT Transco | K39 | 115 | LYNDONVILLE | SHEFFIELD | VT | 11.95 | 1973 | 51 | 927 ACAR | OH | N/A | SCHF | 126 | Natural Wood | 81 | 2018 | 2026
VT Transco | K4 | 115 | BENNINGTON | MASS STATE LINE | VT | 12.04 | 1974 | 50 | 927 ACAR | OH | N/A | SCHF | 153 | Natural Wood | 43.1 | 2018 | 2026
VT Transco | K40 | 115 | VERNON | VERMONT YANKEE | VT | 0.04 | 2020 | 4 | (2) 1272 ACSR | OH | N/A | SCHF | 1 | Natural Wood | 100 | 2020 | 2028
VT Transco | K41 | 115 | JAY | HIGHGATE | VT | 31.93 | 1992 | 32 | 556 ACSR | OH | N/A | DCMP | 314 | Natural Wood | 29.9 | 2020 | 2028
VT Transco | K42 | 115 | HIGHGATE | GEORGIA | VT | 16.76 | 1958 | 66 | 1272 ACSR | OH | N/A | SCHF | 230 | Natural Wood | 58.7 | 2018 | 2026
VT Transco | K43 | 115 | NEW HAVEN | WILLISTON | VT | 20.8 | 1954 | 70 | 954 ACSR | OH | N/A | SCHF | 245 | Natural Wood | 9.8 | 2022 | 2030
VT Transco | K46 | 115 | IRASBURG | MOSHERS TAP | VT | 6.48 | 2005 | 19 | 1272 ACSR | OH | N/A | DCMP | 116 | Natural Wood | 100 | 2018 | 2026
VT Transco | K46 | 115 | MOSHERS TAP | JAY | VT | 12.57 | 1992 | 32 | 556 ACSR | OH | N/A | DCMP | 147 | Natural Wood | 55.1 | 2018 | 2026
VT Transco | K47 | 115 | IRASBURG | SHEFFIELD | VT | 15.99 | 1973 | 51 | 927 ACAR | OH | N/A | SCHF | 169 | Natural Wood | 86.4 | 2018 | 2026
VT Transco | K50 | 115 | HARTFORD | CHELSEA | VT | 21.47 | 1958 | 66 | 795 ACSR | OH | N/A | SCHF | 269 | Natural Wood | 38.7 | 2022 | 2030
VT Transco | K51 | 115 | GRANITE | CHELSEA | VT | 11.25 | 1958 | 66 | 795 ACSR | OH | N/A | SCHF | 139 | Natural Wood | 46 | 2022 | 2030
VT Transco | K54 | 115 | GRANITE | BARRE | VT | 5.64 | 1958 | 66 | 954 ACSS | OH | N/A | SCHF | 69 | Natural Wood | 84.1 | 2023 | 2031
VT Transco | K55 | 115 | BERLIN | BARRE | VT | 5.6 | 1958 | 66 | 795 ACSR | OH | N/A | SCHF | 71 | Natural Wood | 43.7 | 2022 | 2030
VT Transco | K56 | 115 | BERLIN | MIDDLESEX | VT | 4.77 | 1958 | 66 | 795 ACSR | OH | N/A | SCHF | 59 | Natural Wood | 37.3 | 2022 | 2030
VT Transco | K6 | 115 | BENNINGTON | NY | VT | 6.04 | 1958 | 66 | 795 ACSR | OH | N/A | SCHF | 80 | Natural Wood | 0 | 2021 | 2029
VT Transco | K60 | 115 | LITTLETON, NH | ST. JOHNSBURY | VT | 9.57 | 1970 | 54 | 927 ACAR | OH | N/A | SCHF | 104 | Natural Wood | 79.8 | 2023 | 2031
VT Transco | K63 | 115 | NEW HAVEN | MIDDLEBURY | VT | 7.54 | 1954 | 70 | 954 ACSR | OH | N/A | SCHF | 83 | Natural Wood | 0 | 2022 | 2030
VT Transco | K64 | 115 | NEW HAVEN | VERGENNES | VT | 6.72 | 2008 | 16 | 1272 ACSR | OH | N/A | SCHF | 98 | Natural Wood | 100 | 2016 | 2024
VT Transco | K65 | 115 | VERGENNES | NORTH FERRISBURG | VT | 5.35 | 2008 | 16 | 1272 ACSR | OH | N/A | SCMP | 134 | Natural Wood | 99.3 | 2016 | 2024
VT Transco | K65 | 115 | NORTH FERRISBURG | FERRY ROAD TERMINAL | VT | 3.72 | 2008 | 16 | 1272 ACSR | OH | N/A | SCMP | 114 | Natural Wood | 100 | 2016 | 2024
VT Transco | K65 | 115 | FERRY ROAD TERMINAL | CHARLOTTE | VT | 0.45 | 2008 | 16 | 2500 KCM XLPE | UG | Solid dielectric
VT Transco | K65 | 115 | CHARLOTTE | SHELBURNE | VT | 5.29 | 2008 | 16 | 1272 ACSR | OH | N/A | SCMP | 114 | Natural Wood | 100 | 2016 | 2024
VT Transco | K65 | 115 | SHELBURNE | SOUTH TERMINAL | VT | 1.45 | 2008 | 16 | 1272 ACSR | OH | N/A | SCMP |  | Natural Wood |  | 2016 | 2024
VT Transco | K65 | 115 | BAY RD S. TERMINAL | BAY ROAD N. TERMINAL | VT | 1.73 | 2008 | 16 | 2500 KCM XLPE | UG | Solid dielectric
VT Transco | K65 | 115 | NORTH TERMINAL | QUEEN CITY | VT | 1.86 | 2008 | 16 | 1272 ACSR | OH | N/A | SCMP | 20 | Natural Wood | 100 | 2016 | 2024
VT Transco | K7 | 115 | BLISSVILLE | NY | VT | 1.72 | 1958 | 66 | 795 ACSR | OH | N/A | SCHF | 19 | Natural Wood | 0 | 2023 | 2031
VT Transco | PV20 | 115 | SAND BAR | EAST TERMINAL | VT | 2.33 | 1970 | 54 | 954 ACSR | OH | N/A | SCHF |  | Natural Wood |  | 2017 | 2025
VT Transco | PV20 | 115 | EAST TERMINAL | APPLE TREE TERMINAL | VT | 2.02 |  |  | 1750 MCM | UG | Pipe-type
VT Transco | PV20 | 115 | APPLE TREE TERMINAL | SOUTH HERO | VT | 4.61 |  |  | 954 ACSR | OH | N/A | SCHF | 84 | Natural Wood | 0 | 2017 | 2025
VT Transco | PV20 | 115 | SOUTH HERO | GRAND ISLE TERMINAL | VT | 2.4 | 1970 | 54 | 954 ACSR | OH | N/A | SCHF | 33 | Natural Wood | 0 | 2017 | 2025
VT Transco | PV20 | 115 | GRAND ISLE TERMINAL | STATE LINE | VT | 0.9 |  |  | 3552 MCM | UG | Solid dielectric
WMECO (Eversource) | 312 | 345 | Northfield 345kV | Berkshire 18C 345kV | MA | 7.2758 | 2008 | 16 | 2-954 ACSR | OH | N/A | SCHF | 312 | Steel |  | 2024 | 2025
WMECO (Eversource) | 354 | 345 | Northfield 345kV | Ludlow 345kV | MA | 25.9796 | 1970 | 54 | 2-954 ACSR | OH | N/A | SCHF | 266 | Steel |  | 2024 | 2025
WMECO (Eversource) | 1007 | 115 | Agawam 115kV | Elm 115kV | MA | 7.3655 | 1973 | 51 | 1272 ACSR | OH | N/A | DCMP | 70 | Steel |  | 2024 | 2025
WMECO (Eversource) | 1039 | 115 | Mt Tom 115kV | Midway 115kV | MA | 0.76 | 1960 | 64 | 795 ACSR | OH | N/A | SCMP | 10 | Steel |  | 2018 | 2031
WMECO (Eversource) | 1205 | 115 | Ludlow 115kV | NGRID/W. Hampton Border | MA | 9.0878 | 1975 | 49 | 1272 ACSR | OH | N/A | SCMP | 86 | Steel |  | 2024 | 2025
WMECO (Eversource) | 1230 | 115 | Agawam 115kV | Piper 115kV | MA | 3.6327 | 2013 | 11 | 1272 ACSS | OH | N/A | SCMP | 35 | Steel |  | 2024 | 2025
WMECO (Eversource) | 1293 | 115 | Buck Pond 115kV | Atwater 115KV | MA | 3.0242 | 1957 | 67 | 1272 ACSS | OH | N/A | SCMP | 3 | Steel |  | 2023 | 2025
WMECO (Eversource) | 1314 | 115 | Agawam 115kV | Chicopee 115kV | MA | 7.0798 | 2013 | 11 | 1272 ACSS | OH | N/A | DCMP | 64 | Steel |  | 2024 | 2025
WMECO (Eversource) | 1327 | 115 | Fairmont 115kV | Pineshed 115kV | MA | 3.5032 | 1960 | 64 | 795 ACSR | OH | N/A | SCHF | 35 | Steel |  | 2023 | 2025
WMECO (Eversource) | 1361 | 115 | Cumberland 115kV | Montague 115kV | MA | 2.7628 | 1925 | 99 | 556 ACSS | OH | N/A | DCLA | 29 | Steel |  | 2024 | 2025
WMECO (Eversource) | 1371 | 115 | Woodland 115kV | Pleasant 115kV | MA | 4.12 | 1961 | 63 | 556(D) ACSR | OH | N/A | SCHF | 40 | Steel |  | 2021 | 2025
WMECO (Eversource) | 1421 | 115 | Pleasant 115kV | Blanford 115kV | MA | 17.97 | 1961 | 63 | 556(D) ACSR | OH | N/A | SCHF | 162 | Steel |  | 2019 | 2025
WMECO (Eversource) | 1426 | 115 | Cadwell 115kV | Orchard 115kV | MA | 2.95 | 2012 | 12 | 1272 ACSS | OH | N/A | DCMP | 35 | Steel |  | 2024 | 2025
WMECO (Eversource) | 1428 | 115 | Fairmont 115kV | Mt Tom 115kV | MA | 6.61 | 1960 | 64 | 795 ACSR | OH | N/A | SCHF | 64 | Steel |  | 2023 | 2025
WMECO (Eversource) | 1447 | 115 | Pineshed 115kV | Mt Tom 115kV | MA | 2.8 | 1960 | 64 | 795 ACSR | OH | N/A | SCHF | 31 | Steel |  | 2023 | 2025
WMECO (Eversource) | 1481 | 115 | Ludlow 115kV | Cadwell 115kV | MA | 7.22 | 2012 | 12 | 1590 ACSS | OH | N/A | DCMP | 71 | Steel |  | 2024 | 2025
WMECO (Eversource) | 1551 | 115 | Doreen North 115kV | Berkshire 18C 115kV | MA | 6.1732 | 1975 | 49 | 1272 ACSR | OH | N/A | DCMP | 58 | Steel |  | 2024 | 2025
WMECO (Eversource) | 1552 | 115 | Ludlow 115kV | Orchard 115kV | MA | 5.4483 | 2012 | 12 | 1272 ACSR | OH | N/A | DCMP | 61 | Steel |  | 2024 | 2025
WMECO (Eversource) | 1601 | 115 | Fairmont 115kV | Shawinigan 115kV | MA | 4.6209 | 2013 | 11 | 2-1272 ACSS | OH | N/A | SCMP | 43 | Steel |  | 2020 | 2030
WMECO (Eversource) | 1604 | 115 | Northfield | Erving | MA | 1.14 | 2017 | 7 | 2-1272 54/19 ACSS | OH | N/A | SCMP | 10 | Steel |  | 2024 | 2025
WMECO (Eversource) | 1662 | 115 | Doreen South 115kV | Berkshire 18C 115kV | MA | 5.983 | 1975 | 49 | 1272 ACSR | OH | N/A | DCMP | 56 | Steel |  | 2024 | 2025
WMECO (Eversource) | 1702 | 115 | Fairmont 115kV | Chicopee 115kV | MA | 2.4589 | 2013 | 11 | 1272 ACSS | OH | N/A | DCMP | 23 | Steel |  | 2020 | 2030
WMECO (Eversource) | 1803 | 115 | Fairmont 115kV | Cadwell 115kV | MA | 5.2492 | 2013 | 11 | 2 - 1272 ACSS | OH | N/A | DCMP | 47 | Steel |  | 2024 | 2025
WMECO (Eversource) | 1845 | 115 | Shawinigan 115kV | Ludlow 115kV | MA | 6.2055 | 2013 | 11 | 1272 ACSS | OH | N/A | DCMP | 62 | Steel |  | 2024 | 2025
WMECO (Eversource) | 1962 | 115 | Midway 115kV | Gunn 115kV | MA | 5.4625 | 1959 | 65 | 1272 ACSR | OH | N/A | SCMP | 58 | Steel |  | 2018 | 2031
WMECO (Eversource) | 1976 | 115 | West Hampden-Scitico | West Hampden-Scitico | MA | 5.3911 | 1972 | 52 | 1272 ACSR | OH | N/A | SCMP | 67 | Steel |  | 2023 | 2025
WMECO (Eversource) | 1981 | 115 | Elm 115kV | Atwater 115KV | MA | 0.58718 | 1972 | 52 | 1272 ACSR | OH | N/A | DCMP | 6 | Steel |  | 2023 | 2025
WMECO (Eversource) | 1161-1 | 115 | Doreen South 115kV | Oswald Jct 115kV | MA | 12.52 | 1972 | 52 | 1272 ACSR | OH | N/A | SCHF | 37 | Steel |  |  | 2025
WMECO (Eversource) | 1161-2 | 115 | Oswald Jct 115kV | Oswald 115kV | MA | See 1161-1 | See 1161-1 | See 1161-1 | See 1161-1 | OH | N/A | See 1161-1 | 42 | See 1161-1 |  |  | 2025
WMECO (Eversource) | 1161-3 | 115 | Oswald Jct 115kV | Woodland 115kV | MA | See 1161-1 | See 1161-1 | See 1161-1 | See 1161-1 | OH | N/A | See 1161-1 | 51 | See 1161-1 |  |  | 2025
WMECO (Eversource) | 1205-NU | 115 | Ludlow 115kV | 1205 Border Ludlow (NU) / W.Hampden (NEP) 115kV | MA | 9.34 | 1975 | 49 | 1272 ACSR | OH | N/A | DCMP | 86 | Steel |  | 2024 | 2025
WMECO (Eversource) | 1211-A | 115 | Doreen South 115kV | North UHV S/S Tap 115kV | MA | 8.01 | 1972 | 52 | 1272 ACSR | OH | N/A | DCMP | 48 | Steel |  | 2023 | 2025
WMECO (Eversource) | 1211-B | 115 | Oswald 115kV | North UHV S/S Tap 115kV | MA | See 1211-A | See 1211-A | See 1211-A | See 1211-A | OH | N/A | See 1211-A | 41 | See 1211-A |  | 2023 | 2025
WMECO (Eversource) | 1231-1 | 115 | Berkshire 18C 115kV | Plainfield MA 1231 115kV | MA | 26.03 | 1977 | 47 | 2/0 CPR | OH | N/A | SCMP | 29 | Steel |  | 2024 | 2025
WMECO (Eversource) | 1231-2 | 115 | Plainfield MA 1231 115kV | Ashfield MA 1231 115kV | MA | See 1231-1 | See 1231-1 | See 1231-1 | See 1231-1 | OH | N/A | See 1231-1 | See 1231-1 | See 1231-1 |  | 2024 | 2025
WMECO (Eversource) | 1231-3 | 115 | Cumberland 115kV | Ashfield MA 1231 115kV | MA | See 1231-1 | See 1231-1 | See 1231-1 | See 1231-1 | OH | N/A | See 1231-1 | See 1231-1 | See 1231-1 |  | 2024 | 2025
WMECO (Eversource) | 1242-1 | 115 | Berkshire 18C 115kV | Plainfield MA 1242 115kV | MA | 28.86 | 1925 | 99 | 3/8 ALWLD | OH | N/A | DCLA | 265 | Steel |  | 2024 | 2025
WMECO (Eversource) | 1242-2 | 115 | Ashfield MA 1242 115kV | Plainfield MA 1242 115kV | MA | See 1242-1 | See 1242-1 | See 1242-1 | See 1242-1 | OH | N/A | See 1242-1 | See 1242-1 | See 1242-1 |  | 2024 | 2025
WMECO (Eversource) | 1242-3 | 115 | Montague | Ashfield | MA | See 1242-1 | See 1242-1 | See 1242-1 | See 1242-1 | OH | N/A | See 1242-1 | See 1242-1 | See 1242-1 |  | 2024 | 2025
WMECO (Eversource) | 1302-1 | 115 | Pochassic Tap 115kV | Agawam 115kV | MA | 11.19 | 1973 | 51 | 1272 ACSR | OH | N/A | SCMP | 77 | Steel |  | 2024 | 2025
WMECO (Eversource) | 1302-2 | 115 | Buck Pond 115kV | Pochassic Tap 115kV | MA | See 1302-1 | See 1302-1 | See 1302-1 | See 1302-1 | OH | N/A | See 1302-1 | 33 | Steel |  | 2024 | 2025
WMECO (Eversource) | 1356-NU | 115 | Fairmont 115kV | 1356 Border North Canal (HG+E) / Fairmont (NU) 115kV | MA | 0.54 | 1965 | 59 | 795 ACSR | OH | N/A | SCHF | 6 | Steel |  |  | 2025
WMECO (Eversource) | 1394-NU-B | 115 | 1394 CT/MA State Line 115kV | Franconia 115kV | MA | 6.6 | 1975 | 49 | 1272 ACSR | OH | N/A | DCMP | 61 | Steel |  | 2023 | 2025
WMECO (Eversource) | 1638-NU | 115 | Fairmont 115kV | 1638 border Fairmont (NU) / Memorial (Chicopee) 115kV | MA | 0.1 | 2013 | 11 | 1272 ACSS/2500 kcmil Cu | OH/UG | XLPE | SCMP | 1 | Steel |  | 2020 | 2025
WMECO (Eversource) | 1657-1 | 115 | Gunn 115kV | Southampton Tap 115kV | MA | 5.88 | 1976 | 48 | 1272 ACSR | OH | N/A | DCMP | 54 | Steel |  | 2019 | 2031
WMECO (Eversource) | 1657-2 | 115 | Southampton Tap 115kV | Buck Pond 115kV | MA | See 1657-1 | See 1657-1 | See 1657-1 | See 1657-1 | OH | N/A | See 1657-1 | See 1657-1 | See 1657-1 |  | 2019 | 2031
WMECO (Eversource) | 1657-3-NU | 115 | Southampton Tap 115kV | 1657 Border Southampton Tap (NU) / Ingleside (HGE) 115kV | MA | See 1657-1 | See 1657-1 | See 1657-1 | See 1657-1 | OH | N/A | See 1657-1 | 17 | See 1657-1 |  | 2019 | 2031
WMECO (Eversource) | 1768-NU-A | 115 | 1768 (A) NU CT/MA State Line 115kV | South Agawam 115kV | MA | See 1768-NU-B | 2013 | 11 | See 1768-NU-B | OH | N/A | SCMP | 26 | Steel |  | 2024 | 2025
WMECO (Eversource) | 1768-NU-C | 115 | 1768 (B) NU CT/MA State Line 115kV | Southwick 115kV | MA | See 1768-NU-B | 2012 | 12 | See 1768-NU-B | OH | N/A | SCHF | 13 | Steel |  | 2024 | 2025
WMECO (Eversource) | 1781-1 | 115 | Silver 1781 Tap 115kV | South Agawam 115kV | MA | 11.4 | 2013 | 11 | 1272 ACSS | OH | N/A | SCMP | 11 | Steel |  | 2024 | 2029
WMECO (Eversource) | 1781-2 | 115 | Silver 1781 Tap 115kV | Agawam 115kV | MA | See 1781-1 | See 1781-1 | See 1781-1 | See 1781-1 | OH | N/A | See 1781-1 | 22 | See 1781-1 |  | 2024 | 2029
WMECO (Eversource) | 1782-1 | 115 | Silver 1782 Tap 115kV | South Agawam 115kV | MA | 3.27 | 2013 | 11 | 1272 ACSS | OH | N/A | DCMP | 11 | Steel |  | 2024 | 2029
WMECO (Eversource) | 1782-2 | 115 | Silver 1782 Tap 115kV | Agawam 115kV | MA | See 1782-1 | See 1782-1 | See 1782-1 | See 1782-1 | OH | N/A | See 1782-1 | 22 | See 1782-1 |  | 2024 | 2029
WMECO (Eversource) | 1853-1 | 115 | Granville Jct 115kV | Atwater 115KV | MA | 24.1041 | 1961 | 63 | 556(D) ACSR | OH | N/A | SCHF | 220 | Steel |  | 2022 | 2032
WMECO (Eversource) | 1853-2 | 115 | Granville Jct 115kV | Southwick 115kV | MA | See 1853-1 | See 1853-1 | See 1853-1 | See 1853-1 | OH | N/A | See 1853-1 | See 1853-1 | See 1853-1 |  | 2022 | 2032
WMECO (Eversource) | 1853-3 | 115 | Blanford 115kV | Granville Jct 115kV | MA | See 1853-1 | See 1853-1 | See 1853-1 | See 1853-1 | OH | N/A | See 1853-1 | See 1853-1 | See 1853-1 |  | 2022 | 2032
WMECO (Eversource) | 1858-NU-A | 115 | Franconia 115kV | 1858 (A) CT/MA State Line 115kV | MA | 37.6689 | 1970 | 54 | 1272 ACSR | OH | N/A | SCHF | 17 | Steel |  | 2021 | 2029
WMECO (Eversource) | 1858-NU-C | 115 | 1858 (B) CT/MA State Line 115kV | 1858 (C ) CT/MA State Line 115kV | MA | See 1858-NU-A | See 1858-NU-A | See 1858-NU-A | See 1858-NU-A | OH | N/A | See 1858-NU-A | 2 | See 1858-NU-A |  | 2021 | 2029
WMECO (Eversource) | 1858-NU-E | 115 | 1858 (D) CT/MA State Line 115kV | South Agawam 115kV | MA | See 1858-NU-A | See 1858-NU-A | See 1858-NU-A | See 1858-NU-A | OH | N/A | See 1858-NU-A | 19 | See 1858-NU-A |  | 2021 | 2029
WMECO (Eversource) | 1904-NU | 115 | Piper 115kV | 1904 border Piper (NU) / Memorial (Chicopee) 115kV | MA | UKN/0.09 | UKN/2013 | UKN/11 | UKN/5000 kcmil CU | OH/UG | XLPE | N/A | 52 | Steel |  | 2024 | 2030
WMECO (Eversource) | 1976-NU-B | 115 | 1976 Border Scitico (NU) / W.Hampden (NEP) 115kV | 1976 CT/MA State Line 115kV | MA | 0.05 | 2014 | 10 | 1272 ACSR | OH | N/A | SCHF | 2 | Steel |  | 2023 | 2025
WMECO (Eversource) | 301-NU | 345 | Ludlow 345kV | 301 Border Carpenter Hill (NEP) / Ludlow (NU) 345kV | MA | 2.99 | 1967 | 57 | 2156 ACSR | OH | N/A | SCHF | 25 | Steel |  | 2019 | 2028
WMECO (Eversource) | 3419-NU-B | 345 | Ludlow 345kV | 3419 NU CT/MA State Line 345kV | MA | See 3419-NU-A | 1965 | 59 | 2156 ACSR | OH | N/A | SCHF | See 3419-NU-B | Steel |  | 2024 | 2025
WMECO (Eversource) | 381-NU-A | 345 | Northfield 345kV | 381 Border Northfield (NU) / MA/NH State Line 345kV | MA | 9.3 | 1970 | 54 | 954 ACSR | OH | N/A | SCHF | 81 | Steel |  | 2024 | 2025
WMECO (Eversource) | 393-NU | 345 | Berkshire 18C 345kV | 393 Border Berkshire (NU) / Alps (NIMO) 345kV | MA | 14.6 | 1970 | 54 | 2-954 ACSR | OH | N/A | SCHF | 129 | Steel |  | 2019
WMECO (Eversource) | F132-1 | 115 | Partridge Tap 115kV | Doreen North 115kV | MA | 6.65 | 1970 | 54 | 1272 ACSR | OH | N/A | SCHF | 33 | Steel |  | 2024
WMECO (Eversource) | F132-2-NU | 115 | Partridge Tap 115kV | F-132 Border Adams (NEP) / Partridge (NU) 115kV | MA | See F132-1 | See F132-1 | See F132-1 | See F132-1 | OH | N/A | SCHF | 28 | Steel |  | 2024 | 2034
WMECO (Eversource) | X176-1-NU | 115 | Ludlow 115kV | X-176 Border Ludlow (NU) / Thorndike (NEP) 115kV | MA | 2.92 | 1959 | 65 | 1272 ACSS | OH | N/A | SCHF | 51 | Steel |  | 2024 | 2025
Note on I1: Based on Original In-Service Year
Note on P1: Based on Original In-Service Year

## Transformers
Primary Equipment Owner | Transformer ID | kV | Substation Name | State | Year of Manufacture | Original In-Service Year | Age (2024) | Year of Last Offline Inspection | Year of Next Planned Offline Inspection
CL&P (Eversource) | 1X | 345/115 | Barbour Hill 345kV | CT | 2007 | 2008 | 17 | 2019 | 2031
CL&P (Eversource) | 2X | 345/115 | Barbour Hill 345kV | CT | 2015 | 2015 | 9 | 2015 | 2027
CL&P (Eversource) | CARD 4X | 345/115 | Card 345kV | CT | 2022 | 2022 | 2 | 2022 | 2034
CL&P (Eversource) | CARD 5X | 345/115 | Card 345kV | CT | 2010 | 2019 | 14 | 2019 | 2031
CL&P (Eversource) | E_DEVON 2X | 345/115 | East Devon 345kV | CT | 2007 | 2007 | 17 | 2020 | 2032
CL&P (Eversource) | FRSTBRDG 1X | 345/115 | Frost Bridge 8R 345kV | CT | 2007 | 2007 | 17 | 2019 | 2031
CL&P (Eversource) | HADDAM 5X | 345/115 | Haddam CT 345kV | CT | 2015 | 2016 | 9 | 2016 | 2028
CL&P (Eversource) | HADDAM 6X | 345/115 | Haddam CT 345kV | CT | 2005 | 2005 | 19 | 2018 | 2030
CL&P (Eversource) | KILLINGLY 2X | 115/69 | Killingly 345kV | CT | 2006 | 2006 | 18 | 2019 | 2031
CL&P (Eversource) | MANCHSTR 4X | 345/115 | Manchester (NU) 345kV | CT | 1966 | 1967 | 58 | 2020 | 2032
CL&P (Eversource) | MANCHSTR 5X | 345/115 | Manchester (NU) 345kV | CT | 1985 | 1985 | 39 | 2023 | 2035
CL&P (Eversource) | MANCHSTR 6X | 345/115 | Manchester (NU) 345kV | CT | 1968 | 1968 | 56 | 2018 | 2030
CL&P (Eversource) | 16X | 115/69 | Montville | CT | 2009 | 2020 | 15 | 2021 | 2033
CL&P (Eversource) | 17X | 115/69 | Montville | CT | 2022 | 2023 | 2 | 2023 | 2035
CL&P (Eversource) | MONTVLLE 18X | 345/115 | Montville 345kV | CT | 2014 | 2015 | 10 | 2015 | 2027
CL&P (Eversource) | MONTVLLE 19X | 345/115 | Montville 345kV | CT | 2014 | 2015 | 10 | 2015 | 2027
CL&P (Eversource) | N_BLOOM 5X | 345/115 | North Bloomfield 345kV | CT | 1980 | 1980 | 44 | 2019 | 2031
CL&P (Eversource) | N_BLOOM 7X | 345/115 | North Bloomfield 345kV | CT | 2011 | 2013 | 13 | 2024 | 2036
CL&P (Eversource) | NORWALK 8X | 345/115 | Norwalk CT 345kV | CT | 2005 | 2005 | 19 | 2016 | 2028
CL&P (Eversource) | NORWALK 9X | 345/115 | Norwalk CT 345kV | CT | 2007 | 2008 | 17 | 2020 | 2032
CL&P (Eversource) | NORWALKH 8X | 345/115 | Norwalk Harbor 138kV | CT | 2008 | 2008 | 16 | 2021 | 2033
CL&P (Eversource) | PLUMTREE 1X | 345/115 | Plumtree 30G 345kV | CT | 1976 | 1977 | 48 | 2015 | 2027
CL&P (Eversource) | PLUMTREE 2X | 345/115 | Plumtree 30G 345kV | CT | 1977 | 1977 | 47 | 2016 | 2028
CL&P (Eversource) | SOTHNGTN 1X | 345/115 | Southington 345kV | CT | 1964 | 1964 | 60 | 2021 | 2033
CL&P (Eversource) | SOTHNGTN 2X | 345/115 | Southington 345kV | CT | 1970 | 1971 | 54 | 2018 | 2030
CL&P (Eversource) | SOTHNGTN 3X | 345/115 | Southington 345kV | CT | 1975 | 1975 | 49 | 2019 | 2031
CL&P (Eversource) | SOTHNGTN 4X | 345/115 | Southington 345kV | CT | 1992 | 1992 | 32 | 2019 | 2031
CL&P (Eversource) | 2X | 115/69 | Torrington Terminal | CT | 2013 | 2013 | 11 | 2023 | 2035
CL&P (Eversource) | 1X | 115/69 | Tunnel | CT | 1964 | 1965 | 60 | 2020 | 2032
CL&P (Eversource) | AGAWAM 1X | 345/115 | Agawam 345kV | MA | 2011 | 2012 | 13 | 2024 | 2036
CL&P (Eversource) | AGAWAM 2X | 345/115 | Agawam 345kV | MA | 2011 | 2012 | 13 | 2024 | 2036
CL&P (Eversource) | BERKSHRE 1X | 345/115 | Berkshire 18C 345kV | MA | 1971 | 1971 | 53 | 2019 | 2031
CL&P (Eversource) | BERKSHRE 2X | 345/115 | Berkshire 18C 345kV | MA | 2008 | 2008 | 16 | 2020 | 2032
CL&P (Eversource) | LUDLOW 2X | 345/115 | Ludlow 345kV | MA | 2009 | 2012 | 15 | 2024 | 2036
CL&P (Eversource) | LUDLOW 3X | 345/115 | Ludlow 345kV | MA | 2011 | 2012 | 13 | 2024 | 2036
CL&P (Eversource) | 5X | 345/115 | Northfield | MA | 2017 | 2017 | 7 | 2017 | 2029
CMP (Avangrid) | Albion Road T1 | 345/115 | Albion Road | ME | 2011 | 2011 | 13 | 2019 | 2025
CMP (Avangrid) | Coopers Mills T3 | 345/115 | Coopers Mills | ME | 2015 | 2015 | 9 | 2020 | 2026
CMP (Avangrid) | Coopers Mills T4 | 345/32.5 | Coopers Mills | ME | 2018 | 2018 | 6 | 2018 | 2024
CMP (Avangrid) | Larrabee Road T1 | 345/115 | Larrabee Road | ME | 2012 | 2012 | 12 | 2019 | 2025
CMP (Avangrid) | Maguire Road T1 | 345/115 | Maguire Road | ME | 2013 | 2014 | 11 | 2020 | 2026
CMP (Avangrid) | Mason T9 | 345/115 | Mason | ME | 1971 | 2003 | 53 | 2021 | 2027
CMP (Avangrid) | South Gorham T1 | 345/115 | South Gorham | ME | 1982 | 2003 | 42 | 2021 | 2027
CMP (Avangrid) | South Gorham T2 | 345/115 | South Gorham | ME | 2009 | 2009 | 15 | 2018 | 2024
CMP (Avangrid) | Surowiec T1 | 345/115 | Surowiec | ME | 1969 | 2003 | 55 | 2019 | 2025
MEPCO | Orrington T1 | 345/115 | Orrington | ME | 2005 |  | 19 | 2023 | 2026
New England Power | T3 | 110/69/24 | ADAMS | MA | 1963 | 1964 | 61 | As needed | As needed
New England Power | 210X | 345/115 | AUBURN ST | MA | 1991 | 2001 | 33 | As needed | As needed
New England Power | 220X | 345/115 | AUBURN ST | MA | 2011 | 2012 | 13 | As needed | As needed
New England Power | T3 | 230/115 | BEAR SWAMP | MA | 2011 | 2017 | 13 | As needed | As needed
New England Power | T4 | 230/115 | BEAR SWAMP | MA | 1971 | 1973 | 53 | As needed | As needed
New England Power | T1 | 345/115 | BERRY ST | MA | 2011 | 2011 | 13 | As needed | As needed
New England Power | 3A | 345/116/20 | BRAYTON POINT | MA | 1977 | 1978 | 47 | As needed | As needed
New England Power | 3B | 345/116/20 | BRAYTON POINT | MA | 1977 | 1989 | 47 | As needed | As needed
New England Power | T4 | 345/115 | BRAYTON POINT | MA | 2019 | 2020 | 5 | As needed | As needed
New England Power | 161X | 345/115 | BRIDGEWATER | MA | 1970 | 1970 | 54 | As needed | As needed
New England Power | 162X | 345/115 | BRIDGEWATER | MA | 1994 | 1994 | 30 | As needed | As needed
New England Power | T1 | 345/115 | CARPENTER HILL | MA | 1989 | 1989 | 35 | As needed | As needed
New England Power | T3 | 115/66 | DEERFIELD 4 | MA | 1962 | 1974 | 62 | As needed | As needed
New England Power | T4 | 115/69 | DEERFIELD 4 | MA | 2013 | 2013 | 11 | As needed | As needed
New England Power | T1 | 115/69 | MILLBURY 5 | MA | 2004 | 2015 | 20 | As needed | As needed
New England Power | T2 | 115/69 | MILLBURY 5 | MA | 2004 | 2005 | 20 | As needed | As needed
New England Power | T3 | 110/69 | MILLBURY 5 | MA | 1951 | 1953 | 73 | As needed | As needed
New England Power | T1 | 115/69/14.4 | NORTHBORO RD | MA | 1968 | 1968 | 56 | As needed | As needed
New England Power | T2 | 115/69/13 | NORTHBORO RD | MA | 1970 | 1970 | 54 | As needed | As needed
New England Power | T3 | 115/69/14.4 | NORTHBORO RD | MA | 1990 | 1990 | 34 | As needed | As needed
New England Power | T4 | 115/69/14.4 | NORTHBORO RD | MA | 1990 | 1990 | 34 | As needed | As needed
New England Power | 3X | 115/69/13.2 | PALMER | MA | 1998 | 1999 | 26 | As needed | As needed
New England Power | 4X | 115/69/13.2 | PALMER | MA | 1998 | 1999 | 26 | As needed | As needed
New England Power | 5X | 115/69/23.1 | PALMER | MA | 1958 | 1959 | 66 | As needed | As needed
New England Power | 6X | 115/69/23.1 | PALMER | MA | 1969 | 1969 | 55 | As needed | As needed
New England Power | 8AT | 230/115 | PRATTS JUNCTION | MA | 1972 | 1973 | 52 | As needed | As needed
New England Power | 8T | 230/115 | PRATTS JUNCTION | MA | 2011 | 2012 | 13 | As needed | As needed
New England Power | T3 | 115/69 | PRATTS JUNCTION | MA | 2004 | 2004 | 20 | As needed | As needed
New England Power | T4 | 115/69/13 | PRATTS JUNCTION | MA | 1999 | 1999 | 25 | As needed | As needed
New England Power | T5 | 115/69 | PRATTS JUNCTION | MA | 2004 | 2004 | 20 | As needed | As needed
New England Power | T6 | 115/69/14.4 | PRATTS JUNCTION | MA | 1994 | 1994 | 30 | As needed | As needed
New England Power | T7 | 115/69/13 | PRATTS JUNCTION | MA | 1999 | 1999 | 25 | As needed | As needed
New England Power | T1 | 345/115/24 | SANDY POND | MA | 2004 | 2008 | 20 | As needed | As needed
New England Power | T2 | 345/115/24 | SANDY POND | MA | 2002 | 2002 | 22 | As needed | As needed
New England Power | 2T | 230/115/13.8 | TEWKSBURY 22 | MA | 1985 | 1999 | 39 | As needed | As needed
New England Power | 3T | 230/115/13.8 | TEWKSBURY 22 | MA | 1957 | 1957 | 67 | As needed | As needed
New England Power | 4T | 230/115/13.8 | TEWKSBURY 22 | MA | 1985 | 1986 | 39 | As needed | As needed
New England Power | T1 | 115/69 | WACHUSETT | MA | 1988 | 1991 | 36 | As needed | As needed
New England Power | T2 | 115/69 | WACHUSETT | MA | 1979 | 1980 | 45 | As needed | As needed
New England Power | T3 | 115/69 | WACHUSETT | MA | 1981 | 1981 | 43 | As needed | As needed
New England Power | T4 | 115/69 | WACHUSETT | MA | 1980 | 1981 | 44 | As needed | As needed
New England Power | T5 | 345/115 | WACHUSETT | MA | 2005 | 2006 | 19 | As needed | As needed
New England Power | T6 | 345/115 | WACHUSETT | MA | 2005 | 2006 | 19 | As needed | As needed
New England Power | T7 | 345/115 | WACHUSETT | MA | 2011 | 2012 | 13 | As needed | As needed
New England Power | T1 | 345/115 | WAKEFIELD JCT | MA | 2008 | 2008 | 16 | As needed | As needed
New England Power | T2 | 345/115 | WAKEFIELD JCT | MA | 2008 | 2009 | 16 | As needed | As needed
New England Power | T3 | 345/115 | WAKEFIELD JCT | MA | 2008 | 2009 | 16 | As needed | As needed
New England Power | T4 | 345/115 | WAKEFIELD JCT | MA | 2008 | 2008 | 16 | As needed | As needed
New England Power | T3 | 345/115 | WARD HILL | MA | 1990 | 1997 | 34 | As needed | As needed
New England Power | T4 | 345/115 | WARD HILL | MA | 2005 | 2006 | 19 | As needed | As needed
New England Power | T5 | 345/115 | WARD HILL | MA | 2005 | 2006 | 19 | As needed | As needed
New England Power | T6 | 345/115 | WARD HILL | MA | 2005 | 2006 | 19 | As needed | As needed
New England Power | T2 | 345/115 | WEST AMESBURY | MA | 2008 | 2009 | 16 | As needed | As needed
New England Power | T1 | 230/13.4 | MOORE | NH | 1953 | 1953 | 71 | As needed | As needed
New England Power | T7 | 115/13.8 | MOORE | NH | 1958 | 1958 | 66 | As needed | As needed
New England Power | 3X | 115/69/6.6 | HARRIMAN | VT | 1997 | 1997 | 27 | As needed | As needed
NSTAR (Eversource) | 120X | 345/115 | Canal Sta#980 | MA | 1967 | 1967* | 57 | 2019 | 2025
NSTAR (Eversource) | 121X | 345/115 | Canal Sta#980 | MA | 1999 | 1999* | 25 | 2018 | 2024
NSTAR (Eversource) | 126X | 345/115 | Canal Sta#980 | MA | 1972 | 1972* | 52 | 2020 | 2026
NSTAR (Eversource) | 345 A | 345/115 | Carver Sta#726 | MA | 2010 | 2010* | 14 | 2024 | 2036
NSTAR (Eversource) | 345 B | 345/115 | Carver Sta#726 | MA | 2008 | 2008* | 16 | 2024 | 2036
NSTAR (Eversource) | 230A | 345/230 | Framingham Sta #240 | MA | 2001 | 2001* | 23 | 2019 | 2025
NSTAR (Eversource) | 345 A | 345/115 | Holbrook Sta #478 | MA | 1974 | 1974* | 50 | 2019 | 2025
NSTAR (Eversource) | 345A | 345/115 | Hyde Park Sta#496 | MA | 2005 | 2005* | 19 | 2022 | 2028
NSTAR (Eversource) | 345 A | 345/115 | K St Sta#385 | MA | 2005 | 2005* | 19 | 2022 | 2028
NSTAR (Eversource) | 345 B | 345/115 | K St Sta#385 | MA | 2007 | 2007* | 17 | 2022 | 2028
NSTAR (Eversource) | 345 A | 345/115 | Kingston Street Sta#514 | MA | 1988 | 1988* | 36 | 2021 | 2027
NSTAR (Eversource) | 345 B | 345/115 | Kingston Street Sta#514 | MA | 1988 | 1988* | 36 | 2017 | 2023
NSTAR (Eversource) | 345 A | 345/115 | Lexington Station #320 | MA | 1999 | 1999* | 25 | 1999 | 2024
NSTAR (Eversource) | 345 A | 345/115 | Mystic Station #250 | MA | 2002 | 2002* | 22 | 2015 | 2024
NSTAR (Eversource) | 345 B | 345/115 | Mystic Station #250 | MA | 2017 | 2017* | 7 | 2017 | 2023
NSTAR (Eversource) | 345 A | 345/115 | North Cambridge Station#509 | MA | 1998 | 1998* | 26 | 2019 | 2025
NSTAR (Eversource) | 345 B | 345/115 | North Cambridge Station#509 | MA | 1999 | 1999* | 25 | 2020 | 2026
NSTAR (Eversource) | 230 A | 345/230 | Sudbury Sta #342 | MA | 2014 | 2014* | 10 | 2014 | 2024
NSTAR (Eversource) | 230 A | 345/230 | Waltham Sta #282 | MA | 2002 | 2002* | 22 | 2022 | 2028
NSTAR (Eversource) | 345 A | 345/115 | West Barnstable Sta#921 | MA | 2012 | 2012* | 12 | 2020 | 2026
NSTAR (Eversource) | 345 A | 345/230 | West Medway Sta#446 | MA | 2011 | 2011* | 13 | 2017 | 2023
NSTAR (Eversource) | 345 B | 345/230 | West Medway Sta#446 | MA | 2011 | 2011* | 13 | 2017 | 2023
NSTAR (Eversource) | 345 A | 345/115 | West Walpole Sta#447 | MA | 2002 | 2002* | 22 | 2022 | 2028
NSTAR (Eversource) | 345 A | 345/115 | Woburn Station #211 | MA | 2016 | 2019 | 8 | 2019 | 2025
PSNH (Eversource) | DEERFLD TB14 | 345/115 | Deerfield NH 345kV | NH | 2017 | 2018 | 7 | 2018 | 2030
PSNH (Eversource) | DEERFLD TB28 | 345/115 | Deerfield NH 345kV | NH | 2009 | 2010 | 15 | 2017 | 2029
PSNH (Eversource) | Eagle T154 | 345/115 | Eagle 345kV | NH | 2017 | 2023 | 7 | 2023 | 2035
PSNH (Eversource) | FITZWILL TB34 | 345/115 | Fitzwilliam 345kV | NH | 2007 | 2009 | 17 | 2021 | 2033
PSNH (Eversource) | LITTLETN TB138 | 345/230 | Littleton NH 230kV | NH | 2010 | 2010 | 14 | 2019 | 2031
PSNH (Eversource) | LITTLETN TB41 | 345/230 | Littleton NH 230kV | NH | 2018 | 2018 | 6 | 2018 | 2030
PSNH (Eversource) | MERIMACK A253 | 345/230 | Merrimack 230kV | NH | 2003 | 2004 | 21 | 2022 | 2034
PSNH (Eversource) | SCOBIE B120 | 345/115 | Scobie Pond 345kV | NH | 2007 | 2008 | 17 | 2020 | 2032
PSNH (Eversource) | SCOBIE TB30 | 345/115 | Scobie Pond 345kV | NH | 2009 | 2010 | 15 | 2017 | 2029
PSNH (Eversource) | SCOBIE TB90 | 345/115 | Scobie Pond 345kV | NH | 2003 | 2004 | 21 | 2016 | 2028
Rhode Island Energy | T3 | 345/115 | KENT COUNTY | RI | 2020 | 2022 | 4 | 2022 | As needed
Rhode Island Energy | T4 | 345/115 | KENT COUNTY | RI | 2009 | 2009 | 15 | 2010 | As needed
Rhode Island Energy | T8 | 345/115 | KENT COUNTY | RI | 2010 | 2011 | 14 | 2012 | As needed
Rhode Island Energy | T174 | 345/115 | WEST FARNUM | RI | 2002 | 2002 | 22 | 2008 | As needed
Rhode Island Energy | T175 | 345/115 | WEST FARNUM | RI | 1983 | 1983 | 41 | 2012 | As needed
UI (Avangrid) | EAST SHORE 8X | 345/115 | EAST SHORE | CT | 1972 | 1996 | 52 | 2021 | 2027
UI (Avangrid) | EAST SHORE 9X | 345/115 | EAST SHORE | CT | 1973 | 1996 | 51 | 2016 | 2022
UI (Avangrid) | SINGER 2X | 345/115 | SINGER | CT | 2007 | 2008 | 17 | 2023 | 2029
Versant | T1 | 345/115 | Keene Road | ME | 2009 | 2010 | 15 | 2021 | 2024
Versant | T2 | 345/115 | Orrington | ME | 1978 | 1978* | 46 | 2022 | 2025
VT Transco | PST | 115/115 | BLISSVILLE | VT | 2006 |  | 18 | 2023 | 2029
VT Transco | T1 | 345/115 | COOLIDGE | VT | 1975 |  | 49 | 2022 | 2028
VT Transco | PST1 | 115/115 | GRANITE | VT | 2008 |  | 16 | 2021 | 2027
VT Transco | PST2 | 115/115 | GRANITE | VT | 2004 |  | 20 | 2023 | 2029
VT Transco | T1 | 230/115 | GRANITE | VT | 2008 |  | 16 | 2019 | 2025
VT Transco | T2 | 230/115 | GRANITE | VT | 2008 |  | 16 | 2019 | 2025
VT Transco | N.X1 | 120/23.3 | HIGHGATE CONVERTER | VT | 1985 |  | 39 | 2023 | 2029
VT Transco | S.X1 | 120/23.3 | HIGHGATE CONVERTER | VT | 1985 |  | 39 | 2023 | 2029
VT Transco | T1 | 345/115 | NEW HAVEN | VT | 2007 |  | 17 | 2023 | 2029
VT Transco | T2 | 345/115 | NEW HAVEN | VT | 2007 |  | 17 | 2023 | 2029
VT Transco | T1 | 345/115 | NEWFANE | VT | 2010 |  | 14 | 2023 | 2029
VT Transco | PST | 115/115 | SAND BAR | VT | 2008 |  | 16 | 2021 | 2027
VT Transco | T4 | 345/115 | VERMONT YANKEE | VT | 1970 |  | 54 | 2023 | 2029
VT Transco | T1 | 345/115 | VERNON | VT | 2010 |  | 14 | 2022 | 2028
VT Transco | T1 | 345/115 | WEST RUTLAND | VT | 2003 |  | 21 | 2022 | 2028
VT Transco | T2 | 345/115 | WEST RUTLAND | VT | 2003 |  | 21 | 2022 | 2028

## Control Houses
Primary Equipment Owner | Control Houses ID | kV | Substation Name | State | Year of Manufacture | Original In-Service Year | Age (yrs) | Year of Next Planned Inspection
CL&P (Eversource) | 35P (T) ControlHouse | 345 | Archers Lane 35P | CT | 2006 | 2006 | 18 | 2025
CL&P (Eversource) | 13F (D) ControlHouse | 115 | BALDWIN 13F | CT | 1986 | 1986 | 38 | 2025
CL&P (Eversource) | 23J (T) ControlHouse | 345 | Barbour Hill 23J | CT | 2006 | 2006 | 18 | 2025
CL&P (Eversource) | 21K (D) ControlHouse | 115 | BATES ROCK 21K | CT | 1970 | 1970 | 54 | 2025
CL&P (Eversource) | 11N (D) ControlHouse | 115 | BEACON FALLS 11N | CT | 1970 | 1970 | 54 | 2025
CL&P (Eversource) | 6A (D) ControlHouse | 115 | BERLIN 6A | CT | 1975 | 1975 | 49 | 2025
CL&P (Eversource) | 9F (T) ControlHouse | 345 | BESECK 9F | CT | 2007 | 2007 | 17 | 2025
CL&P (Eversource) | 11H (D) ControlHouse | 115 | BLACK ROCK 11H | CT | 1920 | 1920 | 104 | 2025
CL&P (Eversource) | 3B (D) ControlHouse | 115 | BLOOMFIELD 3B | CT | 1954 | 1954 | 70 | 2025
CL&P (Eversource) | 15L (D) ControlHouse | 115 | Bokum 15L | CT | 1967 | 1967 | 57 | 2025
CL&P (Eversource) | 11J (D) ControlHouse | 115 | Branford 11J | CT | Pre 1970 | Pre 1970 | Over 50 | 2025
CL&P (Eversource) | 48R (T) ControlHouse | 115 | Branford Railroad 48R | CT | 2000 | 2000 | 24 | 2025
CL&P (Eversource) | 11K (D) ControlHouse | 115 | BRISTOL 11K | CT | 1962 | 1962 | 62 | 2025
CL&P (Eversource) | 12B (D) ControlHouse | 115 | BUNKER HILL 12B | CT | 1976 | 1976 | 48 | 2025
CL&P (Eversource) | 14R (D) ControlHouse | 115 | CAMPVILLE 14R | CT | 1957 | 1957 | 67 | 2025
CL&P (Eversource) | 15Q (D) ControlHouse | 115 | CANAL 15Q | CT | 1988, 2014 | 1988, 2014 | 36, 10 | 2025
CL&P (Eversource) | 5R (D) ControlHouse | 115 | CANTON 5R | CT | 1965 | 1965 | 59 | 2025
CL&P (Eversource) | 11F (T) ControlHouse 115/69kv | 115 | Card 11F | CT | 1973 | 1973 | 51 | 2025
CL&P (Eversource) | 11F (T) ControlHouse 345kv | 345 | Card 11F | CT | 1973 | 1973 | 51 | 2025
CL&P (Eversource) | 15U (D) ControlHouse | 115 | CHIPPEN HILL 15U | CT | 1967 | 1967 | 57 | 2025
CL&P (Eversource) | 23K (D) ControlHouse | 115 | COMPO 23K | CT | 2009 | 2009 | 15 | 2025
CL&P (Eversource) | 11R (D) ControlHouse (Main) | 115 | COS COB 11R | CT | 1968 | 1968 | 56 | 2025
CL&P (Eversource) | 35K ControlHouse (railroad owned) | 115 | COS COB RAILROAD 35K | CT | 1974 | 1974 | 50 | 2025
CL&P (Eversource) | 13S (D) ControlHouse | 115 | DARIEN 13S | CT | 1988 | 1988 | 36 | 2025
CL&P (Eversource) | 7R (T) RelayHouse (1) LowerYard | 115 | DEVON 7R | CT | 1967 | 1967 | 57 | 2025
CL&P (Eversource) | 7R (T) RelayHouse (2) UpperYard | 115 | DEVON 7R | CT | 1967 | 1967 | 57 | 2025
CL&P (Eversource) | 30K (D) ControlHouse | 115 | Dooley 30K | CT | 1976 | 1976 | 48 | 2025
CL&P (Eversource) | 8G (T) ControlHouse | 345 | EAST DEVON 8G | CT | 2007 | 2007 | 17 | 2025
CL&P (Eversource) | 32G (D) ControlHouse | 115 | EAST HARTFORD 32G | CT | 1972 | 1972 | 52 | 2025
CL&P (Eversource) | 21P (D) ControlHouse | 115 | EAST MERIDEN 21P | CT | 1969 | 1969 | 55 | 2025
CL&P (Eversource) | 7L ControlHouse | 115 | EAST NEW BRITAIN 7L | CT | 1957 | 1957 | 67 | 2025
CL&P (Eversource) | 9A (T) ControlHouse | 115 | FALLS VILLAGE 9A | CT | 2013 | 2013 | 11 | 2025
CL&P (Eversource) | 1C (D) ControlHouse | 115 | FARMINGTON 1C | CT | 1968 | 1968 | 56 | 2025
CL&P (Eversource) | 24A (T) BatteryHouse | 115 | FLAX HILL 24A | CT | 2008 | 2008 | 16 | 2025
CL&P (Eversource) | 12A ControlHouse | 115 | FORESTVILLE 12A | CT | 1972 | 1972 | 52 | 2025
CL&P (Eversource) | 1B (D) ControlHouse | 115 | FRANKLIN DRIVE 1B | CT | 1964 | 1964 | 60 | 2025
CL&P (Eversource) | 11W (D) ControlHouse | 115 | FREIGHT 11W | CT | 1972 | 1972 | 52 | 2025
CL&P (Eversource) | 8R (T) ControlHouse | 345 | FROST BRIDGE 8R | CT | 1972 | 1972 | 52 | 2025
CL&P (Eversource) | 11B (D) ControlHouse | 115 | Gales Ferry 11B | CT | 1975 | 1975 | 49 | 2025
CL&P (Eversource) | 1K (T) ControlHouse | 115 | GLENBROOK 1K | CT | 1953 | 1953 | 71 | 2025
CL&P (Eversource) | 1K STATCOM Building | 115 | GLENBROOK 1K | CT | 1953 | 1953 | 71 | 2025
CL&P (Eversource) | 30R (D) ControlHouse | 115 | Green Hill 30R | CT | 1972 | 1972 | 52 | 2025
CL&P (Eversource) | 11C (T) ControlHouse | 345 | Haddam 11C | CT | 2005 | 2005 | 19 | 2025
CL&P (Eversource) | 14B (T) ControlHouse | 345 | Haddam Neck 14B | CT | 1967 | 1967 | 57 | 2025
CL&P (Eversource) | 22R (D) ControlHouse | 115 | Hopewell 22R | CT | 1970 | 1970 | 54 | 2025
CL&P (Eversource) | 33J (T) ControlHouse | 345 | HOYTS HILL 33J | CT | 2004 | 2004 | 20 | 2025
CL&P (Eversource) | 2G (T) ControlHouse | 345 | Killingly 2G | CT | 2006 | 2006 | 18 | 2025
CL&P (Eversource) | 44G (T) ControlHouse | 345 | Kleen Energy 44G | CT | 2010 | 2010 | 14 | 2025
CL&P (Eversource) | 27E (T) ControlHouse | 345 | Lake Road 27E | CT | 1999 | 1999 | 25 | 2025
CL&P (Eversource) | 13J (T) ControlHouse | 345 | LONG MOUNTAIN 13J | CT | 1978 | 1978 | 46 | 2025
CL&P (Eversource) | 3A (T) ControlHouse 345 Kv | 345 | MANCHESTER 3A | CT | 1966 | 1966 | 58 | 2025
CL&P (Eversource) | 5A (T) ControlHouse | 345 | Middletown 5A | CT | 1962 | 1962 | 62 | 2025
CL&P (Eversource) | 15G (T) ControlHouse | 345 | Millstone 15G | CT | 1968 | 1968 | 56 | 2025
CL&P (Eversource) | 4J (T) ControlHouse | 345 | Montville 4J | CT | 1980 | 1980 | 44 | 2025
CL&P (Eversource) | 13K (D) ControlHouse | 115 | Mystic 13K | CT | 1963 | 1963 | 61 | 2025
CL&P (Eversource) | 4A (D) ControlHouse | 115 | NEWINGTON 4A | CT | 1952 | 1952 | 72 | 2025
CL&P (Eversource) | 13M (D) ControlHouse | 115 | NEWTOWN 12M | CT | 1972 | 1972 | 52 | 2025
CL&P (Eversource) | 2A (T) ControlHouse 115kv | 345 | NORTH BLOOMFIELD 2A | CT | 1978 | 1978 | 46 | 2025
CL&P (Eversource) | 2A (T) ControlHouse 345kv | 345 | NORTH BLOOMFIELD 2A | CT | 1978 | 1978 | 46 | 2025
CL&P (Eversource) | 43F (T) ControlHouse | 115 | NORTHEAST SIMSBURY 43F | CT | 2013 | 2013 | 11 | 2025
CL&P (Eversource) | 2N (D) ControlHouse | 115 | NORTHWEST HARTFORD 2N | CT | 1964 | 1964 | 60 | 2025
CL&P (Eversource) | 9S (T) BatteryHouse (B Bldg South) | 115 | Norwalk 9S | CT |  |  |  | 2025
CL&P (Eversource) | 9S (T) ControlHouse | 115 | NORWALK 9S | CT | 2002 | 2002 | 22 | 2025
CL&P (Eversource) | 6J (T) ControlHouse | 115 | NORWALK HARBOR 6J | CT | 1972 | 1972 | 52 | 2025
CL&P (Eversource) | 32M (T) ControlHouse | 345 | Norwalk Junction 32M | CT | 2007 | 2007 | 17 | 2025
CL&P (Eversource) | 26N (T) ControlHouse | 115 | OXFORD 26N | CT | 2007 | 2007 | 17 | 2025
CL&P (Eversource) | 12N (D) ControlHouse | 115 | PEACEABLE 12N | CT | 1956 | 1956 | 68 | 2025
CL&P (Eversource) | 30G (T) ControlHouse | 345 | PLUMTREE 30G | CT | 1977 | 1977 | 47 | 2025
CL&P (Eversource) | 21H (D) ControlHouse | 115 | Portland 21H | CT | 1973 | 1973 | 51 | 2025
CL&P (Eversource) | 35 (D) ControlHouse | 115 | ROCKY HILL 3R | CT | 1965 | 1965 | 59 | 2025
CL&P (Eversource) | 12Y (D) ControlHouse | 115 | ROCKY RIVER 12Y | CT | 1976 | 1976 | 48 | 2025
CL&P (Eversource) | 24J (T) ControlHouse | 115 | ROOD AVENUE 24J | CT | 2010 | 2010 | 14 | 2025
CL&P (Eversource) | 21J (D) ControlHouse | 69 | SALISBURY 21J | CT | 1974 | 1974 | 50 | 2025
CL&P (Eversource) | 37F (T) ControlHouse | 115 | SANDYHOOK 37F | CT | 2016 | 2016 | 8 | 2025
CL&P (Eversource) | 27H (D) ControlHouse | 115 | Scitico 27H | CT | 1975 | 1975 | 49 | 2025
CL&P (Eversource) | 22P (T) ControlHouse | 345 | Scovill Rock 22P | CT | 1971 | 1971 | 53 | 2025
CL&P (Eversource) | 24H (D) ControlHouse | 115 | SHAWS HILL 24H | CT | 1974 | 1974 | 50 | 2025
CL&P (Eversource) | 13A (D) ControlHouse | 115 | SHEPAUG 13A | CT | 1975 | 1975 | 49 | 2025
CL&P (Eversource) | 18P (T) ControlHouse | 115 | SHERWOOD 18P | CT | 2009 | 2009 | 15 | 2025
CL&P (Eversource) | 32P (D) ControlHouse | 115 | Shunock 32P | CT | 2012 | 2012 | 12 | 2025
CL&P (Eversource) | 24P (T) ControlHouse | 115 | SONO 24P | CT | 2013 | 2013 | 11 | 2025
CL&P (Eversource) | 1G (D&T) ControlHouse | 115 | SOUTH END 1G | CT | 1963 | 1963 | 61 | 2025
CL&P (Eversource) | 1A (T) ControlHouse 115kv | 115 | SOUTH MEADOW 1A | CT | 2012 | 2012 | 12 | 2025
CL&P (Eversource) | 21L (D) ControlHouse | 115 | SOUTH NAUGATUCK 21L | CT | 1969 | 1969 | 55 | 2025
CL&P (Eversource) | 14L (D) ControlHouse | 115 | South Windsor 14L | CT | 1971 | 1971 | 53 | 2025
CL&P (Eversource) | 4C (T) ControlHouse 345kv (Chapel) | 345 | SOUTHINGTON 4C | CT | 1964 | 1964 | 60 | 2025
CL&P (Eversource) | 47N (D) ControlHouse | 115 | SOUTHWEST HARTFORD 47N | CT | 1974 | 1974 | 50 | 2025
CL&P (Eversource) | Stepstone 35L Control House | 115 | Stepstone 35L | CT | 2009 | 2009 | 15 | 2025
CL&P (Eversource) | 48C (T) Synch. Condenser Bldg | 115 | STONY HILL 48C | CT | 2018 | 2018 | 6 | 2025
CL&P (Eversource) | 2B (D) ControlHouse | 115 | THOMASTON 2B | CT | 1988 | 1988 | 36 | 2025
CL&P (Eversource) | 30L (D) ControlHouse | 115 | TODD 30L | CT | 1973 | 1973 | 51 | 2025
CL&P (Eversource) | 8A (D) ControlHouse | 115 | TORRINGTON TERMINAL 8A | CT | 1947 | 1947 | 77 | 2025
CL&P (Eversource) | 3P (T) (ControlHouse) | 115 | TOWANTIC 3P | CT | 2017 | 2017 | 7 | 2025
CL&P (Eversource) | 12S (T) ControlHouse 115kv | 115 | Tunnel 12S | CT | 1973 | 1973 | 51 | 2025
CL&P (Eversource) | 22M (D) ControlHouse | 115 | WATERSIDE 22M | CT | 1971 | 1971 | 53 | 2025
CL&P (Eversource) | 14H (D) ControlHouse | 115 | WEST BROOKFIELD 14H | CT | 1968 | 1968 | 56 | 2025
CL&P (Eversource) | 7A (D) ControlHouse | 115 | West Side 7A | CT | 1961 | 1961 | 63 | 2025
CL&P (Eversource) | 21M (D) ControlHouse | 115 | WESTON 21M | CT | 1960 | 1960 | 64 | 2025
CL&P (Eversource) | 35A (T) ControlHouse | 115 | WILTON 35A | CT | 2007 | 2007 | 17 | 2025
CMP (Avangrid) | Albion Road | 345 | Albion Road | Maine | 2013 | 2013 | 11 | 2025
CMP (Avangrid) | Athens | 115 | Athens | Maine | 2012 | 2012 | 12 | 2025
CMP (Avangrid) | Augusta East Side | 115 | Augusta East Side | Maine | 2008 | 2008 | 16 | 2025
CMP (Avangrid) | Bath 115Kv | 115 | Bath 115Kv | Maine | 1969 | 1969 | 55 | 2025
CMP (Avangrid) | Belfast 115Kv | 115 | Belfast 115Kv | Maine | 1971 | 1971 | 53 | 2025
CMP (Avangrid) | Bowman Street | 115 | Bowman Street | Maine | 2012 | 2012 | 12 | 2025
CMP (Avangrid) | Browns Crossing | 115 | Browns Crossing | Maine | No control house | N/A | N/A | N/A
CMP (Avangrid) | Bucksport | 115 | Bucksport | Maine | 1966 | 1966 | 58 | 2025
CMP (Avangrid) | Buxton 345Kv | 345 | Buxton 345Kv | Maine | 1977 | 1977 | 47 | 2025
CMP (Avangrid) | Cape 115Kv | 115 | Cape 115Kv | Maine | 1970 | 1970 | 54 | 2025
CMP (Avangrid) | Challenger Drive | 115 | Challenger Drive | Maine | 2002 | 2002 | 22 | 2025
CMP (Avangrid) | Cooper Mills Road 345kV | 345 | Cooper Mills Road 345kV | Maine | 2015 | 2015 | 9 | 2025
CMP (Avangrid) | Crowley's | 115 | Crowley's | Maine | 1962 | 1962 | 62 | 2025
CMP (Avangrid) | Detroit | 115 | Detroit | Maine | 2007 | 2007 | 17 | 2025
CMP (Avangrid) | Elm Street | 115 | Elm Street | Maine | 1985 | 1985 | 39 | 2025
CMP (Avangrid) | Embden | 115 | Embden | Maine | No control house | N/A | N/A | N/A
CMP (Avangrid) | Fore River | 115 | Fore River | Maine | 2005 | 2005 | 19 | 2025
CMP (Avangrid) | Hartland | 115 | Hartland | Maine | No control house | N/A | N/A | N/A
CMP (Avangrid) | Heywood Road | 115 | Heywood Road | Maine | 2009 | 2009 | 15 | 2025
CMP (Avangrid) | Highland | 115 | Highland | Maine | 1966 | 1966 | 58 | 2025
CMP (Avangrid) | Hinckley Pond | 115 | Hinckley Pond | Maine | 2021 | 2021 | 3 | 2025
CMP (Avangrid) | Hotel Road | 115 | Hotel Road | Maine | 1975 | 1975 | 49 | 2025
CMP (Avangrid) | Kimball Road | 115 | Kimball Road | Maine | 1972 | 1972 | 52 | 2025
CMP (Avangrid) | Lakewood 115KV | 115 | Lakewood 115KV | Maine | 1970 | 1970 | 54 | 2025
CMP (Avangrid) | Larrabee Road 345kV | 345 | Larrabee Road 345kV | Maine | 2013 | 2013 | 11 | 2025
CMP (Avangrid) | Leeds | 115 | Leeds | Maine | 2012 | 2012 | 12 | 2025
CMP (Avangrid) | Lewiston Lower | 115 | Lewiston Lower | Maine | 2018 | 2018 | 6 | 2025
CMP (Avangrid) | Lincolnville | 115 | Lincolnville | Maine | 2002 | 2002 | 22 | 2025
CMP (Avangrid) | Livermore Falls | 115 | Livermore Falls | Maine | 2014 | 2014 | 10 | 2025
CMP (Avangrid) | Louden | 115 | Louden | Maine | 2008 | 2008 | 16 | 2025
CMP (Avangrid) | Lovell | 115 | Lovell | Maine | 2005 | 2005 | 19 | 2025
CMP (Avangrid) | Ludden Lane | 115 | Ludden Lane | Maine | 2021 | 2021 | 3 | 2025
CMP (Avangrid) | Maguire Road 345kV | 345 | Maguire Road 345kV | Maine | 2014 | 2014 | 10 | 2025
CMP (Avangrid) | Maine Yankee 115KV (T2 only) | 115 | Maine Yankee 115KV (T2 only) | Maine | No control house | N/A | N/A | N/A
CMP (Avangrid) | Maine Yankee 345KV | 345 | Maine Yankee 345KV | Maine | 2010 | 2010 | 14 | 2025
CMP (Avangrid) | Meadow Road | 115 | Meadow Road | Maine | 2015 | 2015 | 9 | 2025
CMP (Avangrid) | Monmouth | 115 | Monmouth | Maine | 2012 | 2012 | 12 | 2025
CMP (Avangrid) | Moshers | 115 | Moshers | Maine | 1974 | 1974 | 50 | 2025
CMP (Avangrid) | Mussey Road | 115 | Mussey Road | Maine | 2008 | 2008 | 16 | 2025
CMP (Avangrid) | Newcastle | 115 | Newcastle | Maine | 1995 | 1995 | 29 | 2025
CMP (Avangrid) | North Augusta | 115 | North Augusta | Maine | 2014 | 2014 | 10 | 2025
CMP (Avangrid) | Norway | 115 | Norway | Maine | 2018 | 2018 | 6 | 2025
CMP (Avangrid) | Pleasant Hill | 115 | Pleasant Hill | Maine | 1988 | 1988 | 36 | 2025
CMP (Avangrid) | Pratt & Whitney | 115 | Pratt & Whitney | Maine | 1979 | 1979 | 45 | 2025
CMP (Avangrid) | Prides Corner | 115 | Prides Corner | Maine | 1972 | 1972 | 52 | 2025
CMP (Avangrid) | Puddledock Road | 115 | Puddledock Road | Maine | 2013 | 2013 | 11 | 2025
CMP (Avangrid) | Quaker Hill | 115 | Quaker Hill | Maine | 1949 | 1949 | 75 | 2025
CMP (Avangrid) | Raven Farm 345kV | 345 | Raven Farm 345kV | Maine | 2014 | 2014 | 10 | 2025
CMP (Avangrid) | Raymond 115KV | 115 | Raymond 115KV | Maine | 2006 | 2006 | 18 | 2025
CMP (Avangrid) | Red Brook | 115 | Red Brook | Maine | 1997 | 1997 | 27 | 2025
CMP (Avangrid) | Riley | 115 | Riley | Maine | 1999 | 1999 | 25 | 2025
CMP (Avangrid) | Rumford 115Kv | 115 | Rumford 115Kv | Maine | 2011 | 2011 | 13 | 2025
CMP (Avangrid) | Rumford Industrial Park | 115 | Rumford Industrial Park | Maine | 1999 | 1999 | 25 | 2025
CMP (Avangrid) | Sanford 115KV | 115 | Sanford 115KV | Maine | 1971 | 1971 | 53 | 2025
CMP (Avangrid) | Sewall Street | 115 | Sewall Street | Maine | 1975 | 1975 | 49 | 2025
CMP (Avangrid) | South Gorham 345KV | 345 | South Gorham 345KV | Maine | 1980 | 1980 | 44 | 2025
CMP (Avangrid) | Spring Street | 115 | Spring Street | Maine | 2022 | 2022 | 2 | 2025
CMP (Avangrid) | Starks | 115 | Starks | Maine | 2012 | 2012 | 12 | 2025
CMP (Avangrid) | Sturtevant | 115 | Sturtevant | Maine | 2008 | 2008 | 16 | 2025
CMP (Avangrid) | Surowiec 345KV | 345 | Surowiec 345KV | Maine | 2007 | 2007 | 17 | 2025
CMP (Avangrid) | Topsham 115KV | 115 | Topsham 115KV | Maine | 1953 | 1953 | 71 | 2025
CMP (Avangrid) | Waterboro | 115 | Waterboro | Maine | No control house | N/A | N/A | N/A
CMP (Avangrid) | West Buxton 115KV | 115 | West Buxton 115KV | Maine | 1991 | 1991 | 33 | 2025
CMP (Avangrid) | Westbrook 115KV | 115 | Westbrook 115KV | Maine | 2000 | 2000 | 24 | 2025
CMP (Avangrid) | Winslow | 115 | Winslow | Maine | 2007 | 2007 | 17 | 2025
CMP (Avangrid) | Wm. F. Wyman Sta.-Outside | 115 | Wm. F. Wyman Sta.-Outside | Maine | 1956 | 1956 | 68 | 2025
CMP (Avangrid) | Woodstock | 115 | Woodstock | Maine | 1973 | 1973 | 51 | 2025
CMP (Avangrid) | Wyman Hydro | 115 | Wyman Hydro | Maine | 1979 | 1979 | 45 | 2025
MEPCO | Orrington | 345/115 | Orrington | ME | 2011 | 2011 | 13 | 2025
New England Power | 52551 | 115 | ADAMS 21 | MA | 1917 | 1917 | 107 | 2025
New England Power | 51660 | 345 | ANP BELLINGHAM SWITCHYARD | MA | 2001 | 2001 | 23 | 2025
New England Power | 52693 | 345 | AUBURN SUB 21 | MA | 2008 | 2008 | 16 | 2025
New England Power | 53006 | 115 | AYER 201 | MA | 1973 | 1973 | 51 | 2025
New England Power | 52686 | 230 | BEAR SWAMP 19 - UPPER YARD | MA | 1974 | 1974 | 50 | 2025
New England Power | 52343 | 115 | BEAVER POND 344 | MA | 1991 | 1991 | 33 | 2025
New England Power | 51664 | 115 | BELL ROCK SWITCHING ST 118 | MA | 1972 | 1972 | 52 | 2025
New England Power | 51632 | 115 | BELMONT 98 | MA | 1998 | 1998 | 26 | 2025
New England Power | 1299387 | 345 | BERRY STREET 10 | MA | 2011 | 2011 | 13 | 2025
New England Power | 52635 | 115 | BLOOMINGDALE 27 | MA | 1973 | 1973 | 51 | 2025
New England Power | 52811 | 345 | BRAYTON POINT 15 SWITCHYARD | MA | 2006 | 2006 | 18 | 2025
New England Power | 52516 | 345 | BRIDGEWATER SUB 16 | MA | 1970 | 1970 | 54 | 2025
New England Power | 51773 | 345 | CARPENTER HILL 435 | MA | 1968 | 1968 | 56 | 2025
New England Power | 52808 | 115 | CHARTLEY POND 8 | MA | 1967 | 1967 | 57 | 2025
New England Power | 52962 | 115 | CHESTNUT HILL 702 | MA | 1999 | 1999 | 25 | 2025
New England Power | 1466597 | 69 | CRYSTAL LAKE 607 | MA | 2015 | 2015 | 9 | 2025
New England Power | 52682 | 115 | DEERFIELD 4 SWITCHYARD | MA | 1974 | 1974 | 50 | 2025
New England Power | 52683 | 69 | DEERFIELD 5 SWITCHYARD | MA | 1974 | 1974 | 50 | 2025
New England Power | 51625 | 115 | DUPONT 91 | MA | 2014 | 2014 | 10 | 2025
New England Power | 1472620 | 115 | EAST BRIDGEWATER 797 | MA | 2007 | 2007 | 17 | 2025
New England Power | 52260 | 115 | EAST MAIN ST 314 | MA | 1986 | 1986 | 38 | 2025
New England Power | 52426 | 115 | EAST METHUEN 74 | MA | 2009 | 2009 | 15 | 2025
New England Power | 51679 | 115 | EVERETT 37 | MA | 1960 | 1960 | 64 | 2025
New England Power | 53009 | 69 | FITCH ROAD 216 | MA | 2005 | 2005 | 19 | 2025
New England Power | 52919 | 345 | GOLDEN HILLS 90 | MA | 1982 | 1982 | 42 | 2025
New England Power | 1492927 | 115 | GRAND ARMY 3423 | MA | 2023 | 2023 | 1 | 2025
New England Power | 52632 | 115 | GREENDALE 24 | MA | 1978 | 1978 | 46 | 2025
New England Power | 52888 | 115 | KING STREET 18 | MA | 1963 | 1968 | 61 | 2025
New England Power | 52724 | 115 | LYNN 21 | MA | 2009 | 2009 | 15 | 2025
New England Power | 51674 | 115 | MAPLEWOOD 16 | MA | 1960 | 1960 | 64 | 2025
New England Power | 51775 | 69 | MEADOW STREET 552 | MA | 1996 | 1996 | 28 | 2025
New England Power | 53015 | 115 | MILLBURY 2 | MA | 1930 | 1930 | 94 | 2025
New England Power | 51689 | 345 | MILLBURY 3 | MA | 2015 | 2015 | 9 | 2025
New England Power | 51691 | 115 | MILLBURY 5 | MA | 2001 | 2001 | 23 | 2025
New England Power | 52633 | 115 | NASHUA STREET 25 | MA | 1967 | 1967 | 57 | 2025
New England Power | 52261 | 115 | NORTHBORO ROAD 317 | MA | 1969 | 1969 | 55 | 2025
New England Power | 52543 | 69 | OTTER RIVER 615 | MA | 1989 | 1989 | 35 | 2025
New England Power | 52858 | 115 | PALMER 503 | MA | 1959 | 1959 | 65 | 2025
New England Power | 51628 | 115 | PARKVIEW 94 | MA | 1986 | 1986 | 38 | 2025
New England Power | 1492932 | 115 | POTTERSVILLE 8346 | MA | 2019 | 2019 | 5 | 2025
New England Power | 53011 | 230 | PRATTS JUNCTION 225 | MA | 1962 | 1962 | 62 | 2025
New England Power | 52809 | 115 | READ STREET 9 | MA | 1965 | 1965 | 59 | 2025
New England Power | 52405 | 115 | REVERE 7 | MA | 2013 | 2013 | 11 | 2025
New England Power | 53005 | 115 | ROBINSON AVE | MA | 1963 | 1963 | 61 | 2025
New England Power | 1499252 | 115 | ROBINSON AVE | MA | 2019 | 2019 | 5 | 2025
New England Power | 52566 | 115 | ROLFE AVE 184 | MA | 1973 | 1973 | 51 | 2025
New England Power | 52359 | 115 | SALEM HARBOR 45 | MA | 2007 | 2007 | 17 | 2025
New England Power | 1475762 | 345 | SANDY POND 237 | MA | 2015 | 2016 | 9 | 2025
New England Power | 52963 | 69 | SHUTESBURY 704 | MA | 1997 | 1997 | 27 | 2025
New England Power | 52358 | 115 | SOUTH DANVERS 42 | MA | 2010 | 2010 | 14 | 2025
New England Power | 52541 | 115 | SOUTH WRENTHAM 3422 | MA | 1963 | 1963 | 61 | 2025
New England Power | 52810 | 115 | SWANSEA 11 | MA | 2016 | 2016 | 8 | 2025
New England Power | 52450 | 230 | TEWKSBURY 22 | MA | 1954 | 1954 | 70 | 2025
New England Power | 51653 | 345 | TEWKSBURY 22A | MA | 2016 | 2016 | 8 | 2025
New England Power | 52345 | 115 | UNION STREET 348 | MA | 1998 | 1998 | 26 | 2025
New England Power | 52336 | 115 | UXBRIDGE 321 | MA | 1972 | 1972 | 52 | 2025
New England Power | 52374 | 115 | VERNON HILL 8 | MA | 1978 | 1978 | 46 | 2025
New England Power | 52640 | 345 | WACHUSETT 47 | MA | 2007 | 2007 | 17 | 2025
New England Power | 58568 | 345 | WAKEFIELD JCT 88 | MA | 2009 | 2009 | 15 | 2025
New England Power | 52895 | 345 | WARD HILL 43 | MA | 1997 | 1997 | 27 | 2025
New England Power | 52857 | 69 | WARE 1 501 | MA | 1942 | 1942 | 82 | 2025
New England Power | 1469641 | 115 | WEBSTER STREET 6 | MA | 2012 | 2016 | 12 | 2025
New England Power | 85077 | 345 | WEST AMESBURY 275 | MA | 2009 | 2009 | 15 | 2025
New England Power | 52545 | 115 | WEST BOYLSTON MUNI 8080 | MA | 1976 | 1976 | 48 | 2025
New England Power | 1436539 | 115 | WEST HAMPDEN 139 | MA | 2014 | 2014 | 10 | 2025
New England Power | 52424 | 115 | WEST METHUEN 63 | MA | 2016 | 2016 | 8 | 2025
New England Power | 51668 | 69 | WESTBOROUGH 312 | MA | 1972 | 1972 | 52 | 2025
New England Power | 51744 | 69 | WOODSIDE 313 | MA | 2006 | 2006 | 18 | 2025
New England Power | 1502558 | 230 | COMERFORD 18 SWITCHYARD | NH | 1930 | 1930 | 94 | 2025
New England Power | 53713 | 345 | GOLDEN ROCK 19 | NH | 2001 | 2001 | 23 | 2025
New England Power | 1472200 | 115 | MOUNT SUPPORT 16 | NH | 2016 | 2016 | 8 | 2025
New England Power | 52216 | 115 | NORTH LITCHFIELD 8305 | NH | 2003 | 2003 | 21 | 2025
New England Power | 53709 | 115 | PELHAM 14 | NH | 2017 | 2017 | 7 | 2025
New England Power | 52215 | 115 | SLAYTON HILL 39 | NH | 1992 | 1992 | 32 | 2025
New England Power | 52606 | 115 | BELLOWS FALLS 14 SWITCHYARD | VT | 1928 | 1928 | 96 | 2025
New England Power | 52684 | 115 | HARRIMAN 8 SWITCHYARD | VT | 1926 | 1926 | 98 | 2025
New England Power | 52685 | 69 | SEARSBURG 9 SWITCHYARD | VT | 2006 | 2006 | 18 | 2025
New England Power | 52605 | 115 | VERNON 13 SWITCHYARD | VT | 1973 | 1973 | 51 | 2025
New England Power | 52687 | 115 | WILDER 16 SWITCHYARD | VT | 1948 | 1948 | 76 | 2025
NSTAR (Eversource) | 065 CONTROL HOUSE | 115 | 065 Medway | MA | 2018 | 1965/2018 | 59/6 | 2025
NSTAR (Eversource) | 110 CONTROL HOUSE | 115 | 110 Baker Street | MA | 1959 | 1959 | 65 | 2025
NSTAR (Eversource) | 117 Sharon | 115 | 117 Sharon | MA | 2020 | 2020 | 4 | 2025
NSTAR (Eversource) | 146 CONTROL HOUSE | 115 | 146 station | MA | 2004 | 2004 | 20 | 2025
NSTAR (Eversource) | 148 Needham | 115 | 148 Needham | MA | 2010 | 1952/2010 | 72/14 | 2025
NSTAR (Eversource) | 150 Edgar | 115 | 150 Edgar | MA | 1998 | 1998 | 26 | 2025
NSTAR (Eversource) | 211 CONTROL HOUSE | 345 | 211 Woburn | MA | 2016 | 1929/2016 | 95/8 | 2025
NSTAR (Eversource) | 240 CONTROL HOUSE | 115 | 240 Framingham | MA | 2014 | 2014 | 10 | 2025
NSTAR (Eversource) | 250 CONTROL HOUSE | 345 | 250 Mystic | MA | 2016 | 1956/2016 | 68/8 | 2025
NSTAR (Eversource) | 274 CONTROL HOUSE | 115 | 274 Sherborn | MA | 1958 | 1958 | 66 | 2025
NSTAR (Eversource) | 282 CONTROL HOUSE | 115 | 282 Waltham | MA | 2010 | 1948/2010 | 76/14 | 2025
NSTAR (Eversource) | 309 Blackstone | 345 | 309 Blackstone | MA | 1999 | 1999 | 25 | 2025
NSTAR (Eversource) | 315 Electric Avenue | 115 | 315 Electric Avenue | MA | 2021 | 2021 | 3 | 2025
NSTAR (Eversource) | 320 CONTROL HOUSE | 345 | 320 Lexington | MA | 1948/2019 | 1948/2019 | 76/5 | 2025
NSTAR (Eversource) | 329 CONTROL HOUSE | 115 | 329 Brighton | MA | 1954/2011 | 1954/2011 | 70/13 | 2025
NSTAR (Eversource) | 330 Stoughton | 345 | 330 Stoughton | MA | 2004 | 2004 | 20 | 2025
NSTAR (Eversource) | 342 CONTROL HOUSE | 115 | 342 Sudbury | MA | 1954/2011 | 1954/2011 | 70/13 | 2025
NSTAR (Eversource) | 350 Colburn Street | 115 | 350 Colburn Street | MA | 2004 | 2004 | 20 | 2025
NSTAR (Eversource) | 385D CONTROL HOUSE | 345 | 385D K Street | MA | 1956/2014 | 1956/2014 | 68/10 | 2025
NSTAR (Eversource) | 385T K Street | 345 | 385T K Street | MA | 1962/2012 | 1962/2012 | 62/12 | 2025
NSTAR (Eversource) | 391 CONTROL HOUSE | 115 | 391 Burlington | MA | 1960 | 1960 | 64 | 2025
NSTAR (Eversource) | 433 CONTROL HOUSE | 115 | 433 Speen Street | MA | 1963 | 1963 | 61 | 2025
NSTAR (Eversource) | 446 West Medway | 345 | 446 West Medway | MA | 1965/2015 | 1965/2015 | 59/9 | 2025
NSTAR (Eversource) | 447 West Walpole | 345 | 447 West Walpole | MA | 1967/2018 | 1967/2018 | 57/6 | 2025
NSTAR (Eversource) | 450 CONTROL HOUSE | 115 | 450 Trapelo Road | MA | 1966 | 1966 | 58 | 2025
NSTAR (Eversource) | 455 CONTROL HOUSE | 115 | 455 West Framingham | MA | 1966 | 1966 | 58 | 2025
NSTAR (Eversource) | 456 CONTROL HOUSE | 115 | 456 Dover | MA | 1967 | 1967 | 57 | 2025
NSTAR (Eversource) | 470 CONTROL HOUSE | 115 | 470 Canton | MA | 1969 | 1969 | 55 | 2025
NSTAR (Eversource) | 478 Holbrook | 345 | 478 Holbrook | MA | 1972/2018 | 1972/2018 | 52/6 | 2025
NSTAR (Eversource) | 488 CONTROL HOUSE | 115 | 488 Chelsea | MA | 1970 | 1970 | 54 | 2025
NSTAR (Eversource) | 492 CONTROL HOUSE 2 | 115 | 492 Scotia Street Network Station | MA |  |  |  | 2025
NSTAR (Eversource) | 492 Scotia Street Network Station | 115 | 492 Scotia Street Network Station | MA | 1972 | 1972 | 52 | 2025
NSTAR (Eversource) | 496 CONTROL HOUSE 2 | 115 | 496 Hyde Park | MA | 2020 | 2020 | 4 | 2025
NSTAR (Eversource) | 496 Hyde Park | 345 | 496 Hyde Park | MA | 2020 | 2020 | 4 | 2025
NSTAR (Eversource) | 509 North Cambridge | 345 | 509 North Cambridge | MA | 1973 | 1973 | 51 | 2025
NSTAR (Eversource) | 514T Kingston Street | 345 | 514T Kingston Street | MA | 1981/2019 | 1981/2019 | 43/5 | 2025
NSTAR (Eversource) | 533 CONTROL HOUSE | 115 | 533 Hartwell Avenue | MA | 1975 | 1975 | 49 | 2025
NSTAR (Eversource) | 612 CONTROL HOUSE | 115 | 612 Acushnet | MA | 1974 | 1974 | 50 | 2025
NSTAR (Eversource) | 624 CONTROL HOUSE | 115 | 624 Wing Lane | MA | 1981/2012 | 1981/2012 | 43/12 | 2025
NSTAR (Eversource) | 634 Mendall Road Tap | 115 | 634 Mendall Road Tap | MA | 1985 | 1985 | 39 | 2025
NSTAR (Eversource) | 636 CONTROL HOUSE | 115 | 636 Industrial Park | MA | 1970 | 1970 | 54 | 2025
NSTAR (Eversource) | 644 High Hill | 115 | 644 High Hill | MA | 1960 | 1960 | 64 | 2025
NSTAR (Eversource) | 713 Tremont | 115 | 713 Tremont | MA | 2016 | 2016 | 8 | 2025
NSTAR (Eversource) | 716 Horse Pond Tap | 115 | 716 Horse Pond Tap | MA | 1983 | 1983 | 41 | 2025
NSTAR (Eversource) | 718 SEMASS Tap | 115 | 718 SEMASS Tap | MA | 1987/2013 | 1987/2013 | 37/11 | 2025
NSTAR (Eversource) | 650 CONTROL HOUSE | 345 | 725 Pilgrim | MA | 1969 | 1969 | 55 | 2025
NSTAR (Eversource) | 726 Carver | 345 | 726 Carver | MA | 1987/2008 | 1987/2008 | 37/16 | 2025
NSTAR (Eversource) | 727 Brook Street | 115 | 727 Brook Street | MA | 2009 | 2009 | 15 | 2025
NSTAR (Eversource) | 8021 Blair Pond | 115 | 8021 Blair Pond | MA | 2018 | 2018 | 6 | 2025
NSTAR (Eversource) | 917 Bourne | 115 | 917 Bourne | MA | 2021 | 2021 | 3 | 2025
NSTAR (Eversource) | 921 CONTROL HOUSE | 345 | 921 West Barnstable | MA | 2010 | 2010 | 14 | 2025
NSTAR (Eversource) | 924 Falmouth Tap | 115 | 924 Falmouth Tap | MA | 1993 | 1993 | 31 | 2025
NSTAR (Eversource) | 946 CONTROL HOUSE | 115 | 946 Mashpee | MA | 2011 | 2011 | 13 | 2025
NSTAR (Eversource) | 958 Barnstable | 115 | 958 Barnstable | MA | 1990 | 1990 | 8 | 2025
NSTAR (Eversource) | 980 Canal | 345 | 980 Canal | MA | 2021 | 2021 | 8 | 2025
PSNH (Eversource) | "D" Control House | 345 | Amherst | NH | 1987 | 1987 | 37 | 2025
PSNH (Eversource) | Control House (D) | 115 | Bedford | NH | 2004 | 2004 | 20 | 2025
PSNH (Eversource) | "D" Control House | 345 | Beebe River | NH | 1980 | 1980 | 44 | 2025
PSNH (Eversource) | "D" Control House | 115 | Brentwood | NH | 2006 | 2006 | 18 | 2025
PSNH (Eversource) | D - Control House | 115 | Chestnut Hill | NH | 1974 | 1974 | 50 | 2025
PSNH (Eversource) | "T" Control House | 115 | Curtisville | NH | 2016 | 2016 | 8 | 2025
PSNH (Eversource) | "T" Control House | 345 | Deerfield | NH | 1972 | 1972 | 52 | 2025
PSNH (Eversource) | "D" Control House | 115 | Dover | NH | 1970 | 1970 | 54 | 2025
PSNH (Eversource) | Eagle 115 kV Control House | 115 | Eagle 115 kV | NH | 2012 | 2012 | 12 | 2025
PSNH (Eversource) | Eagle 345 kV Control House | 345 | Eagle 345 kV | NH | 2014 | 2014 | 10 | 2025
PSNH (Eversource) | "T" Control House | 115 | Eastport | NH | 2013 | 2013 | 11 | 2025
PSNH (Eversource) | Control House (D) | 115 | Eddy | NH | 2017 | 2017 | 7 | 2025
PSNH (Eversource) | "T" Control House | 345 | Eliot | NH | 2013 | 2013 | 11 | 2025
PSNH (Eversource) | T - Control House | 345 | Emerald Street | NH | 1970 | 1970 | 54 | 2025
PSNH (Eversource) | "T" Control House | 115 | Farmwood | NH | 2014 | 2014 | 10 | 2025
PSNH (Eversource) | T - Control House | 345 | Fitzwilliam | NH | 2009 | 2009 | 15 | 2025
PSNH (Eversource) | Control House (D) | 115 | Garvins | NH | 1976 | 1976 | 48 | 2025
PSNH (Eversource) | "D" Control House | 115 | Great Bay | NH | 2002 | 2002 | 22 | 2025
PSNH (Eversource) | Control House (D) | 115 | Greggs 115 kV | NH | 1965 | 1965 | 59 | 2025
PSNH (Eversource) | "T" Control House | 115 | Huckins Hill | NH | 2012 | 2012 | 12 | 2025
PSNH (Eversource) | Control House (D) | 345 | Huse Road | NH | 1958 | 1958 | 66 | 2025
PSNH (Eversource) | T - Control House | 115 | Jackman | NH | 2010 | 2010 | 14 | 2025
PSNH (Eversource) | "T" Control House | 345 | Littleton | NH | 1971 | 1971 | 53 | 2025
PSNH (Eversource) | "D" Control House | 115 | Madbury | NH | 1971 | 1971 | 53 | 2025
PSNH (Eversource) | "D" Control House | 115 | Mammoth Road | NH | 1978 | 1978 | 46 | 2025
PSNH (Eversource) | Control House (T) | 345 | Merrimack Steam 115 kV | NH | 2012 | 2012 | 12 | 2025
PSNH (Eversource) | T - Control House | 115 | Monadnock | NH | 2014 | 2014 | 10 | 2025
PSNH (Eversource) | "T" Control House | 345 | Newington Transmission | NH | 1978 | 1978 | 46 | 2025
PSNH (Eversource) | D - Control House | 115 | North Keene | NH | 2017 | 2017 | 7 | 2025
PSNH (Eversource) | Control House (T) | 115 | North Merrimack | NH | 2005 | 2005 | 19 | 2025
PSNH (Eversource) | "D" Control House | 115 | North Road | NH | 1967 | 1967 | 57 | 2025
PSNH (Eversource) | "D" Control House | 115 | Oak Hill | NH | 1990 | 1990 | 34 | 2025
PSNH (Eversource) | "D" Control House | 115 | Ocean Road 115 kV | NH | 1953 | 1953 | 71 | 2025
PSNH (Eversource) | Control House (T) | 115 | Peaslee | NH | 2015 | 2015 | 9 | 2025
PSNH (Eversource) | "D" Control House | 345 | Pemigewasset | NH | 1987 | 1987 | 37 | 2025
PSNH (Eversource) | Control House (D) | 115 | Pine Hill | NH | 2001 | 2001 | 23 | 2025
PSNH (Eversource) | "D" Control House | 345 | Portsmouth | NH | 2003 | 2003 | 21 | 2025
PSNH (Eversource) | Power St S/S | 115 | Power Street | NH | 2007 | 2007 | 17 | 2025
PSNH (Eversource) | "T" Control House | 115 | Pulpit Rock | NH | 2015 | 2015 | 9 | 2025
PSNH (Eversource) | Control House (D) | 115 | Reeds Ferry | NH | 1973 | 1973 | 51 | 2025
PSNH (Eversource) | "D" Control House | 115 | Rimmon | NH | 2016 | 2016 | 8 | 2025
PSNH (Eversource) | "T" Control House | 345 | Saco Valley | NH | 2008 | 2008 | 16 | 2025
PSNH (Eversource) | New House | 138 | Schiller | NH | 2004 | 2004 | 20 | 2025
PSNH (Eversource) | New Control House | 115 | Scobie Pond 115 kV | NH | 2005 | 2005 | 19 | 2025
PSNH (Eversource) | "T" Control House | 345 | Scobie Pond 345 kV | NH | 1969 | 1969 | 55 | 2025
PSNH (Eversource) | "T" Control House | 115 | Three Rivers | NH | 1968 | 1968 | 56 | 2025
PSNH (Eversource) | "D" Control House | 345 | Timber Swamp | NH | 1981 | 1981 | 43 | 2025
PSNH (Eversource) | T - Control House | 345 | Tuttle Hill | NH | 2019 | 2019 | 5 | 2025
PSNH (Eversource) | Control House (T) | 115 | Watts Brook | NH | 2001 | 2001 | 23 | 2025
PSNH (Eversource) | Control House (D) | 115 | Weare | NH | 2008 | 2008 | 16 | 2025
PSNH (Eversource) | "D" Control House | 138 | Webster | NH | 1966 | 1966 | 58 | 2025
PSNH (Eversource) | "T" Control House | 115 | White Lake | NH | 2007 | 2007 | 17 | 2025
PSNH (Eversource) | "D" Control House | 345 | Whitefield | NH | 1930 | 1930 | 94 | 2025
Rhode Island Energy | STATION GENERAL 2790158 | 115 | Drumrock | RI | 2006* | 2006 | 18 | 2025
Rhode Island Energy | STATION GENERAL 2789340 | 115 | Franklin Square | RI | 2006* | 2006 | 18 | 2025
Rhode Island Energy | STATION GENERAL 2790388 | 115 | Hartford Ave | RI | 2006* | 2006 | 18 | 2025
Rhode Island Energy | STATION GENERAL 2790908 | 115 | Highland Park | RI | 2014* | 2014 | 10 | 2025
Rhode Island Energy | STATION GENERAL 2792444 | 115 | Iron Mine Hill | RI | 2021* | 2021 | 3 | 2025
Rhode Island Energy | STATION GENERAL 2789868 | 115/345 | Kent County | RI | 2006* | 2006 | 18 | 2025
Rhode Island Energy | STATION GENERAL 2788076 | 115 | Kenyon | RI | 2006* | 2006 | 18 | 2025
Rhode Island Energy | STATION GENERAL 2788076 | 115 | Kenyon | RI | 2006* | 2006 | 18 | 2025
Rhode Island Energy | CTRLHSE 2786755 | 115 | Manchester St SWYD | RI | 2006* | 2006 | 18 | 2025
Rhode Island Energy | STATION GENERAL 2788620 | 115 | Pawtucket | RI | 2006* | 2006 | 18 | 2025
Rhode Island Energy | CONTROL HOUSE 4022994 | 115 | RIDGEWOOD | RI | 2012* | 2012 | 14 | 2025
Rhode Island Energy | STATION GENERAL 4023186 | 115 | RIVERSIDE | RI | 2006* | 2006 | 18 | 2025
Rhode Island Energy | STATION GENERAL 4022674 | 345 | SHERMAN FARM RD | RI | 2006* | 2006 | 18 | 2025
Rhode Island Energy | STATION GENERAL 4025177 | 115 | STAPLES | RI | 2006* | 2006 | 18 | 2025
Rhode Island Energy | STATION GENERAL 4024332 | 115 | VALLEY SUB | RI | 2006* | 2006 | 18 | 2025
Rhode Island Energy | STATION GENERAL 4023203 | 115 | WAMPANOAG | RI | 2006* | 2006 | 18 | 2025
Rhode Island Energy | STATION GENERAL 4022900 | 115 | WASHINGTON SUB | RI | 2006* | 2006 | 18 | 2025
Rhode Island Energy | STATION GENERAL 4024436 | 115/345 | WEST FARNUM | RI | 2006* | 2006 | 18 | 2025
Rhode Island Energy | STATION GENERAL 2792201 | 115 | WEST KINGSTON | RI | 2006* | 2006 | 18 | 2025
Rhode Island Energy | STATION GENERAL 2792250 | 115 | WICKFORD JUNCTION | RI | 2021* | 2021 | 3 | 2025
Rhode Island Energy | STATION GENERAL 2792314 | 115 | WOOD RIVER | RI | 2006* | 2006 | 18 | 2025
Rhode Island Energy | STATION GENERAL 4022487 | 115 | WOONSOCKET | RI | 2006* | 2006 | 18 | 2025
UI (Avangrid) | ALLINGS 43E | 115 | ALLINGS 43E | Connecticut | 1993 | 1993 | 31 | 2025
UI (Avangrid) | ANSONIA 6R | 115 | ANSONIA 6R | Connecticut | 2012 | 2012 | 12 | 2025
UI (Avangrid) | ASH CREEK 7C | 115 | ASH CREEK 7C | Connecticut | 2012 | 2012 | 12 | 2025
UI (Avangrid) | BAIRD 11L | 115 | BAIRD 11L | Connecticut | 2018 | 2018 | 6 | 2025
UI (Avangrid) | BARNUM 35H | 115 | BARNUM 35H | Connecticut | 1980 | 1980 | 44 | 2025
UI (Avangrid) | BROADWAY 36B | 115 | BROADWAY 36B | Connecticut | 1993 | 1993 | 31 | 2025
UI (Avangrid) | CONGRESS | 115 | CONGRESS | Connecticut | 1966 | 1966 | 58 | 2025
UI (Avangrid) | DEVON TIE 16P | 115 | DEVON TIE 16P | Connecticut | 2011 | 2011 | 13 | 2025
UI (Avangrid) | EAST SHORE 9G | 345 | EAST SHORE 9G | Connecticut | 2013 | 2013 | 11 | 2025
UI (Avangrid) | ELMWEST 18M | 115 | ELMWEST 18M | Connecticut | 2014 | 2014 | 10 | 2025
UI (Avangrid) | GRAND AVE 7G | 115 | GRAND AVE 7G | Connecticut | 2011 | 2011 | 13 | 2025
UI (Avangrid) | HAWTHORNE 10H | 115 | HAWTHORNE 10H | Connecticut | 1973 | 1973 | 51 | 2025
UI (Avangrid) | INDIAN WELL 47P | 115 | INDIAN WELL 47P | Connecticut | 1993 | 1993 | 31 | 2025
UI (Avangrid) | JUNE ST 1P | 115 | JUNE ST 1P | Connecticut | 1968 | 1968 | 56 | 2025
UI (Avangrid) | MILL RIVER 38M | 115 | MILL RIVER 38M | Connecticut | 1989 | 1989 | 35 | 2025
UI (Avangrid) | MILVON 30H | 115 | MILVON 30H | Connecticut | 1981 | 1981 | 43 | 2025
UI (Avangrid) | MIX AVE 32K | 115 | MIX AVE 32K | Connecticut | 1960 | 1960 | 64 | 2025
UI (Avangrid) | NORTH HAVEN 10A | 115 | NORTH HAVEN 10A | Connecticut | 1973 | 1973 | 51 | 2025
UI (Avangrid) | OLD TOWN 3N | 115 | OLD TOWN 3N | Connecticut | 1960 | 1960 | 64 | 2025
UI (Avangrid) | PEQUONNOCK 8J | 115 | PEQUONNOCK 8J | Connecticut | 2024 | 2024 | 0 | 2025
UI (Avangrid) | POOTATUCK 5D | 115 | POOTATUCK 5D | Connecticut | 2015 | 2015 | 9 | 2025
UI (Avangrid) | QUINNIPIAC 3Q | 115 | QUINNIPIAC 3Q | Connecticut | 1969 | 1969 | 55 | 2025
UI (Avangrid) | SACKETT 28B | 115 | SACKETT 28B | Connecticut | 2015 | 2015 | 9 | 2025
UI (Avangrid) | SINGER 34C | 345 | SINGER 34C | Connecticut | 2008 | 2008 | 16 | 2025
UI (Avangrid) | TRAP FALLS 16F | 115 | TRAP FALLS 16F | Connecticut | 1980 | 1980 | 44 | 2025
UI (Avangrid) | TRUMBULL 45P | 115 | TRUMBULL 45P | Connecticut | 2008 | 2008 | 16 | 2025
UI (Avangrid) | UNION AVE 40F | 115 | UNION AVE 40F | Connecticut | 2012 | 2012 | 12 | 2025
UI (Avangrid) | WATER ST 12W | 115 | WATER ST 12W | Connecticut | 1969 | 1969 | 55 | 2025
UI (Avangrid) | WEST RIVER II 10W | 115 | WEST RIVER II 10W | Connecticut | 1986 | 1986 | 38 | 2025
UI (Avangrid) | WOODMONT 29Y | 115 | WOODMONT 29Y | Connecticut | 1981 | 1981 | 43 | 2025
Versant | Baseline | 115 | Baseline | ME | 2024 | 2024 | 0 | 2025
Versant | Betts Road Switching | 115 | Betts Road Switching | ME | 2020 | 2020 | 4 | 2025
Versant | Boggy Brook | 115 | Boggy Brook | ME | 2001 | 2001 | 23 | 2025
Versant | Bull Hill | 115 | Bull Hill | ME | 2012 | 2012 | 12 | 2025
Versant | Clifton Switching | 115 | Clifton Switching | ME | 2022 | 2022 | 2 | 2025
Versant | Columbia Switching | 115 | Columbia Switching | ME | 2012 | 2012 | 12 | 2025
Versant | Deblois | 115 | Deblois | ME | 2001 | 2001 | 23 | 2025
Versant | Enfield Switching | 115 | Enfield Switching | ME | 2001 | 2001 | 23 | 2025
Versant | Epping Switching | 115 | Epping Switching | ME | 2012 | 2012 | 12 | 2025
Versant | Graham 115kV | 115 | Graham 115kV | ME | 2001 | 2001 | 23 | 2025
Versant | Keene Rd. 345KV Substation | 345/115 | Keene Rd. 345KV Substation | ME | 2010 | 2010 | 14 | 2025
Versant | Keene Road 115kV | 115 | Keene Road 115kV | ME | 2004 | 2004 | 20 | 2025
Versant | Orrington | 345/115 | Orrington | ME | 2011 | 2011 | 13 | 2025
Versant | Passadumkeag | 115 | Passadumkeag | ME | 2015 | 2015 | 9 | 2025
Versant | Rebel Hill Switching | 115 | Rebel Hill Switching | ME | 2013 | 2013 | 11 | 2025
Versant | Static Var Compensator | 115 | Static Var Compensator | ME | 2001 | 2001 | 23 | 2025
Versant | Tunk Lake | 115 | Tunk Lake | ME | 2012 | 2012 | 12 | 2025
Versant | Waltham Road Switching | 115 | Waltham Road Switching | ME | 2012 | 2012 | 12 | 2025
VT Transco | APPLETREE TERMINAL | 115 | APPLETREE TERMINAL | VT | 2016* | 2016 | 8 | 2025
VT Transco | ASCUTNEY | 115 | ASCUTNEY | VT | 2018* | 2018 | 6 | 2025
VT Transco | BARRE | 115 | BARRE | VT | 2019* | 2019 | 5 | 2025
VT Transco | BENNINGTON | 115 | BENNINGTON | VT | 2014* | 2014 | 10 | 2025
VT Transco | BERLIN | 115 | BERLIN | VT | 2020* | 2020 | 4 | 2025
VT Transco | BLISSVILLE | 115 | BLISSVILLE | VT | 2013* | 2013 | 11 | 2025
VT Transco | CHARLOTTE | 115 | CHARLOTTE | VT | 2008* | 2008 | 16 | 2025
VT Transco | CHELSEA | 115 | CHELSEA | VT | 2018* | 2018 | 6 | 2025
VT Transco | COLD RIVER | 115 | COLD RIVER | VT | 2016* | 2016 | 8 | 2025
VT Transco | COOLIDGE | 345 | COOLIDGE | VT | 2002* | 2002 | 22 | 2025
VT Transco | EAST AVENUE | 115 | EAST AVENUE | VT | 2009* | 2009 | 15 | 2025
VT Transco | ESSEX | 115 | ESSEX | VT | 2001* | 2001 | 23 | 2025
VT Transco | FERRISBURG | 115 | FERRISBURG | VT | 2008* | 2008 | 16 | 2025
VT Transco | FLORENCE | 115 | FLORENCE | VT | 2023* | 2023 | 1 | 2025
VT Transco | GEORGIA | 115 | GEORGIA | VT | 2012* | 2012 | 12 | 2025
VT Transco | GRAND ISLE | 115 | GRAND ISLE | VT | 2017* | 2017 | 7 | 2025
VT Transco | GRANITE | 230 | GRANITE | VT | 2005* | 2005 | 1 | 2025
VT Transco | GRANITE RPD | 115 | GRANITE RPD | VT | 2014* | 2014 | 10 | 2025
VT Transco | HARTFORD | 115 | HARTFORD | VT | 2005* | 2005 | 19 | 2025
VT Transco | HIGHGATE | 115 | HIGHGATE | VT | 2024* | 2024 | 0 | 2025
VT Transco | HIGHGATE CONVERTER | 115 | HIGHGATE CONVERTER | VT | 2008* | 2008 | 1 | 2025
VT Transco | IRASBURG | 115 | IRASBURG | VT | 2021* | 2021 | 3 | 2025
VT Transco | JAY | 115 | JAY | VT | 2012* | 2012 | 3 | 2025
VT Transco | LIME KILN | 115 | LIME KILN | VT | 2010* | 2010 | 14 | 2025
VT Transco | LYNDONVILLE | 115 | LYNDONVILLE | VT | 2010* | 2010 | 14 | 2025
VT Transco | MIDDLEBURY | 115 | MIDDLEBURY | VT | 2024* | 2024 | 0 | 2025
VT Transco | MIDDLESEX | 115 | MIDDLESEX | VT | 2008* | 2008 | 16 | 2025
VT Transco | NEW HAVEN | 345 | NEW HAVEN | VT | 2007* | 2007 | 17 | 2025
VT Transco | NEWFANE | 345 | NEWFANE | VT | 2010* | 2010 | 14 | 2025
VT Transco | NORTH RUTLAND | 115 | NORTH RUTLAND | VT | 2022* | 2022 | 2 | 2025
VT Transco | QUEEN CITY | 115 | QUEEN CITY | VT | 2007* | 2007 | 17 | 2025
VT Transco | S. HERO | 115 | S. HERO | VT | 2016* | 2016 | 8 | 2025
VT Transco | SAND BAR | 115 | SAND BAR | VT | 2021* | 2021 | 3 | 2025
VT Transco | SHEFFIELD | 115 | SHEFFIELD | VT | 2011* | 2011 | 2 | 2025
VT Transco | SHELBURNE | 115 | SHELBURNE | VT | 2008* | 2008 | 16 | 2025
VT Transco | ST. ALBANS | 115 | ST. ALBANS | VT | 2018* | 2018 | 6 | 2025
VT Transco | ST. JOHNSBURY | 115 | ST. JOHNSBURY | VT | 2004* | 2004 | 20 | 2025
VT Transco | STOWE | 115 | STOWE | VT | 2016* | 2016 | 8 | 2025
VT Transco | TAFTS CORNERS | 115 | TAFTS CORNERS | VT | 2008* | 2008 | 16 | 2025
VT Transco | VERGENNES | 115 | VERGENNES | VT | 2008* | 2008 | 16 | 2025
VT Transco | VERMONT YANKEE | 345 | VERMONT YANKEE | VT | 2009* | 2009 | 3 | 2025
VT Transco | VERNON | 345 | VERNON | VT | 2010* | 2010 | 14 | 2025
VT Transco | WEST RUTLAND | 115 | WEST RUTLAND | VT | 2002* | 2002 | 22 | 2025
VT Transco | WILLISTON | 115 | WILLISTON | VT | 2007* | 2007 | 17 | 2025
WMECO (Eversource) | Transmission 345 Kv Control House | 345 | AGAWAM 16C | MA | 2012 | 2012 | 12 | 2025
WMECO (Eversource) | 10M Control House | 115 | ATWATER 10M | MA | 2020 | 2020 | 4 | 2025
WMECO (Eversource) | enclosure for crossover valve (no pumps) | 115 | BRECKWOOD 20A | MA | 2010 | 2010 | 14 | 2025
WMECO (Eversource) | Cadwell 50F Control house | 345 | CADWELL 50F | MA | 2011 | 2011 | 13 | 2025
WMECO (Eversource) | 18L Control House | 115 | CHICOPEE 18L (mostly owned by CEL) | MA | 1973 | 1973 | 51 | 2025
WMECO (Eversource) | 38F Transmission Control House | 115 | ERVING 38F | MA | 2017 | 2017 | 7 | 2025
WMECO (Eversource) | 16H Control House | 345 | FAIRMONT 16H | MA | 2013 | 2013 | 11 | 2025
WMECO (Eversource) | 22C Control House | 115 | MOUNT TOM 22C | MA | 2018 | 2018 | 6 | 2025
WMECO (Eversource) | 345 KV Control House | 345 | NORTHFIELD MOUNTAIN 16R | MA | 1968 | 1968 | 56 | 2025
WMECO (Eversource) | 23F Control House | 115 | PINESHED 23F | MA | 1975 | 1975 | 49 | 2025
WMECO (Eversource) | 55E Control House | 115 | SHAWINIGAN 55E | MA | 2009 | 2009 | 15 | 2025
WMECO (Eversource) | Control House | 115 | SOUTH AGAWAM 42E | MA | 2002 | 2002 | 22 | 2025
WMECO (Eversource) | 8C Control House (lower yard) | 115 | WEST SPRINGFIELD 8C | MA | 2017 | 2017 | 7 | 2025
WMECO (Eversource) | Pumphouse (lower yard) | 115 | WEST SPRINGFIELD 8C | MA | 1955 | 1955 | 69 | 2025

## Data (Hidden) (hidden)
Primary Equipment Owner | Line kV | TX kV | State | OH or UG? | UG Line Type | Primary Structure Material | Primary Structure Type | Primary Structure Material
CMP (Avangrid) | 345 | 345/115 | CT | OH | Pipe-type | Wood | SCMP | Natural Wood
Vermont Electric Power Company | 230 | 345/230 | MA | UG | Solid dielectric | Steel | SCHF | Laminate Wood
Versant | 115 | 115/69 | ME |  | N/A | Composite | SCLA | Steel
National Grid | 69 |  | NH |  |  | Concrete | DCMP | Concrete
Rhode Island Energy |  |  | RI |  |  | Fiberglass/Composite | DCHF | N/A
MEPCO |  |  | VT |  |  | N/A | DCLA
UI (Avangrid) | [6 empty] | N/A
PSNH (Eversource)
CL&P (Eversource)
NSTAR (Eversource)