## Cover Page
ISO-NE PUBLIC USE

## Introduction
Links: | Reliability Committee
Load Forecast Committee
Links: | RSP and Related Analyses
RSP Project List
RSP Asset Condition List
Interconnection Request Queue
Transmission Owner Planning Advisory Committee
Links: | Glossary and Acronyms
CELT Reports
Links: | Master and Local Control Center Procedures
Manuals
Operating Procedures
Planning Procedures
System Operating Procedures
Transmission, Markets, and Services Tariff

## 1.1 Summer Peak
Links:
Load Forecast | Distributed Generation Forecast
Forecast and Capabilities | 2025 | 2026 | 2027 | 2028 | 2029 | 2030 | 2031 | 2032 | 2033 | 2034 | 2035
1. Load forecast (1, 2, 3)
1.1 Gross (without reductions) (4) | 26834 | 26997 | 27149 | 27352 | 27588 | 27817 | 28019 | 28213 | 28429 | 28678 | 28958
1.1.1 Behind-the-meter DER (5) | 1647.2 | 1769 | 1859 | 1946 | 2022 | 2079 | 2113 | 2129 | 2132 | 2125 | 2109
1.2 Net (with reductions for BTM DER) (6) | 25187 | 25228 | 25290 | 25406 | 25565 | 25738 | 25906 | 26084 | 26296 | 26553 | 26849
2. Capacity based on FCM obligations
2.1 Generating resources (7) | 26961.435 | 27519.845 | 27731.499 | 27731.499 | 27731.499 | 27731.499 | 27731.499 | 27731.499 | 27731.499 | 27731.499 | 27731.499
2.2 Demand capacity resources (7, 8) | 3006.483 | 2639.682 | 2540.066 | 2540.066 | 2540.066 | 2540.066 | 2540.066 | 2540.066 | 2540.066 | 2540.066 | 2540.066
2.2.1 Active DCR | 437.78 | 384.96 | 534.379 | 534.379 | 534.379 | 534.379 | 534.379 | 534.379 | 534.379 | 534.379 | 534.379
2.2.2 Passive DCR (9) | 2568.703 | 2254.722 | 2005.687 | 2005.687 | 2005.687 | 2005.687 | 2005.687 | 2005.687 | 2005.687 | 2005.687 | 2005.687
2.2.2.1 Energy efficiency | 2035.111 | 1795.652 | 1581.987 | 1581.987 | 1581.987 | 1581.987 | 1581.987 | 1581.987 | 1581.987 | 1581.987 | 1581.987
2.2.2.2 Distributed generation | 533.592 | 459.07 | 423.7 | 423.7 | 423.7 | 423.7 | 423.7 | 423.7 | 423.7 | 423.7 | 423.7
2.3 Imports (10) | 1234.8 | 409.31 | 614.835 | 84 | 84 | 84 | 84 | 0 | 0 | 0 | 0
2.4 Total [ = 2.1 + 2.2 + 2.3 ] | 31202.718 | 30568.837 | 30886.4 | 30355.565 | 30355.565 | 30355.565 | 30355.565 | 30271.565 | 30271.565 | 30271.565 | 30271.565
3. Capacity based on seasonal claimed capability (11, 12)
3.1 Generation claimed for capability | 28430 | 29270 | 29867 | 31422 | 31917 | 32439 | 32439 | 32789 | 32789 | 33139 | 33139
3.1.1 Generator additions and SCC updates |  | 1645 | 2257 | 3813 | 4308 | 4829 | 4829 | 5179 | 5179 | 5530 | 5530
3.1.2 Generator retirements and reductions |  | 804 | 820 | 820 | 820 | 820 | 820 | 820 | 820 | 820 | 820
4. Reserves (based on reference load with reduction for passive DCR)
4.1 Installed reserves (based on CSOs of generating resources [line 2.1], active DCR [line 2.2.1], and imports [line 2.3])
4.1.1 MW [ = 2.1 + 2.2.1 + 2.3 - 1.2 ] | 3447.015 | 3086.115 | 3590.713 | 2943.878 | 2784.878 | 2611.878 | 2443.878 | 2181.878 | 1969.878 | 1712.878 | 1416.878
4.1.2 % of load [ = (4.1.1 / 1.2 ) x 100 ] | 13.6857 | 12.2329 | 14.1982 | 11.5873 | 10.8933 | 10.1479 | 9.4336 | 8.3648 | 7.4912 | 6.4508 | 5.2772
4.2 Installed reserves (based on generation SCC [line 3.1], active DCR [line 2.2.1], imports [line 2.3], and exports)
4.2.1 MW [ = (3.1 + 2.2.1 + 2.3) – 1.2 ] | 4915.58 | 4836.27 | 5726.214 | 6634.379 | 6970.379 | 7319.379 | 7151.379 | 7239.379 | 7027.379 | 7120.379 | 6824.379
4.2.2 % of load [ = (4.2.1 / 1.2 ) x 100) ] | 19.5163 | 19.1702 | 22.6422 | 26.1134 | 27.2653 | 28.438 | 27.6051 | 27.7541 | 26.7241 | 26.8157 | 25.4176

## 1.2 Winter Peak
Links:
Load Forecast | Distributed Generation Forecast
Forecast and Capabilities | 2025/2026 | 2026/2027 | 2027/2028 | 2028/2029 | 2029/2030 | 2030/2031 | 2031/2032 | 2032/2033 | 2033/2034 | 2034/2035 | 2035/2036
1. Load forecast (1, 2, 3)
1.1 Gross (without reductions) (4) | 20275 | 20508 | 20892 | 21337 | 21825 | 22385 | 23030 | 23773 | 24634 | 25623 | 26727
1.1.1 Behind-the-meter DER (5) | 0 | 26 | 53 | 80 | 94 | 90 | 111 | 137 | 182 | 243 | 316
1.2 Net (with reductions for BTM DER) (6) | 20275 | 20483 | 20839 | 21257 | 21731 | 22296 | 22918 | 23636 | 24452 | 25380 | 26411
2. Capacity based on FCM obligations
2.1 Generating resources (7) | 27251.25 | 27845.168 | 28575.701 | 28575.701 | 28575.701 | 28575.701 | 28575.701 | 28575.701 | 28575.701 | 28575.701 | 28575.701
2.2 Demand capacity resources (7, 8) | 2874.327 | 2490.412 | 2496.615 | 2496.615 | 2496.615 | 2496.615 | 2496.615 | 2496.615 | 2496.615 | 2496.615 | 2496.615
2.2.1 Active DCR | 435.227 | 383.81 | 534.079 | 534.079 | 534.079 | 534.079 | 534.079 | 534.079 | 534.079 | 534.079 | 534.079
2.2.2 Passive DCR (9) | 2439.1 | 2106.602 | 1962.536 | 1962.536 | 1962.536 | 1962.536 | 1962.536 | 1962.536 | 1962.536 | 1962.536 | 1962.536
2.2.2.1 Energy efficiency | 1905.508 | 1647.532 | 1538.836 | 1538.836 | 1538.836 | 1538.836 | 1538.836 | 1538.836 | 1538.836 | 1538.836 | 1538.836
2.2.2.2 Distributed generation | 533.592 | 459.07 | 423.7 | 423.7 | 423.7 | 423.7 | 423.7 | 423.7 | 423.7 | 423.7 | 423.7
2.3 Imports (10) | 1234.8 | 409.31 | 304.2 | 84 | 84 | 84 | 84 | 0 | 0 | 0 | 0
2.4 Total [ = 2.1 + 2.2 + 2.3 ] | 31360.377 | 30744.89 | 31376.516 | 31156.316 | 31156.316 | 31156.316 | 31156.316 | 31072.316 | 31072.316 | 31072.316 | 31072.316
3. Capacity based on seasonal claimed capability (11)
3.1 Generation claimed for capability | 30270 | 29735 | 30828 | 32051 | 32238 | 32948 | 32948 | 33715 | 34482 | 34482 | 34482
3.1.1 Generator additions |  | 590 | 1683 | 2907 | 3093 | 3804 | 3804 | 4570 | 5337 | 5337 | 5337
3.1.2 Generator retirements |  | 1125 | 1125 | 1125 | 1125 | 1125 | 1125 | 1125 | 1125 | 1125 | 1125
4. Reserves (based on reference load with reduction for passive DCR)
4.1 Installed reserves (based on CSOs of generating resources [line 2.1], active DCR [line 2.2.1], and imports [line 2.3])
4.1.1 MW [ = 2.1 + 2.2.1 + 2.3 - 1.2 ] | 8646.277 | 8155.288 | 8574.98 | 7936.78 | 7462.78 | 6897.78 | 6275.78 | 5473.78 | 4657.78 | 3729.78 | 2698.78
4.1.2 % of load [ = (4.1.1 / 1.2 ) x 100 ] | 42.645 | 39.8149 | 41.1487 | 37.3373 | 34.3416 | 30.9373 | 27.3836 | 23.1587 | 19.0487 | 14.6957 | 10.2184
4.2 Installed reserves (based on generation SCC [line 3.1], active DCR [line 2.2.1], imports [line 2.3], and exports)
4.2.1 MW [ = (3.1 + 2.2.1 + 2.3) – 1.2 ] | 11665.027 | 10045.12 | 10827.279 | 11412.079 | 11125.079 | 11270.079 | 10648.079 | 10613.079 | 10564.079 | 9636.079 | 8605.079
4.2.2 % of load [ = (4.2.1 / 1.2 ) x 100) ] | 57.534 | 49.0413 | 51.9568 | 53.6862 | 51.1945 | 50.5475 | 46.4616 | 44.9022 | 43.2033 | 37.9672 | 32.5814

## 1.3 Summer by Fuel-Unit Class
| CSOs Based on ARA & FCA Results |  |  | Projected CSOs Based on FCA 18 Results for 2027/2028 CCP
Fuel/Unit Classification | 2025 | 2026 | 2027 | 2028 | 2029 | 2030 | 2031 | 2032 | 2033 | 2034 | 2035
Battery, energy storage (1, 2) | 584.94 | 584.94 | 855.394 | 855.394 | 855.394 | 855.394 | 855.394 | 855.394 | 855.394 | 855.394 | 855.394
Colocated, PV/battery (1, 2) | 424 | 471 | 519 | 519 | 519 | 519 | 519 | 519 | 519 | 519 | 519
Coal (1, 2) | 0 | 0 | 0 | 0 | 0 | 0 | 0 | 0 | 0 | 0 | 0
Fuel cell (1, 2) | 51.177 | 50.912 | 41.131 | 41.131 | 41.131 | 41.131 | 41.131 | 41.131 | 41.131 | 41.131 | 41.131
Hydro (1, 2) | 1243.657 | 1218.667 | 1239.634 | 1239.634 | 1239.634 | 1239.634 | 1239.634 | 1239.634 | 1239.634 | 1239.634 | 1239.634
Landfill gas/other biomass gas (1, 2) | 45.931 | 43.461 | 44.404 | 44.404 | 44.404 | 44.404 | 44.404 | 44.404 | 44.404 | 44.404 | 44.404
Natural gas (1, 2) | 13502.648 | 13602.507 | 13780.529 | 13780.529 | 13780.529 | 13780.529 | 13780.529 | 13780.529 | 13780.529 | 13780.529 | 13780.529
Nuclear (1, 2) | 3330.59 | 3352.423 | 3355.489 | 3355.489 | 3355.489 | 3355.489 | 3355.489 | 3355.489 | 3355.489 | 3355.489 | 3355.489
Oil (1, 2) | 4955.597 | 4907.786 | 4416.079 | 4416.079 | 4416.079 | 4416.079 | 4416.079 | 4416.079 | 4416.079 | 4416.079 | 4416.079
Photovoltaic (1, 2) | 383.2 | 470.373 | 436.171 | 436.171 | 436.171 | 436.171 | 436.171 | 436.171 | 436.171 | 436.171 | 436.171
Pumped storage (1, 2) | 1648.055 | 1858.004 | 1857.737 | 1857.737 | 1857.737 | 1857.737 | 1857.737 | 1857.737 | 1857.737 | 1857.737 | 1857.737
Refuse (1, 2) | 329.398 | 327.338 | 323.128 | 323.128 | 323.128 | 323.128 | 323.128 | 323.128 | 323.128 | 323.128 | 323.128
Wind (1, 2) | 95.904 | 288.655 | 551.642 | 551.642 | 551.642 | 551.642 | 551.642 | 551.642 | 551.642 | 551.642 | 551.642
Wood (1, 2) | 365.907 | 343.435 | 310.742 | 310.742 | 310.742 | 310.742 | 310.742 | 310.742 | 310.742 | 310.742 | 310.742
ISO New England generation capacity subtotal (1, 2) | 26961.435 | 27519.845 | 27731.499 | 27731.499 | 27731.499 | 27731.499 | 27731.499 | 27731.499 | 27731.499 | 27731.499 | 27731.499
Demand capacity resources (1, 2) | 3006.483 | 2639.682 | 2540.066 | 2540.066 | 2540.066 | 2540.066 | 2540.066 | 2540.066 | 2540.066 | 2540.066 | 2540.066
Imports (3) | 1234.8 | 409.31 | 614.835 | 84 | 84 | 84 | 84 | 0 | 0 | 0 | 0
Total Capacity | 31202.718 | 30568.837 | 30886.4 | 30356 | 30356 | 30356 | 30356 | 30272 | 30272 | 30272 | 30272
https://www.iso-ne.com/static-assets/documents/2016/08/retirement_tracker_external.xlsx

## 1.4 Winter by Fuel-Unit Class
| CSOs Based on ARA & FCA Results |  |  | Projected CSOs Based on FCA 18 Results for 2027/2028 CCP
Fuel/Unit Classification | 2025/2026 | 2026/2027 | 2027/2028 | 2028/2029 | 2029/2030 | 2030/2031 | 2031/2032 | 2032/2033 | 2033/2034 | 2034/2035 | 2035/2036
Battery, energy storage (1, 2) | 584.94 | 584.94 | 855.394 | 855.394 | 855.394 | 855.394 | 855.394 | 855.394 | 855.394 | 855.394 | 855.394
Colocated, PV/battery (1, 2) | 362.331 | 402.206 | 450.763 | 450.763 | 450.763 | 450.763 | 450.763 | 450.763 | 450.763 | 450.763 | 450.763
Coal (1, 2) | 0 | 0 | 0 | 0 | 0 | 0 | 0 | 0 | 0 | 0 | 0
Fuel cell (1, 2) | 51.177 | 50.912 | 41.131 | 41.131 | 41.131 | 41.131 | 41.131 | 41.131 | 41.131 | 41.131 | 41.131
Hydro (1, 2) | 1495.733 | 1448.511 | 1477.422 | 1477.422 | 1477.422 | 1477.422 | 1477.422 | 1477.422 | 1477.422 | 1477.422 | 1477.422
Landfill gas/other biomass gas (1, 2) | 45.659 | 43.298 | 44.543 | 44.543 | 44.543 | 44.543 | 44.543 | 44.543 | 44.543 | 44.543 | 44.543
Natural gas (1, 2) | 13660.928 | 13779.403 | 14145.351 | 14145.351 | 14145.351 | 14145.351 | 14145.351 | 14145.351 | 14145.351 | 14145.351 | 14145.351
Nuclear (1, 2) | 3330.59 | 3352.423 | 3355.489 | 3355.489 | 3355.489 | 3355.489 | 3355.489 | 3355.489 | 3355.489 | 3355.489 | 3355.489
Oil (1, 2) | 4988.639 | 4966.831 | 4477.543 | 4477.543 | 4477.543 | 4477.543 | 4477.543 | 4477.543 | 4477.543 | 4477.543 | 4477.543
Photovoltaic (1, 2) | 8.9 | 8.9 | 8.9 | 8.9 | 8.9 | 8.9 | 8.9 | 8.9 | 8.9 | 8.9 | 8.9
Pumped storage (1, 2) | 1648.055 | 1858.004 | 1857.737 | 1857.737 | 1857.737 | 1857.737 | 1857.737 | 1857.737 | 1857.737 | 1857.737 | 1857.737
Refuse (1, 2) | 339.32 | 338.693 | 334.497 | 334.497 | 334.497 | 334.497 | 334.497 | 334.497 | 334.497 | 334.497 | 334.497
Wind (1, 2) | 369.071 | 667.612 | 1216.189 | 1216.189 | 1216.189 | 1216.189 | 1216.189 | 1216.189 | 1216.189 | 1216.189 | 1216.189
Wood (1, 2) | 365.907 | 343.435 | 310.742 | 310.742 | 310.742 | 310.742 | 310.742 | 310.742 | 310.742 | 310.742 | 310.742
ISO New England generation capacity subtotal (1, 2) | 27251.25 | 27845.168 | 28575.701 | 28575.701 | 28575.701 | 28575.701 | 28575.701 | 28575.701 | 28575.701 | 28575.701 | 28575.701
Demand capacity resources (1, 2) | 2874.327 | 2490.412 | 2496.615 | 2496.615 | 2496.615 | 2496.615 | 2496.615 | 2496.615 | 2496.615 | 2496.615 | 2496.615
Imports (3) | 1234.8 | 409.31 | 304.2 | 84 | 84 | 84 | 84 | 0 | 0 | 0 | 0
Total Capacity | 31360.377 | 30744.89 | 31376.516 | 31156 | 31156 | 31156 | 31156 | 31072 | 31072 | 31072 | 31072
https://www.iso-ne.com/static-assets/documents/2016/08/retirement_tracker_external.xlsx

## 1.5.1 Peak Loads
Load Forecast |  |  |  |  | Distributed Generation Forecast
Peak Loads | [7 empty] | 2025 Actual
Monthly peak load (MW) (3) | JAN |  | FEB |  | MAR | APR | MAY | JUN | JUL | AUG | SEP | OCT | NOV | DEC
Gross (without reductions) (4) | 19631 |  | 18773 |  | 17346 | 15536 | 15713 | 28548 | 27207 | 24468 | 18458 | 16437 | 16526 | 19477
Net (reduced for BTM PV) | 19631 |  | 18773 |  | 17346 | 15335 | 14646 | 26586 | 25315 | 23083 | 17219 | 15935 | 16526 | 19477
2026 Forecast
Monthly peak load (MW) (1, 2, 3) | JAN |  | FEB |  | MAR | APR | MAY | JUN | JUL | AUG | SEP | OCT | NOV | DEC
Gross (without reductions) (4) | 20253 | A | 20178 | A | 17357 | 15155 | 18302 | 24697 | 26997 | 24728 | 21434 | 16023 | 16801 | 19309
Net (reduced for BTM DER) | 20221 | A | 20178 | A | 17351 | 15035 | 17103 | 23147 | 25228 | 23157 | 20390 | 16023 | 16777 | 19279
2027 Forecast
Monthly peak load (MW) (1, 2) | JAN |  | FEB |  | MAR | APR | MAY | JUN | JUL | AUG | SEP | OCT | NOV | DEC
Gross (without reductions) (4) | 20508 |  | 19438 |  | 17574 | 15311 | 18356 | 24795 | 27149 | 24838 | 21532 | 16087 | 17002 | 19602
Net (reduced for BTM DER) | 20483 |  | 19410 |  | 17543 | 15189 | 17137 | 23163 | 25290 | 23183 | 20451 | 16087 | 16955 | 19550
[8 empty] | Annual Forecast | [5 empty] | CAGR (%)
Summer peak (MW) (1, 2, 3) | 2025 |  | 2026 |  | 2027 | 2028 | 2029 | 2030 | 2031 | 2032 | 2033 | 2034 | 2035 | 2026 to 2035
Gross (without reductions) (4) | 28548 | A | 26997 |  | 27149 | 27352 | 27588 | 27817 | 28019 | 28213 | 28429 | 28678 | 28958 | 0.78
Net (reduced for BTM DER) | 26586 | A | 25228 |  | 25290 | 25406 | 25565 | 25738 | 25906 | 26084 | 26296 | 26553 | 26849 | 0.69
Winter peak (MW) (1, 2, 3)
Gross (without reductions) (4) | 20253 | A | 20508 |  | 20892 | 21337 | 21825 | 22385 | 23030 | 23773 | 24634 | 25623 | 26727 | 2.99
Net (reduced for BTM DER) | 20221 | A | 20483 |  | 20839 | 21257 | 21731 | 22296 | 22918 | 23636 | 24452 | 25380 | 26411 | 2.86

## 1.5.2 Energy
Link: | Load Forecast
2025 Actual
Monthly net energy for load (GWh) (1, 2) | JAN |  | FEB |  | MAR | APR | MAY | JUN | JUL | AUG | SEP | OCT | NOV | DEC
Gross (without reductions) (3) | 11614 |  | 10183 |  | 9867 | 8895 | 9042 | 10713 | 12984 | 11130 | 9449 | 9121 | 9466 | 11415
Net (reduced for BTM PV) | 11389 |  | 9960 |  | 9342 | 8256 | 8424 | 9976 | 12181 | 10328 | 8826 | 8654 | 9189 | 11229
2026 Forecast
Monthly net energy for load (GWh) (1, 2) | JAN |  | FEB |  | MAR | APR | MAY | JUN | JUL | AUG | SEP | OCT | NOV | DEC
Gross (without reductions) (3) | 11789 | A | 10522 | A | 10035 | 8797 | 9126 | 10523 | 12634 | 11972 | 9945 | 9141 | 9246 | 10886
Net (reduced for BTM DER) | 11625 | A | 10368 | A | 9437 | 8069 | 8309 | 9708 | 11789 | 11189 | 9287 | 8608 | 8901 | 10625
2027 Forecast
Monthly net energy for load (GWh) (1, 2) | JAN |  | FEB |  | MAR | APR | MAY | JUN | JUL | AUG | SEP | OCT | NOV | DEC
Gross (without reductions) (3) | 11463 |  | 10211 |  | 10136 | 8862 | 9157 | 10559 | 12679 | 12015 | 9979 | 9195 | 9352 | 11037
Net (reduced for BTM DER) | 11153 |  | 9803 |  | 9497 | 8086 | 8286 | 9691 | 11782 | 11183 | 9280 | 8629 | 8985 | 10760
[8 empty] | Annual Forecast | [5 empty] | CAGR (%)
Annual net energy for load (GWh) (1, 2) | 2025 |  | 2026 |  | 2027 | 2028 | 2029 | 2030 | 2031 | 2032 | 2033 | 2034 | 2035 | 2026 to 2035
Gross (without reductions) (3) | 123877.868 | A | 123734 |  | 124645 | 126137 | 127634 | 128862 | 130203 | 131767 | 133527 | 135547 | 137851 | 1.21
Net (reduced for BTM DER) | 117755.052 | A | 116679 |  | 117138 | 118156 | 119187 | 120047 | 121088 | 122393 | 123888 | 125633 | 127660 | 1

## 1.6 Forecast Distributions
|  | Peak Load Forecast at Milder-than-Expected Weather |  |  |  | Forecast at Expected Weather | Peak Load Forecast at Hotter-than-Expected Weather
Probability of Forecast Being Exceeded |  | 90% | 80% | 70% | 60% | 50% | 40% | 30% | 20% | 10% | 5%
Summer (MW) | 2026 | 23796 | 24488 | 24636 | 24966 | 25228 | 25430 | 25796 | 25968 | 26473 | 26662
| 2027 | 23858 | 24509 | 24694 | 24971 | 25290 | 25516 | 25831 | 26033 | 26503 | 26737
| 2028 | 23979 | 24553 | 24802 | 25034 | 25406 | 25650 | 25931 | 26161 | 26620 | 26915
| 2029 | 24147 | 24614 | 24954 | 25154 | 25565 | 25819 | 26089 | 26339 | 26814 | 27180
| 2030 | 24337 | 24698 | 25131 | 25306 | 25738 | 25991 | 26292 | 26537 | 27059 | 27487
| 2031 | 24535 | 24826 | 25321 | 25492 | 25906 | 26153 | 26522 | 26735 | 27332 | 27795
| 2032 | 24745 | 25015 | 25514 | 25711 | 26084 | 26321 | 26772 | 26942 | 27620 | 28085
| 2033 | 24959 | 25259 | 25710 | 25962 | 26296 | 26524 | 27035 | 27179 | 27912 | 28362
| 2034 | 25173 | 25529 | 25915 | 26226 | 26553 | 26771 | 27313 | 27460 | 28203 | 28642
| 2035 | 25416 | 25803 | 26146 | 26488 | 26849 | 27056 | 27606 | 27788 | 28503 | 28942
|  | Peak Load Forecast at Milder-than-Expected Weather |  |  |  | Forecast at Expected Weather | Peak Load Forecast at Colder-than-Expected Weather
Probability of Forecast Being Exceeded |  | 90% | 80% | 70% | 60% | 50% | 40% | 30% | 20% | 10% | 5%
Winter (MW) | 2026/2027 | 19643 | 19855 | 20079 | 20289 | 20483 | 20822 | 21024 | 21253 | 21457 | 21625
| 2027/2028 | 19937 | 20163 | 20445 | 20646 | 20839 | 21149 | 21393 | 21672 | 21809 | 22014
| 2028/2029 | 20242 | 20504 | 20850 | 21054 | 21257 | 21539 | 21824 | 22131 | 22242 | 22516
| 2029/2030 | 20582 | 20887 | 21282 | 21518 | 21731 | 21975 | 22283 | 22603 | 22790 | 23148
| 2030/2031 | 20944 | 21303 | 21768 | 22056 | 22296 | 22476 | 22801 | 23148 | 23448 | 23860
| 2031/2032 | 21387 | 21798 | 22334 | 22658 | 22918 | 23080 | 23427 | 23791 | 24233 | 24686
| 2032/2033 | 21904 | 22395 | 23001 | 23346 | 23636 | 23839 | 24188 | 24569 | 25163 | 25637
| 2033/2034 | 22533 | 23105 | 23766 | 24119 | 24452 | 24739 | 25095 | 25506 | 26210 | 26660
| 2034/2035 | 23268 | 23926 | 24633 | 24995 | 25380 | 25773 | 26165 | 26621 | 27385 | 27814
| 2035/2036 | 24084 | 24818 | 25572 | 25963 | 26411 | 26888 | 27361 | 27880 | 28623 | 29052

## 1.7 Electrification Forecast
Links: | Final 2026 Heating Electrification Forecast
Final 2026 Transportation Electrification Forecast
Table 1 |  | Annual Energy (GWh)
Category | State | 2026 | 2027 | 2028 | 2029 | 2030 | 2031 | 2032 | 2033 | 2034 | 2035
Transportation | Connecticut | 45 | 135 | 239 | 359 | 500 | 665 | 857 | 1081 | 1339 | 1633
| Massachusetts | 94 | 282 | 497 | 745 | 1034 | 1372 | 1765 | 2219 | 2740 | 3333
| Maine | 17 | 50 | 89 | 135 | 189 | 252 | 327 | 414 | 516 | 633
| New Hampshire | 16 | 49 | 87 | 132 | 185 | 247 | 321 | 407 | 509 | 626
| Rhode Island | 12 | 37 | 65 | 98 | 137 | 183 | 236 | 299 | 372 | 456
| Vermont | 11 | 34 | 59 | 89 | 123 | 163 | 209 | 262 | 323 | 392
| Total | 195 | 588 | 1036 | 1557 | 2167 | 2881 | 3715 | 4682 | 5798 | 7074
Heating | Connecticut | 25 | 84 | 150 | 223 | 308 | 411 | 534 | 678 | 847 | 1037
| Massachusetts | 90 | 310 | 561 | 846 | 1173 | 1549 | 1974 | 2422 | 2893 | 3381
| Maine | 42 | 140 | 246 | 362 | 489 | 632 | 796 | 971 | 1156 | 1346
| New Hampshire | 11 | 38 | 69 | 104 | 146 | 193 | 245 | 300 | 364 | 437
| Rhode Island | 9 | 30 | 53 | 80 | 110 | 147 | 192 | 245 | 304 | 367
| Vermont | 22 | 70 | 122 | 178 | 238 | 303 | 372 | 443 | 518 | 596
| Total | 198 | 671 | 1200 | 1793 | 2464 | 3235 | 4113 | 5059 | 6082 | 7165
Table 2 |  | Annual Energy (GWh) 2026: Summer Peak (MW)
Category | State | 2026 | 2027 | 2028 | 2029 | 2030 | 2031 | 2032 | 2033 | 2034 | 2035
Transportation | Connecticut | 4 | 12 | 22 | 33 | 45 | 59 | 76 | 95 | 116 | 140
| Massachusetts | 9 | 25 | 45 | 67 | 92 | 121 | 154 | 192 | 235 | 282
| Maine | 1 | 4 | 7 | 11 | 16 | 21 | 26 | 33 | 41 | 49
| New Hampshire | 2 | 4 | 8 | 12 | 16 | 21 | 28 | 35 | 43 | 52
| Rhode Island | 1 | 3 | 6 | 9 | 12 | 16 | 21 | 26 | 32 | 39
| Vermont | 1 | 3 | 5 | 7 | 10 | 13 | 17 | 21 | 26 | 31
| Total | 19 | 52 | 92 | 139 | 192 | 252 | 322 | 402 | 492 | 594
Heating | Connecticut | 0 | 1 | 2 | 4 | 5 | 7 | 9 | 12 | 15 | 19
| Massachusetts | 1 | 3 | 6 | 10 | 15 | 21 | 28 | 37 | 48 | 60
| Maine | 0 | 1 | 2 | 3 | 4 | 6 | 8 | 11 | 14 | 17
| New Hampshire | 0 | 0 | 1 | 1 | 2 | 2 | 3 | 4 | 5 | 6
| Rhode Island | 0 | 1 | 1 | 1 | 2 | 3 | 4 | 5 | 6 | 8
| Vermont | 0 | 0 | 1 | 1 | 1 | 2 | 3 | 4 | 5 | 6
| Total | 2 | 7 | 13 | 20 | 29 | 41 | 55 | 72 | 92 | 116
Table 3 |  | Summer Peak (MW) 2026: Winter Peak (MW)
Category | State | 2026/2027 | 2027/2028 | 2028/2029 | 2029/2030 | 2030/2031 | 2031/2032 | 2032/2033 | 2033/2034 | 2034/2035 | 2035/2036
Transportation | Connecticut | 17 | 34 | 55 | 79 | 108 | 143 | 183 | 231 | 285 | 346
| Massachusetts | 36 | 71 | 114 | 165 | 224 | 294 | 377 | 474 | 584 | 707
| Maine | 6 | 13 | 21 | 30 | 42 | 55 | 71 | 90 | 112 | 136
| New Hampshire | 6 | 13 | 21 | 30 | 41 | 55 | 71 | 90 | 112 | 137
| Rhode Island | 5 | 9 | 15 | 22 | 30 | 40 | 51 | 65 | 80 | 98
| Vermont | 4 | 9 | 14 | 20 | 28 | 36 | 47 | 58 | 72 | 86
| Total | 75 | 148 | 239 | 346 | 473 | 622 | 799 | 1007 | 1245 | 1509
Heating | Connecticut | 35 | 68 | 110 | 161 | 224 | 308 | 411 | 540 | 699 | 874
| Massachusetts | 112 | 223 | 364 | 534 | 738 | 991 | 1298 | 1668 | 2071 | 2495
| Maine | 49 | 99 | 159 | 233 | 322 | 425 | 555 | 701 | 864 | 1037
| New Hampshire | 15 | 30 | 50 | 75 | 106 | 141 | 184 | 235 | 298 | 373
| Rhode Island | 11 | 23 | 37 | 54 | 75 | 103 | 139 | 185 | 235 | 290
| Vermont | 18 | 38 | 63 | 96 | 134 | 180 | 237 | 303 | 382 | 463
| Total | 241 | 480 | 783 | 1152 | 1600 | 2149 | 2823 | 3631 | 4550 | 5533

## 2.1 Generator List
| Links: Seasonal Claimed Capability Reports |  | Interconnection Request Queue
ASSET ID | ASSET NAME | RESOURCE ID | RESOURCE NAME | GENERATOR TYPE | PRIM FUEL TYPE | ALT FUEL TYPE | IN-SERVICE DATE | LEAD PARTICIPANT NAME | TOWN/CITY | STATE | RSP AREA | LOAD ZONE NAME | EIA PLANT NUMBER | NAMEPLATE (MW) | WINTER SCC (MW) Jan 1, 2026 | EXPECTED SUMMER PEAK SCC (MW) Jul 1, 2026
253 | TURNKEY LANDFILL | 253 | TURNKEY LANDFILL | INTERNAL COMBUSTION | LFG |  | 1992-03-01 05:00 | Public Service Company of New Hampshire | Rochester | NH | NH | NH |  | 3 | 1.384 | 0.614
321 | MANCHESTER 10/10A CC | 321 | MANCHESTER 10 10A CC | COMBINED CYCLE | NG | DFO | 1995-11-15 05:00 | Dynegy Marketing and Trade, LLC | Providence | RI | RI | RI | 3236 | 170.1995 | 167.25 | 147.597
322 | MANCHESTER 11/11A CC | 322 | MANCHESTER 11 11A CC | COMBINED CYCLE | NG | DFO | 1995-10-01 04:00 | Dynegy Marketing and Trade, LLC | Providence | RI | RI | RI | 3236 | 170.1995 | 170 | 157.229
323 | MANCHESTER 9/9A CC | 323 | MANCHESTER 9 9A CC | COMBINED CYCLE | NG | DFO | 1995-11-14 05:00 | Dynegy Marketing and Trade, LLC | Providence | RI | RI | RI | 3236 | 170.1995 | 166.662 | 151.254
326 | ALTRESCO | 326 | ALTRESCO | COMBINED CYCLE | NG | DFO | 1990-09-01 04:00 | Pawtucket Power Holding Company LLC | Pittsfield | MA | WMA | WCMA | 50002 | 160.088 | 174.052 | 144.605
327 | AMOSKEAG | 327 | AMOSKEAG | HYDRO: RUN OF RIVER | WAT |  | 1922-01-01 05:00 | Central Rivers Power NH, LLC | Manchester | NH | NH | NH | 2354 | 15 | 6.51 | 1.95
328 | GULF ISLAND COMPOSITE | 328 | GULF ISLAND COMPOSITE Incremental | HYDRO: WEEKLY PONDAGE | WAT |  | 1926-01-01 05:00 | Brookfield White Pine Hydro LLC | Lewiston | ME | ME | ME | 1491 | 39.4618 | 32.89 | 32.225
329 | ASCUTNEY GT | 329 | ASCUTNEY GT | GAS TURBINE | DFO |  | 1961-11-01 05:00 | Green Mountain Power Corporation | Perkinsville | VT | VT | VT | 3708 | 11.4997 | 12.644 | 8.646
330 | AYERS ISLAND | 330 | AYERS ISLAND | HYDRO: RUN OF RIVER | WAT |  | 1925-01-01 05:00 | Central Rivers Power NH, LLC | Bristol | NH | NH | NH | 2355 | 7.2 | 3.083 | 1.242
331 | AZISCOHOS HYDRO | 331 | AZISCOHOS HYDRO | HYDRO: DAILY PONDAGE | WAT |  | 1988-07-01 04:00 | Brookfield Renewable Trading And Marketing LP | Errol | ME | ME | ME | 50999 | 6.777 | 6.645 | 6.645
335 | BELLOWS FALLS | 335 | BELLOWS FALLS | HYDRO: DAILY PONDAGE | WAT |  | 1928-01-01 05:00 | Great River Hydro, LLC | Bellows Falls | VT | VT | NH | 3745 | 45.9 | 46.445 | 46.445
336 | BERLIN 1 GT | 336 | BERLIN 1 GT | GAS TURBINE | KER |  | 1972-01-01 05:00 | Green Mountain Power Corporation | Berlin | VT | VT | VT | 3734 | 41.85 | 52.46 | 41.2
345 | ND PAPER |  | NO RESOURCE | STEAM TURBINE | OBS | BIT | 1990-02-01 05:00 | American PowerNet Management, LP | Rumford | ME | ME | ME | 10495 | 102.6001 | 0 | 0
346 | BOLTON FALLS | 346 | BOLTON FALLS | HYDRO: RUN OF RIVER | WAT |  | 1980-01-01 05:00 | Green Mountain Power Corporation | Duxbury | VT | VT | VT | 7056 | 6.4 | 0.782 | 0.709
348 | BOOT MILLS | 348 | BOOT MILLS | HYDRO: RUN OF RIVER | WAT |  | 1985-11-01 05:00 | Boott Hydropower, LLC | Lowell | MA | CMA/NEMA | WCMA | 10556 | 18.2131 | 8.175 | 3.901
349 | WHEELABRATOR BRIDGEPORT, L.P. | 349 | WHEELABRATOR BRIDGEPORT, L.P. | STEAM TURBINE | MSW |  | 1988-04-01 05:00 | Wheelabrator North Andover Inc. | Bridgeport | CT | SWCT | CT | 50883 | 67.15 | 58.488 | 58.488
355 | BRANFORD 10 | 355 | BRANFORD 10 | GAS TURBINE | KER |  | 1969-01-01 05:00 | Generation Bridge Connecticut Holdings, LLC | Branford | CT | SWCT | CT | 540 | 18.5938 | 20.95 | 15.84
356 | BRISTOL REFUSE | 356 | BRISTOL REFUSE | STEAM TURBINE | MSW |  | 1988-05-01 04:00 | Reworld REC, LLC | Bristol | CT | CT | CT | 50648 | 18 | 12.879 | 12.795
357 | BRIDGEWATER | 357 | BRIDGEWATER | STEAM TURBINE | WDS |  | 1987-09-01 04:00 | Bridgewater Power Company, L.P. | Plymouth | NH | NH | NH | 10290 | 15.0875 | 13.976 | 13.976
358 | BRUNSWICK | 358 | BRUNSWICK | HYDRO: RUN OF RIVER | WAT |  | 1982-03-01 05:00 | Brookfield White Pine Hydro LLC | Brunswick | ME | ME | ME | 1483 | 19.6002 | 6.896 | 3.907
359 | J. COCKWELL 1 | 359 | J. COCKWELL 1 | HYDRO: PUMPED STORAGE | PS |  | 1974-09-01 04:00 | Bear Swamp Power Company LLC | Florida | MA | WMA | WCMA | 8005 | 299.7 | 330.132 | 331.045
360 | J. COCKWELL 2 | 360 | J. COCKWELL 2 | HYDRO: PUMPED STORAGE | PS |  | 1974-10-01 04:00 | Bear Swamp Power Company LLC | Florida | MA | WMA | WCMA | 8005 | 299.7 | 330.42 | 330.308
362 | BULLS BRIDGE | 362 | BULLS BRIDGE | HYDRO: RUN OF RIVER | WAT |  | 1903-01-01 05:00 | Firstlight Power Management LLC | New Milford | CT | SWCT | CT | 541 | 7.2 | 3.667 | 1.013
363 | BURLINGTON GT | 363 | BURLINGTON GT | GAS TURBINE | DFO |  | 1971-07-01 04:00 | Burlington Electric Department | Burlington | VT | VT | VT | 3754 | 27.648 | 22.468 | 17.548
365 | CANAL 1 | 365 | CANAL 1 | STEAM TURBINE | RFO |  | 1968-07-01 04:00 | Canal Marketing LLC | Sandwich | MA | SEMA | SEMA | 1599 | 584.6 | 565 | 534
366 | CANAL 2 | 366 | CANAL 2 | STEAM TURBINE | RFO | NG | 1976-02-01 05:00 | Canal Marketing LLC | Sandwich | MA | SEMA | SEMA | 1599 | 579.5 | 558.75 | 558.75
367 | CAPE GT 4 | 367 | CAPE GT 4 | GAS TURBINE | DFO |  | 1970-01-01 05:00 | NextEra Energy Marketing, LLC | South Portland | ME | SME | ME | 1484 | 17.5525 | 19.978 | 13.75
368 | CAPE GT 5 | 368 | CAPE GT 5 | GAS TURBINE | DFO |  | 1970-01-01 05:00 | NextEra Energy Marketing, LLC | South Portland | ME | SME | ME | 1484 | 18.4 | 20.272 | 15.492
369 | CATARACT EAST | 369 | CATARACT EAST | HYDRO: DAILY PONDAGE | WAT |  | 1937-01-01 05:00 | Brookfield White Pine Hydro LLC | Saco | ME | SME | ME | 1486 | 6.65 | 8 | 7.716
370 | COS COB 10 | 370 | COS COB 10 | GAS TURBINE | KER |  | 1969-09-01 04:00 | Generation Bridge Connecticut Holdings, LLC | Greenwich | CT | NOR | CT | 542 | 21.25 | 23 | 18.932
371 | COS COB 11 | 371 | COS COB 11 | GAS TURBINE | KER |  | 1969-01-01 05:00 | Generation Bridge Connecticut Holdings, LLC | Greenwich | CT | NOR | CT | 542 | 21.25 | 23 | 18.724
372 | COS COB 12 | 372 | COS COB 12 | GAS TURBINE | KER |  | 1969-01-01 05:00 | Generation Bridge Connecticut Holdings, LLC | Greenwich | CT | NOR | CT | 542 | 21.25 | 23 | 19.082
375 | CLEARY 9/9A CC | 375 | CLEARY 9 9A CC | COMBINED CYCLE | NG | DFO | 1975-12-01 05:00 | Taunton Municipal Lighting Plant | Taunton | MA | SEMA | SEMA | 1682 | 116.62 | 109.006 | 104.931
379 | COBBLE MOUNTAIN | 379 | COBBLE MOUNTAIN | HYDRO: WEEKLY PONDAGE | WAT |  | 1923-01-01 05:00 | Holyoke Gas & Electric Department | Granville | MA | WMA | WCMA | 1630 | 23.1 | 13.184 | 13.131
382 | MERRIMACK CT1 | 382 | MERRIMACK CT1 | GAS TURBINE | KER |  | 1969-07-01 04:00 | GSP Newington LLC | Bow | NH | NH | NH | 2364 | 18.5938 | 22.038 | 17.8
383 | MERRIMACK CT2 | 383 | MERRIMACK CT2 | GAS TURBINE | KER |  | 1968-08-01 04:00 | GSP Newington LLC | BOW | NH | NH | NH | 2364 | 18.5938 | 22.385 | 17.6
388 | DARTMOUTH POWER | 388 | DARTMOUTH POWER | COMBINED CYCLE | NG | DFO | 1992-05-01 04:00 | Tenaska Power Services Co. | Dartmouth | MA | SEMA | SEMA | 52026 | 74.07 | 67.656 | 62.149
389 | DERBY DAM | 389 | DERBY DAM | HYDRO: RUN OF RIVER | WAT |  | 1989-03-01 05:00 | McCallum Enterprises 1 Limited Partnership | Shelton | CT | SWCT | CT | 10063 | 8.32 | 5.277 | 0.6
393 | DEERFIELD 5 | 393 | DEERFIELD 5 | HYDRO: DAILY PONDAGE | WAT |  | 1974-10-01 04:00 | Great River Hydro, LLC | Rowe | MA | WMA | WCMA | 1620 | 17.55 | 13.99 | 12.595
396 | DEVON 10 | 396 | DEVON 10 | GAS TURBINE | KER |  | 1988-04-01 05:00 | Generation Bridge Connecticut Holdings, LLC | Milford | CT | SWCT | CT | 544 | 18.5938 | 18.843 | 14.407
397 | DEVON 11 | 397 | DEVON 11 | GAS TURBINE | KER | NG | 1996-10-01 04:00 | Generation Bridge Connecticut Holdings, LLC | Milford | CT | SWCT | CT | 544 | 51 | 38.819 | 29.299
398 | DEVON 12 | 398 | DEVON 12 | GAS TURBINE | KER | NG | 1996-10-01 04:00 | Generation Bridge Connecticut Holdings, LLC | Milford | CT | SWCT | CT | 544 | 51 | 38.437 | 29.227
399 | DEVON 13 | 399 | DEVON 13 | GAS TURBINE | KER | NG | 1996-10-01 04:00 | Generation Bridge Connecticut Holdings, LLC | Milford | CT | SWCT | CT | 544 | 51 | 38.967 | 29.967
400 | DEVON 14 | 400 | DEVON 14 | GAS TURBINE | KER | NG | 1996-10-01 04:00 | Generation Bridge Connecticut Holdings, LLC | Milford | CT | SWCT | CT | 544 | 51 | 37.47 | 29.704
401 | EASTMAN FALLS | 401 | EASTMAN FALLS | HYDRO: RUN OF RIVER | WAT |  | 1912-01-01 05:00 | Central Rivers Power NH, LLC | Franklin | NH | NH | NH | 2356 | 5.8888 | 2.009 | 1.345
405 | ELLSWORTH HYDRO | 405 | ELLSWORTH HYDRO | HYDRO: WEEKLY PONDAGE | WAT |  | 1919-01-01 05:00 | Black Bear Hydro Partners, LLC | Ellsworth | ME | BHE | ME | 1469 | 8.9 | 8.831 | 8.655
410 | ESSEX 19 HYDRO | 410 | ESSEX 19 HYDRO | HYDRO: RUN OF RIVER | WAT |  | 1917-01-01 05:00 | Green Mountain Power Corporation | Essex Junction | VT | VT | VT | 3737 | 7.04 | 4.253 | 0.595
412 | FALLS VILLAGE | 412 | FALLS VILLAGE | HYDRO: RUN OF RIVER | WAT |  | 1914-01-01 05:00 | Firstlight Power Management LLC | Falls Village | CT | CT | CT | 560 | 9 | 2.502 | 1.63
413 | FIFE BROOK | 413 | FIFE BROOK | HYDRO: RUN OF RIVER | WAT |  | 1974-10-01 04:00 | Bear Swamp Power Company LLC | Florida | MA | WMA | WCMA | 8004 | 11.25 | 0 | 3.056
417 | FRAMINGHAM JET 1 | 417 | FRAMINGHAM JET 1 | GAS TURBINE | DFO |  | 1969-09-01 04:00 | Constellation Energy Generation, LLC | Framingham | MA | BOSTON | NEMA | 1586 | 14.195 | 14.175 | 10.145
418 | FRAMINGHAM JET 2 | 418 | FRAMINGHAM JET 2 | GAS TURBINE | DFO |  | 1969-09-01 04:00 | Constellation Energy Generation, LLC | Framingham | MA | BOSTON | NEMA | 1586 | 14.195 | 14.683 | 9.172
419 | FRAMINGHAM JET 3 | 419 | FRAMINGHAM JET 3 | GAS TURBINE | DFO |  | 1969-09-01 04:00 | Constellation Energy Generation, LLC | Framingham | MA | BOSTON | NEMA | 1586 | 14.195 | 15.25 | 11.25
420 | FRANKLIN DRIVE 10 | 420 | FRANKLIN DRIVE 10 | GAS TURBINE | KER |  | 1968-11-01 05:00 | Generation Bridge Connecticut Holdings, LLC | Torrington | CT | CT | CT | 561 | 18.5938 | 20.527 | 15.417
421 | FRONT STREET DIESELS 1-3 | 421 | FRONT STREET DIESELS 1-3 | INTERNAL COMBUSTION | DFO |  | 1980-12-01 05:00 | Chicopee Municipal Lighting Plant | CHICOPEE | MA | WMA | WCMA | 7396 | 9.6525 | 7.705 | 7.718
424 | GREAT LAKES - MILLINOCKET | 424 | GREAT LAKES - MILLINOCKET | HYDRO: WEEKLY PONDAGE | WAT |  | 1987-03-01 05:00 | Brookfield Renewable Trading And Marketing LP | Millinocket | ME | BHE | ME |  | 138.7982 | 101.908 | 106
426 | GORGE 1 DIESEL | 426 | GORGE 1 DIESEL | GAS TURBINE | DFO |  | 1965-01-01 05:00 | Green Mountain Power Corporation | Colchester | VT | VT | VT | 3735 | 16.9408 | 12.116 | 6.772
427 | GORHAM | 427 | GORHAM | HYDRO: RUN OF RIVER | WAT |  | 1909-01-01 05:00 | Central Rivers Power NH, LLC | Gorham | NH | NH | NH | 2358 | 2.15 | 1.173 | 0.553
432 | HARRIS 1 | 432 | HARRIS 1 | HYDRO: WEEKLY PONDAGE | WAT |  | 1954-01-01 05:00 | Brookfield White Pine Hydro LLC | West Forks | ME | ME | ME | 1492 | 15.0003 | 16.508 | 16.522
433 | HARRIS 2 | 433 | HARRIS 2 | HYDRO: WEEKLY PONDAGE | WAT |  | 1954-01-01 05:00 | Brookfield White Pine Hydro LLC | West Forks | ME | ME | ME | 1492 | 31.95 | 34.5 | 33.745
434 | HARRIS 3 | 434 | HARRIS 3 | HYDRO: WEEKLY PONDAGE | WAT |  | 1953-01-01 05:00 | Brookfield White Pine Hydro LLC | West Forks | ME | ME | ME | 1492 | 29.9997 | 33.84 | 33.84
435 | HARRIMAN | 435 | HARRIMAN | HYDRO: WEEKLY PONDAGE | WAT |  | 1924-01-01 05:00 | Great River Hydro, LLC | Readsboro | VT | WMA | WCMA | 3746 | 33.6 | 38.663 | 40.943
436 | NERP SPRINGFIELD, LLC | 436 | HEMPHILL 1 | STEAM TURBINE | WDS |  | 1987-12-01 05:00 | Hartree Partners, LP | Springfield | NH | NH | NH | 10838 | 20.9 | 12.573 | 12.573
440 | HIRAM | 440 | HIRAM | HYDRO: DAILY PONDAGE | WAT |  | 1917-01-01 05:00 | Brookfield White Pine Hydro LLC | Baldwin | ME | SME | ME | 1493 | 11.094 | 11.24 | 10.315
445 | NERP WEST ENFIELD, LLC | 445 | COVANTA WEST ENFIELD | STEAM TURBINE | WDS |  | 1987-11-01 05:00 | Hartree Partners, LP | West Enfield | ME | BHE | ME | 10766 | 27.5001 | 20.007 | 20.461
446 | NERP JONESBORO, LLC | 446 | COVANTA JONESBORO | STEAM TURBINE | WDS |  | 1987-11-01 05:00 | Hartree Partners, LP | Jonesboro | ME | BHE | ME | 10765 | 30.7354 | 0 | 20.226
449 | JACKMAN | 449 | JACKMAN | HYDRO: WEEKLY PONDAGE | WAT |  | 1926-02-01 05:00 | Central Rivers Power NH, LLC | Hillsboro | NH | NH | NH | 2360 | 3.2 | 2.582 | 3.6
452 | KENDALL JET 1 | 452 | KENDALL JET 1 | GAS TURBINE | DFO |  | 1970-09-24 04:00 | Kendall Green Energy LLC | Cambridge | MA | BOSTON | NEMA | 1595 | 21.25 | 20.986 | 18
457 | LAWRENCE HYDRO | 457 | LAWRENCE HYDRO | HYDRO: RUN OF RIVER | WAT |  | 1981-11-01 05:00 | Central Rivers Power NH, LLC | Lawrence | MA | CMA/NEMA | WCMA | 50545 | 16.72 | 7.301 | 3.582
460 | LOCKWOOD | 460 | LOCKWOOD | HYDRO: RUN OF RIVER | WAT |  | 1984-12-01 05:00 | Brookfield Renewable Trading And Marketing LP | Waterville | ME | ME | ME | 10066 | 7.9325 | 1.159 | 0.886
462 | LISBON RESOURCE RECOVERY | 462 | LISBON RESOURCE RECOVERY | STEAM TURBINE | MSW |  | 1996-01-01 05:00 | Wheelabrator North Andover Inc. | Lisbon | CT | CT | CT | 54758 | 15.4488 | 12.403 | 12.286
463 | REGENERATE LIVERMORE FALLS | 463 | AEI LIVERMORE | STEAM TURBINE | WDS |  | 1992-10-01 04:00 | ReGenerate Stratton LLC | Livermore | ME | ME | ME | 10354 | 39.6 | 35.63 | 35.3
464 | LOST NATION | 464 | LOST NATION | GAS TURBINE | DFO |  | 1969-09-01 04:00 | GSP Newington LLC | Northumberland | NH | NH | NH | 2362 | 17.9996 | 17.71 | 12.969
465 | DEERFIELD 2/LWR DRFIELD | 465 | DEERFIELD 2 LWR DRFIELD | HYDRO: DAILY PONDAGE | WAT |  | 1912-01-01 05:00 | Great River Hydro, LLC | Conway | MA | WMA | WCMA | 6047, 6083, 6119 | 9.6 | 19.019 | 17.797
467 | MARBLEHEAD DIESELS | 467 | MARBLEHEAD DIESELS | INTERNAL COMBUSTION | DFO |  | 1998-09-25 04:00 | Marblehead Municipal Light Department | Marblehead | MA | BOSTON | NEMA | 6586 | 5.2 | 5 | 5
468 | MARSHFIELD 6 HYDRO | 468 | MARSHFIELD 6 HYDRO | HYDRO: WEEKLY PONDAGE | WAT |  | 1927-01-01 05:00 | Green Mountain Power Corporation | Marshfield | VT | NH | VT | 3739 | 5 | 3.349 | 2.473
472 | M STREET JET | 472 | M STREET JET | GAS TURBINE | KER |  | 1978-01-01 05:00 | Massachusetts Bay Transportation Authority | Boston | MA | BOSTON | NEMA | 10176 | 61.29 | 64.9 | 45.019
473 | MCINDOES | 473 | MCINDOES | HYDRO: DAILY PONDAGE | WAT |  | 1931-01-01 05:00 | Great River Hydro, LLC | Barnet | VT | NH | NH | 6483 | 11.88 | 10.577 | 10.175
474 | J C MCNEIL | 474 | J C MCNEIL | STEAM TURBINE | WDS |  | 1984-02-01 05:00 | Burlington Electric Department | Burlington | VT | VT | VT | 589 | 53.5194 | 54 | 52
478 | MIDDLETOWN 10 | 478 | MIDDLETOWN 10 | GAS TURBINE | JF |  | 1966-01-01 05:00 | Generation Bridge M&M Holdings, LLC | Middletown | CT | CT | CT | 562 | 18.5938 | 19.029 | 0
480 | MIDDLETOWN 2 | 480 | MIDDLETOWN 2 | STEAM TURBINE | RFO | NG | 1958-01-01 05:00 | Generation Bridge M&M Holdings, LLC | Middletown | CT | CT | CT | 562 | 113.6356 | 108.763 | 0
481 | MIDDLETOWN 3 | 480 | MIDDLETOWN 2 | STEAM TURBINE | RFO | NG | 1964-01-01 05:00 | Generation Bridge M&M Holdings, LLC | Middletown | CT | CT | CT | 562 | 239.36 | 210.821 | 0
482 | MIDDLETOWN 4 | 482 | MIDDLETOWN 4 | STEAM TURBINE | RFO |  | 1973-06-01 04:00 | Generation Bridge M&M Holdings, LLC | Middletown | CT | CT | CT | 562 | 414.9 | 386.914 | 0
484 | MILLSTONE POINT 2 | 484 | MILLSTONE POINT 2 | STEAM TURBINE | NUC |  | 1975-12-01 05:00 | Dominion Energy Generation Marketing, Inc. | Waterford | CT | CT | CT | 566 | 909.9 | 868.571 | 863.432
485 | MILLSTONE POINT 3 | 485 | MILLSTONE POINT 3 | STEAM TURBINE | NUC |  | 1986-04-01 05:00 | Dominion Energy Generation Marketing, Inc. | Waterford | CT | CT | CT | 566 | 1387.5 | 1250.959 | 1244.979
486 | MILFORD POWER | 486 | MILFORD POWER | COMBINED CYCLE | NG |  | 1994-01-01 05:00 | Marco DM Holdings, L.L.C. | Milford | MA | RI | SEMA | 54805 | 147.05 | 205.833 | 201.163
487 | WORUMBO HYDRO | 487 | Worumbo Hydro | HYDRO: RUN OF RIVER | WAT |  | 1984-04-01 05:00 | Energy New England LLC | Lisbon Falls | ME | ME | ME | 50278 | 18.624 | 8.502 | 3.957
489 | MERRIMACK 1 | 489 | MERRIMACK 1 | STEAM TURBINE | BIT |  | 1960-12-01 05:00 | GSP Newington LLC | Bow | NH | NH | NH | 2364 | 113.6356 | 108.05 | 0
490 | MERRIMACK 2 | 490 | MERRIMACK 2 | STEAM TURBINE | BIT |  | 1968-04-30 04:00 | GSP Newington LLC | Bow | NH | NH | NH | 2364 | 345.6 | 291.404 | 0
492 | MONTVILLE 10 AND 11 | 492 | MONTVILLE 10 and 11 | INTERNAL COMBUSTION | KER |  | 1967-01-01 05:00 | Generation Bridge Connecticut Holdings, LLC | Uncasville | CT | CT | CT | 546 | 4.4 | 5.354 | 5.296
493 | MONTVILLE 5 | 493 | MONTVILLE 5 | STEAM TURBINE | RFO | NG | 1954-01-01 05:00 | Generation Bridge Connecticut Holdings, LLC | Uncasville | CT | CT | CT | 546 | 75 | 78.746 | 81
494 | MONTVILLE 6 | 494 | MONTVILLE 6 | STEAM TURBINE | RFO |  | 1971-07-01 04:00 | Generation Bridge Connecticut Holdings, LLC | Uncasville | CT | CT | CT | 546 | 414.9 | 403.069 | 380.7
495 | MONTY | 495 | MONTY | HYDRO: DAILY PONDAGE | WAT |  | 1980-01-01 05:00 | Brookfield White Pine Hydro LLC | Lewiston | ME | ME | ME | 805 | 28.44 | 26.96 | 26.96
497 | MASS POWER | 497 | MASS POWER | COMBINED CYCLE | NG |  | 1993-07-01 04:00 | Dynegy Marketing and Trade, LLC | Indian Orchard | MA | WMA | WCMA | 10726 | 270.655 | 279.8 | 252.909
508 | NEWINGTON 1 | 508 | NEWINGTON 1 | STEAM TURBINE | RFO | NG | 1974-06-01 04:00 | GSP Newington LLC | Newington | NH | NH | NH | 8002 | 368 | 400.2 | 400.2
513 | NEW HAVEN HARBOR | 513 | NEW HAVEN HARBOR | STEAM TURBINE | RFO | NG | 1975-08-01 04:00 | GB II Connecticut LLC | New Haven | CT | CT | CT | 6156 | 460.26 | 450.972 | 447.829
527 | OGDEN-MARTIN 1 | 527 | OGDEN-MARTIN 1 | STEAM TURBINE | MSW | DFO | 1989-06-01 04:00 | Reworld REC, LLC | Haverhill | MA | BOSTON | NEMA | 50661 | 50.0885 | 38.055 | 36.1
528 | OCEAN ST PWR GT1/GT2/ST1 | 528 | OCEAN ST PWR GT1 GT2 ST1 | COMBINED CYCLE | NG | DFO | 1990-12-31 05:00 | NRG Business Marketing LLC | Harrisville | RI | RI | RI | 51030 | 262.0125 | 316.901 | 270.875
529 | OCEAN ST PWR GT3/GT4/ST2 | 529 | OCEAN ST PWR GT3 GT4 ST2 | COMBINED CYCLE | NG | DFO | 1991-10-01 04:00 | NRG Business Marketing LLC | Harrisville | RI | RI | RI | 54324 | 336.9154 | 308.35 | 270.18
532 | PEJEPSCOT | 532 | PEJEPSCOT | HYDRO: RUN OF RIVER | WAT |  | 1987-11-01 05:00 | Black Bear Hydro Partners, LLC | Topsham | ME | ME | ME | 50758 | 16.5063 | 6.636 | 3.477
536 | PERC-ORRINGTON 1 | 536 | PERC-ORRINGTON 1 | STEAM TURBINE | MSW |  | 1988-01-01 05:00 | BP Energy Company | Orrington | ME | BHE | ME | 50051 | 25.5 | 0 | 0
538 | NERP FITCHBURG, LLC | 45027 | NERP Fitchburg, LLC | STEAM TURBINE | WDS |  | 1992-11-01 05:00 | Hartree Partners, LP | Westminster | MA | WMA | WCMA | 54620 | 16.2 | 14.452 | 14.969
539 | PONTOOK HYDRO | 539 | PONTOOK HYDRO | HYDRO: RUN OF RIVER | WAT |  | 1986-12-01 05:00 | Brookfield Renewable Trading And Marketing LP | Dummer | NH | NH | NH | 50741 | 10.26 | 7.568 | 3.031
541 | PROCTOR | 541 | PROCTOR | HYDRO: RUN OF RIVER | WAT |  | 1980-01-01 05:00 | Green Mountain Power Corporation | Proctor | VT | VT | VT | 6450 | 7.8728 | 3.301 | 0.378
542 | ECO MAINE | 542 | ECO MAINE | STEAM TURBINE | MSW |  | 1988-08-01 04:00 | Constellation Energy Generation, LLC | Portland | ME | SME | ME | 50225 | 13.2858 | 10.892 | 10.88
546 | RESCO SAUGUS | 546 | RESCO SAUGUS | STEAM TURBINE | MSW |  | 1985-11-01 05:00 | Wheelabrator North Andover Inc. | Saugus | MA | BOSTON | NEMA | 50880 | 45.032 | 30.114 | 30.051
547 | WHEELABRATOR NORTH ANDOVER | 547 | WHEELABRATOR NORTH ANDOVER | STEAM TURBINE | MSW |  | 1985-08-01 04:00 | Wheelabrator North Andover Inc. | N. Andover | MA | BOSTON | NEMA | 50877 | 42.755 | 30.423 | 29.079
555 | SEABROOK | 555 | SEABROOK | STEAM TURBINE | NUC |  | 1990-04-01 05:00 | NextEra Energy Marketing, LLC | Seabrook | NH | NH | NH | 6115 | 1309.2508 | 1247.9 | 1248.55
559 | SCHILLER CT 1 | 559 | SCHILLER CT 1 | GAS TURBINE | KER |  | 1970-11-01 05:00 | GSP Newington LLC | Portsmouth | NH | NH | NH | 2367 | 21.25 | 20.457 | 17.572
561 | SEARSBURG | 561 | SEARSBURG | HYDRO: DAILY PONDAGE | WAT |  | 1922-03-01 05:00 | Great River Hydro, LLC | Searsburg | VT | WMA | WCMA | 6529 | 4.5 | 4.533 | 4.407
562 | SECREC-PRESTON | 562 | SECREC-PRESTON | STEAM TURBINE | MSW |  | 1992-01-01 05:00 | Reworld REC, LLC | Preston | CT | CT | CT | 10646 | 18.3996 | 14.978 | 15.265
563 | SEMASS 1 | 563 | SEMASS 1 | STEAM TURBINE | MSW | DFO | 1988-10-01 04:00 | Reworld REC, LLC | West Wareham | MA | SEMA | SEMA | 50290 | 58.05 | 45.49 | 42.718
564 | SEMASS 2 | 564 | SEMASS 2 | STEAM TURBINE | MSW | DFO | 1993-05-01 04:00 | Reworld REC, LLC | West Wareham | MA | SEMA | SEMA | 50290 | 29.7 | 27.576 | 26.481
565 | SHELDON SPRINGS | 565 | SHELDON SPRINGS | HYDRO: RUN OF RIVER | WAT |  | 1988-05-01 04:00 | Green Mountain Power Corporation | Sheldon Springs | VT | VT | VT | 10494 | 21.66 | 5.584 | 0.072
566 | SHEPAUG | 566 | SHEPAUG | HYDRO: WEEKLY PONDAGE | WAT |  | 1955-01-01 05:00 | Firstlight Power Management LLC | Southbury | CT | SWCT | CT | 552 | 49.997 | 41.207 | 41.026
567 | SHERMAN | 567 | SHERMAN | HYDRO: WEEKLY PONDAGE | WAT |  | 1926-12-01 05:00 | Great River Hydro, LLC | Rowe | MA | WMA | WCMA | 6012 | 8.1 | 6.22 | 6.154
568 | SHREWSBURY DIESELS | 35657 | Shrewsbury Diesels | INTERNAL COMBUSTION | DFO |  | 1978-05-01 04:00 | Shrewsbury Electric & Cable Operations | Shrewsbury | MA | CMA/NEMA | WCMA | 6125 | 13.76 | 13.65 | 11.1
569 | SKELTON | 569 | SKELTON | HYDRO: DAILY PONDAGE | WAT |  | 1948-01-01 05:00 | Brookfield White Pine Hydro LLC | Dayton | ME | SME | ME | 1505 | 16.8 | 21.6 | 21.6
570 | SMITH | 570 | SMITH | HYDRO: RUN OF RIVER | WAT |  | 1948-01-01 05:00 | Central Rivers Power NH, LLC | Smith | NH | NH | NH | 2368 | 15 | 10.803 | 7.26
583 | STONY BROOK 2A | 583 | STONY BROOK 2A | GAS TURBINE | DFO |  | 1982-11-01 05:00 | Massachusetts Municipal Wholesale Electric Company | Ludlow | MA | WMA | WCMA | 6081 | 99.5004 | 87.092 | 67.4
584 | STONY BROOK 2B | 584 | STONY BROOK 2B | GAS TURBINE | DFO |  | 1982-11-01 05:00 | Massachusetts Municipal Wholesale Electric Company | Ludlow | MA | WMA | WCMA | 6081 | 99.5004 | 85.3 | 65.3
587 | STEVENSON | 587 | STEVENSON | HYDRO: WEEKLY PONDAGE | WAT |  | 1919-01-01 05:00 | Firstlight Power Management LLC | Monroe | CT | SWCT | CT | 553 | 31.4991 | 28.634 | 27.283
590 | REGENERATE STRATTON | 590 | BORALEX STRATTON ENERGY | STEAM TURBINE | WDS |  | 1989-09-01 04:00 | ReGenerate Stratton LLC | Stratton | ME | ME | ME | 50650 | 46.9999 | 46.152 | 46.152
591 | SAPPI NORTH AMERICA, INC |  | NO RESOURCE | STEAM TURBINE | WDS | RFO | 1997-11-01 05:00 | NextEra Energy Marketing, LLC | Westbrook | ME | SME | ME | 50447 | 62.6875 | 0 | 0
592 | NERP TAMWORTH, LLC | 592 | TAMWORTH | STEAM TURBINE | WDS |  | 1988-01-01 05:00 | Hartree Partners, LP | Tamworth | NH | NH | NH | 50739 | 20 | 20.308 | 17.359
595 | TORRINGTON TERMINAL 10 | 595 | TORRINGTON TERMINAL 10 | GAS TURBINE | KER |  | 1967-08-01 04:00 | Generation Bridge Connecticut Holdings, LLC | Torrington | CT | CT | CT | 565 | 18.5938 | 20.748 | 15.638
596 | TUNNEL 10 | 596 | TUNNEL 10 | GAS TURBINE | KER |  | 1969-01-01 05:00 | Firstlight Power Management LLC | Preston | CT | CT | CT | 557 | 17.5 | 0 | 0
599 | VERNON | 599 | VERNON | HYDRO: DAILY PONDAGE | WAT |  | 1909-01-01 05:00 | Great River Hydro, LLC | Vernon | VT | WMA | WCMA | 2352 | 34.56 | 34.9 | 34.9
612 | WATERS RIVER JET 1 | 612 | WATERS RIVER JET 1 | GAS TURBINE | NG | DFO | 1971-12-01 05:00 | Massachusetts Municipal Wholesale Electric Company | Peabody | MA | BOSTON | NEMA | 1678 | 21.25 | 0 | 15.974
613 | WATERS RIVER JET 2 | 613 | WATERS RIVER JET 2 | GAS TURBINE | NG | DFO | 1991-04-01 05:00 | Massachusetts Municipal Wholesale Electric Company | PEABODY | MA | BOSTON | NEMA | 1678 | 41.9207 | 39.904 | 30.791
614 | WATERBURY 22 | 614 | WATERBURY 22 | HYDRO: RUN OF RIVER | WAT |  | 1953-01-01 05:00 | Green Mountain Power Corporation | Waterbury | VT | VT | VT | 6520 | 5.52 | 1.99 | 0.171
616 | WEST ENFIELD | 616 | WEST ENFIELD | HYDRO: RUN OF RIVER | WAT |  | 1988-05-01 04:00 | Versant Power | West Enfield | ME | BHE | ME | 10255 | 12.9996 | 6.774 | 6.21
617 | WESTON | 617 | WESTON | HYDRO: RUN OF RIVER | WAT |  | 1920-01-01 05:00 | Brookfield White Pine Hydro LLC | Skowhegan | ME | ME | ME | 1509 | 15.542 | 7.191 | 5.315
618 | NERP WHITEFIELD, LLC | 618 | DG WHITEFIELD, LLC | STEAM TURBINE | WDS |  | 1988-04-01 05:00 | Hartree Partners, LP | Whitefield | NH | NH | NH | 10839 | 17.68 | 14.316 | 11.082
619 | WHITE LAKE JET | 619 | WHITE LAKE JET | GAS TURBINE | KER |  | 1968-08-01 04:00 | GSP Newington LLC | Tamworth | NH | NH | NH | 2369 | 18.5938 | 22.397 | 17.131
620 | WILDER | 620 | WILDER | HYDRO: WEEKLY PONDAGE | WAT |  | 1950-01-01 05:00 | Great River Hydro, LLC | Wilder | VT | VT | NH | 2353 | 35.64 | 40.92 | 40.92
621 | WILLIAMS | 621 | WILLIAMS | HYDRO: DAILY PONDAGE | WAT |  | 1939-01-01 05:00 | Brookfield White Pine Hydro LLC | Embden | ME | ME | ME | 1510 | 13.0181 | 14.9 | 14.9
622 | WINOOSKI 1 | 622 | WINOOSKI 1 | HYDRO: RUN OF RIVER | WAT |  | 1993-04-01 05:00 | Burlington Electric Department | Winooski | VT | VT | VT | 54355 | 7.425 | 2.114 | 1.313
624 | WMI MILLBURY 1 | 624 | WMI MILLBURY 1 | STEAM TURBINE | MSW |  | 1987-09-01 04:00 | Wheelabrator North Andover Inc. | Millbury | MA | CMA/NEMA | WCMA | 50878 | 42.84 | 39.835 | 39.811
625 | WEST MEDWAY JET 1 | 625 | WEST MEDWAY JET 1 | GAS TURBINE | DFO |  | 1970-07-01 04:00 | Constellation Energy Generation, LLC | Medway | MA | BOSTON | NEMA | 1592 | 55.08 | 58.848 | 42
626 | WEST MEDWAY JET 2 | 626 | WEST MEDWAY JET 2 | GAS TURBINE | DFO |  | 1971-03-01 05:00 | Constellation Energy Generation, LLC | Medway | MA | BOSTON | NEMA | 1592 | 55.08 | 60.854 | 39.848
627 | WEST MEDWAY JET 3 | 627 | WEST MEDWAY JET 3 | GAS TURBINE | DFO |  | 1970-07-01 04:00 | Constellation Energy Generation, LLC | Medway | MA | RI | SEMA | 1592 | 55.08 | 60.733 | 41.144
636 | WYMAN HYDRO 1 | 636 | WYMAN HYDRO 1 | HYDRO: WEEKLY PONDAGE | WAT |  | 1930-01-01 05:00 | Brookfield White Pine Hydro LLC | Bingham | ME | ME | ME | 1511 | 27 | 28.998 | 28.708
637 | WYMAN HYDRO 2 | 637 | WYMAN HYDRO 2 | HYDRO: WEEKLY PONDAGE | WAT |  | 1931-01-01 05:00 | Brookfield White Pine Hydro LLC | Bingham | ME | ME | ME | 1511 | 32.8177 | 29.882 | 29.488
638 | WYMAN HYDRO 3 | 638 | WYMAN HYDRO 3 | HYDRO: WEEKLY PONDAGE | WAT |  | 1940-01-01 05:00 | Brookfield White Pine Hydro LLC | Bingham | ME | ME | ME | 1511 | 29.7 | 28.836 | 28.338
641 | YARMOUTH 3 | 641 | YARMOUTH 3 | STEAM TURBINE | RFO |  | 1965-07-01 04:00 | NextEra Energy Marketing, LLC | Yarmouth | ME | SME | ME | 1507 | 125.6677 | 104.44 | 104.65
642 | YARMOUTH 4 | 642 | YARMOUTH 4 | STEAM TURBINE | RFO |  | 1978-12-01 05:00 | NextEra Energy Marketing, LLC | Yarmouth | ME | SME | ME | 1507 | 632.4 | 601.8 | 578.5
715 | ROCHESTER LANDFILL | 715 | ROCHESTER LANDFILL | GAS TURBINE | LFG |  | 1998-05-01 04:00 | WM Renewable Energy, L.L.C. | Rochester | NH | NH | NH |  | 4.999 | 2.642 | 3.345
737 | SIMPSON G LOAD REDUCER | 737 | SIMPSON G LOAD REDUCER | HYDRO: RUN OF RIVER | WAT |  | 1980-01-01 05:00 | Green Mountain Power Corporation | Gilman | VT | NH | VT |  | 4.85 | 1.456 | 0.603
739 | ROCKY RIVER | 739 | ROCKY RIVER | HYDRO: PUMPED STORAGE | PS |  | 1928-01-01 05:00 | Firstlight Power Management LLC | New Milford | CT | SWCT | CT | 539 | 35.84 | 26.502 | 26.335
755 | BONNY EAGLE/W. BUXTON | 755 | BONNY EAGLE W. BUXTON | HYDRO: RUN OF RIVER | WAT |  | 1910-01-01 05:00 | Brookfield White Pine Hydro LLC | Hollis | ME | SME | ME | 1482, 1508 | 15.1268 | 6.253 | 1.864
757 | HARRIS 4 | 757 | HARRIS 4 | HYDRO: WEEKLY PONDAGE | WAT |  | 1954-01-01 05:00 | Brookfield White Pine Hydro LLC | West Forks | ME | ME | ME | 1492 | 1.4 | 1.249 | 1.385
759 | OAKLAND | 759 | MESSALONSKEE COMPOSITE | HYDRO: RUN OF RIVER | WAT |  | 1917-01-01 05:00 | Messalonskee Stream Hydro, LLC | Oakland | ME | ME | ME |  | 3.5 | 1.335 | 3.5
761 | SHAWMUT | 761 | SHAWMUT | HYDRO: RUN OF RIVER | WAT |  | 1913-01-01 05:00 | Brookfield White Pine Hydro LLC | Shawmut | ME | ME | ME | 1504 | 8.8559 | 3.254 | 2.904
767 | SES CONCORD | 767 | SES CONCORD | STEAM TURBINE | MSW |  | 1989-05-01 04:00 | Wheelabrator North Andover Inc. | Concord | NH | NH | NH | 50873 | 15.7529 | 11.958 | 11.244
768 | GARVINS | 44869 | Garvins | HYDRO: RUN OF RIVER | WAT |  | 1902-01-01 05:00 | Central Rivers Power NH, LLC | Hooksett | NH | NH | NH | 2357 | 11.152 | 1.989 | 1.073
769 | HADLEY FALLS 1&2 | 769 | HADLEY FALLS 1&2 | HYDRO: RUN OF RIVER | WAT |  | 1983-01-01 05:00 | Holyoke Gas & Electric Department | Holyoke | MA | WMA | WCMA | 1605 | 31.095 | 16.924 | 9.569
774 | LOWER LAMOILLE COMPOSITE | 774 | LOWER LAMOILLE COMPOSITE | HYDRO: WEEKLY PONDAGE | WAT |  | 1948-01-01 05:00 | Green Mountain Power Corporation | Milton | VT | VT | VT | 3711 | 16.848 | 15.533 | 15.8
781 | WEST DANVILLE 1 | 781 | WEST DANVILLE 1 | HYDRO: RUN OF RIVER | WAT |  | 1986-11-01 05:00 | Green Mountain Power Corporation | West Danville | VT | VT | VT |  | 2.273 | 0 | 2.273
789 | CEC 002 PAWTUCKET U5 | 789 | CEC 002 PAWTUCKET U5 | HYDRO: RUN OF RIVER | WAT |  | 1985-03-01 05:00 | The Narragansett Electric Company | Pawtucket | RI | RI | RI |  | 3.454 | 0.236 | 0.29
792 | CENTENNIAL HYDRO | 792 | CENTENNIAL HYDRO | HYDRO: RUN OF RIVER | WAT |  | 1990-05-01 04:00 | Massachusetts Electric Company | Lowell | MA | CMA/NEMA | WCMA |  | 0.79 | 0.346 | 0.358
793 | METHUEN HYDRO | 793 | METHUEN HYDRO | HYDRO: RUN OF RIVER | WAT |  | 1988-08-01 04:00 | Massachusetts Electric Company | Methuen | MA | BOSTON | NEMA |  | 0.273 | 0.084 | 0.022
794 | MINIWAWA | 794 | MINIWAWA | HYDRO: RUN OF RIVER | WAT |  | 1992-04-01 05:00 | Public Service Company of New Hampshire | Marlborough | NH | VT | NH |  | 1 | 0.28 | 0.244
795 | RIVER MILL HYDRO | 795 | RIVER MILL HYDRO | HYDRO: RUN OF RIVER | WAT |  | 1989-06-01 04:00 | Messalonskee Stream Hydro, LLC | Lebanon | NH | VT | NH |  | 0.2 | 0 | 0.2
796 | GOODWIN DAM | 796 | GOODWIN DAM | HYDRO: DAILY PONDAGE | WAT |  | 1986-02-01 05:00 | The Metropolitan District | Hartland | CT | CT | CT |  | 3.3 | 2.8 | 2.72
797 | WYRE WYND HYDRO | 797 | CEC 003 WYRE WYND U5 | HYDRO: RUN OF RIVER | WAT |  | 1997-04-01 05:00 | Gravity Renewables, Inc | Jewett City | CT | CT | CT |  | 2.78 | 0.782 | 0.072
803 | TOUTANT | 803 | TOUTANT | HYDRO: RUN OF RIVER | WAT |  | 1994-02-01 05:00 | Sterling Municipal Electric Light Department | Putnam | CT | CT | CT |  | 0.5 | 0.188 | 0.101
804 | PUTNAM | 804 | PUTNAM | HYDRO: RUN OF RIVER | WAT |  | 1987-10-01 04:00 | Putnam Hydropower, Inc. | Putnam | CT | CT | CT |  | 1.94 | 0.187 | 0.069
806 | MECHANICSVILLE | 806 | MECHANICSVILLE | HYDRO: RUN OF RIVER | WAT |  | 1995-09-01 04:00 | Sterling Municipal Electric Light Department | Thompson | CT | CT | CT |  | 0.29 | 0.082 | 0.07
807 | CEC 004 DAYVILLE POND U5 | 807 | CEC 004 DAYVILLE POND U5 | HYDRO: RUN OF RIVER | WAT |  | 1995-03-01 05:00 | Connecticut Light and Power Company The | Dayville | CT | CT | CT |  | 0.1 | 0 | 0.011
808 | SANDY HOOK HYDRO | 808 | SANDY HOOK HYDRO | HYDRO: RUN OF RIVER | WAT |  | 1989-04-01 05:00 | Connecticut Light and Power Company The | Newtown | CT | SWCT | CT |  | 0.19 | 0.022 | 0.19
810 | QUINEBAUG | 810 | QUINEBAUG | HYDRO: RUN OF RIVER | WAT |  | 1990-09-01 04:00 | Gravity Renewables, Inc | Danielson | CT | CT | CT |  | 2.81 | 0.452 | 0.04
813 | TUNNEL | 813 | TUNNEL | HYDRO: RUN OF RIVER | WAT |  | 1919-01-01 05:00 | Firstlight Power Management LLC | Preston | CT | CT | CT |  | 2.122 | 0 | 0.334
824 | BATH ELECTRIC HYDRO | 824 | BATH ELECTRIC HYDRO | HYDRO: RUN OF RIVER | WAT |  | 1985-06-01 04:00 | Public Service Company of New Hampshire | Bath | NH | NH | NH |  | 0.8 | 0.053 | 0.088
827 | SEARSBURG WIND | 827 | SEARSBURG WIND | WIND TURBINE | WON |  | 1997-07-01 04:00 | Green Mountain Power Corporation | Searsburg | VT | WMA | WCMA |  | 4.99 | 1.146 | 0.074
841 | MORETOWN 8 | 841 | MORETOWN 8 | HYDRO: RUN OF RIVER | WAT |  | 1989-02-01 05:00 | Ampersand Energy Partners LLC | Moretown | VT | VT | VT |  | 1.13 | 0.295 | 0
849 | CRESCENT DAM | 849 | CRESCENT DAM | HYDRO: RUN OF RIVER | WAT |  | 1993-01-01 05:00 | Gravity Renewables, Inc | Russell | MA | WMA | WCMA |  | 1.644 | 0.288 | 0.261
850 | GLENDALE HYDRO | 850 | GLENDALE HYDRO | HYDRO: RUN OF RIVER | WAT |  | 1989-12-01 05:00 | Massachusetts Electric Company | Stockbridge | MA | WMA | WCMA |  | 1.546 | 0.368 | 0.136
851 | GARDNER FALLS | 851 | GARDNER FALLS | HYDRO: RUN OF RIVER | WAT |  | 1924-01-01 05:00 | Central Rivers Power MA, LLC | Buckland | MA | WMA | WCMA |  | 3.649 | 2.118 | 0.106
852 | SOUTH BARRE HYDRO | 852 | SOUTH BARRE HYDRO | HYDRO: RUN OF RIVER | WAT |  | 1989-10-01 04:00 | Holden Municipal Light Department | Barre | MA | WMA | WCMA |  | 0.15 | 0 | 0.019
854 | ORANGE HYDRO 1 | 854 | ORANGE HYDRO 1 | HYDRO: RUN OF RIVER | WAT |  | 1987-08-01 04:00 | Massachusetts Electric Company | Orange | MA | WMA | WCMA |  | 0.175 | 0.071 | 0.04
855 | ORANGE HYDRO 2 | 855 | ORANGE HYDRO 2 | HYDRO: RUN OF RIVER | WAT |  | 1993-11-01 05:00 | Massachusetts Electric Company | Orange | MA | WMA | WCMA |  | 0.35 | 0.105 | 0.098
856 | HUNT'S POND | 856 | HUNT'S POND | HYDRO: RUN OF RIVER | WAT |  | 1996-08-01 04:00 | Massachusetts Electric Company | Winchendon | MA | WMA | WCMA |  | 0.12 | 0.02 | 0.021
857 | OAKDALE HYDRO | 857 | OAKDALE HYDRO | HYDRO: RUN OF RIVER | WAT |  | 1994-07-01 04:00 | Massachusetts Electric Company | West Boylston | MA | CMA/NEMA | WCMA |  | 3 | 1.475 | 2.939
859 | BOATLOCK | 859 | BOATLOCK | HYDRO: RUN OF RIVER | WAT |  | 1924-01-01 05:00 | Holyoke Gas & Electric Department | Holyoke | MA | WMA | WCMA |  | 3.118 | 2.294 | 0.742
860 | BRIAR HYDRO | 860 | BRIAR HYDRO | HYDRO: RUN OF RIVER | WAT |  | 1988-01-01 05:00 | Messalonskee Stream Hydro, LLC | Penacook | NH | NH | NH |  | 6 | 1.697 | 0.724
861 | CANAAN | 861 | CANAAN | HYDRO: RUN OF RIVER | WAT |  | 1927-01-01 05:00 | Central Rivers Power NH, LLC | Canaan | VT | NH | NH |  | 1.168 | 0.807 | 0.674
862 | CHEMICAL | 862 | CHEMICAL | HYDRO: RUN OF RIVER | WAT |  | 1935-01-01 05:00 | Holyoke Gas & Electric Department | Holyoke | MA | WMA | WCMA |  | 1.609 | 0.648 | 0.617
863 | CLEMENT DAM | 863 | CLEMENT DAM | HYDRO: RUN OF RIVER | WAT |  | 1985-05-01 04:00 | Massachusetts Municipal Wholesale Electric Company | Tilton | NH | NH | NH |  | 2.4 | 0.519 | 0.421
864 | DWIGHT | 864 | DWIGHT | HYDRO: RUN OF RIVER | WAT |  | 1920-01-01 05:00 | Central Rivers Power MA, LLC | Chicopee | MA | WMA | WCMA |  | 1.746 | 0.47 | 0.361
865 | ERROL | 865 | ERROL | HYDRO: RUN OF RIVER | WAT |  | 1986-12-01 05:00 | Brookfield White Pine Hydro LLC | Errol | NH | NH | NH |  | 3 | 1.566 | 1.372
866 | GREGGS | 866 | GREGGS | HYDRO: RUN OF RIVER | WAT |  | 1986-01-01 05:00 | Massachusetts Municipal Wholesale Electric Company | Hillsborough | NH | NH | NH |  | 3.51 | 0.769 | 0.334
867 | INDIAN ORCHARD | 867 | INDIAN ORCHARD | HYDRO: RUN OF RIVER | WAT |  | 1928-01-01 05:00 | Central Rivers Power MA, LLC | Indian Orchard | MA | WMA | WCMA |  | 3.33 | 0 | 0.163
868 | MILTON MILLS HYDRO | 868 | MILTON MILLS HYDRO | HYDRO: RUN OF RIVER | WAT |  | 1929-01-01 05:00 | Public Service Company of New Hampshire | Milton | NH | NH | NH |  | 1.51 | 0.75 | 0.193
869 | MINE FALLS | 869 | MINE FALLS | HYDRO: RUN OF RIVER | WAT |  | 1985-12-01 05:00 | Messalonskee Stream Hydro, LLC | Nashua | NH | NH | NH |  | 3 | 0.915 | 0.295
870 | PEMBROKE | 870 | PEMBROKE | HYDRO: RUN OF RIVER | WAT |  | 1986-01-01 05:00 | Massachusetts Municipal Wholesale Electric Company | Suncook | NH | NH | NH |  | 2.6 | 0.625 | 0.169
871 | PENNACOOK FALLS LOWER | 871 | PENNACOOK FALLS LOWER | HYDRO: RUN OF RIVER | WAT |  | 1984-11-01 05:00 | Messalonskee Stream Hydro, LLC | Boscawen | NH | NH | NH |  | 4 | 1.724 | 0.318
872 | PENNACOOK FALLS UPPER | 872 | PENNACOOK FALLS UPPER | HYDRO: RUN OF RIVER | WAT |  | 1986-12-01 05:00 | Messalonskee Stream Hydro, LLC | Concord | NH | NH | NH |  | 3.12 | 1.183 | 0.694
873 | PUTTS BRIDGE | 873 | PUTTS BRIDGE | HYDRO: RUN OF RIVER | WAT |  | 1918-01-01 05:00 | Central Rivers Power MA, LLC | Ludlow | MA | WMA | WCMA |  | 4.101 | 0.921 | 0.46
874 | RED BRIDGE | 874 | RED BRIDGE | HYDRO: RUN OF RIVER | WAT |  | 1926-01-01 05:00 | Central Rivers Power MA, LLC | Wilbraham | MA | WMA | WCMA |  | 4.532 | 0 | 0.504
875 | RIVER BEND | 875 | RIVER BEND | HYDRO: RUN OF RIVER | WAT |  | 1986-02-01 05:00 | Massachusetts Municipal Wholesale Electric Company | Franklin | NH | NH | NH |  | 1.79 | 0.353 | 0.164
876 | ROBERTSVILLE | 876 | ROBERTSVILLE | HYDRO: RUN OF RIVER | WAT |  | 1924-01-01 05:00 | Firstlight Power Management LLC | Colebrook | CT | CT | CT |  | 0.624 | 0 | 0.624
877 | SCOTLAND | 877 | SCOTLAND | HYDRO: RUN OF RIVER | WAT |  | 1937-01-01 05:00 | Firstlight Power Management LLC | Windham | CT | CT | CT |  | 2.25 | 0 | 2.25
878 | SKINNER | 878 | SKINNER | HYDRO: RUN OF RIVER | WAT |  | 1924-01-01 05:00 | Holyoke Gas & Electric Department | Holyoke | MA | WMA | WCMA |  | 0.28 | 0 | 0.05
879 | TAFTVILLE CT | 879 | TAFTVILLE CT | HYDRO: RUN OF RIVER | WAT |  | 1906-01-01 05:00 | Firstlight Power Management LLC | Taftville | CT | CT | CT |  | 1.874 | 0 | 0.221
882 | FRANKLIN FALLS | 882 | FRANKLIN FALLS | HYDRO: RUN OF RIVER | WAT |  | 1978-02-01 05:00 | Public Service Company of New Hampshire | Franklin | NH | NH | NH |  | 0.8 | 0.327 | 0.335
883 | SALMON FALLS HYDRO | 883 | SALMON FALLS HYDRO | HYDRO: RUN OF RIVER | WAT |  | 1983-11-01 05:00 | Green Mountain Power Corporation | South Berwick | ME | SME | ME |  | 1.2 | 0 | 1.2
886 | COCHECO FALLS | 886 | COCHECO FALLS | HYDRO: RUN OF RIVER | WAT |  | 1983-12-01 05:00 | Public Service Company of New Hampshire | Dover | NH | NH | NH |  | 0.71 | 0.274 | 0.054
887 | CHINA MILLS DAM | 887 | CHINA MILLS DAM | HYDRO: RUN OF RIVER | WAT |  | 1981-10-01 04:00 | Public Service Company of New Hampshire | Allenstown | NH | NH | NH |  | 0.9 | 0.259 | 0.086
888 | NEWFOUND HYDRO | 888 | NEWFOUND HYDRO | HYDRO: RUN OF RIVER | WAT |  | 1983-12-01 05:00 | Eagle Creek Renewable Energy Holdings, LLC | Bristol | NH | NH | NH |  | 1.966 | 0.282 | 0.136
889 | SUNAPEE HYDRO | 889 | SUNAPEE HYDRO | HYDRO: RUN OF RIVER | WAT |  | 1985-02-01 05:00 | Public Service Company of New Hampshire | Sunapee | NH | NH | NH |  | 0.65 | 0.184 | 0.05
890 | NASHUA HYDRO | 890 | NASHUA HYDRO | HYDRO: RUN OF RIVER | WAT |  | 1984-12-01 05:00 | Public Service Company of New Hampshire | Nashua | NH | NH | NH |  | 0.84 | 0 | 0.207
891 | HILLSBORO MILLS | 891 | HILLSBORO MILLS | HYDRO: RUN OF RIVER | WAT |  | 1988-03-01 05:00 | Public Service Company of New Hampshire | Milford | NH | NH | NH |  | 0.57 | 0 | 0.057
892 | LAKEPORT DAM | 892 | LAKEPORT DAM | HYDRO: RUN OF RIVER | WAT |  | 1983-12-01 05:00 | Eagle Creek Renewable Energy Holdings, LLC | Laconia | NH | NH | NH |  | 0.72 | 0.14 | 0.16
893 | WEST HOPKINTON HYDRO | 893 | WEST HOPKINTON HYDRO | HYDRO: RUN OF RIVER | WAT |  | 1982-11-01 05:00 | Green Mountain Power Corporation | Hopkinton | NH | NH | NH |  | 1.25 | 0 | 0.088
894 | LISBON HYDRO | 894 | LISBON HYDRO | HYDRO: RUN OF RIVER | WAT |  | 1986-12-01 05:00 | Public Service Company of New Hampshire | Lisbon | NH | NH | NH |  | 0.515 | 0.229 | 0.062
895 | LOWER ROBERTSON DAM | 895 | LOWER ROBERTSON DAM | HYDRO: RUN OF RIVER | WAT |  | 1987-05-01 04:00 | Public Service Company of New Hampshire | Winchester/Ashult | NH | VT | NH |  | 0.9 | 0.303 | 0.323
897 | OLD NASH DAM | 897 | OLD NASH DAM | HYDRO: RUN OF RIVER | WAT |  | 1984-12-01 05:00 | Public Service Company of New Hampshire | Marlow | NH | VT | NH |  | 0.23 | 0.051 | 0.023
900 | GREAT FALLS LOWER | 900 | GREAT FALLS LOWER | HYDRO: RUN OF RIVER | WAT |  | 1984-06-01 04:00 | Green Mountain Power Corporation | Somersworth | NH | NH | NH |  | 1.1 | 0 | 0.029
902 | HOSIERY MILL DAM | 902 | HOSIERY MILL DAM | HYDRO: RUN OF RIVER | WAT |  | 1984-07-01 04:00 | Pioneer Hydro Electric Co., Inc. | Hillsboro | NH | NH | NH |  | 1.25 | 0.367 | 0.254
903 | WYANDOTTE HYDRO | 903 | WYANDOTTE HYDRO | HYDRO: RUN OF RIVER | WAT |  | 1983-05-01 04:00 | Public Service Company of New Hampshire | Rochester | NH | NH | NH |  | 0.15 | 0 | 0.15
904 | LOCHMERE DAM | 904 | LOCHMERE DAM | HYDRO: RUN OF RIVER | WAT |  | 1984-12-01 05:00 | Massachusetts Municipal Wholesale Electric Company | Tilton | NH | NH | NH |  | 1.03 | 0.198 | 0.194
905 | ASHUELOT HYDRO | 905 | ASHUELOT HYDRO | HYDRO: RUN OF RIVER | WAT |  | 1987-05-01 04:00 | Public Service Company of New Hampshire | Winchester/Ashult | NH | VT | NH |  | 0.93 | 0.351 | 0.339
906 | ROLLINSFORD HYDRO | 906 | ROLLINSFORD HYDRO | HYDRO: RUN OF RIVER | WAT |  | 1980-11-01 05:00 | Green Mountain Power Corporation | Rollinsford | NH | NH | NH |  | 1.5 | 0.229 | 0.105
908 | OTIS MILL HYDRO | 908 | OTIS MILL HYDRO | HYDRO: RUN OF RIVER | WAT |  | 1982-01-01 05:00 | Public Service Company of New Hampshire | Greenville | NH | NH | NH |  | 0.15 | 0 | 0.15
909 | STEELS POND HYDRO | 909 | STEELS POND HYDRO | HYDRO: RUN OF RIVER | WAT |  | 1984-12-01 05:00 | Public Service Company of New Hampshire | Antrim | NH | NH | NH |  | 0.98 | 0.221 | 0.036
910 | CAMPTON DAM | 910 | CAMPTON DAM | HYDRO: RUN OF RIVER | WAT |  | 1985-12-01 05:00 | Public Service Company of New Hampshire | Campton | NH | NH | NH |  | 0.47 | 0 | 0.013
913 | GOODRICH FALLS | 913 | GOODRICH FALLS | HYDRO: RUN OF RIVER | WAT |  | 1981-06-01 04:00 | New Hampshire Electric Cooperative, Inc. | Bartlett | NH | NH | NH |  | 0.5 | 0.101 | 0.012
914 | CHAMBERLAIN FALLS | 914 | CHAMBERLAIN FALLS | HYDRO: RUN OF RIVER | WAT |  | 1983-05-01 04:00 | Public Service Company of New Hampshire | Greenville | NH | NH | NH |  | 0.13 | 0 | 0.13
915 | MONADNOCK PAPER MILLS | 915 | MONADNOCK PAPER MILLS | HYDRO: RUN OF RIVER | WAT |  | 1975-06-01 04:00 | Public Service Company of New Hampshire | Bennington | NH | NH | NH |  | 1.95 | 0 | 1.95
919 | HOPKINTON HYDRO | 919 | HOPKINTON HYDRO | HYDRO: RUN OF RIVER | WAT |  | 1984-12-01 05:00 | Public Service Company of New Hampshire | Hopkinton | NH | NH | NH |  | 0.25 | 0.112 | 0.083
926 | PETERBOROUGH LOWER HYDRO | 926 | PETERBOROUGH LOWER HYDRO | HYDRO: RUN OF RIVER | WAT |  | 1989-02-01 05:00 | Public Service Company of New Hampshire | Peterborough | NH | VT | NH |  | 0.28 | 0.085 | 0.061
928 | SALMON BROOK STATION 3 | 928 | SALMON BROOK STATION 3 | HYDRO: RUN OF RIVER | WAT |  | 1985-12-01 05:00 | Public Service Company of New Hampshire | Franklin | NH | NH | NH |  | 0.326 | 0 | 0.326
931 | AVERY DAM | 931 | AVERY DAM | HYDRO: RUN OF RIVER | WAT |  | 1985-12-01 05:00 | Public Service Company of New Hampshire | Laconia | NH | NH | NH |  | 0.479 | 0.107 | 0.166
932 | WATSON DAM | 932 | WATSON DAM | HYDRO: RUN OF RIVER | WAT |  | 1985-01-01 05:00 | Public Service Company of New Hampshire | Dover | NH | NH | NH |  | 0.25 | 0.069 | 0.027
933 | WESTON DAM | 933 | WESTON DAM | HYDRO: RUN OF RIVER | WAT |  | 1987-02-01 05:00 | Public Service Company of New Hampshire | Northumberland | NH | NH | NH |  | 0.524 | 0.144 | 0.056
935 | SUNNYBROOK HYDRO 2 | 935 | SUNNYBROOK HYDRO 2 | HYDRO: RUN OF RIVER | WAT |  | 1982-12-01 05:00 | Public Service Company of New Hampshire | Northumberland | NH | NH | NH |  | 0.05 | 0.009 | 0.005
941 | PETERBOROUGH UPPER HYDRO | 941 | PETERBOROUGH UPPER HYDRO | HYDRO: RUN OF RIVER | WAT |  | 1990-12-01 05:00 | Public Service Company of New Hampshire | Peterborough | NH | NH | NH |  | 0.4 | 0.11 | 0.069
943 | FOUR HILLS LANDFILL | 943 | FOUR HILLS LANDFILL | INTERNAL COMBUSTION | LFG |  | 1996-04-01 05:00 | NextEra Energy Marketing, LLC | Nashua | NH | NH | NH |  | 0.8 | 1.621 | 1.499
947 | RIVERDALE MILLS - QF | 947 | RIVERDALE MILLS - QF | HYDRO: RUN OF RIVER | WAT |  | 1985-07-01 04:00 | Massachusetts Electric Company | Northbridge | MA | RI | SEMA |  | 0.18 | 0 | 0.18
948 | PEPPERELL HYDRO COMPANY LLC | 948 | PEPPERELL HYDRO COMPANY LLC | HYDRO: RUN OF RIVER | WAT |  | 1920-01-01 05:00 | Eagle Creek Renewable Energy Holdings, LLC | Pepperell | MA | CMA/NEMA | WCMA |  | 1.6 | 0.359 | 0.059
951 | BALTIC MILLS - QF | 951 | BALTIC MILLS - QF | HYDRO: RUN OF RIVER | WAT |  | 1981-02-01 05:00 | Sterling Municipal Electric Light Department | Enfield | NH | VT | NH |  | 0.3 | 0.08 | 0.013
957 | HG&E HYDRO/CABOT 1-4 | 957 | HG&E HYDRO CABOT 1-4 | HYDRO: RUN OF RIVER | WAT |  | 1980-01-01 05:00 | Holyoke Gas & Electric Department | Holyoke | MA | WMA | WCMA |  | 2.675 | 0.593 | 0.443
969 | POWDER MILL HYDRO | 969 | POWDER MILL HYDRO | HYDRO: RUN OF RIVER | WAT |  | 1990-02-01 05:00 | Holden Municipal Light Department | Barre | MA | WMA | WCMA |  | 0.13 | 0 | 0.13
970 | DUDLEY HYDRO | 970 | DUDLEY HYDRO | HYDRO: RUN OF RIVER | WAT |  | 1987-10-01 04:00 | Massachusetts Electric Company | Dudley | MA | WMA | WCMA |  | 0.324 | 0.079 | 0.014
978 | NEW MILFORD | 978 | NEW MILFORD | INTERNAL COMBUSTION | OBG |  | 1991-08-01 04:00 | Connecticut Light and Power Company The | New Milford | CT | SWCT | CT |  | 3.2 | 0.481 | 0.471
1005 | DIGHTON POWER LLC | 1005 | BG DIGHTON POWER LLC | COMBINED CYCLE | NG |  | 1999-05-01 04:00 | Marco DM Holdings, L.L.C. | Dighton | MA | SEMA | SEMA | 55026 | 170 | 190.632 | 164.861
1032 | BRIDGEPORT ENERGY 1 | 1032 | BRIDGEPORT ENERGY 1 | COMBINED CYCLE | NG |  | 1998-08-01 04:00 | Revere Power, LLC | Bridgeport | CT | SWCT | CT | 55042 | 536.35 | 555.472 | 537.284
1034 | RIVERSIDE 4-7 | 1034 | RIVERSIDE 4-7 | HYDRO: RUN OF RIVER | WAT |  | 1921-01-01 05:00 | Holyoke Gas & Electric Department | Holyoke | MA | WMA | WCMA |  | 3.392 | 1.474 | 0.673
1035 | RIVERSIDE 8 | 1035 | RIVERSIDE 8 | HYDRO: RUN OF RIVER | WAT |  | 1931-01-01 05:00 | Holyoke Gas & Electric Department | Holyoke | MA | WMA | WCMA |  | 4.554 | 2.737 | 2.487
1047 | FAIRFAX | 1047 | FAIRFAX | HYDRO: RUN OF RIVER | WAT |  | 1998-09-25 04:00 | Green Mountain Power Corporation | Fairfax | VT | VT | VT |  | 4.939 | 2.567 | 0.815
1048 | WARE HYDRO | 1048 | WARE HYDRO | HYDRO: RUN OF RIVER | WAT |  | 1984-03-01 05:00 | Pioneer Hydro Electric Co., Inc. | Ware | MA | WMA | WCMA |  | 1.2 | 0.239 | 0.177
1049 | COLLINS HYDRO | 1049 | COLLINS HYDRO | HYDRO: RUN OF RIVER | WAT |  | 1984-12-01 05:00 | Collins Hydro LLC | Wilbraham | MA | WMA | WCMA |  | 1.3 | 0.3 | 0.224
1054 | BLACKSTONE HYDRO ASSOC | 1054 | BLACKSTONE HYDRO ASSOC | HYDRO: RUN OF RIVER | WAT |  | 1989-01-01 05:00 | The Narragansett Electric Company | Central Falls | RI | RI | RI |  | 0.75 | 0.101 | 0.75
1057 | BLACKSTONE HYDRO LOAD REDUCER | 1057 | BLACKSTONE HYDRO LOAD REDUCER | HYDRO: RUN OF RIVER | WAT |  | 1989-01-01 05:00 | Vermont Public Power Supply Authority | N. Smithfield | RI | RI | RI |  | 2 | 0.252 | 0.243
1061 | MASCOMA HYDRO | 1061 | MASCOMA HYDRO | HYDRO: RUN OF RIVER | WAT |  | 1989-02-01 05:00 | Green Mountain Power Corporation | Lebanon | NH | VT | NH |  | 1.338 | 0 | 1.338
1062 | MWRA COSGROVE | 1062 | MWRA COSGROVE | HYDRO: WEEKLY PONDAGE | WAT |  | 1995-10-01 04:00 | Massachusetts Electric Company | Clinton | MA | CMA/NEMA | WCMA |  | 3.2 | 0 | 0.89
1086 | BERKSHIRE POWER | 1086 | BERKSHIRE POWER | COMBINED CYCLE | NG |  | 2000-06-19 04:00 | NRG Business Marketing LLC | Agawam | MA | WMA | WCMA | 55041 | 289 | 246.279 | 228.503
1109 | MMWAC | 1109 | MMWAC | STEAM TURBINE | MSW |  | 1992-06-01 04:00 | NextEra Energy Marketing, LLC | Auburn | ME | ME | ME |  | 3.1 | 1.469 | 1.257
1113 | BRASSUA HYDRO | 1113 | BRASSUA HYDRO | HYDRO: DAILY PONDAGE | WAT |  | 1989-08-01 04:00 | Brookfield Renewable Trading And Marketing LP | Rockwood | ME | ME | ME |  | 4.203 | 4.203 | 4.203
1117 | GREAT WORKS COMPOSITE | 1117 | GREAT WORKS COMPOSITE | HYDRO: RUN OF RIVER | WAT |  | 1984-03-01 05:00 | Central Maine Power Company | South Berwick | ME | SME | ME |  | 0.918 | 0.012 | 0.918
1119 | KENNEBAGO HYDRO | 1119 | KENNEBAGO HYDRO | HYDRO: RUN OF RIVER | WAT |  | 1988-04-01 05:00 | Central Maine Power Company | Winslow | ME | ME | ME |  | 0.9 | 0.259 | 0.095
1122 | CASCADE-DIAMOND-QF | 1122 | CASCADE-DIAMOND-QF | HYDRO: RUN OF RIVER | WAT |  | 1919-12-31 05:00 | Massachusetts Electric Company | Palmer | MA | WMA | WCMA |  | 0.872 | 0 | 0.076
1185 | STONY BROOK GT1A | 1185 | STONY BROOK GT1A | COMBINED CYCLE | DFO | NG | 1981-11-01 05:00 | Massachusetts Municipal Wholesale Electric Company | Ludlow | MA | WMA | WCMA | 6081 | 136.1007 | 117.642 | 99.182
1186 | STONY BROOK GT1B | 1186 | STONY BROOK GT1B | COMBINED CYCLE | DFO | NG | 1981-11-01 05:00 | Massachusetts Municipal Wholesale Electric Company | Ludlow | MA | WMA | WCMA | 6081 | 135.9 | 115.451 | 99.543
1187 | STONY BROOK GT1C | 1187 | STONY BROOK GT1C | COMBINED CYCLE | DFO | NG | 1981-11-01 05:00 | Massachusetts Municipal Wholesale Electric Company | Ludlow | MA | WMA | WCMA | 6081 | 135.9 | 116.706 | 102.475
1210 | MILLENNIUM | 1210 | MILLENNIUM | COMBINED CYCLE | NG |  | 2001-04-06 04:00 | NRG Business Marketing LLC | Charlton | MA | WMA | WCMA | 55079 | 427.5 | 369.212 | 334.55
1221 | ESSEX DIESELS | 1221 | ESSEX DIESELS | INTERNAL COMBUSTION | DFO |  | 1947-01-01 05:00 | Green Mountain Power Corporation | Essex Junction | VT | VT | VT | 3737 | 6.4 | 7.305 | 7.215
1226 | TIVERTON POWER | 1226 | TIVERTON POWER | COMBINED CYCLE | NG |  | 2000-08-18 04:00 | Revere Power, LLC | Tiverton | RI | SEMA | RI | 55048 | 273.7 | 295.55 | 269.132
1255 | RUMFORD POWER | 1255 | RUMFORD POWER | COMBINED CYCLE | NG |  | 2000-10-16 04:00 | Revere Power, LLC | Rumford | ME | ME | ME | 55100 | 272.85 | 278.575 | 249.662
1270 | SYSKO STONY BROOK | 1270 | SYSKO STONY BROOK | HYDRO: RUN OF RIVER | WAT |  | 2000-04-01 05:00 | Central Maine Power Company | Hanover | ME | ME | ME |  | 0.03 | 0 | 0.011
1273 | AUTOMATIC HYDRO | 1273 | AUTOMATIC HYDRO | HYDRO: RUN OF RIVER | WAT |  | 1995-03-01 05:00 | Messalonskee Stream Hydro, LLC | Waterville | ME | ME | ME |  | 0.8 | 0.482 | 0.8
1286 | ANP-BLACKSTONE ENERGY 1 | 1286 | ANP-BLACKSTONE ENERGY CO. #1 | COMBINED CYCLE | NG |  | 2001-06-07 04:00 | Dynegy Marketing and Trade, LLC | Blackstone | MA | RI | SEMA | 55212 | 289 | 274.898 | 239.767
1287 | ANP-BLACKSTONE ENERGY 2 | 1287 | ANP-BLACKSTONE ENERGY 2 | COMBINED CYCLE | NG |  | 2001-07-13 04:00 | Dynegy Marketing and Trade, LLC | Blackstone | MA | RI | SEMA | 55212 | 289 | 281.07 | 241.886
1342 | LAKE ROAD 1 | 1342 | LAKE ROAD 1 | COMBINED CYCLE | NG |  | 2002-03-15 05:00 | Dynegy Marketing and Trade, LLC | Dayville | CT | CT | CT | 55149 | 289 | 284.681 | 262.046
1343 | LAKE ROAD 2 | 1343 | LAKE ROAD 2 | COMBINED CYCLE | NG |  | 2002-03-15 05:00 | Dynegy Marketing and Trade, LLC | Dayville | CT | CT | CT | 55149 | 289 | 292.387 | 269.515
1344 | LAKE ROAD 3 | 1344 | LAKE ROAD 3 | COMBINED CYCLE | NG |  | 2002-05-22 04:00 | Dynegy Marketing and Trade, LLC | Dayville | CT | CT | CT | 55149 | 289 | 290.915 | 269.708
1368 | ROCKY GORGE CORPORATION | 1368 | ROCKY GORGE CORPORATION | HYDRO: RUN OF RIVER | WAT |  | 1984-01-01 05:00 | Central Maine Power Company | South Berwick | ME | SME | ME |  | 0.55 | 0.089 | 0.053
1376 | WALLINGFORD UNIT 1 | 1376 | PPL WALLINGFORD UNIT 1 | GAS TURBINE | NG |  | 2001-12-31 05:00 | Wallingford Energy LLC | Wallingford | CT | SWCT | CT | 55517 | 60.4996 | 49.4 | 46.28
1377 | WALLINGFORD UNIT 2 | 1377 | PPL WALLINGFORD UNIT 2 | GAS TURBINE | NG |  | 2002-02-07 05:00 | Wallingford Energy LLC | Wallingford | CT | SWCT | CT | 55517 | 60.4996 | 47.56 | 44.498
1378 | WALLINGFORD UNIT 3 | 1378 | PPL WALLINGFORD UNIT 3 | GAS TURBINE | NG |  | 2001-12-31 05:00 | Wallingford Energy LLC | Wallingford | CT | SWCT | CT | 55517 | 60.4996 | 47.78 | 45.091
1379 | WALLINGFORD UNIT 4 | 1379 | PPL WALLINGFORD UNIT 4 | GAS TURBINE | NG |  | 2002-01-23 05:00 | Wallingford Energy LLC | Wallingford | CT | SWCT | CT | 55517 | 60.4996 | 49.03 | 44.141
1380 | WALLINGFORD UNIT 5 | 1380 | PPL WALLINGFORD UNIT 5 | GAS TURBINE | NG |  | 2002-02-07 05:00 | Wallingford Energy LLC | Wallingford | CT | SWCT | CT | 55517 | 60.4996 | 50 | 45.295
1385 | MILFORD POWER 1 | 1385 | Milford Power 1 Incremental | COMBINED CYCLE | NG |  | 2004-02-12 05:00 | Dynegy Marketing and Trade, LLC | Milford | CT | SWCT | CT | 55126 | 289 | 290.225 | 241.664
1386 | MILFORD POWER 2 | 1386 | MILFORD POWER 2 | COMBINED CYCLE | NG |  | 2004-05-03 04:00 | Dynegy Marketing and Trade, LLC | Milford | CT | SWCT | CT | 55126 | 289 | 291.164 | 245.714
1412 | ANP-BELLINGHAM 1 | 1412 | ANP-BELLINGHAM 1 | COMBINED CYCLE | NG |  | 2002-10-24 04:00 | Dynegy Marketing and Trade, LLC | Bellingham | MA | RI | SEMA | 55211 | 289 | 294.934 | 258.104
1415 | ANP-BELLINGHAM 2 | 1415 | ANP-BELLINGHAM 2 | COMBINED CYCLE | NG |  | 2002-12-28 05:00 | Dynegy Marketing and Trade, LLC | Bellingham | MA | RI | SEMA | 55211 | 289 | 303.368 | 262.131
1572 | GRANBY SANITARY LANDFILL QF | 1572 | GRANBY SANITARY LANDFILL QF U5 | INTERNAL COMBUSTION | MSW |  | 2002-07-12 04:00 | Industrial Power Services Corp | Granby | MA | WMA | WCMA |  | 5.845 | 0.273 | 0.146
1630 | RISEP | 1630 | RISEP | COMBINED CYCLE | NG |  | 2002-11-05 05:00 | Shell Energy North America (US), L.P. | Johnston | RI | RI | RI | 55107 | 592.644 | 616.356 | 551.396
1649 | EP NEWINGTON ENERGY, LLC | 1649 | EP Newington Energy, LLC | COMBINED CYCLE | NG | DFO | 2002-09-18 04:00 | Essential Power Newington, LLC | Newington | NH | NH | NH | 55661 | 605.8231 | 630.368 | 560.018
1672 | KENDALL CT | 1672 | KENDALL CT | COMBINED CYCLE | NG | DFO | 2002-12-18 05:00 | Kendall Green Energy LLC | Cambridge | MA | BOSTON | NEMA | 1595 | 186.15 | 187.4 | 177.202
2278 | BARKER LOWER HYDRO | 2278 | BARKER LOWER HYDRO | HYDRO: RUN OF RIVER | WAT |  | 1980-04-01 05:00 | Vermont Public Power Supply Authority | Auburn | ME | ME | ME |  | 1.6 | 0.531 | 1.6
2279 | BARKER UPPER HYDRO | 2279 | BARKER UPPER HYDRO | HYDRO: RUN OF RIVER | WAT |  | 1987-07-01 04:00 | Vermont Public Power Supply Authority | Auburn | ME | ME | ME |  | 1.262 | 0.411 | 0.013
2280 | BENTON FALLS HYDRO | 2280 | BENTON FALLS HYDRO | HYDRO: RUN OF RIVER | WAT |  | 1987-12-01 05:00 | Messalonskee Stream Hydro, LLC | Benton | ME | ME | ME |  | 4.355 | 0.498 | 0.215
2281 | BROWNS MILL HYDRO | 2281 | BROWNS MILL HYDRO | HYDRO: RUN OF RIVER | WAT |  | 1983-07-01 04:00 | Vermont Public Power Supply Authority | Dover-Foxcroft | ME | ME | ME |  | 0.65 | 0.353 | 0.022
2282 | DAMARISCOTTA HYDRO | 2282 | DAMARISCOTTA HYDRO | HYDRO: RUN OF RIVER | WAT |  | 1984-03-01 05:00 | Central Maine Power Company | Newcastle | ME | ME | ME |  | 0.55 | 0.193 | 0.55
2283 | EUSTIS HYDRO | 2283 | EUSTIS HYDRO | HYDRO: RUN OF RIVER | WAT |  | 1984-03-01 05:00 | Central Maine Power Company | Eustis | ME | ME | ME |  | 0.31 | 0.105 | 0.036
2284 | GARDINER HYDRO | 2284 | GARDINER HYDRO | HYDRO: RUN OF RIVER | WAT |  | 1983-07-01 04:00 | Vermont Public Power Supply Authority | Gardiner | ME | ME | ME |  | 1.15 | 0.807 | 1.15
2285 | GREENVILLE HYDRO | 2285 | GREENVILLE HYDRO | HYDRO: RUN OF RIVER | WAT |  | 1984-03-01 05:00 | Central Maine Power Company | Greenville | ME | ME | ME |  | 0.55 | 0.198 | 0.55
2286 | HACKETT MILLS HYDRO | 2286 | HACKETT MILLS HYDRO | HYDRO: RUN OF RIVER | WAT |  | 1985-12-01 05:00 | Central Maine Power Company | Poland | ME | ME | ME |  | 0.5 | 0.101 | 0.5
2287 | MECHANIC FALLS HYDRO | 2287 | MECHANIC FALLS HYDRO | HYDRO: RUN OF RIVER | WAT |  | 1984-11-01 05:00 | Central Maine Power Company | Mechanic Falls | ME | ME | ME |  | 1.05 | 0.151 | 1.05
2290 | PITTSFIELD HYDRO | 2290 | PITTSFIELD HYDRO | HYDRO: RUN OF RIVER | WAT |  | 1984-03-01 05:00 | Vermont Public Power Supply Authority | Pittsfield | ME | ME | ME |  | 1 | 0.342 | 0.01
2292 | YORK HYDRO | 2292 | YORK HYDRO | HYDRO: RUN OF RIVER | WAT |  | 1984-03-01 05:00 | Central Maine Power Company | Sanford | ME | SME | ME |  | 1.2 | 0.254 | 1.2
2426 | HYDRO KENNEBEC | 2426 | Hydro Kennebec | HYDRO: RUN OF RIVER | WAT |  | 1989-03-01 05:00 | Brookfield Renewable Trading And Marketing LP | Winslow | ME | ME | ME | 54148 | 16.2925 | 4.616 | 3.454
2431 | DODGE FALLS-NEW | 2431 | DODGE FALLS-NEW | HYDRO: RUN OF RIVER | WAT |  | 1990-11-01 05:00 | Messalonskee Stream Hydro, LLC | Bath | NH | VT | VT | 10526 | 5.0004 | 3.912 | 1.075
2432 | HUNTINGTON FALLS-NEW | 2432 | HUNTINGTON FALLS-NEW | HYDRO: RUN OF RIVER | WAT |  | 1988-11-01 05:00 | Green Mountain Power Corporation | Weybridge | VT | VT | VT | 50713 | 4.4 | 1.288 | 0.923
2433 | RYEGATE 1-NEW | 2433 | RYEGATE 1-NEW | STEAM TURBINE | WDS |  | 1992-11-01 05:00 | Ryegate Associates | East Ryegate | VT | VT | VT | 51026 | 21.5849 | 19.5 | 19.891
2462 | PLAINVILLE GEN QF U5 | 2462 | PLAINVILLE GEN QF U5 | INTERNAL COMBUSTION | OBG |  | 2003-03-24 05:00 | Massachusetts Electric Company | Plainville | MA | RI | SEMA |  | 4.8 | 0 | 1.257
10349 | KENDALL STEAM 3 | 37040 | KENDALL STEAM | COMBINED CYCLE | NG |  | 1950-01-01 05:00 | Kendall Green Energy LLC | Cambridge | MA | BOSTON | NEMA | 1595 | 23.46 | 21.81 | 21.2
10401 | CELLEY MILL U5 | 10401 | CELLEY MILL U5 | HYDRO: RUN OF RIVER | WAT |  | 1984-12-01 05:00 | Public Service Company of New Hampshire | Piermont | NH | NH | NH |  | 0.1 | 0 | 0.1
10403 | EASTMAN BROOK U5 | 10403 | EASTMAN BROOK U5 | HYDRO: RUN OF RIVER | WAT |  | 1985-06-01 04:00 | Public Service Company of New Hampshire | Piermont | NH | NH | NH |  | 0.3 | 0.007 | 0.3
10406 | LOWER VALLEY HYDRO U5 | 10406 | LOWER VALLEY HYDRO U5 | HYDRO: RUN OF RIVER | WAT |  | 2004-03-01 05:00 | Public Service Company of New Hampshire | Claremont | NH | NH | NH |  | 0.882 | 0.148 | 0.109
10409 | SWEETWATER HYDRO U5 | 10409 | SWEETWATER HYDRO U5 | HYDRO: RUN OF RIVER | WAT |  | 2004-03-01 05:00 | Green Mountain Power Corporation | Meriden | NH | NH | NH |  | 0.779 | 0.055 | 0.129
10424 | GREAT LAKES - BERLIN | 10424 | Great Lakes - Berlin Incremental | HYDRO: RUN OF RIVER | WAT |  | 2004-06-22 04:00 | Brookfield Renewable Trading And Marketing LP | Berlin | NH | NH | NH | 54639 | 30.4 | 15.347 | 9.168
10770 | WEST SPRINGFIELD HYDRO U5 | 10770 | WEST SPRINGFIELD HYDRO U5 | HYDRO: RUN OF RIVER | WAT |  | 2005-01-10 05:00 | Messalonskee Stream Hydro, LLC | West Springfield | MA | WMA | WCMA |  | 1.25 | 0.668 | 0.288
10959 | RRIG EXPANSION PHASE 2 | 10959 | RRIG EXPANSION PHASE 2 | INTERNAL COMBUSTION | LFG |  | 2005-06-01 04:00 | Rhode Island Engine Genco, LLC | Johnston | RI | RI | RI | 50365 | 6.4 | 0 | 6.4
11052 | GRTR NEW BEDFORD LFG UTIL PROJ | 11052 | GRTR NEW BEDFORD LFG UTIL PROJ | INTERNAL COMBUSTION | LFG |  | 2005-08-15 04:00 | CommonWealth New Bedford Energy LLC | New Bedford | MA | SEMA | SEMA |  | 3.3 | 1.568 | 1.53
11126 | NORTH HARTLAND HYDRO | 11126 | NORTH HARTLAND HYDRO | HYDRO: RUN OF RIVER | WAT |  | 2006-09-27 04:00 | Green Mountain Power Corporation | Hartland | VT | VT | VT |  | 4.922 | 0.825 | 0.559
11408 | HULL WIND TURBINE II | 11408 | HULL WIND TURBINE II | WIND TURBINE | WON |  | 2005-09-27 04:00 | Hull Municipal Lighting Plant | Hull | MA | SEMA | SEMA |  | 1.8 | 0 | 0.066
11424 | RUMFORD FALLS | 11424 | RUMFORD FALLS | HYDRO: RUN OF RIVER | WAT |  | 2006-07-06 04:00 | Brookfield Renewable Trading And Marketing LP | Rumford | ME | ME | ME | 10493 | 44.175 | 26.669 | 18.742
11827 | PORTSMOUTH ABBEY WIND QF |  | NO RESOURCE | WIND TURBINE | WON |  | 2006-07-25 04:00 | The Narragansett Electric Company | Portsmouth | RI | SEMA | RI |  | 0.66 | 0 | 0
11842 | WATERSIDE POWER | 11842 | WATERSIDE POWER | GAS TURBINE | DFO |  | 2004-05-01 04:00 | Waterside Power, LLC | Stamford | CT | NOR | CT | 56189 | 63.75 | 71.303 | 65.807
11889 | IBEW LOCAL 99 SOLAR QF |  | NO RESOURCE | PHOTOVOLTAIC | SUN |  | 2006-09-01 04:00 | The Narragansett Electric Company | Cranston | RI | RI | RI |  | 0.05 | 0 | 0
11925 | BROCKTON BRIGHTFIELDS | 11925 | BROCKTON BRIGHTFIELDS | PHOTOVOLTAIC | SUN |  | 2006-09-18 04:00 | Constellation Energy Generation, LLC | Brockton | MA | SEMA | SEMA |  | 0.425 | 0 | 0.058
12108 | FIEC DIESEL | 12108 | FIEC DIESEL | INTERNAL COMBUSTION | DFO |  | 2006-12-01 05:00 | Vermont Public Power Supply Authority | Vinalhaven | ME | ME | ME |  | 2 | 1.596 | 1.54
12504 | DEVON 15 | 12504 | Devon 15-18 | GAS TURBINE | KER | NG | 2010-07-12 04:00 | GenConn Energy LLC | Milford | CT | SWCT | CT | 57070 | 60.4996 | 49.2 | 46.889
12505 | MIDDLETOWN 12 | 12505 | Middletown 12-15 | GAS TURBINE | KER | NG | 2011-06-24 04:00 | GenConn Energy LLC | Middletown | CT | CT | CT | 57068 | 60.4996 | 49.2 | 46.9
12509 | UNH POWER PLANT | 12509 | UNH Power Plant | GAS TURBINE | LFG |  | 2009-10-20 04:00 | Public Service Company of New Hampshire | Durham | NH | NH | NH |  | 4.956 | 2 | 2
12510 | SWANTON GT-1 | 12510 | Swanton Gas Turbine 1 | GAS TURBINE | DFO |  | 2010-02-12 05:00 | Vermont Public Power Supply Authority | Swanton | VT | VT | VT | 63203 | 28.8 | 22.117 | 20.349
12511 | SWANTON GT-2 | 12511 | Swanton Gas Turbine 2 | GAS TURBINE | DFO |  | 2010-05-24 04:00 | Vermont Public Power Supply Authority | Swanton | VT | VT | VT | 63203 | 28.8 | 22.161 | 18.946
12529 | HOOSAC WIND | 38475 | Hoosac Wind Project | WIND TURBINE | WON |  | 2012-12-27 05:00 | Avangrid Power, LLC | Florida | MA | WMA | WCMA | 57380 | 28.5003 | 7.932 | 2.932
12530 | SHEFFIELD WIND PLANT | 12530 | Sheffield Wind Farm | WIND TURBINE | WON |  | 2011-10-19 04:00 | Vermont Wind, LLC | Sheffield | VT | VT | VT | 57080 | 38 | 7.27 | 2.162
12551 | KIBBY WIND POWER | 12551 | Kibby Wind Power | WIND TURBINE | WON |  | 2009-09-16 04:00 | Boston Energy Trading and Marketing LLC | Chain of Ponds | ME | ME | ME | 56829 | 143.616 | 24.04 | 11.465
12564 | WATERBURY GENERATION FACILITY | 12564 | Waterbury Generation Facility | GAS TURBINE | NG | DFO | 2009-05-21 04:00 | Waterbury Generation LLC | Waterbury | CT | SWCT | CT | 56629 | 108.1897 | 98.416 | 87.831
13515 | PIERCE STATION | 12526 | Pierce | GAS TURBINE | NG | DFO | 2007-10-01 04:00 | Waterbury Generation LLC | Wallingford | CT | SWCT | CT | 6635 | 100.985 | 93.729 | 74.085
13673 | MATEP (DIESEL) | 13673 | MATEP (DIESEL) | INTERNAL COMBUSTION | DFO |  | 2007-06-28 04:00 | MATEP, LLC | Boston | MA | BOSTON | NEMA | 10883 | 20.25 | 3.901 | 9.752
13675 | MATEP (COMBINED CYCLE) | 13675 | MATEP (COMBINED CYCLE) | COMBINED CYCLE | NG | DFO | 2007-06-28 04:00 | MATEP, LLC | Boston | MA | BOSTON | NEMA | 10883 | 67.6345 | 55.989 | 53.68
13703 | ANDRO COGEN 1 | 13703 | Verso VCG1 | GAS TURBINE | NG | DFO | 2000-12-28 05:00 | JGT2 Energy LLC | Jay | ME | ME | ME | 55031 | 61.92 | 0 | 0
13704 | ANDRO COGEN 2 | 13704 | Verso VCG2 | GAS TURBINE | NG | DFO | 2000-12-28 05:00 | JGT2 Energy LLC | Jay | ME | ME | ME | 55031 | 61.92 | 0 | 0
13705 | ANDRO COGEN 3 | 13705 | Verso VCG3 | GAS TURBINE | NG | DFO | 2000-12-28 05:00 | JGT2 Energy LLC | Jay | ME | ME | ME | 55031 | 61.92 | 0 | 0
13975 | CORRIVEAU HYDROELECTRIC LLC | 13975 | Corriveau Hydroelectric LLC | HYDRO: RUN OF RIVER | WAT |  | 2007-08-10 04:00 | Central Maine Power Company | Mexico | ME | ME | ME |  | 0.35 | 0 | 0.35
14087 | MAT3 | 14087 | MAT3 | INTERNAL COMBUSTION | DFO |  | 2007-12-11 05:00 | MATEP, LLC | Boston | MA | BOSTON | NEMA | 10883 | 20.25 | 13.45 | 16.03
14098 | FITCHBURG LANDFILL | 35485 | Fitchburg-FCA-5 | INTERNAL COMBUSTION | LFG |  | 2007-08-16 04:00 | Vermont Public Power Supply Authority | Westminster | MA | WMA | WCMA |  | 4.581 | 3.906 | 3.666
14157 | COS COB 13 | 12524 | Cos Cob 13&14 | GAS TURBINE | KER |  | 2008-05-29 04:00 | Generation Bridge Connecticut Holdings, LLC | Greenwich | CT | NOR | CT | 542 | 18.5938 | 22.852 | 19.053
14158 | COS COB 14 | 12524 | Cos Cob 13&14 | GAS TURBINE | KER |  | 2008-05-29 04:00 | Generation Bridge Connecticut Holdings, LLC | Greenwich | CT | NOR | CT | 542 | 18.5938 | 22.602 | 19.209
14177 | WESTBROOK ENERGY CENTER G1 | 45308 | Westbrook G1 | COMBINED CYCLE | NG |  | 2001-04-13 04:00 | Calpine Energy Services, LP | Westbrook | ME | SME | ME | 55294 | 276.5475 | 285.5 | 265.797
14178 | WESTBROOK ENERGY CENTER G2 | 45309 | Westbrook G2 | COMBINED CYCLE | NG |  | 2001-04-13 04:00 | Calpine Energy Services, LP | Westbrook | ME | SME | ME | 55294 | 276.5475 | 285.5 | 265.797
14217 | NORTHFIELD MOUNTAIN 1 | 14217 | NORTHFIELD MOUNTAIN 1 | HYDRO: PUMPED STORAGE | PS |  | 1972-11-30 05:00 | Firstlight Power Management LLC | Northfield | MA | WMA | WCMA | 547 | 267.9 | 293.5 | 293.5
14218 | NORTHFIELD MOUNTAIN 2 | 14218 | NORTHFIELD MOUNTAIN 2 | HYDRO: PUMPED STORAGE | PS |  | 1972-11-30 05:00 | Firstlight Power Management LLC | Northfield | MA | WMA | WCMA | 547 | 291.65 | 293.5 | 293.5
14219 | NORTHFIELD MOUNTAIN 3 | 14219 | NORTHFIELD MOUNTAIN 3 | HYDRO: PUMPED STORAGE | PS |  | 1972-11-30 05:00 | Firstlight Power Management LLC | Northfield | MA | WMA | WCMA | 547 | 291.65 | 293.5 | 293.5
14220 | NORTHFIELD MOUNTAIN 4 | 14220 | NORTHFIELD MOUNTAIN 4 | HYDRO: PUMPED STORAGE | PS |  | 1972-11-30 05:00 | Firstlight Power Management LLC | Northfield | MA | WMA | WCMA | 547 | 291.65 | 293.5 | 293.5
14595 | GRANITE RELIABLE POWER, LLC | 14595 | Granite Reliable Power | WIND TURBINE | WON |  | 2012-02-15 05:00 | NextEra Energy Marketing, LLC | Dummer | NH | NH | NH | 58004 | 85.14 | 24.792 | 7.734
14610 | PRINCETON WIND FARM PROJECT | 14610 | Princeton Wind Farm Project | WIND TURBINE | WON |  | 2009-09-01 04:00 | Princeton Municipal Light Department | Princeton | MA | CMA/NEMA | WCMA |  | 3 | 0.397 | 0.114
14614 | KLEEN ENERGY | 14614 | Kleen Energy | COMBINED CYCLE | NG | DFO | 2011-07-12 04:00 | Kleen Energy Systems, LLC | Middletown | CT | CT | CT | 56798 | 589 | 620 | 620
14623 | VALLEY HYDRO (STATION NO. 5) | 14623 | Valley Hydro (Station No. 5) | HYDRO: RUN OF RIVER | WAT |  | 2008-04-01 04:00 | Holyoke Gas & Electric Department | Holyoke | MA | WMA | WCMA |  | 0.749 | 0 | 0.117
14652 | TEMPLETON WIND TURBINE | 14652 | Templeton Wind Turbine | WIND TURBINE | WON |  | 2011-05-18 04:00 | Massachusetts Municipal Wholesale Electric Company | Templeton | MA | WMA | WCMA |  | 1.5 | 0.159 | 0.033
14665 | RECORD HILL WIND | 14665 | Record Hill Wind | WIND TURBINE | WON |  | 2012-01-31 05:00 | Record Hill Wind LLC | Roxbury | ME | ME | ME | 57568 | 44.022 | 10.424 | 3.434
14801 | CABOT | 766 | CABOT TURNERS FALLS | HYDRO: DAILY PONDAGE | WAT |  | 1905-01-01 05:00 | Firstlight Power Management LLC | Montague | MA | WMA | WCMA | 1629 | 61.92 | 61.8 | 61.8
14808 | TURNERSFALLS | 766 | CABOT TURNERS FALLS | HYDRO: DAILY PONDAGE | WAT |  | 1905-01-01 05:00 | Firstlight Power Management LLC | Montague | MA | WMA | WCMA | 6388 | 6.4 | 6.4 | 6.4
14823 | NORWICH WWTP | 38760 | Norwich WWT | INTERNAL COMBUSTION | DFO |  | 2008-05-29 04:00 | Connecticut Municipal Electric Energy Cooperative | Norwich | CT | CT | CT | 57624 | 2.25 | 0 | 2
14925 | ICE HOUSE PARTNERS INC. |  | NO RESOURCE | HYDRO: RUN OF RIVER | WAT |  | 2008-04-01 04:00 | Massachusetts Electric Company | Ayer | MA | CMA/NEMA | WCMA |  | 0.221 | 0 | 0.051
14937 | UNION GAS STATION | 759 | MESSALONSKEE COMPOSITE | HYDRO: RUN OF RIVER | WAT |  | 2008-03-19 04:00 | Messalonskee Stream Hydro, LLC | Waterville | ME | ME | ME |  | 1.646 | 0.477 | 1.646
15097 | KIMB ROCKY RIVER PH2 | 14706 | Kimberly-Clark Corp Energy Independence Project | COMBINED CYCLE | NG |  | 2008-07-15 04:00 | Kimberly-Clark Corporation | New Milford | CT | SWCT | CT | 58084 | 19.6 | 16.928 | 13.181
15115 | LEMPSTER WIND | 14660 | Lempster Wind | WIND TURBINE | WON |  | 2008-09-24 04:00 | Avangrid Power, LLC | Lempster | NH | NH | NH | 56399 | 23.9998 | 9.395 | 1.733
15201 | FISKE HYDRO | 35593 | Fiske Hydro | HYDRO: RUN OF RIVER | WAT |  | 2008-06-01 04:00 | Public Service Company of New Hampshire | Hinsdale | NH | VT | NH |  | 0.81 | 0 | 0.077
15464 | STETSON WIND FARM | 45247 | Stetson Wind CNRC | WIND TURBINE | WON |  | 2008-12-09 05:00 | Stetson Holdings, LLC | North Washington | ME | BHE | ME | 56989 | 55.62 | 16.876 | 5.629
15477 | NEW HAVEN HARBOR UNIT 2 | 15477 | New Haven Harbor Units 2, 3, & 4 | GAS TURBINE | KER | NG | 2012-05-30 04:00 | GB II New Haven LLC | New Haven | CT | CT | CT | 6156 | 51.425 | 48.267 | 43.2
15484 | THOMAS A. WATSON UNIT #1 | 12500 | Thomas A. Watson | GAS TURBINE | NG | DFO | 2009-04-22 04:00 | Braintree Electric Light Department, Town of | Braintree | MA | SEMA | SEMA | 1660 | 57.9997 | 57.4 | 52.193
15485 | THOMAS A. WATSON UNIT #2 | 12500 | Thomas A. Watson | GAS TURBINE | NG | DFO | 2009-04-14 04:00 | Braintree Electric Light Department, Town of | Braintree | MA | SEMA | SEMA | 1660 | 57.9997 | 57.4 | 52.6
15509 | PLAINFIELD RENEWABLE ENERGY | 15509 | Plainfield Renewable Energy | STEAM TURBINE | WDS |  | 2013-12-12 05:00 | Plainfield Renewable Energy, LLC | Plainfield | CT | CT | CT | 56847 | 42.37 | 38.021 | 37.5
15617 | MORETOWN LFGTE | 35728 | Moretown LG | INTERNAL COMBUSTION | LFG |  | 2008-12-01 05:00 | Green Mountain Power Corporation | Waterbury | VT | VT | VT |  | 3.19 | 0 | 1.122
15706 | BEAVER RIDGE WIND | 37072 | Beaver_Ridge_Wind | WIND TURBINE | WON |  | 2008-10-15 04:00 | Central Maine Power Company | Freedom | ME | ME | ME |  | 4.5 | 1.041 | 0.362
15787 | WORONOCO HYDRO LLC | 37077 | Woronoco Hydro LLC | HYDRO: RUN OF RIVER | WAT |  | 2008-11-01 04:00 | Eagle Creek Renewable Energy Holdings, LLC | Russell | MA | WMA | WCMA |  | 2.7 | 0.472 | 0.376
15940 | DARTMOUTH CT GENERATOR 3 | 15415 | Dartmouth Power Expansion | GAS TURBINE | NG | DFO | 2009-08-12 04:00 | Tenaska Power Services Co. | Dartmouth | MA | SEMA | SEMA | 52026 | 23.2475 | 21.778 | 19.578
15998 | CROSSROADS LANDFILL | 14663 | WMRE Crossroads | INTERNAL COMBUSTION | LFG |  | 2008-12-31 05:00 | WM Renewable Energy, L.L.C. | Norridgewock | ME | ME | ME |  | 3.079 | 2.806 | 2.503
16089 | TURNERS FALLS HYDRO LLC | 44823 | Turners Falls | HYDRO: RUN OF RIVER | WAT |  | 2009-02-01 05:00 | Eagle Creek Renewable Energy Holdings, LLC | Turners Falls | MA | WMA | WCMA |  | 0.947 | 0 | 0.937
16188 | WILSON HOLDINGS LLC - PV QF |  | NO RESOURCE | PHOTOVOLTAIC | SUN |  | 2009-02-24 05:00 | Massachusetts Electric Company | Oxford | MA | CMA/NEMA | WCMA |  | 0.135 | 0 | 0
16233 | CITY OF MEDFORD WIND QF |  | NO RESOURCE | WIND TURBINE | WON |  | 2009-02-27 05:00 | Massachusetts Electric Company | Medford | MA | BOSTON | NEMA |  | 0.1 | 0 | 0
16296 | MILFORD HYDRO | 16296 | Milford Hydro | HYDRO: RUN OF RIVER | WAT |  | 1911-01-01 05:00 | Black Bear Hydro Partners, LLC | Penobscot | ME | BHE | ME | 1475 | 8.6994 | 3.429 | 2.892
16523 | STILLWATER | 16523 | Stillwater | HYDRO: RUN OF RIVER | WAT |  | 1911-01-01 05:00 | Black Bear Hydro Partners, LLC | Stillwater | ME | BHE | ME |  | 1.964 | 0.797 | 0.402
16525 | MEDWAY | 16525 | Medway | HYDRO: RUN OF RIVER | WAT |  | 1911-01-01 05:00 | Black Bear Hydro Partners, LLC | Medway | ME | BHE | ME |  | 4.841 | 2.512 | 2.421
16612 | STETSON II WIND FARM | 45248 | Stetson 2 | WIND TURBINE | WON |  | 2010-03-12 05:00 | Stetson Wind II, LLC | North Washington | ME | BHE | ME | 56991 | 23.67 | 6.439 | 2.14
16614 | BERKSHIRE WIND POWER PROJECT | 14661 | Berkshire Wind Power Project | WIND TURBINE | WON |  | 2011-05-28 04:00 | Massachusetts Municipal Wholesale Electric Company | Hancock | MA | WMA | WCMA | 57721 | 15.003 | 2.252 | 0.739
16631 | VICTORY ROAD DORCHESTER PV | 16631 | Victory Road Dorchester PV | PHOTOVOLTAIC | SUN |  | 2011-12-22 05:00 | Massachusetts Electric Company | Dorchester | MA | BOSTON | NEMA |  | 1 | 0 | 0.518
16640 | HILLDALE AVE HAVERHILL PV | 16640 | Hilldale Ave Haverhill PV | PHOTOVOLTAIC | SUN |  | 2011-02-15 05:00 | Massachusetts Electric Company | Haverhill | MA | BOSTON | NEMA |  | 1 | 0 | 0.36
16642 | RAILROAD AVENUE REVERE PV | 16642 | Railroad Street Revere PV | PHOTOVOLTAIC | SUN |  | 2011-02-16 05:00 | Massachusetts Electric Company | Revere | MA | BOSTON | NEMA |  | 1 | 0 | 0.215
16643 | ROVER STREET EVERETT PV | 16643 | Rover Street Everett PV | PHOTOVOLTAIC | SUN |  | 2011-02-18 05:00 | Massachusetts Electric Company | Everett | MA | BOSTON | NEMA |  | 0.5 | 0 | 0.194
16644 | MAIN STREET WHITINSVILLE PV | 16644 | Main Street Whitinsville PV | PHOTOVOLTAIC | SUN |  | 2010-07-01 04:00 | Massachusetts Electric Company | Whitinsville | MA | RI | SEMA |  | 1 | 0 | 0.354
16653 | BURGESS BIOPOWER | 16653 | Berlin Biopower | PRESSURIZED FBC | WDS |  | 2014-06-17 04:00 | Burgess BioPower, LLC | Berlin | NH | NH | NH | 58054 | 76.5 | 67.5 | 67.5
16659 | IPSWICH WIND FARM 1 | 16659 | Ipswich Wind Farm 1 | WIND TURBINE | WON |  | 2011-07-26 04:00 | Ipswich Municipal Light Department | Ipswich | MA | BOSTON | NEMA |  | 1.5 | 0.253 | 0.155
16675 | FOX ISLAND WIND | 16675 | Fox Island Wind | WIND TURBINE | WON |  | 2009-09-01 04:00 | Vermont Public Power Supply Authority | Vinalhaven | ME | ME | ME |  | 4.5 | 0 | 0
16737 | UDR GLASTONBURY | 16737 | DFC-ERG Hybrid Fuel Cell (3) | FUEL CELL | NG |  | 2016-02-15 05:00 | UIL Distributed Resources LLC | Glastonbury | CT | CT | CT |  | 3.4 | 1.79 | 1.753
16738 | BRIDGEPORT FUEL CELL | 16738 | BFCP Fuel Cell | FUEL CELL | NG |  | 2013-12-22 05:00 | Bridgeport Fuel Cell, LLC | Bridgeport | CT | SWCT | CT | 58551 | 15.2056 | 7.209 | 12.274
16926 | THUNDERMIST HYDRO QF | 37120 | Thundermist Hydropower | HYDRO: RUN OF RIVER | WAT |  | 2009-09-19 04:00 | The Narragansett Electric Company | Woonsocket | RI | RI | RI |  | 1.253 | 0 | 1.253
17044 | DEVON 16 | 12504 | Devon 15-18 | GAS TURBINE | KER | NG | 2010-06-28 04:00 | GenConn Energy LLC | Milford | CT | SWCT | CT | 57070 | 60.4996 | 49.2 | 46.9
17045 | DEVON 17 | 12504 | Devon 15-18 | GAS TURBINE | KER | NG | 2010-06-15 04:00 | GenConn Energy LLC | Milford | CT | SWCT | CT | 57070 | 60.4996 | 49.2 | 46.9
17046 | DEVON 18 | 12504 | Devon 15-18 | GAS TURBINE | KER | NG | 2010-06-09 04:00 | GenConn Energy LLC | Milford | CT | SWCT | CT | 57070 | 60.4996 | 49.2 | 46.9
17128 | OTIS_AF_WIND_TURBINE |  | NO RESOURCE | WIND TURBINE | WON |  | 2009-12-28 05:00 | NSTAR Electric Company | Buzzards Bay | MA | SEMA | SEMA |  | 1.5 | 0 | 0.024
17223 | SUGAR RIVER 2 | 17359 | Sugar River 2 | HYDRO: RUN OF RIVER | WAT |  | 2010-03-08 05:00 | Public Service Company of New Hampshire | Newport | NH | NH | NH |  | 0.199 | 0 | 0.017
35379 | SPAULDING POND HYDRO | 35594 | Spaulding Pond Hydro | HYDRO: RUN OF RIVER | WAT |  | 2010-05-01 04:00 | Public Service Company of New Hampshire | Rochester | NH | NH | NH |  | 0.265 | 0 | 0.265
35555 | GMCW | 35555 | GMCW | WIND TURBINE | WON |  | 2012-12-31 05:00 | Burlington Electric Department | Milton | VT | VT | VT | 58238 | 10.0016 | 2.94 | 0.457
35693 | SPRUCE MOUNTAIN WIND | 35693 | Spruce Mountain Wind | WIND TURBINE | WON |  | 2011-12-21 05:00 | CPV Spruce Mountain Wind, LLC | Woodstock | ME | ME | ME | 58026 | 19 | 6.889 | 1.143
35979 | KINGDOM COMMUNITY WIND | 35979 | Kingdom Community Wind | WIND TURBINE | WON |  | 2012-11-16 05:00 | Green Mountain Power Corporation | Lowell | VT | VT | VT | 57979 | 69.258 | 18.815 | 5.385
36882 | NOTUS WIND I |  | NO RESOURCE | WIND TURBINE | WON |  | 2010-06-23 04:00 | NSTAR Electric Company | Falmouth | MA | SEMA | SEMA |  | 1.5 | 0.204 | 0.22
37050 | GROTON WIND | 37050 | Groton Wind Project | WIND TURBINE | WON |  | 2012-12-28 05:00 | Avangrid Power, LLC | Rumney | NH | NH | NH | 58141 | 47.9997 | 14.529 | 3.744
37073 | SOUTHBRIDGE LANDFILL | 38178 | Southbridge Landfill Gas to Energy 17-18 | INTERNAL COMBUSTION | LFG |  | 2012-02-15 05:00 | NextEra Energy Marketing, LLC | Southbridge | MA | WMA | WCMA |  | 2 | 1.472 | 1.139
37105 | BINGHAM WIND | 37105 | Blue Sky West | WIND TURBINE | WON |  | 2016-12-13 05:00 | Blue Sky West, LLC | Mayfield Township | ME | ME | ME | 57531 | 175.56 | 59.832 | 17.272
37175 | ROLLINS WIND PLANT | 45249 | Rollins | WIND TURBINE | WON |  | 2011-07-26 04:00 | Evergreen Wind Power III, LLC | Lincoln | ME | BHE | ME | 56990 | 55.62 | 17.342 | 6.113
37230 | UNITED NAT. FOODS PROV. RI PV |  | NO RESOURCE | PHOTOVOLTAIC | SUN |  | 2010-10-01 04:00 | The Narragansett Electric Company | Providence | RI | RI | RI |  | 0.075 | 0 | 0.012
37266 | CARLSON ORCH HARVARD MA PV |  | NO RESOURCE | PHOTOVOLTAIC | SUN |  | 2010-11-01 04:00 | Massachusetts Electric Company | Harvard | MA | CMA/NEMA | WCMA |  | 0.2 | 0 | 0.079
37366 | MIDDLETOWN 13 | 12505 | Middletown 12-15 | GAS TURBINE | KER | NG | 2011-06-23 04:00 | GenConn Energy LLC | Middletown | CT | CT | CT | 57068 | 60.4996 | 49.2 | 46.9
37367 | MIDDLETOWN 14 | 12505 | Middletown 12-15 | GAS TURBINE | KER | NG | 2011-06-01 04:00 | GenConn Energy LLC | Middletown | CT | CT | CT | 57068 | 60.4996 | 49.2 | 46.9
37368 | MIDDLETOWN 15 | 12505 | Middletown 12-15 | GAS TURBINE | KER | NG | 2011-06-01 04:00 | GenConn Energy LLC | Middletown | CT | CT | CT | 57068 | 60.4996 | 49.2 | 46.9
37722 | SILVER LAKE SOLAR PV FACILITY | 38249 | Silver lake Photovoltaic Facility | PHOTOVOLTAIC | SUN |  | 2010-12-06 05:00 | NSTAR Electric Company | Pittsfield | MA | WMA | WCMA |  | 1.5 | 0 | 0.386
37823 | INDIAN RIVER POWER SUPPLY LLC | 38252 | Indian River Power Supply# LLC | HYDRO: RUN OF RIVER | WAT |  | 2011-02-01 05:00 | Eagle Creek Renewable Energy Holdings, LLC | Russell | MA | WMA | WCMA |  | 1.3 | 0.192 | 0.136
37965 | BIO-DETEK PAWTUCKET RI PV |  | NO RESOURCE | PHOTOVOLTAIC | SUN |  | 2011-03-21 04:00 | The Narragansett Electric Company | Pawtucket | RI | RI | RI |  | 0.165 | 0 | 0
37972 | DARTMOUTHBUSPARK_PV_ID1592 |  | NO RESOURCE | PHOTOVOLTAIC | SUN |  | 2011-03-23 04:00 | NSTAR Electric Company | Dartmouth | MA | SEMA | SEMA |  | 1.6 | 0 | 0.61
38084 | STILLWATER B HYDRO | 45252 | Stillwater_B_Hydro | HYDRO: RUN OF RIVER | WAT |  | 2013-09-20 04:00 | Black Bear Hydro Partners, LLC | Old Town | ME | BHE | ME |  | 2.4 | 1.006 | 0.973
38115 | HARRINGTON STREET PV | 38115 | Harrington Street PV Project | PHOTOVOLTAIC | SUN |  | 2016-12-23 05:00 | Clearesult Consulting Inc. | East Brookfield | MA | WMA | WCMA |  | 9.2625 | 0 | 5.062
38173 | SADDLEBACK RIDGE WIND | 38173 | Saddleback Ridge Wind | WIND TURBINE | WON |  | 2014-12-19 05:00 | CPV Spruce Mountain Wind, LLC | Carthage | ME | ME | ME | 58608 | 30.78 | 11.365 | 2.294
38206 | BRIDGEPORT HARBOR CCGT | 38206 | Bridgeport Harbor 5 | COMBINED CYCLE | NG | DFO | 2019-06-10 04:00 | GB II Connecticut LLC | Bridgeport | CT | SWCT | CT | 568 | 644.1 | 515.745 | 496.197
38287 | WMA CHESTER SOLAR 1 | 38287 | WMA Chester Solar 1 | PHOTOVOLTAIC | SUN |  | 2014-07-01 04:00 | Vermont Public Power Supply Authority | CHESTER | MA | WMA | WCMA |  | 4.8 | 0 | 2.446
38302 | TOWN_OF_CARVER_PV_1763 | 38302 | Fisher Road Solar I | PHOTOVOLTAIC | SUN |  | 2014-09-03 04:00 | NSTAR Electric Company | Dartmouth | MA | SEMA | SEMA |  | 4.56 | 0 | 2.152
38310 | CANAL 3 | 38310 | Canal 3 | GAS TURBINE | NG | DFO | 2019-06-15 04:00 | Canal Marketing LLC | Sandwich | MA | SEMA | SEMA | 1599 | 361.25 | 336.2 | 328.5
38372 | BLUEWAVE - CC COMM COLL 2209 | 38372 | Dartmouth Solar | PHOTOVOLTAIC | SUN |  | 2016-05-12 04:00 | NSTAR Electric Company | Dartmouth | MA | SEMA | SEMA |  | 3.5 | 0 | 1.524
38373 | BLUEWAVE BOURNE-HOLLISTON 2262 | 38373 | Holliston | PHOTOVOLTAIC | SUN |  | 2015-08-06 04:00 | NSTAR Electric Company | Holliston | MA | RI | SEMA |  | 3 | 0 | 2.123
38375 | BWC FIVEMILE-01569PV3000NM | 38375 | Uxbridge | PHOTOVOLTAIC | SUN |  | 2015-12-23 05:00 | Massachusetts Electric Company | Uxbridge | MA | RI | SEMA |  | 3 | 0 | 1.489
38417 | PASSADUMKEAG WIND PROJECT |  | NO RESOURCE | WIND TURBINE | WON |  | 2016-07-01 04:00 | EDF Trading North America, LLC | Greenbush | ME | BHE | ME | 59222 | 40.755 | 18.161 | 5.546
38441 | UI RCP BGPT FC | 38441 | UI RCP BGPT FC | FUEL CELL | NG |  | 2015-11-16 05:00 | United Illuminating Company, The | Bridgeport | CT | SWCT | CT |  | 2.8 | 2.206 | 1.937
38442 | UI RCP NH FC | 38442 | UI RCP NH FC | FUEL CELL | NG |  | 2015-08-03 04:00 | United Illuminating Company, The | New Haven | CT | CT | CT |  | 2.8 | 2.455 | 2.524
38495 | BLOCK ISLAND WIND FARM | 38495 | Deepwater Wind Block Island | WIND TURBINE | WOF |  | 2016-12-09 05:00 | Deepwater Wind Block Island, LLC | New Shoreham - Block Island | RI | RI | RI | 58035 | 29.25 | 12.816 | 2.846
38553 | ANTRIM WIND | 38553 | Antrim Wind Resource | WIND TURBINE | WON |  | 2019-12-24 05:00 | Antrim Wind Energy LLC | Antrim | NH | NH | NH | 59953 | 28.785 | 8.559 | 1.581
38580 | HUNTRDSOLARLLC-01913PV4500NM | 38580 | Amesbury | PHOTOVOLTAIC | SUN |  | 2017-03-22 04:00 | Massachusetts Electric Company | Amesbury | MA | BOSTON | NEMA |  | 4.5 | 0 | 2.468
38581 | TYNGS.LANDFILL#1-01879PV1692NM | 38581 | Tyngsborough | PHOTOVOLTAIC | SUN |  | 2017-03-23 04:00 | Massachusetts Electric Company | Tyngsboro | MA | CMA/NEMA | WCMA |  | 1.656 | 0 | 0.82
38738 | CANTON MOUNTAIN WIND | 38738 | Canton Mountain Wind Project | WIND TURBINE | WON |  | 2017-11-29 05:00 | CPV Spruce Mountain Wind, LLC | Canton | ME | ME | ME | 58620 | 20.52 | 6.107 | 1.302
38757 | UI RCP WOODBRIDGE FC | 38757 | WOODBRIDGE FUEL CELL | FUEL CELL | NG |  | 2016-12-17 05:00 | United Illuminating Company, The | Woodbridge | CT | SWCT | CT |  | 2.8 | 2.071 | 2.114
38796 | SV-ABSPI_LLC_PV_ID2088991 | 38796 | Waltham Solar | PHOTOVOLTAIC | SUN |  | 2017-09-21 04:00 | NSTAR Electric Company | Waltham | MA | BOSTON | NEMA |  | 0.175 | 0 | 0.046
38973 | SSA_SOLAR_MA_ID2135023 | 38973 | Partners Healthcare Sandwich | PHOTOVOLTAIC | SUN |  | 2018-02-23 05:00 | NSTAR Electric Company | Sandwich | MA | SEMA | SEMA |  | 0.785 | 0 | 0.336
39663 | BARNSTABLE_DPW_ID1545 |  | NO RESOURCE | WIND TURBINE | WON |  | 2011-08-01 04:00 | NSTAR Electric Company | Hyannis | MA | SEMA | SEMA |  | 0.2 | 0.019 | 0.316
39664 | DART_BLDG_SUPPLY_ID1470 |  | NO RESOURCE | PHOTOVOLTAIC | SUN |  | 2011-08-01 04:00 | NSTAR Electric Company | North Dartmouth | MA | SEMA | SEMA |  | 0.2 | 0 | 0.056
39665 | YARMOUTH_DPW_ID1740 |  | NO RESOURCE | PHOTOVOLTAIC | SUN |  | 2011-08-01 04:00 | NSTAR Electric Company | Yarmouth | MA | SEMA | SEMA |  | 0.265 | 0 | 0
39722 | GTR_BOSTON_FOODBANKS_ID1628 |  | NO RESOURCE | PHOTOVOLTAIC | SUN |  | 2011-10-17 04:00 | NSTAR Electric Company | Roxbury | MA | BOSTON | NEMA |  | 0.177 | 0 | 0.082
39724 | EASTERN_AVE_HOLDINGS_PV_ID1652 |  | NO RESOURCE | PHOTOVOLTAIC | SUN |  | 2011-10-17 04:00 | NSTAR Electric Company | Chelsea | MA | BOSTON | NEMA |  | 0.16 | 0 | 0.081
39738 | MWRA_LORING_RD_ID1400 |  | NO RESOURCE | HYDRO: RUN OF RIVER | WAT |  | 2011-11-01 04:00 | NSTAR Electric Company | Weston | MA | BOSTON | NEMA |  | 0.189 | 0.122 | 0.132
40015 | INDIAN ORCHARD SOLAR FACILITY | 38250 | Indian Orchard Photovoltaic Facility | PHOTOVOLTAIC | SUN |  | 2011-12-01 05:00 | NSTAR Electric Company | Springfield | MA | WMA | WCMA |  | 1.5 | 0 | 0.784
40050 | EXETER AGRI ENERGY |  | NO RESOURCE | INTERNAL COMBUSTION | OBG |  | 2011-12-19 05:00 | Vermont Public Power Supply Authority | Exeter | ME | BHE | ME |  | 0.98 | 1.579 | 1.305
40052 | NEW HAVEN HARBOR UNIT 3 | 15477 | New Haven Harbor Units 2, 3, & 4 | GAS TURBINE | KER | NG | 2012-05-30 04:00 | GB II New Haven LLC | New Haven | CT | CT | CT | 6156 | 51.425 | 48.267 | 43.2
40053 | NEW HAVEN HARBOR UNIT 4 | 15477 | New Haven Harbor Units 2, 3, & 4 | GAS TURBINE | KER | NG | 2012-05-30 04:00 | GB II New Haven LLC | New Haven | CT | CT | CT | 6156 | 51.425 | 48.267 | 43.2
40054 | JOHNSTON LFG TURBINE PLANT | 14599 | Rhode Island LFG Genco, LLC - ST | COMBINED CYCLE | LFG |  | 2013-05-25 04:00 | Rhode Island Engine Genco, LLC | Johnston | RI | RI | RI | 59254 | 42.3937 | 26.014 | 20.117
40066 | OLDBARNST_RD_MASHPEE_PV_ID1798 |  | NO RESOURCE | PHOTOVOLTAIC | SUN |  | 2012-01-16 05:00 | NSTAR Electric Company | MASHPEE | MA | SEMA | SEMA |  | 0.312 | 0 | 0.092
40176 | NFM SOLAR POWER, LLC | 38078 | NFM Solar Power, LLC | PHOTOVOLTAIC | SUN |  | 2012-02-18 05:00 | Firstlight Power Management LLC | Northfield | MA | WMA | WCMA |  | 1.7 | 0 | 0.7
40207 | KEZAR UPPER FALLS | 786 | KEZAR LEDGEMERE COMPOSITE | HYDRO: RUN OF RIVER | WAT |  | 2012-03-01 05:00 | Central Maine Power Company | Parsonfield | ME | SME | ME |  | 0.404 | 0 | 0.011
40208 | KEZAR LOWER FALLS | 786 | KEZAR LEDGEMERE COMPOSITE | HYDRO: RUN OF RIVER | WAT |  | 2012-03-01 05:00 | Central Maine Power Company | Parsonfield | ME | SME | ME |  | 0.586 | 0.187 | 0.016
40209 | LEDGEMERE | 786 | KEZAR LEDGEMERE COMPOSITE | HYDRO: RUN OF RIVER | WAT |  | 2012-03-01 05:00 | Central Maine Power Company | Limerick | ME | SME | ME |  | 0.513 | 0.105 | 0.014
40243 | SOLAR SHOP LLC BLDG 14_PV |  | NO RESOURCE | PHOTOVOLTAIC | SUN |  | 2012-03-29 04:00 | Massachusetts Electric Company | Whitinsville | MA | RI | SEMA |  | 0.256 | 0 | 0.032
40244 | SOLAR SHOP LLC BLDG 10_PV |  | NO RESOURCE | PHOTOVOLTAIC | SUN |  | 2012-03-29 04:00 | Massachusetts Electric Company | Whitinsville | MA | RI | SEMA |  | 0.12 | 0 | 0.033
40247 | QUABBIN BARRE - WIND |  | NO RESOURCE | PHOTOVOLTAIC | SUN |  | 2012-03-29 04:00 | Massachusetts Electric Company | Barre | MA | WMA | WCMA |  | 1 | 0 | 0.353
40248 | JJ CARROLL WW PLANT_PV |  | NO RESOURCE | PHOTOVOLTAIC | SUN |  | 2012-03-27 04:00 | Massachusetts Electric Company | Marlborough | MA | CMA/NEMA | WCMA |  | 0.3 | 0 | 0.188
40249 | WESTBORO SUITES |  | NO RESOURCE | PHOTOVOLTAIC | SUN |  | 2012-03-27 04:00 | Massachusetts Electric Company | Westborough | MA | CMA/NEMA | WCMA |  | 0.266 | 0 | 0.089
40259 | COMMERCE_PK_RD_PV_ID1871 |  | NO RESOURCE | PHOTOVOLTAIC | SUN |  | 2012-04-03 04:00 | NSTAR Electric Company | Brewster | MA | SEMA | SEMA |  | 0.35 | 0 | 0.117
40327 | FORE RIVER 11 | 45304 | Fore River 11 | COMBINED CYCLE | NG | DFO | 2003-08-04 04:00 | Calpine Energy Services, LP | Weymouth | MA | SEMA | SEMA | 55317 | 436.1648 | 400.765 | 348.85
40328 | FORE RIVER 12 | 45305 | Fore River 12 | COMBINED CYCLE | NG | DFO | 2003-08-04 04:00 | Calpine Energy Services, LP | Weymouth | MA | SEMA | SEMA | 55317 | 436.1648 | 400.765 | 348.85
40338 | MAINE INDEPENDENCE STATION 1 | 1216 | MAINE INDEPENDENCE STATION | COMBINED CYCLE | NG |  | 2000-05-01 04:00 | Dynegy Marketing and Trade, LLC | Veazie | ME | BHE | ME | 55068 | 275.655 | 273.751 | 245.22
40339 | MAINE INDEPENDENCE STATION 2 | 1216 | MAINE INDEPENDENCE STATION | COMBINED CYCLE | NG |  | 2000-05-01 04:00 | Dynegy Marketing and Trade, LLC | Veazie | ME | BHE | ME | 55068 | 275.655 | 273.751 | 245.22
40343 | BULL HILL WIND |  | NO RESOURCE | WIND TURBINE | WON |  | 2012-10-27 04:00 | Blue Sky East, LLC | East Hancock | ME | BHE | ME | 57083 | 32.7608 | 8.315 | 4.401
40482 | DURFEE UNION MILLS BLDG 9 - PV |  | NO RESOURCE | PHOTOVOLTAIC | SUN |  | 2012-05-04 04:00 | Massachusetts Electric Company | Fall River | MA | SEMA | SEMA |  | 0.12 | 0 | 0.006
40520 | MANCHESTER-BOSTON REGIONAL PV |  | NO RESOURCE | PHOTOVOLTAIC | SUN |  | 2012-05-09 04:00 | Public Service Company of New Hampshire | Manchester | NH | NH | NH |  | 0.5 | 0 | 0.011
40555 | BLACKCOMB WORC MA PV |  | NO RESOURCE | PHOTOVOLTAIC | SUN |  | 2012-05-14 04:00 | Massachusetts Electric Company | Worcester | MA | CMA/NEMA | WCMA |  | 0.43 | 0 | 0.04
40653 | MADISON_GEN | 40653 | Madison BESS | ENERGY STORAGE NON-PUMP | BAT |  | 2019-05-14 04:00 | Madison ESS, LLC | Madison | ME | ME | ME | 64765 | 4.7405 | 4.36 | 4.339
40766 | CVEC_BARNSTABLE_FIRE_ID2423 | 40766 | CVEC BARNSTABLE FIRE 2423 | PHOTOVOLTAIC | SUN |  | 2018-07-16 04:00 | NSTAR Electric Company | Hyannis | MA | SEMA | SEMA |  | 0.75 | 0 | 0.221
40767 | DY_HIGH_SCHOOL_ID2175 | 40767 | CVEC DY HIGH SCHOOL 2175 2173 | PHOTOVOLTAIC | SUN |  | 2018-07-16 04:00 | NSTAR Electric Company | Yarmouth | MA | SEMA | SEMA |  | 0.5 | 0 | 0.117
40768 | CVC_EASTHAM_LANDFILL_ID1915 | 40768 | CVEC EASTHAM 1915 | PHOTOVOLTAIC | SUN |  | 2018-07-16 04:00 | NSTAR Electric Company | Eastham | MA | SEMA | SEMA |  | 0.5 | 0 | 0.216
40786 | NM CITY OF CAMBRIDGE_ID2264395 | 40786 | Cambridge Park Solar | PHOTOVOLTAIC | SUN |  | 2019-08-12 04:00 | NSTAR Electric Company | Cambridge | MA | BOSTON | NEMA |  | 0.466 | 0 | 0.168
40789 | NM 9_MAXWELLS-GREEN_ID2253374 | 40789 | Maxwell Green Solar | PHOTOVOLTAIC | SUN |  | 2019-08-12 04:00 | NSTAR Electric Company | Somerville | MA | BOSTON | NEMA |  | 0.05 | 0 | 0.017
40796 | SOLECT_ENERGY_PTNRS1_ID2152923 | 40796 | Charles Moore Arena | PHOTOVOLTAIC | SUN |  | 2018-07-09 04:00 | NSTAR Electric Company | Orleans | MA | SEMA | SEMA |  | 0.3 | 0 | 0.142
40797 | SOLECT_ENERGY_DEV_PV_ID2015374 | 40797 | Holliston Field 2 | PHOTOVOLTAIC | SUN |  | 2018-07-09 04:00 | NSTAR Electric Company | Holliston | MA | RI | SEMA |  | 0.3 | 0 | 0.126
40800 | HAYDEN-ROWE_SOLAR_ID2057252 | 40800 | Hayden Rowe Solar Farm | PHOTOVOLTAIC | SUN |  | 2018-07-09 04:00 | NSTAR Electric Company | Hopkinton | MA | RI | SEMA |  | 0.308 | 0 | 0.103
41428 | NM UCCT SOLAR GROUP_ID2101008 |  | NO RESOURCE | PHOTOVOLTAIC | SUN |  | 2019-05-23 04:00 | NSTAR Electric Company | Bourne | MA | SEMA | SEMA |  | 0.468 | 0 | 0.287
41807 | NM-PITTSFIELD WWTP |  | NO RESOURCE | PHOTOVOLTAIC | SUN |  | 2012-06-01 04:00 | NSTAR Electric Company | Pittsfield | MA | WMA | WCMA |  | 1.5 | 0 | 0.36
41816 | QUABOAG REGIONAL ELEM - PV |  | NO RESOURCE | PHOTOVOLTAIC | SUN |  | 2012-06-07 04:00 | Massachusetts Electric Company | West Warren | MA | WMA | WCMA |  | 0.1 | 0 | 0
41821 | NEW ENGLAND TECH WIND |  | NO RESOURCE | WIND TURBINE | WON |  | 2012-06-19 04:00 | The Narragansett Electric Company | WARWICK | RI | RI | RI |  | 1 | 0 | 0
41822 | SOLTAS CBIS INC - PV |  | NO RESOURCE | PHOTOVOLTAIC | SUN |  | 2012-06-18 04:00 | Massachusetts Electric Company | West Brookfield | MA | WMA | WCMA |  | 0.3 | 0 | 0
41827 | TOWN_OF_FAIRHAVEN_WT_ID1663 |  | NO RESOURCE | WIND TURBINE | WON |  | 2012-06-13 04:00 | NSTAR Electric Company | Fairhaven | MA | SEMA | SEMA |  | 1.5 | 0.163 | 0.004
41828 | TOWN_OF_FAIRHAVEN_WT_ID1664 |  | NO RESOURCE | WIND TURBINE | WON |  | 2012-06-13 04:00 | NSTAR Electric Company | Fairhaven | MA | SEMA | SEMA |  | 1.5 | 0.162 | 0.065
41829 | MWRA_ALFORD_ST_WT_ID1638 |  | NO RESOURCE | WIND TURBINE | WON |  | 2012-06-13 04:00 | NSTAR Electric Company | Charlestown | MA | BOSTON | NEMA |  | 1.5 | 0.076 | 0
41838 | WEST BROOKFIELD ELEM - PV |  | NO RESOURCE | PHOTOVOLTAIC | SUN |  | 2012-06-15 04:00 | Massachusetts Electric Company | West Brookfield | MA | WMA | WCMA |  | 0.096 | 0 | 0.049
41839 | ARPIN ASSOCIATES - PV |  | NO RESOURCE | PHOTOVOLTAIC | SUN |  | 2012-06-19 04:00 | The Narragansett Electric Company | West Warwick | RI | RI | RI |  | 0.15 | 0 | 0.01
41841 | EXAJOULE FRANKLIN PV |  | NO RESOURCE | PHOTOVOLTAIC | SUN |  | 2012-06-19 04:00 | Massachusetts Electric Company | Franklin | MA | RI | SEMA |  | 0.26 | 0 | 0.086
41842 | KB SOLAR LLC - PV |  | NO RESOURCE | PHOTOVOLTAIC | SUN |  | 2012-06-18 04:00 | Massachusetts Electric Company | Grafton | MA | CMA/NEMA | WCMA |  | 0.25 | 0 | 0.119
41847 | FISHERMENS MEMORIAL PARK- WIND |  | NO RESOURCE | WIND TURBINE | WON |  | 2012-06-20 04:00 | The Narragansett Electric Company | Narragansett | RI | RI | RI |  | 0.1 | 0 | 0
41848 | SOLAR SHOP WHITINSVILLE - PV |  | NO RESOURCE | PHOTOVOLTAIC | SUN |  | 2012-06-21 04:00 | Massachusetts Electric Company | Whitinsville | MA | RI | SEMA |  | 0.5 | 0 | 0.216
41857 | HI- GEAR (QF) |  | NO RESOURCE | PHOTOVOLTAIC | SUN |  | 2012-07-01 04:00 | Fitchburg Gas & Electric Light Company | Fitchburg | MA | WMA | WCMA |  | 0.675 | 0 | 0.232
41864 | NM-EHAMPTON MA LANDFILL |  | NO RESOURCE | PHOTOVOLTAIC | SUN |  | 2012-07-01 04:00 | NSTAR Electric Company | Easthampton | MA | WMA | WCMA |  | 2 | 0 | 0.932
41868 | AGREEN01543SOLAR980NM |  | NO RESOURCE | INTERNAL COMBUSTION | OBG |  | 2012-07-16 04:00 | Massachusetts Electric Company | Rutland | MA | WMA | WCMA |  | 0.98 | 0.133 | 0.98
41871 | QUABBIN SOLAR - PV |  | NO RESOURCE | PHOTOVOLTAIC | SUN |  | 2012-07-18 04:00 | Massachusetts Electric Company | Barre | MA | WMA | WCMA |  | 1 | 0 | 0.302
41879 | WESTFORD SOLAR 1- PV | 38181 | Westford Solar | PHOTOVOLTAIC | SUN |  | 2012-07-18 04:00 | Massachusetts Electric Company | Westford | MA | CMA/NEMA | WCMA |  | 1 | 0 | 0.36
41880 | WESTFORD SOLAR 2- PV | 38181 | Westford Solar | PHOTOVOLTAIC | SUN |  | 2012-07-18 04:00 | Massachusetts Electric Company | Westford | MA | CMA/NEMA | WCMA |  | 1 | 0 | 0.348
41882 | NEXAMP CAP-NASHOBA VALLEY THS |  | NO RESOURCE | PHOTOVOLTAIC | SUN |  | 2012-07-10 04:00 | Massachusetts Electric Company | Westford | MA | CMA/NEMA | WCMA |  | 0.096 | 0 | 0
41923 | BLACKCOMB SOLAR III-PV |  | NO RESOURCE | PHOTOVOLTAIC | SUN |  | 2012-07-23 04:00 | Massachusetts Electric Company | Northbridge | MA | RI | SEMA |  | 1 | 0 | 0.326
42045 | NM-GREENFIELD MA LANDFILL |  | NO RESOURCE | PHOTOVOLTAIC | SUN |  | 2012-08-01 04:00 | NSTAR Electric Company | Greenfield | MA | WMA | WCMA |  | 2 | 0 | 0.836
42048 | TANTASQUA HIGH- PV |  | NO RESOURCE | PHOTOVOLTAIC | SUN |  | 2012-08-13 04:00 | Massachusetts Electric Company | Sturbridge | MA | WMA | WCMA |  | 0.586 | 0 | 0
42050 | PETE'S TIRE BARN |  | NO RESOURCE | PHOTOVOLTAIC | SUN |  | 2012-08-06 04:00 | Massachusetts Electric Company | Orange | MA | WMA | WCMA |  | 0.155 | 0 | 0.031
42083 | CANTON_LANDFILL_PV_ID1726 |  | NO RESOURCE | PHOTOVOLTAIC | SUN |  | 2012-08-23 04:00 | NSTAR Electric Company | Canton | MA | SEMA | SEMA |  | 3 | 0 | 2.013
42107 | 4M_ALDRINRDPV_ID1856 |  | NO RESOURCE | PHOTOVOLTAIC | SUN |  | 2012-09-01 04:00 | NSTAR Electric Company | Plymouth | MA | SEMA | SEMA |  | 0.2 | 0 | 0
42108 | BROADWAY_RENEWABLE_ID1772 |  | NO RESOURCE | PHOTOVOLTAIC | SUN |  | 2012-09-01 04:00 | NSTAR Electric Company | Wareham | MA | SEMA | SEMA |  | 0.907 | 0 | 0.34
42109 | COCHITUATERD_FRAMPV_ID1873 |  | NO RESOURCE | PHOTOVOLTAIC | SUN |  | 2012-09-01 04:00 | NSTAR Electric Company | Framingham | MA | BOSTON | NEMA |  | 0.204 | 0 | 0.039
42111 | HYANNIS_SELF_STOR_ID1946 |  | NO RESOURCE | PHOTOVOLTAIC | SUN |  | 2012-09-01 04:00 | NSTAR Electric Company | Hyannis | MA | SEMA | SEMA |  | 0.475 | 0 | 0.174
42112 | POND_ST_ASHLAND_ID1736 |  | NO RESOURCE | PHOTOVOLTAIC | SUN |  | 2012-09-01 04:00 | NSTAR Electric Company | Ashland | MA | BOSTON | NEMA |  | 0.5 | 0 | 0.109
42114 | PUMPKIN HILL | 45162 | Sebec Pumpkin Composite | HYDRO: RUN OF RIVER | WAT |  | 1982-12-01 05:00 | Versant Power | Lowell | ME | BHE | ME |  | 2.087 | 0.303 | 2.087
42115 | GLC_ACUSHNETLLC_ID1821_1824 |  | NO RESOURCE | PHOTOVOLTAIC | SUN |  | 2012-09-01 04:00 | NSTAR Electric Company | Wareham | MA | SEMA | SEMA |  | 3.5 | 0 | 1.885
42116 | DSD_REALTY_TRUST_ID1672 |  | NO RESOURCE | PHOTOVOLTAIC | SUN |  | 2012-09-01 04:00 | NSTAR Electric Company | Dartmouth | MA | SEMA | SEMA |  | 1.72 | 0 | 0.496
42117 | CONST_SOLAR_NORFOLK_ID1846 |  | NO RESOURCE | PHOTOVOLTAIC | SUN |  | 2012-09-01 04:00 | NSTAR Electric Company | Norfolk | MA | RI | SEMA |  | 1.6 | 0 | 0.595
42118 | CONED_HIXVILLERD_ID1862 |  | NO RESOURCE | PHOTOVOLTAIC | SUN |  | 2012-09-01 04:00 | NSTAR Electric Company | Dartmouth | MA | SEMA | SEMA |  | 2 | 0 | 0.806
42123 | KEZAR MIDDLE FALLS | 786 | KEZAR LEDGEMERE COMPOSITE | HYDRO: RUN OF RIVER | WAT |  | 2012-10-01 04:00 | Central Maine Power Company | Parsonfield | ME | SME | ME |  | 1.282 | 0 | 0.036
42149 | FAVORITE FOODS PV |  | NO RESOURCE | PHOTOVOLTAIC | SUN |  | 2012-10-01 04:00 | Public Service Company of New Hampshire | Somersworth | NH | NH | NH |  | 0.045 | 0 | 0
42193 | TRUE NORTH ENERGY A | 38561 | True North | PHOTOVOLTAIC | SUN |  | 2012-11-16 05:00 | Massachusetts Electric Company | Salisbury | MA | BOSTON | NEMA |  | 1 | 0 | 0.431
42194 | TRUE NORTH ENERGY B | 38561 | True North | PHOTOVOLTAIC | SUN |  | 2012-11-16 05:00 | Massachusetts Electric Company | Salisbury | MA | BOSTON | NEMA |  | 1 | 0 | 0.483
42195 | TRUE NORTH ENERGY C | 38561 | True North | PHOTOVOLTAIC | SUN |  | 2012-11-16 05:00 | Massachusetts Electric Company | Salisbury | MA | BOSTON | NEMA |  | 0.75 | 0 | 0.263
42196 | TRUE NORTH ENERGY D | 38561 | True North | PHOTOVOLTAIC | SUN |  | 2012-11-16 05:00 | Massachusetts Electric Company | Salisbury | MA | BOSTON | NEMA |  | 1 | 0 | 0.329
42197 | TRUE NORTH ENERGY E | 38561 | True North | PHOTOVOLTAIC | SUN |  | 2012-11-16 05:00 | Massachusetts Electric Company | Salisbury | MA | BOSTON | NEMA |  | 1 | 0 | 0.503
42202 | DR AMP 100 AMES POND - PV |  | NO RESOURCE | PHOTOVOLTAIC | SUN |  | 2012-11-07 05:00 | Massachusetts Electric Company | Tewksbury | MA | CMA/NEMA | WCMA |  | 0.082 | 0 | 0.032
42203 | WESTFORD SOLAR 3 - PV | 38181 | Westford Solar | PHOTOVOLTAIC | SUN |  | 2012-11-08 05:00 | Massachusetts Electric Company | Westford | MA | CMA/NEMA | WCMA |  | 1 | 0 | 0.303
42214 | ORCHARD MADE PRODUCTS |  | NO RESOURCE | PHOTOVOLTAIC | SUN |  | 2012-11-09 05:00 | Massachusetts Electric Company | Methuen | MA | BOSTON | NEMA |  | 0.19 | 0 | 0
42344 | CAMELOT_WIND_ID1240 |  | NO RESOURCE | WIND TURBINE | WON |  | 2012-12-01 05:00 | NSTAR Electric Company | Plymouth | MA | SEMA | SEMA |  | 1.5 | 0.163 | 0.114
42347 | CONSTELLATION SOLAR-UXBRG-PV |  | NO RESOURCE | PHOTOVOLTAIC | SUN |  | 2012-12-05 05:00 | Massachusetts Electric Company | Uxbridge | MA | RI | SEMA |  | 2 | 0 | 0.738
42350 | BARRETT-FRANKLIN-SOLAR | 38655 | Barrett Distribution - Franklin Solar | PHOTOVOLTAIC | SUN |  | 2012-12-05 05:00 | Massachusetts Electric Company | Franklin | MA | RI | SEMA |  | 0.5 | 0 | 0.229
42351 | OMA GROUP-CHARLTON-PV |  | NO RESOURCE | PHOTOVOLTAIC | SUN |  | 2012-12-04 05:00 | Massachusetts Electric Company | Charlton | MA | WMA | WCMA |  | 1 | 0 | 0.394
42352 | OSG SOLAR 1-ORANGE-PV |  | NO RESOURCE | PHOTOVOLTAIC | SUN |  | 2012-12-06 05:00 | Massachusetts Electric Company | Orange | MA | WMA | WCMA |  | 1 | 0 | 0.318
42353 | OSG SOLAR 2-ORANGE-PV |  | NO RESOURCE | PHOTOVOLTAIC | SUN |  | 2012-12-06 05:00 | Massachusetts Electric Company | Orange | MA | WMA | WCMA |  | 1 | 0 | 0.476
42354 | OSG SOLAR 3-ORANGE-PV |  | NO RESOURCE | PHOTOVOLTAIC | SUN |  | 2012-12-06 05:00 | Massachusetts Electric Company | Orange | MA | WMA | WCMA |  | 0.75 | 0 | 0.216
42355 | CIL CEDAR-MARLBORO-PV |  | NO RESOURCE | PHOTOVOLTAIC | SUN |  | 2012-12-07 05:00 | Massachusetts Electric Company | Marlborough | MA | CMA/NEMA | WCMA |  | 0.433 | 0 | 0
42357 | UP BLACKSTONE WWTP-MILLBURY-PV |  | NO RESOURCE | PHOTOVOLTAIC | SUN |  | 2012-12-10 05:00 | Massachusetts Electric Company | Millbury | MA | CMA/NEMA | WCMA |  | 0.3 | 0 | 0.121
42364 | CAPITAL GROUP-SOUTHBORO-PV |  | NO RESOURCE | PHOTOVOLTAIC | SUN |  | 2012-12-14 05:00 | Massachusetts Electric Company | Southborough | MA | CMA/NEMA | WCMA |  | 1 | 0 | 0.374
42365 | LOFT 27-LOWELL-PV |  | NO RESOURCE | PHOTOVOLTAIC | SUN |  | 2012-12-14 05:00 | Massachusetts Electric Company | Lowell | MA | CMA/NEMA | WCMA |  | 0.275 | 0 | 0.079
42366 | SOLTAS SPECTOR-LAWRENCE-PV |  | NO RESOURCE | PHOTOVOLTAIC | SUN |  | 2012-12-17 05:00 | Massachusetts Electric Company | Lawrence | MA | CMA/NEMA | WCMA |  | 0.3 | 0 | 0.133
42375 | DEXTER 1 | 392 | DEXTER | COMBINED CYCLE | NG | DFO | 1990-05-01 04:00 | Emera Energy Services Subsidiary No. 4 LLC | Windsor Locks | CT | CT | CT | 10567 | 57 | 40.853 | 39.836
42376 | DEXTER 2 | 392 | DEXTER | COMBINED CYCLE | NG |  | 1990-05-01 04:00 | Emera Energy Services Subsidiary No. 4 LLC | Windsor Locks | CT | CT | CT | 10567 | 19 | 5.147 | 4.666
42394 | WINDENERGYDEV-NKINGSTOWN-WIND |  | NO RESOURCE | WIND TURBINE | WON |  | 2013-01-02 05:00 | The Narragansett Electric Company | North Kingstown | RI | RI | RI |  | 1.5 | 0.229 | 0.128
42439 | CITY OF BROCKTON-SWANSEA-PV1 |  | NO RESOURCE | PHOTOVOLTAIC | SUN |  | 2013-01-18 05:00 | Massachusetts Electric Company | Swansea | MA | SEMA | SEMA |  | 1 | 0 | 0.486
42440 | CITY OF BROCKTON-SWANSEA-PV2 |  | NO RESOURCE | PHOTOVOLTAIC | SUN |  | 2013-01-18 05:00 | Massachusetts Electric Company | Swansea | MA | SEMA | SEMA |  | 1 | 0 | 0.698
42448 | CITY OF GLOUCESTER 1 - WIND |  | NO RESOURCE | WIND TURBINE | WON |  | 2013-02-06 05:00 | Massachusetts Electric Company | Gloucester | MA | BOSTON | NEMA |  | 2 | 0 | 0
42449 | CITY OF GLOUCESTER 2 - WIND |  | NO RESOURCE | WIND TURBINE | WON |  | 2013-02-06 05:00 | Massachusetts Electric Company | Gloucester | MA | BOSTON | NEMA |  | 2 | 0 | 0.118
42482 | CITY_OF_WALTHAM_PV_ID1805 |  | NO RESOURCE | PHOTOVOLTAIC | SUN |  | 2013-02-15 05:00 | NSTAR Electric Company | Waltham | MA | BOSTON | NEMA |  | 0.193 | 0 | 0.053
42483 | FIRST_HIGHLAND_PV_ID2021 |  | NO RESOURCE | PHOTOVOLTAIC | SUN |  | 2013-02-15 05:00 | NSTAR Electric Company | Hyde Park | MA | BOSTON | NEMA |  | 0.975 | 0 | 0.371
42484 | UNITEDSALVAGE_PV_ID1966 |  | NO RESOURCE | PHOTOVOLTAIC | SUN |  | 2013-02-15 05:00 | NSTAR Electric Company | Framingham | MA | BOSTON | NEMA |  | 0.808 | 0 | 0.255
42485 | SOLCHEMY_PV_ID1969 |  | NO RESOURCE | PHOTOVOLTAIC | SUN |  | 2013-02-15 05:00 | NSTAR Electric Company | West Tisbury | MA | SEMA | SEMA |  | 0.293 | 0 | 0.107
42486 | AIRPORT_WAY_PV_ID1875 |  | NO RESOURCE | PHOTOVOLTAIC | SUN |  | 2013-02-15 05:00 | NSTAR Electric Company | Hyannis | MA | SEMA | SEMA |  | 1.238 | 0 | 0.578
42487 | BILL_BENNETT_PV_ID1967 |  | NO RESOURCE | PHOTOVOLTAIC | SUN |  | 2013-02-15 05:00 | NSTAR Electric Company | Edgartown | MA | SEMA | SEMA |  | 0.593 | 0 | 0.344
42496 | HANOVER SOLAR-LEICESTER-PV |  | NO RESOURCE | PHOTOVOLTAIC | SUN |  | 2013-02-22 05:00 | Massachusetts Electric Company | Rochdale | MA | WMA | WCMA |  | 1 | 0 | 0.39
42497 | WESTFORD SOLAR 4- PV | 38181 | Westford Solar | PHOTOVOLTAIC | SUN |  | 2013-02-21 05:00 | Massachusetts Electric Company | Westord | MA | CMA/NEMA | WCMA |  | 1 | 0 | 0.406
42597 | GPT JACLEN-BEVERLY-CHP |  | NO RESOURCE | INTERNAL COMBUSTION | NG |  | 2013-03-26 04:00 | Massachusetts Electric Company | Beverly | MA | BOSTON | NEMA |  | 0.075 | 0.004 | 0.075
42598 | NEW BARRE HYDRO | 852 | SOUTH BARRE HYDRO | HYDRO: RUN OF RIVER | WAT |  | 2013-04-02 04:00 | Holden Municipal Light Department | Barre | MA | WMA | WCMA |  | 0.1 | 0 | 0.013
42603 | BARRE1-750BARRE-01005-PV | 41321 | MA_401_0.8 PV_750 S BARRE RD_BARRE | PHOTOVOLTAIC | SUN |  | 2013-04-05 04:00 | Massachusetts Electric Company | Barre | MA | WMA | WCMA |  | 0.8 | 0 | 0.336
42612 | NPPDEVELOP-370PATRIOT-02035-PV | 41316 | MA_356_0.495 PV_370 PATRIOT PL_FOXBORO | PHOTOVOLTAIC | SUN |  | 2013-04-10 04:00 | Massachusetts Electric Company | FOXBORO | MA | RI | SEMA |  | 0.495 | 0 | 0.08
42631 | CABRAL-247BAKER-02777-PV | 41370 | MA_343_0.5 PV_247 BAKER RD_SWANSEA | PHOTOVOLTAIC | SUN |  | 2013-04-12 04:00 | Massachusetts Electric Company | Swansea | MA | SEMA | SEMA |  | 0.5 | 0 | 0.207
42641 | NATICKMEMORIALSCHOOL_PV_ID1892 |  | NO RESOURCE | PHOTOVOLTAIC | SUN |  | 2013-04-22 04:00 | NSTAR Electric Company | Natick | MA | BOSTON | NEMA |  | 0.14 | 0 | 0.04
42812 | PEGASUS_PV_ID1809 |  | NO RESOURCE | PHOTOVOLTAIC | SUN |  | 2013-05-01 04:00 | NSTAR Electric Company | ACUSHNET | MA | SEMA | SEMA |  | 1 | 0 | 0.385
42817 | IKEA 158-0223PV520QF |  | NO RESOURCE | PHOTOVOLTAIC | SUN |  | 2013-05-06 04:00 | Massachusetts Electric Company | Avon | MA | SEMA | SEMA |  | 0.52 | 0 | 0
42821 | GLC-MA ACUSHNET_PV_ID2109 |  | NO RESOURCE | PHOTOVOLTAIC | SUN |  | 2013-05-01 04:00 | NSTAR Electric Company | Freetown | MA | SEMA | SEMA |  | 0.649 | 0 | 0.266
43409 | GLC-MA ACUSHNET_PV_ID1827 |  | NO RESOURCE | PHOTOVOLTAIC | SUN |  | 2013-05-23 04:00 | NSTAR Electric Company | Freetown | MA | SEMA | SEMA |  | 1.304 | 0.02 | 0.666
43422 | EPG SOLAR 1 - 01550PV1500NM | 41209 | MA_318_1.5 PV_247 BLACKMERE RD_SOUTHBRIDGE | PHOTOVOLTAIC | SUN |  | 2013-06-12 04:00 | Massachusetts Electric Company | Southbridge | MA | WMA | WCMA |  | 1.5 | 0 | 0.606
43423 | EPG SOLAR 2 - 01550PV1500NM | 41214 | MA_319_1.5 PV_247 BLACKMERE RD_SOUTHBRIDGE | PHOTOVOLTAIC | SUN |  | 2013-06-12 04:00 | Massachusetts Electric Company | Southbridge | MA | WMA | WCMA |  | 1.5 | 0 | 0.668
43424 | PINGREE SCHL - 01982PV200QF |  | NO RESOURCE | PHOTOVOLTAIC | SUN |  | 2013-06-14 04:00 | Massachusetts Electric Company | Hamilton | MA | BOSTON | NEMA |  | 0.2 | 0 | 0.027
43426 | ABBOTT MILL - 01886PV235NM |  | NO RESOURCE | PHOTOVOLTAIC | SUN |  | 2013-06-17 04:00 | Massachusetts Electric Company | Westford | MA | CMA/NEMA | WCMA |  | 0.235 | 0 | 0.078
43491 | 146 CAMPANELLI-02072PV332NM | 41429 | MA_366_0.332 PV_146 CAMPANELLI PK_STOUGHTON | PHOTOVOLTAIC | SUN |  | 2013-07-03 04:00 | Massachusetts Electric Company | Stoughton | MA | SEMA | SEMA |  | 0.332 | 0 | 0.114
43492 | NARR BAY - 02903WT4500NM |  | NO RESOURCE | WIND TURBINE | WON |  | 2013-07-09 04:00 | The Narragansett Electric Company | Providence | RI | RI | RI |  | 4.5 | 0 | 0
43509 | DOUGLAS SOLAR-01516PV2000NM |  | NO RESOURCE | PHOTOVOLTAIC | SUN |  | 2013-07-15 04:00 | Massachusetts Electric Company | Douglas | MA | RI | SEMA |  | 2 | 0 | 1.007
43510 | SANDF MGMNT-02725PV623NM |  | NO RESOURCE | PHOTOVOLTAIC | SUN |  | 2013-07-15 04:00 | Massachusetts Electric Company | Somerset | MA | RI | SEMA |  | 0.623 | 0 | 0.209
43512 | WEST GREENWICH - 02817PV2000DG | 38834 | DGSC PV1666_179 Plain Meeting House Rd_West Greenwich | PHOTOVOLTAIC | SUN |  | 2013-07-18 04:00 | The Narragansett Electric Company | WEST GREENWICH | RI | RI | RI |  | 2 | 0 | 0.879
43527 | STUART THOMAS - 02842PV500DG | 38833 | DGSC PV405_28 Jacome Way_Middletown | PHOTOVOLTAIC | SUN |  | 2013-07-18 04:00 | The Narragansett Electric Company | MIDDLETOWN | RI | SEMA | RI |  | 0.5 | 0 | 0.154
43531 | 28 HASTINGS - 01756PV100NM |  | NO RESOURCE | PHOTOVOLTAIC | SUN |  | 2013-07-22 04:00 | Massachusetts Electric Company | Mendon | MA | RI | SEMA |  | 0.1 | 0 | 0.037
43572 | JDH_SOLAR_SYSTEMS_PV_2221 |  | NO RESOURCE | PHOTOVOLTAIC | SUN |  | 2013-08-01 04:00 | NSTAR Electric Company | PLYMOUTH | MA | SEMA | SEMA |  | 0.65 | 0 | 0.236
43574 | TOWN_OF_FAIRHAVEN_LF_PV_1714 |  | NO RESOURCE | PHOTOVOLTAIC | SUN |  | 2013-08-05 04:00 | NSTAR Electric Company | Fairhaven | MA | SEMA | SEMA |  | 0.5 | 0 | 0
43575 | NE_ELEMENTARY_WALTHAM_PV_1872 |  | NO RESOURCE | PHOTOVOLTAIC | SUN |  | 2013-08-05 04:00 | NSTAR Electric Company | Waltham | MA | BOSTON | NEMA |  | 0.259 | 0 | 0.102
43576 | GLC_ACUSHNET_PV_1888 |  | NO RESOURCE | PHOTOVOLTAIC | SUN |  | 2013-08-05 04:00 | NSTAR Electric Company | North Dartmouth | MA | SEMA | SEMA |  | 0.917 | 0 | 0.457
43577 | GLC_ACUSHNET_PV_1889 |  | NO RESOURCE | PHOTOVOLTAIC | SUN |  | 2013-08-05 04:00 | NSTAR Electric Company | NORTH DARTMOUTH | MA | SEMA | SEMA |  | 0.917 | 0 | 0
43578 | GLC_ACUSHNET_PV_1890 |  | NO RESOURCE | PHOTOVOLTAIC | SUN |  | 2013-08-05 04:00 | NSTAR Electric Company | NORTH DARTMOUTH | MA | SEMA | SEMA |  | 0.917 | 0 | 0.452
43579 | GOIS_SOLAR_ONE_PV_2040 |  | NO RESOURCE | PHOTOVOLTAIC | SUN |  | 2013-08-05 04:00 | NSTAR Electric Company | ASHLAND | MA | BOSTON | NEMA |  | 0.822 | 0 | 0.288
43580 | JERICHO WIND | 38421 | Jericho Power | WIND TURBINE | WON |  | 2016-01-23 05:00 | Jericho Power LLC | Berlin | NH | NH | NH | 59070 | 13.5375 | 2.444 | 0.492
43586 | COMTRAN CABLE-02864PV400DG | 38853 | DGSC PV400_1 Ralco Way_Cumberland | PHOTOVOLTAIC | SUN |  | 2013-08-15 04:00 | The Narragansett Electric Company | CUMBERLAND | RI | RI | RI |  | 0.4 | 0 | 0.202
43587 | TRAVIS_HOSPITALITY_PV_2239 |  | NO RESOURCE | PHOTOVOLTAIC | SUN |  | 2013-08-21 04:00 | NSTAR Electric Company | Yarmouth | MA | SEMA | SEMA |  | 0.145 | 0 | 0
43607 | COX PRTSMTH-02871PV500DG | 38855 | DGSC PV500_1060 West Main Rd_Portsmouth | PHOTOVOLTAIC | SUN |  | 2013-09-03 04:00 | The Narragansett Electric Company | PORTSMOUTH | RI | RI | RI |  | 0.5 | 0 | 0.203
43623 | E BRIDGEWATER-02333PV2000NM | 38114 | East Bridgewater Solar Energy Project | PHOTOVOLTAIC | SUN |  | 2013-09-12 04:00 | Massachusetts Electric Company | E BRIDGEWATER | MA | SEMA | SEMA |  | 2 | 0 | 0.303
43643 | SUNGEN UXBRIDGE1-01569PV950NM | 38558 | Fall River- Uxbridge | PHOTOVOLTAIC | SUN |  | 2013-09-25 04:00 | Massachusetts Electric Company | UXBRIDGE | MA | RI | SEMA |  | 0.95 | 0 | 0.514
43644 | SUNGEN UXBRIDGE2-01569PV950NM | 38558 | Fall River- Uxbridge | PHOTOVOLTAIC | SUN |  | 2013-09-25 04:00 | Massachusetts Electric Company | UXBRIDGE | MA | RI | SEMA |  | 0.95 | 0 | 0.454
43645 | SUNGEN UXBRIDGE3-01569PV950NM | 38558 | Fall River- Uxbridge | PHOTOVOLTAIC | SUN |  | 2013-09-25 04:00 | Massachusetts Electric Company | UXBRIDGE | MA | RI | SEMA |  | 0.95 | 0 | 0.468
43652 | TWN W BRDGEWTR-02379PV1500NM |  | NO RESOURCE | PHOTOVOLTAIC | SUN |  | 2013-09-30 04:00 | Massachusetts Electric Company | West Bridgewater | MA | SEMA | SEMA |  | 1.5 | 0 | 0.651
43654 | 3 COUNTY FAIR ASN-01060PV250NM |  | NO RESOURCE | PHOTOVOLTAIC | SUN |  | 2013-09-30 04:00 | Massachusetts Electric Company | Northampton | MA | WMA | WCMA |  | 0.25 | 0 | 0.09
43657 | RIPTA - 02907PV300NM |  | NO RESOURCE | PHOTOVOLTAIC | SUN |  | 2013-09-27 04:00 | The Narragansett Electric Company | Providence | RI | RI | RI |  | 0.3 | 0 | 0
43658 | TWN LANCASTER-01523PV500QF | 41038 | MA_299_0.5 PV_0 LUNENBURG RD_LANCASTER | PHOTOVOLTAIC | SUN |  | 2013-10-04 04:00 | Massachusetts Electric Company | Lancaster | MA | CMA/NEMA | WCMA |  | 0.5 | 0 | 0.075
43659 | TWN OF SCITUATE2-02066PV1500NM | 41380 | MA_377_1.5 PV_280 DRIFTWAY_SCITUATE | PHOTOVOLTAIC | SUN |  | 2013-10-10 04:00 | Massachusetts Electric Company | SCITUATE | MA | SEMA | SEMA |  | 1.5 | 0 | 0.427
43678 | DISCOVER MARBLE - 01527PV142NM |  | NO RESOURCE | PHOTOVOLTAIC | SUN |  | 2013-10-16 04:00 | Massachusetts Electric Company | MILLBURY | MA | CMA/NEMA | WCMA |  | 0.142 | 0 | 0
43682 | NEXTSUN ENERGY-01516PV3000NM | 41376 | MA_351_3 PV_436 NE MAIN ST_DOUGLAS | PHOTOVOLTAIC | SUN |  | 2013-10-22 04:00 | Massachusetts Electric Company | DOUGLAS | MA | RI | SEMA |  | 3 | 0 | 1.505
43683 | TWN OF SCITUATE1-02066PV1500NM | 41378 | MA_376_1.5 PV_280 DRIFTWAY_SCITUATE | PHOTOVOLTAIC | SUN |  | 2013-10-22 04:00 | Massachusetts Electric Company | SCITUATE | MA | SEMA | SEMA |  | 1.5 | 0 | 0.355
43684 | KEY BOSTON-02038PV2000NM |  | NO RESOURCE | PHOTOVOLTAIC | SUN |  | 2013-10-24 04:00 | Massachusetts Electric Company | FRANKLIN | MA | RI | SEMA |  | 2 | 0 | 0.751
43685 | CONANICUT MARINE-02835PV120DG |  | NO RESOURCE | PHOTOVOLTAIC | SUN |  | 2013-10-18 04:00 | The Narragansett Electric Company | JAMESTOWN | RI | SEMA | RI |  | 0.12 | 0 | 0
43687 | SUNGEN ORANGE1-01364PV1500NM |  | NO RESOURCE | PHOTOVOLTAIC | SUN |  | 2013-10-24 04:00 | Massachusetts Electric Company | ORANGE | MA | WMA | WCMA |  | 1.5 | 0 | 0.709
43688 | SUNGEN ORANGE2-01364PV1500NM |  | NO RESOURCE | PHOTOVOLTAIC | SUN |  | 2013-10-24 04:00 | Massachusetts Electric Company | ORANGE | MA | WMA | WCMA |  | 0.5 | 0 | 0.218
43698 | NTHBRDGE SOLAR-01560PV1910NM | 41374 | MA_350_1.91 PV_116 Milford Road_South Grafton | PHOTOVOLTAIC | SUN |  | 2013-10-25 04:00 | Massachusetts Electric Company | SOUTH GRAFTON | MA | RI | SEMA |  | 1.91 | 0 | 1.05
43706 | CITY OF LOWELL1-01364PV2000NM | 41324 | MA_406_2 PV_702 S MAIN ST_ORANGE | PHOTOVOLTAIC | SUN |  | 2013-11-01 04:00 | Massachusetts Electric Company | ORANGE | MA | WMA | WCMA |  | 2 | 0 | 0.442
43707 | CITY OF LOWELL2-01364PV1000NM | 41322 | MA_405_1 PV_702 S MAIN ST_ORANGE | PHOTOVOLTAIC | SUN |  | 2013-11-01 04:00 | Massachusetts Electric Company | ORANGE | MA | WMA | WCMA |  | 1 | 0 | 0.793
43709 | CITY OF LOWELL 1-01331PV1000NM |  | NO RESOURCE | PHOTOVOLTAIC | SUN |  | 2013-11-04 05:00 | Massachusetts Electric Company | Athol | MA | WMA | WCMA |  | 1 | 0 | 0.448
43710 | CITY OF LOWELL 2-01331PV1000NM |  | NO RESOURCE | PHOTOVOLTAIC | SUN |  | 2013-11-04 05:00 | Massachusetts Electric Company | Athol | MA | WMA | WCMA |  | 1 | 0 | 0.526
43711 | CITY OF LOWELL 3-01331PV1000NM |  | NO RESOURCE | PHOTOVOLTAIC | SUN |  | 2013-11-04 05:00 | Massachusetts Electric Company | Athol | MA | WMA | WCMA |  | 1 | 0 | 0.513
43716 | NEXAMP-02852PV2000DG | 38843 | DGSC PV2000_338 Compass Circle_North Kingstown | PHOTOVOLTAIC | SUN |  | 2013-11-06 05:00 | The Narragansett Electric Company | North Kingstown | RI | RI | RI |  | 2 | 0 | 0.924
43717 | ASSUMPTION-01562PV2000NM |  | NO RESOURCE | PHOTOVOLTAIC | SUN |  | 2013-11-08 05:00 | Massachusetts Electric Company | Spencer | MA | CMA/NEMA | WCMA |  | 2 | 0 | 0.31
43729 | GRAFTON WATER-01519PV1500NM | 38527 | Grafton WD | PHOTOVOLTAIC | SUN |  | 2013-11-18 05:00 | Massachusetts Electric Company | GRAFTON | MA | CMA/NEMA | WCMA |  | 1.5 | 0 | 0.697
43734 | TOWN EASTON-02375PV1500NM | 41184 | MA_363_1.5 PV_114 PROSPECT ST_SOUTH EASTON | PHOTOVOLTAIC | SUN |  | 2013-11-26 05:00 | Massachusetts Electric Company | SOUTH EASTON | MA | SEMA | SEMA |  | 1.5 | 0 | 0.729
43750 | CANTON HIGH SCHOOL 2009 |  | NO RESOURCE | PHOTOVOLTAIC | SUN |  | 2013-12-01 05:00 | NSTAR Electric Company | Canton | MA | SEMA | SEMA |  | 0.5 | 0 | 0.024
43762 | FORBES STREET 1-02914PV3000DG | 38842 | DGSC PV3000_Forbes St Landfill_East Providence | PHOTOVOLTAIC | SUN |  | 2013-12-10 05:00 | The Narragansett Electric Company | East Providence | RI | RI | RI |  | 3 | 0 | 1.266
43840 | SOLVENTERRA-01069PV1000NM |  | NO RESOURCE | PHOTOVOLTAIC | SUN |  | 2014-01-02 05:00 | Massachusetts Electric Company | Palmer | MA | WMA | WCMA |  | 1 | 0 | 0.474
43841 | FLAIR ONE-01507PV950NM | 41141 | MA_305_0.95 PV_0 BAY-PATH RD_CHARLTON | PHOTOVOLTAIC | SUN |  | 2014-01-02 05:00 | Massachusetts Electric Company | Charlton | MA | WMA | WCMA |  | 0.95 | 0 | 0.366
43842 | FORRESTALL-01507PV950NM | 41143 | MA_306_0.95 PV_0 BAY-PATH RD_CHARLTON | PHOTOVOLTAIC | SUN |  | 2014-01-02 05:00 | Massachusetts Electric Company | Charlton | MA | WMA | WCMA |  | 0.95 | 0 | 0.301
43869 | FRPV WEST-02720PV1000NM |  | NO RESOURCE | PHOTOVOLTAIC | SUN |  | 2014-01-07 05:00 | Massachusetts Electric Company | FALL RIVER | MA | SEMA | SEMA |  | 1 | 0 | 0.435
43870 | FRPV EAST-02720PV1000NM |  | NO RESOURCE | PHOTOVOLTAIC | SUN |  | 2014-01-09 05:00 | Massachusetts Electric Company | FALL RIVER | MA | SEMA | SEMA |  | 1 | 0 | 0.377
43874 | MASS MOCA1-01247PV225NM |  | NO RESOURCE | PHOTOVOLTAIC | SUN |  | 2014-01-09 05:00 | Massachusetts Electric Company | NORTH ADAMS | MA | WMA | WCMA |  | 0.225 | 0 | 0
43884 | MASS MOCA3 01247PV177NM |  | NO RESOURCE | PHOTOVOLTAIC | SUN |  | 2014-01-16 05:00 | Massachusetts Electric Company | NORTH ADAMS | MA | WMA | WCMA |  | 0.177 | 0 | 0.035
43885 | NM-HP HOOD AND SONS | 38575 | Agawam Solar | PHOTOVOLTAIC | SUN |  | 2014-02-01 05:00 | NSTAR Electric Company | AGAWAM | MA | WMA | WCMA |  | 1.5 | 0 | 0.684
43886 | NM-FRANKLIN COUNTY SHERIFF | 38576 | Whately | PHOTOVOLTAIC | SUN |  | 2014-02-01 05:00 | NSTAR Electric Company | WHATELY | MA | WMA | WCMA |  | 1.5 | 0 | 0.709
43887 | NM-TOWN OF AGAWAM SOLAR | 38574 | Route 57 | PHOTOVOLTAIC | SUN |  | 2014-02-01 05:00 | NSTAR Electric Company | AGAWAM | MA | WMA | WCMA |  | 1.5 | 0 | 0.753
43892 | SYNCARPHA SOLAR-01740PV4950NM | 41356 | MA_297_4.95 PV_125 STILL-RIVER RD_BOLTON | PHOTOVOLTAIC | SUN |  | 2014-01-24 05:00 | Massachusetts Electric Company | BOLTON | MA | CMA/NEMA | WCMA |  | 4.95 | 0 | 2.293
43893 | HUBBARDSTON-01452PV2000NM | 38815 | Hubbardston PV | PHOTOVOLTAIC | SUN |  | 2014-01-28 05:00 | Massachusetts Electric Company | HUBBARDSTON | MA | WMA | WCMA |  | 2 | 0 | 1.043
43903 | SUNGEN-02720PV2850NM | 38551 | Fasll River - Innovation | PHOTOVOLTAIC | SUN |  | 2014-01-29 05:00 | Massachusetts Electric Company | FALL RIVER | MA | SEMA | SEMA |  | 2.85 | 0 | 1.383
43904 | CITY OF METHUEN-01523PV3000NM | 41160 | MA_296_3 PV_267 BROCKELMAN RD_LANCASTER | PHOTOVOLTAIC | SUN |  | 2014-01-29 05:00 | Massachusetts Electric Company | LANCASTER | MA | CMA/NEMA | WCMA |  | 3 | 0 | 1.679
43907 | PALMER SOLAR-01069PV2000NM | 41320 | MA_399_2 PV_105 NORTH ST_PALMER | PHOTOVOLTAIC | SUN |  | 2014-02-04 05:00 | Massachusetts Electric Company | PALMER | MA | WMA | WCMA |  | 2 | 0 | 0.951
43908 | NEXTSUN ENERGY-02370PV2000NM | 41319 | MA_365_2 PV_880 BEECH ST_ROCKLAND | PHOTOVOLTAIC | SUN |  | 2014-02-04 05:00 | Massachusetts Electric Company | Rockland | MA | SEMA | SEMA |  | 2 | 0 | 0.26
43915 | CITIZENS-02769PV2000NM | 38579 | Rehoboth | PHOTOVOLTAIC | SUN |  | 2014-02-07 05:00 | Massachusetts Electric Company | REHOBOTH | MA | RI | SEMA |  | 2 | 0 | 0.826
43916 | TOWN OF ADAMS-01220PV1000NM | 41330 | MA_414_1 PV_300 EAST RD_ADAMS | PHOTOVOLTAIC | SUN |  | 2014-02-07 05:00 | Massachusetts Electric Company | ADAMS | MA | WMA | WCMA |  | 1 | 0 | 0.257
43918 | CITY OF LOWELL-01851PV1333NM | 41387 | MA_427_1.31101 PV_1020 WESTFORD ST_LOWELL | PHOTOVOLTAIC | SUN |  | 2014-02-10 05:00 | Massachusetts Electric Company | LOWELL | MA | CMA/NEMA | WCMA |  | 1.333 | 0 | 0.349
43919 | SOLVENTERRA 1-01535PV1000NM | 41217 | MA_334_1 PV_12A ORCHARD RD_N BROOKFIELD | PHOTOVOLTAIC | SUN |  | 2014-02-10 05:00 | Massachusetts Electric Company | NORTH BROOKFIELD | MA | WMA | WCMA |  | 1 | 0 | 0.329
43920 | SOLVENTERRA 2-01535PV1000NM | 41043 | MA_335_1 PV_12 ORCHARD RD_N BROOKFIELD | PHOTOVOLTAIC | SUN |  | 2014-02-14 05:00 | Massachusetts Electric Company | NORTH BROOKFIELD | MA | WMA | WCMA |  | 1 | 0 | 0.521
43921 | COXCOM-02893PV135DG |  | NO RESOURCE | PHOTOVOLTAIC | SUN |  | 2014-02-11 05:00 | The Narragansett Electric Company | WEST WARWICK | RI | RI | RI |  | 0.135 | 0 | 0.07
43922 | SOLVENTERRA 4-01083PV1000NM | 41340 | MA_393_1 PV_414 LITTLE-REST RD_WARREN | PHOTOVOLTAIC | SUN |  | 2014-02-12 05:00 | Massachusetts Electric Company | WARREN | MA | WMA | WCMA |  | 1 | 0 | 0.493
43923 | PLYMOUTH PUBLIC SCHOOLS-#2062 |  | NO RESOURCE | PHOTOVOLTAIC | SUN |  | 2014-02-13 05:00 | NSTAR Electric Company | PLYMPTON | MA | SEMA | SEMA |  | 4 | 0 | 2.278
43924 | TOWN OF DARTMOUTH #1777 |  | NO RESOURCE | PHOTOVOLTAIC | SUN |  | 2014-02-13 05:00 | NSTAR Electric Company | DARTMOUTH | MA | SEMA | SEMA |  | 1.25 | 0 | 0.553
43927 | SOUTHERN SKY-CARVER #1 (1997) |  | NO RESOURCE | PHOTOVOLTAIC | SUN |  | 2014-02-13 05:00 | NSTAR Electric Company | Carver | MA | SEMA | SEMA |  | 1 | 0 | 0.453
43928 | SOUTHERN SKY-CARVER #2 (1998) |  | NO RESOURCE | PHOTOVOLTAIC | SUN |  | 2014-02-13 05:00 | NSTAR Electric Company | Carver | MA | SEMA | SEMA |  | 1 | 0 | 0.454
43929 | SOUTHERN SKY-CARVER #4 (2000) |  | NO RESOURCE | PHOTOVOLTAIC | SUN |  | 2014-02-13 05:00 | NSTAR Electric Company | Carver | MA | SEMA | SEMA |  | 1 | 0 | 0.382
43930 | SOUTHERN SKY-CARVER #5 (2001) |  | NO RESOURCE | PHOTOVOLTAIC | SUN |  | 2014-02-13 05:00 | NSTAR Electric Company | Carver | MA | SEMA | SEMA |  | 1 | 0 | 0.449
43932 | SOUTHERN SKY-CARVER #3 (1999) |  | NO RESOURCE | PHOTOVOLTAIC | SUN |  | 2014-02-13 05:00 | NSTAR Electric Company | Carver | MA | SEMA | SEMA |  | 1 | 0 | 0.458
43936 | SOLVENTERRA 1-01083PV1000NM | 41420 | MA_389_1 PV_547-A LITTLE-REST RD_WARREN | PHOTOVOLTAIC | SUN |  | 2014-02-12 05:00 | Massachusetts Electric Company | WARREN | MA | WMA | WCMA |  | 1 | 0 | 0.468
43937 | SOLVENTERRA 2-01083PV1000NM | 41409 | MA_388_1 PV_547-B LITTLE-REST RD_WARREN | PHOTOVOLTAIC | SUN |  | 2014-02-12 05:00 | Massachusetts Electric Company | WARREN | MA | WMA | WCMA |  | 1 | 0 | 0.47
43938 | SOLVENTERRA 3-01083PV1000NM | 41430 | MA_387_1 PV_547 LITTLE-REST RD_WARREN | PHOTOVOLTAIC | SUN |  | 2014-02-12 05:00 | Massachusetts Electric Company | WARREN | MA | WMA | WCMA |  | 1 | 0 | 0.459
43948 | SUNGEN 1-01810PV950NM | 38532 | Leominster- South St. | PHOTOVOLTAIC | SUN |  | 2014-03-03 05:00 | Massachusetts Electric Company | Andover | MA | BOSTON | NEMA |  | 0.95 | 0 | 0.435
43949 | SUNGEN 2-01810PV950NM | 38532 | Leominster- South St. | PHOTOVOLTAIC | SUN |  | 2014-03-03 05:00 | Massachusetts Electric Company | Andover | MA | BOSTON | NEMA |  | 0.95 | 0 | 0.428
43950 | SUNGEN 3-01810PV950NM | 38532 | Leominster- South St. | PHOTOVOLTAIC | SUN |  | 2014-03-03 05:00 | Massachusetts Electric Company | Andover | MA | BOSTON | NEMA |  | 0.95 | 0 | 0.294
43951 | SUNGEN-02720PV950NM | 38548 | Fall River- Commerce | PHOTOVOLTAIC | SUN |  | 2014-03-05 05:00 | Massachusetts Electric Company | Fall River | MA | SEMA | SEMA |  | 0.95 | 0 | 0.515
43952 | KEARSARGE SOLAR-02038PV3000NM | 38562 | Franklin 1 | PHOTOVOLTAIC | SUN |  | 2014-03-05 05:00 | Massachusetts Electric Company | FRANKLIN | MA | RI | SEMA |  | 3 | 0 | 1.436
43953 | KEARSARGE SOLAR-02038PV4000NM | 38565 | Franklin 2 | PHOTOVOLTAIC | SUN |  | 2014-03-05 05:00 | Massachusetts Electric Company | FRANKLIN | MA | RI | SEMA |  | 4 | 0 | 1.951
43954 | NM-LUDLOW LANDFILL |  | NO RESOURCE | PHOTOVOLTAIC | SUN |  | 2014-03-04 05:00 | NSTAR Electric Company | LUDLOW | MA | WMA | WCMA |  | 2 | 0 | 1.089
43955 | CITY OF METHUEN-01844PV1000NM | 41295 | MA_436_1 PV_0 KENSINGTON AV_METHUEN | PHOTOVOLTAIC | SUN |  | 2014-03-07 05:00 | Massachusetts Electric Company | Methuen | MA | BOSTON | NEMA |  | 1 | 0 | 0.541
43956 | MILLWORK-02920PV495NM |  | NO RESOURCE | PHOTOVOLTAIC | SUN |  | 2014-03-07 05:00 | The Narragansett Electric Company | Cranston | RI | RI | RI |  | 0.495 | 0 | 0.121
43991 | PROFETTY-02379PV300NM | 41328 | MA_375_0.3 PV_454 S MAIN ST_W BRIDGEWATER | PHOTOVOLTAIC | SUN |  | 2014-03-19 04:00 | Massachusetts Electric Company | W. Bridgewater | MA | SEMA | SEMA |  | 0.3 | 0 | 0.127
43993 | CITY OF MELROSE-02176PV260NM | 41393 | MA_441_0.26 PV_360 LYNN-FELLS PK_MELROSE | PHOTOVOLTAIC | SUN |  | 2014-03-19 04:00 | Massachusetts Electric Company | Melrose | MA | BOSTON | NEMA |  | 0.26 | 0 | 0.107
44003 | ALTUS-02907PV1225DG | 38858 | DGSC PV1225_100 Dupont Dr_Providence | PHOTOVOLTAIC | SUN |  | 2014-03-25 04:00 | The Narragansett Electric Company | Providence | RI | RI | RI |  | 1.225 | 0 | 0.367
44004 | ALTUS-02907PV300DG | 38861 | DGSC PV225_225 Dupont Dr_Providence | PHOTOVOLTAIC | SUN |  | 2014-03-25 04:00 | The Narragansett Electric Company | Providence | RI | RI | RI |  | 0.3 | 0 | 0.119
44005 | ALTUS 1-02864PV450DG | 38860 | DGSC PV450_0 Martin St_Cubmerland | PHOTOVOLTAIC | SUN |  | 2014-03-27 04:00 | The Narragansett Electric Company | Cumberland | RI | RI | RI |  | 0.45 | 0 | 0.207
44006 | ALTUS 2-02864PV450DG | 38862 | DGSC PV450_35 Martin St_Cumberland | PHOTOVOLTAIC | SUN |  | 2014-03-27 04:00 | The Narragansett Electric Company | Cumberland | RI | RI | RI |  | 0.45 | 0 | 0.182
44007 | MILLBURY SOLAR-01527PV3000NM | 38534 | Millbury Solar | PHOTOVOLTAIC | SUN |  | 2014-03-25 04:00 | Massachusetts Electric Company | Millbury | MA | CMA/NEMA | WCMA |  | 3 | 0 | 1.686
44010 | GOLDEN-02920PV300DG | 38867 | DGSC PV300_45 Sharp Dr_Cranston | PHOTOVOLTAIC | SUN |  | 2014-03-31 04:00 | The Narragansett Electric Company | Cranston | RI | RI | RI |  | 0.3 | 0 | 0.156
44023 | WRTA-01608PV75QF |  | NO RESOURCE | PHOTOVOLTAIC | SUN |  | 2014-04-04 04:00 | Massachusetts Electric Company | Worcester | MA | WMA | WCMA |  | 0.075 | 0 | 0
44030 | WARREN PV | 38500 | Mass Mid-State Solar | PHOTOVOLTAIC | SUN |  | 2014-05-30 04:00 | Mass Solar 1, LLC | Warren | MA | WMA | WCMA |  | 14 | 0 | 7.239
46206 | ENERGY STREAM HYDRO | 806 | MECHANICSVILLE | HYDRO: DAILY PONDAGE | WAT |  | 2014-05-01 04:00 | Sterling Municipal Electric Light Department | Putnam | CT | CT | CT |  | 0.12 | 0.08 | 0.036
46210 | NEXAMP-01475PV1900NM | 41145 | MA_337_1.9 PV_800 SPRING ST_WINCHENDON | PHOTOVOLTAIC | SUN |  | 2014-04-17 04:00 | Massachusetts Electric Company | Winchendon | MA | WMA | WCMA |  | 1.9 | 0 | 0.976
46220 | BERKELEY-01844PV2000NM | 41389 | MA_435_1.8 PV_100 DANTON DR_METHUEN | PHOTOVOLTAIC | SUN |  | 2014-04-24 04:00 | Massachusetts Electric Company | Methuen | MA | BOSTON | NEMA |  | 2 | 0 | 0.659
46267 | COTTAGE STREET SOLAR FACILITY | 38440 | Cottage St PV | PHOTOVOLTAIC | SUN |  | 2014-05-05 04:00 | NSTAR Electric Company | Springfield | MA | WMA | WCMA |  | 3.894 | 0 | 0.481
46294 | LAWRENCE 1-01840PV100NM |  | NO RESOURCE | PHOTOVOLTAIC | SUN |  | 2014-05-12 04:00 | Massachusetts Electric Company | Lawrence | MA | CMA/NEMA | WCMA |  | 0.1 | 0 | 0.012
46295 | LAWRENCE 2-01840PV100NM |  | NO RESOURCE | PHOTOVOLTAIC | SUN |  | 2014-05-12 04:00 | Massachusetts Electric Company | Lawrence | MA | CMA/NEMA | WCMA |  | 0.1 | 0 | 0.039
46479 | CANTON_MIDDLE_SCHOOL_2013 |  | NO RESOURCE | PHOTOVOLTAIC | SUN |  | 2014-05-23 04:00 | NSTAR Electric Company | Canton | MA | SEMA | SEMA |  | 0.225 | 0 | 0.106
46480 | CEDAR_SOLAR1_2411 |  | NO RESOURCE | PHOTOVOLTAIC | SUN |  | 2014-05-23 04:00 | NSTAR Electric Company | Dorchester | MA | BOSTON | NEMA |  | 0.085 | 0 | 0.033
46481 | TOWN_OF_MARSHFIELD_1865 |  | NO RESOURCE | PHOTOVOLTAIC | SUN |  | 2014-05-23 04:00 | NSTAR Electric Company | Marshfield | MA | SEMA | SEMA |  | 3 | 0 | 1.712
46482 | NEWBEDFORD_DPI_1843_1844 |  | NO RESOURCE | PHOTOVOLTAIC | SUN |  | 2014-05-23 04:00 | NSTAR Electric Company | East Freetown | MA | SEMA | SEMA |  | 3.5 | 0 | 1.331
46483 | MILFORD INDUSTRIAL-0175PV82NM |  | NO RESOURCE | PHOTOVOLTAIC | SUN |  | 2014-05-27 04:00 | Massachusetts Electric Company | Milford | MA | RI | SEMA |  | 0.082 | 0 | 0.034
46539 | BCC SEA QALIBC-01854PV66NM |  | NO RESOURCE | PHOTOVOLTAIC | SUN |  | 2014-06-04 04:00 | Massachusetts Electric Company | Lowell | MA | CMA/NEMA | WCMA |  | 0.066 | 0 | 0.028
46540 | NPP DEVELOPMENT-02035PV62NM |  | NO RESOURCE | PHOTOVOLTAIC | SUN |  | 2014-06-04 04:00 | Massachusetts Electric Company | Foxboro | MA | RI | SEMA |  | 0.062 | 0 | 0.003
46564 | EPG SOLAR-01005PV2000NM | 38944 | Barre I | PHOTOVOLTAIC | SUN |  | 2014-06-25 04:00 | Massachusetts Electric Company | Barre | MA | WMA | WCMA |  | 2 | 0 | 0.759
46565 | CABOT BEVERLY-01915PV2000NM | 41421 | MA_424_2 PV_3 CAILIN RD_BEVERLY | PHOTOVOLTAIC | SUN |  | 2014-06-25 04:00 | Massachusetts Electric Company | Beverly | MA | BOSTON | NEMA |  | 2 | 0 | 1.161
46566 | PRECISE PACKAGING-02720PV250NM | 41365 | MA_345_0.25 PV_1140 AIRPORT RD_FALL RIVER | PHOTOVOLTAIC | SUN |  | 2014-07-01 04:00 | Massachusetts Electric Company | Fall River | MA | SEMA | SEMA |  | 0.25 | 0 | 0.079
46567 | NORTH BROOKFIELD-01535PV3000NM | 41354 | MA_333_3 PV_38 MADBROOK RD_N BROOKFIELD | PHOTOVOLTAIC | SUN |  | 2014-07-01 04:00 | Massachusetts Electric Company | North Brookfield | MA | WMA | WCMA |  | 3 | 0 | 1.408
46568 | GLC-MA SOLAR-01440PV1000NM | 38510 | City of Gardner - Mill St. Solar | PHOTOVOLTAIC | SUN |  | 2014-07-01 04:00 | Massachusetts Electric Company | Gardner | MA | WMA | WCMA |  | 1 | 0 | 0.098
46569 | NUGEN NCMC (PV) |  | NO RESOURCE | PHOTOVOLTAIC | SUN |  | 2014-07-01 04:00 | Fitchburg Gas & Electric Light Company | Lunenburg | MA | WMA | WCMA |  | 1 | 0 | 0.453
46570 | NUGEN LUN (PV) |  | NO RESOURCE | PHOTOVOLTAIC | SUN |  | 2014-07-01 04:00 | Fitchburg Gas & Electric Light Company | Lunenburg | MA | WMA | WCMA |  | 2.5 | 0 | 1.394
46607 | HARVARD SOLAR-01451PV460NM | 41272 | MA_291_0.26 PV_297 AYER RD_HARVARD | PHOTOVOLTAIC | SUN |  | 2014-07-10 04:00 | Massachusetts Electric Company | Harvard | MA | CMA/NEMA | WCMA |  | 0.46 | 0 | 0.199
46641 | 205 STURBRIDGE-01010PV2998NM | 41476 | MA_394_2 PV_205 STURBRIDGE RD_BRIMFIELD | PHOTOVOLTAIC | SUN |  | 2014-08-05 04:00 | Massachusetts Electric Company | Brimfield | MA | WMA | WCMA |  | 2.998 | 0 | 0.892
46643 | EPG SOLAR-01005PV1500NM | 38970 | Barre II | PHOTOVOLTAIC | SUN |  | 2014-08-05 04:00 | Massachusetts Electric Company | Barre | MA | WMA | WCMA |  | 1.5 | 0 | 0.758
46644 | UGT RENEW ENERGY-01540PV2750NM | 41360 | MA_304_2.75 PV_51 FEDERAL-HILL RD_OXFORD | PHOTOVOLTAIC | SUN |  | 2014-08-07 04:00 | Massachusetts Electric Company | Oxford | MA | WMA | WCMA |  | 2.75 | 0 | 1.116
46645 | NEXAMP CAPITAL-01007PV1300NM | 38381 | Belchertown SEd | PHOTOVOLTAIC | SUN |  | 2014-08-05 04:00 | Massachusetts Electric Company | Belchertown | MA | WMA | WCMA |  | 1.3 | 0 | 0.659
46646 | SOLTAS ENERGY-01010PV2000NM | 41237 | MA_395_2 PV_201 Sturbridge Road_Brimfield | PHOTOVOLTAIC | SUN |  | 2014-08-07 04:00 | Massachusetts Electric Company | Brimfield | MA | WMA | WCMA |  | 2 | 0 | 1.412
46647 | BLUEWAVE CAPITAL-02769PV1000NM |  | NO RESOURCE | PHOTOVOLTAIC | SUN |  | 2014-08-07 04:00 | Massachusetts Electric Company | Rehoboth | MA | RI | SEMA |  | 1 | 0.003 | 0.285
46653 | WESTBORO SOLAR-01581PV1820NM | 41367 | MA_348_1.82 PV_120 South Street_WESTBOROUGH | PHOTOVOLTAIC | SUN |  | 2014-08-15 04:00 | Massachusetts Electric Company | Westborough | MA | CMA/NEMA | WCMA |  | 1.82 | 0 | 0.705
46657 | INDIAN HILL-01069PV1000NM | 41383 | MA_396_1 PV_203 STATE ST_PALMER | PHOTOVOLTAIC | SUN |  | 2014-08-20 04:00 | Massachusetts Electric Company | Palmer | MA | WMA | WCMA |  | 1 | 0 | 0.462
46659 | BROWN SOLAR-01069PV1000NM | 41385 | MA_398_1 PV_203 STATE ST_PALMER | PHOTOVOLTAIC | SUN |  | 2014-08-20 04:00 | Massachusetts Electric Company | Palmer | MA | WMA | WCMA |  | 1 | 0 | 0.422
46660 | STATE SOLAR-01069PV1000NM | 41384 | MA_397_1 PV_203 STATE ST_PALMER | PHOTOVOLTAIC | SUN |  | 2014-08-20 04:00 | Massachusetts Electric Company | Palmer | MA | WMA | WCMA |  | 1 | 0 | 0.517
46664 | NEXAMP CAPITAL-01543PV4999NM | 38380 | Treasure Valley- SE | PHOTOVOLTAIC | SUN |  | 2014-09-03 04:00 | Massachusetts Electric Company | Rutland | MA | WMA | WCMA |  | 4.999 | 0 | 2.361
46691 | CORNERSTONE-01057PV3000NM |  | NO RESOURCE | PHOTOVOLTAIC | SUN |  | 2014-09-12 04:00 | Massachusetts Electric Company | Monson | MA | WMA | WCMA |  | 3 | 0 | 1.361
46717 | EAST BAY-02915PV70NM |  | NO RESOURCE | PHOTOVOLTAIC | SUN |  | 2014-09-19 04:00 | The Narragansett Electric Company | East Providence | RI | RI | RI |  | 0.07 | 0 | 0.002
46721 | ALL AMERICAN-02852PV250DG | 38864 | DGSC PV250_65 All American Way_North Kingstown | PHOTOVOLTAIC | SUN |  | 2014-09-24 04:00 | The Narragansett Electric Company | North Kingstown | RI | RI | RI |  | 0.25 | 0 | 0.12
46731 | BILLERICA-01821PV4999NM | 38567 | Billerica | PHOTOVOLTAIC | SUN |  | 2014-09-26 04:00 | Massachusetts Electric Company | Billerica | MA | CMA/NEMA | WCMA |  | 4.999 | 0 | 2.132
46733 | TKS SOLAR-02301PV180NM |  | NO RESOURCE | PHOTOVOLTAIC | SUN |  | 2014-09-26 04:00 | Massachusetts Electric Company | Brockton | MA | SEMA | SEMA |  | 0.18 | 0 | 0.022
46911 | NEXTSUN ENERGY-02896PV850DG | 38865 | DGSC PV850_582 Great Rd_North Smithfield | PHOTOVOLTAIC | SUN |  | 2014-12-04 05:00 | The Narragansett Electric Company | North Smithfield | RI | RI | RI |  | 0.85 | 0 | 0.435
46913 | WOONSOCKET-02895PV190DG |  | NO RESOURCE | PHOTOVOLTAIC | SUN |  | 2014-12-10 05:00 | The Narragansett Electric Company | Woonsocket | RI | RI | RI |  | 0.19 | 0 | 0.067
46914 | BILLERICA-01523PV2499NM | 41347 | MA_301_2 PV_0 SHIRLEY RD_LANCASTER | PHOTOVOLTAIC | SUN |  | 2014-12-15 05:00 | Massachusetts Electric Company | Lancaster | MA | CMA/NEMA | WCMA |  | 2.499 | 0 | 0.571
46915 | NEXAMP-01844PV2000NM | 41238 | MA_440_2 PV_48 Ayers Village Rd_METHUEN | PHOTOVOLTAIC | SUN |  | 2014-12-12 05:00 | Massachusetts Electric Company | Methuen | MA | BOSTON | NEMA |  | 2 | 0 | 0.96
46917 | NEWPORT VINEYARDS-02882PV50DG |  | NO RESOURCE | PHOTOVOLTAIC | SUN |  | 2014-12-15 05:00 | The Narragansett Electric Company | Middletown | RI | SEMA | RI |  | 0.05 | 0 | 0.022
46918 | TOWN OF WESTFORD-01452PV2800NM | 38480 | Hubbardston SE | PHOTOVOLTAIC | SUN |  | 2014-12-17 05:00 | Massachusetts Electric Company | Hubbardston | MA | CMA/NEMA | WCMA |  | 2.8 | 0 | 1.276
46924 | BILLERICA-01523PV2500NM | 41359 | MA_300_2.5 PV_0 SHIRLEY RD_LANCASTER | PHOTOVOLTAIC | SUN |  | 2014-12-15 05:00 | Massachusetts Electric Company | Lancaster | MA | CMA/NEMA | WCMA |  | 2.5 | 0 | 1.017
46925 | GLC-MA SOLAR-01440PV1980NM | 41182 | MA_338_2 PV_808 WEST ST_GARDNER | PHOTOVOLTAIC | SUN |  | 2014-12-17 05:00 | Massachusetts Electric Company | Gardner | MA | CMA/NEMA | WCMA |  | 1.98 | 0 | 1.01
46926 | STILLWATER-02917PV56DG |  | NO RESOURCE | PHOTOVOLTAIC | SUN |  | 2014-12-17 05:00 | The Narragansett Electric Company | Smithfield | RI | RI | RI |  | 0.056 | 0 | 0.018
46948 | MILFORD IND-01757PV170NM |  | NO RESOURCE | PHOTOVOLTAIC | SUN |  | 2015-01-12 05:00 | Massachusetts Electric Company | Milford | MA | RI | SEMA |  | 0.17 | 0 | 0.09
46949 | NEW SALEM-01452PV675NM |  | NO RESOURCE | PHOTOVOLTAIC | SUN |  | 2015-01-12 05:00 | Massachusetts Electric Company | Hubbardston | MA | WMA | WCMA |  | 0.675 | 0 | 0.341
46951 | OAKFIELD WIND |  | NO RESOURCE | WIND TURBINE | WON |  | 2015-10-29 04:00 | Evergreen Wind Power II, LLC | Oakfield | ME | BHE | ME | 57002 | 140.6 | 41.099 | 15.755
46952 | TOWN OF WENDELL-01876PV260NM |  | NO RESOURCE | PHOTOVOLTAIC | SUN |  | 2015-01-16 05:00 | Massachusetts Electric Company | Tewksbury | MA | CMA/NEMA | WCMA |  | 0.26 | 0 | 0.113
46984 | FIVEMILE RIVER1-01503PV750NM | 38533 | Berlin 1 | PHOTOVOLTAIC | SUN |  | 2015-01-29 05:00 | Massachusetts Electric Company | Berlin | MA | CMA/NEMA | WCMA |  | 0.75 | 0 | 0.343
46985 | FIVEMILE RIVER2-01503PV750NM | 38555 | Berlin 2 | PHOTOVOLTAIC | SUN |  | 2015-01-29 05:00 | Massachusetts Electric Company | Berlin | MA | CMA/NEMA | WCMA |  | 0.75 | 0 | 0.342
46986 | FIVEMILE RIVER3-01503PV750NM | 38556 | Berlin 3 | PHOTOVOLTAIC | SUN |  | 2015-01-29 05:00 | Massachusetts Electric Company | Berlin | MA | CMA/NEMA | WCMA |  | 0.75 | 0 | 0.346
46987 | FIVEMILE RIVER4-01503PV750NM | 38559 | Berlin 4 | PHOTOVOLTAIC | SUN |  | 2015-01-29 05:00 | Massachusetts Electric Company | Berlin | MA | CMA/NEMA | WCMA |  | 0.75 | 0 | 0.364
46992 | RIN LOGISTICS-02720PV1500NM |  | NO RESOURCE | PHOTOVOLTAIC | SUN |  | 2015-02-02 05:00 | Massachusetts Electric Company | Fall River | MA | SEMA | SEMA |  | 1.5 | 0 | 0.693
46998 | STEERE ELECTRIC-02814PV72DG |  | NO RESOURCE | PHOTOVOLTAIC | SUN |  | 2015-02-02 05:00 | The Narragansett Electric Company | Chepachet | RI | RI | RI |  | 0.072 | 0 | 0.038
47002 | ONE KENWOOD-02038PV266NM | 41151 | MA_355_0.266 PV_1 KENWOOD CI_FRANKLIN | PHOTOVOLTAIC | SUN |  | 2015-02-10 05:00 | Massachusetts Electric Company | Franklin | MA | RI | SEMA |  | 0.266 | 0 | 0.12
47020 | NEXAMP-02898PV499DG | 38869 | DGSC PV499_76 Silson Rd_Richmond | PHOTOVOLTAIC | SUN |  | 2015-02-19 05:00 | The Narragansett Electric Company | Richmond | RI | RI | RI |  | 0.499 | 0 | 0.216
47061 | WHITTIER FARMS-01590PV114NM |  | NO RESOURCE | PHOTOVOLTAIC | SUN |  | 2015-03-18 04:00 | Massachusetts Electric Company | Sutton | MA | CMA/NEMA | WCMA |  | 0.114 | 0 | 0.061
47095 | MILFORD IND PLAZA-01757PV170NM |  | NO RESOURCE | PHOTOVOLTAIC | SUN |  | 2015-04-23 04:00 | Massachusetts Electric Company | Milford | MA | RI | SEMA |  | 0.17 | 0 | 0.084
47125 | BOW STREET HYDRO | 875 | RIVER BEND | HYDRO: RUN OF RIVER | WAT |  | 2015-05-01 04:00 | Massachusetts Municipal Wholesale Electric Company | Franklin | NH | NH | NH |  | 0.236 | 0.045 | 0.049
47210 | LEICESTER ONE-01524PV4883NM | 41395 | MA_281_4.883 PV_370 Auburn St_LEICESTER | PHOTOVOLTAIC | SUN |  | 2015-05-21 04:00 | Massachusetts Electric Company | Leicester | MA | WMA | WCMA |  | 4.883 | 0 | 1.82
47211 | SYNCARPHA-01453PV2000NM | 40664 | Syncarpha Massachusetts | PHOTOVOLTAIC | SUN |  | 2015-05-21 04:00 | Massachusetts Electric Company | Leominster | MA | CMA/NEMA | WCMA |  | 2 | 0 | 0.75
47265 | LMP FRANKLIN-02038PV490NM |  | NO RESOURCE | PHOTOVOLTAIC | SUN |  | 2015-06-15 04:00 | Massachusetts Electric Company | Franklin | MA | RI | SEMA |  | 0.49 | 0 | 0.195
47281 | SWANSEA MALL-02777PV260QF |  | NO RESOURCE | PHOTOVOLTAIC | SUN |  | 2015-06-19 04:00 | Massachusetts Electric Company | Swansea | MA | RI | SEMA |  | 0.26 | 0 | 0.119
47283 | NATIONAL MARKER-02896PV186NM |  | NO RESOURCE | PHOTOVOLTAIC | SUN |  | 2015-06-22 04:00 | The Narragansett Electric Company | North Smithfield | RI | RI | RI |  | 0.186 | 0 | 0
47284 | LARRY LUNDIN-02333PV180NM |  | NO RESOURCE | PHOTOVOLTAIC | SUN |  | 2015-06-22 04:00 | Massachusetts Electric Company | East Bridgewater | MA | SEMA | SEMA |  | 0.18 | 0 | 0.032
47311 | PETERBOROUGH WWTF PV |  | NO RESOURCE | PHOTOVOLTAIC | SUN |  | 2015-07-24 04:00 | Public Service Company of New Hampshire | Peterborough | NH | NH | NH |  | 0.75 | 0 | 0.27
47357 | JOHNSTON SOLAR-02919PV1375DG | 38868 | DGSC PV1375_101 Peck Hill Rd_Johnston | PHOTOVOLTAIC | SUN |  | 2015-07-21 04:00 | The Narragansett Electric Company | Johnston | RI | RI | RI |  | 1.375 | 0 | 0.483
47364 | HA MA SOLAR-01222PV999NM | 41333 | MA_415_0.999 PV_76 E STAHL RD_ASHLEY FALLS | PHOTOVOLTAIC | SUN |  | 2015-07-22 04:00 | Massachusetts Electric Company | Ashley Falls | MA | WMA | WCMA |  | 0.999 | 0 | 0.504
47366 | COMERFORD 1 | 44571 | COMERFORD_1 | HYDRO: WEEKLY PONDAGE | WAT |  | 1930-01-01 05:00 | Great River Hydro, LLC | Monroe | NH | NH | NH | 2349 | 35.1 | 22 | 21.789
47367 | COMERFORD 2 | 44572 | COMERFORD_2 | HYDRO: WEEKLY PONDAGE | WAT |  | 1930-01-01 05:00 | Great River Hydro, LLC | Monroe | NH | NH | NH | 2349 | 48.6 | 48.482 | 48.531
47368 | COMERFORD 3 | 44573 | COMERFORD_3 | HYDRO: WEEKLY PONDAGE | WAT |  | 1930-01-01 05:00 | Great River Hydro, LLC | Monroe | NH | NH | NH | 2349 | 48.6 | 48.535 | 48.531
47369 | COMERFORD 4 | 44574 | COMERFORD_4 | HYDRO: WEEKLY PONDAGE | WAT |  | 1930-01-01 05:00 | Great River Hydro, LLC | Monroe | NH | NH | NH | 2349 | 48.6 | 48.516 | 48.402
47370 | MOORE 1 | 44575 | MOORE_1 | HYDRO: WEEKLY PONDAGE | WAT |  | 1956-01-01 05:00 | Great River Hydro, LLC | Littleton | NH | NH | NH | 2351 | 47.7 | 47.808 | 47.258
47371 | MOORE 2 | 44576 | MOORE_2 | HYDRO: WEEKLY PONDAGE | WAT |  | 1956-01-01 05:00 | Great River Hydro, LLC | Littleton | NH | NH | NH | 2351 | 47.7 | 47.825 | 47.693
47372 | MOORE 3 | 44577 | MOORE_3 | HYDRO: WEEKLY PONDAGE | WAT |  | 1956-01-01 05:00 | Great River Hydro, LLC | Littleton | NH | NH | NH | 2351 | 47.7 | 47.825 | 47.825
47373 | MOORE 4 | 44578 | MOORE_4 | HYDRO: WEEKLY PONDAGE | WAT |  | 1956-01-01 05:00 | Great River Hydro, LLC | Littleton | NH | NH | NH | 2351 | 47.7 | 47.825 | 47.825
47374 | NEW BEDFORD RED AUTH #2283 | 38374 | Plymouth | PHOTOVOLTAIC | SUN |  | 2015-08-04 04:00 | NSTAR Electric Company | Plymouth | MA | SEMA | SEMA |  | 4.26 | 0 | 2.249
47377 | BLUEWAVE - MATTAPOISETT 2260 | 38531 | Mattapoisett 1 | PHOTOVOLTAIC | SUN |  | 2015-08-07 04:00 | NSTAR Electric Company | Mattapoisett | MA | SEMA | SEMA |  | 0.75 | 0 | 0.396
47378 | BLUEWAVE - MATTAPOISETT 2261 | 38530 | Mattapoisett 2 | PHOTOVOLTAIC | SUN |  | 2015-08-07 04:00 | NSTAR Electric Company | Mattapoisett | MA | SEMA | SEMA |  | 0.75 | 0 | 0.396
47390 | BUCKSPORT | 1288 | BUCKSPORT ENERGY 4 | GAS TURBINE | NG | DFO | 2001-01-01 05:00 | Bucksport Generation LLC | Bucksport | ME | BHE | ME | 50243 | 282.744 | 178.209 | 158.899
47391 | CHELMSFORD DPW-01824PV335NM |  | NO RESOURCE | PHOTOVOLTAIC | SUN |  | 2015-08-25 04:00 | Massachusetts Electric Company | Chelmsford | MA | CMA/NEMA | WCMA |  | 0.335 | 0 | 0.173
47392 | MCCARTHY SCHOOL-01824PV300NM |  | NO RESOURCE | PHOTOVOLTAIC | SUN |  | 2015-08-25 04:00 | Massachusetts Electric Company | Chelmsford | MA | CMA/NEMA | WCMA |  | 0.3 | 0 | 0.132
47393 | HARRINGTON SCHOOL-01824PV295NM |  | NO RESOURCE | PHOTOVOLTAIC | SUN |  | 2015-08-27 04:00 | Massachusetts Electric Company | North Chelmsford | MA | CMA/NEMA | WCMA |  | 0.295 | 0 | 0.114
47399 | NM-BWC ORIGINATION |  | NO RESOURCE | PHOTOVOLTAIC | SUN |  | 2015-08-24 04:00 | NSTAR Electric Company | Hadley | MA | WMA | WCMA |  | 0.833 | 0 | 0.377
47407 | NM-LYNN EDWARDS |  | NO RESOURCE | PHOTOVOLTAIC | SUN |  | 2015-08-24 04:00 | NSTAR Electric Company | Hadley | MA | WMA | WCMA |  | 0.095 | 0 | 0.037
47410 | CHELMSFORD HIGH-01824PV225NM |  | NO RESOURCE | PHOTOVOLTAIC | SUN |  | 2015-08-27 04:00 | Massachusetts Electric Company | North Chelmsford | MA | CMA/NEMA | WCMA |  | 0.225 | 0 | 0.101
47411 | PARKER SCHOOL-01824PV225NM |  | NO RESOURCE | PHOTOVOLTAIC | SUN |  | 2015-08-27 04:00 | Massachusetts Electric Company | Chelmsford | MA | CMA/NEMA | WCMA |  | 0.225 | 0 | 0.082
47412 | BYAM SCHOOL-01824-PV225NM |  | NO RESOURCE | PHOTOVOLTAIC | SUN |  | 2015-09-01 04:00 | Massachusetts Electric Company | Chelmsford | MA | CMA/NEMA | WCMA |  | 0.225 | 0 | 0
47419 | NM-TOWN OF WEST SPRINGFIELD | 40595 | Southwick | PHOTOVOLTAIC | SUN |  | 2015-08-24 04:00 | NSTAR Electric Company | Southwick | MA | WMA | WCMA |  | 3.3 | 0 | 1.226
47420 | NM-TOWN OF LONGMEADOW |  | NO RESOURCE | PHOTOVOLTAIC | SUN |  | 2015-08-24 04:00 | NSTAR Electric Company | Tolland | MA | WMA | WCMA |  | 3.34 | 0 | 1.662
47421 | NM-TOWN OF ASHFIELD |  | NO RESOURCE | PHOTOVOLTAIC | SUN |  | 2015-08-24 04:00 | NSTAR Electric Company | Hadley | MA | WMA | WCMA |  | 2.5 | 0 | 1.163
47422 | NM-UMASS AMHERST |  | NO RESOURCE | PHOTOVOLTAIC | SUN |  | 2015-08-24 04:00 | NSTAR Electric Company | Whately | MA | WMA | WCMA |  | 2 | 0 | 0.906
47424 | SUN EDISON - SUDBURY 2417 | 38378 | LSRHS | PHOTOVOLTAIC | SUN |  | 2015-09-01 04:00 | NSTAR Electric Company | Sudbury | MA | BOSTON | NEMA |  | 0.98 | 0 | 0.434
47443 | HA MA SOLAR-01036PV3500NM | 41419 | MA_421_3.5 PV_229 SOMERS RD_HAMPDEN | PHOTOVOLTAIC | SUN |  | 2015-09-23 04:00 | Massachusetts Electric Company | Hampden | MA | WMA | WCMA |  | 3.5 | 0 | 1.75
47444 | SUN EDISON ORIG3-02769PV3334NM | 41352 | MA_340_3.334 PV_280 SUMMER ST_REHOBOTH | PHOTOVOLTAIC | SUN |  | 2015-09-23 04:00 | Massachusetts Electric Company | Rehoboth | MA | RI | SEMA |  | 3.334 | 0 | 1.7
47445 | NORTH ADAMS-01247PV2250NM | 40698 | Syncarpha North Adams | PHOTOVOLTAIC | SUN |  | 2015-09-23 04:00 | Massachusetts Electric Company | North Adams | MA | WMA | WCMA |  | 2.25 | 0 | 1.345
47446 | BWC 5 MILE RIVER-01519PV2000NM | 38560 | Grafton | PHOTOVOLTAIC | SUN |  | 2015-09-25 04:00 | Massachusetts Electric Company | Grafton | MA | CMA/NEMA | WCMA |  | 2 | 0 | 1.024
47447 | BWC 5 MILE RIVER-01031PV1890NM | 41413 | MA_380_1.89 PV_262 LOWER RD_GILBERTVILLE | PHOTOVOLTAIC | SUN |  | 2015-09-25 04:00 | Massachusetts Electric Company | Gilbertville | MA | WMA | WCMA |  | 1.89 | 0 | 0.545
47448 | BWC 5 MILE RIVER-01031PV1000NM | 41417 | MA_381_1 PV_262 LOWER RD_GILBERTVILLE | PHOTOVOLTAIC | SUN |  | 2015-09-25 04:00 | Massachusetts Electric Company | Gilbertville | MA | WMA | WCMA |  | 1 | 0 | 0.079
47455 | BROCKTON WALMART-02301PV252QF |  | NO RESOURCE | PHOTOVOLTAIC | SUN |  | 2015-09-28 04:00 | Massachusetts Electric Company | Brockton | MA | SEMA | SEMA |  | 0.252 | 0 | 0
47477 | TOWN OF WAREHAM 2155 |  | NO RESOURCE | PHOTOVOLTAIC | SUN |  | 2015-09-29 04:00 | NSTAR Electric Company | Plymouth | MA | SEMA | SEMA |  | 4.75 | 0 | 2.515
47484 | TOWN OF DARTMOUTH 1924 |  | NO RESOURCE | PHOTOVOLTAIC | SUN |  | 2015-10-05 04:00 | NSTAR Electric Company | Dartmouth | MA | SEMA | SEMA |  | 2.75 | 0 | 0
47485 | TOWN OF DARTMOUTH 1925 |  | NO RESOURCE | PHOTOVOLTAIC | SUN |  | 2015-10-05 04:00 | NSTAR Electric Company | Dartmouth | MA | SEMA | SEMA |  | 4 | 0 | 0.863
47486 | PLAINVILLE GAMING-02762PV615QF |  | NO RESOURCE | PHOTOVOLTAIC | SUN |  | 2015-10-08 04:00 | Massachusetts Electric Company | Plainville | MA | RI | SEMA |  | 0.615 | 0 | 0
47487 | N KINGSTOWN SOLAR-02852PV495DG | 38881 | DGSC PV495_1720 Davisville Rd_North Kingstown | PHOTOVOLTAIC | SUN |  | 2015-10-16 04:00 | The Narragansett Electric Company | North Kingstown | RI | RI | RI |  | 0.495 | 0 | 0.204
47504 | CVEC EDGARTOWN - 1886 | 40765 | CVEC EDGARTOWN - 1886 | PHOTOVOLTAIC | SUN |  | 2015-10-29 04:00 | NSTAR Electric Company | Edgartown | MA | SEMA | SEMA |  | 1.083 | 0 | 0.518
47505 | CVEC EDGARTOWN - 1887 | 40778 | CVEC EDGARTOWN - 1887 | PHOTOVOLTAIC | SUN |  | 2015-10-29 04:00 | NSTAR Electric Company | Edgartown | MA | SEMA | SEMA |  | 1.083 | 0 | 0.511
47506 | CVEC HARWICH - 1913 | 40777 | CVEC HARWICH - 1913 | PHOTOVOLTAIC | SUN |  | 2015-10-29 04:00 | NSTAR Electric Company | Harwich | MA | SEMA | SEMA |  | 4 | 0 | 1.873
47530 | SEEKONK WALMART-02771PV230QF |  | NO RESOURCE | PHOTOVOLTAIC | SUN |  | 2015-11-03 05:00 | Massachusetts Electric Company | Seekonk | MA | RI | SEMA |  | 0.23 | 0 | 0
47703 | WEST ST NOMINEE-01747PV490NM | 41150 | MA_354_0.49 PV_142 WEST ST_HOPEDALE | PHOTOVOLTAIC | SUN |  | 2015-12-04 05:00 | Massachusetts Electric Company | Hopedale | MA | RI | SEMA |  | 0.49 | 0 | 1.569
47731 | 245 RIVER STREET PLACE LLC |  | NO RESOURCE | PHOTOVOLTAIC | SUN |  | 2015-12-14 05:00 | Fitchburg Gas & Electric Light Company | Fitchburg | MA | WMA | WCMA |  | 0.4 | 0 | 0.16
47741 | FUTURE GEN WIND | 38669 | Future Gen Wind | WIND TURBINE | WON |  | 2016-08-16 04:00 | RWE Clean Energy Wholesale Services, Inc. | Plymouth | MA | SEMA | SEMA | 59622 | 7.6 | 1.391 | 0.793
47749 | UI RCP BGPT PV |  | NO RESOURCE | PHOTOVOLTAIC | SUN |  | 2015-12-17 05:00 | United Illuminating Company, The | Bridgeport | CT | SWCT | CT |  | 2.2 | 0.001 | 1.017
47752 | AMPERSAND BROOKLYN DAM HYDRO |  | NO RESOURCE | HYDRO: RUN OF RIVER | WAT |  | 2015-12-18 05:00 | Public Service Company of New Hampshire | Northumberland | NH | NH | NH |  | 0.6 | 0.16 | 0.03
47836 | QUABBIN WIRE-01082PV70NM |  | NO RESOURCE | PHOTOVOLTAIC | SUN |  | 2015-12-29 05:00 | Massachusetts Electric Company | Ware | MA | WMA | WCMA |  | 0.07 | 0 | 0
47837 | QUABBIN WIRE-01082PV224NM |  | NO RESOURCE | PHOTOVOLTAIC | SUN |  | 2015-12-29 05:00 | Massachusetts Electric Company | Ware | MA | WMA | WCMA |  | 0.224 | 0 | 0
47838 | GOODING FAMILY-02302PV250NM |  | NO RESOURCE | PHOTOVOLTAIC | SUN |  | 2015-12-29 05:00 | Massachusetts Electric Company | Brockton | MA | SEMA | SEMA |  | 0.25 | 0 | 0.079
47950 | LANDOFTHESKY250-01005PVNM | 41186 | MA_402_0.48 PV_250 SPRING-HILL RD_BARRE | PHOTOVOLTAIC | SUN |  | 2016-02-16 05:00 | Massachusetts Electric Company | Barre | MA | WMA | WCMA |  | 0.48 | 0 | 0.178
47951 | LANDOFTHESKY251-01005PVNM | 41297 | MA_437_0.48 PV_251 Spring Hill Road_Barre | PHOTOVOLTAIC | SUN |  | 2016-02-16 05:00 | Massachusetts Electric Company | Barre | MA | WMA | WCMA |  | 0.48 | 0 | 0.068
47952 | LANDOFTHESKY252-01005PVNM | 41188 | MA_403_0.48 PV_252 SPRING-HILL RD_BARRE | PHOTOVOLTAIC | SUN |  | 2016-02-16 05:00 | Massachusetts Electric Company | Barre | MA | WMA | WCMA |  | 0.48 | 0 | 0.193
47953 | LANDOFTHESKY253-01005PVNM | 41190 | MA_404_0.48 PV_253 SPRING-HILL RD_BARRE | PHOTOVOLTAIC | SUN |  | 2016-02-16 05:00 | Massachusetts Electric Company | Barre | MA | WMA | WCMA |  | 0.48 | 0 | 0.125
47954 | WINN SOLAR THREE-01841PV115NM |  | NO RESOURCE | PHOTOVOLTAIC | SUN |  | 2016-02-12 05:00 | Massachusetts Electric Company | Lawrence | MA | CMA/NEMA | WCMA |  | 0.115 | 0 | 0.045
47955 | BELLINGHAM PLAZA-02019PV198QF |  | NO RESOURCE | PHOTOVOLTAIC | SUN |  | 2016-02-12 05:00 | Massachusetts Electric Company | Bellingham | MA | RI | SEMA |  | 0.198 | 0 | 0.026
47956 | ANDOVER COMPANIES-01810PV494NM | 41132 | MA_103_0.494 PV_95 OLD-RIVER RD_ANDOVER | PHOTOVOLTAIC | SUN |  | 2016-02-12 05:00 | Massachusetts Electric Company | Andover | MA | CMA/NEMA | WCMA |  | 0.494 | 0 | 0.245
47959 | ZORENA-01590PV100NM |  | NO RESOURCE | PHOTOVOLTAIC | SUN |  | 2016-02-22 05:00 | Massachusetts Electric Company | Sutton | MA | CMA/NEMA | WCMA |  | 0.1 | 0 | 0.044
47985 | DENNISON LUBRICANT01607PV308QF |  | NO RESOURCE | PHOTOVOLTAIC | SUN |  | 2016-03-11 05:00 | Massachusetts Electric Company | Worcester | MA | CMA/NEMA | WCMA |  | 0.308 | 0 | 0.097
47991 | SOLTERRA LLC SOLAR PROJECT |  | NO RESOURCE | PHOTOVOLTAIC | SUN |  | 2017-01-04 05:00 | Clearway Power Marketing LLC | Spencer | MA | WMA | WCMA | 60391 | 15.7035 | 0 | 8.201
47992 | BREAKAWAY ICE-01876PV120NM |  | NO RESOURCE | PHOTOVOLTAIC | SUN |  | 2016-03-22 04:00 | Massachusetts Electric Company | TEWKSBURY | MA | BOSTON | NEMA |  | 0.12 | 0 | 0
47993 | 217 EAST RD SOLAR-01220PV996NM |  | NO RESOURCE | PHOTOVOLTAIC | SUN |  | 2016-03-24 04:00 | Massachusetts Electric Company | Adams | MA | WMA | WCMA |  | 0.996 | 0 | 0.527
47994 | NAT GRID ATTLEBORO02703PV996QF | 38704 | Richardson Ave Attleboro PV 2 | PHOTOVOLTAIC | SUN |  | 2016-03-24 04:00 | Massachusetts Electric Company | Attleboro | MA | RI | SEMA |  | 0.996 | 0 | 0.439
47995 | NATL GRID SHIRLEY-01464PV996QF | 38538 | Groton Road Shirley PV | PHOTOVOLTAIC | SUN |  | 2016-03-24 04:00 | Massachusetts Electric Company | Shirley | MA | CMA/NEMA | WCMA |  | 0.996 | 0 | 0.419
47996 | NAT GRID CHARLTON-01507PV684QF | 38528 | 29 Oxford Rd Charlton PV | PHOTOVOLTAIC | SUN |  | 2016-03-28 04:00 | Massachusetts Electric Company | Charlton | MA | WMA | WCMA |  | 0.684 | 0 | 0.263
48022 | WINN SOLAR THREE-01852PV120NM |  | NO RESOURCE | PHOTOVOLTAIC | SUN |  | 2016-03-30 04:00 | Massachusetts Electric Company | Lowell | MA | CMA/NEMA | WCMA |  | 0.12 | 0 | 0.054
48075 | STONY HILL SOLAR-01036PV499NM | 41250 | MA_82_0.499 PV_39 STONY-HILL RD_HAMPDEN | PHOTOVOLTAIC | SUN |  | 2016-04-01 04:00 | Massachusetts Electric Company | Hampden | MA | WMA | WCMA |  | 0.499 | 0 | 0.186
48081 | APOLLO SOLAR-01876PV268NM |  | NO RESOURCE | PHOTOVOLTAIC | SUN |  | 2016-04-01 04:00 | Massachusetts Electric Company | Tewksbury | MA | CMA/NEMA | WCMA |  | 0.268 | 0 | 0
48082 | HANCOCK WIND |  | NO RESOURCE | WIND TURBINE | WON |  | 2016-12-14 05:00 | Hancock Wind, LLC | Hancock County | ME | BHE | ME | 58686 | 61.37 | 15.619 | 6.885
48083 | FRENCH RIVER | 40896 | BWC French River Solar, LLC | PHOTOVOLTAIC | SUN |  | 2016-12-02 05:00 | Galt Power Inc. | Oxford | MA | WMA | WCMA | 61342 | 12.35 | 0 | 6.199
48120 | GRANITE RIDGE ENERGY 1A | 45306 | Granite Ridge 1A | COMBINED CYCLE | NG |  | 2003-04-01 05:00 | Calpine Energy Services, LP | Londonderry | NH | NH | NH | 55170 | 395.25 | 366.058 | 318.293
48121 | GRANITE RIDGE ENERGY 1B | 45307 | Granite Ridge 1B | COMBINED CYCLE | NG |  | 2003-04-01 05:00 | Calpine Energy Services, LP | Londonderry | NH | NH | NH | 55170 | 395.25 | 366.058 | 318.293
48166 | MAYBURY01028SOLAR250NM |  | NO RESOURCE | PHOTOVOLTAIC | SUN |  | 2016-04-11 04:00 | Massachusetts Electric Company | E Longmeadow | MA | WMA | WCMA |  | 0.25 | 0 | 0.02
48170 | SYNCARPHA PALMER-01069PV4995NM | 41309 | MA_4_4.995 PV_311 EMERY ST_PALMER | PHOTOVOLTAIC | SUN |  | 2016-04-14 04:00 | Massachusetts Electric Company | Palmer | MA | WMA | WCMA |  | 4.995 | 0 | 2.44
48171 | HALIFAX SOLAR NG-02338PV2500NM | 41436 | MA_372_2.492 PV_0 MONPONSETT ST_HALIFAX | PHOTOVOLTAIC | SUN |  | 2016-04-14 04:00 | Massachusetts Electric Company | Halifax | MA | SEMA | SEMA |  | 2.5 | 0 | 1.248
48172 | BLUEWAVE CAPITAL-02769PV1670NM | 41083 | MA_22_1.67 PV_60 MARTIN ST_REHOBOTH | PHOTOVOLTAIC | SUN |  | 2016-04-15 04:00 | Massachusetts Electric Company | Rehoboth | MA | RI | SEMA |  | 1.67 | 0 | 1.013
48177 | PARKRIDGE-01835PV92.4NM |  | NO RESOURCE | PHOTOVOLTAIC | SUN |  | 2016-04-15 04:00 | Massachusetts Electric Company | Haverhill | MA | BOSTON | NEMA |  | 0.092 | 0 | 0.046
48178 | PLAINVILLE TARGET-02762PV414QF |  | NO RESOURCE | PHOTOVOLTAIC | SUN |  | 2016-04-19 04:00 | Massachusetts Electric Company | Plainville | MA | RI | SEMA |  | 0.414 | 0 | 0
48205 | GENERAL WOODWKNG2-01851PV100NM |  | NO RESOURCE | PHOTOVOLTAIC | SUN |  | 2016-04-22 04:00 | Massachusetts Electric Company | Lowell | MA | CMA/NEMA | WCMA |  | 0.1 | 0 | 0.033
48206 | GENERAL WOODWKNG1-01851PV224NM |  | NO RESOURCE | PHOTOVOLTAIC | SUN |  | 2016-04-22 04:00 | Massachusetts Electric Company | Lowell | MA | CMA/NEMA | WCMA |  | 0.224 | 0 | 0.052
48221 | 146 SUPPLY CTR-01527PV98NM |  | NO RESOURCE | PHOTOVOLTAIC | SUN |  | 2016-05-05 04:00 | Massachusetts Electric Company | Millbury | MA | CMA/NEMA | WCMA |  | 0.098 | 0 | 0.002
48225 | SWANSEA TARGET-02777PV483NM |  | NO RESOURCE | PHOTOVOLTAIC | SUN |  | 2016-05-02 04:00 | Massachusetts Electric Company | Swansea | MA | RI | SEMA |  | 0.483 | 0 | 0.05
48226 | UXBRIDGE PRO STGE-01569PV265NM |  | NO RESOURCE | PHOTOVOLTAIC | SUN |  | 2016-05-02 04:00 | Massachusetts Electric Company | Uxbridge | MA | RI | SEMA |  | 0.265 | 0 | 0
48232 | TOWN OF WENDELL-01473PV600NM | 41341 | MA_422_0.6 PV_100 SIMPLEX DR_WESTMINSTER | PHOTOVOLTAIC | SUN |  | 2016-05-09 04:00 | Massachusetts Electric Company | Westminster | MA | WMA | WCMA |  | 0.6 | 0 | 0.274
48239 | CYN OIL CORP-02072PV100NM |  | NO RESOURCE | PHOTOVOLTAIC | SUN |  | 2016-05-11 04:00 | Massachusetts Electric Company | Stoughton | MA | SEMA | SEMA |  | 0.1 | 0 | 0.02
48249 | WORC BURNCOAT-01606PV252QF |  | NO RESOURCE | PHOTOVOLTAIC | SUN |  | 2016-05-11 04:00 | Massachusetts Electric Company | Worcester | MA | CMA/NEMA | WCMA |  | 0.252 | 0 | 0.016
48250 | WORC FOREST GROVE-01605PV87NM |  | NO RESOURCE | PHOTOVOLTAIC | SUN |  | 2016-05-13 04:00 | Massachusetts Electric Company | Worcester | MA | CMA/NEMA | WCMA |  | 0.087 | 0 | 0
48314 | NAT GRID MILLBURY-01527PV684QF | 38539 | 40 Auburn Rd Millbury PV | PHOTOVOLTAIC | SUN |  | 2016-05-18 04:00 | Massachusetts Electric Company | Millbury | MA | WMA | WCMA |  | 0.684 | 0 | 0.171
48321 | WORC CHANDLER-01602PV100QF |  | NO RESOURCE | PHOTOVOLTAIC | SUN |  | 2016-05-17 04:00 | Massachusetts Electric Company | Worcester | MA | CMA/NEMA | WCMA |  | 0.1 | 0 | 0
48401 | EVERSOURCE PV N2123 |  | NO RESOURCE | PHOTOVOLTAIC | SUN |  | 2016-05-19 04:00 | Public Service Company of New Hampshire | Londonderry | NH | NH | NH |  | 0.121 | 0 | 0.045
48402 | MERCURY WIRE-01562PV224NM |  | NO RESOURCE | PHOTOVOLTAIC | SUN |  | 2016-05-19 04:00 | Massachusetts Electric Company | Spencer | MA | CMA/NEMA | WCMA |  | 0.224 | 0 | 0
48403 | FACILITY MGT CORP-01747PV200NM |  | NO RESOURCE | PHOTOVOLTAIC | SUN |  | 2016-05-19 04:00 | Massachusetts Electric Company | Hopedale | MA | RI | SEMA |  | 0.2 | 0 | 0.034
48406 | HERRICKS INC-01364PV112NM |  | NO RESOURCE | PHOTOVOLTAIC | SUN |  | 2016-05-20 04:00 | Massachusetts Electric Company | Orange | MA | WMA | WCMA |  | 0.112 | 0 | 0.036
48407 | ENRIGHT LLC-01879PV300NM |  | NO RESOURCE | PHOTOVOLTAIC | SUN |  | 2016-05-24 04:00 | Massachusetts Electric Company | Tyngsboro | MA | CMA/NEMA | WCMA |  | 0.3 | 0 | 0.149
48426 | 19 POND RD LLC-01930PV200NM |  | NO RESOURCE | PHOTOVOLTAIC | SUN |  | 2016-05-26 04:00 | Massachusetts Electric Company | Gloucester | MA | BOSTON | NEMA |  | 0.2 | 0 | 0.073
48584 | LAND OF THE SKY1-01550PV480NM | 41159 | MA_202_0.48 PV_719 GUELPHWOOD RD_SOUTHBRIDGE | PHOTOVOLTAIC | SUN |  | 2016-06-01 04:00 | Massachusetts Electric Company | Southbridge | MA | WMA | WCMA |  | 0.48 | 0 | 0.231
48585 | LAND OF THE SKY2-01550PV480NM | 41173 | MA_312_0.48 PV_720 GUELPHWOOD RD_SOUTHBRIDGE | PHOTOVOLTAIC | SUN |  | 2016-06-01 04:00 | Massachusetts Electric Company | Southbridge | MA | WMA | WCMA |  | 0.48 | 0 | 0.241
48586 | LAND OF THE SKY3-01550PV480NM | 41174 | MA_313_0.48 PV_721 GUELPHWOOD RD_SOUTHBRIDGE | PHOTOVOLTAIC | SUN |  | 2016-06-01 04:00 | Massachusetts Electric Company | Southbridge | MA | WMA | WCMA |  | 0.48 | 0 | 0.24
48587 | LAND OF THE SKY4-01550PV480NM | 41175 | MA_314_0.48 PV_722 GUELPHWOOD RD_SOUTHBRIDGE | PHOTOVOLTAIC | SUN |  | 2016-06-01 04:00 | Massachusetts Electric Company | Southbridge | MA | WMA | WCMA |  | 0.48 | 0 | 0.247
48588 | SOLARCITY CORP-01096PV2266NM |  | NO RESOURCE | PHOTOVOLTAIC | SUN |  | 2016-06-01 04:00 | Massachusetts Electric Company | Williamsburg | MA | WMA | WCMA |  | 2.266 | 0 | 0
48643 | DURHAM PV N3524 |  | NO RESOURCE | PHOTOVOLTAIC | SUN |  | 2016-06-27 04:00 | Public Service Company of New Hampshire | Lee | NH | NH | NH |  | 0.504 | 0 | 0.225
48645 | PISGAH MOUNTAIN WIND |  | NO RESOURCE | WIND TURBINE | WON |  | 2016-12-16 05:00 | WEB Renewable Energy USA, LLC | Clifton | ME | BHE | ME | 60404 | 9.5 | 3.213 | 1.267
48651 | TRINITYEMS01853PV64.8NM |  | NO RESOURCE | PHOTOVOLTAIC | SUN |  | 2016-07-06 04:00 | Massachusetts Electric Company | Lowell | MA | CMA/NEMA | WCMA |  | 0.065 | 0 | 0.008
48659 | MILTON PV N3084 |  | NO RESOURCE | PHOTOVOLTAIC | SUN |  | 2016-07-12 04:00 | Public Service Company of New Hampshire | Milton | NH | NH | NH |  | 0.75 | 0 | 0.357
48664 | S COUNTY-02822PV878DG | 38884 | DGSC PV912_260 South County Trail_Exeter | PHOTOVOLTAIC | SUN |  | 2016-07-19 04:00 | The Narragansett Electric Company | Exeter | RI | RI | RI |  | 0.878 | 0 | 0.401
48665 | IMPERIAL DELTAH-02914PV264NM |  | NO RESOURCE | PHOTOVOLTAIC | SUN |  | 2016-07-27 04:00 | The Narragansett Electric Company | East Providence | RI | RI | RI |  | 0.264 | 0 | 0
48674 | RES.RD.HOLDINGS-02136PV2500NM | 41338 | MA_420_2.5 PV_293 PARK ST_HOUSATONIC | PHOTOVOLTAIC | SUN |  | 2016-07-27 04:00 | Massachusetts Electric Company | Housatonic | MA | WMA | WCMA |  | 2.5 | 0 | 1.247
48675 | HARBOR02324PV2967NM |  | NO RESOURCE | PHOTOVOLTAIC | SUN |  | 2016-07-28 04:00 | Massachusetts Electric Company | BRIDGEWATER | MA | SEMA | SEMA |  | 2.967 | 0 | 0.306
48694 | MERCURY (198)-01543PV2000NM |  | NO RESOURCE | PHOTOVOLTAIC | SUN |  | 2016-08-02 04:00 | Massachusetts Electric Company | Rutland | MA | WMA | WCMA |  | 2 | 0 | 0.927
48695 | SALEM 5 | 45290 | Salem 5 | COMBINED CYCLE | NG |  | 2018-05-31 04:00 | Salem Harbor Power Development LP | Salem | MA | BOSTON | NEMA | 60903 | 304.13 | 357.8 | 334.294
48696 | SALEM 6 | 45291 | Salem 6 | COMBINED CYCLE | NG |  | 2018-05-31 04:00 | Salem Harbor Power Development LP | Salem | MA | BOSTON | NEMA | 60903 | 304.13 | 346.588 | 336.076
48698 | STORZ 2101B-01507PV2000NM | 41044 | MA_323_2 PV_19 CARPENTER-HILL RD_CHARLTON | PHOTOVOLTAIC | SUN |  | 2016-08-02 04:00 | Massachusetts Electric Company | CHARLTON | MA | WMA | WCMA |  | 2 | 0 | 1.007
48705 | SUN E. BRDGEWTR-02324PV3000NM | 38376 | Landcraft | PHOTOVOLTAIC | SUN |  | 2016-08-02 04:00 | Massachusetts Electric Company | Bridgewater | MA | SEMA | SEMA |  | 3 | 0 | 1.445
48713 | STORZ 2101A-01507PV2000NM | 41050 | MA_325_2 PV_91 CARPENTER-HILL RD_CHARLTON | PHOTOVOLTAIC | SUN |  | 2016-08-01 04:00 | Massachusetts Electric Company | CHARLTON | MA | WMA | WCMA |  | 2 | 0 | 0.86
48714 | ONSET EAST | 38701 | Onset East | PHOTOVOLTAIC | SUN |  | 2016-08-04 04:00 | NSTAR Electric Company | Wareham | MA | SEMA | SEMA |  | 1 | 0 | 0.373
48715 | ONSET WEST | 38702 | Onset West | PHOTOVOLTAIC | SUN |  | 2016-08-04 04:00 | NSTAR Electric Company | Wareham | MA | SEMA | SEMA |  | 1 | 0 | 0.365
48718 | BRODIE MT RD-01237PV2000NM | 41152 | MA_378_2 PV_0 BRODIE-MOUNTAIN RD_HANCOCK | PHOTOVOLTAIC | SUN |  | 2016-08-03 04:00 | Massachusetts Electric Company | Hancock | MA | WMA | WCMA |  | 2 | 0 | 0.91
48719 | HOUSATONIC-WARE-01092PV960NM | 41337 | MA_391_0.96 PV_70 WARE RD_WEST WARREN | PHOTOVOLTAIC | SUN |  | 2016-08-04 04:00 | Massachusetts Electric Company | WEST WARREN | MA | WMA | WCMA |  | 0.96 | 0 | 0.497
48720 | WESTBROOKFIELD-01585PV1400NM | 41351 | MA_330_1.4 PV_175-185 E MAIN RD_W BROOKFIELD | PHOTOVOLTAIC | SUN |  | 2016-08-09 04:00 | Massachusetts Electric Company | W BROOKFIELD | MA | WMA | WCMA |  | 1.4 | 0 | 0.643
48721 | HOUSATONIC SPRING-01092PV952NM | 41213 | MA_390_0.952 PV_87 SPRING ST_WEST WARREN | PHOTOVOLTAIC | SUN |  | 2016-08-09 04:00 | Massachusetts Electric Company | WEST WARREN | MA | WMA | WCMA |  | 0.952 | 0 | 0.426
48722 | BURTONVILLAGE01452PV96NM |  | NO RESOURCE | PHOTOVOLTAIC | SUN |  | 2016-08-11 04:00 | Massachusetts Electric Company | HUBBARDSTON | MA | CMA/NEMA | WCMA |  | 0.096 | 0 | 0
48723 | INDEPENDENCE2575-02072PV1725NM |  | NO RESOURCE | PHOTOVOLTAIC | SUN |  | 2016-08-11 04:00 | Massachusetts Electric Company | Stoughton | MA | SEMA | SEMA |  | 1.725 | 0 | 0.776
48726 | 510PV DEV. 2-01566PV996QF | 38545 | 90 River Rd Sturbridge PV | PHOTOVOLTAIC | SUN |  | 2016-08-08 04:00 | Massachusetts Electric Company | Sturbridge | MA | WMA | WCMA |  | 0.996 | 0 | 0.362
48727 | 510PVDEVKELLY1-01566PV996QF | 38544 | 17 Kelly Rd Sturbridge PV | PHOTOVOLTAIC | SUN |  | 2016-08-08 04:00 | Massachusetts Electric Company | Sturbridge | MA | WMA | WCMA |  | 0.996 | 0 | 0.292
48728 | MECO.LCSTR-01524PV684QF | 38494 | 24 Boutilier Rd Leicester PV | PHOTOVOLTAIC | SUN |  | 2016-08-11 04:00 | Massachusetts Electric Company | Leicester | MA | WMA | WCMA |  | 0.684 | 0 | 0.244
48741 | CECSOLAR#1050-01569PV950NM | 41270 | MA_65_0.95 PV_890 MONAHAN DR_UXBRIDGE | PHOTOVOLTAIC | SUN |  | 2016-08-16 04:00 | Massachusetts Electric Company | Uxbridge | MA | RI | SEMA |  | 0.95 | 0 | 0.497
48742 | HOUSATONIC 1734-01236PV2100NM | 41422 | MA_416_1.988 PV_67 VAN-DEUSENVILLE RD_HOUSATONIC | PHOTOVOLTAIC | SUN |  | 2016-08-16 04:00 | Massachusetts Electric Company | Housatonic | MA | WMA | WCMA |  | 2.1 | 0 | 1.157
48743 | ECASOLAR39TOZERRD-01915PV840NM | 41221 | MA_425_0.84 PV_39 TOZER RD_BEVERLY | PHOTOVOLTAIC | SUN |  | 2016-08-12 04:00 | Massachusetts Electric Company | Beverly | MA | BOSTON | NEMA |  | 0.84 | 0 | 0.407
48747 | BRAUNSEXPRESS-01747PV164NM |  | NO RESOURCE | PHOTOVOLTAIC | SUN |  | 2016-08-18 04:00 | Massachusetts Electric Company | Hopedale | MA | RI | SEMA |  | 0.164 | 0 | 0.051
48749 | ARSENAULT2103-01585PV800NM | 41353 | MA_331_0.8 PV_94 JOHN-GILBERT RD_W BROOKFIELD | PHOTOVOLTAIC | SUN |  | 2016-08-23 04:00 | Massachusetts Electric Company | W Brookfield | MA | WMA | WCMA |  | 0.8 | 0 | 0.438
48750 | BLUEWAVE 8861-01540PV1500NM |  | NO RESOURCE | PHOTOVOLTAIC | SUN |  | 2016-08-24 04:00 | Massachusetts Electric Company | Oxford | MA | WMA | WCMA |  | 1.5 | 0 | 0.571
48751 | BLUEWAVE5149-02766PV750NM | 41091 | MA_361_0.75 PV_0 FAIRLEE LN_NORTON | PHOTOVOLTAIC | SUN |  | 2016-08-24 04:00 | Massachusetts Electric Company | Norton | MA | SEMA | SEMA |  | 0.75 | 0.009 | 0.474
48752 | BLUEWAVE 5161-02766PV750NM | 41092 | MA_362_0.75 PV_0 FAIRLEE LN_NORTON | PHOTOVOLTAIC | SUN |  | 2016-08-24 04:00 | Massachusetts Electric Company | Norton | MA | SEMA | SEMA |  | 0.75 | 0 | 0.372
48754 | NEA BELLINGHAM 1A | 507 | NEA BELLINGHAM | COMBINED CYCLE | NG | DFO | 1991-10-01 04:00 | NextEra Energy Marketing, LLC | Bellingham | MA | RI | SEMA | 10307 | 272.46 | 166.463 | 142.699
48755 | NEA BELLINGHAM 1B | 507 | NEA BELLINGHAM | COMBINED CYCLE | NG | DFO | 1991-10-01 04:00 | NextEra Energy Marketing, LLC | Bellingham | MA | RI | SEMA | 10307 | 258.12 | 166.462 | 142.698
48757 | SAFEHARBOROTIS-01581PV741NM | 41148 | MA_349_0.741 PV_53 OTIS ST_WESTBOROUGH | PHOTOVOLTAIC | SUN |  | 2016-08-26 04:00 | Massachusetts Electric Company | Westborough | MA | CMA/NEMA | WCMA |  | 0.741 | 0 | 0.358
48758 | CEDEV.MEETINGST-02905PV75NM |  | NO RESOURCE | PHOTOVOLTAIC | SUN |  | 2016-08-18 04:00 | The Narragansett Electric Company | Providence | RI | RI | RI |  | 0.075 | 0 | 0
48766 | CECSOLAR#1045-01569PV728NM | 41202 | MA_352_0.728 PV_62 COMMERCE DR_UXBRIDGE | PHOTOVOLTAIC | SUN |  | 2016-08-26 04:00 | Massachusetts Electric Company | Uxbridge | MA | RI | SEMA |  | 0.728 | 0 | 0.294
48767 | 510PVDEVNASHUARD-01463PV990NM | 41259 | MA_50_0.984 PV_173 NASHUA RD_PEPPERELL | PHOTOVOLTAIC | SUN |  | 2016-08-26 04:00 | Massachusetts Electric Company | Pepperell | MA | CMA/NEMA | WCMA |  | 0.99 | 0 | 0.539
48774 | FOSTER-SOLAR-02857PV1170RIDG | 38883 | DGSC PV1170_23 Theodore Foster Rd_Foster | PHOTOVOLTAIC | SUN |  | 2016-08-19 04:00 | The Narragansett Electric Company | North Scituate | RI | RI | RI |  | 1.17 | 0 | 0.481
48778 | CECSOLAR#1051-01569PV450NM | 41434 | MA_116_0.45 PV_891 MONAHAN DR_UXBRIDGE | PHOTOVOLTAIC | SUN |  | 2016-08-24 04:00 | Massachusetts Electric Company | Uxbridge | MA | RI | SEMA |  | 0.45 | 0 | 0.232
48787 | KNIGHT FARM-02828PV70NM |  | NO RESOURCE | PHOTOVOLTAIC | SUN |  | 2016-08-25 04:00 | The Narragansett Electric Company | Greenville | RI | RI | RI |  | 0.07 | 0 | 0.01
48788 | HOWLANDASS.-02865PV136NM |  | NO RESOURCE | PHOTOVOLTAIC | SUN |  | 2016-08-26 04:00 | The Narragansett Electric Company | Lincoln | RI | RI | RI |  | 0.136 | 0 | 0.023
48801 | BELLAENERGY5140-02715PV499NM | 41355 | MA_83_0.499 PV_1401 WILLIAMS ST_DIGHTON | PHOTOVOLTAIC | SUN |  | 2016-08-26 04:00 | Massachusetts Electric Company | Dighton | MA | SEMA | SEMA |  | 0.499 | 0 | 0.278
48810 | 510PVDEV.ELLIS RD-01473PV480NM | 41112 | MA_108_0.48 PV_51 ELLIS RD_WESTMINSTER | PHOTOVOLTAIC | SUN |  | 2016-09-01 04:00 | Massachusetts Electric Company | Westminster | MA | WMA | WCMA |  | 0.48 | 0 | 0.208
48811 | ALVES238E.MAINRD-02842PV86.4NM |  | NO RESOURCE | PHOTOVOLTAIC | SUN |  | 2016-09-01 04:00 | The Narragansett Electric Company | Middletown | RI | RI | RI |  | 0.086 | 0 | 0.038
48815 | NEXTSUNWALKERRD-01464PV2000NM | 41274 | MA_293_2 PV_56 WALKER RD_SHIRLEY | PHOTOVOLTAIC | SUN |  | 2016-08-31 04:00 | Massachusetts Electric Company | Shirley | MA | CMA/NEMA | WCMA |  | 2 | 0 | 1.068
48816 | 510PVDEVBARRE-01005PV480NM | 41121 | MA_109_0.48 PV_771 S BARRE RD_BARRE | PHOTOVOLTAIC | SUN |  | 2016-08-31 04:00 | Massachusetts Electric Company | Barre | MA | WMA | WCMA |  | 0.48 | 0 | 0.234
48818 | 510PV_NBROOKFIELD-01535PV480NM | 41120 | MA_110_0.48 PV_107 NEW-BRAINTREE RD_N BROOKFIELD | PHOTOVOLTAIC | SUN |  | 2016-08-31 04:00 | Massachusetts Electric Company | North Brookfield | MA | WMA | WCMA |  | 0.48 | 0 | 0.246
48819 | BLUEWAVE7629-02766PV500NM | 41318 | MA_360_0.75 PV_0 FAIRLEE LN_NORTON | PHOTOVOLTAIC | SUN |  | 2016-08-30 04:00 | Massachusetts Electric Company | Norton | MA | SEMA | SEMA |  | 0.75 | 0 | 0.329
48820 | WNEWBURYMAINSTLLC-01985PV354NM | 41060 | MA_133_0.354 PV_694 MAIN ST_WEST NEWBURY | PHOTOVOLTAIC | SUN |  | 2016-09-02 04:00 | Massachusetts Electric Company | West Newbury | MA | BOSTON | NEMA |  | 0.354 | 0 | 0.215
48824 | KJA PROPERTIES-02842PV63NM |  | NO RESOURCE | PHOTOVOLTAIC | SUN |  | 2016-09-07 04:00 | The Narragansett Electric Company | Middletown | RI | SEMA | RI |  | 0.063 | 0 | 0.008
48828 | WINNSOLARWATERST-01604PV75.6NM |  | NO RESOURCE | PHOTOVOLTAIC | SUN |  | 2016-09-02 04:00 | Massachusetts Electric Company | Worcester | MA | CMA/NEMA | WCMA |  | 0.076 | 0 | 0.035
48858 | 530MAINSTR.E.LLC-01510PV183NM |  | NO RESOURCE | PHOTOVOLTAIC | SUN |  | 2016-09-12 04:00 | Massachusetts Electric Company | Clinton | MA | CMA/NEMA | WCMA |  | 0.183 | 0 | 0.052
48859 | BROOKFIELDWASTE-01506PV333NM | 41036 | MA_332_0.333 PV_0 QUABOAG ST_BROOKFIELD | PHOTOVOLTAIC | SUN |  | 2016-09-12 04:00 | Massachusetts Electric Company | Brookfield | MA | WMA | WCMA |  | 0.333 | 0 | 0.149
48862 | R.E.DEV.WILBRAHAM-01095PV750NM | 41273 | MA_74_0.75 PV_2720 BOSTON RD_WILBRAHAM | PHOTOVOLTAIC | SUN |  | 2016-09-09 04:00 | Massachusetts Electric Company | Wilbraham | MA | WMA | WCMA |  | 0.75 | 0 | 0.426
48863 | WESTBOROTENNIS-01510PV486QF |  | NO RESOURCE | PHOTOVOLTAIC | SUN |  | 2016-09-13 04:00 | Massachusetts Electric Company | Westborough | MA | CMA/NEMA | WCMA |  | 0.486 | 0 | 0.09
48874 | CLARKUNIVERSITY01610PV140NM |  | NO RESOURCE | PHOTOVOLTAIC | SUN |  | 2016-09-28 04:00 | Massachusetts Electric Company | Worcester | MA | WMA | WCMA |  | 0.14 | 0 | 0.077
48876 | CVEC_CHATHAM_ID1911 | 40775 | CVEC CHATHAM 1911 | PHOTOVOLTAIC | SUN |  | 2016-10-03 04:00 | NSTAR Electric Company | Chatham | MA | SEMA | SEMA |  | 1.5 | 0 | 0.8
48877 | CVEC_BREWSTER_ID1912 | 40776 | CVEC BREWSTER 1912 | PHOTOVOLTAIC | SUN |  | 2016-10-03 04:00 | NSTAR Electric Company | Brewster | MA | SEMA | SEMA |  | 1.083 | 0 | 0.427
48879 | WAREHAM_MA1_LLC_ID1972361 |  | NO RESOURCE | PHOTOVOLTAIC | SUN |  | 2016-10-03 04:00 | NSTAR Electric Company | Wareham | MA | SEMA | SEMA |  | 2 | 0 | 0.864
48880 | TOWN_OF_MASHPEE_ID2049 |  | NO RESOURCE | PHOTOVOLTAIC | SUN |  | 2016-10-03 04:00 | NSTAR Electric Company | Mashpee | MA | SEMA | SEMA |  | 1.5 | 0 | 0.734
48881 | CITY_OF_NEWBEDFORD_ID1939 |  | NO RESOURCE | PHOTOVOLTAIC | SUN |  | 2016-10-03 04:00 | NSTAR Electric Company | New Bedford | MA | SEMA | SEMA |  | 1.5 | 0 | 0.633
48882 | CVEC_MARSTON_MILLS_ID1965 | 40770 | CVEC MARSTON MILLS 1964 1965 | PHOTOVOLTAIC | SUN |  | 2016-10-03 04:00 | NSTAR Electric Company | Marston Mills | MA | SEMA | SEMA |  | 1.416 | 0 | 0.765
48883 | TOWN_OF_DENNIS_ID1712 |  | NO RESOURCE | PHOTOVOLTAIC | SUN |  | 2016-10-03 04:00 | NSTAR Electric Company | Dennis | MA | SEMA | SEMA |  | 2.5 | 0 | 1.162
48884 | CVEC_HYANNIS_ID2181 | 40774 | CVEC HYANNIS 2181 | PHOTOVOLTAIC | SUN |  | 2016-10-03 04:00 | NSTAR Electric Company | Hyannis | MA | SEMA | SEMA |  | 4.5 | 0 | 1.657
48885 | UMASS_DARTMOUTH_ID1849 |  | NO RESOURCE | PHOTOVOLTAIC | SUN |  | 2016-10-03 04:00 | NSTAR Electric Company | East Freetown | MA | SEMA | SEMA |  | 4.5 | 0 | 2.049
48886 | TOWN_OF_SANDWICH_ID2043 |  | NO RESOURCE | PHOTOVOLTAIC | SUN |  | 2016-10-03 04:00 | NSTAR Electric Company | Sandwich | MA | SEMA | SEMA |  | 3.5 | 0 | 0.379
48887 | PLYMOUTH_PUB_SCHS_ID1895 |  | NO RESOURCE | PHOTOVOLTAIC | SUN |  | 2016-10-03 04:00 | NSTAR Electric Company | East Freetown | MA | SEMA | SEMA |  | 2.9 | 0 | 1.306
48888 | TOWN_OF_DENNIS_ID2115 |  | NO RESOURCE | PHOTOVOLTAIC | SUN |  | 2016-10-03 04:00 | NSTAR Electric Company | Dennis | MA | SEMA | SEMA |  | 2.5 | 0 | 1.294
48889 | CVEC_MARSTON_MILLS_ID1964 | 40770 | CVEC MARSTON MILLS 1964 1965 | PHOTOVOLTAIC | SUN |  | 2016-10-03 04:00 | NSTAR Electric Company | Marston Mills | MA | SEMA | SEMA |  | 2 | 0 | 0.984
48899 | BRANDYWICKLLC-02896PV1000RIDG | 38885 | DGSC PV1000_90 Tift Rd_North Smithfield | PHOTOVOLTAIC | SUN |  | 2016-10-11 04:00 | The Narragansett Electric Company | North Smithfield | RI | RI | RI |  | 1 | 0 | 0.423
48913 | VALLEYST.MILL-02909PV98NM |  | NO RESOURCE | PHOTOVOLTAIC | SUN |  | 2016-10-20 04:00 | The Narragansett Electric Company | Providence | RI | RI | RI |  | 0.098 | 0 | 0.032
48914 | DRACUTHOUS.AUTH-01507PV1980NM | 41053 | MA_329_1.98 PV_53 CITY-DEPOT RD_CHARLTON | PHOTOVOLTAIC | SUN |  | 2016-10-19 04:00 | Massachusetts Electric Company | Charlton | MA | WMA | WCMA |  | 1.98 | 0 | 1.15
48915 | 510PVMOSSBERG-02703PV684QF | 38709 | Frank Mossberg Dr Atteleboro PV | PHOTOVOLTAIC | SUN |  | 2016-10-25 04:00 | Massachusetts Electric Company | Attleboro | MA | RI | SEMA |  | 0.684 | 0 | 0.229
48960 | ATHENS ENERGY LLC_1 | 38943 | Athens Energy LLC_1 | STEAM TURBINE | WDS |  | 2017-02-18 05:00 | Engie Energy Marketing NA, Inc. | Athens | ME | ME | ME | 60457 | 8.5 | 7.1 | 7.1
48975 | FISHER ROAD PV | 38961 | Fitchburg Solar, LLC | PHOTOVOLTAIC | SUN |  | 2016-12-01 05:00 | Fitchburg Gas & Electric Light Company | Fitchburg | MA | WMA | WCMA |  | 0.54 | 0 | 0.265
49000 | AQUILACURTISHILL-01507PV1980NM | 41086 | MA_336_1.98 PV_28 CURTIS-HILL RD_CHARLTON | PHOTOVOLTAIC | SUN |  | 2016-12-01 05:00 | Massachusetts Electric Company | Charlton | MA | WMA | WCMA |  | 1.98 | 0 | 1.037
49001 | NEXAMPFACTORYST-02893PV384NM |  | NO RESOURCE | PHOTOVOLTAIC | SUN |  | 2016-12-01 05:00 | The Narragansett Electric Company | West Warwick | RI | RI | RI |  | 0.384 | 0 | 0.181
49010 | ROCHESTER PV N3365 |  | NO RESOURCE | PHOTOVOLTAIC | SUN |  | 2016-12-01 05:00 | Public Service Company of New Hampshire | Rochester | NH | NH | NH |  | 0.5 | 0 | 0.066
49029 | HOPE FARM SOLAR | 41557 | Hope Farm Solar | PHOTOVOLTAIC | SUN |  | 2019-09-30 04:00 | Galt Power Inc. | Hope | RI | RI | RI | 61840 | 8.32 | 0 | 4.458
49055 | TOWN_OF_SUDBURY_ID2176 | 38661 | Heliovaas - Sudbury Solar | PHOTOVOLTAIC | SUN |  | 2016-12-12 05:00 | NSTAR Electric Company | Sudbury | MA | BOSTON | NEMA |  | 1.333 | 0 | 0.332
49063 | TOWN_OF_MEDWAY_ID1972386 |  | NO RESOURCE | PHOTOVOLTAIC | SUN |  | 2016-12-13 05:00 | NSTAR Electric Company | Carver | MA | SEMA | SEMA |  | 4.5 | 0 | 2.517
49064 | TOWN_OF_WESTON_ID2055868 |  | NO RESOURCE | PHOTOVOLTAIC | SUN |  | 2016-12-13 05:00 | NSTAR Electric Company | Weston | MA | BOSTON | NEMA |  | 1.795 | 0 | 0.929
49065 | DOVER PV N3015 |  | NO RESOURCE | PHOTOVOLTAIC | SUN |  | 2016-12-21 05:00 | Public Service Company of New Hampshire | Dover | NH | NH | NH |  | 0.267 | 0 | 0.14
49070 | TOWN_OF_NEEDHAM_ID1989732 |  | NO RESOURCE | PHOTOVOLTAIC | SUN |  | 2016-12-13 05:00 | NSTAR Electric Company | Needham | MA | BOSTON | NEMA |  | 3.12 | 0 | 1.318
49071 | CVEC_INC_VINEYARDHAVEN_ID1923 | 40772 | CVEC VINEYARD HAVEN 1923 | PHOTOVOLTAIC | SUN |  | 2016-12-13 05:00 | NSTAR Electric Company | Vineyard Haven | MA | SEMA | SEMA |  | 1.083 | 0 | 0.46
49072 | TOWN_OF_ACTON_ID2056 | 38657 | Heliovaas - Acton Solar | PHOTOVOLTAIC | SUN |  | 2016-12-13 05:00 | NSTAR Electric Company | Acton | MA | BOSTON | NEMA |  | 1.5 | 0 | 0.553
49073 | CES_TIHONET_SOLAR_ID2350 |  | NO RESOURCE | PHOTOVOLTAIC | SUN |  | 2016-12-14 05:00 | NSTAR Electric Company | Wareham | MA | SEMA | SEMA |  | 1 | 0 | 0.52
49074 | WAREHAM_FIRE_DISTRICT_ID2128 |  | NO RESOURCE | PHOTOVOLTAIC | SUN |  | 2016-12-14 05:00 | NSTAR Electric Company | Wareham | MA | SEMA | SEMA |  | 0.583 | 0 | 0.216
49075 | TOPEKA_SOLAR1_ID2191 |  | NO RESOURCE | PHOTOVOLTAIC | SUN |  | 2016-12-14 05:00 | NSTAR Electric Company | Assonet/Freetown | MA | SEMA | SEMA |  | 1 | 0 | 0.365
49076 | MASSDOT_ID1977739 |  | NO RESOURCE | PHOTOVOLTAIC | SUN |  | 2016-12-14 05:00 | NSTAR Electric Company | Plymouth | MA | SEMA | SEMA |  | 0.5 | 0 | 0.199
49077 | IGS_SOLARLLC_ID2094068 |  | NO RESOURCE | PHOTOVOLTAIC | SUN |  | 2016-12-14 05:00 | NSTAR Electric Company | Dennis | MA | SEMA | SEMA |  | 0.3 | 0 | 0.128
49078 | BWC_ORIGIN_FAIRHAVEN_ID1964211 |  | NO RESOURCE | PHOTOVOLTAIC | SUN |  | 2016-12-14 05:00 | NSTAR Electric Company | Fairhaven | MA | SEMA | SEMA |  | 0.75 | 0 | 0.224
49081 | TOWN_OF_DUXBURY_ID2143 |  | NO RESOURCE | PHOTOVOLTAIC | SUN |  | 2016-12-14 05:00 | NSTAR Electric Company | Duxbury | MA | SEMA | SEMA |  | 0.5 | 0 | 0.142
49082 | GLC_ACUSHNET_ID1819 |  | NO RESOURCE | PHOTOVOLTAIC | SUN |  | 2016-12-14 05:00 | NSTAR Electric Company | Carver | MA | SEMA | SEMA |  | 1 | 0 | 0.213
49083 | TOWN_OF_CHILMARK_ID1981127 |  | NO RESOURCE | PHOTOVOLTAIC | SUN |  | 2016-12-14 05:00 | NSTAR Electric Company | Chilmark | MA | SEMA | SEMA |  | 0.173 | 0 | 0.034
49084 | CVEC_INC_WESTTISBURY_ID2189 | 40771 | CVEC WEST TISBURY 2189 | PHOTOVOLTAIC | SUN |  | 2016-12-14 05:00 | NSTAR Electric Company | West Tisbury | MA | SEMA | SEMA |  | 0.6 | 0 | 0.246
49085 | MARGUERITE_SMALL_SCHOOL_ID2168 | 40769 | CVEC MARGUERITE SMALL SCHOOL 2168 | PHOTOVOLTAIC | SUN |  | 2016-12-14 05:00 | NSTAR Electric Company | W. Yarmouth | MA | SEMA | SEMA |  | 0.75 | 0 | 0.108
49086 | BRALEY_ROAD_SOLAR4_ID1896 |  | NO RESOURCE | PHOTOVOLTAIC | SUN |  | 2016-12-14 05:00 | NSTAR Electric Company | East Freetown | MA | SEMA | SEMA |  | 1 | 0 | 0.406
49087 | SIPPICAN_COMM_SOLAR_ID2029145 |  | NO RESOURCE | PHOTOVOLTAIC | SUN |  | 2016-12-14 05:00 | NSTAR Electric Company | Marion | MA | SEMA | SEMA |  | 0.783 | 0 | 0.326
49088 | CVEC_INC_ORLEANS_ID2217 | 40773 | CVEC ORLEANS 2217 | PHOTOVOLTAIC | SUN |  | 2016-12-14 05:00 | NSTAR Electric Company | Orleans | MA | SEMA | SEMA |  | 0.5 | 0 | 0.204
49094 | FRIENDS_ACADEMY_ID2326 |  | NO RESOURCE | PHOTOVOLTAIC | SUN |  | 2016-12-14 05:00 | NSTAR Electric Company | Dartmouth | MA | SEMA | SEMA |  | 0.134 | 0 | 0.065
49095 | DY_HIGH_SCHOOL_ID2173 | 40767 | CVEC DY HIGH SCHOOL 2175 2173 | PHOTOVOLTAIC | SUN |  | 2016-12-14 05:00 | NSTAR Electric Company | South Yarmouth | MA | SEMA | SEMA |  | 0.5 | 0 | 0.268
49096 | MCCARTHY_PROPERTIES_ID2077939 |  | NO RESOURCE | PHOTOVOLTAIC | SUN |  | 2016-12-14 05:00 | NSTAR Electric Company | West Wareham | MA | SEMA | SEMA |  | 0.2 | 0 | 0.086
49097 | 815_MAIN_ST_SOLARLLC_ID2077567 |  | NO RESOURCE | PHOTOVOLTAIC | SUN |  | 2016-12-14 05:00 | NSTAR Electric Company | Wareham | MA | SEMA | SEMA |  | 0.13 | 0 | 0.051
49197 | SHREDKING-02343PV180NM |  | NO RESOURCE | PHOTOVOLTAIC | SUN |  | 2016-12-19 05:00 | Massachusetts Electric Company | Holbrook | MA | SEMA | SEMA |  | 0.18 | 0 | 0.077
49214 | APE.1788GARHWY-02777PV476NM | 41149 | MA_113_0.476 PV_1788 G-A-R HW_SWANSEA | PHOTOVOLTAIC | SUN |  | 2016-12-27 05:00 | Massachusetts Electric Company | Swansea | MA | RI | SEMA |  | 0.476 | 0 | 0.239
49222 | NEXAMP-LOGEE-02895PV153RE | 40640 | RI_24_RE Growth PV_800 Logee St_Woonsocket | PHOTOVOLTAIC | SUN |  | 2017-01-10 05:00 | The Narragansett Electric Company | Woonsocket | RI | RI | RI |  | 0.153 | 0 | 0.079
49241 | DINO'SPARK&SHOP-02814PV196RE |  | NO RESOURCE | PHOTOVOLTAIC | SUN |  | 2017-01-18 05:00 | The Narragansett Electric Company | Chepachet | RI | RI | RI |  | 0.196 | 0 | 0.089
49243 | 510PVDEVDIGHTON-01851PV996QF | 38707 | Main St Dighton PV | PHOTOVOLTAIC | SUN |  | 2017-01-19 05:00 | Massachusetts Electric Company | Dighton | MA | SEMA | SEMA |  | 0.996 | 0 | 0.413
49244 | 510PVDEVGRAFTON-01519PV672QF | 38706 | Old Upton Rd Grafton PV 2 | PHOTOVOLTAIC | SUN |  | 2017-01-19 05:00 | Massachusetts Electric Company | Grafton | MA | CMA/NEMA | WCMA |  | 0.672 | 0 | 0.172
49245 | 510PVDEVAYER-01432PV996QF | 38708 | Groton School Rd Ayer PV 2 | PHOTOVOLTAIC | SUN |  | 2017-01-20 05:00 | Massachusetts Electric Company | Ayer | MA | CMA/NEMA | WCMA |  | 0.996 | 0 | 0.344
49247 | 510PVDEVABINGTON-02351PV996QF | 38699 | Groveland St Abington PV | PHOTOVOLTAIC | SUN |  | 2017-01-20 05:00 | Massachusetts Electric Company | Abington | MA | SEMA | SEMA |  | 0.996 | 0 | 0.375
49248 | GE.TINKHAMRD-01095PV496NM | 41336 | MA_386_0.496 PV_0 TINKHAM RD_WILBRAHAM | PHOTOVOLTAIC | SUN |  | 2017-01-19 05:00 | Massachusetts Electric Company | Wilbraham | MA | WMA | WCMA |  | 0.496 | 0 | 0.153
49251 | SUTTONSOLARLLC-01590PV1950NM | 41040 | MA_19_1.95 PV_0 OAKHURST RD_SUTTON | PHOTOVOLTAIC | SUN |  | 2017-01-20 05:00 | Massachusetts Electric Company | Sutton | MA | RI | SEMA |  | 1.95 | 0 | 1.063
49252 | BUXTONRDSOLARLLC-01569PV1000NM |  | NO RESOURCE | PHOTOVOLTAIC | SUN |  | 2017-01-20 05:00 | Massachusetts Electric Company | Uxbridge | MA | RI | SEMA |  | 1 | 0 | 0.534
49253 | VIRGINIOSARDINIA-01757PV292.8N |  | NO RESOURCE | PHOTOVOLTAIC | SUN |  | 2017-01-20 05:00 | Massachusetts Electric Company | Milford | MA | RI | SEMA |  | 0.27 | 0 | 0.068
49254 | TANGLEWOODFARM-02814PV196RE | 38950 | RE Growth PV196_65 Putnam Pike_Glocester | PHOTOVOLTAIC | SUN |  | 2017-01-20 05:00 | The Narragansett Electric Company | Glocester | RI | RI | RI |  | 0.196 | 0 | 0.105
49256 | RICARBIDETOOLCO-02917PV196RE | 38949 | RE Growth PV196_339 Farnum Pike_Smithfield | PHOTOVOLTAIC | SUN |  | 2017-01-23 05:00 | The Narragansett Electric Company | Smithfield | RI | RI | RI |  | 0.196 | 0 | 0.109
49260 | USFLUIDS01028PV110NM |  | NO RESOURCE | PHOTOVOLTAIC | SUN |  | 2017-01-25 05:00 | Massachusetts Electric Company | E Longmeadow | MA | WMA | WCMA |  | 0.11 | 0 | 0.041
49277 | KEARSARGE188EAST-01033PV450NM | 41275 | MA_84_0.452 PV_188 EAST ST_GRANBY | PHOTOVOLTAIC | SUN |  | 2017-01-26 05:00 | Massachusetts Electric Company | Granby | MA | WMA | WCMA |  | 0.45 | 0 | 0.26
49278 | KEARSARGE190EAST-01033PV450NM | 41276 | MA_85_0.452 PV_190 EAST ST_GRANBY | PHOTOVOLTAIC | SUN |  | 2017-02-01 05:00 | Massachusetts Electric Company | Granby | MA | WMA | WCMA |  | 0.45 | 0 | 0.271
49280 | KEARSARGE229REAST-01033PV450NM | 41278 | MA_86_0.452 PV_229R EAST ST_GRANBY | PHOTOVOLTAIC | SUN |  | 2017-02-01 05:00 | Massachusetts Electric Company | Granby | MA | WMA | WCMA |  | 0.45 | 0 | 0.233
49282 | KEARSARGE914WEST-01056PV450NM | 41216 | MA_400_0.452 PV_914 WEST ST_LUDLOW | PHOTOVOLTAIC | SUN |  | 2017-02-02 05:00 | Massachusetts Electric Company | Ludlow | MA | WMA | WCMA |  | 0.45 | 0 | 0.255
49283 | KEARSARGE220REAST-01033PV450NM | 41279 | MA_87_0.452 PV_220R EAST ST_GRANBY | PHOTOVOLTAIC | SUN |  | 2017-02-01 05:00 | Massachusetts Electric Company | Granby | MA | WMA | WCMA |  | 0.45 | 0 | 0.25
49288 | BLUEWAVEWEBSTER-01570PV1380NM | 41363 | MA_311_1.38 PV_23 CUDWORTH RD_WEBSTER | PHOTOVOLTAIC | SUN |  | 2017-02-03 05:00 | Massachusetts Electric Company | Webster | MA | WMA | WCMA |  | 1.38 | 0 | 0.714
49289 | FUREYROOFINGCO-02888PV29NM |  | NO RESOURCE | PHOTOVOLTAIC | SUN |  | 2017-02-03 05:00 | The Narragansett Electric Company | Warwick | RI | RI | RI |  | 0.029 | 0 | 0.005
49292 | NATCOPRODUCTS-02893PV375NM |  | NO RESOURCE | PHOTOVOLTAIC | SUN |  | 2017-02-07 05:00 | The Narragansett Electric Company | West Warwick | RI | RI | RI |  | 0.375 | 0 | 0.084
49306 | SAFEHARBORSOLAR-01581PV886NM | 41063 | MA_69_0.866 PV_57 BRIGHAM ST_WESTBOROUGH | PHOTOVOLTAIC | SUN |  | 2017-02-16 05:00 | Massachusetts Electric Company | Westborough | MA | CMA/NEMA | WCMA |  | 0.886 | 0 | 0.378
49324 | PITTSFIELD SOLAR |  | NO RESOURCE | PHOTOVOLTAIC | SUN |  | 2017-12-23 05:00 | Cianbro Energy, LLC | Pittsfield | ME | ME | ME | 64078 | 7.92 | 0 | 4.735
49325 | CPV TOWANTIC 1A | 38297 | CPV_Towantic | COMBINED CYCLE | NG | DFO | 2018-05-21 04:00 | CPV Towantic, LLC | Oxford | CT | SWCT | CT | 56047 | 470.25 | 430.878 | 371.878
49326 | CPV TOWANTIC 1B | 38297 | CPV_Towantic | COMBINED CYCLE | NG | DFO | 2018-05-21 04:00 | CPV Towantic, LLC | Oxford | CT | SWCT | CT | 56047 | 470.25 | 430.878 | 371.878
49328 | MILLREALTYTRUST-02370PV86QF |  | NO RESOURCE | PHOTOVOLTAIC | SUN |  | 2017-03-01 05:00 | Massachusetts Electric Company | Rockland | MA | SEMA | SEMA |  | 0.086 | 0 | 0.002
49331 | SHALOMHOUSING-02886WT100NM |  | NO RESOURCE | WIND TURBINE | WON |  | 2017-03-01 05:00 | The Narragansett Electric Company | Warwick | RI | RI | RI |  | 0.1 | 0 | 0
49354 | SEAVIEWINNLLC-02842PV180NM |  | NO RESOURCE | PHOTOVOLTAIC | SUN |  | 2017-03-02 05:00 | The Narragansett Electric Company | Middletown | RI | SEMA | RI |  | 0.18 | 0 | 0
49359 | GERIATRIC01757SOLAR225NM |  | NO RESOURCE | PHOTOVOLTAIC | SUN |  | 2017-03-07 05:00 | Massachusetts Electric Company | Milford | MA | RI | SEMA |  | 0.225 | 0 | 0
49360 | TYNGS.LANDFILL#2-01879PV900NM | 41311 | MA_68_0.9 PV_500 DUNSTABLE RD_TYNGSBORO | PHOTOVOLTAIC | SUN |  | 2017-03-08 05:00 | Massachusetts Electric Company | Tyngsboro | MA | CMA/NEMA | WCMA |  | 0.9 | 0 | 0.461
49361 | CROMWELLVENTURES-02907PV69NM |  | NO RESOURCE | PHOTOVOLTAIC | SUN |  | 2017-03-06 05:00 | The Narragansett Electric Company | Providence | RI | RI | RI |  | 0.069 | 0 | 0.021
49365 | NORTONLANDFILL-02766PV1500NM | 38582 | Norton MA | PHOTOVOLTAIC | SUN |  | 2017-03-08 05:00 | Massachusetts Electric Company | Norton | MA | SEMA | SEMA |  | 1.5 | 0 | 0.745
49366 | RUTLANDSOLAR-01543PV990NM | 41269 | MA_289_0.99 PV_3 KENWOOD CT_RUTLAND | PHOTOVOLTAIC | SUN |  | 2017-03-09 05:00 | Massachusetts Electric Company | Rutland | MA | WMA | WCMA |  | 0.99 | 0 | 0.517
49370 | 90 WOODS HILL RD. POMFRET CT | 41516 | WODS | PHOTOVOLTAIC | SUN |  | 2018-12-26 05:00 | Woods Hill Solar, LLC | Pomfret | CT | CT | CT | 61736 | 19 | 0 | 7.675
49371 | ECASOLARAFF.INT.-01453PV2800QF |  | NO RESOURCE | PHOTOVOLTAIC | SUN |  | 2017-03-10 05:00 | Massachusetts Electric Company | Leominster | MA | CMA/NEMA | WCMA |  | 2.8 | 0 | 0.147
49374 | BLUEWAVE CAPITAL-01069PV3800NM | 41334 | MA_384_3.8 PV_2189 BAPTIST-HILL RD_PALMER | PHOTOVOLTAIC | SUN |  | 2017-03-14 04:00 | Massachusetts Electric Company | Palmer | MA | WMA | WCMA |  | 3.8 | 0 | 1.905
49376 | SYNC.STILLRIVER-01740PV1980NM |  | NO RESOURCE | PHOTOVOLTAIC | SUN |  | 2017-03-15 04:00 | Massachusetts Electric Company | Bolton | MA | CMA/NEMA | WCMA |  | 1.98 | 0 | 1.197
49383 | EASTONHS-02356PV370NM | 41207 | MA_364_0.420147 PV_100 LOTHROP ST_NORTH EASTON | PHOTOVOLTAIC | SUN |  | 2017-03-15 04:00 | Massachusetts Electric Company | North Easton | MA | SEMA | SEMA |  | 0.37 | 0 | 0.187
49397 | NEXTSUNSHIRLEY-01464PV920NM | 41248 | MA_66_0.85 PV_56 WALKER RD_SHIRLEY | PHOTOVOLTAIC | SUN |  | 2017-03-21 04:00 | Massachusetts Electric Company | Shirley | MA | CMA/NEMA | WCMA |  | 0.92 | 0 | 0.317
49398 | MADBURY PV N5466 |  | NO RESOURCE | PHOTOVOLTAIC | SUN |  | 2017-03-27 04:00 | Public Service Company of New Hampshire | Madbury | NH | NH | NH |  | 0.222 | 0 | 0
49399 | PORTSMOUTH PV N5465A |  | NO RESOURCE | PHOTOVOLTAIC | SUN |  | 2017-03-27 04:00 | Public Service Company of New Hampshire | Portsmouth | NH | NH | NH |  | 0.108 | 0 | 0
49400 | PORTSMOUTH PV N5465 |  | NO RESOURCE | PHOTOVOLTAIC | SUN |  | 2017-03-27 04:00 | Public Service Company of New Hampshire | Portsmouth | NH | NH | NH |  | 0.144 | 0 | 0
49401 | ROCHESTER PV N5486 |  | NO RESOURCE | PHOTOVOLTAIC | SUN |  | 2017-03-27 04:00 | Public Service Company of New Hampshire | Rochester | NH | NH | NH |  | 0.2 | 0 | 0.052
49402 | NASHUA PV N5606 |  | NO RESOURCE | PHOTOVOLTAIC | SUN |  | 2017-03-27 04:00 | Public Service Company of New Hampshire | Nashua | NH | VT | NH |  | 0.833 | 0 | 0.003
49404 | PKPROPERTIES-02914PV120NM |  | NO RESOURCE | PHOTOVOLTAIC | SUN |  | 2017-03-27 04:00 | The Narragansett Electric Company | East Providence | RI | RI | RI |  | 0.12 | 0 | 0.031
49405 | SFP&L HYDRO |  | NO RESOURCE | HYDRO: RUN OF RIVER | WAT |  | 2017-04-03 04:00 | Public Service Company of New Hampshire | Rochester | NH | NH | NH |  | 0.189 | 0 | 0.189
49406 | DEERFIELD WIND | 38438 | Deerfield Wind Project | WIND TURBINE | WON |  | 2017-12-29 05:00 | Avangrid Power, LLC | Searsburg | VT | WMA | VT | 61039 | 29.94 | 10.688 | 3.628
49408 | CAVALLO-INC.-01069PV499NM | 41108 | MA_88_0.499 PV_100 WARE ST_PALMER | PHOTOVOLTAIC | SUN |  | 2017-03-29 04:00 | Massachusetts Electric Company | Palmer | MA | WMA | WCMA |  | 0.499 | 0 | 0.242
49409 | GMHMIL.HOUSING-02842PV612NM |  | NO RESOURCE | PHOTOVOLTAIC | SUN |  | 2017-03-30 04:00 | The Narragansett Electric Company | Middletown | RI | SEMA | RI |  | 0.612 | 0 | 0.05
49411 | NBC COV WIND |  | NO RESOURCE | WIND TURBINE | WON |  | 2016-08-31 04:00 | Green Development, LLC | Coventry | RI | RI | RI | 59301, 59302, 59305, 59306, 59313, 59314 | 4.1625 | 0.84 | 0.344
49412 | W WARWICK COV WIND |  | NO RESOURCE | WIND TURBINE | WON |  | 2016-08-31 04:00 | Green Development, LLC | Coventry | RI | RI | RI | 59301, 59302, 59305, 59306, 59313, 59314 | 4.1625 | 0.952 | 0.406
49413 | WED COV WIND |  | NO RESOURCE | WIND TURBINE | WON |  | 2016-08-31 04:00 | Galt Power Inc. | Coventry | RI | RI | RI | 59301, 59302, 59305, 59306, 59313, 59314 | 5.55 | 0.891 | 0.265
49414 | LUCY'SHEARTH-02842PV29NM |  | NO RESOURCE | PHOTOVOLTAIC | SUN |  | 2017-04-04 04:00 | The Narragansett Electric Company | Middletown | RI | SEMA | RI |  | 0.029 | 0 | 0
49427 | ANWELT APTS PV |  | NO RESOURCE | PHOTOVOLTAIC | SUN |  | 2017-04-03 04:00 | Fitchburg Gas & Electric Light Company | Fitchburg | MA | WMA | WCMA |  | 0.185 | 0 | 0.057
49431 | STONYHILLSOLAR-01036PV499NM | 41130 | MA_89_0.499 PV_61 STONY-HILL RD_HAMPDEN | PHOTOVOLTAIC | SUN |  | 2017-04-10 04:00 | Massachusetts Electric Company | Hampden | MA | WMA | WCMA |  | 0.499 | 0 | 0.07
49435 | SYNC.BONDSVILLE-01069PV4400NM | 40700 | Syncarpha Bondsville | PHOTOVOLTAIC | SUN |  | 2017-04-11 04:00 | Massachusetts Electric Company | Palmer | MA | WMA | WCMA |  | 4.4 | 0 | 2.174
49511 | KEARSARGENORWELL-02061PV419NM | 41082 | MA_122_0.419 PV_600 LONGWATER DR_NORWELL | PHOTOVOLTAIC | SUN |  | 2017-04-11 04:00 | Massachusetts Electric Company | Norwell | MA | RI | SEMA |  | 0.419 | 0 | 0.227
49512 | SCHNEIDERELECF-01801PV143QF |  | NO RESOURCE | PHOTOVOLTAIC | SUN |  | 2017-04-13 04:00 | Massachusetts Electric Company | Andover | MA | CMA/NEMA | WCMA |  | 0.143 | 0 | 0
49513 | SCHNEIDERELECA&B-01810PV161QF |  | NO RESOURCE | PHOTOVOLTAIC | SUN |  | 2017-04-13 04:00 | Massachusetts Electric Company | Andover | MA | CMA/NEMA | WCMA |  | 0.161 | 0 | 0
49588 | 510PVDEVHARDWICK-01037PV480NM | 41300 | MA_383_0.48 PV_0 CLEVELAND RD_HARDWICK | PHOTOVOLTAIC | SUN |  | 2017-04-17 04:00 | Massachusetts Electric Company | Hardwick | MA | WMA | WCMA |  | 0.48 | 0 | 0.253
49636 | 510PVHARDWICK#2-01037PV480NM | 41299 | MA_382_0.48 PV_2553 BARRE RD_HARDWICK | PHOTOVOLTAIC | SUN |  | 2017-04-17 04:00 | Massachusetts Electric Company | Hardwick | MA | WMA | WCMA |  | 0.48 | 0 | 0.201
49637 | EQUITYINDUSTRIAL-02301PV998NM |  | NO RESOURCE | PHOTOVOLTAIC | SUN |  | 2017-04-17 04:00 | Massachusetts Electric Company | Brockton | MA | SEMA | SEMA |  | 0.998 | 0 | 0.327
49641 | KEARSARGESATHOL-01331PV455NM | 41078 | MA_77_0.455 PV_5567R S ATHOL RD_ATHOL | PHOTOVOLTAIC | SUN |  | 2017-04-18 04:00 | Massachusetts Electric Company | Athol | MA | WMA | WCMA |  | 0.455 | 0 | 0.278
49668 | IRONHORSESOLAR-01862PV2850NM | 41425 | MA_439_2.85 PV_200 IRON-HORSE PA_BILLERICA | PHOTOVOLTAIC | SUN |  | 2017-04-18 04:00 | Massachusetts Electric Company | North Billerica | MA | CMA/NEMA | WCMA |  | 2.85 | 0 | 1.4
49669 | OUTLANDRENEWABLE-01562PV3000NM |  | NO RESOURCE | PHOTOVOLTAIC | SUN |  | 2017-04-19 04:00 | Massachusetts Electric Company | Spencer | MA | WMA | WCMA |  | 3 | 0 | 1.56
49672 | NEWBRAINTREESOLAR-01531PV499NM | 41084 | MA_90_0.499 PV_1940 BARRE RD_NEW BRAINTREE | PHOTOVOLTAIC | SUN |  | 2017-04-24 04:00 | Massachusetts Electric Company | New Braintree | MA | WMA | WCMA |  | 0.499 | 0 | 0.316
49689 | PELHAMAVEREALTY-01844PV120QF |  | NO RESOURCE | PHOTOVOLTAIC | SUN |  | 2017-04-27 04:00 | Massachusetts Electric Company | Methuen | MA | BOSTON | NEMA |  | 0.12 | 0 | 0.039
49693 | LOWER VILLAGE |  | NO RESOURCE | HYDRO: RUN OF RIVER | WAT |  | 2017-04-22 04:00 | Messalonskee Stream Hydro, LLC | Claremont | NH | NH | NH |  | 1.4 | 0.188 | 1.4
49695 | 225 INDUSTRIAL RD SOLAR |  | NO RESOURCE | PHOTOVOLTAIC | SUN |  | 2017-05-01 04:00 | Fitchburg Gas & Electric Light Company | Fitchburg | MA | WMA | WCMA |  | 0.488 | 0 | 0.202
49762 | NORTONDEV.INC-02766PV1000NM | 41147 | MA_339_1 PV_0 HILL ST_NORTON | PHOTOVOLTAIC | SUN |  | 2017-05-11 04:00 | Massachusetts Electric Company | Norton | MA | RI | SEMA |  | 1 | 0 | 0.547
49767 | 510PVDEVWARREN-01083PV990NM | 41301 | MA_392_0.99 PV_581 SOUTH ST_WARREN | PHOTOVOLTAIC | SUN |  | 2017-05-18 04:00 | Massachusetts Electric Company | Warren | MA | WMA | WCMA |  | 0.99 | 0 | 0.593
49768 | AQUIDNECKCUSTOM-02809PV28NM |  | NO RESOURCE | PHOTOVOLTAIC | SUN |  | 2017-05-17 04:00 | The Narragansett Electric Company | Bristol | RI | RI | RI |  | 0.028 | 0 | 0.004
49770 | NEISOLARLLCUPTON-01568PV300NM | 41032 | MA_139_0.2997 PV_1-3 WALKER DR_UPTON | PHOTOVOLTAIC | SUN |  | 2017-05-18 04:00 | Massachusetts Electric Company | Upton | MA | RI | SEMA |  | 0.3 | 0 | 0.115
49788 | 510PV232GARDNERRD-01452PV960NM | 41245 | MA_62_0.96 PV_232 GARDNER RD_HUBBARDSTON | PHOTOVOLTAIC | SUN |  | 2017-05-18 04:00 | Massachusetts Electric Company | Hubbardston | MA | WMA | WCMA |  | 0.96 | 0 | 0.556
49793 | 510PV240GARDNERRD-01452PV960NM | 41246 | MA_63_0.96 PV_240 GARDNER RD_HUBBARDSTON | PHOTOVOLTAIC | SUN |  | 2017-05-18 04:00 | Massachusetts Electric Company | Hubbardston | MA | WMA | WCMA |  | 0.96 | 0 | 0.609
49863 | STERGISALUMINUM-02703PV250QF |  | NO RESOURCE | PHOTOVOLTAIC | SUN |  | 2017-05-24 04:00 | Massachusetts Electric Company | Attleboro | MA | RI | SEMA |  | 0.25 | 0 | 0
49867 | GIDEONLLC-02189PV428NM |  | NO RESOURCE | PHOTOVOLTAIC | SUN |  | 2017-05-24 04:00 | Massachusetts Electric Company | Weymouth | MA | SEMA | SEMA |  | 0.428 | 0 | 0.182
49895 | SHIRLEYLANDFILL-01464PV1000NM | 41348 | MA_302_1.5 PV_169 LEOMINSTER RD_SHIRLEY | PHOTOVOLTAIC | SUN |  | 2017-05-30 04:00 | Massachusetts Electric Company | Shirley | MA | CMA/NEMA | WCMA |  | 1 | 0 | 0.385
49930 | FINEEDGETOOL-02703PV72QF |  | NO RESOURCE | PHOTOVOLTAIC | SUN |  | 2017-06-02 04:00 | Massachusetts Electric Company | Attleboro | MA | RI | SEMA |  | 0.072 | 0 | 0.005
49931 | KEARSARGEBELL.-02019PV3108NM |  | NO RESOURCE | PHOTOVOLTAIC | SUN |  | 2017-06-02 04:00 | Massachusetts Electric Company | Bellingham | MA | RI | SEMA |  | 3.108 | 0 | 1.575
49934 | CECSOLAR#1062-01364PV792NM | 41249 | MA_67_0.92 PV_7 NEW-ATHOL RD_ORANGE | PHOTOVOLTAIC | SUN |  | 2017-06-09 04:00 | Massachusetts Electric Company | Orange | MA | WMA | WCMA |  | 0.792 | 0 | 0.362
49935 | 510PVDEVNEWBURY-01951PV1992NM | 41192 | MA_434_1.992 PV_4 MIDDLE RD_NEWBURY | PHOTOVOLTAIC | SUN |  | 2017-06-09 04:00 | Massachusetts Electric Company | Newbury | MA | BOSTON | NEMA |  | 1.992 | 0 | 1.029
49937 | TOWN_OF_ORLEANS_ID2058041 | 38841 | Syncarpha Freetown | PHOTOVOLTAIC | SUN |  | 2017-06-03 04:00 | NSTAR Electric Company | East Freetown | MA | SEMA | SEMA |  | 3.96 | 0 | 2.013
49951 | IRONHORSE4LLC-01862PV4999NM | 40736 | Syncarpha Billerica | PHOTOVOLTAIC | SUN |  | 2017-06-21 04:00 | Massachusetts Electric Company | North Billerica | MA | CMA/NEMA | WCMA |  | 4.999 | 0 | 2.523
50001 | SHEACONCRETE-01913PV80QF |  | NO RESOURCE | PHOTOVOLTAIC | SUN |  | 2017-06-22 04:00 | Massachusetts Electric Company | Amesbury | MA | BOSTON | NEMA |  | 0.08 | 0 | 0.018
50025 | WALLINGFORD UNIT 6 | 38278 | Wallingford Unit 6 and Unit 7 | GAS TURBINE | NG |  | 2018-05-09 04:00 | Wallingford Energy LLC | Wallingford | CT | SWCT | CT | 55517 | 58.8999 | 49.84 | 45.315
50026 | WALLINGFORD UNIT 7 | 38278 | Wallingford Unit 6 and Unit 7 | GAS TURBINE | NG |  | 2018-05-09 04:00 | Wallingford Energy LLC | Wallingford | CT | SWCT | CT | 55517 | 58.8999 | 50 | 45.975
50052 | CECSOLAR#1052-01032PV852NM | 41313 | MA_70_0.99 PV_194 BERKSHIRE TR E_GOSHEN | PHOTOVOLTAIC | SUN |  | 2017-07-19 04:00 | Massachusetts Electric Company | Goshen | MA | WMA | WCMA |  | 0.852 | 0 | 0.459
50057 | ORBITENERGY-02919PV3200DG |  | NO RESOURCE | INTERNAL COMBUSTION | OBG |  | 2017-07-19 04:00 | The Narragansett Electric Company | Johnston | RI | RI | RI |  | 3.2 | 0 | 3.2
50058 | CECSOLAR#1058-01096PV990NM | 41261 | MA_51_0.99 PV_127 GOSHEN RD_WILLIAMSBURG | PHOTOVOLTAIC | SUN |  | 2017-07-19 04:00 | Massachusetts Electric Company | Williamsburg | MA | WMA | WCMA |  | 0.99 | 0 | 0.556
50059 | CECSOLAR#1084-01569PV990NM | 41339 | MA_52_0.99 PV_189 MENDON ST_UXBRIDGE | PHOTOVOLTAIC | SUN |  | 2017-07-19 04:00 | Massachusetts Electric Company | Uxbridge | MA | RI | SEMA |  | 0.99 | 0 | 0.542
50060 | QUALITYDRIVELLC-02865PV1116NM |  | NO RESOURCE | PHOTOVOLTAIC | SUN |  | 2017-07-25 04:00 | The Narragansett Electric Company | Lincoln | RI | RI | RI |  | 1.116 | 0 | 0.462
50072 | LAMPLIGHTERINC-02837PV216RE | 40641 | RI_25_RE Growth PV_50 Snell Rd_Little Compton | PHOTOVOLTAIC | SUN |  | 2017-07-26 04:00 | The Narragansett Electric Company | Little Compton | RI | SEMA | RI |  | 0.216 | 0 | 0.095
50077 | NRGDIGHTONLLC-02715PV3130NM | 41371 | MA_344_3.13 PV_2729 ELM ST_DIGHTON | PHOTOVOLTAIC | SUN |  | 2017-07-27 04:00 | Massachusetts Electric Company | dighton | MA | SEMA | SEMA |  | 3.13 | 0 | 1.705
50078 | EMBRACELOANS#25-02842PV133NM |  | NO RESOURCE | PHOTOVOLTAIC | SUN |  | 2017-07-28 04:00 | The Narragansett Electric Company | Middletown | RI | SEMA | RI |  | 0.133 | 0 | 0
50087 | RGCMILLWESTBLDG36-01845PV108QF |  | NO RESOURCE | PHOTOVOLTAIC | SUN |  | 2017-08-02 04:00 | Massachusetts Electric Company | North Andover | MA | BOSTON | NEMA |  | 0.108 | 0 | 0
50090 | NM HADLEY 2 SOLAR LLC | 38795 | Hadley 2 | PHOTOVOLTAIC | SUN |  | 2017-08-01 04:00 | NSTAR Electric Company | Hadley | MA | WMA | WCMA |  | 1.95 | 0 | 0.919
50091 | VHWBROOKFIELDLLC-01082PV4008NM | 41264 | MA_200_4.016 PV_33 GILBERTVILLE RD_WARE | PHOTOVOLTAIC | SUN |  | 2017-08-07 04:00 | Massachusetts Electric Company | Ware | MA | WMA | WCMA |  | 4.008 | 0 | 2.306
50097 | NEXAMPPALMER-01069PV2550NM | 41154 | MA_385_2.55 PV_0 PETERSON ST_PALMER | PHOTOVOLTAIC | SUN |  | 2017-08-08 04:00 | Massachusetts Electric Company | Palmer | MA | WMA | WCMA |  | 2.55 | 0 | 1.418
50100 | FOXBOROLANDFILL-02035PV1200NM | 41204 | MA_358_1.2 PV_40 E BELCHER RD_FOXBORO | PHOTOVOLTAIC | SUN |  | 2017-08-08 04:00 | Massachusetts Electric Company | Foxboro | MA | RI | SEMA |  | 1.2 | 0 | 0.652
50104 | NM SPRFLD TECH COMM COLLEGE | 38583 | Agawam II | PHOTOVOLTAIC | SUN |  | 2017-08-01 04:00 | NSTAR Electric Company | West Springfield | MA | WMA | WCMA |  | 1.936 | 0 | 1.011
50106 | SALISBURYHOUSING-01830PV4968NM | 41438 | MA_2_4.968 PV_0 WILLOW AV_HAVERHILL | PHOTOVOLTAIC | SUN |  | 2017-08-09 04:00 | Massachusetts Electric Company | Haverhill | MA | BOSTON | NEMA |  | 4.968 | 0 | 2.347
50107 | CECSOLAR#1059-01331PV990NM | 41244 | MA_53_0.99 PV_190 BALDWINVILLE RD_PHILLIPSTON | PHOTOVOLTAIC | SUN |  | 2017-08-02 04:00 | Massachusetts Electric Company | Phillipston | MA | WMA | WCMA |  | 0.99 | 0 | 0.569
50108 | CECSOLAR#1081-01247PV990NM | 41262 | MA_54_0.99 PV_1006 RIVER RD_CLARKSBURG | PHOTOVOLTAIC | SUN |  | 2017-08-03 04:00 | Massachusetts Electric Company | Clarksburg | MA | WMA | WCMA |  | 0.99 | 0 | 0.492
50109 | ALTUSPOWER-01007PV999NM | 41126 | MA_30_1 PV_225 OLD-SPRINGFIELD RD_BELCHERTOWN | PHOTOVOLTAIC | SUN |  | 2017-08-09 04:00 | Massachusetts Electric Company | Belchertown | MA | WMA | WCMA |  | 0.999 | 0 | 0.511
50111 | CECSolar#1079-01247PV990NM | 41263 | MA_55_0.99 PV_251 RESERVOIR RD_NORTH ADAMS | PHOTOVOLTAIC | SUN |  | 2017-08-03 04:00 | Massachusetts Electric Company | North Adams | MA | WMA | WCMA |  | 0.99 | 0 | 0.477
50112 | CECSolar#1080-01247PV990NM | 41265 | MA_56_0.99 PV_251 RESERVOIR RD_NORTH ADAMS | PHOTOVOLTAIC | SUN |  | 2017-08-03 04:00 | Massachusetts Electric Company | North Adams | MA | WMA | WCMA |  | 0.99 | 0 | 0.454
50113 | WEBSTERHOUSING-01519PV2700NM | 41201 | MA_303_2.7 PV_43 ESTABROOK ST_GRAFTON | PHOTOVOLTAIC | SUN |  | 2017-08-09 04:00 | Massachusetts Electric Company | Grafton | MA | CMA/NEMA | WCMA |  | 2.7 | 0 | 1.567
50115 | WEST MEDWAY JET 4 | 38289 | Medway Peaker - SEMARI | GAS TURBINE | NG | DFO | 2019-03-28 04:00 | Constellation Energy Generation, LLC | Medway | MA | RI | SEMA | 59882 | 97.75 | 103.467 | 94.431
50116 | WEST MEDWAY JET 5 | 38289 | Medway Peaker - SEMARI | GAS TURBINE | NG | DFO | 2019-05-02 04:00 | Constellation Energy Generation, LLC | Medway | MA | RI | SEMA | 59882 | 97.75 | 103.467 | 94.221
50119 | BWCBASSRIVERLLC-02790PV2000NM | 41104 | MA_21_1.725 PV_139 SHUMAN AV_STOUGHTON | PHOTOVOLTAIC | SUN |  | 2017-08-14 04:00 | Massachusetts Electric Company | Westport | MA | SEMA | SEMA |  | 2 | 0 | 0.391
50120 | MWRAFISHHATCHERY-01082PV65NM |  | NO RESOURCE | HYDRO: RUN OF RIVER | WAT |  | 2017-08-14 04:00 | Massachusetts Electric Company | Ware | MA | WMA | WCMA |  | 0.065 | 0.047 | 0.048
50121 | GEORGES RIVER ENERGY | 40668 | Georges River Energy, LLC | STEAM TURBINE | WDS |  | 2023-11-16 05:00 | Georges River Energy, LLC | Searsmont | ME | ME | ME | 64408 | 8.5 | 6.756 | 5.863
50122 | FAIRGROUNDSREALTY-01230PV499NM | 41219 | MA_417_0.499 PV_659 S MAIN ST_GT BARRINGTON | PHOTOVOLTAIC | SUN |  | 2017-08-14 04:00 | Massachusetts Electric Company | Great Barrington | MA | WMA | WCMA |  | 0.499 | 0 | 0.225
50124 | LODESTARSOLAR-01225PV499NM | 41329 | MA_413_0.499 PV_926 N STATE RD_CHESHIRE | PHOTOVOLTAIC | SUN |  | 2017-08-16 04:00 | Massachusetts Electric Company | Cheshire | MA | WMA | WCMA |  | 0.499 | 0 | 0.262
50127 | CLARKSBURGSOLAR-01247PV499NM | 41326 | MA_411_0.4995 PV_650 W CROSS RD_CLARKSBURG | PHOTOVOLTAIC | SUN |  | 2017-08-16 04:00 | Massachusetts Electric Company | Clarksburg | MA | WMA | WCMA |  | 0.499 | 0 | 0.22
50128 | TIVERTONPOWER-02878PV200RE | 40644 | RI_27_RE Growth PV_304 Progress Rd_Tiverton | PHOTOVOLTAIC | SUN |  | 2017-08-14 04:00 | The Narragansett Electric Company | Tiverton | RI | SEMA | RI |  | 0.2 | 0 | 0.088
50129 | GRANITE&MARBLEINC-01507PV100QF |  | NO RESOURCE | PHOTOVOLTAIC | SUN |  | 2017-08-14 04:00 | Massachusetts Electric Company | Charlton | MA | WMA | WCMA |  | 0.1 | 0 | 0.006
50130 | VHWBROOKFIELD#2-01082PV936NM | 41332 | MA_379_0.936 PV_33 GILBERTVILLE RD_WARE | PHOTOVOLTAIC | SUN |  | 2017-08-16 04:00 | Massachusetts Electric Company | Ware | MA | WMA | WCMA |  | 0.936 | 0 | 0.502
50131 | AMERESCOMENDON-01756PV1000NM | 41128 | MA_31_1 PV_36 MILFORD ST_MENDON | PHOTOVOLTAIC | SUN |  | 2017-08-15 04:00 | Massachusetts Electric Company | Mendon | MA | RI | SEMA |  | 1 | 0 | 0.621
50132 | SHIRLEYSOLAR3-01464PV936NM | 41199 | MA_298_0.9976 PV_0 LAWTON RD_SHIRLEY | PHOTOVOLTAIC | SUN |  | 2017-08-16 04:00 | Massachusetts Electric Company | Shirley | MA | CMA/NEMA | WCMA |  | 0.936 | 0 | 0.537
50133 | TUFTSUNIVERSITY-01536PV2000QF |  | NO RESOURCE | PHOTOVOLTAIC | SUN |  | 2017-08-16 04:00 | Massachusetts Electric Company | North Grafton | MA | CMA/NEMA | WCMA |  | 2 | 0 | 0
50146 | WORC.LANDFILL#1-01602PV4400NM | 41266 | MA_280_6.5 PV_20 NIPPNAPP TR_WORCESTER | PHOTOVOLTAIC | SUN |  | 2017-08-23 04:00 | Massachusetts Electric Company | Worcester | MA | CMA/NEMA | WCMA |  | 4.4 | 0 | 0.523
50147 | BWC19LLCHOPEDALE-01747PV1000NM | 41228 | MA_32_1 PV_300 S MAIN ST_HOPEDALE | PHOTOVOLTAIC | SUN |  | 2017-08-23 04:00 | Massachusetts Electric Company | Hopedale | MA | RI | SEMA |  | 1 | 0 | 0.554
50148 | SHMASHEFFIELD-01257PV499NM | 41335 | MA_418_0.499 PV_49 LIME-KILN RD_SHEFFIELD | PHOTOVOLTAIC | SUN |  | 2017-08-24 04:00 | Massachusetts Electric Company | Sheffield | MA | WMA | WCMA |  | 0.499 | 0 | 0.271
50155 | SEDTHREELLC-02375PV270NM | 41134 | MA_143_0.27 PV_58 NORFOLK AV_SOUTH EASTON | PHOTOVOLTAIC | SUN |  | 2017-08-23 04:00 | Massachusetts Electric Company | South Easton | MA | SEMA | SEMA |  | 0.27 | 0 | 0.105
50156 | SHMASHEFFIELD3-01257PV250NM | 41423 | MA_419_0.25 PV_1399 N MAIN ST_SHEFFIELD | PHOTOVOLTAIC | SUN |  | 2017-08-24 04:00 | Massachusetts Electric Company | Sheffield | MA | WMA | WCMA |  | 0.25 | 0 | 0.121
50157 | CECSOLAR#1054-01590PV960NM | 41267 | MA_57_0.96 PV_80 WORCESTER-PROVIDENCE TP_SUTTON | PHOTOVOLTAIC | SUN |  | 2017-08-29 04:00 | Massachusetts Electric Company | Sutton | MA | CMA/NEMA | WCMA |  | 0.96 | 0 | 0.198
50169 | WESTMINSTERSOLAR-01473PV450NM |  | NO RESOURCE | PHOTOVOLTAIC | SUN |  | 2017-08-24 04:00 | Massachusetts Electric Company | Westminster | MA | WMA | WCMA |  | 0.45 | 0 | 0.225
50182 | PLANETAID-01757PV400NM | 41123 | MA_131_0.3663 PV_47 SUMNER ST_MILFORD | PHOTOVOLTAIC | SUN |  | 2017-08-28 04:00 | Massachusetts Electric Company | Milford | MA | RI | SEMA |  | 0.4 | 0 | 0.088
50183 | GREENDOTSOLARLLC-01952PV500NM | 41222 | MA_431_0.5 PV_105 RABBIT RD_SALISBURY | PHOTOVOLTAIC | SUN |  | 2017-09-06 04:00 | Massachusetts Electric Company | Salisbury | MA | BOSTON | NEMA |  | 0.5 | 0 | 0.277
50185 | CECSOLAR#1063-02379PV1656NM |  | NO RESOURCE | PHOTOVOLTAIC | SUN |  | 2017-09-07 04:00 | Massachusetts Electric Company | West Bridgewater | MA | SEMA | SEMA |  | 1.656 | 0 | 0.764
50190 | FLINTRDSOLARLLC-01527PV499NM | 41195 | MA_287_0.499 PV_0 WESTBOROUGH ST_MILLBURY | PHOTOVOLTAIC | SUN |  | 2017-09-06 04:00 | Massachusetts Electric Company | Millbury | MA | CMA/NEMA | WCMA |  | 0.499 | 0 | 0.249
50196 | SOLTENPLAINVILLE-02762PV4890NM | 41105 | MA_3_4.89 PV_14 BELCHER ST_PLAINVILLE | PHOTOVOLTAIC | SUN |  | 2017-08-30 04:00 | Massachusetts Electric Company | Plainville | MA | RI | SEMA |  | 4.89 | 0 | 1.934
50197 | ARDENJEWELRY-02919PV108NM |  | NO RESOURCE | PHOTOVOLTAIC | SUN |  | 2017-09-06 04:00 | The Narragansett Electric Company | Johnston | RI | RI | RI |  | 0.108 | 0 | 0.027
50201 | BROCKTONHOUSING-02302PV3720NM | 41350 | MA_8_3.72 PV_0 THATCHER ST_BROCKTON | PHOTOVOLTAIC | SUN |  | 2017-09-07 04:00 | Massachusetts Electric Company | Brockton | MA | SEMA | SEMA |  | 3.72 | 0 | 1.831
50202 | WORC.LANDFILL#2-01602PV2100NM |  | NO RESOURCE | PHOTOVOLTAIC | SUN |  | 2017-09-06 04:00 | Massachusetts Electric Company | Worcester | MA | CMA/NEMA | WCMA |  | 2.1 | 0 | 2.178
50203 | HOLLANDCOMPANY-01247PV499NM | 41251 | MA_92_0.499 PV_0 S STATE ST_NORTH ADAMS | PHOTOVOLTAIC | SUN |  | 2017-09-07 04:00 | Massachusetts Electric Company | North Adams | MA | WMA | WCMA |  | 0.499 | 0 | 0.201
50208 | COHSOLARLLC-02025PV420NM | 41211 | MA_368_0.42 PV_81 CEDAR ST_COHASSET | PHOTOVOLTAIC | SUN |  | 2017-09-11 04:00 | Massachusetts Electric Company | Cohasset | MA | SEMA | SEMA |  | 0.42 | 0 | 0.132
50212 | JAMESPETERSEN-02814PV196RE | 40642 | RI_26_RE Growth PV_451 Putnam Pike_Glocester | PHOTOVOLTAIC | SUN |  | 2017-09-08 04:00 | The Narragansett Electric Company | Chepatchet | RI | RI | RI |  | 0.196 | 0 | 0.086
50213 | UPTONSOLARLLC213-01568PV1000NM |  | NO RESOURCE | PHOTOVOLTAIC | SUN |  | 2017-09-18 04:00 | Massachusetts Electric Company | Upton | MA | RI | SEMA |  | 1 | 0 | 0.537
50215 | UPTONSOLARLLC#2-01568PV1000NM |  | NO RESOURCE | PHOTOVOLTAIC | SUN |  | 2017-09-20 04:00 | Massachusetts Electric Company | Upton | MA | RI | SEMA |  | 1 | 0 | 0.528
50216 | PRINCETONWORC.-01886PV323NM | 41424 | MA_430_0.308 PV_500 PRINCETON WA_WESTFORD | PHOTOVOLTAIC | SUN |  | 2017-09-18 04:00 | Massachusetts Electric Company | Westford | MA | CMA/NEMA | WCMA |  | 0.323 | 0 | 0.123
50219 | BANKSTHOLDINGS-02832PV400RE | 40654 | RI_29_RE Growth PV_44 Bank St_Hopkinton | PHOTOVOLTAIC | SUN |  | 2017-09-22 04:00 | The Narragansett Electric Company | Hope Valley | RI | RI | RI |  | 0.4 | 0 | 0.19
50223 | COV.SCHOOL-SOLECT-02816PV100NM |  | NO RESOURCE | PHOTOVOLTAIC | SUN |  | 2017-09-27 04:00 | The Narragansett Electric Company | Coventry | RI | RI | RI |  | 0.1 | 0 | 0
50229 | FARLEYRDSOLAR-01571PV1000NM | 41144 | MA_310_1 PV_0 FARLEY RD_DUDLEY | PHOTOVOLTAIC | SUN |  | 2017-09-28 04:00 | Massachusetts Electric Company | Dudley | MA | WMA | WCMA |  | 1 | 0 | 0.558
50230 | EMBRACELOANS110-02842PV133NM |  | NO RESOURCE | PHOTOVOLTAIC | SUN |  | 2017-10-02 04:00 | The Narragansett Electric Company | Middletown | RI | SEMA | RI |  | 0.133 | 0 | 0.039
50231 | ATTLEBOROHOUSING-02777PV1656NM | 41113 | MA_201_1.656 PV_788 WOOD ST_SWANSEA | PHOTOVOLTAIC | SUN |  | 2017-09-28 04:00 | Massachusetts Electric Company | Swansea | MA | RI | SEMA |  | 1.656 | 0 | 0.792
50232 | AAANORTHEASTLNC-02915PV150NM |  | NO RESOURCE | PHOTOVOLTAIC | SUN |  | 2017-09-28 04:00 | The Narragansett Electric Company | Riverside | RI | RI | RI |  | 0.15 | 0 | 0.019
50233 | DUDLEYSOLAR#2-01571PV500NM | 41142 | MA_100_0.5 PV_55 DUDLEY OXFORD RD_DUDLEY | PHOTOVOLTAIC | SUN |  | 2017-10-02 04:00 | Massachusetts Electric Company | Dudley | MA | WMA | WCMA |  | 0.5 | 0 | 0.238
50234 | DUDLEYSOLAR#4-01571PV500NM | 41358 | MA_99_0.5 PV_55 W DUDLEY RD_DUDLEY | PHOTOVOLTAIC | SUN |  | 2017-10-03 04:00 | Massachusetts Electric Company | Dudley | MA | WMA | WCMA |  | 0.5 | 0 | 0.261
50235 | DUDLEYSOLAR#1-01571PV400NM | 41085 | MA_118_0.4 PV_55 DUDLEY OXFORD RD_DUDLEY | PHOTOVOLTAIC | SUN |  | 2017-10-04 04:00 | Massachusetts Electric Company | Dudley | MA | WMA | WCMA |  | 0.4 | 0 | 0.247
50241 | SPOFFORDRDSOLAR-01921PV750NM | 41298 | MA_432_0.75 PV_7A SPOFFORD RD_BOXFORD | PHOTOVOLTAIC | SUN |  | 2017-10-02 04:00 | Massachusetts Electric Company | Boxford | MA | BOSTON | NEMA |  | 0.75 | 0 | 0.392
50242 | DUDLEYSOLAR#3-01571PV500NM | 41146 | MA_101_0.5 PV_55 DUDLEY OXFORD RD_DUDLEY | PHOTOVOLTAIC | SUN |  | 2017-10-03 04:00 | Massachusetts Electric Company | Dudley | MA | WMA | WCMA |  | 0.5 | 0 | 0.201
50310 | PLEASANTDALERD-01543PV1000NM | 41140 | MA_290_1 PV_394 PLEASANTDALE RD_RUTLAND | PHOTOVOLTAIC | SUN |  | 2017-10-12 04:00 | Massachusetts Electric Company | Rutland | MA | WMA | WCMA |  | 1 | 0 | 0.518
50412 | TOWNOFWENDELL-01510PV1954NM | 41368 | MA_295_2.196 PV_100 ADAMS RD_CLINTON | PHOTOVOLTAIC | SUN |  | 2017-10-13 04:00 | Massachusetts Electric Company | Clinton | MA | CMA/NEMA | WCMA |  | 1.954 | 0 | 0.418
50413 | BWCFIVEMILERIVER-01832PV3000NM | 41345 | MA_433_3 PV_1050 HILLDALE AV_HAVERHILL | PHOTOVOLTAIC | SUN |  | 2017-10-11 04:00 | Massachusetts Electric Company | Haverhill | MA | BOSTON | NEMA |  | 3 | 0 | 1.739
50415 | TOWNOFDUNSTABLE-02196PV4680NM | 41139 | MA_288_4.68 PV_67 PLEASANTDALE RD_RUTLAND | PHOTOVOLTAIC | SUN |  | 2017-10-17 04:00 | Massachusetts Electric Company | Rutland | MA | WMA | WCMA |  | 4.68 | 0 | 2.377
50430 | TOURBILLONTRAILER-02857PV196RE | 40647 | RI_28_RE Growth PV_401 Snake Hill Rd_Glocester | PHOTOVOLTAIC | SUN |  | 2017-10-18 04:00 | The Narragansett Electric Company | North Scituate | RI | RI | RI |  | 0.196 | 0 | 0.104
50440 | INCOMINCCHARLTON-01507PV2000NM | 41203 | MA_317_2.5 PV_294 SOUTHBRIDGE RD_CHARLTON | PHOTOVOLTAIC | SUN |  | 2017-10-18 04:00 | Massachusetts Electric Company | Charlton | MA | WMA | WCMA |  | 2 | 0 | 1.108
50448 | FOXBOROELMLLC-02035PV2000NM | 41198 | MA_357_2 PV_65 ELM ST_FOXBORO | PHOTOVOLTAIC | SUN |  | 2017-10-23 04:00 | Massachusetts Electric Company | Foxboro | MA | RI | SEMA |  | 2 | 0 | 0.967
50449 | MASOLARHGWYLLC-01266PV500NM | 41081 | MA_80_0.5 PV_36 STOCKBRIDGE RD_W STOCKBRIDGE | PHOTOVOLTAIC | SUN |  | 2017-10-23 04:00 | Massachusetts Electric Company | West Stockbridge | MA | WMA | WCMA |  | 0.5 | 0 | 0.249
50456 | BWCSTURBRIDGE#2-01566PV1000NM | 41349 | MA_322_1 PV_1 HARE RD_STURBRIDGE | PHOTOVOLTAIC | SUN |  | 2017-11-01 04:00 | Massachusetts Electric Company | Sturbridge | MA | WMA | WCMA |  | 1 | 0 | 0.297
50457 | BWCSTURBRIDGE#1-01566PV1000NM | 41280 | MA_321_1 PV_1 HARE RD_STURBRIDGE | PHOTOVOLTAIC | SUN |  | 2017-11-08 05:00 | Massachusetts Electric Company | Sturbridge | MA | WMA | WCMA |  | 1 | 0 | 0.494
50459 | ZPTPHILLIPSTON-01331PV1000NM | 41107 | MA_61_0.972 PV_0 STATE RD_PHILLIPSTON | PHOTOVOLTAIC | SUN |  | 2017-11-06 05:00 | Massachusetts Electric Company | Phillipston | MA | WMA | WCMA |  | 1 | 0 | 0.612
50460 | MAINSAUGUSLLC-01906PV1296NM | 41220 | MA_423_1.296 PV_515 MAIN ST_SAUGUS | PHOTOVOLTAIC | SUN |  | 2017-11-07 05:00 | Massachusetts Electric Company | Saugus | MA | BOSTON | NEMA |  | 1.296 | 0 | 0.71
50461 | WESTSHAFTSOLAR-01247PV996NM | 41302 | MA_412_0.996 PV_700 W SHAFT RD_NORTH ADAMS | PHOTOVOLTAIC | SUN |  | 2017-11-06 05:00 | Massachusetts Electric Company | North Adams | MA | WMA | WCMA |  | 0.996 | 0 | 0.555
50462 | CASSIOPEIA SOLAR |  | NO RESOURCE | PHOTOVOLTAIC | SUN |  | 2017-11-07 05:00 | Fitchburg Gas & Electric Light Company | Ashby | MA | WMA | WCMA |  | 1.848 | 0 | 1.018
50525 | AYERSOLARLLCI-01432PV864NM |  | NO RESOURCE | PHOTOVOLTAIC | SUN |  | 2017-11-14 05:00 | Massachusetts Electric Company | Ayer | MA | CMA/NEMA | WCMA |  | 0.864 | 0 | 0.51
50574 | LODESTARSOLAR-01230PV1000NM |  | NO RESOURCE | PHOTOVOLTAIC | SUN |  | 2017-11-30 05:00 | Massachusetts Electric Company | Great Barrington | MA | WMA | WCMA |  | 1 | 0 | 0.448
50577 | DUDLEYRIVERSLR2-01550PV1000NM | 41054 | MA_36_1 PV_307 DUDLEY-RIVER RD_SOUTHBRIDGE | PHOTOVOLTAIC | SUN |  | 2017-12-05 05:00 | Massachusetts Electric Company | Southbridge | MA | WMA | WCMA |  | 1 | 0 | 0.57
50584 | SOLARWAY (PV) | 41535 | FGE Solarway Capacity | PHOTOVOLTAIC | SUN |  | 2017-11-30 05:00 | Fitchburg Gas & Electric Light Company | Fitchburg | MA | WMA | WCMA |  | 1 | 0 | 0.522
50590 | CLARKUNIV.CHP-01610CHP2000QF |  | NO RESOURCE | GAS TURBINE | NG |  | 2017-11-29 05:00 | Massachusetts Electric Company | Worcester | MA | WMA | WCMA |  | 2 | 0 | 2
50592 | SOLTENRANDOLPH-02368PV3780NM | 41231 | MA_7_3.78 PV_2 JOHNSON DR_RANDOLPH | PHOTOVOLTAIC | SUN |  | 2017-11-29 05:00 | Massachusetts Electric Company | Randolph | MA | SEMA | SEMA |  | 3.78 | 0 | 1.966
50593 | CHERRYVALLEYSLR-01524PV1000NM |  | NO RESOURCE | PHOTOVOLTAIC | SUN |  | 2017-11-29 05:00 | Massachusetts Electric Company | Leicester | MA | WMA | WCMA |  | 1 | 0 | 0.599
50594 | MILLSCOFFEEROAST-02905PV37.8NM |  | NO RESOURCE | PHOTOVOLTAIC | SUN |  | 2017-11-29 05:00 | The Narragansett Electric Company | Providence | RI | RI | RI |  | 0.038 | 0 | 0.006
50595 | FAIRGROUNDSREALTY-02892PV144NM |  | NO RESOURCE | PHOTOVOLTAIC | SUN |  | 2017-11-29 05:00 | The Narragansett Electric Company | West Kingston | RI | RI | RI |  | 0.144 | 0 | 0.046
50598 | EPPING PV N3455 |  | NO RESOURCE | PHOTOVOLTAIC | SUN |  | 2017-12-06 05:00 | Public Service Company of New Hampshire | Epping | NH | NH | NH |  | 0.56 | 0 | 0.108
50600 | CECSOLAR1096-01832PV996NM | 41241 | MA_47_0.996 PV_1291 BROADWAY_HAVERHILL | PHOTOVOLTAIC | SUN |  | 2017-12-06 05:00 | Massachusetts Electric Company | Haverhill | MA | BOSTON | NEMA |  | 0.996 | 0 | 0.436
50607 | COMMUNITY HEALTH CONN INC (PV) |  | NO RESOURCE | PHOTOVOLTAIC | SUN |  | 2017-12-05 05:00 | Fitchburg Gas & Electric Light Company | Fitchburg | MA | WMA | WCMA |  | 0.168 | 0 | 0
50608 | DUDLEYRIVERSlR-01550PV1000NM | 41056 | MA_37_1 PV_307 DUDLEY-RIVER RD_SOUTHBRIDGE | PHOTOVOLTAIC | SUN |  | 2017-12-05 05:00 | Massachusetts Electric Company | Southbridge | MA | WMA | WCMA |  | 1 | 0 | 0.608
50609 | SOLTENEBRDGWTR-002333PV2610NM | 41317 | MA_359_2.34 PV_234 THATCHER ST_E BRIDGEWATER | PHOTOVOLTAIC | SUN |  | 2017-12-11 05:00 | Massachusetts Electric Company | E Bridgewater | MA | SEMA | SEMA |  | 2.61 | 0 | 0.931
50610 | BWCWADINGRIVER-01756PV1000NM |  | NO RESOURCE | PHOTOVOLTAIC | SUN |  | 2017-12-11 05:00 | Massachusetts Electric Company | Mendon | MA | RI | SEMA |  | 1 | 0 | 0.592
50613 | BWCPROVIDENCEST-01756PV1000NM |  | NO RESOURCE | PHOTOVOLTAIC | SUN |  | 2017-12-17 05:00 | Massachusetts Electric Company | Mendon | MA | RI | SEMA |  | 1 | 0 | 0.533
50617 | HOUSATONICSOLAR1-01266PV2000NM |  | NO RESOURCE | PHOTOVOLTAIC | SUN |  | 2017-12-11 05:00 | Massachusetts Electric Company | West Stockbridge | MA | WMA | WCMA |  | 2 | 0 | 1.021
50618 | JHSOLARLLC-01535PV1000NM | 41059 | MA_40_1 PV_52 W BROOKFIELD RD_N BROOKFIELD | PHOTOVOLTAIC | SUN |  | 2017-12-11 05:00 | Massachusetts Electric Company | North Brookfield | MA | WMA | WCMA |  | 1 | 0 | 0.573
50619 | LEDEAUXSOLARLLC-01535PV1000NM | 41061 | MA_41_1 PV_62 W BROOKFIELD RD_N BROOKFIELD | PHOTOVOLTAIC | SUN |  | 2017-12-12 05:00 | Massachusetts Electric Company | N Brookfield | MA | WMA | WCMA |  | 1 | 0 | 0.51
50626 | WARWICKPOULTRY-02908PV252NM |  | NO RESOURCE | PHOTOVOLTAIC | SUN |  | 2017-12-12 05:00 | The Narragansett Electric Company | Providence | RI | RI | RI |  | 0.252 | 0 | 0
50627 | CLARENCEHOPKINS-02814PV196RE | 40718 | RI_30_RE Growth PV_1378 Snake Hill Rd_Glocester | PHOTOVOLTAIC | SUN |  | 2017-12-14 05:00 | The Narragansett Electric Company | North Scituate | RI | RI | RI |  | 0.196 | 0 | 0.099
50628 | BWCTHAYERRD-01756PV1000NM |  | NO RESOURCE | PHOTOVOLTAIC | SUN |  | 2017-12-11 05:00 | Massachusetts Electric Company | Mendon | MA | RI | SEMA |  | 1 | 0 | 0.571
50629 | WILLIAMSTOWN-01267PV1500NM | 41048 | MA_25_1.5 PV_675 SIMONDS RD_WILLIAMSTOWN | PHOTOVOLTAIC | SUN |  | 2017-12-11 05:00 | Massachusetts Electric Company | Williamstown | MA | WMA | WCMA |  | 1.5 | 0 | 0.567
50630 | TIM'S FABRICATORS (PV) |  | NO RESOURCE | PHOTOVOLTAIC | SUN |  | 2017-12-15 05:00 | Fitchburg Gas & Electric Light Company | Fitchburg | MA | WMA | WCMA |  | 0.113 | 0 | 0.035
50632 | CECSOLAR1098-02777PV996NM | 41242 | MA_48_0.996 PV_150 OAK ST_SWANSEA | PHOTOVOLTAIC | SUN |  | 2017-12-19 05:00 | Massachusetts Electric Company | Swansea | MA | RI | SEMA |  | 0.996 | 0 | 0.562
50634 | FUSION SOLAR CENTER | 40613 | Fusion Solar Center LLC | PHOTOVOLTAIC | SUN |  | 2018-04-18 04:00 | Fusion Solar Center, LLC | Sprague | CT | CT | CT | 58876 | 17.6 | 0.013 | 13.647
50635 | DUDLEYRIVERSLR3-01550PV1000NM | 41041 | MA_320_1 PV_307 DUDLEY-RIVER RD_SOUTHBRIDGE | PHOTOVOLTAIC | SUN |  | 2017-12-19 05:00 | Massachusetts Electric Company | Southbridge | MA | WMA | WCMA |  | 1 | 0 | 0.646
50636 | MADISON HYDRO | 1114 | MADISON COMPOSITE | HYDRO: RUN OF RIVER | WAT |  | 1984-09-01 04:00 | Eagle Creek Madison Hydro, LLC | Anson | ME | ME | ME |  | 29.5193 | 13.128 | 7.475
50637 | PLAINFIELD II WIND |  | NO RESOURCE | WIND TURBINE | WON |  | 2019-01-29 05:00 | Green Development, LLC | JOHNSTON | RI | RI | RI | 62107 | 2.7 | 0.687 | 0.254
50638 | PLAINFIELD I WIND |  | NO RESOURCE | WIND TURBINE | WON |  | 2019-01-19 05:00 | Green Development, LLC | JOHNSTON | RI | RI | RI | 62109 | 2.7 | 0.556 | 0.247
50639 | GREEN HILL WIND |  | NO RESOURCE | WIND TURBINE | WON |  | 2019-01-19 05:00 | Green Development, LLC | JOHNSTON | RI | RI | RI | 62106 | 2.7 | 0.631 | 0.226
50640 | PLAINFIELD III WIND |  | NO RESOURCE | WIND TURBINE | WON |  | 2019-01-12 05:00 | Green Development, LLC | JOHNSTON | RI | RI | RI | 62108 | 2.7 | 0.626 | 0.274
50641 | SHUN III WIND |  | NO RESOURCE | WIND TURBINE | WON |  | 2019-01-19 05:00 | Green Development, LLC | JOHNSTON | RI | RI | RI | 62112 | 2.7 | 0.789 | 0.261
50642 | SHUN II WIND |  | NO RESOURCE | WIND TURBINE | WON |  | 2019-01-19 05:00 | Green Development, LLC | JOHNSTON | RI | RI | RI | 62111 | 2.7 | 0.614 | 0.219
50643 | SHUN I WIND |  | NO RESOURCE | WIND TURBINE | WON |  | 2019-01-31 05:00 | Green Development, LLC | JOHNSTON | RI | RI | RI | 62110 | 2.7 | 0.721 | 0.261
50645 | NRG_COMM_HOST_ID2137495 |  | NO RESOURCE | PHOTOVOLTAIC | SUN |  | 2017-12-20 05:00 | NSTAR Electric Company | Carver | MA | SEMA | SEMA |  | 1.86 | 0 | 1.094
50649 | CEC_SOLAR_1114_ID2093189 |  | NO RESOURCE | PHOTOVOLTAIC | SUN |  | 2017-12-20 05:00 | NSTAR Electric Company | Fairhaven | MA | SEMA | SEMA |  | 1.692 | 0 | 0.497
50654 | WESTPORT_MA1-2_LLC_ID2068650 |  | NO RESOURCE | PHOTOVOLTAIC | SUN |  | 2017-12-21 05:00 | NSTAR Electric Company | Westport | MA | SEMA | SEMA |  | 2.55 | 0 | 1.072
50655 | CEC_SOLAR_1040-1041_ID2020238 |  | NO RESOURCE | PHOTOVOLTAIC | SUN |  | 2017-12-21 05:00 | NSTAR Electric Company | Kingston | MA | SEMA | SEMA |  | 1.57 | 0 | 0.769
50659 | THE_BOG_LLC_ID2117310 |  | NO RESOURCE | PHOTOVOLTAIC | SUN |  | 2017-12-21 05:00 | NSTAR Electric Company | Kingston | MA | SEMA | SEMA |  | 0.48 | 0 | 0.036
50669 | TOWN_OF_LEXINGTON_ID2052550 | 38863 | Syncarpha Lexington | PHOTOVOLTAIC | SUN |  | 2017-12-20 05:00 | NSTAR Electric Company | Lexington | MA | BOSTON | NEMA |  | 1.624 | 0 | 0.921
50670 | CARVER_MA_1_LLC_ID2108025 |  | NO RESOURCE | PHOTOVOLTAIC | SUN |  | 2017-12-21 05:00 | NSTAR Electric Company | Carver | MA | SEMA | SEMA |  | 2 | 0 | 1.024
50690 | STMARKSSCHOOL-01722PV480NM | 41089 | MA_347_0.48 PV_51 SEARS RD_SOUTHBOROUGH | PHOTOVOLTAIC | SUN |  | 2017-12-21 05:00 | Massachusetts Electric Company | Southboro | MA | CMA/NEMA | WCMA |  | 0.48 | 0 | 0.256
50693 | 195LIBERTYSTRLTY-02301PV259NM |  | NO RESOURCE | PHOTOVOLTAIC | SUN |  | 2017-12-27 05:00 | Massachusetts Electric Company | Brockton | MA | SEMA | SEMA |  | 0.259 | 0 | 0.127
50695 | LENOXWILLOWCRK-01240PV606NM |  | NO RESOURCE | PHOTOVOLTAIC | SUN |  | 2017-12-27 05:00 | Massachusetts Electric Company | Lenox | MA | WMA | WCMA |  | 0.606 | 0 | 0.272
50697 | STJOSEPHS-01507PV1000NM | 41047 | MA_324_1 PV_10 H PUTNAM-ROAD EX_CHARLTON | PHOTOVOLTAIC | SUN |  | 2017-12-27 05:00 | Massachusetts Electric Company | Charlton | MA | WMA | WCMA |  | 1 | 0 | 0.607
50699 | KAMMANFOOD-02169PV466.2QF |  | NO RESOURCE | PHOTOVOLTAIC | SUN |  | 2017-12-27 05:00 | Massachusetts Electric Company | Quincy | MA | SEMA | SEMA |  | 0.466 | 0 | 0
50700 | KLEARVU-02720PV180NM |  | NO RESOURCE | PHOTOVOLTAIC | SUN |  | 2017-12-27 05:00 | Massachusetts Electric Company | Fall River | MA | SEMA | SEMA |  | 0.18 | 0 | 0
50710 | ISMSOLARDIGHTON2-02715PV2000NM |  | NO RESOURCE | PHOTOVOLTAIC | SUN |  | 2018-01-04 05:00 | Massachusetts Electric Company | Dighton | MA | SEMA | SEMA |  | 2 | 0 | 1.149
50711 | SOLARSKY-02920PV216RE | 40695 | RI_31_RE Growth PV_1275 Seven Mile Rd_Cranston | PHOTOVOLTAIC | SUN |  | 2017-12-29 05:00 | The Narragansett Electric Company | Cranston | RI | RI | RI |  | 0.216 | 0 | 0.109
50712 | SOUTHERNSKY-02920PV216RE | 40696 | RI_32_RE Growth PV_1275 Seven Mile Rd_Cranston | PHOTOVOLTAIC | SUN |  | 2017-12-29 05:00 | The Narragansett Electric Company | Cranston | RI | RI | RI |  | 0.216 | 0 | 0.109
50713 | ATHOLSOLAR-01331PV311NM | 41153 | MA_134_0.311 PV_1006 TEMPLETON RD_ATHOL | PHOTOVOLTAIC | SUN |  | 2018-01-04 05:00 | Massachusetts Electric Company | Athol | MA | WMA | WCMA |  | 0.311 | 0 | 0.162
50714 | TOWN_OF_DUXBURY_ID2117207 | 40599 | Duxbury Chandler | PHOTOVOLTAIC | SUN |  | 2018-01-02 05:00 | NSTAR Electric Company | Duxbury | MA | SEMA | SEMA |  | 0.21 | 0 | 0.102
50720 | CITYNORTHAMPTON-01062PV2355NM | 41218 | MA_410_2.355 PV_170 GLENDALE RD_NORTHAMPTON | PHOTOVOLTAIC | SUN |  | 2018-01-05 05:00 | Massachusetts Electric Company | Northampton | MA | WMA | WCMA |  | 2.355 | 0 | 1.281
50721 | SUNEDISONGRAFTON-01519PV1000NM |  | NO RESOURCE | PHOTOVOLTAIC | SUN |  | 2018-01-16 05:00 | Massachusetts Electric Company | Grafton | MA | CMA/NEMA | WCMA |  | 1 | 0 | 0.5
50723 | BWCBOXPONDCAPERD01756PV743NM | 41064 | MA_75_0.743 PV_38 CAPE RD_MENDON | PHOTOVOLTAIC | SUN |  | 2018-01-23 05:00 | Massachusetts Electric Company | Mendon | MA | RI | SEMA |  | 0.743 | 0 | 0.287
50724 | 276WEYMOUTHST-02370PV166.5QF |  | NO RESOURCE | PHOTOVOLTAIC | SUN |  | 2018-01-19 05:00 | Massachusetts Electric Company | Rockland | MA | SEMA | SEMA |  | 0.166 | 0 | 0.01
50729 | NIPPAWUSSOLAR-02852PV780RE | 40655 | RI_33_RE Growth PV_200 Frenchtown Rd_North Kingstown | PHOTOVOLTAIC | SUN |  | 2018-01-26 05:00 | The Narragansett Electric Company | North Kingstown | RI | RI | RI |  | 0.78 | 0.003 | 0.175
50731 | NIPPAWUSSOLAR-02852PV930DG | 40632 | RI_23_DGSC PV_200 Frenchtown Rd_North Kingstown | PHOTOVOLTAIC | SUN |  | 2018-01-26 05:00 | The Narragansett Electric Company | North Kingstown | RI | RI | RI |  | 0.93 | 0 | 0.21
50734 | BWCBOXPOND1860-01756PV1860NM | 41045 | MA_20_1.86 PV_161 HARTFORD AV_MENDON | PHOTOVOLTAIC | SUN |  | 2018-02-02 05:00 | Massachusetts Electric Company | Mendon | MA | RI | SEMA |  | 1.86 | 0 | 0.779
50736 | CEDFOSTERSOLAR-02825PV1980RE | 40656 | RI_34_RE Growth PV_0 Danielson Pike_Providence | PHOTOVOLTAIC | SUN |  | 2018-02-09 05:00 | The Narragansett Electric Company | Foster | RI | RI | RI |  | 1.98 | 0 | 1.029
50737 | WEBSTERSOLAR-01570PV1000NM |  | NO RESOURCE | PHOTOVOLTAIC | SUN |  | 2018-02-12 05:00 | Massachusetts Electric Company | Webster | MA | WMA | WCMA |  | 1 | 0 | 0.407
50738 | PALUMBOSOLAR-01569PV2000NM | 40996 | MA_12_2 PV_183 PROVIDENCE ST_UXBRIDGE | PHOTOVOLTAIC | SUN |  | 2018-02-13 05:00 | Massachusetts Electric Company | Uxbridge | MA | RI | SEMA |  | 2 | 0 | 1.224
50742 | MCCRACKENFINANC-01821PV112QF |  | NO RESOURCE | PHOTOVOLTAIC | SUN |  | 2018-02-09 05:00 | Massachusetts Electric Company | Billerica | MA | CMA/NEMA | WCMA |  | 0.112 | 0 | 0.003
50743 | AJAXSOLARLLC-02379PV3084NM | 41234 | MA_9_3.084 PV_35 UNITED DR_W BRIDGEWATER | PHOTOVOLTAIC | SUN |  | 2018-02-13 05:00 | Massachusetts Electric Company | W Bridgewater | MA | SEMA | SEMA |  | 3.084 | 0 | 1.537
50744 | EASTERNSCHLSOLAR-02356PV189NM |  | NO RESOURCE | PHOTOVOLTAIC | SUN |  | 2018-02-19 05:00 | Massachusetts Electric Company | North Easton | MA | SEMA | SEMA |  | 0.189 | 0 | 0.088
50783 | WEDSTILSONSOLAR-02898PV2000RE | 41042 | RI_104_RE Growth PV_56 Stilson Rd_Richmond | PHOTOVOLTAIC | SUN |  | 2018-03-01 05:00 | The Narragansett Electric Company | Wyoming | RI | RI | RI |  | 2 | 0 | 0.921
50790 | COHASSESOLARLLC-01550PV1000NM |  | NO RESOURCE | PHOTOVOLTAIC | SUN |  | 2018-03-02 05:00 | Massachusetts Electric Company | Southbridge | MA | WMA | WCMA |  | 1 | 0 | 0.544
50791 | MILFORD01757SOLAR168QF |  | NO RESOURCE | PHOTOVOLTAIC | SUN |  | 2018-03-05 05:00 | Massachusetts Electric Company | Milford | MA | RI | SEMA |  | 0.168 | 0 | 0
50792 | 510PVBLOSSOMEAST-02720PV996QF | 38698 | Blossom Rd 2 Fall River PV | PHOTOVOLTAIC | SUN |  | 2018-03-07 05:00 | Massachusetts Electric Company | Fall River | MA | SEMA | SEMA |  | 0.996 | 0 | 0.39
50793 | KEARSARGEBAYSTATE-02769PV812NM | 41271 | MA_72_0.644 PV_128 BAY-STATE RD_REHOBOTH | PHOTOVOLTAIC | SUN |  | 2018-02-28 05:00 | Massachusetts Electric Company | Rehoboth | MA | RI | SEMA |  | 0.812 | 0 | 0.287
50797 | 510PVBLOSSOMWEST-02720PV996QF | 38696 | Blossom Rd 1 Fall River PV | PHOTOVOLTAIC | SUN |  | 2018-03-07 05:00 | Massachusetts Electric Company | Fall River | MA | SEMA | SEMA |  | 0.996 | 0 | 0.363
50799 | STORAGEUSA741-02919PV86.4NM |  | NO RESOURCE | PHOTOVOLTAIC | SUN |  | 2018-03-12 04:00 | The Narragansett Electric Company | Johnston | RI | RI | RI |  | 0.09 | 0 | 0.027
50800 | CECSOLAR1056LLC-01519PV990NM | 41268 | MA_58_0.99 PV_207 PROVIDENCE RD_GRAFTON | PHOTOVOLTAIC | SUN |  | 2018-03-14 04:00 | Massachusetts Electric Company | Grafton | MA | CMA/NEMA | WCMA |  | 0.99 | 0 | 0.573
50801 | JJCARDOSI-02915PV69RE |  | NO RESOURCE | PHOTOVOLTAIC | SUN |  | 2018-03-14 04:00 | The Narragansett Electric Company | Riverside | RI | RI | RI |  | 0.07 | 0 | 0.031
50802 | LODESTARSOLARHOST-01507PV499NM | 41283 | MA_328_0.499 PV_111 BROOKFIELD RD_CHARLTON | PHOTOVOLTAIC | SUN |  | 2018-03-15 04:00 | Massachusetts Electric Company | Charlton | MA | WMA | WCMA |  | 0.499 | 0 | 0.302
50803 | SUNSETSOLARA-01562PV499NM | 41110 | MA_94_0.499 PV_22 SUNSET LN_SPENCER | PHOTOVOLTAIC | SUN |  | 2018-03-14 04:00 | Massachusetts Electric Company | Spencer | MA | WMA | WCMA |  | 0.499 | 0 | 0.303
50804 | THURSTONSAILS-02809PV35NM |  | NO RESOURCE | PHOTOVOLTAIC | SUN |  | 2018-03-15 04:00 | The Narragansett Electric Company | Bristol | RI | RI | RI |  | 0.035 | 0 | 0
50806 | SOCOREMADEV-01453PV984NM | 41062 | MA_59_0.984 PV_982 PLEASANT ST_LEOMINSTER | PHOTOVOLTAIC | SUN |  | 2018-03-14 04:00 | Massachusetts Electric Company | Leominster | MA | WMA | WCMA |  | 0.984 | 0 | 0.538
50807 | BLAIREWIREVLG-01562PV1000NM | 41035 | MA_285_1 PV_48 PAXTON RD_SPENCER | PHOTOVOLTAIC | SUN |  | 2018-03-14 04:00 | Massachusetts Electric Company | Spencer | MA | WMA | WCMA |  | 1 | 0 | 0.599
50808 | WORCESTERSCHOOLS-01065PV339QF |  | NO RESOURCE | PHOTOVOLTAIC | SUN |  | 2018-03-14 04:00 | Massachusetts Electric Company | Worcester | MA | CMA/NEMA | WCMA |  | 0.339 | 0 | 0
50809 | LODESTARSOLAR3-01507PV499NM | 41281 | MA_326_0.499 PV_154 CENTER-DEPOT RD_CHARLTON | PHOTOVOLTAIC | SUN |  | 2018-03-15 04:00 | Massachusetts Electric Company | Charlton | MA | WMA | WCMA |  | 0.499 | 0 | 0.212
50810 | LODESTARSOLAR2-01507PV499NM | 41282 | MA_327_0.499 PV_142 BROOKFIELD RD_CHARLTON | PHOTOVOLTAIC | SUN |  | 2018-03-15 04:00 | Massachusetts Electric Company | Charlton | MA | WMA | WCMA |  | 0.499 | 0 | 0.25
50811 | PROVWATERSUPPLY-02907PV496NM |  | NO RESOURCE | PHOTOVOLTAIC | SUN |  | 2018-03-15 04:00 | The Narragansett Electric Company | Providence | RI | RI | RI |  | 0.496 | 0 | 0.062
50812 | 87TOMHARVEYRD-02891PV167NM |  | NO RESOURCE | PHOTOVOLTAIC | SUN |  | 2018-03-16 04:00 | The Narragansett Electric Company | Westerly | RI | RI | RI |  | 0.167 | 0 | 0.032
50815 | COOLIDGE SOLAR | 38823 | Coolidge Solar | PHOTOVOLTAIC | SUN |  | 2018-12-20 05:00 | NextEra Energy Marketing, LLC | Ludlow | VT | VT | VT | 61959 | 22.5018 | 0 | 8.973
50816 | NORTONSOLAR2-02766PV495NM | 41088 | MA_342_0.495 PV_36 CLAPP ST_NORTON | PHOTOVOLTAIC | SUN |  | 2018-03-16 04:00 | Massachusetts Electric Company | Norton | MA | RI | SEMA |  | 0.495 | 0 | 0.215
50817 | SUNSETSOLARB-01562PV499NM | 41111 | MA_95_0.499 PV_22 SUNSET LN_SPENCER | PHOTOVOLTAIC | SUN |  | 2018-03-14 04:00 | Massachusetts Electric Company | Spencer | MA | WMA | WCMA |  | 0.499 | 0 | 0.278
50818 | NORTONSOLAR1-02766PV495NM | 41087 | MA_341_0.495 PV_20 CLAPP ST_NORTON | PHOTOVOLTAIC | SUN |  | 2018-03-15 04:00 | Massachusetts Electric Company | Norton | MA | RI | SEMA |  | 0.495 | 0 | 0.213
50819 | WEDKINGSTOWNWEST-02898PV1500NM | 44881 | 0714 - Kingstown 1 - PV | PHOTOVOLTAIC | SUN |  | 2018-03-19 04:00 | SYSO Inc. | Richmond | RI | RI | RI |  | 1.5 | 0 | 0.71
50820 | SECURITYREALTY-01772PV650NM | 41372 | MA_346_0.65 PV_0 SCHOOL ST_SOUTHBOROUGH | PHOTOVOLTAIC | SUN |  | 2018-03-19 04:00 | Massachusetts Electric Company | Southborough | MA | CMA/NEMA | WCMA |  | 0.65 | 0 | 0.312
50821 | WEDKINGSTOWNEAST-02898PV3000NM | 44882 | 0714 - Kingstown 2 - PV | PHOTOVOLTAIC | SUN |  | 2018-03-20 04:00 | SYSO Inc. | Richmond | RI | RI | RI |  | 3 | 0 | 1.45
50823 | TOWNOFWENDELL-01510PV1000NM | 41277 | MA_294_1.08 PV_111 ADAMS RD_CLINTON | PHOTOVOLTAIC | SUN |  | 2018-03-20 04:00 | Massachusetts Electric Company | Clinton | MA | CMA/NEMA | WCMA |  | 1 | 0 | 0.582
50824 | FOUNDRY01852SOLAR266.400SMAOBC |  | NO RESOURCE | PHOTOVOLTAIC | SUN |  | 2018-03-23 04:00 | Massachusetts Electric Company | Lowell | MA | CMA/NEMA | WCMA |  | 0.266 | 0 | 0.126
50825 | ALTERNATEPWR-02147PV995NM |  | NO RESOURCE | PHOTOVOLTAIC | SUN |  | 2018-03-23 04:00 | Massachusetts Electric Company | Clarksburg | MA | WMA | WCMA |  | 0.995 | 0 | 0.518
50826 | WOODCHUCKLNSOLAR-01562PV1000NM | 41366 | MA_286_1 PV_19 WOODCHUCK LN_SPENCER | PHOTOVOLTAIC | SUN |  | 2018-03-23 04:00 | Massachusetts Electric Company | Spencer | MA | WMA | WCMA |  | 1 | 0 | 0.612
50829 | ONYXDEVGRP-02359PV2400NM | 41435 | MA_371_2.4 PV_174 HOBOMOCK ST_PEMBROKE | PHOTOVOLTAIC | SUN |  | 2018-03-26 04:00 | Massachusetts Electric Company | Pembroke | MA | SEMA | SEMA |  | 2.4 | 0 | 1.151
50830 | SAMPSONRDSOLAR-01507PV2000NM | 41002 | MA_13_2 PV_18 SAMPSON RD_CHARLTON | PHOTOVOLTAIC | SUN |  | 2018-03-26 04:00 | Massachusetts Electric Company | Charlton | MA | WMA | WCMA |  | 2 | 0 | 1.118
50831 | TOSSOLAR2/725-01550PV480NM | 41181 | MA_315_0.48 PV_725 GUELPHWOOD RD_SOUTHBRIDGE | PHOTOVOLTAIC | SUN |  | 2018-03-26 04:00 | Massachusetts Electric Company | Southbridge | MA | WMA | WCMA |  | 0.48 | 0 | 0.268
50832 | TOSSOLAR2/726-01550PV984NM | 41254 | MA_316_0.984 PV_726 GUELPHWOOD RD_SOUTHBRIDGE | PHOTOVOLTAIC | SUN |  | 2018-03-26 04:00 | Massachusetts Electric Company | Southbridge | MA | WMA | WCMA |  | 0.984 | 0 | 0.622
50834 | GOODINGBUSSPACE-02809PV156RE |  | NO RESOURCE | PHOTOVOLTAIC | SUN |  | 2018-03-27 04:00 | The Narragansett Electric Company | Bristol | RI | RI | RI |  | 0.156 | 0 | 0.085
50835 | ALTON BRADFORD ROAD SOLAR | 41555 | Alton Bradford Road Solar | PHOTOVOLTAIC | SUN |  | 2020-04-30 04:00 | Galt Power Inc. | Hopkinton | RI | RI | RI | 64723 | 11.1 | 0 | 7.759
50864 | SAMMANRLTY-02896PV840RE | 40744 | RI_43_RE Growth PV_582 Great Rd_North Smithfield | PHOTOVOLTAIC | SUN |  | 2018-04-06 04:00 | The Narragansett Electric Company | North Smithfield | RI | RI | RI |  | 0.84 | 0 | 0.377
50866 | WAREHAM 1 |  | NO RESOURCE | PHOTOVOLTAIC | SUN |  | 2019-07-10 04:00 | SYSO Inc. | Wareham | MA | SEMA | SEMA | 62371 | 1.12 | 0 | 0.743
50867 | WAREHAM 2 |  | NO RESOURCE | PHOTOVOLTAIC | SUN |  | 2019-07-03 04:00 | SYSO Inc. | Wareham | MA | SEMA | SEMA | 62370 | 0.8 | 0 | 0.57
50868 | WAREHAM 3 |  | NO RESOURCE | PHOTOVOLTAIC | SUN |  | 2019-07-03 04:00 | SYSO Inc. | Wareham | MA | SEMA | SEMA | 62372 | 1.12 | 0 | 0.759
50869 | WAREHAM 4 |  | NO RESOURCE | PHOTOVOLTAIC | SUN |  | 2019-07-03 04:00 | SYSO Inc. | Wareham | MA | SEMA | SEMA | 62369 | 3.2 | 0 | 2.246
50872 | EXTRASPACESTORAGE-02891PV60NM |  | NO RESOURCE | PHOTOVOLTAIC | SUN |  | 2018-04-13 04:00 | The Narragansett Electric Company | Cranston | RI | RI | RI |  | 0.058 | 0 | 0
50873 | TRSRLTY01851SOLAR231SMAOBC |  | NO RESOURCE | PHOTOVOLTAIC | SUN |  | 2018-04-13 04:00 | Massachusetts Electric Company | Lowell | MA | CMA/NEMA | WCMA |  | 0.231 | 0 | 0.083
50874 | THEODRSOLARLLC_C-01473PV499NM | 41342 | MA_96_0.499 PV_0 THEODORE DR_WESTMINSTER | PHOTOVOLTAIC | SUN |  | 2018-04-16 04:00 | Massachusetts Electric Company | Westminster | MA | WMA | WCMA |  | 0.499 | 0 | 0.287
50875 | THEODRSOLARLLC_B-01473PV499NM | 41343 | MA_97_0.499 PV_0 THEODORE DR_WESTMINSTER | PHOTOVOLTAIC | SUN |  | 2018-04-16 04:00 | Massachusetts Electric Company | Westminster | MA | WMA | WCMA |  | 0.499 | 0 | 0.283
50879 | THEODRSOLARLLC_A-01473PV499NM | 41357 | MA_98_0.499 PV_0 THEODORE DR_WESTMINSTER | PHOTOVOLTAIC | SUN |  | 2018-04-16 04:00 | Massachusetts Electric Company | Westminster | MA | WMA | WCMA |  | 0.499 | 0 | 0.285
50880 | TOWNOFWESTERLY-02891PV60NM |  | NO RESOURCE | PHOTOVOLTAIC | SUN |  | 2018-04-17 04:00 | The Narragansett Electric Company | Westerly | RI | RI | RI |  | 0.06 | 0 | 0.012
50894 | PIERCLEANERS-02879PV35NM |  | NO RESOURCE | PHOTOVOLTAIC | SUN |  | 2018-04-19 04:00 | The Narragansett Electric Company | Wakefield | RI | RI | RI |  | 0.035 | 0 | 0.008
50896 | PALUMBOBSOLAR-01569PV1000NM | 41090 | MA_353_1 PV_197 PROVIDENCE ST_UXBRIDGE | PHOTOVOLTAIC | SUN |  | 2018-04-24 04:00 | Massachusetts Electric Company | Uxbridge | MA | RI | SEMA |  | 1 | 0 | 0.576
50901 | BELCHERRENEW1-01007PV2000NM | 41117 | MA_14_2 PV_81 N LIBERTY ST_BELCHERTOWN | PHOTOVOLTAIC | SUN |  | 2018-05-02 04:00 | Massachusetts Electric Company | Belchertown | MA | WMA | WCMA |  | 2 | 0 | 1.115
50903 | BELCHERRENEW2-01007PV2000NM | 41125 | MA_15_2 PV_270 FRANKLIN ST_BELCHERTOWN | PHOTOVOLTAIC | SUN |  | 2018-05-02 04:00 | Massachusetts Electric Company | Belchertown | MA | WMA | WCMA |  | 2 | 0 | 0.975
50905 | WFYOUNG-01028PV72NM |  | NO RESOURCE | PHOTOVOLTAIC | SUN |  | 2018-05-01 04:00 | Massachusetts Electric Company | East Longmeadow | MA | WMA | WCMA |  | 0.072 | 0 | 0.023
65961 | MONSONSOLAR-01057PV2000NM | 41003 | MA_16_2 PV_109 E HILL RD_MONSON | PHOTOVOLTAIC | SUN |  | 2018-05-15 04:00 | Massachusetts Electric Company | Monson | MA | WMA | WCMA |  | 2 | 0 | 1.155
65988 | ECONOXGRP1-02892PV216RE | 40681 | RI_56_RE Growth PV_Plat 08F Lot 12 South County Trail_Richmond | PHOTOVOLTAIC | SUN |  | 2018-05-15 04:00 | The Narragansett Electric Company | West Kingston | RI | RI | RI |  | 0.216 | 0 | 0.111
66005 | SHANIX-02920PV46NM |  | NO RESOURCE | PHOTOVOLTAIC | SUN |  | 2018-05-17 04:00 | The Narragansett Electric Company | Cranston | RI | RI | RI |  | 0.046 | 0 | 0.016
66034 | ECONOXGRP3-02892PV216RE | 40676 | RI_52_RE Growth PV_139 Heaton Orchard Rd_Richmond | PHOTOVOLTAIC | SUN |  | 2018-05-18 04:00 | The Narragansett Electric Company | West Kingston | RI | RI | RI |  | 0.216 | 0 | 0.107
66072 | ECONOXGRP2-02892PV216RE | 40684 | RI_58_RE Growth PV_3671 South County Trail_Richmond | PHOTOVOLTAIC | SUN |  | 2018-05-18 04:00 | The Narragansett Electric Company | West Kingston | RI | RI | RI |  | 0.216 | 0 | 0.102
66073 | LUDLOW 72 SOLAR PV FACILITY | 40625 | Ludlow Site 72 - Conti | PHOTOVOLTAIC | SUN |  | 2018-05-18 04:00 | NSTAR Electric Company | Ludlow | MA | WMA | WCMA |  | 1.86 | 0 | 0.845
66074 | 510PVPROJDEVC-01524PV1000NM | 41164 | MA_308_2 PV_496 STAFFORD ST_LEICESTER | PHOTOVOLTAIC | SUN |  | 2018-05-21 04:00 | Massachusetts Electric Company | Leicester | MA | WMA | WCMA |  | 1 | 0 | 0.602
66075 | 510PVPROJDEV466A-01524PV2000NM | 41256 | MA_17_3.96 PV_466 STAFFORD ST_LEICESTER | PHOTOVOLTAIC | SUN |  | 2018-05-21 04:00 | Massachusetts Electric Company | Leicester | MA | WMA | WCMA |  | 2 | 0 | 1.14
66076 | HORSESHOEFARM-02891PV46NM |  | NO RESOURCE | PHOTOVOLTAIC | SUN |  | 2018-05-22 04:00 | The Narragansett Electric Company | Bradford | RI | RI | RI |  | 0.046 | 0 | 0.011
66078 | 510PVPROJDEV466B-01524PV2000NM |  | NO RESOURCE | PHOTOVOLTAIC | SUN |  | 2018-05-21 04:00 | Massachusetts Electric Company | Leicester | MA | WMA | WCMA |  | 2 | 0 | 1.213
66081 | GRIFFINRDSOLAR-01507PV2000NM | 41037 | MA_18_2 PV_0 GRIFFIN RD_CHARLTON | PHOTOVOLTAIC | SUN |  | 2018-06-01 04:00 | Massachusetts Electric Company | Charlton | MA | WMA | WCMA |  | 2 | 0 | 0.986
66096 | CHURCHCOMMHOUSING_02878PV43NM |  | NO RESOURCE | PHOTOVOLTAIC | SUN |  | 2018-06-11 04:00 | The Narragansett Electric Company | Tiverton | RI | SEMA | RI |  | 0.043 | 0 | 0
66097 | BOUTILIERSOLAR-01524PV499NM | 41427 | MA_282_0.499 PV_1A BOUTILIER RD_LEICESTER | PHOTOVOLTAIC | SUN |  | 2018-06-12 04:00 | Massachusetts Electric Company | Leicester | MA | WMA | WCMA |  | 2.886 | 0 | 1.687
66103 | ASHBY 1 SOLAR PROJECTCO, LLC | 38962 | Ashby 1 Solar | PHOTOVOLTAIC | SUN |  | 2018-06-08 04:00 | Fitchburg Gas & Electric Light Company | Fitchburg | MA | WMA | WCMA |  | 0.864 | 0 | 0.496
66105 | CHOICECOLLISION-02885PM98NM |  | NO RESOURCE | PHOTOVOLTAIC | SUN |  | 2018-06-08 04:00 | The Narragansett Electric Company | Warren | RI | RI | RI |  | 0.098 | 0 | 0
66106 | AMPMAJOEJENNYLLC_01540PV1500NM |  | NO RESOURCE | PHOTOVOLTAIC | SUN |  | 2018-06-11 04:00 | Massachusetts Electric Company | Oxford | MA | WMA | WCMA |  | 1.5 | 0 | 0.911
66132 | NM-SA NRG COMMUNITY HOST A |  | NO RESOURCE | PHOTOVOLTAIC | SUN |  | 2018-06-25 04:00 | NSTAR Electric Company | Ludlow | MA | WMA | WCMA |  | 0.996 | 0 | 0.581
66133 | NM-SA NRG COMMUNITY HOST B |  | NO RESOURCE | PHOTOVOLTAIC | SUN |  | 2018-06-25 04:00 | NSTAR Electric Company | Ludlow | MA | WMA | WCMA |  | 0.996 | 0 | 0.617
66134 | NM-SA NRG COMMUNITY HOST C |  | NO RESOURCE | PHOTOVOLTAIC | SUN |  | 2018-06-25 04:00 | NSTAR Electric Company | Ludlow | MA | WMA | WCMA |  | 0.78 | 0 | 0.433
66137 | NM-SA KERSARGE GILL, LLC | 38945 | Gill | PHOTOVOLTAIC | SUN |  | 2018-06-25 04:00 | NSTAR Electric Company | Gill | MA | WMA | WCMA |  | 1.992 | 0 | 1.116
66138 | NM-SA LSDP II, LLC |  | NO RESOURCE | PHOTOVOLTAIC | SUN |  | 2018-06-25 04:00 | NSTAR Electric Company | Deerfield | MA | WMA | WCMA |  | 4.45 | 0 | 1.313
66139 | NM-SA ALTERNATE POWER- CLOVER |  | NO RESOURCE | PHOTOVOLTAIC | SUN |  | 2018-06-25 04:00 | NSTAR Electric Company | Pittsfield | MA | WMA | WCMA |  | 1.48 | 0 | 0.78
66140 | NM-SA SYNCARPHA HANCOCK I, LLC | 40746 | Syncarpha Hancock I | PHOTOVOLTAIC | SUN |  | 2018-06-25 04:00 | NSTAR Electric Company | Pittsfield | MA | WMA | WCMA |  | 2 | 0 | 1.043
66141 | NM-SA SYNCARPHA HANCOCK II LLC | 40749 | Syncarpha Hancock II | PHOTOVOLTAIC | SUN |  | 2018-06-25 04:00 | NSTAR Electric Company | Pittsfield | MA | WMA | WCMA |  | 2 | 0 | 0.879
66150 | HANNAFORD192_01826PV100QF |  | NO RESOURCE | PHOTOVOLTAIC | SUN |  | 2018-06-28 04:00 | Massachusetts Electric Company | Dracut | MA | CMA/NEMA | WCMA |  | 0.1 | 0 | 0
66159 | ABINGTONSCHL_02351PV323QF |  | NO RESOURCE | PHOTOVOLTAIC | SUN |  | 2018-06-29 04:00 | Massachusetts Electric Company | Abington | MA | SEMA | SEMA |  | 0.323 | 0 | 0
66160 | COMPLETERECYCLE_02720PV240QF |  | NO RESOURCE | PHOTOVOLTAIC | SUN |  | 2018-06-29 04:00 | Massachusetts Electric Company | Fall River | MA | SEMA | SEMA |  | 0.24 | 0 | 0.059
66162 | ASHBY 2 SOLAR PROJECTCO, LLC | 38963 | Ashby 2 Solar | PHOTOVOLTAIC | SUN |  | 2018-07-09 04:00 | Fitchburg Gas & Electric Light Company | Fitchburg | MA | WMA | WCMA |  | 0.984 | 0 | 0.552
66169 | ECAMAINLLC_02301PV540NM |  | NO RESOURCE | PHOTOVOLTAIC | SUN |  | 2018-07-10 04:00 | Massachusetts Electric Company | Brockton | MA | SEMA | SEMA |  | 0.54 | 0 | 0.274
66170 | KBSURFACESLLC_02876PV216NM |  | NO RESOURCE | PHOTOVOLTAIC | SUN |  | 2018-07-10 04:00 | The Narragansett Electric Company | North Smithfield | RI | RI | RI |  | 0.216 | 0 | 0
66188 | ECAMAINLLC_02072PV650NM |  | NO RESOURCE | PHOTOVOLTAIC | SUN |  | 2018-07-26 04:00 | Massachusetts Electric Company | Stoughton | MA | SEMA | SEMA |  | 0.65 | 0 | 0.313
66197 | MASSELECPH2A_01464PV1000QF | 38888 | Patterson Rd 1 Shirley PV | PHOTOVOLTAIC | SUN |  | 2018-07-26 04:00 | Massachusetts Electric Company | Shirley | MA | CMA/NEMA | WCMA |  | 1 | 0 | 0.464
66198 | MASSELECPH2B_01464PV1000QF | 38889 | Patterson Rd 2 Shirley PV | PHOTOVOLTAIC | HSB |  | 2018-07-26 04:00 | Massachusetts Electric Company | Shirley | MA | CMA/NEMA | WCMA |  | 1 | 0 | 0.256
66199 | CHEPACHETPROF_02814PV46NM |  | NO RESOURCE | PHOTOVOLTAIC | SUN |  | 2018-07-26 04:00 | The Narragansett Electric Company | Chepachet | RI | RI | RI |  | 0.046 | 0 | 0.001
66213 | UFPTECH_01950PV200QF |  | NO RESOURCE | PHOTOVOLTAIC | SUN |  | 2018-08-01 04:00 | Massachusetts Electric Company | Newburyport | MA | BOSTON | NEMA |  | 0.2 | 0 | 0
66221 | CANTERBURYTWRS-01355PV576NM | 41080 | MA_78_0.576 PV_0 PETERSHAM RD_NEW SALEM | PHOTOVOLTAIC | SUN |  | 2018-08-02 04:00 | Massachusetts Electric Company | New Salem | MA | WMA | WCMA |  | 0.576 | 0 | 0.311
66230 | ECONOXMAINST-02832PV216RE | 40675 | RI_50_RE Growth PV_722 Main St_Hopkinton | PHOTOVOLTAIC | SUN |  | 2018-08-08 04:00 | The Narragansett Electric Company | Hope Valley | RI | RI | RI |  | 0.216 | 0 | 0.104
66234 | SAPPI SOMERSET/HINCKLEY 2 | 1107 | SOMERSET | STEAM TURBINE | RFO | WDS | 1976-01-01 05:00 | NextEra Energy Marketing, LLC | Skowhegan | ME | ME | ME | 50406 | 110.7 | 0 | 0
66236 | NEPSTAFFORD-01524PV1000QF | 38700 | Stafford St Leicester PV 2 | PHOTOVOLTAIC | SUN |  | 2018-08-10 04:00 | Massachusetts Electric Company | Leicester | MA | WMA | WCMA |  | 1 | 0 | 0.21
66237 | SOLARMAMGMT3-01571SOLAR1000NM | 41258 | MA_44_1 PV_72 W DUDLEY RD_DUDLEY | PHOTOVOLTAIC | SUN |  | 2018-08-10 04:00 | Massachusetts Electric Company | Dudley | MA | WMA | WCMA |  | 1 | 0 | 0.586
66238 | SOLARMAMGMT1-01571SOLAR1000NM | 41346 | MA_443_1 PV_72 W DUDLEY RD_DUDLEY | PHOTOVOLTAIC | SUN |  | 2018-08-13 04:00 | Massachusetts Electric Company | Dudley | MA | WMA | WCMA |  | 1 | 0 | 0.556
66239 | SOLARMAMGMT2-01571SOLAR1000NM | 41257 | MA_43_1 PV_72 W DUDLEY RD_DUDLEY | PHOTOVOLTAIC | SUN |  | 2018-08-13 04:00 | Massachusetts Electric Company | Dudley | MA | WMA | WCMA |  | 1 | 0 | 0.572
66241 | JAMESTOWNFOOD-02835SOLAR56NM |  | NO RESOURCE | PHOTOVOLTAIC | SUN |  | 2018-08-10 04:00 | The Narragansett Electric Company | Jamestown | RI | RI | RI |  | 0.06 | 0 | 0
66242 | HOME DEPOTMA #2685 - METHUEN |  | NO RESOURCE | FUEL CELL | NG |  | 2018-08-09 04:00 | Yellow Jacket Energy, LLC | Methuen | MA | BOSTON | NEMA |  | 0.3 | 0.073 | 0.3
66243 | NEPOWERCO_01507PV1000QF | 38543 | Carpenter Hill Rd Chartlon PV | PHOTOVOLTAIC | SUN |  | 2018-08-14 04:00 | Massachusetts Electric Company | Charlton | MA | WMA | WCMA |  | 1 | 0 | 0.42
66244 | HOME DEPOTMA #2684 - WORCESTER |  | NO RESOURCE | FUEL CELL | NG |  | 2018-08-09 04:00 | Yellow Jacket Energy, LLC | Worcester | MA | CMA/NEMA | WCMA |  | 0.3 | 0.049 | 0.053
66245 | HOME DEPOTMA #2615 - SEEKONK |  | NO RESOURCE | FUEL CELL | NG |  | 2018-08-09 04:00 | Yellow Jacket Energy, LLC | Seekonk | MA | RI | SEMA |  | 0.3 | 0.087 | 0.004
66253 | EXETERSOLAR02822-880(KW)RE | 40659 | RI_36_RE Growth PV_540 Nooseneck Hill Rd_Exeter | PHOTOVOLTAIC | SUN |  | 2018-08-30 04:00 | The Narragansett Electric Company | Exeter | RI | RI | RI |  | 0.88 | 0 | 0.362
66254 | 320COMPASSCIRCLE02852-1(MW)RE | 40667 | RI_42_RE Growth PV_320 Compass Circle_North Kingstown | PHOTOVOLTAIC | SUN |  | 2018-08-30 04:00 | The Narragansett Electric Company | North Kingstown | RI | RI | RI |  | 1 | 0 | 0.404
66255 | EMA_ES_PLYMOUTH_ID2218005 | 40626 | Plymouth Solar PV | PHOTOVOLTAIC | SUN |  | 2018-08-28 04:00 | NSTAR Electric Company | Plymouth | MA | SEMA | SEMA |  | 1.116 | 0 | 0.56
66256 | EMA_ES_NEWBEDFORD_ID2217818 | 40627 | New Bedford Solar PV | PHOTOVOLTAIC | SUN |  | 2018-08-28 04:00 | NSTAR Electric Company | New Bedford | MA | SEMA | SEMA |  | 0.95 | 0 | 0.49
66257 | PITTSFIELD 44 SOLAR PV FACIL. | 38836 | Pittsfield 44-M&W PV | PHOTOVOLTAIC | SUN |  | 2018-08-27 04:00 | NSTAR Electric Company | Pittsfield | MA | WMA | WCMA |  | 1.16 | 0 | 0.64
66259 | BCPSTOR-02921PV120NM |  | NO RESOURCE | PHOTOVOLTAIC | SUN |  | 2018-08-28 04:00 | The Narragansett Electric Company | Cranston | RI | RI | RI |  | 0.12 | 0 | 0.016
66260 | SUNDERLAND SOLAR PV FACILITY | 40617 | Sunderland PV Solar | PHOTOVOLTAIC | SUN |  | 2018-08-28 04:00 | NSTAR Electric Company | Sunderland | MA | WMA | WCMA |  | 1.084 | 0 | 0.581
66261 | LEE 31 SOLAR PV FACILITY | 38835 | Lee Site 31-Conti PV | PHOTOVOLTAIC | SUN |  | 2018-08-28 04:00 | NSTAR Electric Company | Lee | MA | WMA | WCMA |  | 1.86 | 0 | 0.375
66263 | HEALTHALLIANCE-01453CHP1965QF |  | NO RESOURCE | INTERNAL COMBUSTION | NG |  | 2018-08-29 04:00 | Massachusetts Electric Company | Leominster | MA | WMA | WCMA |  | 1.965 | 0.004 | 0.003
66264 | SUNEDISONRIVERST-01475PV2000NM |  | NO RESOURCE | PHOTOVOLTAIC | SUN |  | 2018-08-29 04:00 | Massachusetts Electric Company | Winchendon | MA | WMA | WCMA |  | 2 | 0 | 0.706
66284 | 310COMPASSCIRCLE02852-1(MW)NM |  | NO RESOURCE | PHOTOVOLTAIC | SUN |  | 2018-08-31 04:00 | The Narragansett Electric Company | North Kingstown | RI | RI | RI |  | 1 | 0 | 0.508
66285 | BRUCEDIAMOND-02703PV136QF |  | NO RESOURCE | PHOTOVOLTAIC | SUN |  | 2018-09-04 04:00 | Massachusetts Electric Company | Attleboro | MA | RI | SEMA |  | 0.136 | 0 | 0
67288 | PRIVATESECURITIES-01432PV236NM | 41197 | MA_292_0.236 PV_0 SCULLEY RD_AYER | PHOTOVOLTAIC | SUN |  | 2018-09-18 04:00 | Massachusetts Electric Company | Ayer | MA | CMA/NEMA | WCMA |  | 0.236 | 0 | 0.125
67289 | KEARSARGEWPLAINRD01230PV1920NM |  | NO RESOURCE | PHOTOVOLTAIC | SUN |  | 2018-09-14 04:00 | Massachusetts Electric Company | Great Barrington | MA | WMA | WCMA |  | 1.92 | 0 | 1.001
67295 | BIRD_MACHINE_SOLAR_ID2000815 |  | NO RESOURCE | PHOTOVOLTAIC | SUN |  | 2018-09-18 04:00 | NSTAR Electric Company | South Walpole | MA | SEMA | SEMA |  | 3.45 | 0 | 1.651
67296 | ECONOXGRPHPKNTN_02833PV216RE | 41034 | RI_102_RE Growth PV_16 TOMAQUAG RD_HOPKINTON | PHOTOVOLTAIC | SUN |  | 2018-09-18 04:00 | The Narragansett Electric Company | Bradford | RI | RI | RI |  | 0.216 | 0 | 0.104
67297 | INDIANRUN_02879PV225NM |  | NO RESOURCE | PHOTOVOLTAIC | SUN |  | 2018-09-19 04:00 | The Narragansett Electric Company | Wakefield | RI | RI | RI |  | 0.225 | 0 | 0.03
67298 | ECONOXGRPARCADIA_02832PV154RE |  | NO RESOURCE | PHOTOVOLTAIC | SUN |  | 2018-09-19 04:00 | The Narragansett Electric Company | Hope Valley | RI | RI | RI |  | 0.154 | 0 | 0.089
67305 | HATFIELD SOLAR PV FACILITY | 40615 | Hatfield Solar PV | PHOTOVOLTAIC | SUN |  | 2018-09-24 04:00 | NSTAR Electric Company | Hatfield | MA | WMA | WCMA |  | 3.6 | 0 | 1.841
67306 | MONTAGUE 36 SOLAR PV FACILITY | 38831 | Montague Site 36-Grosolar PV | PHOTOVOLTAIC | SUN |  | 2018-09-24 04:00 | NSTAR Electric Company | Millers Falls | MA | WMA | WCMA |  | 4.08 | 0.001 | 2.554
67359 | MAELECPHASE3_01331PV200QF |  | NO RESOURCE | PHOTOVOLTAIC | SUN |  | 2018-10-03 04:00 | Massachusetts Electric Company | Athol | MA | WMA | WCMA |  | 0.2 | 0 | 0.073
67360 | NM-SA PITTSFIELD HOUSING PV |  | NO RESOURCE | PHOTOVOLTAIC | SUN |  | 2018-10-01 04:00 | NSTAR Electric Company | Pittsfield | MA | WMA | WCMA |  | 3.3 | 0 | 1.958
67361 | NM-SA SYNCARPHA HANCOCK III PV | 40751 | Syncarpha Hancock III | PHOTOVOLTAIC | SUN |  | 2018-10-01 04:00 | NSTAR Electric Company | Pittsfield | MA | WMA | WCMA |  | 1 | 0 | 0.531
67364 | NM-SA CITY OF PITTSFIELD SOLAR |  | NO RESOURCE | PHOTOVOLTAIC | SUN |  | 2018-10-01 04:00 | NSTAR Electric Company | Pittsfield | MA | WMA | WCMA |  | 2.34 | 0 | 1.208
67390 | SOLVENTERRA_02379PV496NM | 41260 | MA_102_0.4929 PV_0 WEST ST_W BRIDGEWATER | PHOTOVOLTAIC | SUN |  | 2018-10-03 04:00 | Massachusetts Electric Company | W Bridgewater | MA | SEMA | SEMA |  | 0.496 | 0 | 0.213
67395 | NEWGENDEV_01527PV1000NM |  | NO RESOURCE | PHOTOVOLTAIC | SUN |  | 2018-10-03 04:00 | Massachusetts Electric Company | Millbury | MA | CMA/NEMA | WCMA |  | 1 | 0 | 0.593
67396 | NM-SA HATFIELD RENEWABLES PV |  | NO RESOURCE | PHOTOVOLTAIC | SUN |  | 2018-10-01 04:00 | NSTAR Electric Company | Hatfield | MA | WMA | WCMA |  | 1.89 | 0 | 1.024
67397 | ECONOXNORTHRD02875SOLAR432RE | 41039 | RI_103_RE Growth PV_0 NORTH RD_SHANNOCK | PHOTOVOLTAIC | SUN |  | 2018-10-03 04:00 | The Narragansett Electric Company | Shannock | RI | RI | RI |  | 0.216 | 0 | 0.097
67404 | AMERICANCAPITOL01843SOLAR349NM |  | NO RESOURCE | PHOTOVOLTAIC | SUN |  | 2018-10-17 04:00 | Massachusetts Electric Company | Lawrence | MA | CMA/NEMA | WCMA |  | 0.349 | 0 | 0.133
67405 | NRGWAUWINETRD01005SOLAR960NM |  | NO RESOURCE | PHOTOVOLTAIC | SUN |  | 2018-10-17 04:00 | Massachusetts Electric Company | Barre | MA | WMA | WCMA |  | 0.96 | 0 | 0.612
67412 | PEACEDALEMILLS02879SOLAR216NM |  | NO RESOURCE | PHOTOVOLTAIC | SUN |  | 2018-10-17 04:00 | The Narragansett Electric Company | South Kingstown | RI | RI | RI |  | 0.216 | 0 | 0.018
67413 | ECONOXKENYONLN02833SOLAR216RE |  | NO RESOURCE | PHOTOVOLTAIC | SUN |  | 2018-10-23 04:00 | The Narragansett Electric Company | Ashaway | RI | RI | RI |  | 0.216 | 0 | 0.107
67414 | TOWNOFGRAFTON01569SOLAR1872NM |  | NO RESOURCE | PHOTOVOLTAIC | SUN |  | 2018-10-23 04:00 | Massachusetts Electric Company | Uxbridge | MA | RI | SEMA |  | 1.872 | 0 | 1.166
67428 | SOUTHWICK SOLAR PV FACILITY | 40631 | Southwick Solar PV | PHOTOVOLTAIC | SUN |  | 2018-10-26 04:00 | NSTAR Electric Company | Southwick | MA | WMA | WCMA |  | 4.98 | 0 | 2.891
67429 | EAST SPRINGFIELD SOLAR PV | 40624 | East Springfield Solar PV | PHOTOVOLTAIC | SUN |  | 2018-10-26 04:00 | NSTAR Electric Company | Springfield | MA | WMA | WCMA |  | 1.44 | 0 | 0.7
67431 | SOUTHERNSKY02886SOLAR4992NM |  | NO RESOURCE | PHOTOVOLTAIC | SUN |  | 2018-11-02 04:00 | The Narragansett Electric Company | Warwick | RI | RI | RI |  | 4.992 | 0 | 2.727
67432 | KEARSARGE02879SOLAR3780NM | 40893 | Rose Hill Lanfill-SKSC1 | PHOTOVOLTAIC | SUN |  | 2018-11-02 04:00 | The Narragansett Electric Company | South Kingstown | RI | RI | RI |  | 3.78 | 0 | 1.842
67433 | CITYOFNEWTON_ID2148462 |  | NO RESOURCE | PHOTOVOLTAIC | SUN |  | 2018-11-05 05:00 | NSTAR Electric Company | Auburndale | MA | BOSTON | NEMA |  | 1.671 | 0 | 0.636
67434 | WESTMINSTERSLR01473SOLAR1000NM | 41129 | MA_33_1 PV_223 S ASHBURNHAM RD_WESTMINSTER | PHOTOVOLTAIC | SUN |  | 2018-11-06 05:00 | Massachusetts Electric Company | Westminster | MA | WMA | WCMA |  | 1 | 0 | 0.632
67438 | SOUTHERNSKY02904SOLAR2100NM |  | NO RESOURCE | PHOTOVOLTAIC | SUN |  | 2018-11-06 05:00 | The Narragansett Electric Company | N Providence | RI | RI | RI |  | 2.1 | 0 | 1.157
67439 | FINLAYEXTRACT02852SOLAR133.2NM |  | NO RESOURCE | PHOTOVOLTAIC | SUN |  | 2018-11-06 05:00 | The Narragansett Electric Company | North Kingstown | RI | RI | RI |  | 0.133 | 0 | 0.017
67441 | FRAMINGHAMHOUSEAUTH_ID2052252 |  | NO RESOURCE | PHOTOVOLTAIC | SUN |  | 2018-11-05 05:00 | NSTAR Electric Company | Ashland | MA | BOSTON | NEMA |  | 2.413 | 0 | 0.947
67442 | UMASSBOSTON_ID1990011 |  | NO RESOURCE | PHOTOVOLTAIC | SUN |  | 2018-11-05 05:00 | NSTAR Electric Company | Hyde Park | MA | BOSTON | NEMA |  | 3 | 0 | 1.559
67443 | WESTMINSTERSLR01473SOLAR499NM | 41131 | MA_91_0.499 PV_223 S ASHBURNHAM RD_WESTMINSTER | PHOTOVOLTAIC | SUN |  | 2018-11-06 05:00 | Massachusetts Electric Company | Westminster | MA | WMA | WCMA |  | 0.499 | 0 | 0.125
67444 | ECONOX02875SOLAR216RE | 41033 | RI_101_RE Growth PV_0 W SHANNOCK RD_SHANNOCK | PHOTOVOLTAIC | SUN |  | 2018-11-15 05:00 | The Narragansett Electric Company | Shannock | RI | RI | RI |  | 0.216 | 0 | 0.084
67445 | SOUTHAMPTON SOLAR PV | 40619 | Southampton Solar PV | PHOTOVOLTAIC | SUN |  | 2018-11-14 05:00 | NSTAR Electric Company | Southampton | MA | WMA | WCMA |  | 2 | 0 | 0.862
67446 | STATEOFRI02920SOLAR84NM |  | NO RESOURCE | PHOTOVOLTAIC | SUN |  | 2018-11-15 05:00 | The Narragansett Electric Company | Cranston | RI | RI | RI |  | 0.084 | 0 | 0
67447 | KEARSARGE02892SOLAR3100NM | 40894 | Town Plains-SKSC2 | PHOTOVOLTAIC | SUN |  | 2018-11-15 05:00 | The Narragansett Electric Company | West Kingston | RI | RI | RI |  | 3.1 | 0 | 1.024
67448 | ECONOX02892SOLAR216RE |  | NO RESOURCE | PHOTOVOLTAIC | SUN |  | 2018-11-15 05:00 | The Narragansett Electric Company | West Kingston | RI | RI | RI |  | 0.216 | 0 | 0.107
67459 | MANCHESTERSCL01944SOLAR144QF |  | NO RESOURCE | PHOTOVOLTAIC | SUN |  | 2018-11-16 05:00 | Massachusetts Electric Company | Manchester | MA | BOSTON | NEMA |  | 0.144 | 0 | 0
67460 | ECONOX02833SOLAR216RE |  | NO RESOURCE | PHOTOVOLTAIC | SUN |  | 2018-11-16 05:00 | The Narragansett Electric Company | Hope Valley | RI | RI | RI |  | 0.216 | 0 | 0.101
67462 | NM-SA ALTERNATE POWER-MAPLE |  | NO RESOURCE | PHOTOVOLTAIC | SUN |  | 2018-11-19 05:00 | NSTAR Electric Company | Hinsdale | MA | WMA | WCMA |  | 1.988 | 0 | 0.972
67463 | NM-SA TOWN OF OTIS |  | NO RESOURCE | WIND TURBINE | WON |  | 2018-11-19 05:00 | NSTAR Electric Company | OTIS | MA | WMA | WCMA |  | 1.5 | 0.319 | 0.083
67476 | KANESELFST01752SLRSMAOBC |  | NO RESOURCE | PHOTOVOLTAIC | SUN |  | 2018-12-06 05:00 | Massachusetts Electric Company | Marlborough | MA | CMA/NEMA | WCMA |  | 0.11 | 0 | 0.057
67477 | GRAFTONSEWER01560SOLAR225QF |  | NO RESOURCE | PHOTOVOLTAIC | SUN |  | 2018-12-06 05:00 | Massachusetts Electric Company | S. Grafton | MA | RI | SEMA |  | 0.225 | 0 | 0
67478 | LAURELLNREC02892SOLAR106.4NM |  | NO RESOURCE | PHOTOVOLTAIC | SUN |  | 2018-12-12 05:00 | The Narragansett Electric Company | West Kingston | RI | RI | RI |  | 0.106 | 0 | 0.003
67479 | BWCHMLTNBRK02790SLR3500SMTAOBC |  | NO RESOURCE | PHOTOVOLTAIC | SUN |  | 2018-12-11 05:00 | Massachusetts Electric Company | Westport | MA | SEMA | SEMA |  | 3.5 | 0.001 | 2.247
67487 | CASCO BAY ENERGY STORAGE_GEN |  | NO RESOURCE | ENERGY STORAGE NON-PUMP | BAT |  | 2016-12-31 05:00 | NextEra Energy Marketing, LLC | Yarmouth | ME | SME | ME | 1507 | 16.6994 | 1.446 | 1.193
67499 | STATEOFRI328_01752SOLAR43.2NM |  | NO RESOURCE | PHOTOVOLTAIC | SUN |  | 2018-12-12 05:00 | The Narragansett Electric Company | Warwick | RI | RI | RI |  | 0.043 | 0 | 0
67509 | BWCBASSRIVER02790SOLAR1500NM | 41136 | MA_226_1.5 PV_0 ADIRONDACK LN_WESTPORT | PHOTOVOLTAIC | SUN |  | 2018-12-17 05:00 | Massachusetts Electric Company | Westport | MA | SEMA | SEMA |  | 1.5 | 0 | 0.904
67510 | BWCBASSRIVER02790SOLAR1123NM | 41135 | MA_225_1.123 PV_0 ADIRONDACK LN_WESTPORT | PHOTOVOLTAIC | SUN |  | 2018-12-18 05:00 | Massachusetts Electric Company | Westport | MA | SEMA | SEMA |  | 1.123 | 0 | 0.653
67533 | 150BLACKSTONERVR01607SLR1992NM |  | NO RESOURCE | PHOTOVOLTAIC | SUN |  | 2019-01-02 05:00 | Massachusetts Electric Company | Worcester | MA | CMA/NEMA | WCMA |  | 1.992 | 0 | 0.827
67536 | SOUTHERNSKY_01607PV780NM |  | NO RESOURCE | PHOTOVOLTAIC | SUN |  | 2019-01-03 05:00 | The Narragansett Electric Company | Warwick | RI | RI | RI |  | 0.78 | 0 | 0.379
67537 | CLEANFOOTPRINT1475SOLAR3100NM |  | NO RESOURCE | PHOTOVOLTAIC | SUN |  | 2019-01-02 05:00 | Massachusetts Electric Company | Winchendon | MA | WMA | WCMA |  | 3.1 | 0 | 1.589
67541 | WESTWOOD SOLAR PV FACILITY |  | NO RESOURCE | PHOTOVOLTAIC | SUN |  | 2018-12-28 05:00 | NSTAR Electric Company | Westwood | MA | SEMA | SEMA |  | 0.302 | 0 | 0.143
67542 | SAVOY SOLAR PV FACILITY | 40620 | Savoy Solar PV | PHOTOVOLTAIC | SUN |  | 2018-12-28 05:00 | NSTAR Electric Company | Savoy | MA | WMA | WCMA |  | 2 | 0 | 1.195
67543 | WAREHAM SOLAR PV FACILITY | 40629 | Wareham Solar PV | PHOTOVOLTAIC | SUN |  | 2018-12-28 05:00 | NSTAR Electric Company | Wareham | MA | SEMA | SEMA |  | 3.327 | 0 | 0.479
67544 | HINSDALE SOLAR PV FACILITY | 40630 | Hinsdale Solar PV | PHOTOVOLTAIC | SUN |  | 2018-12-28 05:00 | NSTAR Electric Company | Hinsdale | MA | WMA | WCMA |  | 2 | 0 | 1.184
67547 | BWCCTRIVR02790SOLAR2375SMTAOBC |  | NO RESOURCE | PHOTOVOLTAIC | SUN |  | 2019-01-07 05:00 | Massachusetts Electric Company | Westport | MA | SEMA | SEMA |  | 2.375 | 0 | 1.452
67548 | BWCHAMILTONBRK02790SOLAR1000NM |  | NO RESOURCE | PHOTOVOLTAIC | SUN |  | 2019-01-11 05:00 | Massachusetts Electric Company | Westport | MA | SEMA | SEMA |  | 1 | 0 | 0.596
67550 | D&PLIQUORS02808SOLAR40NM |  | NO RESOURCE | PHOTOVOLTAIC | SUN |  | 2019-01-16 05:00 | The Narragansett Electric Company | Bradford | RI | RI | RI |  | 0.04 | 0 | 0.008
67553 | HOUSATONICSLR102919SOLAR3000NM |  | NO RESOURCE | PHOTOVOLTAIC | SUN |  | 2019-01-18 05:00 | The Narragansett Electric Company | Johnston | RI | RI | RI |  | 3 | 0 | 1.596
67555 | SANDBERGENT02830SOLAR196RE |  | NO RESOURCE | PHOTOVOLTAIC | SUN |  | 2019-01-18 05:00 | The Narragansett Electric Company | Mapleville | RI | RI | RI |  | 0.196 | 0 | 0
67556 | CLEANFOOTPRINT01473SOLAR480NM | 41364 | MA_222_0.48 PV_26 THEODORE DR_WESTMINSTER | PHOTOVOLTAIC | SUN |  | 2019-01-24 05:00 | Massachusetts Electric Company | Westminster | MA | WMA | WCMA |  | 0.48 | 0 | 0.264
67557 | FOSTERRNBLS02857SOLAR780RE |  | NO RESOURCE | PHOTOVOLTAIC | SUN |  | 2019-01-18 05:00 | The Narragansett Electric Company | N Scituate | RI | RI | RI |  | 0.78 | 0 | 0.34
67559 | GRANITESTRG02891SOLAR99.9NM |  | NO RESOURCE | PHOTOVOLTAIC | SUN |  | 2019-01-23 05:00 | The Narragansett Electric Company | Westerly | RI | RI | RI |  | 0.099 | 0 | 0.042
67563 | ECONOXSWITCHRD02832SOLAR216RE |  | NO RESOURCE | PHOTOVOLTAIC | SUN |  | 2019-01-23 05:00 | The Narragansett Electric Company | Hope Valley | RI | RI | RI |  | 0.216 | 0 | 0.107
67564 | OCEANSTVET02818SOLAR105.3NM |  | NO RESOURCE | PHOTOVOLTAIC | SUN |  | 2019-01-23 05:00 | The Narragansett Electric Company | E Greenwich | RI | RI | RI |  | 0.105 | 0 | 0
67565 | BANKOFNEWPORT02842SOLAR300NM |  | NO RESOURCE | PHOTOVOLTAIC | SUN |  | 2019-01-24 05:00 | The Narragansett Electric Company | Middletown | RI | SEMA | RI |  | 0.3 | 0 | 0
67566 | MERRIMACK PV D1123 |  | NO RESOURCE | PHOTOVOLTAIC | SUN |  | 2019-01-25 05:00 | Devonshire Energy LLC | Merrimack | NH | NH | NH |  | 2.4 | 0 | 0
67568 | CLEANFOOTPRINT2_01506SOLR480NM |  | NO RESOURCE | PHOTOVOLTAIC | SUN |  | 2019-01-24 05:00 | Massachusetts Electric Company | Brookfield | MA | WMA | WCMA |  | 0.48 | 0 | 0.239
67569 | HUDSONDSGNGRP-01845PV300NM |  | NO RESOURCE | PHOTOVOLTAIC | SUN |  | 2019-01-23 05:00 | Massachusetts Electric Company | North Andover | MA | BOSTON | NEMA |  | 0.3 | 0 | 0.075
67570 | RIVERVALLEYSCH01950SOLAR86.4NM |  | NO RESOURCE | PHOTOVOLTAIC | SUN |  | 2019-01-24 05:00 | Massachusetts Electric Company | Newburyport | MA | BOSTON | NEMA |  | 0.086 | 0 | 0.016
67571 | CLEANFOOTPRINT01506SOLAR480NM |  | NO RESOURCE | PHOTOVOLTAIC | SUN |  | 2019-01-24 05:00 | Massachusetts Electric Company | Brookfield | MA | WMA | WCMA |  | 0.48 | 0 | 0.256
67574 | BARNSTABLE HSG AUTH ID2038192 |  | NO RESOURCE | PHOTOVOLTAIC | SUN |  | 2019-01-28 05:00 | NSTAR Electric Company | Mattapoisett | MA | SEMA | SEMA |  | 4.5 | 0 | 2.215
67575 | NB_REALTY01532SOLAR72QF |  | NO RESOURCE | PHOTOVOLTAIC | SUN |  | 2019-01-30 05:00 | Massachusetts Electric Company | Northborough | MA | CMA/NEMA | WCMA |  | 0.072 | 0 | 0.012
67576 | UMASSMEMORIAL01605CHP2649QF |  | NO RESOURCE | GAS TURBINE | NG |  | 2019-01-30 05:00 | Massachusetts Electric Company | Worcester | MA | CMA/NEMA | WCMA |  | 2.649 | 0 | 2.649
67578 | SW MA SOLAR LLC ID2129908 |  | NO RESOURCE | PHOTOVOLTAIC | SUN |  | 2019-02-01 05:00 | NSTAR Electric Company | Framingham | MA | BOSTON | NEMA |  | 1.25 | 0 | 0.651
67579 | CITY OF CAMBRIDGE ID2105436 |  | NO RESOURCE | PHOTOVOLTAIC | SUN |  | 2019-02-01 05:00 | NSTAR Electric Company | S. Boston | MA | BOSTON | NEMA |  | 2.28 | 0 | 0
67580 | AES ENERGY SOLUTIONS ID2061451 |  | NO RESOURCE | PHOTOVOLTAIC | SUN |  | 2019-02-01 05:00 | NSTAR Electric Company | Walpole | MA | SEMA | SEMA |  | 1.95 | 0 | 0.716
67581 | CITY OF WOBURN ID2064809 |  | NO RESOURCE | PHOTOVOLTAIC | SUN |  | 2019-02-01 05:00 | NSTAR Electric Company | Woburn | MA | BOSTON | NEMA |  | 2.64 | 0 | 1.221
67582 | GREENFIELD SOLAR PV | 40618 | Greenfield Solar PV | PHOTOVOLTAIC | SUN |  | 2019-02-01 05:00 | NSTAR Electric Company | Greenfield | MA | WMA | WCMA |  | 2 | 0 | 1.147
67583 | KEENE PV T0454 |  | NO RESOURCE | PHOTOVOLTAIC | SUN |  | 2019-02-08 05:00 | Public Service Company of New Hampshire | Keene | NH | VT | NH |  | 0.487 | 0 | 0.145
67584 | MASSAMERICA02149SLR133.2SMAOBC |  | NO RESOURCE | PHOTOVOLTAIC | SUN |  | 2019-02-14 05:00 | Massachusetts Electric Company | Everett | MA | BOSTON | NEMA |  | 0.133 | 0 | 0.06
67586 | WASHBURNRDSOLARLLC_ID2113074 |  | NO RESOURCE | PHOTOVOLTAIC | SUN |  | 2019-02-08 05:00 | NSTAR Electric Company | East Freetown | MA | SEMA | SEMA |  | 1.98 | 0 | 1.111
67587 | SPRINGFIELD PV SOLAR | 40622 | Springfield Solar PV | PHOTOVOLTAIC | SUN |  | 2019-02-11 05:00 | NSTAR Electric Company | Springfield | MA | WMA | WCMA |  | 3.992 | 0 | 2.251
67606 | NSMITHFIELDSLR02896SLR1250NM |  | NO RESOURCE | PHOTOVOLTAIC | SUN |  | 2019-02-20 05:00 | The Narragansett Electric Company | North Smithfield | RI | RI | RI |  | 1.25 | 0 | 0.433
67615 | FORBESSTSLRLL_02915SOLAR2990RE |  | NO RESOURCE | PHOTOVOLTAIC | SUN |  | 2019-02-25 05:00 | The Narragansett Electric Company | Riverside | RI | RI | RI |  | 2.99 | 0 | 1.617
67628 | SUNNECTIVITY01379SOLAR1000NM |  | NO RESOURCE | PHOTOVOLTAIC | SUN |  | 2019-02-28 05:00 | Massachusetts Electric Company | Wendell | MA | WMA | WCMA |  | 1 | 0 | 0.462
67630 | BARDEN02857SOLAR27.2NM |  | NO RESOURCE | PHOTOVOLTAIC | SUN |  | 2019-02-28 05:00 | The Narragansett Electric Company | N. Scituate | RI | RI | RI |  | 0.027 | 0 | 0.012
67638 | CRDMETALWRKS01053SOLAR248QF |  | NO RESOURCE | PHOTOVOLTAIC | SUN |  | 2019-02-28 05:00 | Massachusetts Electric Company | Leeds | MA | WMA | WCMA |  | 0.248 | 0 | 0.061
67639 | HOPKINTONINDPK02804SOLAR1165RE | 41304 | RI_85_RE Growth PV_0 GRAY LN_ASHAWAY | PHOTOVOLTAIC | SUN |  | 2019-02-28 05:00 | The Narragansett Electric Company | Ashaway | RI | RI | RI |  | 1.165 | 0 | 0.604
67640 | NRGCOMMHOSTB-C-D_ID2096227 |  | NO RESOURCE | PHOTOVOLTAIC | SUN |  | 2019-03-05 05:00 | NSTAR Electric Company | Plymouth | MA | SEMA | SEMA |  | 3.912 | 0 | 1.204
67653 | NRGCOMMHOST1-2-3_ID2065453 |  | NO RESOURCE | PHOTOVOLTAIC | SUN |  | 2019-03-04 05:00 | NSTAR Electric Company | Plympton | MA | SEMA | SEMA |  | 4.95 | 0.03 | 2.886
67654 | HERRESHOFF02809SOLAR43.2NM |  | NO RESOURCE | PHOTOVOLTAIC | SUN |  | 2019-03-13 04:00 | The Narragansett Electric Company | Bristol | RI | RI | RI |  | 0.043 | 0 | 0.006
67684 | SOUTHERNSKY1_02919SOLAR1200NM |  | NO RESOURCE | PHOTOVOLTAIC | SUN |  | 2019-03-12 04:00 | The Narragansett Electric Company | Johnston | RI | RI | RI |  | 1.2 | 0 | 0.674
67685 | SOUTHRNSKY2_02919SOLAR1620NM |  | NO RESOURCE | PHOTOVOLTAIC | SUN |  | 2019-03-12 04:00 | The Narragansett Electric Company | Johnston | RI | RI | RI |  | 1.62 | 0 | 0.921
67689 | GREENDVLPMT02865SOLAR3000NM | 44880 | 0714 - GW Solar - PV | PHOTOVOLTAIC | SUN |  | 2019-03-12 04:00 | SYSO Inc. | Lincoln | RI | RI | RI |  | 3 | 0 | 1.386
67690 | SOLECT02809SOLAR48.8RE |  | NO RESOURCE | PHOTOVOLTAIC | SUN |  | 2019-03-21 04:00 | The Narragansett Electric Company | Bristol | RI | RI | RI |  | 0.049 | 0 | 0.022
67692 | NORTHEASTSLR02333SOLAR72AOBC |  | NO RESOURCE | PHOTOVOLTAIC | SUN |  | 2019-03-20 04:00 | Massachusetts Electric Company | E Bridgewater | MA | SEMA | SEMA |  | 0.072 | 0 | 0.031
67696 | NM SHARONHSGAUTH1981_ID2100653 |  | NO RESOURCE | PHOTOVOLTAIC | SUN |  | 2019-03-22 04:00 | NSTAR Electric Company | Dartmouth | MA | SEMA | SEMA |  | 2.25 | 0 | 2.483
67699 | NM WESPORTMA3LLC_ID2061122 |  | NO RESOURCE | PHOTOVOLTAIC | SUN |  | 2019-03-22 04:00 | NSTAR Electric Company | Westport | MA | SEMA | SEMA |  | 2 | 0 | 0.923
67704 | NM TOWNOFFALMOUTH_ID2024739 |  | NO RESOURCE | PHOTOVOLTAIC | SUN |  | 2019-03-22 04:00 | NSTAR Electric Company | Hatchville | MA | SEMA | SEMA |  | 3 | 0 | 1.629
67714 | CAPTONASLR02814SLR840RE | 40998 | RI_67_RE Growth PV_248 CRANBERRY-RIDGE RD_GLOCESTER | PHOTOVOLTAIC | SUN |  | 2019-03-29 04:00 | The Narragansett Electric Company | Glocester | RI | RI | RI |  | 0.84 | 0 | 0.402
67716 | TGDEVELOPERLLC02917SOLAR80RE |  | NO RESOURCE | PHOTOVOLTAIC | SUN |  | 2019-03-29 04:00 | The Narragansett Electric Company | Smithfield | RI | RI | RI |  | 0.08 | 0 | 0.038
67717 | SOUTHCOUNTY02892SOLAR66.6NM |  | NO RESOURCE | PHOTOVOLTAIC | SUN |  | 2019-03-29 04:00 | The Narragansett Electric Company | West Kingston | RI | RI | RI |  | 0.067 | 0 | 0.003
67723 | GUIDOSFRSHMKT01824SOLARR275NM |  | NO RESOURCE | PHOTOVOLTAIC | SUN |  | 2019-03-29 04:00 | Massachusetts Electric Company | Gt Barrington | MA | WMA | WCMA |  | 0.275 | 0 | 0.158
67726 | BERKSHIRE WIND PHASE 2 | 41593 | Berkshire Wind Phase 2 | WIND TURBINE | WON |  | 2019-11-19 05:00 | Massachusetts Municipal Wholesale Electric Company | Hancock | MA | WMA | WCMA | 57721 | 4.68 | 2.22 | 0.723
67730 | LEONARDLSREAL01915SOLAR150NM |  | NO RESOURCE | PHOTOVOLTAIC | SUN |  | 2019-04-03 04:00 | Massachusetts Electric Company | Worcester | MA | CMA/NEMA | WCMA |  | 0.15 | 0 | 0
67732 | DWW SOLAR | 41194 | DWW Solar II | PHOTOVOLTAIC | SUN |  | 2019-12-10 05:00 | DWW Solar II, LLC | SIMSBURY | CT | CT | CT | 62657 | 33.264 | 0 | 19.66
67786 | SUNRAISE01824SLR330SMAOBC |  | NO RESOURCE | PHOTOVOLTAIC | SUN |  | 2019-04-11 04:00 | Massachusetts Electric Company | Chelmsford | MA | CMA/NEMA | WCMA |  | 0.33 | 0 | 0.184
67793 | RICHMONDSLR1_02894SOLAR4005NM |  | NO RESOURCE | PHOTOVOLTAIC | SUN |  | 2019-04-11 04:00 | The Narragansett Electric Company | Wood River JT | RI | RI | RI |  | 4.005 | 0 | 2.126
67794 | RICHMONDSLR1_02894SOLAR675RE |  | NO RESOURCE | PHOTOVOLTAIC | SUN |  | 2019-04-11 04:00 | The Narragansett Electric Company | Wood River JT | RI | RI | RI |  | 0.675 | 0 | 0.32
67795 | OXFORDLTDRES02905SOLAR43.2RE |  | NO RESOURCE | PHOTOVOLTAIC | SUN |  | 2019-04-11 04:00 | The Narragansett Electric Company | Providence | RI | RI | RI |  | 0.043 | 0 | 0.019
67802 | NSMITHFIELDSOLR02896SOLAR750RE |  | NO RESOURCE | PHOTOVOLTAIC | SUN |  | 2019-04-12 04:00 | The Narragansett Electric Company | North Smithfield | RI | RI | RI |  | 0.75 | 0 | 0.064
67804 | ARKLAND02860SOLAR30NM |  | NO RESOURCE | PHOTOVOLTAIC | SUN |  | 2019-04-16 04:00 | The Narragansett Electric Company | Pawtucket | RI | RI | RI |  | 0.03 | 0 | 0.011
67805 | CITYOFHAVERHILL01821SOLAR288NM |  | NO RESOURCE | PHOTOVOLTAIC | SUN |  | 2019-04-17 04:00 | Massachusetts Electric Company | Billerica | MA | CMA/NEMA | WCMA |  | 0.288 | 0 | 0.109
67810 | ANTANAVICA01524SOLAR1000NM | 41361 | MA_213_0.995 PV_6 MCNEIL HW_LEICESTER | PHOTOVOLTAIC | SUN |  | 2019-04-17 04:00 | Massachusetts Electric Company | Leicester | MA | WMA | WCMA |  | 1 | 0 | 0.382
67816 | NM CITY OF CAMBRIDGE_ID2124992 |  | NO RESOURCE | PHOTOVOLTAIC | SUN |  | 2019-04-23 04:00 | NSTAR Electric Company | Dedham | MA | BOSTON | NEMA |  | 0.96 | 0 | 0.514
67836 | 207HPLLC02871SOLAR198RE |  | NO RESOURCE | PHOTOVOLTAIC | SUN |  | 2019-04-25 04:00 | The Narragansett Electric Company | Portsmouth | RI | SEMA | RI |  | 0.198 | 0 | 0.095
67853 | COVENTRYSOLAR02827SOLAR780RE |  | NO RESOURCE | PHOTOVOLTAIC | SUN |  | 2019-04-30 04:00 | The Narragansett Electric Company | Greene | RI | RI | RI |  | 0.78 | 0 | 0.414
67919 | STATEOFRI2809SOLAR50NM |  | NO RESOURCE | PHOTOVOLTAIC | SUN |  | 2019-04-30 04:00 | The Narragansett Electric Company | Bristol | RI | RI | RI |  | 0.05 | 0 | 0
67952 | SOLECTENERGY02809SOLAR40.25RE |  | NO RESOURCE | PHOTOVOLTAIC | SUN |  | 2019-05-07 04:00 | The Narragansett Electric Company | Bristol | RI | RI | RI |  | 0.043 | 0 | 0.011
68009 | NM MILLIS MA 1 LLC_ID2072811 |  | NO RESOURCE | PHOTOVOLTAIC | SUN |  | 2019-05-17 04:00 | NSTAR Electric Company | Millis | MA | RI | SEMA |  | 1.002 | 0 | 0.517
68011 | NM 3_MAXWELLS-GREEN_ID2250465 | 40789 | Maxwell Green Solar | PHOTOVOLTAIC | SUN |  | 2019-05-17 04:00 | NSTAR Electric Company | Somerville | MA | BOSTON | NEMA |  | 0.101 | 0 | 0.047
68012 | NM 7_MAXWELLS-GREEN_ID2253373 | 40789 | Maxwell Green Solar | PHOTOVOLTAIC | SUN |  | 2019-05-17 04:00 | NSTAR Electric Company | Somerville | MA | BOSTON | NEMA |  | 0.072 | 0 | 0.035
68029 | NM NRG COMMUNITY_ID2203698 |  | NO RESOURCE | PHOTOVOLTAIC | SUN |  | 2019-05-21 04:00 | NSTAR Electric Company | Hopkinton | MA | RI | SEMA |  | 1.98 | 0 | 1.082
68034 | NM NRG COMM HOST LLC_ID2108032 |  | NO RESOURCE | PHOTOVOLTAIC | SUN |  | 2019-05-23 04:00 | NSTAR Electric Company | East Freetown | MA | SEMA | SEMA |  | 3.984 | 0 | 2.433
68083 | SUNRAISEDEV01842SOLAR396QF |  | NO RESOURCE | PHOTOVOLTAIC | SUN |  | 2019-06-05 04:00 | Massachusetts Electric Company | Chelmsford | MA | CMA/NEMA | WCMA |  | 0.396 | 0 | 0.218
68109 | SOUTHERNSKY_02919PV198RE | 41000 | RI_75_RE Growth PV_26 PECK-HILL RD_JOHNSTON | PHOTOVOLTAIC | SUN |  | 2019-06-14 04:00 | The Narragansett Electric Company | Johnston | RI | RI | RI |  | 0.198 | 0 | 0.111
68111 | SOLECTENERGY02809SOLAR48RE |  | NO RESOURCE | PHOTOVOLTAIC | SUN |  | 2019-06-14 04:00 | The Narragansett Electric Company | Bristol | RI | RI | RI |  | 0.048 | 0 | 0.018
68120 | SOLECTENERGY02809SOLAR57.5RE |  | NO RESOURCE | PHOTOVOLTAIC | SUN |  | 2019-06-14 04:00 | The Narragansett Electric Company | Bristol | RI | RI | RI |  | 0.058 | 0 | 0.017
68121 | SHAWFARM012836SOLAR240SMQF |  | NO RESOURCE | PHOTOVOLTAIC | SUN |  | 2019-06-14 04:00 | Massachusetts Electric Company | Dracut | MA | CMA/NEMA | WCMA |  | 0.24 | 0 | 0.086
68182 | JERRYSPAINT02882SOLAR26.88NM |  | NO RESOURCE | PHOTOVOLTAIC | SUN |  | 2019-06-27 04:00 | The Narragansett Electric Company | Narragansett | RI | RI | RI |  | 0.027 | 0 | 0
68184 | WALMARTEAST02852SOLAR360NM |  | NO RESOURCE | PHOTOVOLTAIC | SUN |  | 2019-06-28 04:00 | The Narragansett Electric Company | North Kingstown | RI | RI | RI |  | 0.36 | 0 | 0
68189 | BAYCOAST02878SOLAR26.4NM |  | NO RESOURCE | PHOTOVOLTAIC | SUN |  | 2019-07-09 04:00 | The Narragansett Electric Company | Tiverton | RI | SEMA | RI |  | 0.026 | 0 | 0.003
68191 | HERRICK&WHITE02864SOLAR187NM |  | NO RESOURCE | PHOTOVOLTAIC | SUN |  | 2019-07-09 04:00 | The Narragansett Electric Company | Cumberland | RI | RI | RI |  | 0.187 | 0 | 0
68192 | LSDP12LLC01072SOLAR4500AOBC |  | NO RESOURCE | PHOTOVOLTAIC | HSB |  | 2019-07-10 04:00 | Massachusetts Electric Company | Shutesbury | MA | WMA | WCMA |  | 4.5 | 0.011 | 1.973
68193 | ZEROPTENG01057SLR2000SMQF | 44197 | 0721 - Bowden - PV | PHOTOVOLTAIC | SUN |  | 2019-07-05 04:00 | SYSO Inc. | Monson | MA | WMA | WCMA |  | 2 | 0 | 1.083
68194 | SOLECTENERGY02766SOLAR998NM |  | NO RESOURCE | PHOTOVOLTAIC | SUN |  | 2019-07-09 04:00 | Massachusetts Electric Company | Norton | MA | RI | SEMA |  | 0.998 | 0 | 0.507
68196 | MILLBURYMA01527SOLAR1000NM |  | NO RESOURCE | PHOTOVOLTAIC | SUN |  | 2019-07-16 04:00 | Massachusetts Electric Company | Millbury | MA | CMA/NEMA | WCMA |  | 1 | 0 | 0.562
68208 | SUNESOLARXV102766SOLAR500NM | 41093 | MA_442_0.5 PV_0 FAIRLEE LN_NORTON | PHOTOVOLTAIC | SUN |  | 2019-07-18 04:00 | Massachusetts Electric Company | Norton | MA | SEMA | SEMA |  | 0.5 | 0.019 | 0.271
68214 | RALCOLND02895SOLAR120NM |  | NO RESOURCE | PHOTOVOLTAIC | SUN |  | 2019-07-18 04:00 | The Narragansett Electric Company | Woonsocket | RI | RI | RI |  | 0.12 | 0 | 0
68215 | DYNAMICENGY01032SOLAR3995SMQF |  | NO RESOURCE | PHOTOVOLTAIC | SUN |  | 2019-07-19 04:00 | Massachusetts Electric Company | Goshen | MA | WMA | WCMA |  | 3.995 | 0 | 2.286
68218 | NATREALTY02914SOLAR500RE |  | NO RESOURCE | PHOTOVOLTAIC | SUN |  | 2019-07-19 04:00 | The Narragansett Electric Company | East Providence | RI | RI | RI |  | 0.216 | 0 | 0.096
68219 | TARGSTORET140401569SOLAR462RE |  | NO RESOURCE | PHOTOVOLTAIC | SUN |  | 2019-07-19 04:00 | The Narragansett Electric Company | Smithfield | RI | RI | RI |  | 0.462 | 0 | 0.245
68259 | ECONGRPINC02875SOLAR200RE |  | NO RESOURCE | PHOTOVOLTAIC | SUN |  | 2019-08-02 04:00 | The Narragansett Electric Company | Richmond | RI | RI | RI |  | 0.2 | 0 | 0
68260 | 270 ELECTRIC AVENUE REALTY |  | NO RESOURCE | PHOTOVOLTAIC | SUN |  | 2019-07-31 04:00 | Fitchburg Gas & Electric Light Company | Lunenburg | MA | WMA | WCMA |  | 0.24 | 0 | 0.103
68267 | HANNAFORD01331SOLAR240QF |  | NO RESOURCE | PHOTOVOLTAIC | SUN |  | 2019-08-09 04:00 | Massachusetts Electric Company | Athol | MA | WMA | WCMA |  | 0.24 | 0 | 0
68269 | HILLTOPSELF01560SOLAR250SMQF |  | NO RESOURCE | PHOTOVOLTAIC | SUN |  | 2019-08-13 04:00 | Massachusetts Electric Company | S Grafton | MA | RI | SEMA |  | 0.25 | 0 | 0.13
68270 | BAKEFORDPROP02852SOLAR30 |  | NO RESOURCE | PHOTOVOLTAIC | SUN |  | 2019-08-09 04:00 | The Narragansett Electric Company | North Kingstown | RI | RI | RI |  | 0.03 | 0 | 0
68272 | NM 5_MAXWELLS-GREEN_ID2253264 | 40789 | Maxwell Green Solar | PHOTOVOLTAIC | SUN |  | 2019-08-12 04:00 | NSTAR Electric Company | Somerville | MA | BOSTON | NEMA |  | 0.052 | 0 | 0.017
68295 | NM NBEDFORD HSG AUTH_ID2116312 |  | NO RESOURCE | PHOTOVOLTAIC | SUN |  | 2019-08-22 04:00 | NSTAR Electric Company | Carver | MA | SEMA | SEMA |  | 1.98 | 0 | 1.185
68306 | PETERJENCKS02809SOLAR50RE |  | NO RESOURCE | PHOTOVOLTAIC | SUN |  | 2019-08-28 04:00 | The Narragansett Electric Company | Bristol | RI | RI | RI |  | 0.05 | 0.003 | 0
68308 | WARDHILL01835SOLAR250SMQF |  | NO RESOURCE | PHOTOVOLTAIC | SUN |  | 2019-08-29 04:00 | Massachusetts Electric Company | Haverhill | MA | BOSTON | NEMA |  | 0.25 | 0 | 0.139
68309 | CAPTONAPART02919SOLAR2010NM |  | NO RESOURCE | PHOTOVOLTAIC | SUN |  | 2019-09-03 04:00 | The Narragansett Electric Company | Johnston | RI | RI | RI |  | 2.01 | 0 | 1.218
68311 | SMTROMPROP02804SOLAR99.9RE |  | NO RESOURCE | PHOTOVOLTAIC | SUN |  | 2019-09-03 04:00 | The Narragansett Electric Company | Ashaway | RI | RI | RI |  | 0.1 | 0 | 0
68313 | ISMSOLARDEV02839SOLAR2540NM |  | NO RESOURCE | PHOTOVOLTAIC | SUN |  | 2019-09-03 04:00 | The Narragansett Electric Company | Mapleville | RI | RI | RI |  | 2.54 | 0 | 1.318
68323 | NEXAMPLLC01543SOLAR2230SMQF |  | NO RESOURCE | PHOTOVOLTAIC | SUN |  | 2019-09-18 04:00 | Massachusetts Electric Company | Rutland | MA | WMA | WCMA |  | 2 | 0 | 1.21
68332 | MANCHAUG01590SOLARSMQF250 |  | NO RESOURCE | PHOTOVOLTAIC | SUN |  | 2019-09-26 04:00 | Massachusetts Electric Company | SUTTON | MA | RI | SEMA |  | 0.25 | 0 | 0.138
68333 | JHDAVISLLC02860SOLARNM37.8 |  | NO RESOURCE | PHOTOVOLTAIC | SUN |  | 2019-09-26 04:00 | The Narragansett Electric Company | PAWTUCKET | RI | RI | RI |  | 0.037 | 0 | 0.004
68339 | AMERESCO01440SOLAR2500SMQF | 44308 | 0711 - Gardner - PV | PHOTOVOLTAIC | SUN |  | 2019-10-02 04:00 | SYSO Inc. | GARDNER | MA | CMA/NEMA | WCMA |  | 2.5 | 0 | 1.474
68341 | JPMCARI02914SOLAR144RE |  | NO RESOURCE | PHOTOVOLTAIC | SUN |  | 2019-10-09 04:00 | The Narragansett Electric Company | E PROVIDENCE | RI | RI | RI |  | 0.144 | 0 | 0.058
68343 | BELLAENERGY02864SOLAR852RE |  | NO RESOURCE | PHOTOVOLTAIC | SUN |  | 2019-10-09 04:00 | The Narragansett Electric Company | CUMBERLAND | RI | RI | RI |  | 0.852 | 0 | 0.37
68344 | 510PVPROJDEV01069SOLAR3468SMQF |  | NO RESOURCE | PHOTOVOLTAIC | SUN |  | 2019-10-09 04:00 | Massachusetts Electric Company | PALMER | MA | WMA | WCMA |  | 3.468 | 0 | 2.029
68356 | TRAWLWORKS02882SOLAR35.4RE |  | NO RESOURCE | PHOTOVOLTAIC | SUN |  | 2019-10-15 04:00 | The Narragansett Electric Company | NARRAGANSETT | RI | RI | RI |  | 0.033 | 0 | 0.015
68357 | TRS FUEL CELL, LLC | 40750 | TRS Fuel Cell, LLC | FUEL CELL | NG |  | 2020-04-24 04:00 | Bridgeport Fuel Cell, LLC | DANBURY | CT | SWCT | CT |  | 3.63 | 0 | 3.63
68360 | SOLECTHALEST01830SOLAR150SMQF |  | NO RESOURCE | PHOTOVOLTAIC | SUN |  | 2019-10-24 04:00 | Massachusetts Electric Company | HAVERHILL | MA | BOSTON | NEMA |  | 0.15 | 0 | 0.073
68361 | WALMART0288SOLAR360NM |  | NO RESOURCE | PHOTOVOLTAIC | SUN |  | 2019-10-25 04:00 | The Narragansett Electric Company | WARWICK | RI | RI | RI |  | 0.36 | 0 | 0
68368 | TRINITYAQ01841SOLAR180SMQF |  | NO RESOURCE | PHOTOVOLTAIC | SUN |  | 2019-10-31 04:00 | Massachusetts Electric Company | LAWRENCE | MA | CMA/NEMA | WCMA |  | 0.18 | 0 | 0.041
68371 | PVPROJ01475SOLAR4950SMAOBC | 41312 | Happy Hollow Road Solar 1 (PV) | PHOTOVOLTAIC | SUN |  | 2019-11-07 05:00 | Massachusetts Electric Company | WINCHENDON | MA | WMA | WCMA |  | 4.95 | 0 | 3.053
68372 | SPENCER01562LFG995NM |  | NO RESOURCE | GAS TURBINE | OBG |  | 2019-11-08 05:00 | Massachusetts Electric Company | SPENCER | MA | WMA | WCMA |  | 0.995 | 0.542 | 0.66
68373 | MELFORD01851SOLAR73.3QF |  | NO RESOURCE | PHOTOVOLTAIC | SUN |  | 2019-11-08 05:00 | Massachusetts Electric Company | LOWELL | MA | CMA/NEMA | WCMA |  | 0.073 | 0 | 0.037
68397 | STEDMAN02879SOLAR30NM |  | NO RESOURCE | PHOTOVOLTAIC | SUN |  | 2019-11-14 05:00 | The Narragansett Electric Company | WAKEFIELD | RI | RI | RI |  | 0.03 | 0 | 0.011
68427 | EAST LONGMEADOW SOLAR PV | 40623 | East Longmeadow Solar PV | PHOTOVOLTAIC | SUN |  | 2019-11-15 05:00 | NSTAR Electric Company | EAST LONGMEADOW | MA | WMA | WCMA |  | 4.99 | 0 | 2.937
68456 | COLUMBIA02339SOLAR400AOBC |  | NO RESOURCE | PHOTOVOLTAIC | SUN |  | 2019-11-21 05:00 | Massachusetts Electric Company | HANOVER | MA | SEMA | SEMA |  | 0.4 | 0 | 0.172
68457 | FOUNDERS02871SOLAR4500NM |  | NO RESOURCE | PHOTOVOLTAIC | SUN |  | 2019-11-22 05:00 | The Narragansett Electric Company | PORTSMOUTH | RI | SEMA | RI |  | 4.5 | 0 | 2.445
68467 | HOLIDAY HILL COMMUNITY WIND | 38577 | Holiday Hill Community Wind | WIND TURBINE | WON |  | 2020-01-07 05:00 | Energy New England LLC | RUSSELL | MA | WMA | WCMA |  | 5.264 | 1.336 | 0.254
68471 | AUTOZONE02907SOLAR45NM |  | NO RESOURCE | PHOTOVOLTAIC | SUN |  | 2019-12-02 05:00 | The Narragansett Electric Company | PROVIDENCE | RI | RI | RI |  | 0.045 | 0 | 0
68481 | REDWOOD02864SOLAR57.6NM |  | NO RESOURCE | PHOTOVOLTAIC | SUN |  | 2019-12-05 05:00 | The Narragansett Electric Company | CUMBERLAND | RI | RI | RI |  | 0.058 | 0 | 0.015
68483 | UNIVERSITY SOLAR 1 |  | NO RESOURCE | PHOTOVOLTAIC | SUN |  | 2020-09-15 04:00 | AES Renewable Holdings, LLC | WEST GREENWICH | RI | RI | RI | 63668 | 8 | 0 | 3.03
68484 | UNIVERSITY SOLAR 2 |  | NO RESOURCE | PHOTOVOLTAIC | SUN |  | 2020-09-15 04:00 | AES Renewable Holdings, LLC | WEST GREENWICH | RI | RI | RI | 63668 | 8 | 0 | 3.759
68485 | UNIVERSITY SOLAR 3 |  | NO RESOURCE | PHOTOVOLTAIC | SUN |  | 2020-09-15 04:00 | AES Renewable Holdings, LLC | WEST GREENWICH | RI | RI | RI | 63668 | 8 | 0 | 2.772
68486 | HAPPY HOLLOW_GEN | 41306 | Happy Hollow Road Solar 1 (ESS) | ENERGY STORAGE NON-PUMP | BAT |  | 2023-06-28 04:00 | Galt Power Inc. | WINCHENDON | MA | WMA | WCMA | 62652 | 3.267 | 2.679 | 2.376
68487 | PUDDON STREET I_GEN | 41189 | Syncarpha Puddon 1 - Battery | ENERGY STORAGE NON-PUMP | BAT |  | 2021-07-27 04:00 | Genbright, LLC | NORTHBRIDGE | MA | RI | SEMA | 62969 | 4 | 2.742 | 2.742
68488 | PUDDON STREET I SOLAR | 41187 | Syncarpha Puddon 1 - Solar | PHOTOVOLTAIC | SUN |  | 2021-04-20 04:00 | Genbright, LLC | NORTHBRIDGE | MA | RI | SEMA | 62969 | 4.3824 | 0.355 | 2.931
68489 | PUDDON STREET II_GEN | 41193 | Syncarpha Puddon 2 - Battery | ENERGY STORAGE NON-PUMP | BAT |  | 2021-08-03 04:00 | Genbright, LLC | NORTHBRIDGE | MA | RI | SEMA | 62970 | 4 | 3.382 | 3.273
68490 | PUDDON STREET II SOLAR | 41191 | Syncarpha Puddon 2 - Solar | PHOTOVOLTAIC | SUN |  | 2021-04-20 04:00 | Genbright, LLC | NORTHBRIDGE | MA | RI | SEMA | 62970 | 4.3824 | 0.342 | 2.464
68491 | BLANDFORD_GEN | 44345 | Syncarpha Blandford - Battery 1063 | ENERGY STORAGE NON-PUMP | BAT |  | 2021-12-15 05:00 | Marie's Way Solar I, LLC | BLANDFORD | MA | WMA | WCMA | 62975 | 3.52 | 3.286 | 2.954
68492 | N. BROOKFIELD SOLAR - RYAN RD |  | NO RESOURCE | PHOTOVOLTAIC | SUN |  | 2023-06-16 04:00 | AES Renewable Holdings, LLC | N. BROOKFIELD | MA | WMA | WCMA | 63044 | 4.085 | 0.563 | 3.571
68493 | N. BROOKFIELD SOLAR - LANE AVE |  | NO RESOURCE | PHOTOVOLTAIC | SUN |  | 2023-06-16 04:00 | AES Renewable Holdings, LLC | N BROOKFIELD | MA | WMA | WCMA | 63041 | 1.425 | 0 | 0.878
68494 | ORANGE SOLAR - WILBUR WOODS |  | NO RESOURCE | PHOTOVOLTAIC | SUN |  | 2023-06-16 04:00 | AES Renewable Holdings, LLC | ORANGE | MA | WMA | WCMA | 63048 | 4.995 | 0 | 2.655
68495 | ORANGE SOLAR - W. ORANGE |  | NO RESOURCE | PHOTOVOLTAIC | SUN |  | 2023-06-16 04:00 | AES Renewable Holdings, LLC | ORANGE | MA | WMA | WCMA | 63047 | 4.995 | 0 | 2.456
68496 | DRESSER HILL PV 1 |  | NO RESOURCE | PHOTOVOLTAIC | SUN |  | 2021-02-20 05:00 | AES Renewable Holdings, LLC | SOUTHBRIDGE | MA | WMA | WCMA |  | 2 | 0.151 | 1.401
68497 | DRESSER HILL PV 2 |  | NO RESOURCE | PHOTOVOLTAIC | SUN |  | 2021-02-20 05:00 | AES Renewable Holdings, LLC | SOUTHBRDIGE | MA | WMA | WCMA |  | 2.5 | 0.267 | 2.003
68498 | DRESSER HILL PV 3 |  | NO RESOURCE | PHOTOVOLTAIC | SUN |  | 2021-02-20 05:00 | AES Renewable Holdings, LLC | SOUTHBRIDGE | MA | WMA | WCMA |  | 2.8 | 0.127 | 1.759
68499 | DRESSER HILL PV 4 |  | NO RESOURCE | PHOTOVOLTAIC | SUN |  | 2020-12-31 05:00 | AES Renewable Holdings, LLC | SOUTHBRIDGE | MA | WMA | WCMA |  | 4.3 | 0.387 | 3.147
68510 | TRUTH02907SOLAR60RE |  | NO RESOURCE | PHOTOVOLTAIC | SUN |  | 2019-12-10 05:00 | The Narragansett Electric Company | PROVIDENCE | RI | RI | RI |  | 0.06 | 0 | 0.026
68523 | EAST WINCHENDON SOLAR UN2 |  | NO RESOURCE | PHOTOVOLTAIC | SUN |  | 2020-04-03 04:00 | AES Renewable Holdings, LLC | WINCHENDON | MA | WMA | WCMA |  | 3.15 | 0 | 1.108
68524 | EAST WINCHENDON SOLAR UN3 |  | NO RESOURCE | PHOTOVOLTAIC | SUN |  | 2020-04-03 04:00 | AES Renewable Holdings, LLC | WINCHENDON | MA | WMA | WCMA |  | 4.89 | 0 | 1.983
68528 | HAMPDEN SOLAR PV | 40621 | Hampden Solar PV | PHOTOVOLTAIC | SUN |  | 2019-12-12 05:00 | NSTAR Electric Company | HAMPDEN | MA | WMA | WCMA |  | 3.48 | 0.001 | 2.107
68537 | HAVANA02886SOLAR33.6NM |  | NO RESOURCE | PHOTOVOLTAIC | SUN |  | 2019-12-19 05:00 | The Narragansett Electric Company | WARWICK | RI | RI | RI |  | 0.034 | 0 | 0.018
68538 | ARLIN01852SOLAR186SMQF |  | NO RESOURCE | PHOTOVOLTAIC | SUN |  | 2019-12-19 05:00 | Massachusetts Electric Company | LOWELL | MA | CMA/NEMA | WCMA |  | 0.186 | 0 | 0.099
68547 | BARTLETTS02554SOLAR1000SMQF |  | NO RESOURCE | PHOTOVOLTAIC | SUN |  | 2019-12-23 05:00 | Massachusetts Electric Company | NANTUCKET | MA | SEMA | SEMA |  | 1 | 0 | 0.617
68553 | HALIFAX02338SOLAR4950AOBC |  | NO RESOURCE | PHOTOVOLTAIC | SUN |  | 2019-12-23 05:00 | Massachusetts Electric Company | HALIFAX | MA | SEMA | SEMA |  | 4.95 | 0 | 3.092
68554 | OAKSQUARE02898SOLAR780RE |  | NO RESOURCE | PHOTOVOLTAIC | SUN |  | 2019-12-30 05:00 | The Narragansett Electric Company | RICHMOND | RI | RI | RI |  | 0.78 | 0 | 0.404
68557 | CENTURY01843SOLAR400SMQF |  | NO RESOURCE | PHOTOVOLTAIC | SUN |  | 2019-12-31 05:00 | Massachusetts Electric Company | LAWRENCE | MA | CMA/NEMA | NH |  | 0.4 | 0 | 0.169
68558 | MASSAMER01851SOLAR249.8AOBC |  | NO RESOURCE | PHOTOVOLTAIC | SUN |  | 2019-12-31 05:00 | Massachusetts Electric Company | LOWELL | MA | CMA/NEMA | WCMA |  | 0.25 | 0 | 0.118
68559 | MEGAWATT02882SOLAR199.8RE |  | NO RESOURCE | PHOTOVOLTAIC | SUN |  | 2019-12-30 05:00 | The Narragansett Electric Company | NARRAGANSETT | RI | RI | RI |  | 0.2 | 0 | 0.067
68560 | DANIELSON02825SOLAR720RE |  | NO RESOURCE | PHOTOVOLTAIC | SUN |  | 2019-12-31 05:00 | The Narragansett Electric Company | FOSTER | RI | RI | RI |  | 0.72 | 0 | 0.328
68561 | CEDNORTH01062SOLAR4320AOBC |  | NO RESOURCE | PHOTOVOLTAIC | SUN |  | 2019-12-31 05:00 | Massachusetts Electric Company | NORTHAMPTON | MA | WMA | WCMA |  | 4.32 | 0.08 | 2.839
68562 | ARENHALL01453SOLAR200AOBC |  | NO RESOURCE | PHOTOVOLTAIC | SUN |  | 2020-01-14 05:00 | Massachusetts Electric Company | LEOMINSTER | MA | WMA | WCMA |  | 0.2 | 0 | 0.099
68563 | MASSAMER01832SOLAR179.9AOBC |  | NO RESOURCE | PHOTOVOLTAIC | SUN |  | 2020-01-03 05:00 | Massachusetts Electric Company | HAVERHILL | MA | BOSTON | NEMA |  | 0.18 | 0 | 0.081
68564 | NORFOLK02375SOLAR250AOBC |  | NO RESOURCE | PHOTOVOLTAIC | SUN |  | 2020-01-07 05:00 | Massachusetts Electric Company | SOUTH EASTON | MA | SEMA | SEMA |  | 0.25 | 0 | 0.097
68565 | INDEP01453SOLAR466.6AOBC |  | NO RESOURCE | PHOTOVOLTAIC | SUN |  | 2020-01-07 05:00 | Massachusetts Electric Company | LEOMINSTER | MA | CMA/NEMA | WCMA |  | 0.467 | 0 | 0.222
68566 | GREENDEVELOP02817SOLAR1750NM | 44883 | 0714 - Victory - PV | PHOTOVOLTAIC | SUN |  | 2020-01-03 05:00 | SYSO Inc. | WEST GREENWICH | RI | RI | RI |  | 1.75 | 0 | 0.811
68568 | GREENDEVELOP02898SOLAR1250NM | 44876 | 0714 - Buttonwoods - PV | PHOTOVOLTAIC | SUN |  | 2020-01-07 05:00 | SYSO Inc. | WYOMING | RI | RI | RI |  | 1.25 | 0 | 0.677
68569 | HIGHST02833SOLAR828RE |  | NO RESOURCE | PHOTOVOLTAIC | SUN |  | 2020-01-10 05:00 | The Narragansett Electric Company | Hopkinton | RI | RI | RI |  | 0.72 | 0 | 0.314
68571 | MATT&NICK01062SOLAR498SMQF |  | NO RESOURCE | PHOTOVOLTAIC | SUN |  | 2020-01-14 05:00 | Massachusetts Electric Company | FLORENCE | MA | WMA | WCMA |  | 0.498 | 0 | 0.203
68572 | SOUTHERN02832SOLAR180RE |  | NO RESOURCE | PHOTOVOLTAIC | SUN |  | 2020-01-14 05:00 | The Narragansett Electric Company | HOPE VALLEY | RI | RI | RI |  | 0.18 | 0 | 0.041
68573 | PALMER02833SOLAR780RE |  | NO RESOURCE | PHOTOVOLTAIC | SUN |  | 2020-01-14 05:00 | The Narragansett Electric Company | HOPKINTON | RI | RI | RI |  | 0.78 | 0 | 0.418
68574 | COOLEY02920SOLAR336RE |  | NO RESOURCE | PHOTOVOLTAIC | SUN |  | 2020-01-14 05:00 | The Narragansett Electric Company | CRANSTON | RI | RI | RI |  | 0.336 | 0 | 0.216
68575 | HILLSIDE01950SOLAR125SMQF |  | NO RESOURCE | PHOTOVOLTAIC | SUN |  | 2020-01-15 05:00 | Massachusetts Electric Company | NEWBURYPORT | MA | BOSTON | NEMA |  | 0.125 | 0 | 0.063
68576 | SKGLENROCK02892SOLAR216RE |  | NO RESOURCE | PHOTOVOLTAIC | SUN |  | 2020-01-14 05:00 | The Narragansett Electric Company | WEST KINGSTON | RI | RI | RI |  | 0.216 | 0 | 0.092
68577 | WOODSAMBUL01440SOLAR100SMQF |  | NO RESOURCE | PHOTOVOLTAIC | SUN |  | 2020-01-10 05:00 | Massachusetts Electric Company | GARDNER | MA | CMA/NEMA | WCMA |  | 0.1 | 0 | 0.054
68578 | PVPROJECT02375SOLAR990AOBC |  | NO RESOURCE | PHOTOVOLTAIC | SUN |  | 2020-01-14 05:00 | Massachusetts Electric Company | SOUTH EASTON | MA | SEMA | SEMA |  | 0.99 | 0 | 0.555
68579 | GREENDEVLOP02879SOLAR630RE |  | NO RESOURCE | PHOTOVOLTAIC | SUN |  | 2020-01-17 05:00 | The Narragansett Electric Company | SOUTH KINGSTOWN | RI | RI | RI |  | 0.63 | 0 | 0.335
68584 | SOCOREA01475SOLAR984SMNM |  | NO RESOURCE | PHOTOVOLTAIC | SUN |  | 2020-01-22 05:00 | Massachusetts Electric Company | WINCHENDON | MA | WMA | WCMA |  | 0.984 | 0 | 0.577
68585 | KEARSARGE01913SOLAR3294AOBC | 41314 | Kear - S Martin PV | PHOTOVOLTAIC | SUN |  | 2020-01-24 05:00 | Massachusetts Electric Company | AMESBURY | MA | BOSTON | NEMA |  | 3.294 | 0 | 1.843
68587 | SKFAIRGROUNDS02892SOLAR216RE |  | NO RESOURCE | PHOTOVOLTAIC | SUN |  | 2020-01-23 05:00 | The Narragansett Electric Company | SOUTH KINGSTOWN | RI | RI | RI |  | 0.216 | 0 | 0.108
68588 | ALECXANDRO01507SOLAR496SMQF |  | NO RESOURCE | PHOTOVOLTAIC | SUN |  | 2020-01-28 05:00 | Massachusetts Electric Company | CHARLTON | MA | WMA | WCMA |  | 0.496 | 0 | 0.179
68589 | SMTROMBINO02808SOLAR800RE |  | NO RESOURCE | PHOTOVOLTAIC | SUN |  | 2020-01-28 05:00 | The Narragansett Electric Company | BRADFORD | RI | RI | RI |  | 0.8 | 0 | 0.346
68590 | HOLTROAD01845SOLAR249SMQF |  | NO RESOURCE | PHOTOVOLTAIC | SUN |  | 2020-01-24 05:00 | Massachusetts Electric Company | NORTH ANDOVER | MA | BOSTON | NEMA |  | 0.249 | 0 | 0.122
68591 | NM CARVER MA 2 LLC_ID2221535 |  | NO RESOURCE | PHOTOVOLTAIC | SUN |  | 2020-01-24 05:00 | NSTAR Electric Company | CARVER | MA | SEMA | SEMA |  | 2 | 0 | 1.198
68592 | NM PLYMOUTH HSG AUTH_ID1992844 |  | NO RESOURCE | PHOTOVOLTAIC | SUN |  | 2020-01-24 05:00 | NSTAR Electric Company | MATTAPOISETT | MA | SEMA | SEMA |  | 4.95 | 0 | 2.229
68593 | NM HOPKINTON MA1 LLC_ID2189509 |  | NO RESOURCE | PHOTOVOLTAIC | SUN |  | 2020-01-24 05:00 | NSTAR Electric Company | HOPKINTON | MA | RI | SEMA |  | 2 | 0 | 0.853
68594 | NM FAIRHAVENHSGAUTH ID2051477 |  | NO RESOURCE | PHOTOVOLTAIC | SUN |  | 2020-01-24 05:00 | NSTAR Electric Company | MATTAPOISETT | MA | SEMA | SEMA |  | 2 | 0 | 1.006
68595 | ECOGY01069SOLAR432.9AOBC |  | NO RESOURCE | PHOTOVOLTAIC | SUN |  | 2020-01-31 05:00 | Massachusetts Electric Company | PALMER | MA | WMA | WCMA |  | 0.433 | 0 | 0.171
68596 | HASTINGS01756SOLAR240SMQF |  | NO RESOURCE | PHOTOVOLTAIC | SUN |  | 2020-01-31 05:00 | Massachusetts Electric Company | MENDON | MA | RI | SEMA |  | 0.24 | 0 | 0.116
68597 | PVPROJECT01507SOLAR2980QF | 44947 | 0 Horne Homestead Rd Charlton PV + BESS | PHOTOVOLTAIC | HSB |  | 2020-01-30 05:00 | Massachusetts Electric Company | CHARLTON | MA | WMA | WCMA |  | 1.98 | 0 | 0.815
68599 | SHEAHAN02895SOLAR30NM |  | NO RESOURCE | PHOTOVOLTAIC | SUN |  | 2020-02-04 05:00 | The Narragansett Electric Company | WOONSOCKET | RI | RI | RI |  | 0.03 | 0 | 0.01
68601 | SM_AOBC-GREEN EARTH ENERGY PV |  | NO RESOURCE | PHOTOVOLTAIC | SUN |  | 2020-02-07 05:00 | NSTAR Electric Company | SPRINGFIELD | MA | WMA | WCMA |  | 0.24 | 0 | 0.09
68602 | SM_AOBC ALTUS POWER AMERICA PV |  | NO RESOURCE | PHOTOVOLTAIC | SUN |  | 2020-02-07 05:00 | NSTAR Electric Company | BLANDFORD | MA | WMA | WCMA |  | 1 | 0 | 0.562
68605 | SOCORE01475SOLAR984SMNM |  | NO RESOURCE | PHOTOVOLTAIC | SUN |  | 2020-02-06 05:00 | Massachusetts Electric Company | WINCHENDON | MA | WMA | WCMA |  | 0.984 | 0 | 0.586
68607 | SM_AOBC-DORADO SOLAR LLC |  | NO RESOURCE | PHOTOVOLTAIC | SUN |  | 2020-02-07 05:00 | NSTAR Electric Company | SOUTHWICK | MA | WMA | WCMA |  | 2 | 0 | 1.086
68608 | SM_AOBC-DRACO SOLAR LLC |  | NO RESOURCE | PHOTOVOLTAIC | SUN |  | 2020-02-07 05:00 | NSTAR Electric Company | SOUTHWICK | MA | WMA | WCMA |  | 2 | 0 | 1.081
68609 | SM_AOBC-LSE FORMAX LLC |  | NO RESOURCE | PHOTOVOLTAIC | SUN |  | 2020-02-07 05:00 | NSTAR Electric Company | AMHERST | MA | WMA | WCMA |  | 4.98 | 0 | 2.58
68610 | SM_P2-LONG PLAIN SOLAR LLC |  | NO RESOURCE | PHOTOVOLTAIC | SUN |  | 2020-02-07 05:00 | NSTAR Electric Company | SOUTH DEERFIELD | MA | WMA | WCMA |  | 2 | 0.001 | 1.196
68611 | SM_AOBC-SYNCARPHA BLANDFORD PV | 44346 | Syncarpha Blandford - Solar 1063 | PHOTOVOLTAIC | SUN |  | 2020-02-10 05:00 | NSTAR Electric Company | BLANDFORD | MA | WMA | WCMA |  | 4.92 | 0 | 3.033
68614 | ECONOXA02879SOLAR120NM |  | NO RESOURCE | PHOTOVOLTAIC | SUN |  | 2020-02-14 05:00 | The Narragansett Electric Company | WAKEFIELD-PEACEDALE | RI | RI | RI |  | 0.12 | 0 | 0.041
68621 | PVPROJECT01440SOLAR4950SMQF |  | NO RESOURCE | PHOTOVOLTAIC | SUN |  | 2020-02-14 05:00 | Massachusetts Electric Company | GARDNER | MA | CMA/NEMA | WCMA |  | 4.95 | 0 | 2.861
68622 | PVPROJECT02762SOLAR7260AOBC |  | NO RESOURCE | PHOTOVOLTAIC | HSB |  | 2020-02-14 05:00 | Massachusetts Electric Company | PLAINVILLE | MA | RI | SEMA |  | 4.95 | 0.008 | 2.646
68629 | SUNSHINE02852SOLAR66.6NM |  | NO RESOURCE | PHOTOVOLTAIC | SUN |  | 2020-02-25 05:00 | The Narragansett Electric Company | N KINGSTOWN | RI | RI | RI |  | 0.067 | 0 | 0
68630 | SM_P2 HIXBRIDGESOLAR ID2227530 | 44307 | 0711 - Westport - PV | PHOTOVOLTAIC | SUN |  | 2020-02-21 05:00 | SYSO Inc. | WESTPORT | MA | SEMA | SEMA |  | 0.48 | 0 | 0.267
68631 | SM_AOBC ADVANCEENERGYID2257795 |  | NO RESOURCE | PHOTOVOLTAIC | SUN |  | 2020-02-21 05:00 | NSTAR Electric Company | PLYMOUTH | MA | SEMA | SEMA |  | 0.48 | 0 | 0.2
68637 | DYNAMIC01475SOLAR4980SMQF |  | NO RESOURCE | PHOTOVOLTAIC | SUN |  | 2020-02-26 05:00 | Massachusetts Electric Company | WINCHENDON | MA | WMA | WCMA |  | 4.98 | 0 | 2.854
68639 | SM_P2 ECA SEMA WPS 4 ID2231851 |  | NO RESOURCE | PHOTOVOLTAIC | SUN |  | 2020-02-24 05:00 | NSTAR Electric Company | WALPOLE | MA | SEMA | SEMA |  | 0.326 | 0 | 0.172
68640 | SOLECT01821SOLAR250SMQF |  | NO RESOURCE | PHOTOVOLTAIC | SUN |  | 2020-02-26 05:00 | Massachusetts Electric Company | BILLERICA | MA | CMA/NEMA | WCMA |  | 0.25 | 0 | 0.16
68642 | SM_QF 14 SOUTH ST ID2295385 |  | NO RESOURCE | PHOTOVOLTAIC | SUN |  | 2020-02-25 05:00 | NSTAR Electric Company | NEW BEDFORD | MA | SEMA | SEMA |  | 0.266 | 0 | 0.059
68643 | STOCKBRIDGE01262SOLAR668NM |  | NO RESOURCE | PHOTOVOLTAIC | SUN |  | 2020-02-28 05:00 | Massachusetts Electric Company | STOCKBRIDGE | MA | WMA | WCMA |  | 0.668 | 0 | 0.34
68671 | BELL MILL HYDRO |  | NO RESOURCE | HYDRO: RUN OF RIVER | WAT |  | 2020-03-09 04:00 | Public Service Company of New Hampshire | PETERBOROUGH | NH | VT | NH |  | 0.1 | 0 | 0.1
68679 | PARTRIDGE01331SOLAR3960AOBC |  | NO RESOURCE | PHOTOVOLTAIC | HSB |  | 2020-03-13 04:00 | Massachusetts Electric Company | ATHOL | MA | WMA | WCMA |  | 3.96 | 0.057 | 2.108
68681 | RESTIVO02919SOLAR37.41NM |  | NO RESOURCE | PHOTOVOLTAIC | SUN |  | 2020-03-16 04:00 | The Narragansett Electric Company | JOHNSTON | RI | RI | RI |  | 0.037 | 0 | 0.008
68693 | OXFORD01540SOLAR4000SMQF |  | NO RESOURCE | PHOTOVOLTAIC | SUN |  | 2020-03-16 04:00 | Massachusetts Electric Company | OXFORD | MA | WMA | WCMA |  | 4 | 0 | 1.1
68700 | SOLECTA02322SOLAR240SMQF |  | NO RESOURCE | PHOTOVOLTAIC | SUN |  | 2020-03-17 04:00 | Massachusetts Electric Company | AVON | MA | SEMA | SEMA |  | 0.24 | 0 | 0.123
68726 | NUTMEG SOLAR | 38824 | Nutmeg Solar | PHOTOVOLTAIC | SUN |  | 2020-12-07 05:00 | NextEra Energy Marketing, LLC | ENFIELD | CT | CT | CT | 63592 | 23.7056 | 0.003 | 11.913
68727 | ORONO A | 45250 | Orono A - Hydro | HYDRO: RUN OF RIVER | WAT |  | 2008-12-29 05:00 | Black Bear Hydro Partners, LLC | Orono | ME | BHE | ME | 57184 | 2.7984 | 0.615 | 2.798
68728 | ORONO B | 45251 | Orono B - Hydro | HYDRO: RUN OF RIVER | WAT |  | 2013-10-01 04:00 | Black Bear Hydro Partners, LLC | Orono | ME | BHE | ME | 59438 | 3.753 | 2.061 | 1.739
68729 | CHERRY 7 | 2466 | CHERRY 7 | INTERNAL COMBUSTION | DFO |  | 1951-01-01 05:00 | Hudson Light & Power Department | HUDSON | MA | CMA/NEMA | WCMA | 9038 | 3.28 | 2.7 | 2.6
68730 | CHERRY 8 | 2467 | CHERRY 8 | INTERNAL COMBUSTION | NG |  | 1951-01-01 05:00 | Hudson Light & Power Department | HUDSON | MA | CMA/NEMA | WCMA | 9038 | 4 | 3.4 | 3.3
68733 | CHERRY 12 | 2470 | CHERRY 12 | INTERNAL COMBUSTION | DFO | NG | 1951-01-01 05:00 | Hudson Light & Power Department | HUDSON | MA | CMA/NEMA | WCMA | 9038 | 5.6 | 4.999 | 4.999
68734 | WEAVER WIND |  | NO RESOURCE | WIND TURBINE | WON |  | 2020-12-12 05:00 | Weaver Wind, LLC | HANCOCK COUNTY | ME | BHE | ME | 63132 | 79.838 | 31.558 | 11.886
68737 | SANFORD SOLAR | 38825 | Sanford Airport Solar | PHOTOVOLTAIC | SUN |  | 2020-11-07 05:00 | NextEra Energy Marketing, LLC | SANFORD | ME | SME | ME | 63667 | 56.3008 | 0 | 31.848
68760 | KEARSARGE AMESBURY_GEN | 41315 | Kear - S Martin Rd Storage | ENERGY STORAGE NON-PUMP | BAT |  | 2020-06-19 04:00 | Galt Power Inc. | AMESBURY | MA | BOSTON | NEMA | 63398 | 1.584 | 1.496 | 1.493
68764 | NEXTGRID01844SOLAR180AOBC |  | NO RESOURCE | PHOTOVOLTAIC | SUN |  | 2020-03-27 04:00 | Massachusetts Electric Company | METHUEN | MA | BOSTON | NEMA |  | 0.18 | 0 | 0.087
68766 | ECONOX02895SOLAR200RE |  | NO RESOURCE | PHOTOVOLTAIC | SUN |  | 2020-03-26 04:00 | The Narragansett Electric Company | WOONSOCKET | RI | RI | RI |  | 0.2 | 0 | 0.102
68770 | SPENCER01562SOLAR2450AOBC |  | NO RESOURCE | PHOTOVOLTAIC | SUN |  | 2020-04-03 04:00 | Massachusetts Electric Company | SPENCER | MA | WMA | WCMA |  | 2.45 | 0 | 1.489
68772 | PARTNERS HEALTHCARE DATACENTER |  | NO RESOURCE | FUEL CELL | NG |  | 2020-04-06 04:00 | Yellow Jacket Energy, LLC | MARLBOROUGH | MA | CMA/NEMA | WCMA |  | 0.473 | 0 | 0.473
68773 | PARTNERS HEALTHCARE DATACTR-B |  | NO RESOURCE | FUEL CELL | NG |  | 2020-04-06 04:00 | Yellow Jacket Energy, LLC | MARLBOROUGH | MA | CMA/NEMA | WCMA |  | 0.394 | 0 | 0.394
68777 | SOLECTENERGY01519SOLAR250SMQF |  | NO RESOURCE | PHOTOVOLTAIC | SUN |  | 2020-04-08 04:00 | Massachusetts Electric Company | GRAFTON | MA | CMA/NEMA | WCMA |  | 0.25 | 0 | 0.141
68782 | SKINGSTOWN02892SOLAR216RE |  | NO RESOURCE | PHOTOVOLTAIC | SUN |  | 2020-04-13 04:00 | The Narragansett Electric Company | WEST KINGSTON | RI | RI | RI |  | 0.216 | 0 | 0.094
68788 | ECONOX02842SOLAR840RE |  | NO RESOURCE | PHOTOVOLTAIC | SUN |  | 2020-04-17 04:00 | The Narragansett Electric Company | MIDDLETOWN | RI | SEMA | RI |  | 0.84 | 0 | 0.419
68813 | FRANKLIN PV N3377 |  | NO RESOURCE | PHOTOVOLTAIC | SUN |  | 2020-04-22 04:00 | Public Service Company of New Hampshire | FRANKLIN | NH | NH | NH |  | 0.952 | 0 | 0.431
68817 | ZEROPOINT01543SOLAR2000AOBC |  | NO RESOURCE | PHOTOVOLTAIC | HSB |  | 2020-04-21 04:00 | Massachusetts Electric Company | UXBRIDGE | MA | RI | SEMA |  | 2 | 0.273 | 1.001
68841 | BAKEFORD02852SOLAR113.5NM |  | NO RESOURCE | PHOTOVOLTAIC | SUN |  | 2020-04-29 04:00 | The Narragansett Electric Company | N KINGSTOWN | RI | RI | RI |  | 0.114 | 0 | 0
68849 | BWATER02324SOLAR800AOBC | 38584 | Bridgewater | PHOTOVOLTAIC | SUN |  | 2020-04-29 04:00 | Massachusetts Electric Company | BRIDGEWATER | MA | SEMA | SEMA |  | 0.8 | 0 | 0.436
68902 | HOPKINTON02808SOLAR216RE |  | NO RESOURCE | PHOTOVOLTAIC | SUN |  | 2020-05-01 04:00 | The Narragansett Electric Company | BRADFORD | RI | RI | RI |  | 0.216 | 0 | 0.11
68926 | ADVANCED02842SOLAR43.2RE |  | NO RESOURCE | PHOTOVOLTAIC | SUN |  | 2020-05-15 04:00 | The Narragansett Electric Company | MIDDLETOWN | RI | SEMA | RI |  | 0.043 | 0 | 0.019
69002 | MIRROR02860SOLAR43.2NM |  | NO RESOURCE | PHOTOVOLTAIC | SUN |  | 2020-05-26 04:00 | The Narragansett Electric Company | PAWTUCKET | RI | RI | RI |  | 0.043 | 0 | 0
69027 | PINE RIDGE INVESTOR'S GROUP |  | NO RESOURCE | PHOTOVOLTAIC | SUN |  | 2020-06-03 04:00 | Fitchburg Gas & Electric Light Company | TOWNSEND | MA | WMA | WCMA |  | 0.75 | 0 | 0.398
69031 | SHEEPSCOT SOLAR |  | NO RESOURCE | PHOTOVOLTAIC | SUN |  | 2020-06-03 04:00 | Central Maine Power Company | WHITEFIELD | ME | ME | ME |  | 0.046 | 0 | 0.015
69034 | SOUTHERN02832SOLAR180RE3 |  | NO RESOURCE | PHOTOVOLTAIC | SUN |  | 2020-06-13 04:00 | The Narragansett Electric Company | HOPE VALLEY | RI | RI | RI |  | 0.18 | 0 | 0.063
69035 | FEROLBINK02878SOLAR31.9NM |  | NO RESOURCE | PHOTOVOLTAIC | SUN |  | 2020-06-18 04:00 | The Narragansett Electric Company | TIVERTON | RI | SEMA | RI |  | 0.032 | 0 | 0.012
69036 | MEGAWATT02895SOLAR199.8RE |  | NO RESOURCE | PHOTOVOLTAIC | SUN |  | 2020-06-17 04:00 | The Narragansett Electric Company | WOONSOCKET | RI | RI | RI |  | 0.2 | 0 | 0.101
69047 | MONARCH02905SOLAR66.6NM |  | NO RESOURCE | PHOTOVOLTAIC | SUN |  | 2020-06-25 04:00 | The Narragansett Electric Company | PROVIDENCE | RI | RI | RI |  | 0.067 | 0 | 0.003
69073 | PARTNERS NORTH SHORE MEDICAL |  | NO RESOURCE | FUEL CELL | NG |  | 2020-06-21 04:00 | Yellow Jacket Energy, LLC | SALEM | MA | BOSTON | NEMA |  | 0.9 | 0.298 | 0.9
69074 | PVDEV01083SOLAR1500AOBC |  | NO RESOURCE | PHOTOVOLTAIC | HSB |  | 2020-06-24 04:00 | Massachusetts Electric Company | WARREN | MA | WMA | WCMA |  | 1.5 | 0.187 | 1.314
69080 | STATEOFRI02818SOLAR166.5NM |  | NO RESOURCE | PHOTOVOLTAIC | SUN |  | 2020-07-02 04:00 | The Narragansett Electric Company | EAST GREENWICH | RI | RI | RI |  | 0.167 | 0 | 0.01
69081 | AYEREAST01432SOLAR750AOBC |  | NO RESOURCE | PHOTOVOLTAIC | SUN |  | 2020-07-02 04:00 | Massachusetts Electric Company | AYER | MA | CMA/NEMA | WCMA |  | 0.75 | 0 | 0.39
69084 | NEXAMP01507SOLAR1393AOBC |  | NO RESOURCE | PHOTOVOLTAIC | SUN |  | 2020-06-26 04:00 | Massachusetts Electric Company | CHARLTON | MA | WMA | WCMA |  | 1.393 | 0 | 0.807
69088 | BARRE01005SOLAR360NM |  | NO RESOURCE | PHOTOVOLTAIC | SUN |  | 2020-06-30 04:00 | Massachusetts Electric Company | BARRE | MA | WMA | WCMA |  | 0.36 | 0 | 0.165
69099 | TJA01473SOLAR4536AOBC |  | NO RESOURCE | PHOTOVOLTAIC | SUN |  | 2020-06-30 04:00 | Massachusetts Electric Company | WESTMINSTER | MA | WMA | WCMA |  | 4.536 | 0 | 2.928
69100 | DEPOT02019SOLAR100SMQF |  | NO RESOURCE | PHOTOVOLTAIC | SUN |  | 2020-07-02 04:00 | Massachusetts Electric Company | BELLINGHAM | MA | RI | SEMA |  | 0.1 | 0 | 0.027
69102 | MILO_HYDRO |  | NO RESOURCE | HYDRO: RUN OF RIVER | WAT |  | 2020-07-01 04:00 | Versant Power | MILO | ME | BHE | ME |  | 0.67 | 0.213 | 0.67
69103 | SM_AOBC SHANACHIESLR ID2264232 |  | NO RESOURCE | PHOTOVOLTAIC | SUN |  | 2020-07-06 04:00 | NSTAR Electric Company | N DARTMOUTH | MA | SEMA | SEMA |  | 0.178 | 0 | 0.094
69104 | SM_P2 MANISONSONEHM ID2314501 |  | NO RESOURCE | PHOTOVOLTAIC | SUN |  | 2020-07-06 04:00 | NSTAR Electric Company | STONEHAM | MA | BOSTON | NEMA |  | 0.15 | 0 | 0.059
69105 | SM_P2 MONOMOY ENERGY ID2333242 |  | NO RESOURCE | PHOTOVOLTAIC | SUN |  | 2020-07-06 04:00 | NSTAR Electric Company | HYANNIS | MA | SEMA | SEMA |  | 0.25 | 0 | 0.144
69110 | SM_P2 PATTERSONBRRTY ID2265247 |  | NO RESOURCE | PHOTOVOLTAIC | SUN |  | 2020-07-06 04:00 | NSTAR Electric Company | WEST WAREHAM | MA | SEMA | SEMA |  | 0.202 | 0 | 0.101
69111 | SM_P2 2384 CRANBYHWY ID2278333 |  | NO RESOURCE | PHOTOVOLTAIC | SUN |  | 2020-07-06 04:00 | NSTAR Electric Company | WEST WAREHAM | MA | SEMA | SEMA |  | 0.202 | 0 | 0.093
69112 | SM_P2 PRESTIGE WAY ID2341861 |  | NO RESOURCE | PHOTOVOLTAIC | SUN |  | 2020-07-06 04:00 | NSTAR Electric Company | PLYMOUTH | MA | SEMA | SEMA |  | 0.144 | 0 | 0.07
69113 | SM_P2 ECA SEMA WPS15 ID2231849 |  | NO RESOURCE | PHOTOVOLTAIC | SUN |  | 2020-07-06 04:00 | NSTAR Electric Company | WALPOLE | MA | SEMA | SEMA |  | 0.402 | 0 | 0.205
69114 | SM_P2 NEXTGRIDALDER ID2295246 |  | NO RESOURCE | PHOTOVOLTAIC | SUN |  | 2020-07-06 04:00 | NSTAR Electric Company | NEW BEDFORD | MA | SEMA | SEMA |  | 0.086 | 0 | 0.036
69116 | SM_P2 SAFARIENGYMA1 ID2303429 |  | NO RESOURCE | PHOTOVOLTAIC | SUN |  | 2020-07-06 04:00 | NSTAR Electric Company | PLYMOUTH | MA | SEMA | SEMA |  | 0.144 | 0 | 0.076
69117 | SM_P2 SB RLTYLTDPSHP ID2345033 |  | NO RESOURCE | PHOTOVOLTAIC | SUN |  | 2020-07-06 04:00 | NSTAR Electric Company | NEW BEDFORD | MA | SEMA | SEMA |  | 0.496 | 0 | 0.22
69118 | SM_P2 ECA SEMA WPS19 ID2233722 |  | NO RESOURCE | PHOTOVOLTAIC | SUN |  | 2020-07-06 04:00 | NSTAR Electric Company | WALPOLE | MA | SEMA | SEMA |  | 0.268 | 0 | 0.124
69119 | SM_P2 MANISONSTONEHAMID2314500 |  | NO RESOURCE | PHOTOVOLTAIC | SUN |  | 2020-07-06 04:00 | NSTAR Electric Company | STONEHAM | MA | BOSTON | NEMA |  | 0.072 | 0 | 0.03
69120 | SM_P2 ASHLAND SOLAR ID2220527 |  | NO RESOURCE | PHOTOVOLTAIC | SUN |  | 2020-07-06 04:00 | NSTAR Electric Company | ASHLAND | MA | BOSTON | NEMA |  | 4.45 | 0 | 2.231
69121 | ZEROPOINT01562SOLAR2000AOBC |  | NO RESOURCE | PHOTOVOLTAIC | HSB |  | 2020-07-09 04:00 | Massachusetts Electric Company | SPENCER | MA | WMA | WCMA |  | 2 | 0.14 | 1.123
69122 | NM LAURIE DAVID ID2311303 |  | NO RESOURCE | PHOTOVOLTAIC | SUN |  | 2020-07-06 04:00 | NSTAR Electric Company | CHILMARK | MA | SEMA | SEMA |  | 0.084 | 0 | 0.059
69123 | NM PLYMOUTHHANGARGRP ID2334186 |  | NO RESOURCE | PHOTOVOLTAIC | SUN |  | 2020-07-06 04:00 | NSTAR Electric Company | PLYMOUTH | MA | SEMA | SEMA |  | 0.144 | 0 | 0.076
69124 | NM SOLAR INVICTUS IV ID2275151 |  | NO RESOURCE | PHOTOVOLTAIC | SUN |  | 2020-07-06 04:00 | NSTAR Electric Company | VINEYARD HAVEN | MA | SEMA | SEMA |  | 0.5 | 0.003 | 0.078
69125 | ZEROP01507SOLAR2000AOBC |  | NO RESOURCE | PHOTOVOLTAIC | HSB |  | 2020-07-09 04:00 | Massachusetts Electric Company | CHARLTON | MA | WMA | WCMA |  | 2 | 0.201 | 1.091
69126 | SM_AOBC REARDONRLTYMAID2345649 |  | NO RESOURCE | PHOTOVOLTAIC | SUN |  | 2020-07-06 04:00 | NSTAR Electric Company | SOUTH YARMOUTH | MA | SEMA | SEMA |  | 0.25 | 0 | 0.133
69128 | ECONOX02917SOLAR216RE |  | NO RESOURCE | PHOTOVOLTAIC | SUN |  | 2020-07-09 04:00 | The Narragansett Electric Company | SMITHFIELD | RI | RI | RI |  | 0.216 | 0 | 0.103
69129 | BALD02886SOLAR199.8RE |  | NO RESOURCE | PHOTOVOLTAIC | SUN |  | 2020-07-14 04:00 | The Narragansett Electric Company | WARWICK | RI | RI | RI |  | 0.2 | 0 | 0.104
69130 | FAITH02895SOLAR206.5RE |  | NO RESOURCE | PHOTOVOLTAIC | SUN |  | 2020-07-17 04:00 | The Narragansett Electric Company | WOONSOCKET | RI | RI | RI |  | 0.207 | 0 | 0.1
69177 | DYNAMIC01585SOLAR4500AOBC |  | NO RESOURCE | PHOTOVOLTAIC | SUN |  | 2020-07-22 04:00 | Massachusetts Electric Company | WEST BROOKFIELD | MA | WMA | WCMA |  | 4.5 | 0 | 2.512
69178 | GARDEN01028SOLAR486SMQF |  | NO RESOURCE | PHOTOVOLTAIC | SUN |  | 2020-07-23 04:00 | Massachusetts Electric Company | EAST LONGMEADOW | MA | WMA | WCMA |  | 0.486 | 0 | 0.182
69179 | BD SOLAR 1 LLC |  | NO RESOURCE | PHOTOVOLTAIC | SUN |  | 2021-09-25 04:00 | Acadia Renewable Energy, L.L.C. | MILO | ME | BHE | ME | 63894 | 16 | 0 | 9.837
69180 | RAINBOW 1 HYDRO | 35658 | Rainbow_1 | HYDRO: RUN OF RIVER | WAT |  | 1980-01-01 05:00 | Galt Power Inc. | WINDSOR | CT | CT | CT | 559 | 4 | 4.1 | 4.1
69181 | RAINBOW 2 HYDRO | 35656 | Rainbow_2 | HYDRO: RUN OF RIVER | WAT |  | 1980-01-01 05:00 | Galt Power Inc. | WINDSOR | CT | CT | CT | 559 | 4 | 4.1 | 4.1
69182 | MASSAM01852SOLAR249.8AOBC |  | NO RESOURCE | PHOTOVOLTAIC | SUN |  | 2020-07-31 04:00 | Massachusetts Electric Company | LOWELL | MA | CMA/NEMA | WCMA |  | 0.25 | 0 | 0
69188 | FIDELITY02917SOLAR2640NM |  | NO RESOURCE | PHOTOVOLTAIC | SUN |  | 2020-07-29 04:00 | The Narragansett Electric Company | SMITHFIELD | RI | RI | RI |  | 2.64 | 0 | 0.973
69190 | SYNCARPHA HALIFAX_GEN | 41009 | Syncarpha Halifax - Battery | ENERGY STORAGE NON-PUMP | BAT |  | 2021-04-01 04:00 | Marie's Way Solar I, LLC | HALIFAX | MA | SEMA | SEMA | 62973 | 1.24 | 1.186 | 1.186
69198 | ECONOX02839SOLAR180RE |  | NO RESOURCE | PHOTOVOLTAIC | SUN |  | 2020-07-30 04:00 | The Narragansett Electric Company | MAPLEVILLE | RI | RI | RI |  | 0.18 | 0 | 0.086
69199 | GEORGIAVILLE02917SOLAR40NM |  | NO RESOURCE | PHOTOVOLTAIC | SUN |  | 2020-07-31 04:00 | The Narragansett Electric Company | SMITHFIELD | RI | RI | RI |  | 0.04 | 0 | 0.007
69204 | SYNCARPHA - MILLBURY_GEN | 41098 | Syncarpha Millbury - Battery | ENERGY STORAGE NON-PUMP | BAT |  | 2023-02-22 05:00 | Marie's Way Solar I, LLC | MILLBURY | MA | CMA/NEMA | WCMA | 62974 | 4.4 | 3.281 | 3.281
69208 | SYNCARPHA - WESTMINSTER_GEN | 41007 | Syncarpha Westminster - Battery | ENERGY STORAGE NON-PUMP | BAT |  | 2023-02-23 05:00 | Marie's Way Solar I, LLC | WESTMINSTER | MA | WMA | WCMA | 62971 | 3.3 | 2.662 | 1.66
69211 | SYNCARPHA - NORTHBRIDGE I_GEN | 41179 | Syncarpha Northbridge 1 - Battery | ENERGY STORAGE NON-PUMP | BAT |  | 2022-04-29 04:00 | Genbright, LLC | NORTHBRIDGE | MA | RI | SEMA | 62977 | 4 | 1.591 | 2.808
69216 | SYNCARPHA - NORTHBRIDGE II_GEN | 41185 | Syncarpha Northbridge 2 - Battery | ENERGY STORAGE NON-PUMP | BAT |  | 2021-08-24 04:00 | Genbright, LLC | NORTHBRIDGE | MA | RI | SEMA | 62978 | 3 | 1.529 | 2.247
69220 | SYNCARPHA - NORTHAMPTON_GEN | 41176 | Syncarpha Northampton - Battery | ENERGY STORAGE NON-PUMP | BAT |  | 2022-10-18 04:00 | Genbright, LLC | NORTHAMPTON | MA | WMA | WCMA | 62976 | 2 | 0.854 | 1.072
69224 | SYNCARPHA - TEWKSBURY CSF_GEN | 41200 | Syncarpha Tewksbury - Storage | ENERGY STORAGE NON-PUMP | BAT |  | 2022-06-29 04:00 | Genbright, LLC | TEWKSBURY | MA | BOSTON | NEMA | 62968 | 2 | 1.123 | 1.853
69228 | KEARSARGE - MONTAGUE_GEN | 41548 | Kearsarge Montague BD ESS | ENERGY STORAGE NON-PUMP | BAT |  | 2022-02-16 05:00 | Galt Power Inc. | MONTAGUE | MA | WMA | WCMA | 64620 | 1.27 | 1.253 | 1.234
69232 | KEARSARGE - HAVERHILL_GEN | 41550 | Kearsarge Haverhill ESS | ENERGY STORAGE NON-PUMP | BAT |  | 2021-05-10 04:00 | Galt Power Inc. | HAVERHILL | MA | BOSTON | NEMA | 64618 | 2.376 | 1.957 | 1.957
69235 | KEARSARGE - FRANKLIN_GEN | 41546 | Kearsarge Upper Union ESS | ENERGY STORAGE NON-PUMP | BAT |  | 2023-04-14 04:00 | Galt Power Inc. | FRANKLIN | MA | RI | SEMA | 64619 | 0.792 | 0.779 | 0.779
69240 | NEBS - RUMFORD_GEN | 40905 | Rumford BESS | ENERGY STORAGE NON-PUMP | BAT |  | 2021-06-03 04:00 | Rumford ESS, LLC | RUMFORD | ME | ME | ME | 64763 | 4.7491 | 4.39 | 4.39
69246 | N.STONINGTON SOLAR | 40616 | Pawcatuck Solar Center | PHOTOVOLTAIC | SUN |  | 2022-10-01 04:00 | North Stonington Solar Center, LLC | N STONINGTON | CT | CT | CT | 62318 | 13.2 | 0.001 | 11.584
69247 | BLOOM ENERGY FUEL CELL | 44914 | Bloom Colchester Clean Energy Project FCA 18 | FUEL CELL | NG |  | 2021-10-20 04:00 | Generate Colchester Fuel Cells, LLC | COLCHESTER | CT | CT | CT | 66053 | 10.0764 | 0 | 8.65
69248 | ND PAPER OLD TOWN MAINE |  | NO RESOURCE | STEAM TURBINE | WDS |  | 2021-06-05 04:00 | American PowerNet Management, LP | OLD TOWN | ME | BHE | ME |  | 27.216 | 0 | 0
69249 | TPE KING SOLAR |  | NO RESOURCE | PHOTOVOLTAIC | SUN |  | 2025-03-28 04:00 | SYSO Inc. | NORTH SMITHFIELD | RI | RI | RI | 64603 | 12.438 | 1.183 | 6.401
69251 | CRANBERRY HIGHWAY_GEN | 40934 | ENA Cranberry Rd Storage | ENERGY STORAGE NON-PUMP | BAT |  | 2022-02-15 05:00 | Genbright, LLC | WEST WAREHAM | MA | SEMA | SEMA | 65174 | 2.2 | 1.771 | 1.56
69256 | MILLINOCKET RENEWABLE BES_GEN | 41566 | Great Lakes Millinocket | ENERGY STORAGE NON-PUMP | BAT |  | 2020-12-31 05:00 | Brookfield Renewable Trading And Marketing LP | MILLINOCKET | ME | BHE | ME | 54134 | 20.9524 | 19.87 | 19.623
69261 | CRANSTON SOLAR 2 -12.5 KV | 40747 | Cranston Solar Project | PHOTOVOLTAIC | SUN |  | 2019-05-24 04:00 | Galt Power Inc. | CRANSTON | RI | RI | RI | 64108 | 6.2 | 0 | 3.774
69262 | CRANSTON SOLAR 1 - 23 KV | 40747 | Cranston Solar Project | PHOTOVOLTAIC | SUN |  | 2019-05-24 04:00 | Galt Power Inc. | CRANSTON | RI | RI | RI | 64108 | 6.8 | 0 | 4.716
69269 | HELIO02072SOLAR30AOBC |  | NO RESOURCE | PHOTOVOLTAIC | SUN |  | 2020-07-31 04:00 | Massachusetts Electric Company | STOUGHTON | MA | SEMA | SEMA |  | 0.72 | 0 | 0.028
69277 | STOUGHTON02072SOLAR960AOBC |  | NO RESOURCE | PHOTOVOLTAIC | SUN |  | 2020-08-07 04:00 | Massachusetts Electric Company | STOUGHTON | MA | SEMA | SEMA |  | 0.96 | 0 | 0.404
69279 | SHEAHANA02895SOLAR30NM |  | NO RESOURCE | PHOTOVOLTAIC | SUN |  | 2020-08-06 04:00 | The Narragansett Electric Company | WOONSOCKET | RI | RI | RI |  | 0.03 | 0 | 0.006
69280 | WATERSUPPLY02919SOLAR4999NM |  | NO RESOURCE | PHOTOVOLTAIC | SUN |  | 2020-08-06 04:00 | The Narragansett Electric Company | JOHNSTON | RI | RI | RI |  | 4.999 | 0 | 2.584
69282 | FALMOUTH LIBRARY |  | NO RESOURCE | PHOTOVOLTAIC | SUN |  | 2020-08-11 04:00 | Central Maine Power Company | FALMOUTH | ME | SME | ME |  | 0.058 | 0 | 0.033
69284 | FREEPORT SOLAR LLC |  | NO RESOURCE | PHOTOVOLTAIC | SUN |  | 2020-08-17 04:00 | Central Maine Power Company | FAIRFIELD | ME | ME | ME |  | 0.65 | 0 | 0.31
69295 | CUMBERLAND SOLAR |  | NO RESOURCE | PHOTOVOLTAIC | SUN |  | 2020-08-19 04:00 | Central Maine Power Company | CUMBERLAND | ME | SME | ME |  | 0.36 | 0 | 0.191
69299 | SOLARMA01540SOLAR1748NM |  | NO RESOURCE | PHOTOVOLTAIC | SUN |  | 2020-08-21 04:00 | Massachusetts Electric Company | OXFORD | MA | WMA | WCMA |  | 1.74 | 0 | 0.928
69300 | ECHO02893SOLAR373REC |  | NO RESOURCE | PHOTOVOLTAIC | SUN |  | 2020-08-25 04:00 | The Narragansett Electric Company | WEST WARWICK | RI | RI | RI |  | 0.373 | 0 | 0.076
69306 | NEWAGAWAM02916SOLAR200NM |  | NO RESOURCE | PHOTOVOLTAIC | SUN |  | 2020-08-26 04:00 | The Narragansett Electric Company | RUMFORD | RI | RI | RI |  | 0.2 | 0 | 0.007
69308 | AHOLD STOP & SHOP STORE #0028 |  | NO RESOURCE | FUEL CELL | NG |  | 2020-08-27 04:00 | Yellow Jacket Energy, LLC | NORWELL | MA | SEMA | SEMA |  | 0.263 | 0.003 | 0.263
69310 | AHOLD STOP & SHOP STORE #0444 |  | NO RESOURCE | FUEL CELL | NG |  | 2020-08-27 04:00 | Yellow Jacket Energy, LLC | WHITMAN | MA | SEMA | SEMA |  | 0.21 | 0 | 0.21
69311 | GOOD SHEPHERD |  | NO RESOURCE | PHOTOVOLTAIC | SUN |  | 2020-09-01 04:00 | Central Maine Power Company | AUBURN | ME | ME | ME |  | 0.267 | 0 | 0.063
69312 | NEW DIMENSIONS FCU |  | NO RESOURCE | PHOTOVOLTAIC | SUN |  | 2020-09-01 04:00 | Central Maine Power Company | WATERVILLE | ME | ME | ME |  | 0.016 | 0 | 0.011
69313 | ZEROPOINT01507SOLAR4500AOBC |  | NO RESOURCE | PHOTOVOLTAIC | HSB |  | 2020-08-31 04:00 | Massachusetts Electric Company | CHARLTON | MA | WMA | WCMA |  | 4.5 | 0.205 | 2.744
69315 | VICTORY02827SOLAR216RE |  | NO RESOURCE | PHOTOVOLTAIC | SUN |  | 2020-09-03 04:00 | The Narragansett Electric Company | COVENTRY | RI | RI | RI |  | 0.216 | 0 | 0.102
69316 | SOLECTB01915SOLAR458AOBC |  | NO RESOURCE | PHOTOVOLTAIC | SUN |  | 2020-09-01 04:00 | Massachusetts Electric Company | BEVERLY | MA | BOSTON | NEMA |  | 0.458 | 0 | 0.22
69318 | ECOGY02035SOLAR432.9AOBC |  | NO RESOURCE | PHOTOVOLTAIC | SUN |  | 2020-09-09 04:00 | Massachusetts Electric Company | FOXBORO | MA | RI | SEMA |  | 0.433 | 0 | 0.208
69319 | NATHANIEL01057SOLAR250AOBC |  | NO RESOURCE | PHOTOVOLTAIC | SUN |  | 2020-09-11 04:00 | Massachusetts Electric Company | MONSON | MA | WMA | WCMA |  | 0.25 | 0 | 0.128
69320 | ECA02766SOLAR3330AOBC |  | NO RESOURCE | PHOTOVOLTAIC | SUN |  | 2020-09-14 04:00 | Massachusetts Electric Company | NORTON | MA | RI | SEMA |  | 3.33 | 0 | 0.354
69321 | SM_P2 ROUNEVILLESLR1 ID2189508 |  | NO RESOURCE | PHOTOVOLTAIC | SUN |  | 2020-09-14 04:00 | NSTAR Electric Company | ROCHESTER | MA | SEMA | SEMA |  | 2.706 | 0 | 1.317
69322 | SM_QF FEDLRLTYINVTR ID2273723 |  | NO RESOURCE | PHOTOVOLTAIC | SUN |  | 2020-09-14 04:00 | NSTAR Electric Company | CHELSEA | MA | BOSTON | NEMA |  | 0.15 | 0 | 0.079
69323 | SM_QFP2 BURROWS PROJ ID2271377 |  | NO RESOURCE | PHOTOVOLTAIC | SUN |  | 2020-09-14 04:00 | NSTAR Electric Company | BREWSTER | MA | SEMA | SEMA |  | 0.25 | 0 | 0.113
69324 | SM_QFP2 BURROWSPROJ ID2271201 |  | NO RESOURCE | PHOTOVOLTAIC | SUN |  | 2020-09-14 04:00 | NSTAR Electric Company | BREWSTER | MA | SEMA | SEMA |  | 0.25 | 0 | 0
69325 | SM_QF STONEHAM RETL ID2356835 |  | NO RESOURCE | PHOTOVOLTAIC | SUN |  | 2020-09-14 04:00 | NSTAR Electric Company | STONEHAM | MA | BOSTON | NEMA |  | 0.086 | 0 | 0.042
69326 | SM_QF JPERL ASSC LLC ID2336013 |  | NO RESOURCE | PHOTOVOLTAIC | SUN |  | 2020-09-14 04:00 | NSTAR Electric Company | CANTON | MA | SEMA | SEMA |  | 0.2 | 0 | 0.106
69327 | PVPROJECT02771SOLAR990NM |  | NO RESOURCE | PHOTOVOLTAIC | SUN |  | 2020-09-14 04:00 | Massachusetts Electric Company | SEEKONK | MA | RI | SEMA |  | 0.99 | 0 | 0.597
69328 | PVPROJECT02771SOLAR3960NM2 |  | NO RESOURCE | PHOTOVOLTAIC | SUN |  | 2020-09-14 04:00 | Massachusetts Electric Company | SEEKONK | MA | RI | SEMA |  | 3.96 | 0 | 2.283
69329 | SM_QF MATPSETSELFSTG ID2322525 |  | NO RESOURCE | PHOTOVOLTAIC | SUN |  | 2020-09-14 04:00 | NSTAR Electric Company | MATTAPOISETT | MA | SEMA | SEMA |  | 0.115 | 0 | 0.059
69330 | SM_P2 MONOMOY ENERGY ID2332061 |  | NO RESOURCE | PHOTOVOLTAIC | SUN |  | 2020-09-14 04:00 | NSTAR Electric Company | MASHPEE | MA | SEMA | SEMA |  | 0.25 | 0 | 0.147
69332 | SM_NM BACKLUND DVLPT ID2268196 |  | NO RESOURCE | PHOTOVOLTAIC | SUN |  | 2020-09-18 04:00 | NSTAR Electric Company | NORFOLK | MA | SEMA | SEMA |  | 0.067 | 0 | 0.023
69333 | SM_QF ECA SEMA CAN ID2273880 |  | NO RESOURCE | PHOTOVOLTAIC | SUN |  | 2020-09-18 04:00 | NSTAR Electric Company | CANTON | MA | SEMA | SEMA |  | 0.496 | 0 | 0.296
69334 | SM_AOBC CEDAR GR APT ID2330259 |  | NO RESOURCE | PHOTOVOLTAIC | SUN |  | 2020-09-18 04:00 | NSTAR Electric Company | WOBURN | MA | BOSTON | NEMA |  | 0.233 | 0 | 0.089
69335 | SM_QF 155WILLCANTON ID2313802 |  | NO RESOURCE | PHOTOVOLTAIC | SUN |  | 2020-09-18 04:00 | NSTAR Electric Company | CANTON | MA | SEMA | SEMA |  | 0.1 | 0 | 0.042
69336 | SM_QFP2 SUNSQUARE ID2282637 |  | NO RESOURCE | PHOTOVOLTAIC | SUN |  | 2020-09-18 04:00 | NSTAR Electric Company | MEDFIELD | MA | SEMA | SEMA |  | 0.24 | 0 | 0.125
69337 | SM_QFP2 ADVENGYABUND ID2261355 |  | NO RESOURCE | PHOTOVOLTAIC | SUN |  | 2020-09-18 04:00 | NSTAR Electric Company | CANTON | MA | SEMA | SEMA |  | 0.25 | 0 | 0.143
69338 | SM_AOBC ARLNGTNCOMAC ID2264047 |  | NO RESOURCE | PHOTOVOLTAIC | SUN |  | 2020-09-18 04:00 | NSTAR Electric Company | FRAMINGHAM | MA | BOSTON | NEMA |  | 0.125 | 0 | 0.046
69343 | SM_QFP2 NEI SOLAR ID2287284 |  | NO RESOURCE | PHOTOVOLTAIC | SUN |  | 2020-09-18 04:00 | NSTAR Electric Company | FRAMINGHAM | MA | BOSTON | NEMA |  | 0.25 | 0 | 0.107
69344 | KLP02864SOLAR30NM |  | NO RESOURCE | PHOTOVOLTAIC | SUN |  | 2020-09-22 04:00 | The Narragansett Electric Company | CUMBERLAND | RI | RI | RI |  | 0.03 | 0 | 0.013
69347 | NM KEARSARGE SOLAR ID2093250 |  | NO RESOURCE | PHOTOVOLTAIC | SUN |  | 2020-09-22 04:00 | NSTAR Electric Company | CARVER | MA | SEMA | SEMA |  | 0.99 | 0 | 0.596
69348 | SM_P2 -BERNARDSTON FIRE & H20 |  | NO RESOURCE | PHOTOVOLTAIC | SUN |  | 2020-09-24 04:00 | NSTAR Electric Company | BERNARDSTON | MA | WMA | WCMA |  | 0.18 | 0 | 0.058
69349 | SM_NM CHURCHILL SOLAR LLC |  | NO RESOURCE | PHOTOVOLTAIC | SUN |  | 2020-09-24 04:00 | NSTAR Electric Company | PITTSFIELD | MA | WMA | WCMA |  | 0.499 | 0 | 0.246
69350 | NM TWN OF BELLINGHAM ID2051046 |  | NO RESOURCE | PHOTOVOLTAIC | SUN |  | 2020-09-22 04:00 | NSTAR Electric Company | ACUSHNET | MA | SEMA | SEMA |  | 1.904 | 0 | 1.076
69351 | SM_P2 -BLANDFORD SUNSOLAR |  | NO RESOURCE | PHOTOVOLTAIC | SUN |  | 2020-09-24 04:00 | NSTAR Electric Company | BLANDFORD | MA | WMA | WCMA |  | 4.7 | 0 | 2.652
69352 | SM_AOBC-CITIZEN OAK ST SOLAR |  | NO RESOURCE | PHOTOVOLTAIC | SUN |  | 2020-09-24 04:00 | NSTAR Electric Company | SPRINGFIELD | MA | WMA | WCMA |  | 3.5 | 0 | 1.959
69353 | SM_AOBC-ALTERNATE PWR CHRUCHL |  | NO RESOURCE | PHOTOVOLTAIC | SUN |  | 2020-09-24 04:00 | NSTAR Electric Company | PITTSFIELD | MA | WMA | WCMA |  | 1.38 | 0 | 0.772
69358 | LEVESQUE02917SOLAR43.44NM |  | NO RESOURCE | PHOTOVOLTAIC | SUN |  | 2020-09-22 04:00 | The Narragansett Electric Company | SMITHFIELD | RI | RI | RI |  | 0.043 | 0 | 0.023
69361 | SM_P2 -PITTS. LAWN & TRACTOR |  | NO RESOURCE | PHOTOVOLTAIC | SUN |  | 2020-09-24 04:00 | NSTAR Electric Company | PITTSFIELD | MA | WMA | WCMA |  | 0.249 | 0 | 0.1
69362 | SM_NM-US LIGHT ENERGY 3 |  | NO RESOURCE | PHOTOVOLTAIC | SUN |  | 2020-09-24 04:00 | NSTAR Electric Company | PITTSFIELD | MA | WMA | WCMA |  | 0.499 | 0 | 0.279
69363 | SM_AOBC_P2 ENERGY PRICE MNG |  | NO RESOURCE | PHOTOVOLTAIC | SUN |  | 2020-09-24 04:00 | NSTAR Electric Company | HINSDALE | MA | WMA | WCMA |  | 0.999 | 0 | 0.491
69364 | SOLECT01606SOLAR150SMQF |  | NO RESOURCE | PHOTOVOLTAIC | SUN |  | 2020-09-25 04:00 | Massachusetts Electric Company | WORCESTER | MA | CMA/NEMA | WCMA |  | 0.15 | 0 | 0.088
69366 | DRIFTWOOD02888SOLAR34.2NM |  | NO RESOURCE | PHOTOVOLTAIC | SUN |  | 2020-09-28 04:00 | The Narragansett Electric Company | WARWICK | RI | RI | RI |  | 0.026 | 0 | 0.005
69372 | ONISKEY02155SOLAR250SMQF |  | NO RESOURCE | PHOTOVOLTAIC | SUN |  | 2020-09-28 04:00 | Massachusetts Electric Company | MEDFORD | MA | BOSTON | NEMA |  | 0.15 | 0 | 0.031
69380 | MBTA02324WIND750NM |  | NO RESOURCE | WIND TURBINE | WON |  | 2020-09-29 04:00 | Massachusetts Electric Company | BRIDGEWATER | MA | SEMA | SEMA |  | 0.75 | 0 | 0
69381 | SOUTHERN02919SOLAR198RE |  | NO RESOURCE | PHOTOVOLTAIC | SUN |  | 2020-09-29 04:00 | The Narragansett Electric Company | JOHNSTON | RI | RI | RI |  | 0.198 | 0 | 0.106
69382 | AZIMUTH02885SOLAR57.6NM |  | NO RESOURCE | PHOTOVOLTAIC | SUN |  | 2020-10-05 04:00 | The Narragansett Electric Company | WARREN | RI | RI | RI |  | 0.058 | 0 | 0
69383 | BURRILLVILLEB02830SOLAR960RE |  | NO RESOURCE | PHOTOVOLTAIC | SUN |  | 2020-10-02 04:00 | The Narragansett Electric Company | Burrillville | RI | RI | RI |  | 0.96 | 0 | 0.507
69384 | BURRILLVILLEA02830SOLAR2340RE |  | NO RESOURCE | PHOTOVOLTAIC | SUN |  | 2020-10-02 04:00 | The Narragansett Electric Company | MAPLEVILLE | RI | RI | RI |  | 2.34 | 0 | 1.167
69385 | SM_NM TOWN OF MONTAGUE |  | NO RESOURCE | PHOTOVOLTAIC | SUN |  | 2020-10-05 04:00 | NSTAR Electric Company | TURNERS FALLS | MA | WMA | WCMA |  | 0.996 | 0 | 0.531
69386 | SM_NM KEARSARGE GII MONTAGUE |  | NO RESOURCE | PHOTOVOLTAIC | SUN |  | 2020-10-05 04:00 | NSTAR Electric Company | MONTAGUE | MA | WMA | WCMA |  | 4.176 | 0 | 1.203
69387 | WHITMAN01473HYDRO174NM |  | NO RESOURCE | HYDRO: RUN OF RIVER | WAT |  | 2020-10-02 04:00 | Massachusetts Electric Company | WESTMINSTER | MA | WMA | WCMA |  | 0.174 | 0.047 | 0.174
69388 | MSAD 75 |  | NO RESOURCE | PHOTOVOLTAIC | SUN |  | 2020-10-07 04:00 | Central Maine Power Company | TOPSHAM | ME | ME | ME |  | 0.5 | 0 | 0.219
69390 | HOPKINTON02804SOLAR2500RE |  | NO RESOURCE | PHOTOVOLTAIC | SUN |  | 2020-10-08 04:00 | The Narragansett Electric Company | ASHAWAY | RI | RI | RI |  | 2.5 | 0 | 1.144
69391 | LINCOLN02906SOLAR50.46NM |  | NO RESOURCE | PHOTOVOLTAIC | SUN |  | 2020-10-08 04:00 | The Narragansett Electric Company | PROVIDENCE | RI | RI | RI |  | 0.05 | 0 | 0
69418 | PROVYARN02860SOLAR33.3NM |  | NO RESOURCE | PHOTOVOLTAIC | SUN |  | 2020-10-15 04:00 | The Narragansett Electric Company | PAWTUCKET | RI | RI | RI |  | 0.033 | 0 | 0.006
69439 | ECOGY02909SOLAR233.1RE |  | NO RESOURCE | PHOTOVOLTAIC | SUN |  | 2020-10-15 04:00 | The Narragansett Electric Company | PROVIDENCE | RI | RI | RI |  | 0.233 | 0 | 0.097
69450 | NM TOWN OF MAYNARD ID1961 |  | NO RESOURCE | PHOTOVOLTAIC | SUN |  | 2020-10-19 04:00 | NSTAR Electric Company | MAYNARD | MA | BOSTON | NEMA |  | 1 | 0 | 0
69453 | LOCKE BROOK SOLAR, LLC |  | NO RESOURCE | PHOTOVOLTAIC | SUN |  | 2020-10-22 04:00 | Fitchburg Gas & Electric Light Company | TOWNSEND | MA | WMA | WCMA |  | 0.998 | 0 | 0.661
69457 | RANDY02878SOLAR57.6NM |  | NO RESOURCE | PHOTOVOLTAIC | SUN |  | 2020-10-21 04:00 | The Narragansett Electric Company | TIVERTON | RI | SEMA | RI |  | 0.058 | 0 | 0.006
69458 | CLEAN01863SOLAR720AOBC |  | NO RESOURCE | PHOTOVOLTAIC | SUN |  | 2020-10-21 04:00 | Massachusetts Electric Company | NORTH CHELMSFORD | MA | CMA/NEMA | WCMA |  | 0.72 | 0 | 0.471
69462 | BATES02189SOLAR150SMQF |  | NO RESOURCE | PHOTOVOLTAIC | SUN |  | 2020-10-22 04:00 | Massachusetts Electric Company | WEYMOUTH | MA | SEMA | SEMA |  | 0.15 | 0 | 0.059
69466 | MASSAM02333SOLAR499.5AOBC |  | NO RESOURCE | PHOTOVOLTAIC | SUN |  | 2020-10-26 04:00 | Massachusetts Electric Company | EAST BRIDGEWATER | MA | SEMA | SEMA |  | 0.5 | 0 | 0.275
69487 | TOMHARVEY02891SOLAR144RE |  | NO RESOURCE | PHOTOVOLTAIC | SUN |  | 2020-10-28 04:00 | The Narragansett Electric Company | WESTERLY | RI | RI | RI |  | 0.144 | 0 | 0.075
69488 | MASSAM01879SOLAR249.8AOBC |  | NO RESOURCE | PHOTOVOLTAIC | SUN |  | 2020-10-28 04:00 | Massachusetts Electric Company | TYNGSBORO | MA | CMA/NEMA | WCMA |  | 0.25 | 0 | 0.139
69489 | NM TOWN OF HOPKINTON ID2389 |  | NO RESOURCE | PHOTOVOLTAIC | SUN |  | 2020-10-29 04:00 | NSTAR Electric Company | HOLLISTON | MA | RI | SEMA |  | 1.3 | 0 | 0.563
69492 | COMPASS02852SOLAR199.8RE |  | NO RESOURCE | PHOTOVOLTAIC | SUN |  | 2020-10-27 04:00 | The Narragansett Electric Company | NORTH KINGSTOWN | RI | RI | RI |  | 0.2 | 0 | 0.109
69493 | ADVANCED01569SOLAR252SMQF |  | NO RESOURCE | PHOTOVOLTAIC | SUN |  | 2020-10-29 04:00 | Massachusetts Electric Company | UXBRIDGE | MA | RI | SEMA |  | 0.252 | 0 | 0.127
69494 | NM IGS SOLAR ID2043278 |  | NO RESOURCE | PHOTOVOLTAIC | SUN |  | 2020-10-29 04:00 | NSTAR Electric Company | BOURNE | MA | SEMA | SEMA |  | 1 | 0 | 0.17
69495 | OHBURG02072SOLAR100AOBC |  | NO RESOURCE | PHOTOVOLTAIC | SUN |  | 2020-10-27 04:00 | Massachusetts Electric Company | STOUGHTON | MA | SEMA | SEMA |  | 0.1 | 0 | 0.046
69502 | NM BWC BUCKMASTER PD ID 217764 |  | NO RESOURCE | PHOTOVOLTAIC | SUN |  | 2020-10-29 04:00 | NSTAR Electric Company | DOVER | MA | BOSTON | NEMA |  | 1 | 0 | 0.547
69504 | FOUNDRY01852SOLAR266.4AOBC |  | NO RESOURCE | PHOTOVOLTAIC | SUN |  | 2020-10-27 04:00 | Massachusetts Electric Company | LOWELL | MA | CMA/NEMA | WCMA |  | 0.266 | 0 | 0.148
69505 | NM CEDARVILLE SOL 3 ID2132061 |  | NO RESOURCE | PHOTOVOLTAIC | SUN |  | 2020-10-29 04:00 | NSTAR Electric Company | PLYMOUTH | MA | SEMA | SEMA |  | 2 | 0 | 1.155
69506 | NM WALPOLE 2 LLC ID2120 |  | NO RESOURCE | PHOTOVOLTAIC | SUN |  | 2020-10-29 04:00 | NSTAR Electric Company | WALPOLE | MA | SEMA | SEMA |  | 1 | 0 | 0.595
69508 | SOLECT01604SOLAR488SMQF |  | NO RESOURCE | PHOTOVOLTAIC | SUN |  | 2020-10-30 04:00 | Massachusetts Electric Company | WORCESTER | MA | CMA/NEMA | WCMA |  | 0.488 | 0 | 0.229
69509 | JOEL01082SOLAR980AOBC |  | NO RESOURCE | PHOTOVOLTAIC | SUN |  | 2020-10-30 04:00 | Massachusetts Electric Company | WARE | MA | WMA | WCMA |  | 0.98 | 0 | 0.511
69510 | CHESTNUT02903SOLAR43.2NM |  | NO RESOURCE | PHOTOVOLTAIC | SUN |  | 2020-10-29 04:00 | The Narragansett Electric Company | PROVIDENCE | RI | RI | RI |  | 0.043 | 0 | 0.005
69511 | NM WALPOLE 2 LLC ID2121 |  | NO RESOURCE | PHOTOVOLTAIC | SUN |  | 2020-10-29 04:00 | NSTAR Electric Company | WALPOLE | MA | SEMA | SEMA |  | 1 | 0 | 0.611
69516 | BRECKENRIDGE01069SOLAR4950AOBC | 44103 | Breckenridge | ENERGY STORAGE NON-PUMP | HSB |  | 2020-11-04 05:00 | Enel X North America, Inc. | PALMER | MA | WMA | WCMA |  | 4.95 | 3.328 | 3.328
69522 | HAVERHILL01835LFG995NM |  | NO RESOURCE | INTERNAL COMBUSTION | LFG |  | 2020-11-12 05:00 | Massachusetts Electric Company | HAVERHILL | MA | BOSTON | NEMA |  | 0.995 | 0 | 0.995
69564 | BD SOLAR AUGUSTA |  | NO RESOURCE | PHOTOVOLTAIC | SUN |  | 2021-07-02 04:00 | Acadia Renewable Energy, L.L.C. | AUGUSTA | ME | ME | ME | 63895 | 6.6 | 0 | 3.469
69565 | BD SOLAR 2 (WINSLOW) |  | NO RESOURCE | PHOTOVOLTAIC | SUN |  | 2022-06-01 04:00 | Acadia Renewable Energy, L.L.C. | WINSLOW | ME | ME | ME | 64069 | 6.6 | 0 | 3.55
69566 | BD SOLAR HANCOCK |  | NO RESOURCE | PHOTOVOLTAIC | SUN |  | 2022-06-08 04:00 | Acadia Renewable Energy, L.L.C. | HANCOCK | ME | BHE | ME | 64068 | 5.6 | 0 | 4.071
69568 | BD SOLAR HANCOCK NORTH |  | NO RESOURCE | PHOTOVOLTAIC | SUN |  | 2022-06-08 04:00 | Acadia Renewable Energy, L.L.C. | HANCOCK | ME | BHE | ME | 64070 | 5.6 | 0 | 2.886
69569 | OLD FALMOUTH RD CSF_GEN | 40939 | ENA Old Falmouth Road Storage | ENERGY STORAGE NON-PUMP | BAT |  | 2024-08-08 04:00 | Genbright, LLC | MARSTONS MILLS | MA | SEMA | SEMA |  | 4.4 | 2.27 | 2.27
69599 | GRNEARTH01028SOLAR246.6AOBC |  | NO RESOURCE | PHOTOVOLTAIC | SUN |  | 2020-11-24 05:00 | Massachusetts Electric Company | EAST LONGMEADOW | MA | WMA | WCMA |  | 0.246 | 0 | 0.127
69606 | JORDAN01364SOLAR990AOBC |  | NO RESOURCE | PHOTOVOLTAIC | SUN |  | 2020-11-20 05:00 | Massachusetts Electric Company | ORANGE | MA | WMA | WCMA |  | 0.99 | 0 | 0.587
69623 | NSESTAG02072SOLAR816AOBC |  | NO RESOURCE | PHOTOVOLTAIC | SUN |  | 2020-11-30 05:00 | Massachusetts Electric Company | STOUGHTON | MA | SEMA | SEMA |  | 0.816 | 0 | 0.452
69624 | VP_S1 |  | NO RESOURCE | PHOTOVOLTAIC | SUN |  | 2020-12-01 05:00 | Versant Power | HAMPDEN | ME | BHE | ME |  | 0.198 | 0 | 0.093
69625 | SM_AOBC_NXTGRD DOGWD ID2324745 |  | NO RESOURCE | PHOTOVOLTAIC | SUN |  | 2020-11-25 05:00 | NSTAR Electric Company | DENNIS | MA | SEMA | SEMA |  | 0.133 | 0 | 0.011
69627 | SM_AOBC ASSONET PV1 ID2274652 |  | NO RESOURCE | PHOTOVOLTAIC | HSB |  | 2020-11-25 05:00 | NSTAR Electric Company | FREETOWN | MA | SEMA | SEMA |  | 4.999 | 0.104 | 2.887
69629 | SM_AOBC NG ALLSPICE ID2357995 |  | NO RESOURCE | PHOTOVOLTAIC | SUN |  | 2020-11-25 05:00 | NSTAR Electric Company | DENNIS | MA | SEMA | SEMA |  | 0.1 | 0 | 0.033
69635 | CF NORTH HAVEN LLC |  | NO RESOURCE | PHOTOVOLTAIC | SUN |  | 2020-11-25 05:00 | Vermont Public Power Supply Authority | NORTH HAVEN | CT | SWCT | CT |  | 4.98 | 0.001 | 1.421
69636 | GD3HOPKINTON02804SOLAR3875RE |  | NO RESOURCE | PHOTOVOLTAIC | SUN |  | 2020-12-03 05:00 | The Narragansett Electric Company | HOPKINTON | RI | RI | RI |  | 3.875 | 0 | 1.945
69642 | QF SAFARI ENERGY MA ID2323699 |  | NO RESOURCE | PHOTOVOLTAIC | SUN |  | 2020-12-07 05:00 | NSTAR Electric Company | WESTPORT | MA | SEMA | SEMA |  | 0.072 | 0 | 0.042
69643 | RICE RIPS | 759 | MESSALONSKEE COMPOSITE | HYDRO: RUN OF RIVER | WAT |  | 2020-12-03 05:00 | Messalonskee Stream Hydro, LLC | Oakland | ME | ME | ME |  | 2 | 0.749 | 2
69644 | NM C OF SOMERVILLE 3 ID2246431 |  | NO RESOURCE | PHOTOVOLTAIC | SUN |  | 2020-12-07 05:00 | NSTAR Electric Company | EAST BOSTON | MA | BOSTON | NEMA |  | 0.978 | 0 | 0.345
69645 | NM KIIT RENEWABLE EN ID2264634 |  | NO RESOURCE | PHOTOVOLTAIC | SUN |  | 2020-12-07 05:00 | NSTAR Electric Company | CANTON | MA | SEMA | SEMA |  | 0.704 | 0 | 0.386
69647 | TURNING02817SOLAR3340NM |  | NO RESOURCE | PHOTOVOLTAIC | SUN |  | 2020-12-03 05:00 | The Narragansett Electric Company | WEST GREENWICH | RI | RI | RI |  | 3.34 | 0 | 1.634
69648 | TURNINGA02817SOLAR3340NM |  | NO RESOURCE | PHOTOVOLTAIC | SUN |  | 2020-12-03 05:00 | The Narragansett Electric Company | WEST GREENWICH | RI | RI | RI |  | 3.34 | 0 | 1.376
69649 | ISM02715SOLAR2800AOBC |  | NO RESOURCE | PHOTOVOLTAIC | SUN |  | 2020-12-07 05:00 | Massachusetts Electric Company | DIGHTON | MA | SEMA | SEMA |  | 2.8 | 0 | 1.583
69650 | COOK02878SOLAR2376NM | 41540 | Kearsarge Tiverton | PHOTOVOLTAIC | SUN |  | 2020-12-08 05:00 | The Narragansett Electric Company | TIVERTON | RI | SEMA | RI |  | 2.376 | 0 | 1.047
69652 | DYNAMIC01515SOLAR1000AOBC |  | NO RESOURCE | PHOTOVOLTAIC | SUN |  | 2020-12-10 05:00 | Massachusetts Electric Company | EAST BROOKFIELD | MA | WMA | WCMA |  | 1 | 0 | 0.582
69656 | MARKRICHEY01950WIND600NM |  | NO RESOURCE | WIND TURBINE | WON |  | 2020-12-18 05:00 | Massachusetts Electric Company | NEWBURYPORT | MA | BOSTON | NEMA |  | 0.6 | 0 | 0
69657 | WALLINGFORD SOLAR I |  | NO RESOURCE | PHOTOVOLTAIC | SUN |  | 2020-12-18 05:00 | NextEra Energy Marketing, LLC | WALLINGFORD | CT | SWCT | CT |  | 4.99 | 0 | 0
69658 | WALLINGFORD SOLAR II |  | NO RESOURCE | PHOTOVOLTAIC | SUN |  | 2020-12-18 05:00 | NextEra Energy Marketing, LLC | WALLINGFORD | CT | SWCT | CT |  | 4.99 | 0 | 2.053
69659 | WALLINGFORD SOLAR III |  | NO RESOURCE | PHOTOVOLTAIC | SUN |  | 2020-12-18 05:00 | NextEra Energy Marketing, LLC | WALLINGFORD | CT | SWCT | CT |  | 4.99 | 0 | 2.16
69660 | NM 510 PV PROJECT DEV LLC |  | NO RESOURCE | PHOTOVOLTAIC | SUN |  | 2020-12-17 05:00 | NSTAR Electric Company | BECKET | MA | WMA | WCMA |  | 4.95 | 0 | 2.595
69663 | NM BERKSHIRE2 MNT RENEWABLE PV |  | NO RESOURCE | PHOTOVOLTAIC | SUN |  | 2020-12-17 05:00 | NSTAR Electric Company | LANESBOROUGH | MA | WMA | WCMA |  | 0.5 | 0 | 0.204
69665 | SM_AOBC CVE NORTH AMERICA PV |  | NO RESOURCE | PHOTOVOLTAIC | SUN |  | 2020-12-17 05:00 | NSTAR Electric Company | RUSSELL | MA | WMA | WCMA |  | 2.988 | 0 | 1.747
69667 | SM_AOBC ECOGY MA III LLC PV |  | NO RESOURCE | PHOTOVOLTAIC | SUN |  | 2020-12-17 05:00 | NSTAR Electric Company | SPRINGFIELD | MA | WMA | WCMA |  | 0.2 | 0 | 0.116
69668 | SM_AOBC_ERVING POPLAR MNT PV |  | NO RESOURCE | PHOTOVOLTAIC | SUN |  | 2020-12-17 05:00 | NSTAR Electric Company | ERVING | MA | WMA | WCMA |  | 0.99 | 0 | 0.544
69670 | NM_PLAINFIELD SOLAR LLC | 40948 | Plainfield_Solar | PHOTOVOLTAIC | SUN |  | 2020-12-17 05:00 | Nexamp Markets, LLC | PLAINFIELD | MA | WMA | WCMA |  | 1.99 | 0.118 | 1.2
69671 | SM_AOBC_SOLTAGE, LLC PV |  | NO RESOURCE | PHOTOVOLTAIC | SUN |  | 2020-12-17 05:00 | NSTAR Electric Company | EASTHAMPTON | MA | WMA | WCMA |  | 2.46 | 0 | 1.307
69673 | SM_NM WHATELY PV |  | NO RESOURCE | PHOTOVOLTAIC | SUN |  | 2020-12-17 05:00 | NSTAR Electric Company | SOUTH DEERFIELD | MA | WMA | WCMA |  | 1.115 | 0 | 0.55
69675 | TOWN OF WINDHAM |  | NO RESOURCE | PHOTOVOLTAIC | SUN |  | 2020-12-18 05:00 | Central Maine Power Company | WINDHAM | ME | SME | ME |  | 0.42 | 0 | 0.208
69676 | GREEN01028SOLAR233.1AOBC |  | NO RESOURCE | PHOTOVOLTAIC | SUN |  | 2020-12-21 05:00 | Massachusetts Electric Company | EAST LONGMEADOW | MA | WMA | WCMA |  | 0.233 | 0 | 0.081
69677 | MELINK01550SOLAR936AOBC |  | NO RESOURCE | PHOTOVOLTAIC | SUN |  | 2020-12-24 05:00 | Massachusetts Electric Company | SOUTHBRIDGE | MA | WMA | WCMA |  | 0.936 | 0 | 0.484
69678 | DIRT SOLAR |  | NO RESOURCE | PHOTOVOLTAIC | SUN |  | 2020-12-22 05:00 | Central Maine Power Company | SKOWHEGAN | ME | ME | ME |  | 2.625 | 0 | 1.492
69684 | BLACKHORSE02885SOLAR3750NM |  | NO RESOURCE | PHOTOVOLTAIC | SUN |  | 2020-12-24 05:00 | The Narragansett Electric Company | WARREN | RI | RI | RI |  | 3.75 | 0 | 1.854
69685 | AHOLD STOP & SHOP STORE #0020 |  | NO RESOURCE | FUEL CELL | NG |  | 2020-12-21 05:00 | Yellow Jacket Energy, LLC | QUINCY | MA | SEMA | SEMA |  | 0.263 | 0 | 0.263
69692 | NAVISUN01507SOLAR1980AOBC |  | NO RESOURCE | PHOTOVOLTAIC | SUN |  | 2020-12-28 05:00 | Massachusetts Electric Company | CHARLTON | MA | WMA | WCMA |  | 1.98 | 0 | 1.106
69693 | SETTLER'S SOLAR, LLC |  | NO RESOURCE | PHOTOVOLTAIC | SUN |  | 2021-01-04 05:00 | Fitchburg Gas & Electric Light Company | LUNENBERG | MA | WMA | WCMA |  | 4.99 | 0 | 2.766
69694 | ZERO01095SOLAR1000AOBC |  | NO RESOURCE | PHOTOVOLTAIC | SUN |  | 2020-12-31 05:00 | Massachusetts Electric Company | WILBRAHAM | MA | WMA | WCMA |  | 1 | 0.069 | 0.611
69695 | GEPOWER01752SOLAR466.6SMQF |  | NO RESOURCE | PHOTOVOLTAIC | SUN |  | 2020-12-31 05:00 | Massachusetts Electric Company | MARLBOROUGH | MA | CMA/NEMA | WCMA |  | 0.467 | 0 | 0.262
69696 | WILL02771SOLAR80SMNM |  | NO RESOURCE | PHOTOVOLTAIC | SUN |  | 2020-12-29 05:00 | Massachusetts Electric Company | SEEKONK | MA | RI | SEMA |  | 0.08 | 0 | 0.025
69697 | BLUEWAVE01095SOLAR4000AOBC |  | NO RESOURCE | PHOTOVOLTAIC | SUN |  | 2020-12-31 05:00 | Massachusetts Electric Company | WILBRAHAM | MA | WMA | WCMA |  | 4 | 0 | 2.096
69699 | BLUEWAVE01915SOLAR3520AOBC |  | NO RESOURCE | PHOTOVOLTAIC | SUN |  | 2020-12-31 05:00 | Massachusetts Electric Company | BEVERLY | MA | BOSTON | NEMA |  | 3.52 | 0 | 1.941
69700 | NESG SOLAR HOLDING CO.1, LLC |  | NO RESOURCE | PHOTOVOLTAIC | SUN |  | 2021-01-04 05:00 | Fitchburg Gas & Electric Light Company | FITCHBURG | MA | WMA | WCMA |  | 3.204 | 0 | 1.889
69701 | VP_S2 |  | NO RESOURCE | PHOTOVOLTAIC | SUN |  | 2021-01-01 05:00 | Versant Power | HAMPDEN | ME | BHE | ME |  | 0.23 | 0 | 0.114
69702 | ASTRUM02895SOLAR150RE |  | NO RESOURCE | PHOTOVOLTAIC | SUN |  | 2021-01-07 05:00 | The Narragansett Electric Company | WOONSOCKET | RI | RI | RI |  | 0.15 | 0 | 0.071
69703 | SYNCARPHA01060SOLAR3630AOBC | 41162 | Syncarpha Northampton - Solar | PHOTOVOLTAIC | SUN |  | 2021-01-05 05:00 | Massachusetts Electric Company | NORTHAMPTON | MA | WMA | WCMA |  | 3.63 | 0.04 | 1.915
69704 | KEARSARGE02808SOLAR4000NM | 41539 | Kearsarge Westerly | PHOTOVOLTAIC | SUN |  | 2021-01-07 05:00 | The Narragansett Electric Company | BRADFORD | RI | RI | RI |  | 4 | 0 | 2.324
69705 | RENEWABLE02703SOLAR4268AOBC |  | NO RESOURCE | PHOTOVOLTAIC | SUN |  | 2021-01-06 05:00 | Massachusetts Electric Company | ATTLEBORO | MA | RI | SEMA |  | 4.268 | 0 | 2.31
69706 | INDEPA01562SOLAR3000AOBC |  | NO RESOURCE | PHOTOVOLTAIC | SUN |  | 2020-12-31 05:00 | Massachusetts Electric Company | SPENCER | MA | WMA | WCMA |  | 3 | 0 | 1.269
69707 | INDEPB01562SOLAR4940AOBC |  | NO RESOURCE | PHOTOVOLTAIC | SUN |  | 2020-12-31 05:00 | Massachusetts Electric Company | SPENCER | MA | WMA | WCMA |  | 4.94 | 0 | 2.863
69708 | AMERSCO02878SOLAR1826NM | 44608 | 0711 - Tiverton Crandall Rd 1 - PV | PHOTOVOLTAIC | SUN |  | 2021-01-06 05:00 | SYSO Inc. | TIVERTON | RI | SEMA | RI |  | 1.826 | 0 | 0.831
69712 | MASSAM02339SOLAR249.8AOBC |  | NO RESOURCE | PHOTOVOLTAIC | SUN |  | 2021-01-04 05:00 | Massachusetts Electric Company | HANOVER | MA | SEMA | SEMA |  | 0.25 | 0 | 0.14
69713 | NSESTAGE02072SOLAR233.33AOBC |  | NO RESOURCE | PHOTOVOLTAIC | SUN |  | 2021-01-04 05:00 | Massachusetts Electric Company | STOUGHTON | MA | SEMA | SEMA |  | 0.233 | 0 | 0.139
69714 | GRAY LANDFILL |  | NO RESOURCE | PHOTOVOLTAIC | SUN |  | 2021-01-06 05:00 | Central Maine Power Company | GRAY | ME | SME | ME |  | 0.3 | 0 | 0.145
69715 | HOPE02860SOLAR296.6NM |  | NO RESOURCE | PHOTOVOLTAIC | SUN |  | 2021-01-08 05:00 | The Narragansett Electric Company | PAWTUCKET | RI | RI | RI |  | 0.497 | 0 | 0.126
69716 | AMERSCO02878SOLAR1660NM | 44609 | 0711 - Tiverton Crandall Rd 2 - PV | PHOTOVOLTAIC | SUN |  | 2021-01-08 05:00 | SYSO Inc. | TIVERTON | RI | SEMA | RI |  | 1.66 | 0 | 0.994
69717 | MELINK01550SOLAR999AOBC |  | NO RESOURCE | PHOTOVOLTAIC | SUN |  | 2021-01-11 05:00 | Massachusetts Electric Company | SOUTHBRIDGE | MA | WMA | WCMA |  | 0.999 | 0 | 0.587
69719 | SHAW BROTHERS CONSTRUCTION |  | NO RESOURCE | PHOTOVOLTAIC | SUN |  | 2021-01-06 05:00 | Central Maine Power Company | BUXTON | ME | SME | ME |  | 2.4 | 0 | 1.381
69720 | SUNBUG01930SOLAR147.6SMQF |  | NO RESOURCE | PHOTOVOLTAIC | SUN |  | 2021-01-11 05:00 | Massachusetts Electric Company | GLOUCESTER | MA | BOSTON | NEMA |  | 0.148 | 0 | 0.074
69721 | MELINK01550SOLAR3744AOBC |  | NO RESOURCE | PHOTOVOLTAIC | SUN |  | 2021-01-08 05:00 | Massachusetts Electric Company | SOUTHBRIDGE | MA | WMA | WCMA |  | 3.744 | 0.001 | 2.128
69722 | EUPHORIA 415, LLC |  | NO RESOURCE | PHOTOVOLTAIC | SUN |  | 2021-01-11 05:00 | Central Maine Power Company | SCARBOROUGH | ME | ME | ME |  | 0.063 | 0 | 0.038
69723 | NEXAPEX01752SOLAR333.2AOBC |  | NO RESOURCE | PHOTOVOLTAIC | SUN |  | 2021-01-13 05:00 | Massachusetts Electric Company | MARLBOROUGH | MA | CMA/NEMA | WCMA |  | 0.333 | 0 | 0.18
69724 | GREEN02827SOLAR3000RE |  | NO RESOURCE | PHOTOVOLTAIC | SUN |  | 2021-01-15 05:00 | The Narragansett Electric Company | COVENTRY | RI | RI | RI |  | 3 | 0 | 1.524
69725 | MELINK01550SOLAR936AOBC2 |  | NO RESOURCE | PHOTOVOLTAIC | SUN |  | 2021-01-12 05:00 | Massachusetts Electric Company | SOUTHBRIDGE | MA | WMA | WCMA |  | 0.936 | 0 | 0.438
69726 | CLC YMCA |  | NO RESOURCE | PHOTOVOLTAIC | SUN |  | 2021-01-13 05:00 | Central Maine Power Company | DAMARISCOTTA | ME | ME | ME |  | 0.133 | 0 | 0.068
69727 | SOUTHERN02763SOLAR3469QF | 44950 | 0 Cedar Road Attleboro PV + BESS | PHOTOVOLTAIC | HSB |  | 2021-01-15 05:00 | Massachusetts Electric Company | ATTLEBORO FALLS | MA | RI | SEMA |  | 3.469 | 0 | 0.826
69729 | SYNCARPHA02338SOLAR1668AOBC | 41008 | Syncarpha Halifax - Solar | PHOTOVOLTAIC | SUN |  | 2021-01-14 05:00 | Massachusetts Electric Company | HALIFAX | MA | SEMA | SEMA |  | 1.668 | 0 | 0.955
69731 | WATERSON02896SOLAR29.49NM |  | NO RESOURCE | PHOTOVOLTAIC | SUN |  | 2021-01-19 05:00 | The Narragansett Electric Company | NORTH SMITHFIELD | RI | RI | RI |  | 0.029 | 0 | 0
69734 | RSM02909SOLAR72NM |  | NO RESOURCE | PHOTOVOLTAIC | SUN |  | 2021-01-21 05:00 | The Narragansett Electric Company | PROVIDENCE | RI | RI | RI |  | 0.072 | 0 | 0.021
69735 | KEARSARGE02914SOLAR2000NM | 44209 | Kearsarge East Providence | PHOTOVOLTAIC | SUN |  | 2021-01-20 05:00 | The Narragansett Electric Company | EAST PROVIDENCE | RI | RI | RI |  | 2 | 0 | 1.142
69736 | GREENWO02814SOLAR1800NM |  | NO RESOURCE | PHOTOVOLTAIC | SUN |  | 2021-01-22 05:00 | The Narragansett Electric Company | NORTH SCITUATE | RI | RI | RI |  | 1.8 | 0 | 0.799
69737 | BRENDANS02915SOLAR28NM |  | NO RESOURCE | PHOTOVOLTAIC | SUN |  | 2021-01-19 05:00 | The Narragansett Electric Company | RIVERSIDE | RI | RI | RI |  | 0.028 | 0 | 0.001
69739 | ISM02920SOLAR2375NM |  | NO RESOURCE | PHOTOVOLTAIC | SUN |  | 2021-01-20 05:00 | The Narragansett Electric Company | CRANSTON | RI | RI | RI |  | 2.375 | 0 | 1.509
69740 | TOWN OF OAKLAND |  | NO RESOURCE | PHOTOVOLTAIC | SUN |  | 2021-01-21 05:00 | Central Maine Power Company | OAKLAND | ME | ME | ME |  | 0.36 | 0 | 0.145
69748 | AHOLD STOP & SHOP STORE #0406 |  | NO RESOURCE | FUEL CELL | NG |  | 2021-02-01 05:00 | Yellow Jacket Energy, LLC | HYANNIS | MA | SEMA | SEMA |  | 0.263 | 0 | 0.263
69749 | AHOLD STOP & SHOP STORE #0087 |  | NO RESOURCE | FUEL CELL | NG |  | 2021-02-01 05:00 | Yellow Jacket Energy, LLC | MASHPEE | MA | SEMA | SEMA |  | 0.21 | 0 | 0.21
69750 | AHOLD STOP & SHOP STORE #0474 |  | NO RESOURCE | FUEL CELL | NG |  | 2021-02-01 05:00 | Yellow Jacket Energy, LLC | EAST WAREHAM | MA | SEMA | SEMA |  | 0.263 | 0 | 0.263
69751 | AHOLD STOP & SHOP STORE #0425 |  | NO RESOURCE | FUEL CELL | NG |  | 2021-02-01 05:00 | Yellow Jacket Energy, LLC | EAST FALMOUTH | MA | SEMA | SEMA |  | 0.263 | 0 | 0.263
69752 | AHOLD STOP & SHOP STORE #0012 |  | NO RESOURCE | FUEL CELL | NG |  | 2021-02-01 05:00 | Yellow Jacket Energy, LLC | SANDWICH | MA | SEMA | SEMA |  | 0.263 | 0 | 0.263
69754 | AHOLD STOP & SHOP STORE #0066 |  | NO RESOURCE | FUEL CELL | NG |  | 2021-02-01 05:00 | Yellow Jacket Energy, LLC | MARSTONS MILLS | MA | SEMA | SEMA |  | 0.21 | 0 | 0.21
69757 | GSPP02379SOLAR1128AOBC |  | NO RESOURCE | PHOTOVOLTAIC | SUN |  | 2021-02-12 05:00 | Massachusetts Electric Company | WEST BRIDGEWATER | MA | SEMA | SEMA |  | 1.128 | 0 | 0.345
69762 | EQUAL02379SOLAR480SMQF |  | NO RESOURCE | PHOTOVOLTAIC | SUN |  | 2021-02-17 05:00 | Massachusetts Electric Company | WEST BRIDGEWATER | MA | SEMA | SEMA |  | 0.48 | 0 | 0.217
69776 | ASTRUM02865SOLAR187.5RE |  | NO RESOURCE | PHOTOVOLTAIC | SUN |  | 2021-02-18 05:00 | The Narragansett Electric Company | LINCOLN | RI | RI | RI |  | 0.188 | 0 | 0.087
69779 | NSE01581SOLAR780AOBC |  | NO RESOURCE | PHOTOVOLTAIC | SUN |  | 2021-02-26 05:00 | Massachusetts Electric Company | WESTBOROUGH | MA | CMA/NEMA | WCMA |  | 0.78 | 0 | 0.436
69780 | GREEN02842SOLAR952NM |  | NO RESOURCE | PHOTOVOLTAIC | SUN |  | 2021-02-26 05:00 | The Narragansett Electric Company | MIDDLETOWN | RI | SEMA | RI |  | 0.952 | 0 | 0
69781 | MASSELECTRIC01532SOLAR750QF |  | NO RESOURCE | PHOTOVOLTAIC | SUN |  | 2021-02-26 05:00 | Massachusetts Electric Company | NORTHBOROUGH | MA | CMA/NEMA | WCMA |  | 0.75 | 0 | 0.337
69785 | BROOK01510SOLAR249.8QF |  | NO RESOURCE | PHOTOVOLTAIC | SUN |  | 2021-02-26 05:00 | Massachusetts Electric Company | CLINTON | MA | CMA/NEMA | WCMA |  | 0.25 | 0 | 0
69786 | FARMINGTON MAINE SOLAR | 38838 | Farmington Solar | PHOTOVOLTAIC | SUN |  | 2021-10-27 04:00 | NextEra Energy Marketing, LLC | FARMINGTON | ME | ME | ME | 64337 | 88.896 | 0 | 47.73
69789 | ROXWIND | 40889 | RoxWind | WIND TURBINE | WON |  | 2021-11-30 05:00 | RoxWind LLC | Roxbury | ME | ME | ME | 62857 | 15.2244 | 5.194 | 1.625
69796 | UNICORNA02061SOLAR366.6SMQF |  | NO RESOURCE | PHOTOVOLTAIC | SUN |  | 2021-03-05 05:00 | Massachusetts Electric Company | NORWELL | MA | SEMA | SEMA |  | 0.367 | 0 | 0.136
69797 | UNICORNB02061SOLAR233.3SMQF |  | NO RESOURCE | PHOTOVOLTAIC | SUN |  | 2021-03-05 05:00 | Massachusetts Electric Company | NORWELL | MA | SEMA | SEMA |  | 0.233 | 0 | 0.124
69801 | QUINEBAUG SOLAR | 38826 | Quinebaug Solar | PHOTOVOLTAIC | SUN |  | 2021-12-27 05:00 | NextEra Energy Marketing, LLC | CANTERBURY | CT | CT | CT | 64387 | 54.378 | 0 | 26.556
69805 | DOWNEAST CONCEPTS |  | NO RESOURCE | PHOTOVOLTAIC | SUN |  | 2021-03-05 05:00 | Central Maine Power Company | YARMOUTH | ME | SME | ME |  | 0.075 | 0 | 0.028
69816 | KEARSARGE WILLIAM WAY CSF_GEN | 41552 | Kearsarge William Way ESS | ENERGY STORAGE NON-PUMP | BAT |  | 2021-12-21 05:00 | Galt Power Inc. | BELLINGHAM | MA | RI | SEMA | 64617 | 2.64 | 2.59 | 2.52
69819 | KEARSARGE01835SOLAR4800AOBC | 41549 | Kearsarge Haverhill PV | PHOTOVOLTAIC | SUN |  | 2021-03-11 05:00 | Massachusetts Electric Company | HAVERHILL | MA | BOSTON | NEMA |  | 4.8 | 0 | 1.777
69822 | NM BOSTON HSG AUTH ID2157007 |  | NO RESOURCE | PHOTOVOLTAIC | SUN |  | 2021-03-16 04:00 | NSTAR Electric Company | WALTHAM | MA | BOSTON | NEMA |  | 0.18 | 0 | 0.088
69823 | NM BRANDEIS UNIV PV ID2104994 |  | NO RESOURCE | PHOTOVOLTAIC | SUN |  | 2021-03-16 04:00 | NSTAR Electric Company | SOMERVILLE | MA | BOSTON | NEMA |  | 0.576 | 0 | 0.29
69824 | HOSPICE OF SOUTHERN MAINE |  | NO RESOURCE | PHOTOVOLTAIC | SUN |  | 2021-03-11 05:00 | Central Maine Power Company | SCARBOROUGH | ME | SME | ME |  | 0.1 | 0 | 0.045
69828 | MOORE 5 | 44579 | MOORE_5 | HYDRO: WEEKLY PONDAGE | WAT |  | 2023-10-18 04:00 | Great River Hydro, LLC | LITTLETON | NH | NH | NH | 2351 | 4.6998 | 4.47 | 4.47
69829 | STONEHILL02356SOLAR4391QF |  | NO RESOURCE | PHOTOVOLTAIC | SUN |  | 2021-03-12 05:00 | Massachusetts Electric Company | NORTH EASTON | MA | SEMA | SEMA |  | 4.166 | 0 | 0.824
69834 | NM MATTAPOISETT R-V ID2234593 |  | NO RESOURCE | PHOTOVOLTAIC | SUN |  | 2021-03-15 04:00 | NSTAR Electric Company | WALPOLE | MA | SEMA | SEMA |  | 0.108 | 0 | 0.037
69835 | NM ACTON-BOX REGL ID2082549 |  | NO RESOURCE | PHOTOVOLTAIC | SUN |  | 2021-03-16 04:00 | NSTAR Electric Company | WOBURN | MA | BOSTON | NEMA |  | 0.495 | 0 | 0.238
69841 | FORT POND CSF_GEN | 44395 | Valta Fort Pond | ENERGY STORAGE NON-PUMP | BAT |  | 2024-04-17 04:00 | Tyr Energy, LLC | LANCASTER | MA | CMA/NEMA | WCMA |  | 3.003 | 2.929 | 2.428
69844 | AMERESCO SPRINGBROOK RD SOLAR | 44256 | 0711 - Westerly - PV | PHOTOVOLTAIC | SUN |  | 2023-01-04 05:00 | SYSO Inc. | WESTERLY | RI | RI | RI | 66584 | 6.474 | 0 | 4.017
69845 | NM PLYMOUTH CTY SHER ID2233507 |  | NO RESOURCE | PHOTOVOLTAIC | SUN |  | 2021-03-17 04:00 | NSTAR Electric Company | WALPOLE | MA | SEMA | SEMA |  | 0.336 | 0 | 0.165
69848 | NM PLYMOUTH CTY SH 2 ID2230560 |  | NO RESOURCE | PHOTOVOLTAIC | SUN |  | 2021-03-17 04:00 | NSTAR Electric Company | WALPOLE | MA | SEMA | SEMA |  | 0.53 | 0 | 0.254
69853 | NM BLUEHILLSREGLTECH ID2212756 |  | NO RESOURCE | PHOTOVOLTAIC | SUN |  | 2021-03-15 04:00 | NSTAR Electric Company | CANTON | MA | SEMA | SEMA |  | 0.33 | 0 | 0.182
69854 | NM BLUEHILLSREGLTECH ID2214562 |  | NO RESOURCE | PHOTOVOLTAIC | SUN |  | 2021-03-15 04:00 | NSTAR Electric Company | CANTON | MA | SEMA | SEMA |  | 0.462 | 0 | 0.254
69856 | QF ELSON CLOVERLEAF ID2350187 |  | NO RESOURCE | PHOTOVOLTAIC | SUN |  | 2021-03-17 04:00 | NSTAR Electric Company | NATICK | MA | BOSTON | NEMA |  | 0.466 | 0 | 0.249
69860 | NM ALTERNATEPWR 1-4 ID2071689 |  | NO RESOURCE | PHOTOVOLTAIC | SUN |  | 2021-03-15 04:00 | NSTAR Electric Company | W Wareham | MA | SEMA | SEMA |  | 1.7 | 0 | 0.777
69861 | NM MATTAPOISETT R-V ID2233726 |  | NO RESOURCE | PHOTOVOLTAIC | SUN |  | 2021-03-16 04:00 | NSTAR Electric Company | WALPOLE | MA | SEMA | SEMA |  | 0.554 | 0 | 0.244
69862 | NM PLYMOUTH CTY SH 1 ID2234091 |  | NO RESOURCE | PHOTOVOLTAIC | SUN |  | 2021-03-17 04:00 | NSTAR Electric Company | WALPOLE | MA | SEMA | SEMA |  | 0.632 | 0 | 0.279
69863 | ECOGY01607SOLAR199.8AOBC |  | NO RESOURCE | PHOTOVOLTAIC | SUN |  | 2021-03-16 04:00 | Massachusetts Electric Company | WORCESTER | MA | CMA/NEMA | WCMA |  | 0.2 | 0 | 0.093
69864 | TANGENT01473SOLAR3000AOBC |  | NO RESOURCE | PHOTOVOLTAIC | SUN |  | 2021-03-16 04:00 | Massachusetts Electric Company | WESTMINSTER | MA | WMA | WCMA |  | 3 | 0 | 1.536
69869 | NM_OLIVE STREET PV6F1500-2016 |  | NO RESOURCE | PHOTOVOLTAIC | SUN |  | 2021-03-22 04:00 | NSTAR Electric Company | MONTAGUE | MA | WMA | WCMA |  | 0.096 | 0 | 0.027
69870 | NM_FULL BLOOM PV 6A1252-2015 |  | NO RESOURCE | PHOTOVOLTAIC | SUN |  | 2021-03-22 04:00 | NSTAR Electric Company | SOUTH DEERFIELD | MA | WMA | WCMA |  | 0.496 | 0 | 0.192
69871 | NM SUNFARM 1 PV_6B521-2015 |  | NO RESOURCE | PHOTOVOLTAIC | SUN |  | 2021-03-22 04:00 | NSTAR Electric Company | PITTSFIELD | MA | WMA | WCMA |  | 0.499 | 0 | 0
69874 | NM_SUNFARM 2 PV_ 6B522-2015 |  | NO RESOURCE | PHOTOVOLTAIC | SUN |  | 2021-03-22 04:00 | NSTAR Electric Company | PITTSFIELD | MA | WMA | WCMA |  | 0.499 | 0 | 0.171
69875 | NM_SUNFARM PV 3_ 6B525-2015 |  | NO RESOURCE | PHOTOVOLTAIC | SUN |  | 2021-03-22 04:00 | NSTAR Electric Company | PITTSFIELD | MA | WMA | WCMA |  | 0.499 | 0 | 0.247
69876 | NM_US LIGHT ENERGY 1_PV |  | NO RESOURCE | PHOTOVOLTAIC | SUN |  | 2021-03-22 04:00 | NSTAR Electric Company | PITTSFIELD | MA | WMA | WCMA |  | 0.499 | 0 | 0.231
69878 | NM_US LIGHT ENERGY 2_PV |  | NO RESOURCE | PHOTOVOLTAIC | SUN |  | 2021-03-22 04:00 | NSTAR Electric Company | PITTSFIELD | MA | WMA | WCMA |  | 0.499 | 0 | 0.24
69879 | NM_WILLOW HILL RD PV |  | NO RESOURCE | PHOTOVOLTAIC | SUN |  | 2021-03-22 04:00 | NSTAR Electric Company | LENOX DALE | MA | WMA | WCMA |  | 0.448 | 0 | 0.206
69889 | EHOUSING01507SOLAR1000NM |  | NO RESOURCE | PHOTOVOLTAIC | SUN |  | 2021-03-29 04:00 | Massachusetts Electric Company | CHARLTON | MA | WMA | WCMA |  | 1 | 0 | 0.556
69900 | NSE02766SOLAR966.6AOBC |  | NO RESOURCE | PHOTOVOLTAIC | SUN |  | 2021-03-25 04:00 | Massachusetts Electric Company | NORTON | MA | RI | SEMA |  | 0.967 | 0 | 0.464
69928 | PUBLIC01886SOLAR99.9SMQF |  | NO RESOURCE | PHOTOVOLTAIC | SUN |  | 2021-03-30 04:00 | Massachusetts Electric Company | WESTFORD | MA | CMA/NEMA | WCMA |  | 0.1 | 0 | 0.046
69929 | ALTUS01036SOLAR2000SMQF |  | NO RESOURCE | PHOTOVOLTAIC | SUN |  | 2021-03-30 04:00 | Massachusetts Electric Company | HAMPDEN | MA | WMA | WCMA |  | 2 | 0 | 1.06
69930 | MELVILLE02871SOLAR3000NM |  | NO RESOURCE | PHOTOVOLTAIC | SUN |  | 2021-03-31 04:00 | The Narragansett Electric Company | PORTSMOUTH | RI | SEMA | RI |  | 3 | 0 | 1.682
69934 | WILCO02886SOLAR200RE |  | NO RESOURCE | PHOTOVOLTAIC | SUN |  | 2021-03-31 04:00 | The Narragansett Electric Company | WARWICK | RI | RI | RI |  | 0.2 | 0 | 0
69940 | 1HARTFORD02825SOLAR2000RE |  | NO RESOURCE | PHOTOVOLTAIC | SUN |  | 2021-04-06 04:00 | The Narragansett Electric Company | FOSTER | RI | RI | RI |  | 2 | 0 | 1.154
69941 | 2HARTFORD02825SOLAR2586NM | 44349 | Hartford Pike Solar II | PHOTOVOLTAIC | SUN |  | 2021-04-06 04:00 | The Narragansett Electric Company | FOSTER | RI | RI | RI |  | 2.586 | 0 | 1.404
69945 | NEXTGRID02019SOLAR500SMQF |  | NO RESOURCE | PHOTOVOLTAIC | SUN |  | 2021-04-07 04:00 | Massachusetts Electric Company | BELLINGHAM | MA | RI | SEMA |  | 0.5 | 0 | 0.278
69954 | AFINNELL02188SOLAR240SMQF |  | NO RESOURCE | PHOTOVOLTAIC | SUN |  | 2021-04-15 04:00 | Massachusetts Electric Company | WEYMOUTH | MA | SEMA | SEMA |  | 0.24 | 0 | 0.092
69956 | EFINNELL02188SOLAR240SMQF |  | NO RESOURCE | PHOTOVOLTAIC | SUN |  | 2021-04-15 04:00 | Massachusetts Electric Company | WEYMOUTH | MA | SEMA | SEMA |  | 0.24 | 0 | 0.127
69960 | DAIRY01757SOLAR109.9QF |  | NO RESOURCE | PHOTOVOLTAIC | SUN |  | 2021-04-14 04:00 | Massachusetts Electric Company | MILFORD | MA | RI | SEMA |  | 0.11 | 0 | 0.001
69967 | BFINNELL02188SOLAR240SMQF |  | NO RESOURCE | PHOTOVOLTAIC | SUN |  | 2021-04-14 04:00 | Massachusetts Electric Company | WEYMOUTH | MA | SEMA | SEMA |  | 0.24 | 0 | 0.137
69968 | BVD01257SOLAR240AOBC |  | NO RESOURCE | PHOTOVOLTAIC | SUN |  | 2021-04-12 04:00 | Massachusetts Electric Company | SHEFFIELD | MA | WMA | WCMA |  | 0.24 | 0 | 0.092
69969 | DFINNELL02188SOLAR492SMQF |  | NO RESOURCE | PHOTOVOLTAIC | SUN |  | 2021-04-13 04:00 | Massachusetts Electric Company | WEYMOUTH | MA | SEMA | SEMA |  | 0.492 | 0 | 0.205
69970 | CFINNELL02188SOLAR240SMQF |  | NO RESOURCE | PHOTOVOLTAIC | SUN |  | 2021-04-13 04:00 | Massachusetts Electric Company | WEYMOUTH | MA | SEMA | SEMA |  | 0.24 | 0 | 0.148
69972 | HOME01257SOLAR1980AOBC |  | NO RESOURCE | PHOTOVOLTAIC | SUN |  | 2021-04-16 04:00 | Massachusetts Electric Company | Sheffield | MA | WMA | WCMA |  | 1.98 | 0 | 0.905
69977 | OAKHAM01068SOLAR2000SMNM |  | NO RESOURCE | PHOTOVOLTAIC | SUN |  | 2021-04-20 04:00 | Massachusetts Electric Company | OAKHAM | MA | WMA | WCMA |  | 2 | 0 | 1.307
69978 | LONSDALE02863SOLAR233.1RE |  | NO RESOURCE | PHOTOVOLTAIC | SUN |  | 2021-04-16 04:00 | The Narragansett Electric Company | CENTRAL FALLS | RI | RI | RI |  | 0.233 | 0 | 0.103
69982 | OAKORANGE01364SOLAR4980SMQF |  | NO RESOURCE | PHOTOVOLTAIC | SUN |  | 2021-04-20 04:00 | Massachusetts Electric Company | ORANGE | MA | WMA | WCMA |  | 4.98 | 0 | 2.676
69991 | SYNCARPHA01534SOLAR4980AOBC | 41183 | Syncarpha Northbridge 2 - Solar | PHOTOVOLTAIC | SUN |  | 2021-04-21 04:00 | Massachusetts Electric Company | NORTHBRIDGE | MA | RI | SEMA |  | 4.98 | 0 | 2.736
70001 | JEFFREY02871SOLAR32.77NM |  | NO RESOURCE | PHOTOVOLTAIC | SUN |  | 2021-04-22 04:00 | The Narragansett Electric Company | PORTSMOUTH | RI | SEMA | RI |  | 0.033 | 0 | 0.001
70018 | BLUESTONE02864SOLAR206.5RE |  | NO RESOURCE | PHOTOVOLTAIC | SUN |  | 2021-04-26 04:00 | The Narragansett Electric Company | CUMBERLAND | RI | RI | RI |  | 0.207 | 0 | 0.079
70041 | UNION FARM EQUIPMENT |  | NO RESOURCE | PHOTOVOLTAIC | SUN |  | 2021-04-28 04:00 | Central Maine Power Company | UNION | ME | ME | ME |  | 0.034 | 0 | 0.014
70052 | BVD01247SOLAR240AOBC |  | NO RESOURCE | PHOTOVOLTAIC | SUN |  | 2021-04-28 04:00 | Massachusetts Electric Company | CLARKSBURG | MA | WMA | WCMA |  | 0.24 | 0 | 0.113
70062 | MILLBURY01519SOLAR250SMQF |  | NO RESOURCE | PHOTOVOLTAIC | SUN |  | 2021-04-28 04:00 | Massachusetts Electric Company | GRAFTON | MA | CMA/NEMA | WCMA |  | 0.25 | 0 | 0.134
70067 | REDWOOD02864SOLAR220RE |  | NO RESOURCE | PHOTOVOLTAIC | SUN |  | 2021-04-30 04:00 | The Narragansett Electric Company | CUMBERLAND | RI | RI | RI |  | 0.22 | 0 | 0.106
70093 | AUTOZONE02891SOLAR33.3NM |  | NO RESOURCE | PHOTOVOLTAIC | SUN |  | 2021-05-05 04:00 | The Narragansett Electric Company | WESTERLY | RI | RI | RI |  | 0.033 | 0 | 0.005
70095 | MANVILLE02864SOLAR4482NM | 44598 | 0711 - Cumberland Manville - PV | PHOTOVOLTAIC | SUN |  | 2021-05-05 04:00 | SYSO Inc. | CUMBERLAND | RI | RI | RI |  | 4.482 | 0 | 2.351
70096 | GSPPBRISTOL02375SOLAR710SMQF |  | NO RESOURCE | PHOTOVOLTAIC | SUN |  | 2021-05-11 04:00 | Massachusetts Electric Company | SOUTH EASTON | MA | SEMA | SEMA |  | 0.71 | 0 | 0.378
70097 | BD SOLAR FAIRFIELD |  | NO RESOURCE | PHOTOVOLTAIC | SUN |  | 2021-05-07 04:00 | Acadia Renewable Energy, L.L.C. | FAIRFIELD | ME | ME | ME |  | 4.99 | 0 | 2.765
70099 | STOUGHTON02072SOLAR99.9QF |  | NO RESOURCE | PHOTOVOLTAIC | SUN |  | 2021-05-06 04:00 | Massachusetts Electric Company | STOUGHTON | MA | SEMA | SEMA |  | 0.1 | 0 | 0
70100 | CLAYTON01222SOLAR2079SMQF |  | NO RESOURCE | PHOTOVOLTAIC | SUN |  | 2021-05-07 04:00 | Massachusetts Electric Company | ASHLEY FALLS | MA | WMA | WCMA |  | 2.079 | 0.001 | 1.216
70101 | WVCB02909SOLAR66.6NM |  | NO RESOURCE | PHOTOVOLTAIC | SUN |  | 2021-05-11 04:00 | The Narragansett Electric Company | PROVIDENCE | RI | RI | RI |  | 0.067 | 0 | 0.01
70102 | AUTOZONE02888SOLAR33.3NM |  | NO RESOURCE | PHOTOVOLTAIC | SUN |  | 2021-05-11 04:00 | The Narragansett Electric Company | WARWICK | RI | RI | RI |  | 0.033 | 0 | 0.007
71116 | BELLEAU02914SOLAR30NM |  | NO RESOURCE | PHOTOVOLTAIC | SUN |  | 2021-05-14 04:00 | The Narragansett Electric Company | EAST PROVIDENCE | RI | RI | RI |  | 0.03 | 0 | 0.009
71138 | CRANBERRYHIGHWAYPV_WO2277865 | 40923 | ENA Cranberry Road PV | PHOTOVOLTAIC | SUN |  | 2021-05-19 04:00 | Genbright, LLC | WEST WAREHAM | MA | SEMA | SEMA |  | 2.5 | 0 | 1.11
71142 | STBRENDANS02915SOLAR38.5NM |  | NO RESOURCE | PHOTOVOLTAIC | SUN |  | 2021-05-20 04:00 | The Narragansett Electric Company | RIVERSIDE | RI | RI | RI |  | 0.039 | 0 | 0
71143 | PUBLIC02149SOLAR133.2SMQF |  | NO RESOURCE | PHOTOVOLTAIC | SUN |  | 2021-05-20 04:00 | Massachusetts Electric Company | EVERETT | MA | WMA | WCMA |  | 0.133 | 0 | 0.06
71146 | GSPPPEARL02148SOLAR340AOBC |  | NO RESOURCE | PHOTOVOLTAIC | SUN |  | 2021-05-21 04:00 | Massachusetts Electric Company | MALDEN | MA | BOSTON | NEMA |  | 0.34 | 0 | 0.135
71147 | COSMO02920SOLAR25.2NM |  | NO RESOURCE | PHOTOVOLTAIC | SUN |  | 2021-05-25 04:00 | The Narragansett Electric Company | CRANSTON | RI | RI | RI |  | 0.025 | 0 | 0
71160 | VCT02904SOLAR300RE |  | NO RESOURCE | PHOTOVOLTAIC | SUN |  | 2021-05-26 04:00 | The Narragansett Electric Company | PROVIDENCE | RI | RI | RI |  | 0.3 | 0 | 0.163
71162 | PSMYSTIC02155SOLAR106SMQF |  | NO RESOURCE | PHOTOVOLTAIC | SUN |  | 2021-05-28 04:00 | Massachusetts Electric Company | MEDFORD | MA | BOSTON | NEMA |  | 0.106 | 0 | 0
71165 | AVESTA LIVERMORE TERRACE |  | NO RESOURCE | PHOTOVOLTAIC | SUN |  | 2021-06-01 04:00 | Central Maine Power Company | EAST WATERBORO | ME | SME | ME |  | 0.1 | 0 | 0.053
71166 | PSEASTERN02148SOLAR133.2SMQF |  | NO RESOURCE | PHOTOVOLTAIC | SUN |  | 2021-05-27 04:00 | Massachusetts Electric Company | MALDEN | MA | BOSTON | NEMA |  | 0.133 | 0 | 0.055
71167 | CUTLER02885SOLAR199.8RE |  | NO RESOURCE | PHOTOVOLTAIC | SUN |  | 2021-06-01 04:00 | The Narragansett Electric Company | WARREN | RI | RI | RI |  | 0.2 | 0 | 0.108
71170 | EDF01473SOLAR4875SMQF |  | NO RESOURCE | PHOTOVOLTAIC | SUN |  | 2021-06-04 04:00 | Massachusetts Electric Company | WESTMINSTER | MA | WMA | WCMA |  | 4.875 | 0.001 | 2.87
71171 | AIM02920SOLAR133.2NM |  | NO RESOURCE | PHOTOVOLTAIC | SUN |  | 2021-06-04 04:00 | The Narragansett Electric Company | CRANSTON | RI | RI | RI |  | 0.133 | 0 | 0.02
71173 | QF FALMOUTH RETAIL ID2402100 |  | NO RESOURCE | PHOTOVOLTAIC | SUN |  | 2021-06-09 04:00 | NSTAR Electric Company | FALMOUTH | MA | SEMA | SEMA |  | 0.133 | 0 | 0.076
71174 | NM MARION MA 1 LLC ID2062768 |  | NO RESOURCE | PHOTOVOLTAIC | SUN |  | 2021-06-09 04:00 | NSTAR Electric Company | MARION | MA | SEMA | SEMA |  | 0.882 | 0 | 0.329
71176 | NM JULIANA FLANDERS ID2372255 |  | NO RESOURCE | PHOTOVOLTAIC | SUN |  | 2021-06-09 04:00 | NSTAR Electric Company | CHILMARK | MA | SEMA | SEMA |  | 0.167 | 0 | 0.118
71177 | POTASH01879SOLAR250SMQF |  | NO RESOURCE | PHOTOVOLTAIC | SUN |  | 2021-06-09 04:00 | Massachusetts Electric Company | TYNGSBORO | MA | CMA/NEMA | WCMA |  | 0.25 | 0 | 0.148
71179 | QF SAFENERGYMA4-2020 ID2351639 |  | NO RESOURCE | PHOTOVOLTAIC | SUN |  | 2021-06-10 04:00 | NSTAR Electric Company | DARTMOUTH | MA | SEMA | SEMA |  | 0.15 | 0 | 0.052
71180 | QF NEXTGRID WILLOW ID2333807 |  | NO RESOURCE | PHOTOVOLTAIC | SUN |  | 2021-06-10 04:00 | NSTAR Electric Company | SOUTH DENNIS | MA | SEMA | SEMA |  | 0.4 | 0 | 0.212
71181 | QF LORDPHILLIPSSOLAR ID2268649 |  | NO RESOURCE | PHOTOVOLTAIC | SUN |  | 2021-06-08 04:00 | NSTAR Electric Company | NEW BEDFORD | MA | SEMA | SEMA |  | 0.12 | 0 | 0.057
71182 | QF LORDPHILLIPSSOLAR ID2268650 |  | NO RESOURCE | PHOTOVOLTAIC | SUN |  | 2021-06-08 04:00 | NSTAR Electric Company | NEW BEDFORD | MA | SEMA | SEMA |  | 0.12 | 0 | 0.031
71183 | QF LORDPHILLIPSSOLAR ID2269021 |  | NO RESOURCE | PHOTOVOLTAIC | SUN |  | 2021-06-08 04:00 | NSTAR Electric Company | NEW BEDFORD | MA | SEMA | SEMA |  | 0.12 | 0 | 0.058
71184 | QF NEXTGRIDLARCH ID2350400 |  | NO RESOURCE | PHOTOVOLTAIC | SUN |  | 2021-06-07 04:00 | NSTAR Electric Company | HYANNIS | MA | SEMA | SEMA |  | 0.112 | 0 | 0.049
71185 | AOBC NEXTGRIDCHITTWD ID2331027 |  | NO RESOURCE | PHOTOVOLTAIC | SUN |  | 2021-06-08 04:00 | NSTAR Electric Company | ORLEANS | MA | SEMA | SEMA |  | 0.133 | 0 | 0.061
71186 | QF PLYMOUTH PAR LLC ID2294151 |  | NO RESOURCE | PHOTOVOLTAIC | SUN |  | 2021-06-09 04:00 | NSTAR Electric Company | PLYMOUTH | MA | SEMA | SEMA |  | 0.133 | 0 | 0.044
71187 | QF MILLBROOK SOL LTD ID2346979 |  | NO RESOURCE | PHOTOVOLTAIC | SUN |  | 2021-06-09 04:00 | NSTAR Electric Company | DUXBURY | MA | SEMA | SEMA |  | 0.15 | 0 | 0.086
71188 | QF NEXTGRIDBUCKTHORN ID2355147 |  | NO RESOURCE | PHOTOVOLTAIC | SUN |  | 2021-06-07 04:00 | NSTAR Electric Company | SOUTH YARMOUTH | MA | SEMA | SEMA |  | 0.25 | 0 | 0.115
71189 | QF HYANNISAIRSERVICE ID2328863 |  | NO RESOURCE | PHOTOVOLTAIC | SUN |  | 2021-06-07 04:00 | NSTAR Electric Company | HYANNIS | MA | SEMA | SEMA |  | 0.1 | 0 | 0.051
71190 | QF CATLYZACRE8THATCH ID2286965 |  | NO RESOURCE | PHOTOVOLTAIC | SUN |  | 2021-06-07 04:00 | NSTAR Electric Company | WEST WAREHAM | MA | SEMA | SEMA |  | 0.139 | 0 | 0.055
71191 | AOBC NEXTGRIDSPRUCE ID2368090 |  | NO RESOURCE | PHOTOVOLTAIC | SUN |  | 2021-06-07 04:00 | NSTAR Electric Company | BREWSTER | MA | SEMA | SEMA |  | 0.2 | 0 | 0.081
71192 | NM BOSTONHSGAUTH ID2147800 |  | NO RESOURCE | PHOTOVOLTAIC | SUN |  | 2021-06-08 04:00 | NSTAR Electric Company | BOSTON | MA | BOSTON | NEMA |  | 0.336 | 0 | 0.171
71193 | ENELBELLAIR02886SOLAR180RE |  | NO RESOURCE | PHOTOVOLTAIC | SUN |  | 2021-06-10 04:00 | The Narragansett Electric Company | WARWICK | RI | RI | RI |  | 0.18 | 0 | 0.103
71194 | PUBLICN02368SOLAR186.6SMQF |  | NO RESOURCE | PHOTOVOLTAIC | SUN |  | 2021-06-14 04:00 | Massachusetts Electric Company | RANDOLPH | MA | SEMA | SEMA |  | 0.187 | 0 | 0.073
71198 | SUNRISE01230SOLAR4930AOBC |  | NO RESOURCE | PHOTOVOLTAIC | SUN |  | 2021-06-15 04:00 | Massachusetts Electric Company | New Marlboro | MA | WMA | WCMA |  | 4.93 | 0.001 | 2.666
71201 | NONNI CORP LLC |  | NO RESOURCE | PHOTOVOLTAIC | SUN |  | 2021-06-17 04:00 | Central Maine Power Company | SCARBOROUGH | ME | SME | ME |  | 0.066 | 0 | 0.02
71202 | LOADSTAR01523SOLAR3875AOBC |  | NO RESOURCE | PHOTOVOLTAIC | SUN |  | 2021-06-11 04:00 | Massachusetts Electric Company | LANCASTER | MA | CMA/NEMA | WCMA |  | 3.875 | 0 | 2.116
71203 | ASTRUM02908SOLAR100RE |  | NO RESOURCE | PHOTOVOLTAIC | SUN |  | 2021-06-16 04:00 | The Narragansett Electric Company | PROVIDENCE | RI | RI | RI |  | 0.1 | 0 | 0.043
71204 | QF NEXTGRID HOLLY ID2335447 |  | NO RESOURCE | PHOTOVOLTAIC | SUN |  | 2021-06-10 04:00 | NSTAR Electric Company | SOUTH DENNIS | MA | SEMA | SEMA |  | 0.466 | 0 | 0.093
71206 | QF NEXTGRID ACACIA ID2350752 |  | NO RESOURCE | PHOTOVOLTAIC | SUN |  | 2021-06-10 04:00 | NSTAR Electric Company | DENNIS | MA | SEMA | SEMA |  | 0.333 | 0 | 0.14
71207 | MECO01610SOLAR800QF |  | NO RESOURCE | PHOTOVOLTAIC | SUN |  | 2021-06-10 04:00 | Massachusetts Electric Company | WORCESTER | MA | WMA | WCMA |  | 0.8 | 0 | 0.314
71208 | AOBC SUNRISEONDRIFT ID2243995 |  | NO RESOURCE | PHOTOVOLTAIC | SUN |  | 2021-06-10 04:00 | NSTAR Electric Company | WESTPORT | MA | SEMA | SEMA |  | 2.4 | 0 | 0.891
71210 | NM CITY OF CAMBRIDGE ID2157900 |  | NO RESOURCE | PHOTOVOLTAIC | SUN |  | 2021-06-11 04:00 | NSTAR Electric Company | BOSTON | MA | BOSTON | NEMA |  | 0.498 | 0 | 0.205
71218 | NM SOUTHERNSKYRENENE ID2051273 |  | NO RESOURCE | PHOTOVOLTAIC | SUN |  | 2021-06-11 04:00 | NSTAR Electric Company | CARVER | MA | SEMA | SEMA |  | 1.5 | 0 | 0.657
71224 | BD SOLAR OXFORD 1 |  | NO RESOURCE | PHOTOVOLTAIC | SUN |  | 2021-06-14 04:00 | Acadia Renewable Energy, L.L.C. | OXFORD | ME | ME | ME |  | 4.6 | 0 | 1.001
71225 | BD SOLAR OXFORD 2 |  | NO RESOURCE | PHOTOVOLTAIC | SUN |  | 2021-06-14 04:00 | Acadia Renewable Energy, L.L.C. | OXFORD | ME | ME | ME |  | 4.6 | 0 | 2.846
71226 | S.COUNTY02879SOLAR32.19NM |  | NO RESOURCE | PHOTOVOLTAIC | SUN |  | 2021-06-18 04:00 | The Narragansett Electric Company | WAKEFIELD | RI | RI | RI |  | 0.032 | 0 | 0.012
71228 | SM_AOBC TWNNATICKSOL ID2353437 |  | NO RESOURCE | PHOTOVOLTAIC | SUN |  | 2021-06-19 04:00 | NSTAR Electric Company | NATICK | MA | BOSTON | NEMA |  | 0.496 | 0 | 0.244
71230 | SM_AOBC KERSRGEARSNL ID2366415 |  | NO RESOURCE | PHOTOVOLTAIC | SUN |  | 2021-06-19 04:00 | NSTAR Electric Company | WATERTOWN | MA | BOSTON | NEMA |  | 0.353 | 0 | 0.174
71231 | SM_AOBC KERSRGEARSNL ID2366357 |  | NO RESOURCE | PHOTOVOLTAIC | SUN |  | 2021-06-19 04:00 | NSTAR Electric Company | WATERTOWN | MA | BOSTON | NEMA |  | 0.48 | 0.003 | 0.248
71232 | SM_AOBC 15PRESSOLAR ID2311476 |  | NO RESOURCE | PHOTOVOLTAIC | SUN |  | 2021-06-19 04:00 | NSTAR Electric Company | WOBURN | MA | BOSTON | NEMA |  | 0.25 | 0 | 0.135
71234 | MORNINGSTAR MARBLE & GRANITE |  | NO RESOURCE | PHOTOVOLTAIC | SUN |  | 2021-10-12 04:00 | Central Maine Power Company | TOPSHAM | ME | ME | ME |  | 0.133 | 0 | 0.034
71235 | NUGEN02818SOLAR4980NM | 41407 | Nugen PV - East Greenwich, RI 1 | PHOTOVOLTAIC | SUN |  | 2021-06-22 04:00 | The Narragansett Electric Company | EAST GREENWICH | RI | RI | RI |  | 4.98 | 0 | 2.609
71236 | UNICORN02339SOLAR400SMQF |  | NO RESOURCE | PHOTOVOLTAIC | SUN |  | 2021-06-22 04:00 | Massachusetts Electric Company | HANOVER | MA | SEMA | SEMA |  | 0.4 | 0 | 0.169
71238 | ASTRUM02852SOLAR180RE |  | NO RESOURCE | PHOTOVOLTAIC | SUN |  | 2021-06-24 04:00 | The Narragansett Electric Company | North Kingstown | RI | RI | RI |  | 0.18 | 0 | 0.105
71239 | ROWELL'S GARAGE |  | NO RESOURCE | PHOTOVOLTAIC | SUN |  | 2021-06-30 04:00 | Central Maine Power Company | DOVER FOXCROFT | ME | ME | ME |  | 0.04 | 0 | 0.019
71241 | SM_AOBC CVE NO AM 6B1762-2018 |  | NO RESOURCE | PHOTOVOLTAIC | SUN |  | 2021-06-24 04:00 | NSTAR Electric Company | Peru | MA | WMA | WCMA |  | 3.32 | 0 | 1.795
71242 | SM_AOBC CVE NO AM 6A3031-2017 |  | NO RESOURCE | PHOTOVOLTAIC | SUN |  | 2021-06-24 04:00 | NSTAR Electric Company | Westhampton | MA | WMA | WCMA |  | 4.98 | 0 | 2.733
71243 | SM_AOBC ENGIE C6S3544-2017 |  | NO RESOURCE | PHOTOVOLTAIC | SUN |  | 2021-06-28 04:00 | NSTAR Electric Company | Agawam | MA | WMA | WCMA |  | 4.99 | 0 | 0.733
71245 | SM_AOBC CVE NO AM 6B1628-2017 |  | NO RESOURCE | PHOTOVOLTAIC | SUN |  | 2021-06-24 04:00 | NSTAR Electric Company | Tolland | MA | WMA | WCMA |  | 4.98 | 0.001 | 2.888
71273 | NORTH NOBLEBORO SOLAR |  | NO RESOURCE | PHOTOVOLTAIC | SUN |  | 2021-07-02 04:00 | Central Maine Power Company | WALDOBORO | ME | ME | ME |  | 2.5 | 0 | 1.278
71274 | DADAMS01515SOLAR4980AOBC | 44314 | East Brookfield Adams Solar PV and Battery | PHOTOVOLTAIC | HSB |  | 2021-07-05 04:00 | Massachusetts Electric Company | EAST BROOKFIELD | MA | WMA | WCMA |  | 4.98 | 1.672 | 4.103
71275 | ALTUS01230SOLAR1000SMQF |  | NO RESOURCE | PHOTOVOLTAIC | SUN |  | 2021-07-12 04:00 | Massachusetts Electric Company | NEW MARLBOROUGH | MA | WMA | WCMA |  | 1 | 0 | 0.519
71276 | DPALMER01082SOLAR3000AOBC | 44306 | Ware Palmer Solar PV and Battery | PHOTOVOLTAIC | HSB |  | 2021-07-08 04:00 | Massachusetts Electric Company | WARE | MA | WMA | WCMA |  | 3 | 1.781 | 2.269
71277 | TES02886SOLAR660RE |  | NO RESOURCE | PHOTOVOLTAIC | SUN |  | 2021-07-12 04:00 | The Narragansett Electric Company | WARWICK | RI | RI | RI |  | 0.66 | 0 | 0.334
71278 | CEDAR02151SOLAR153.2SMQF |  | NO RESOURCE | PHOTOVOLTAIC | SUN |  | 2021-07-14 04:00 | Massachusetts Electric Company | REVERE | MA | BOSTON | NEMA |  | 0.153 | 0 | 0.041
71281 | MOOSE02857SOLAR43.2NM |  | NO RESOURCE | PHOTOVOLTAIC | SUN |  | 2021-07-15 04:00 | The Narragansett Electric Company | NORTH SCITUATE | RI | RI | RI |  | 0.043 | 0 | 0.017
71283 | CUMBERLAND02864SOLAR30NM |  | NO RESOURCE | PHOTOVOLTAIC | SUN |  | 2021-07-20 04:00 | The Narragansett Electric Company | CUMBERLAND | RI | RI | RI |  | 0.03 | 0 | 0
71284 | BLODGETT01827SOLARSTORAGE4999 | 44497 | Blodgett | ENERGY STORAGE NON-PUMP | HSB |  | 2022-09-26 04:00 | Enel X North America, Inc. | DUNSTABLE | MA | CMA/NEMA | WCMA |  | 4.999 | 4.855 | 4.727
71308 | IRON MINE SOLAR 1 |  | NO RESOURCE | PHOTOVOLTAIC | SUN |  | 2022-05-13 04:00 | Green Development, LLC | N. SMITHFIELD | RI | RI | RI | 65474 | 9.5909 | 0 | 4.501
71309 | IRON MINE SOLAR 2 |  | NO RESOURCE | PHOTOVOLTAIC | SUN |  | 2022-05-13 04:00 | Green Development, LLC | N. SMITHFIELD | RI | RI | RI | 65475 | 9.5909 | 0 | 3.684
71310 | IRON MINE SOLAR 3 |  | NO RESOURCE | PHOTOVOLTAIC | SUN |  | 2022-05-13 04:00 | Green Development, LLC | N. SMITHFIELD | RI | RI | RI | 65476 | 9.5909 | 0 | 3.405
71311 | IRON MINE SOLAR 4 |  | NO RESOURCE | PHOTOVOLTAIC | SUN |  | 2022-05-13 04:00 | Green Development, LLC | NORTH SMITHFIELD | RI | RI | RI | 65477 | 9.5909 | 0 | 4.328
71313 | UNIVERSITY02817SOLAR4000NM |  | NO RESOURCE | PHOTOVOLTAIC | SUN |  | 2021-07-22 04:00 | The Narragansett Electric Company | WEST GREENWICH | RI | RI | RI |  | 4 | 0 | 1.317
71315 | CVE WING LANE APOLLO_CSF_GEN | 44489 | CVE Wing Lane ESS | ENERGY STORAGE NON-PUMP | BAT |  | 2022-10-18 04:00 | Genbright, LLC | ACUSHNET | MA | SEMA | SEMA | 68773 | 2 | 0.712 | 1.109
71328 | PATRIOT02909SOLAR40NM |  | NO RESOURCE | PHOTOVOLTAIC | SUN |  | 2021-07-26 04:00 | The Narragansett Electric Company | PROVIDENCE | RI | RI | RI |  | 0.04 | 0 | 0.016
71329 | ZACHARY02809SOLAR69.5NM |  | NO RESOURCE | PHOTOVOLTAIC | SUN |  | 2021-07-27 04:00 | The Narragansett Electric Company | BRISTOL | RI | RI | RI |  | 0.07 | 0 | 0.02
71358 | CHELMSFORD01863SOLAR910AOBC |  | NO RESOURCE | PHOTOVOLTAIC | SUN |  | 2021-08-03 04:00 | Massachusetts Electric Company | NORTH CHELMSFORD | MA | CMA/NEMA | WCMA |  | 0.91 | 0.066 | 0.664
71359 | 60EMAIN02893SOLAR30.74NM |  | NO RESOURCE | PHOTOVOLTAIC | SUN |  | 2021-08-03 04:00 | The Narragansett Electric Company | WEST WARWICK | RI | RI | RI |  | 0.031 | 0 | 0.016
71360 | PSWARD02151SOLAR106.6SMQF |  | NO RESOURCE | PHOTOVOLTAIC | SUN |  | 2021-08-04 04:00 | Massachusetts Electric Company | REVERE | MA | BOSTON | NEMA |  | 0.107 | 0 | 0.058
71361 | PROVYARN02860SOLAR187.5RE |  | NO RESOURCE | PHOTOVOLTAIC | SUN |  | 2021-08-04 04:00 | The Narragansett Electric Company | PAWTUCKET | RI | RI | RI |  | 0.188 | 0 | 0.084
71362 | STPATS02908SOLAR50NM |  | NO RESOURCE | PHOTOVOLTAIC | SUN |  | 2021-08-10 04:00 | The Narragansett Electric Company | PROVIDENCE | RI | RI | RI |  | 0.05 | 0 | 0.012
71364 | SM_AOBC 510PVPROJDEV ID2238661 |  | NO RESOURCE | PHOTOVOLTAIC | HSB |  | 2021-08-09 04:00 | NSTAR Electric Company | East Freetown | MA | SEMA | SEMA |  | 4.99 | 1.767 | 3.188
71375 | WILLIAMSVILLE | 44104 | Williamsville | ENERGY STORAGE NON-PUMP | HSB |  | 2024-09-16 04:00 | Enel X North America, Inc. | Hubbardston | MA | WMA | WCMA |  | 4.95 | 4.377 | 4.587
71376 | CHEBACCO01982SOLAR731AOBC |  | NO RESOURCE | PHOTOVOLTAIC | SUN |  | 2021-08-18 04:00 | Massachusetts Electric Company | HAMILTON | MA | BOSTON | NEMA |  | 0.731 | 0 | 0.433
71377 | PSGOODHUE01970SOLAR120SMQF |  | NO RESOURCE | PHOTOVOLTAIC | SUN |  | 2021-08-19 04:00 | Massachusetts Electric Company | SALEM | MA | BOSTON | NEMA |  | 0.12 | 0 | 0.049
71379 | SSOLUTIONS01752SOLAR66.6SMQF |  | NO RESOURCE | PHOTOVOLTAIC | SUN |  | 2021-08-19 04:00 | Massachusetts Electric Company | MARLBOROUGH | MA | CMA/NEMA | WCMA |  | 0.067 | 0 | 0.008
71380 | MASSAMER01879SOLAR249.8AOBC |  | NO RESOURCE | PHOTOVOLTAIC | SUN |  | 2021-08-20 04:00 | Massachusetts Electric Company | TYNGSBORO | MA | CMA/NEMA | WCMA |  | 0.25 | 0 | 0.125
71387 | DIAMOND02864SOLAR199.8RE |  | NO RESOURCE | PHOTOVOLTAIC | SUN |  | 2021-08-25 04:00 | The Narragansett Electric Company | CUMBERLAND | RI | RI | RI |  | 0.2 | 0 | 0.103
71389 | BLUESTONE02860SOLAR499.5RE |  | NO RESOURCE | PHOTOVOLTAIC | SUN |  | 2021-08-27 04:00 | The Narragansett Electric Company | PAWTUCKET | RI | RI | RI |  | 0.5 | 0 | 0.249
71406 | VP_S3 |  | NO RESOURCE | PHOTOVOLTAIC | SUN |  | 2021-09-04 04:00 | Versant Power | Brewer | ME | BHE | ME |  | 0.22 | 0 | 0.106
71407 | SM_AOBC BROOKSTPLYMP ID2239531 |  | NO RESOURCE | PHOTOVOLTAIC | HSB |  | 2022-02-17 05:00 | NSTAR Electric Company | Plympton | MA | SEMA | SEMA |  | 3 | 0.005 | 1.789
71414 | BWC MACES POND |  | NO RESOURCE | PHOTOVOLTAIC | SUN |  | 2021-09-13 04:00 | Central Maine Power Company | ROCKPORT | ME | ME | ME |  | 3.55 | 0 | 1.222
71419 | CEC01339SOLAR2500AOBC |  | NO RESOURCE | PHOTOVOLTAIC | SUN |  | 2021-09-15 04:00 | Massachusetts Electric Company | CHARLEMONT | MA | WMA | WCMA |  | 2.5 | 0 | 1.26
71427 | PLEASANT | 44499 | Pleasant | ENERGY STORAGE NON-PUMP | HSB |  | 2022-05-10 04:00 | Enel X North America, Inc. | DUNSTABLE | MA | CMA/NEMA | WCMA |  | 4.5 | 3.19 | 3.19
71428 | DRIVING RANGE A | 44289 | A_Driving Range A (West) | ENERGY STORAGE NON-PUMP | HSB |  | 2022-09-26 04:00 | Enel X North America, Inc. | LANCASTER | MA | WMA | WCMA |  | 4.95 | 2.592 | 2.592
71431 | NEW GEN VENTURES_S_PORTLAND |  | NO RESOURCE | PHOTOVOLTAIC | SUN |  | 2021-09-20 04:00 | Central Maine Power Company | SOUTH PORTLAND | ME | SME | ME |  | 0.133 | 0 | 0.028
71436 | GWH02865SOLAR100NM |  | NO RESOURCE | PHOTOVOLTAIC | SUN |  | 2021-09-22 04:00 | The Narragansett Electric Company | LINCOLN | RI | RI | RI |  | 0.1 | 0 | 0
71445 | SOLAR MGT INT_WATERBORO |  | NO RESOURCE | PHOTOVOLTAIC | SUN |  | 2021-10-12 04:00 | Central Maine Power Company | Waterboro | ME | SME | ME |  | 4.99 | 0 | 3.015
71449 | VIKON02865SOLAR299.7RE |  | NO RESOURCE | PHOTOVOLTAIC | SUN |  | 2021-09-24 04:00 | The Narragansett Electric Company | LINCOLN | RI | RI | RI |  | 0.3 | 0 | 0.146
71455 | AMERESCO01844SOLAR1750AOBC |  | NO RESOURCE | PHOTOVOLTAIC | SUN |  | 2021-09-28 04:00 | Massachusetts Electric Company | METHUEN | MA | BOSTON | NEMA |  | 1.75 | 0 | 0.879
71466 | SM_AOBC KEARSARGENB ID2296559 |  | NO RESOURCE | PHOTOVOLTAIC | SUN |  | 2021-09-29 04:00 | NSTAR Electric Company | New Bedford | MA | SEMA | SEMA |  | 4.95 | 0 | 2.459
71469 | SM_AOBC KEARSARGESCH ID2334013 |  | NO RESOURCE | PHOTOVOLTAIC | SUN |  | 2021-10-06 04:00 | NSTAR Electric Company | Walpole | MA | SEMA | SEMA |  | 0.48 | 0 | 0.253
71471 | OAK01473SOLAR900AOBC |  | NO RESOURCE | PHOTOVOLTAIC | SUN |  | 2021-10-07 04:00 | Massachusetts Electric Company | WESTMINISTER | MA | WMA | WCMA |  | 0.9 | 0 | 0.412
71472 | VIDETTA02830SOLAR49.2NM |  | NO RESOURCE | PHOTOVOLTAIC | SUN |  | 2021-10-07 04:00 | The Narragansett Electric Company | BURRILLVILLE | RI | RI | RI |  | 0.049 | 0 | 0.024
71473 | CARRS02827SOLAR750RE |  | NO RESOURCE | PHOTOVOLTAIC | SUN |  | 2021-10-07 04:00 | The Narragansett Electric Company | COVENTRY | RI | RI | RI |  | 0.75 | 0 | 0.408
71477 | NEXTGRID02333SOLAR780SMQF |  | NO RESOURCE | PHOTOVOLTAIC | SUN |  | 2021-10-07 04:00 | Massachusetts Electric Company | EAST BRIDGEWATER | MA | SEMA | SEMA |  | 0.78 | 0 | 0.412
71478 | COVENTRY02816SOLAR300RE |  | NO RESOURCE | PHOTOVOLTAIC | SUN |  | 2021-10-13 04:00 | The Narragansett Electric Company | COVENTRY | RI | RI | RI |  | 0.3 | 0 | 0.101
71479 | EMAIN01757SOLAR250NM |  | NO RESOURCE | PHOTOVOLTAIC | SUN |  | 2021-10-13 04:00 | Massachusetts Electric Company | MILFORD | MA | RI | SEMA |  | 0.25 | 0 | 0.125
71480 | SHANNOCK02875SOLAR249RE |  | NO RESOURCE | PHOTOVOLTAIC | SUN |  | 2021-10-15 04:00 | The Narragansett Electric Company | SHANNOCK | RI | RI | RI |  | 0.25 | 0 | 0.112
71482 | BISSELL BROTHERS BREWING CO. |  | NO RESOURCE | PHOTOVOLTAIC | SUN |  | 2021-10-15 04:00 | Central Maine Power Company | Portland | ME | SME | ME |  | 0.086 | 0 | 0.039
71484 | ECA MAINE BET |  | NO RESOURCE | PHOTOVOLTAIC | SUN |  | 2021-10-16 04:00 | Central Maine Power Company | Bethel | ME | ME | ME |  | 4.8 | 0 | 2.252
71485 | JEFFERSON01970SOLAR86.4SMQF |  | NO RESOURCE | PHOTOVOLTAIC | SUN |  | 2021-10-18 04:00 | Massachusetts Electric Company | SALEM | MA | BOSTON | NEMA |  | 0.086 | 0 | 0.03
71488 | MUDDY01756SOLAR1000AOBC |  | NO RESOURCE | PHOTOVOLTAIC | HSB |  | 2021-10-22 04:00 | Massachusetts Electric Company | MENDON | MA | RI | SEMA |  | 1 | 0.047 | 0.709
71489 | MIDDLE02842SOLAR129.6NM |  | NO RESOURCE | PHOTOVOLTAIC | SUN |  | 2021-10-25 04:00 | The Narragansett Electric Company | MIDDLETOWN | RI | SEMA | RI |  | 0.13 | 0 | 0.017
71496 | TUPELO02809SOLAR200NM |  | NO RESOURCE | PHOTOVOLTAIC | SUN |  | 2021-10-28 04:00 | The Narragansett Electric Company | BRISTOL | RI | RI | RI |  | 0.2 | 0 | 0
71514 | AQUIDNECK02842SOLAR133.2RE |  | NO RESOURCE | PHOTOVOLTAIC | SUN |  | 2021-11-01 04:00 | The Narragansett Electric Company | MIDDLETOWN | RI | SEMA | RI |  | 0.133 | 0 | 0.063
71519 | CAMDEN SOLAR LF |  | NO RESOURCE | PHOTOVOLTAIC | SUN |  | 2021-11-05 04:00 | Central Maine Power Company | Livermore Falls | ME | ME | ME |  | 3.892 | 0 | 2.323
71524 | NJR02896SOLAR840RE |  | NO RESOURCE | PHOTOVOLTAIC | SUN |  | 2021-11-08 05:00 | The Narragansett Electric Company | NORTH SMITHFIELD | RI | RI | RI |  | 0.84 | 0 | 0.443
71526 | BATTEN01570SOLAR1000QF |  | NO RESOURCE | PHOTOVOLTAIC | SUN |  | 2021-11-09 05:00 | Massachusetts Electric Company | WEBSTER | MA | WMA | WCMA |  | 1 | 0 | 0.602
71528 | NAPLES CASCO SOLAR 1 |  | NO RESOURCE | PHOTOVOLTAIC | SUN |  | 2021-11-23 05:00 | Central Maine Power Company | Casco | ME | ME | ME |  | 2 | 0 | 1.043
71529 | ZERO01562SOLAR1000AOBC |  | NO RESOURCE | PHOTOVOLTAIC | SUN |  | 2021-11-10 05:00 | Massachusetts Electric Company | SPENCER | MA | WMA | WCMA |  | 1 | 0 | 0.321
71538 | FOXHILL02835SOLAR26.68NM |  | NO RESOURCE | PHOTOVOLTAIC | SUN |  | 2021-11-11 05:00 | The Narragansett Electric Company | JAMESTOWN | RI | RI | RI |  | 0.027 | 0 | 0.019
71540 | ACTON H ROAD SOLAR 1 |  | NO RESOURCE | PHOTOVOLTAIC | SUN |  | 2021-12-06 05:00 | Central Maine Power Company | Acton | ME | SME | ME |  | 3.45 | 0 | 1.406
71546 | REVISION-110 MAIN ST |  | NO RESOURCE | PHOTOVOLTAIC | SUN |  | 2021-12-10 05:00 | Central Maine Power Company | Scarborough | ME | SME | ME |  | 0.1 | 0 | 0.033
71591 | CATALYZE BLACKSTONE SOLAR | 44837 | Catalyze Blackstone Solar | PHOTOVOLTAIC | HSB |  | 2022-07-21 04:00 | Galt Power Inc. | BLACKSTONE | MA | RI | RI | 66474 | 3.36 | 0 | 2.429
71605 | AGILITAS AUBURN CSF_GEN | 44587 | Leicester Street Solar (166253) | ENERGY STORAGE NON-PUMP | HSB |  | 2023-05-18 04:00 | Leicester Street Solar, LLC | AUBURN | MA | WMA | WCMA | 64213 | 3.9 | 4.034 | 4.157
71608 | DRY BRIDGE SOLAR UNIT 1 | 45204 | Dry Bridge Solar1 | PHOTOVOLTAIC | SUN |  |  | Galt Power Inc. | NORTH KINGSTOWN | RI | RI | RI | 62771 | 9.0933 |  | 4.17
71609 | DRY BRIDGE SOLAR UNIT 2 | 45205 | Dry Bridge Solar2 | PHOTOVOLTAIC | SUN |  |  | Galt Power Inc. | NORTH KINGSTOWN | RI | RI | RI | 62771 | 9.0933 |  | 4.17
71610 | DRY BRIDGE SOLAR UNIT 3 | 45206 | Dry Bridge Solar3 | PHOTOVOLTAIC | SUN |  |  | Galt Power Inc. | NORTH KINGSTOWN | RI | RI | RI | 62771 | 9.0933 |  | 4.17
71611 | DRY BRIDGE SOLAR UNIT 4 | 45207 | Dry Bridge Solar4 | PHOTOVOLTAIC | SUN |  |  | Galt Power Inc. | NORTH KINGSTOWN | RI | RI | RI | 62771 | 9.0933 |  | 4.17
71612 | OAK01364SOLAR840AOBC |  | NO RESOURCE | PHOTOVOLTAIC | SUN |  | 2021-12-08 05:00 | Massachusetts Electric Company | ORANGE | MA | WMA | WCMA |  | 0.84 | 0 | 0.462
71615 | NEA02920SOLAR28.8NM |  | NO RESOURCE | PHOTOVOLTAIC | SUN |  | 2021-12-10 05:00 | The Narragansett Electric Company | Westerly | RI | RI | RI |  | 0.028 | 0 | 0
71616 | HARBOR01225SOLAR1980AOBC |  | NO RESOURCE | PHOTOVOLTAIC | SUN |  | 2021-12-13 05:00 | Massachusetts Electric Company | CHESHIRE | MA | WMA | WCMA |  | 1.98 | 0 | 0.97
71617 | KOVACIC02891SOLAR150RE |  | NO RESOURCE | PHOTOVOLTAIC | SUN |  | 2021-12-13 05:00 | The Narragansett Electric Company | WESTERLY | RI | RI | RI |  | 0.15 | 0 | 0.079
71618 | SOUTHERN02894SOLAR180RE |  | NO RESOURCE | PHOTOVOLTAIC | SUN |  | 2021-12-14 05:00 | The Narragansett Electric Company | WOOD RIVER JT | RI | RI | RI |  | 0.18 | 0 | 0.087
71621 | THOMASTON POLLUTION CONTROL |  | NO RESOURCE | PHOTOVOLTAIC | SUN |  | 2021-12-15 05:00 | Central Maine Power Company | Thomaston | ME | ME | ME |  | 0.36 | 0 | 0.204
71627 | KENYON02833SOLAR200RE |  | NO RESOURCE | PHOTOVOLTAIC | SUN |  | 2021-12-16 05:00 | The Narragansett Electric Company | HOPKINTON | RI | RI | RI |  | 0.2 | 0 | 0.109
71628 | PARADISE PARK |  | NO RESOURCE | PHOTOVOLTAIC | SUN |  | 2022-01-03 05:00 | Central Maine Power Company | Old Orchard Beach | ME | SME | ME |  | 0.18 | 0 | 0.101
71629 | ECOGY02919SOLAR200RE |  | NO RESOURCE | PHOTOVOLTAIC | SUN |  | 2021-12-17 05:00 | The Narragansett Electric Company | JOHNSTON | RI | RI | RI |  | 0.2 | 0 | 0.097
71632 | FOREFRONT01082SOLAR1320AOBC |  | NO RESOURCE | PHOTOVOLTAIC | SUN |  | 2021-12-17 05:00 | Massachusetts Electric Company | WARE | MA | WMA | WCMA |  | 1.32 | 0.004 | 0.889
71633 | DEAN02864SOLAR375RE |  | NO RESOURCE | PHOTOVOLTAIC | SUN |  | 2021-12-20 05:00 | The Narragansett Electric Company | CUMBERLAND | RI | RI | RI |  | 0.375 | 0 | 0.175
71634 | FESTIVAL02840SOLAR331.2RE |  | NO RESOURCE | PHOTOVOLTAIC | SUN |  | 2021-12-20 05:00 | The Narragansett Electric Company | NEWPORT | RI | RI | RI |  | 0.331 | 0 | 0.103
71635 | DONALD02895SOLAR800RE |  | NO RESOURCE | PHOTOVOLTAIC | SUN |  | 2021-12-21 05:00 | The Narragansett Electric Company | WOONSOCKET | RI | RI | RI |  | 0.8 | 0 | 0.442
71636 | KEARSARGE02019SOLAR4400AOBC | 41551 | Kearsarge William Way PV | PHOTOVOLTAIC | SUN |  | 2021-12-21 05:00 | Massachusetts Electric Company | BELLINGHAM | MA | RI | SEMA |  | 4.4 | 0 | 2.493
71637 | PORT PROPERTY MGT |  | NO RESOURCE | PHOTOVOLTAIC | SUN |  | 2022-01-03 05:00 | Central Maine Power Company | Scarborough | ME | SME | ME |  | 0.187 | 0 | 0.075
71638 | LODE01230SOLAR2000AOBC |  | NO RESOURCE | PHOTOVOLTAIC | HSB |  | 2021-12-22 05:00 | Massachusetts Electric Company | GREAT BARRINGTON | MA | WMA | WCMA |  | 2 | 0 | 1.302
71639 | DSM02919SOLAR487.5NM |  | NO RESOURCE | PHOTOVOLTAIC | SUN |  | 2021-12-22 05:00 | The Narragansett Electric Company | JOHNSTON | RI | RI | RI |  | 0.488 | 0 | 0
71646 | GREEN02905WIND3000RE |  | NO RESOURCE | WIND TURBINE | WON |  | 2021-12-23 05:00 | The Narragansett Electric Company | PROVIDENCE | RI | RI | RI |  | 3 | 0.402 | 0.433
71650 | SWEB01506SOLAR4875AOBC |  | NO RESOURCE | PHOTOVOLTAIC | SUN |  | 2021-12-27 05:00 | Massachusetts Electric Company | BROOKFIELD | MA | WMA | WCMA |  | 3.375 | 0 | 2.127
71651 | PUBLIC02190SOLAR100SMQF |  | NO RESOURCE | PHOTOVOLTAIC | SUN |  | 2021-12-27 05:00 | Massachusetts Electric Company | WEYMOUTH | MA | SEMA | SEMA |  | 0.1 | 0 | 0.035
71658 | HEP USA SPV5 UNITY LLC |  | NO RESOURCE | PHOTOVOLTAIC | SUN |  | 2021-12-28 05:00 | Central Maine Power Company | Unity | ME | ME | ME |  | 4.98 | 0 | 2.204
71669 | SNAKE02864SOLAR200RE |  | NO RESOURCE | PHOTOVOLTAIC | SUN |  | 2021-12-29 05:00 | The Narragansett Electric Company | GLOCESTER | RI | RI | RI |  | 0.2 | 0 | 0.117
71671 | SWEB01010SOLAR1875AOBC |  | NO RESOURCE | PHOTOVOLTAIC | SUN |  | 2021-12-29 05:00 | Massachusetts Electric Company | BRIMFIELD | MA | WMA | WCMA |  | 1.875 | 0 | 1.163
71672 | TORAY02852SOLAR480RE |  | NO RESOURCE | PHOTOVOLTAIC | SUN |  | 2021-12-29 05:00 | The Narragansett Electric Company | NORTH KINGSTOWN | RI | RI | RI |  | 0.48 | 0 | 0.209
71673 | GORHAM SAVINGS |  | NO RESOURCE | PHOTOVOLTAIC | SUN |  | 2022-03-21 04:00 | Central Maine Power Company | GORHAM | ME | SME | ME |  | 0.625 | 0 | 0.333
71674 | KEARSARGE02879SOLAR3168NM | 41536 | Kearsarge Kenyon Woods | PHOTOVOLTAIC | SUN |  | 2021-12-30 05:00 | The Narragansett Electric Company | WAKEFIELD | RI | RI | RI |  | 3.168 | 0 | 1.925
71675 | AIRPORT02720SOLAR249.8NM |  | NO RESOURCE | PHOTOVOLTAIC | SUN |  | 2021-12-30 05:00 | Massachusetts Electric Company | FALL RIVER | MA | SEMA | SEMA |  | 0.25 | 0 | 0.126
71676 | UNITED01824SOLAR1992SMQF |  | NO RESOURCE | PHOTOVOLTAIC | SUN |  | 2021-12-30 05:00 | Massachusetts Electric Company | CHELMSFORD | MA | CMA/NEMA | WCMA |  | 1.992 | 0 | 1.104
71677 | GREEN02905WIND1500RE |  | NO RESOURCE | WIND TURBINE | WON |  | 2022-01-03 05:00 | The Narragansett Electric Company | PROVIDENCE | RI | RI | RI |  | 1.5 | 0.17 | 0.169
71678 | LINWOOD01588SOLAR4980AOBC | 41177 | Syncarpha Northbridge 1 - Solar | PHOTOVOLTAIC | SUN |  | 2022-01-06 05:00 | Massachusetts Electric Company | WHITINSVILLE | MA | RI | SEMA |  | 4.98 | 0 | 2.925
71679 | GREEN01028SOLAR350AOBC |  | NO RESOURCE | PHOTOVOLTAIC | SUN |  | 2022-01-06 05:00 | Massachusetts Electric Company | EAST LONGMEADOW | MA | WMA | WCMA |  | 0.35 | 0 | 0.204
71680 | MCOLLEGE01247CHP75QF |  | NO RESOURCE | GAS TURBINE | NG |  | 2022-01-12 05:00 | Massachusetts Electric Company | NORTH ADAMS | MA | WMA | WCMA |  | 0.075 | 0 | 0.075
71681 | BCM02840SOLAR43.2NM |  | NO RESOURCE | PHOTOVOLTAIC | SUN |  | 2022-01-10 05:00 | The Narragansett Electric Company | NEWPORT | RI | RI | RI |  | 0.043 | 0 | 0.017
71682 | SCITUATE02919SOLAR4250RE |  | NO RESOURCE | PHOTOVOLTAIC | SUN |  | 2022-01-10 05:00 | The Narragansett Electric Company | JOHNSTON | RI | RI | RI |  | 4.25 | 0 | 2.073
71683 | EDWIN02822SOLAR40.4NM |  | NO RESOURCE | PHOTOVOLTAIC | SUN |  | 2022-01-11 05:00 | The Narragansett Electric Company | EXETER | RI | RI | RI |  | 0.04 | 0 | 0
71684 | MASSAM02301SOLAR133.2AOBC |  | NO RESOURCE | PHOTOVOLTAIC | SUN |  | 2022-01-11 05:00 | Massachusetts Electric Company | BROCKTON | MA | SEMA | SEMA |  | 0.133 | 0 | 0.072
71685 | MECO01534SOLAR4970QF | 44948 | 1152 Main Street Northbridge PV + BESS | PHOTOVOLTAIC | HSB |  | 2022-01-12 05:00 | Massachusetts Electric Company | NORTHBRIDGE | MA | RI | SEMA |  | 4.97 | 0 | 1.199
71686 | MIDCOAST RECREATION CENTER |  | NO RESOURCE | PHOTOVOLTAIC | SUN |  | 2022-01-12 05:00 | Central Maine Power Company | Rockport | ME | ME | ME |  | 0.333 | 0 | 0.151
71688 | HEP USA SPV 6 HARTLAND |  | NO RESOURCE | PHOTOVOLTAIC | SUN |  | 2022-01-11 05:00 | Central Maine Power Company | Hartland | ME | ME | ME |  | 4 | 0 | 2.191
71689 | SM_AOBC MAPLESTSOLAR ID2292179 | 44366 | C_Maple | ENERGY STORAGE NON-PUMP | HSB |  | 2022-09-26 04:00 | Enel X North America, Inc. | Bellingham | MA | RI | SEMA |  | 4 | 3.351 | 3.303
71690 | SM_AOBC BROOKWOODSOL ID2274649 | 44498 | Brookwood | ENERGY STORAGE NON-PUMP | HSB |  | 2023-05-22 04:00 | Enel X North America, Inc. | Westport | MA | SEMA | SEMA |  | 4.999 | 1.858 | 1.858
71692 | PSMAIN02301SOLAR133.2SMQF |  | NO RESOURCE | PHOTOVOLTAIC | SUN |  | 2022-01-13 05:00 | Massachusetts Electric Company | BROCKTON | MA | SEMA | SEMA |  | 0.133 | 0 | 0.066
71693 | SM_AOBC 160TIHWHAM8 ID2247819 | 44368 | C_Tihonet | ENERGY STORAGE NON-PUMP | HSB |  | 2023-09-25 04:00 | Enel X North America, Inc. | WAREHAM | MA | SEMA | SEMA |  | 4.999 | 3.475 | 3.475
71694 | SM_QF 196TREWHAM8 ID2255727 | 44721 | C_196 Tremont | ENERGY STORAGE NON-PUMP | HSB |  | 2023-09-25 04:00 | Enel X North America, Inc. | CARVER | MA | SEMA | SEMA |  | 1.455 | 1.227 | 1.227
71695 | SM_AOBC 59FEDWHAM8PV ID2107748 | 44723 | C_59 Federal | ENERGY STORAGE NON-PUMP | HSB |  | 2023-05-18 04:00 | Enel X North America, Inc. | CARVER | MA | SEMA | SEMA |  | 4.849 | 4.79 | 4.79
71696 | 276 FEDERAL RD ID2250250 | 44719 | C_276 Federal | ENERGY STORAGE NON-PUMP | HSB |  | 2024-07-29 04:00 | Enel X North America, Inc. | CARVER | MA | SEMA | SEMA |  | 4.999 | 4.594 | 4.77
71697 | SM_AOBC 299F2M WHAM8 ID2260699 | 44370 | C_299 Farm to Market | ENERGY STORAGE NON-PUMP | HSB |  | 2024-07-29 04:00 | Enel X North America, Inc. | WAREHAM | MA | SEMA | SEMA |  | 3 | 2.711 | 2.636
71698 | SM_AOBC 71CFRWHAM8 ID2253372 | 44431 | C_Charlotte Furnace | ENERGY STORAGE NON-PUMP | HSB |  | 2023-09-25 04:00 | Enel X North America, Inc. | WEST WAREHAM | MA | SEMA | SEMA |  | 1 | 0.863 | 0.863
71699 | SM_AOBC 77FTMWHAM8 ID2260144 | 44337 | C_77 Farm to Market | ENERGY STORAGE NON-PUMP | HSB |  | 2023-05-18 04:00 | Enel X North America, Inc. | WAREHAM | MA | SEMA | SEMA |  | 4.999 | 4.456 | 4.916
71700 | RONNIE02804SOLAR400RE |  | NO RESOURCE | PHOTOVOLTAIC | SUN |  | 2022-01-14 05:00 | The Narragansett Electric Company | ASHAWAY | RI | RI | RI |  | 0.4 | 0 | 0.22
71701 | SM_AOBCAGAWAMPVESS_6S5606-2019 | 44607 | Agawam PV | PHOTOVOLTAIC | HSB |  | 2022-02-23 05:00 | Galt Power Inc. | Agawam | MA | WMA | WCMA |  | 3.6 | 0.027 | 2.606
71703 | ISM02898SOLAR2800NM | 44212 | Kearsarge Richmond | PHOTOVOLTAIC | SUN |  | 2022-01-19 05:00 | The Narragansett Electric Company | WYOMNIG | RI | RI | RI |  | 2.8 | 0 | 1.692
71707 | JB BROWN & SON PORTLAND |  | NO RESOURCE | PHOTOVOLTAIC | SUN |  | 2022-01-21 05:00 | Central Maine Power Company | Portland | ME | SME | ME |  | 0.48 | 0 | 0.274
71708 | HILLTOP01560SOLAR240SMQF |  | NO RESOURCE | PHOTOVOLTAIC | SUN |  | 2022-01-24 05:00 | Massachusetts Electric Company | GRAFTON | MA | RI | SEMA |  | 0.24 | 0 | 0.104
71709 | WALLUM01516SOLAR4998AOBC | 44313 | Wallum Solar PV and Battery | PHOTOVOLTAIC | HSB |  | 2022-01-24 05:00 | Massachusetts Electric Company | DOUGLAS | MA | RI | SEMA |  | 4.998 | 1.105 | 4.801
71710 | LENOX01240SOLAR133.3SMQF |  | NO RESOURCE | PHOTOVOLTAIC | SUN |  | 2022-01-25 05:00 | Massachusetts Electric Company | LENOX | MA | WMA | WCMA |  | 0.133 | 0 | 0.066
71712 | 9PEARL01060SOLAR158.4QF |  | NO RESOURCE | PHOTOVOLTAIC | SUN |  | 2022-01-25 05:00 | Massachusetts Electric Company | NORTHAMPTON | MA | WMA | WCMA |  | 0.158 | 0 | 0.027
71732 | STEPHEN02896SOLAR25.23NM |  | NO RESOURCE | PHOTOVOLTAIC | SUN |  | 2022-02-02 05:00 | The Narragansett Electric Company | NORTH SMITHFIELD | RI | RI | RI |  | 0.025 | 0 | 0.003
71733 | NM_AOBC REDP GODFREY ID2247816 |  | NO RESOURCE | PHOTOVOLTAIC | SUN |  | 2022-02-02 05:00 | NSTAR Electric Company | Carver | MA | SEMA | SEMA |  | 2.5 | 0 | 0.866
71735 | NORRIDGEWOCK RIVER ROAD |  | NO RESOURCE | PHOTOVOLTAIC | SUN |  | 2022-03-28 04:00 | Central Maine Power Company | Norridgewocck | ME | ME | ME |  | 4.999 | 0 | 2.691
71736 | OSGOOD01845SOLAR3384NM |  | NO RESOURCE | PHOTOVOLTAIC | SUN |  | 2022-02-10 05:00 | Massachusetts Electric Company | NORTH ANDOVER | MA | BOSTON | NEMA |  | 3.384 | 0 | 0.098
71737 | BSEASON02861SOLAR50RE |  | NO RESOURCE | PHOTOVOLTAIC | SUN |  | 2022-02-10 05:00 | The Narragansett Electric Company | PAWTUCKET | RI | RI | RI |  | 0.05 | 0 | 0.021
71738 | ASEASON02861SOLAR66.6RE |  | NO RESOURCE | PHOTOVOLTAIC | SUN |  | 2022-02-11 05:00 | The Narragansett Electric Company | PAWTUCKET | RI | RI | RI |  | 0.067 | 0 | 0.023
71739 | VISION CARE OF MAINE, BANGOR |  | NO RESOURCE | PHOTOVOLTAIC | SUN |  | 2022-02-10 05:00 | Versant Power | BANGOR | ME | BHE | ME |  | 0.15 | 0 | 0.062
71745 | LAITE01876SOLAR2838AOBC | 41196 | Syncarpha Tewksbury - Solar | PHOTOVOLTAIC | SUN |  | 2022-02-18 05:00 | Massachusetts Electric Company | TEWKSBURY | MA | BOSTON | NEMA |  | 2.838 | 0 | 1.332
71755 | NEW GEN VENTURES_YARMOUTH |  | NO RESOURCE | PHOTOVOLTAIC | SUN |  | 2022-05-03 04:00 | Central Maine Power Company | Yarmouth | ME | SME | ME |  | 0.034 | 0 | 0.008
71757 | MAINE DG HOLDINGS - MONMOUTH |  | NO RESOURCE | PHOTOVOLTAIC | SUN |  | 2022-04-06 04:00 | Central Maine Power Company | Monmouth | ME | ME | ME |  | 4.95 | 0 | 3.765
71758 | MAINE DG HOLDING - W BALDWIN |  | NO RESOURCE | PHOTOVOLTAIC | SUN |  | 2022-04-06 04:00 | Central Maine Power Company | West Baldwin | ME | SME | ME |  | 4.95 | 0 | 3.582
71759 | MAINE DG HOLDING - AUGUSTA |  | NO RESOURCE | PHOTOVOLTAIC | SUN |  | 2022-04-06 04:00 | Central Maine Power Company | Augusta | ME | ME | ME |  | 2.475 | 0 | 2.027
71761 | TIFFT02896SOLAR990NM |  | NO RESOURCE | PHOTOVOLTAIC | SUN |  | 2022-03-04 05:00 | The Narragansett Electric Company | NORTH SMITHFIELD | RI | RI | RI |  | 0.99 | 0 | 0.237
71762 | AUGUSTA ROAD BOWDOIN |  | NO RESOURCE | PHOTOVOLTAIC | SUN |  | 2022-03-09 05:00 | Central Maine Power Company | BOWDOIN | ME | ME | ME |  | 3.638 | 0 | 2.26
71764 | LOG02830SOLAR3900NM | 44210 | Kearsarge Burrillville | PHOTOVOLTAIC | SUN |  | 2022-03-18 04:00 | The Narragansett Electric Company | BURRILLVILLE | RI | RI | RI |  | 3.9 | 0 | 2.104
71767 | BWCA01519SOLAR1760AOBC |  | NO RESOURCE | PHOTOVOLTAIC | HSB |  | 2022-03-21 04:00 | Massachusetts Electric Company | GRAFTON | MA | CMA/NEMA | WCMA |  | 1.76 | 0.163 | 1.02
71786 | CENTURY01844SOLAR150SMQF |  | NO RESOURCE | PHOTOVOLTAIC | SUN |  | 2022-03-25 04:00 | Massachusetts Electric Company | METHUEN | MA | BOSTON | NEMA |  | 0.15 | 0 | 0
71787 | ARCOR01824SOLAR875AOBC |  | NO RESOURCE | PHOTOVOLTAIC | SUN |  | 2022-03-28 04:00 | Massachusetts Electric Company | CHELMSFORD | MA | CMA/NEMA | WCMA |  | 0.875 | 0 | 0.428
71788 | S&S02762CHP210QF |  | NO RESOURCE | GAS TURBINE | NG |  | 2022-03-28 04:00 | Massachusetts Electric Company | PLAINVILLE | MA | RI | SEMA |  | 0.21 | 0 | 0.21
71836 | VCTLLC02886SOLAR200NM |  | NO RESOURCE | PHOTOVOLTAIC | SUN |  | 2022-03-31 04:00 | The Narragansett Electric Company | WARWICK | RI | RI | RI |  | 0.2 | 0 | 0.111
71845 | SM_AOBC HAMWHAM8SOL ID2288775 | 44651 | C_0 Hammond | ENERGY STORAGE NON-PUMP | HSB |  | 2024-07-29 04:00 | Enel X North America, Inc. | Carver | MA | SEMA | SEMA |  | 5 | 4.773 | 4.797
71884 | TOWN OF SEARSPORT |  | NO RESOURCE | PHOTOVOLTAIC | SUN |  | 2022-04-06 04:00 | Central Maine Power Company | Searsport | ME | ME | ME |  | 0.15 | 0 | 0.086
71885 | MSGT ALEXANDER COTTON SOLAR | 44219 | MSGT Alexander Cotton Solar | PHOTOVOLTAIC | SUN |  | 2024-03-01 05:00 | Massachusetts Municipal Wholesale Electric Company | LUDLOW | MA | WMA | WCMA | 6081 | 6.21 | 0 | 3.911
71887 | SILVER MAPLE WIND |  | NO RESOURCE | WIND TURBINE | WON |  | 2022-12-14 05:00 | WEB Renewable Energy USA, LLC | Clifton | ME | BHE | ME | 66283 | 18.9716 | 7.64 | 2.708
71894 | GENBRIGHT PARTRIDGE_GEN | 44344 | Partridge Road (ESS) | ENERGY STORAGE NON-PUMP | BAT |  | 2025-03-12 04:00 | Genbright, LLC | Lanesborough | MA | WMA | WCMA | 68679 | 4.8 | 2.233 | 2.233
71898 | GENBRIGHT SKYLINE_GEN | 44658 | ENA Skyline - Battery | ENERGY STORAGE NON-PUMP | BAT |  | 2025-03-12 04:00 | Genbright, LLC | Lanesborough | MA | WMA | WCMA | 68742 | 4.8 | 2.654 | 2.654
71902 | GENBRIGHT SADDLEBACK_GEN | 44661 | ENA Saddleback - Battery | ENERGY STORAGE NON-PUMP | BAT |  | 2025-03-12 04:00 | Genbright, LLC | Lanesborough | MA | WMA | WCMA | 68680 | 4 | 2.153 | 2
71906 | KEARSARGE BEVERLY HS_GEN | 44228 | Kearsarge Beverly HS ESS | ENERGY STORAGE NON-PUMP | BAT |  | 2023-05-26 04:00 | Galt Power Inc. | BEVERLY | MA | BOSTON | NEMA | 65950 | 1.76 | 1.642 | 1.614
71913 | RE SIDNEY RD SOLAR |  | NO RESOURCE | PHOTOVOLTAIC | SUN |  | 2022-04-11 04:00 | Central Maine Power Company | Sidney | ME | ME | ME |  | 2 | 0 | 1.048
71914 | ORIENTAL JADE |  | NO RESOURCE | PHOTOVOLTAIC | SUN |  | 2022-04-09 04:00 | Versant Power | BANGOR | ME | BHE | ME |  | 0.1 | 0 | 0.051
71916 | SEARSMONT RD LINCOLNVILLE |  | NO RESOURCE | PHOTOVOLTAIC | SUN |  | 2022-04-13 04:00 | Central Maine Power Company | Lincolnville | ME | ME | ME |  | 4 | 0 | 0
71922 | BWCB01519SOLAR240QF |  | NO RESOURCE | PHOTOVOLTAIC | SUN |  | 2022-04-15 04:00 | Massachusetts Electric Company | GRAFTON | MA | CMA/NEMA | WCMA |  | 0.24 | 0 | 0.096
71924 | DAYNNITE02861SOLAR33.3NM |  | NO RESOURCE | PHOTOVOLTAIC | SUN |  | 2022-04-29 04:00 | The Narragansett Electric Company | PAWTUCKET | RI | RI | RI |  | 0.034 | 0 | 0.023
71925 | RI ARMY 02818SOLAR500NM |  | NO RESOURCE | PHOTOVOLTAIC | SUN |  | 2022-04-21 04:00 | The Narragansett Electric Company | EAST GREENWICH | RI | RI | RI |  | 0.5 | 0 | 0.139
71936 | PEPSICOLA02920SOLAR60NM |  | NO RESOURCE | PHOTOVOLTAIC | SUN |  | 2022-07-14 04:00 | The Narragansett Electric Company | CRANSTON | RI | RI | RI |  | 0.6 | 0 | 0
71946 | SM_AOBC FAIRHAVENMA2 ID2255728 |  | NO RESOURCE | PHOTOVOLTAIC | SUN |  | 2022-04-28 04:00 | NSTAR Electric Company | Fairhaven | MA | SEMA | SEMA |  | 2.875 | 0 | 1.366
71948 | CITY OF S PORTLAND REC |  | NO RESOURCE | PHOTOVOLTAIC | SUN |  | 2022-05-03 04:00 | Central Maine Power Company | S Portland | ME | SME | ME |  | 0.166 | 0 | 0.068
71949 | CHURCH HILL AUGUSTA |  | NO RESOURCE | PHOTOVOLTAIC | SUN |  | 2022-05-03 04:00 | Central Maine Power Company | augusta | ME | ME | ME |  | 3.75 | 0 | 2.377
71950 | BIDDEFORD MORIN ST SOLAR |  | NO RESOURCE | PHOTOVOLTAIC | SUN |  | 2022-05-03 04:00 | Central Maine Power Company | Biddeford | ME | SME | ME |  | 0.7 | 0 | 0.285
71951 | FSS INC |  | NO RESOURCE | PHOTOVOLTAIC | SUN |  | 2022-05-03 04:00 | Central Maine Power Company | Belfast | ME | ME | ME |  | 0.26 | 0 | 0.086
71958 | SM_QF ECA SOLAR ID2302390 |  | NO RESOURCE | PHOTOVOLTAIC | SUN |  | 2022-05-03 04:00 | NSTAR Electric Company | Canton | MA | SEMA | SEMA |  | 1.359 | 0 | 0.581
71961 | SM_QF NEXTGRID SYCAM ID2296072 |  | NO RESOURCE | PHOTOVOLTAIC | SUN |  | 2022-05-03 04:00 | NSTAR Electric Company | Kingston | MA | SEMA | SEMA |  | 3.51 | 0 | 0
71973 | SM_AOBC SUNWEALTHPWR ID2325016 |  | NO RESOURCE | PHOTOVOLTAIC | SUN |  | 2022-05-06 04:00 | NSTAR Electric Company | Woburn | MA | BOSTON | NEMA |  | 0.243 | 0 | 0.083
71974 | SM_AOBC ECOGYMAII ID2270750 |  | NO RESOURCE | PHOTOVOLTAIC | SUN |  | 2022-05-06 04:00 | NSTAR Electric Company | Millis | MA | RI | SEMA |  | 0.2 | 0 | 0.091
71975 | SM_AOBC 2-8PEQUOTWAY ID2297082 |  | NO RESOURCE | PHOTOVOLTAIC | SUN |  | 2022-05-06 04:00 | NSTAR Electric Company | Canton | MA | SEMA | SEMA |  | 0.167 | 0 | 0.083
71976 | SM_AOBC NEWTONMUNIII ID2333672 |  | NO RESOURCE | PHOTOVOLTAIC | SUN |  | 2022-05-06 04:00 | NSTAR Electric Company | Newton | MA | BOSTON | NEMA |  | 0.36 | 0 | 0.167
71977 | ECOGY02842SOLAR166.5RE |  | NO RESOURCE | PHOTOVOLTAIC | SUN |  | 2022-05-09 04:00 | The Narragansett Electric Company | MIDDLETOWN | RI | SEMA | RI |  | 0.167 | 0 | 0.07
71981 | CITY OF S PORTLAND TRANSFER |  | NO RESOURCE | PHOTOVOLTAIC | SUN |  | 2022-05-12 04:00 | Central Maine Power Company | SOUTH PORTLAND | ME | SME | ME |  | 0.99 | 0 | 0.724
71982 | LITTLEFIELD SOLAR LLC |  | NO RESOURCE | PHOTOVOLTAIC | SUN |  | 2022-06-23 04:00 | Central Maine Power Company | Wells | ME | SME | ME |  | 4.9 | 0 | 2.676
72983 | SM_AOBC EDGEWOODBOGS ID2272654 |  | NO RESOURCE | PHOTOVOLTAIC | SUN |  | 2022-05-11 04:00 | NSTAR Electric Company | Carver | MA | SEMA | SEMA |  | 0.099 | 0.001 | 0.063
72984 | SM_AOBC 83SCHLSTSOL ID2337102 |  | NO RESOURCE | PHOTOVOLTAIC | SUN |  | 2022-05-11 04:00 | NSTAR Electric Company | Carlisle | MA | BOSTON | NEMA |  | 0.484 | 0 | 0.244
72985 | SM_QF SOLECTENERGY ID2343832 |  | NO RESOURCE | PHOTOVOLTAIC | SUN |  | 2022-05-11 04:00 | NSTAR Electric Company | East Falmouth | MA | SEMA | SEMA |  | 0.072 | 0 | 0.04
72986 | SM_QF POMEWORTH30 ID2357040 |  | NO RESOURCE | PHOTOVOLTAIC | SUN |  | 2022-05-11 04:00 | NSTAR Electric Company | Stoneham | MA | BOSTON | NEMA |  | 0.057 | 0 | 0.02
72987 | SM_QF MENOMOYENERGY ID2326896 |  | NO RESOURCE | PHOTOVOLTAIC | SUN |  | 2022-05-11 04:00 | NSTAR Electric Company | Chatham | MA | SEMA | SEMA |  | 0.117 | 0 | 0.066
72988 | KNOLL01752CHP75QF |  | NO RESOURCE | GAS TURBINE | NG |  | 2022-05-11 04:00 | Massachusetts Electric Company | MARLBOROUGH | MA | CMA/NEMA | WCMA |  | 0.075 | 0.001 | 0.075
72989 | INDUSTRIAL RD ELLSWORTH |  | NO RESOURCE | PHOTOVOLTAIC | SUN |  | 2022-05-11 04:00 | Versant Power | ELLSWORTH | ME | BHE | ME |  | 1.875 | 0 | 0.479
72990 | MARIAVILLE RD ELLSWORTH |  | NO RESOURCE | PHOTOVOLTAIC | SUN |  | 2022-05-11 04:00 | Versant Power | ELLSWORTH | ME | BHE | ME |  | 1.625 | 0 | 0.55
72991 | AAA02886SOLAR100NM |  | NO RESOURCE | PHOTOVOLTAIC | SUN |  | 2022-05-12 04:00 | The Narragansett Electric Company | WARWICK | RI | RI | RI |  | 0.1 | 0 | 0
72992 | SOMERSET02726SOLAR617QF |  | NO RESOURCE | PHOTOVOLTAIC | SUN |  | 2022-05-13 04:00 | Massachusetts Electric Company | SOMERSET | MA | SEMA | SEMA |  | 0.617 | 0 | 0.101
73004 | WILLIAMS01752SOLAR100SMQF |  | NO RESOURCE | PHOTOVOLTAIC | SUN |  | 2022-05-18 04:00 | Massachusetts Electric Company | MARLBOROUGH | MA | CMA/NEMA | WCMA |  | 0.1 | 0 | 0.049
73026 | SM_AOBC FALMLANDFILL ID2246979 |  | NO RESOURCE | PHOTOVOLTAIC | SUN |  | 2022-05-18 04:00 | NSTAR Electric Company | Falmouth | MA | SEMA | SEMA |  | 1.5 | 0 | 0.895
73027 | SM_AOBC CVETORPEDO ID2364982 |  | NO RESOURCE | PHOTOVOLTAIC | SUN |  | 2022-05-18 04:00 | NSTAR Electric Company | Acushnet | MA | SEMA | SEMA |  | 0.5 | 0 | 0
73028 | SM_NM CCREGLTRANSIT ID2259134 |  | NO RESOURCE | PHOTOVOLTAIC | SUN |  | 2022-05-19 04:00 | NSTAR Electric Company | South Dennis | MA | SEMA | SEMA |  | 0.15 | 0 | 0.079
73029 | SM_QF NEXTGRIDAILANT ID2395010 |  | NO RESOURCE | PHOTOVOLTAIC | SUN |  | 2022-05-19 04:00 | NSTAR Electric Company | Dennis | MA | SEMA | SEMA |  | 0.101 | 0 | 0.051
73030 | SM_QF NXTGRIDINKWOOD ID2370503 |  | NO RESOURCE | PHOTOVOLTAIC | SUN |  | 2022-05-18 04:00 | NSTAR Electric Company | Chatham | MA | SEMA | SEMA |  | 0.133 | 0 | 0.046
73042 | SM_QF SOLENERGYDEV ID2340718 |  | NO RESOURCE | PHOTOVOLTAIC | SUN |  | 2022-05-23 04:00 | NSTAR Electric Company | Dennis Port | MA | SEMA | SEMA |  | 0.25 | 0 | 0.123
73043 | SM_QF DH-MASOLAROWN1 ID4355122 |  | NO RESOURCE | PHOTOVOLTAIC | SUN |  | 2022-05-23 04:00 | NSTAR Electric Company | East Freetown | MA | SEMA | SEMA |  | 0.062 | 0.001 | 0.031
73044 | SM_NM EC COTTLEINC ID2247507 |  | NO RESOURCE | PHOTOVOLTAIC | SUN |  | 2022-05-23 04:00 | NSTAR Electric Company | Edgartown | MA | SEMA | SEMA |  | 0.1 | 0 | 0.057
73045 | SM_QF GSPP EFREETOWN ID2301315 |  | NO RESOURCE | PHOTOVOLTAIC | SUN |  | 2022-05-24 04:00 | NSTAR Electric Company | East Freetown | MA | SEMA | SEMA |  | 0.242 | 0 | 0.12
73046 | SM_QF GSPPKR HYANNIS ID2316959 |  | NO RESOURCE | PHOTOVOLTAIC | SUN |  | 2022-05-24 04:00 | NSTAR Electric Company | Hyannis | MA | SEMA | SEMA |  | 0.5 | 0 | 0.287
73053 | SM_QF MASOLAROWNER1 ID4590902 |  | NO RESOURCE | PHOTOVOLTAIC | SUN |  | 2022-05-24 04:00 | NSTAR Electric Company | Acushnet | MA | SEMA | SEMA |  | 0.061 | 0 | 0.017
73054 | SM_NM FAIRHAVENMA1 ID2201063 |  | NO RESOURCE | PHOTOVOLTAIC | SUN |  | 2022-05-24 04:00 | NSTAR Electric Company | Fairhaven | MA | SEMA | SEMA |  | 2 | 0 | 1.126
73055 | SM_QF SAFARIENERGY ID2319914 |  | NO RESOURCE | PHOTOVOLTAIC | SUN |  | 2022-05-24 04:00 | NSTAR Electric Company | Kingston | MA | SEMA | SEMA |  | 0.406 | 0 | 0.178
73081 | FMGLOBAL02919812500NM |  | NO RESOURCE | PHOTOVOLTAIC | SUN |  | 2022-05-31 04:00 | The Narragansett Electric Company | JOHNSTON | RI | RI | RI |  | 0.812 | 0 | 0
73083 | PARKVIEWEXCHANGELLC0286160RE |  | NO RESOURCE | PHOTOVOLTAIC | SUN |  | 2022-06-01 04:00 | The Narragansett Electric Company | PAWTUCKET | RI | RI | RI |  | 0.06 | 0 | 0.016
73084 | PEACEDALE CONG CH0287943.2NM |  | NO RESOURCE | PHOTOVOLTAIC | SUN |  | 2022-06-02 04:00 | The Narragansett Electric Company | WAKEFIELD | RI | RI | RI |  | 0.043 | 0 | 0.015
73085 | SM_ QF LAKEVIEWBLDG8 ID2397824 |  | NO RESOURCE | PHOTOVOLTAIC | SUN |  | 2022-06-02 04:00 | NSTAR Electric Company | Natick | MA | BOSTON | NEMA |  | 0.101 | 0 | 0.05
73086 | SM_ QF LAKEVIEWBLDG5 ID2400946 |  | NO RESOURCE | PHOTOVOLTAIC | SUN |  | 2022-06-02 04:00 | NSTAR Electric Company | Natick | MA | BOSTON | NEMA |  | 0.101 | 0 | 0.048
73087 | SM_ QF LAKEVIEWBLDG3 ID2398227 |  | NO RESOURCE | PHOTOVOLTAIC | SUN |  | 2022-06-02 04:00 | NSTAR Electric Company | Natick | MA | BOSTON | NEMA |  | 0.101 | 0 | 0.05
73088 | SM_ QF LAKEVIEWBLDG7 ID2397818 |  | NO RESOURCE | PHOTOVOLTAIC | SUN |  | 2022-06-02 04:00 | NSTAR Electric Company | Natick | MA | BOSTON | NEMA |  | 0.101 | 0 | 0.048
73089 | SM_ QF LAKEVIEWBLDG1 ID2398079 |  | NO RESOURCE | PHOTOVOLTAIC | SUN |  | 2022-06-02 04:00 | NSTAR Electric Company | Natick | MA | BOSTON | NEMA |  | 0.101 | 0 | 0.05
73090 | SM_ QF LAKEVIEWBLDG4 ID2399596 |  | NO RESOURCE | PHOTOVOLTAIC | SUN |  | 2022-06-02 04:00 | NSTAR Electric Company | Natick | MA | BOSTON | NEMA |  | 0.101 | 0 | 0.05
73091 | SM_ QF LAKEVIEWBLDG9 ID2399566 |  | NO RESOURCE | PHOTOVOLTAIC | SUN |  | 2022-06-02 04:00 | NSTAR Electric Company | Natick | MA | BOSTON | NEMA |  | 0.101 | 0 | 0.05
73092 | SM_ QF LAKEVIEWBLDG6 ID2399607 |  | NO RESOURCE | PHOTOVOLTAIC | SUN |  | 2022-06-02 04:00 | NSTAR Electric Company | Natick | MA | BOSTON | NEMA |  | 0.101 | 0 | 0.049
73093 | SM_ QF LAKEVIEWBLDG2 ID2398175 |  | NO RESOURCE | PHOTOVOLTAIC | SUN |  | 2022-06-02 04:00 | NSTAR Electric Company | Natick | MA | BOSTON | NEMA |  | 0.101 | 0 | 0.05
73094 | SM_QF ELMPARTNERS ID2321147 |  | NO RESOURCE | PHOTOVOLTAIC | SUN |  | 2022-06-03 04:00 | NSTAR Electric Company | Watertown | MA | BOSTON | NEMA |  | 0.1 | 0 | 0.04
73095 | SM_QF SAFARIENERGY4 ID2346407 |  | NO RESOURCE | PHOTOVOLTAIC | SUN |  | 2022-06-03 04:00 | NSTAR Electric Company | Watertown | MA | BOSTON | NEMA |  | 0.133 | 0 | 0.054
73096 | BD SOLAR PALMYRA |  | NO RESOURCE | PHOTOVOLTAIC | SUN |  | 2022-06-02 04:00 | Acadia Renewable Energy, L.L.C. | PALMYRA | ME | ME | ME |  | 4.99 | 0 | 2.675
73097 | SM_NM ECA SOLAR ID2287543 |  | NO RESOURCE | PHOTOVOLTAIC | SUN |  | 2022-06-03 04:00 | NSTAR Electric Company | Woburn | MA | BOSTON | NEMA |  | 1.31 | 0 | 0.658
73098 | SM_QF OLYMPIANOMTR ID2325824 |  | NO RESOURCE | PHOTOVOLTAIC | SUN |  | 2022-06-03 04:00 | NSTAR Electric Company | Woburn | MA | BOSTON | NEMA |  | 0.25 | 0 | 0.146
73099 | SM_QF SAFARIENERGY4 ID2343632 |  | NO RESOURCE | PHOTOVOLTAIC | SUN |  | 2022-06-03 04:00 | NSTAR Electric Company | Woburn | MA | BOSTON | NEMA |  | 0.067 | 0 | 0.035
73100 | SM_QF SUBEST TRUST ID2360146 |  | NO RESOURCE | PHOTOVOLTAIC | SUN |  | 2022-06-03 04:00 | NSTAR Electric Company | Woburn | MA | BOSTON | NEMA |  | 0.24 | 0 | 0.121
73101 | SM_QF NEXTGRIDWOBURN ID2340946 |  | NO RESOURCE | PHOTOVOLTAIC | SUN |  | 2022-06-03 04:00 | NSTAR Electric Company | Woburn | MA | BOSTON | NEMA |  | 0.48 | 0 | 0.242
73102 | SM_QF SAFARIENERGY2 ID2326814 |  | NO RESOURCE | PHOTOVOLTAIC | SUN |  | 2022-06-03 04:00 | NSTAR Electric Company | Woburn | MA | BOSTON | NEMA |  | 0.233 | 0 | 0.1
73106 | JAMESTOWN DISTRIB02809200RE |  | NO RESOURCE | PHOTOVOLTAIC | SUN |  | 2022-06-07 04:00 | The Narragansett Electric Company | BRISTOL | RI | RI | RI |  | 0.2 | 0.001 | 0.104
73133 | SM_NM LUMINOUS SOLAR ID2373810 |  | NO RESOURCE | PHOTOVOLTAIC | SUN |  | 2022-06-14 04:00 | NSTAR Electric Company | Orleans | MA | SEMA | SEMA |  | 0.088 | 0 | 0.035
73134 | SM_QF NEXTGRIDBANYAN ID2351619 |  | NO RESOURCE | PHOTOVOLTAIC | SUN |  | 2022-06-14 04:00 | NSTAR Electric Company | New Bedford | MA | SEMA | SEMA |  | 0.15 | 0 | 0.056
73135 | SM_QF LUMINOUS SOLAR ID2363855 |  | NO RESOURCE | PHOTOVOLTAIC | SUN |  | 2022-06-14 04:00 | NSTAR Electric Company | Hyannis | MA | SEMA | SEMA |  | 0.095 | 0.016 | 0.052
73136 | SM_QF LORDPHILLIPS ID2268869 |  | NO RESOURCE | PHOTOVOLTAIC | SUN |  | 2022-06-14 04:00 | NSTAR Electric Company | New Bedford | MA | SEMA | SEMA |  | 0.12 | 0 | 0.049
73137 | SM_QF LORDPHILLIPS ID2268420 |  | NO RESOURCE | PHOTOVOLTAIC | SUN |  | 2022-06-14 04:00 | NSTAR Electric Company | New Bedford | MA | SEMA | SEMA |  | 0.12 | 0 | 0.063
73138 | SM_QF LORDPHILLIPS ID2268866 |  | NO RESOURCE | PHOTOVOLTAIC | SUN |  | 2022-06-14 04:00 | NSTAR Electric Company | New Bedford | MA | SEMA | SEMA |  | 0.12 | 0 | 0.06
73139 | SM_QF LORDPHILLIPS ID2268651 |  | NO RESOURCE | PHOTOVOLTAIC | SUN |  | 2022-06-14 04:00 | NSTAR Electric Company | New Bedford | MA | SEMA | SEMA |  | 0.12 | 0 | 0.016
73149 | MAINE DG HOLDINGS_HARMONY |  | NO RESOURCE | PHOTOVOLTAIC | SUN |  | 2022-08-29 04:00 | Central Maine Power Company | harmony | ME | ME | ME |  | 4.91 | 0 | 3.565
73151 | LINKLEN LLC02865150RE |  | NO RESOURCE | PHOTOVOLTAIC | SUN |  | 2022-06-24 04:00 | The Narragansett Electric Company | LINCOLN | RI | RI | RI |  | 0.15 | 0 | 0.107
73152 | DONNA TURNER0287926.4NM |  | NO RESOURCE | PHOTOVOLTAIC | SUN |  | 2022-06-21 04:00 | The Narragansett Electric Company | PEACE DALE | RI | RI | RI |  | 0.026 | 0 | 0.001
73156 | SM_NM MAINSTTIMES ID4305225 |  | NO RESOURCE | PHOTOVOLTAIC | SUN |  | 2022-06-22 04:00 | NSTAR Electric Company | Hyannis | MA | SEMA | SEMA |  | 0.086 | 0.002 | 0.049
73157 | SM_QF CATALYZEACRE42 ID2355141 |  | NO RESOURCE | PHOTOVOLTAIC | SUN |  | 2022-06-22 04:00 | NSTAR Electric Company | Yarmouth | MA | SEMA | SEMA |  | 0.174 | 0 | 0.067
73158 | SM_QF TONKATRUCK ID2375823 |  | NO RESOURCE | PHOTOVOLTAIC | SUN |  | 2022-06-22 04:00 | NSTAR Electric Company | Plymouth | MA | SEMA | SEMA |  | 0.171 | 0 | 0.1
73159 | SM_QF DARNITLANDINGS ID2394787 |  | NO RESOURCE | PHOTOVOLTAIC | SUN |  | 2022-06-22 04:00 | NSTAR Electric Company | New Bedford | MA | SEMA | SEMA |  | 0.1 | 0 | 0.051
73160 | SM_QF NEXTGRIDLAUREL ID2352065 |  | NO RESOURCE | PHOTOVOLTAIC | SUN |  | 2022-06-22 04:00 | NSTAR Electric Company | Provincetown | MA | SEMA | SEMA |  | 0.325 | 0 | 0.152
73161 | NEW GEN VENTURES FREEPORT |  | NO RESOURCE | PHOTOVOLTAIC | SUN |  | 2022-06-23 04:00 | Central Maine Power Company | Freeport | ME | SME | ME |  | 0.036 | 0 | 0.018
73162 | SM_QF PARETOHOLDINGS ID2387744 |  | NO RESOURCE | PHOTOVOLTAIC | SUN |  | 2022-06-23 04:00 | NSTAR Electric Company | Hyannis | MA | SEMA | SEMA |  | 0.113 | 0 | 0.055
73163 | SM_QF NEXTGRIDLEMON ID2351939 |  | NO RESOURCE | PHOTOVOLTAIC | SUN |  | 2022-06-23 04:00 | NSTAR Electric Company | South Yarmouth | MA | SEMA | SEMA |  | 0.092 | 0 | 0.025
73164 | SM_QF NEXTGRIDCAMPHR ID2356024 |  | NO RESOURCE | PHOTOVOLTAIC | SUN |  | 2022-06-23 04:00 | NSTAR Electric Company | South Yarmouth | MA | SEMA | SEMA |  | 0.1 | 0 | 0.019
73165 | SM_QF NEXTGRIDEUCALY ID2373431 |  | NO RESOURCE | PHOTOVOLTAIC | SUN |  | 2022-06-23 04:00 | NSTAR Electric Company | Sandwich | MA | SEMA | SEMA |  | 0.113 | 0 | 0.042
73166 | SM_QF NEXTGRIDCAMPHR ID2356386 |  | NO RESOURCE | PHOTOVOLTAIC | SUN |  | 2022-06-23 04:00 | NSTAR Electric Company | Hyannis | MA | SEMA | SEMA |  | 0.063 | 0 | 0.016
73172 | GRAY FARM PROJECT LLC |  | NO RESOURCE | PHOTOVOLTAIC | SUN |  | 2022-06-25 04:00 | Versant Power | Trenton | ME | BHE | ME |  | 0.023 | 0 | 0.013
73187 | SM_QF NEXTGRIDCAMPHR ID2355569 |  | NO RESOURCE | PHOTOVOLTAIC | SUN |  | 2022-06-29 04:00 | NSTAR Electric Company | Hyannis | MA | SEMA | SEMA |  | 0.063 | 0 | 0.022
73188 | SM_QF DHMASOLOWNER1 ID2403535 |  | NO RESOURCE | PHOTOVOLTAIC | SUN |  | 2022-06-29 04:00 | NSTAR Electric Company | Wareham | MA | SEMA | SEMA |  | 0.149 | 0 | 0.1
73189 | SM_QF FACTORY5RACING ID2358028 |  | NO RESOURCE | PHOTOVOLTAIC | SUN |  | 2022-06-29 04:00 | NSTAR Electric Company | Wareham | MA | SEMA | SEMA |  | 0.15 | 0 | 0.077
73190 | SM_QF UPS ID2320835 |  | NO RESOURCE | PHOTOVOLTAIC | SUN |  | 2022-06-29 04:00 | NSTAR Electric Company | West yarmouth | MA | SEMA | SEMA |  | 0.498 | 0 | 0.216
73191 | SM_QF NEXTGRIDMEDLAR ID2371521 |  | NO RESOURCE | PHOTOVOLTAIC | SUN |  | 2022-06-29 04:00 | NSTAR Electric Company | Hyannis | MA | SEMA | SEMA |  | 0.25 | 0 | 0.134
73192 | SM_QF COLESNECKSOLAR ID2281067 |  | NO RESOURCE | PHOTOVOLTAIC | SUN |  | 2022-06-29 04:00 | NSTAR Electric Company | Wellfleet | MA | SEMA | SEMA |  | 0.7 | 0 | 0.389
73194 | SM_QF SAFARIENRGYMA4 ID2355013 |  | NO RESOURCE | PHOTOVOLTAIC | SUN |  | 2022-06-30 04:00 | NSTAR Electric Company | Hyannis | MA | SEMA | SEMA |  | 0.133 | 0 | 0.057
73195 | SM_QF JANSEBASTIANPV ID2284071 |  | NO RESOURCE | PHOTOVOLTAIC | SUN |  | 2022-06-30 04:00 | NSTAR Electric Company | Sandwich | MA | SEMA | SEMA |  | 0.193 | 0.008 | 0.066
73196 | SM_QF FARLANDCORP ID2390961 |  | NO RESOURCE | PHOTOVOLTAIC | SUN |  | 2022-06-30 04:00 | NSTAR Electric Company | N. Dartmouth | MA | SEMA | SEMA |  | 0.15 | 0 | 0.052
73197 | SM_QF NEXTGRIDINKWD ID2340125 |  | NO RESOURCE | PHOTOVOLTAIC | SUN |  | 2022-06-30 04:00 | NSTAR Electric Company | New Bedford | MA | SEMA | SEMA |  | 0.2 | 0 | 0.074
73198 | SM_QF ENELXMAPVPORT1 ID2368753 |  | NO RESOURCE | PHOTOVOLTAIC | SUN |  | 2022-06-30 04:00 | NSTAR Electric Company | Hyannis | MA | SEMA | SEMA |  | 0.2 | 0 | 0.087
73199 | SM_QF BABBITTSTMSPEC ID2366298 |  | NO RESOURCE | PHOTOVOLTAIC | SUN |  | 2022-06-30 04:00 | NSTAR Electric Company | New Bedford | MA | SEMA | SEMA |  | 0.2 | 0 | 0.09
73200 | SM_QF SOLECTENERGY ID2370785 |  | NO RESOURCE | PHOTOVOLTAIC | SUN |  | 2022-07-06 04:00 | NSTAR Electric Company | New Bedford | MA | SEMA | SEMA |  | 0.15 | 0 | 0.078
73201 | SM_QF SOLECTENERGY ID2360141 |  | NO RESOURCE | PHOTOVOLTAIC | SUN |  | 2022-07-06 04:00 | NSTAR Electric Company | North Dartmouth | MA | SEMA | SEMA |  | 0.2 | 0 | 0.112
73202 | SM_QF DHMASOLAROWNER ID2395483 |  | NO RESOURCE | PHOTOVOLTAIC | SUN |  | 2022-07-06 04:00 | NSTAR Electric Company | W. Freetown | MA | SEMA | SEMA |  | 0.149 | 0 | 0.074
73203 | SM_QF RPMASOLAR1 ID2312381 |  | NO RESOURCE | PHOTOVOLTAIC | SUN |  | 2022-07-06 04:00 | NSTAR Electric Company | Bourne | MA | SEMA | SEMA |  | 0.999 | 0 | 0.186
73204 | SM_NM REDPCANOPYSOL ID2246980 |  | NO RESOURCE | PHOTOVOLTAIC | SUN |  | 2022-07-06 04:00 | NSTAR Electric Company | Rochester | MA | SEMA | SEMA |  | 1 | 0 | 0.51
73205 | NORTHERNFOR4SEASONS0286133.3RE |  | NO RESOURCE | PHOTOVOLTAIC | SUN |  | 2022-07-15 04:00 | The Narragansett Electric Company | PAWTUCKET | RI | RI | RI |  | 0.033 | 0 | 0.016
73208 | LAWRENCE01841SOLAR90NM |  | NO RESOURCE | PHOTOVOLTAIC | SUN |  | 2022-07-11 04:00 | Massachusetts Electric Company | LAWRENCE | MA | BOSTON | NEMA |  | 0.09 | 0 | 0.032
73211 | SM_QF BREENWESTRLTY ID2412922 |  | NO RESOURCE | PHOTOVOLTAIC | SUN |  | 2022-07-08 04:00 | NSTAR Electric Company | Medfield | MA | BOSTON | NEMA |  | 0.25 | 0 | 0.135
73212 | SM_QF EMERSONREALTY ID2403624 |  | NO RESOURCE | PHOTOVOLTAIC | SUN |  | 2022-07-08 04:00 | NSTAR Electric Company | Waltham | MA | BOSTON | NEMA |  | 0.144 | 0 | 0.083
73213 | SM_QF EXTRASPACEMGMT ID2320829 |  | NO RESOURCE | PHOTOVOLTAIC | SUN |  | 2022-07-08 04:00 | NSTAR Electric Company | Dedham | MA | BOSTON | NEMA |  | 0.4 | 0 | 0.166
73214 | SM_QF NXTGRDTHOMPSON ID2398711 |  | NO RESOURCE | PHOTOVOLTAIC | SUN |  | 2022-07-08 04:00 | NSTAR Electric Company | Somerville | MA | BOSTON | NEMA |  | 0.211 | 0 | 0.125
73215 | SM_QF DAUGHTRSSTPAUL ID4489427 |  | NO RESOURCE | PHOTOVOLTAIC | SUN |  | 2022-07-08 04:00 | NSTAR Electric Company | Jamaica Plain | MA | BOSTON | NEMA |  | 0.4 | 0 | 0.092
73216 | SM_QF 130COMMERCEWAY ID2366729 |  | NO RESOURCE | PHOTOVOLTAIC | SUN |  | 2022-07-08 04:00 | NSTAR Electric Company | Woburn | MA | BOSTON | NEMA |  | 0.25 | 0 | 0.107
73217 | NM ELLISHAVENINC ID2106 |  | NO RESOURCE | PHOTOVOLTAIC | SUN |  | 2022-07-08 04:00 | NSTAR Electric Company | Plymouth | MA | SEMA | SEMA |  | 0.5 | 0 | 0.213
73218 | FARM FRESH RI02909208.3NM |  | NO RESOURCE | PHOTOVOLTAIC | SUN |  | 2022-07-13 04:00 | The Narragansett Electric Company | PROVIDENCE | RI | RI | RI |  | 0.208 | 0 | 0.098
73222 | MASON'S BREWERY |  | NO RESOURCE | PHOTOVOLTAIC | SUN |  | 2022-07-12 04:00 | Versant Power | BREWER | ME | BHE | ME |  | 0.048 | 0 | 0.024
73223 | SM_QF ESTASSOCIATES ID5333657 |  | NO RESOURCE | PHOTOVOLTAIC | SUN |  | 2022-07-13 04:00 | NSTAR Electric Company | Needham | MA | BOSTON | NEMA |  | 0.086 | 0 | 0.035
73224 | SM_QF 54MONTVALEAVE ID2352776 |  | NO RESOURCE | PHOTOVOLTAIC | SUN |  | 2022-07-13 04:00 | NSTAR Electric Company | Stoneham | MA | BOSTON | NEMA |  | 0.167 | 0 | 0.088
73225 | SM_QF PRESIDENTSLR ID2298290 |  | NO RESOURCE | PHOTOVOLTAIC | SUN |  | 2022-07-13 04:00 | NSTAR Electric Company | Woburn | MA | BOSTON | NEMA |  | 0.84 | 0 | 0.495
73226 | SM_QF PSG SOLAR ID5354925 |  | NO RESOURCE | PHOTOVOLTAIC | SUN |  | 2022-07-13 04:00 | NSTAR Electric Company | Hopkinton | MA | RI | SEMA |  | 0.233 | 0.003 | 0.102
73227 | SM_QF SOLECTENERGY ID2389477 |  | NO RESOURCE | PHOTOVOLTAIC | SUN |  | 2022-07-13 04:00 | NSTAR Electric Company | Natick | MA | BOSTON | NEMA |  | 0.133 | 0 | 0.045
73228 | WELLS SOLAR LLC |  | NO RESOURCE | PHOTOVOLTAIC | SUN |  | 2022-07-20 04:00 | Central Maine Power Company | wells | ME | SME | ME |  | 4.752 | 0 | 3.468
73230 | SM_QF ANITABEKENSTN ID2370024 |  | NO RESOURCE | PHOTOVOLTAIC | SUN |  | 2022-07-20 04:00 | NSTAR Electric Company | Wayland | MA | BOSTON | NEMA |  | 0.08 | 0 | 0.024
73231 | SM_QF 73R OAKLAND ST ID2378489 |  | NO RESOURCE | PHOTOVOLTAIC | SUN |  | 2022-07-20 04:00 | NSTAR Electric Company | Medway | MA | RI | SEMA |  | 0.23 | 0 | 0.117
73232 | NM VS CANTON ID2093030 |  | NO RESOURCE | PHOTOVOLTAIC | SUN |  | 2022-07-20 04:00 | NSTAR Electric Company | Canton | MA | SEMA | SEMA |  | 0.99 | 0 | 0.432
73233 | NM MASSDOT ID2171656 |  | NO RESOURCE | PHOTOVOLTAIC | SUN |  | 2022-07-20 04:00 | NSTAR Electric Company | Hopinton | MA | RI | SEMA |  | 0.433 | 0 | 0.224
73234 | ST. JOSEPH SOLAR 1 |  | NO RESOURCE | PHOTOVOLTAIC | SUN |  | 2023-03-17 04:00 | Green Development, LLC | West Greenwich | RI | RI | RI | 67116 | 12 | 0 | 5.22
73235 | ST. JOSEPH SOLAR 2 |  | NO RESOURCE | PHOTOVOLTAIC | SUN |  | 2023-03-17 04:00 | Green Development, LLC | West Greenwich | RI | RI | RI | 67116 | 12 | 0 | 5.067
73236 | KEARSARGE SMITHFIELD PV | 44213 | Kearsarge Smithfield | PHOTOVOLTAIC | SUN |  | 2023-05-11 04:00 | Galt Power Inc. | SMITHFIELD | RI | RI | RI | 65949 | 10.4 | 0 | 2.388
73242 | SYNCARPHA CARVER CSF_GEN | 44446 | Syncarpha Carver - Battery | ENERGY STORAGE NON-PUMP | BAT |  | 2025-07-29 04:00 | Marie's Way Solar I, LLC | Carver | MA | SEMA | SEMA |  | 4.464 | 3.333 | 1.763
73250 | STANDARD LAWSBROOK CSF_GEN | 44646 | Lawsbrook | ENERGY STORAGE NON-PUMP | BAT |  | 2023-05-24 04:00 | Tyr Energy, LLC | ACTON | MA | BOSTON | NEMA |  | 3.04 | 1.9 | 1.479
73257 | STURGEON SOLAR GRAY LLC |  | NO RESOURCE | PHOTOVOLTAIC | SUN |  | 2022-07-26 04:00 | Central Maine Power Company | Gray | ME | SME | ME |  | 4.915 | 0 | 2.087
73260 | MADISON SOLAR ONE LLC |  | NO RESOURCE | PHOTOVOLTAIC | SUN |  | 2022-08-03 04:00 | Central Maine Power Company | MADISON | ME | ME | ME |  | 4.999 | 0 | 3.513
73267 | NEXAMP SOLAR_RUMFORD |  | NO RESOURCE | PHOTOVOLTAIC | SUN |  | 2022-09-19 04:00 | Central Maine Power Company | Rumford | ME | ME | ME |  | 4.99 | 0 | 3.455
73269 | INFEWSION LLC0A288972RE |  | NO RESOURCE | PHOTOVOLTAIC | SUN |  | 2022-07-29 04:00 | The Narragansett Electric Company | WARWICK | RI | RI | RI |  | 0.072 | 0 | 0.03
73273 | NM REDP BURGESSSOLAR ID2054376 |  | NO RESOURCE | PHOTOVOLTAIC | SUN |  | 2022-07-27 04:00 | NSTAR Electric Company | Plymouth | MA | SEMA | SEMA |  | 0.5 | 0 | 0.276
73274 | SM_QF LUMINOUSSOLAR ID4621310 |  | NO RESOURCE | PHOTOVOLTAIC | SUN |  | 2022-07-27 04:00 | NSTAR Electric Company | Truro | MA | SEMA | SEMA |  | 0.063 | 0 | 0.039
73275 | SM_NM ROMCATHBISHFAL ID2394463 |  | NO RESOURCE | PHOTOVOLTAIC | SUN |  | 2022-07-27 04:00 | NSTAR Electric Company | New Bedford | MA | SEMA | SEMA |  | 0.133 | 0 | 0.053
73276 | SM_NM STFRANXAVSCH ID2394461 |  | NO RESOURCE | PHOTOVOLTAIC | SUN |  | 2022-07-27 04:00 | NSTAR Electric Company | Acushnet | MA | SEMA | SEMA |  | 0.1 | 0 | 0.048
73277 | SM_AOBC DARTBLDGSUP ID4581517 |  | NO RESOURCE | PHOTOVOLTAIC | SUN |  | 2022-07-27 04:00 | NSTAR Electric Company | Dartmouth | MA | SEMA | SEMA |  | 0.2 | 0 | 0.096
73278 | BONNY EAGLE RENEWABLE CSF_GEN | 44335 | Bonny Eagle Renewable BES | ENERGY STORAGE NON-PUMP | BAT |  | 2023-04-20 04:00 | Brookfield White Pine Hydro LLC | HOLLIS CENTER | ME | SME | ME | 1482 | 7.9996 | 8 | 8
73279 | EXETER RENEWABLES |  | NO RESOURCE | PHOTOVOLTAIC | SUN |  | 2025-10-07 04:00 | AES Renewable Holdings, LLC | Exeter | RI | RI | RI | 67417 | 10.0346 |  | 4.602
73282 | NORTHEAST RELIABILITY CENTER | 38692 | Northeast Reliability Center | GAS TURBINE | NG | DFO | 2024-06-29 04:00 | Massachusetts Municipal Wholesale Electric Company | PEABODY | MA | BOSTON | NEMA | 63559 | 63.75 | 65.173 | 57.967
73285 | CF WATERFORD LLC |  | NO RESOURCE | PHOTOVOLTAIC | SUN |  | 2023-08-18 04:00 | SYSO Inc. | Waterford | CT | CT | CT |  | 15.36 | 0.006 | 8.725
73286 | RUMFORD RENEWABLE CSF_GEN | 44331 | Rumford Renewable BES | ENERGY STORAGE NON-PUMP | BAT |  | 2023-05-05 04:00 | Brookfield Renewable Trading And Marketing LP | RUMFORD | ME | ME | ME | 10493 | 7.9996 | 7.951 | 7.951
73290 | BERLIN RENEWABLE CSF_GEN | 44330 | Berlin Renewable BES | ENERGY STORAGE NON-PUMP | BAT |  | 2023-12-19 05:00 | Brookfield Renewable Trading And Marketing LP | BERLIN | NH | NH | NH | 54639 | 14.3261 | 13.785 | 13.785
73323 | NM ASHLANDTOWN ID2197716 |  | NO RESOURCE | PHOTOVOLTAIC | SUN |  | 2022-08-03 04:00 | NSTAR Electric Company | Ashland | MA | BOSTON | NEMA |  | 0.728 | 0 | 0.381
73324 | NM BOSTONHSGAUTH ID2274149 |  | NO RESOURCE | PHOTOVOLTAIC | SUN |  | 2022-08-03 04:00 | NSTAR Electric Company | Woburn | MA | BOSTON | NEMA |  | 0.18 | 0 | 0.096
73325 | NM GESMEGA15BEDFORD ID2127134 |  | NO RESOURCE | PHOTOVOLTAIC | SUN |  | 2022-08-03 04:00 | NSTAR Electric Company | Bedford | MA | BOSTON | NEMA |  | 0.324 | 0 | 0.145
73326 | NM POUTROCK ID2133577 |  | NO RESOURCE | PHOTOVOLTAIC | SUN |  | 2022-08-03 04:00 | NSTAR Electric Company | Ashland | MA | BOSTON | NEMA |  | 0.756 | 0 | 0.351
73327 | NM ACTONSELFSTG ID2261525 |  | NO RESOURCE | PHOTOVOLTAIC | SUN |  | 2022-08-03 04:00 | NSTAR Electric Company | Acton | MA | BOSTON | NEMA |  | 0.143 | 0 | 0.059
73329 | ADMIRAL PACKAGING INC02908NM |  | NO RESOURCE | PHOTOVOLTAIC | SUN |  | 2022-09-07 04:00 | The Narragansett Electric Company | PROVIDENCE | RI | RI | RI |  | 0.133 | 0 | 0
73330 | CITY OF SOUTH PORTLAND |  | NO RESOURCE | PHOTOVOLTAIC | SUN |  | 2022-08-04 04:00 | Central Maine Power Company | SOUTH PORTLAND | ME | SME | ME |  | 2.5 | 0 | 1.387
73331 | NOREEN DREXEL0285335.53NM |  | NO RESOURCE | PHOTOVOLTAIC | SUN |  | 2022-08-12 04:00 | The Narragansett Electric Company | JAMESTOWN | RI | RI | RI |  | 0.036 | 0 | 0.007
73333 | PROTECH AUTOMOTIVE0291950NM |  | NO RESOURCE | PHOTOVOLTAIC | SUN |  | 2022-09-07 04:00 | The Narragansett Electric Company | JOHNSTON | RI | RI | RI |  | 0.05 | 0 | 0.017
73334 | NM STONEGATEEAST ID2227941 |  | NO RESOURCE | PHOTOVOLTAIC | SUN |  | 2022-08-10 04:00 | NSTAR Electric Company | Framingham | MA | BOSTON | NEMA |  | 0.96 | 0 | 0.437
73336 | NM GES MEGA14BOSTON1 ID2126921 |  | NO RESOURCE | PHOTOVOLTAIC | SUN |  | 2022-08-10 04:00 | NSTAR Electric Company | Boston | MA | BOSTON | NEMA |  | 0.168 | 0 | 0.099
73337 | NM GES MEGA14BOSTON2 ID2126922 |  | NO RESOURCE | PHOTOVOLTAIC | SUN |  | 2022-08-10 04:00 | NSTAR Electric Company | Boston | MA | BOSTON | NEMA |  | 0.264 | 0 | 0.155
73338 | NM GES MEGA14WOBURN3 ID2126828 |  | NO RESOURCE | PHOTOVOLTAIC | SUN |  | 2022-08-10 04:00 | NSTAR Electric Company | Woburn | MA | BOSTON | NEMA |  | 0.12 | 0 | 0.066
73350 | NM MASHPEECOMMONS ID2095832 |  | NO RESOURCE | PHOTOVOLTAIC | SUN |  | 2022-08-17 04:00 | NSTAR Electric Company | Mashpee | MA | SEMA | SEMA |  | 0.264 | 0 | 0.13
73352 | NM TWNBURLINGTNSCH ID2123809 |  | NO RESOURCE | PHOTOVOLTAIC | SUN |  | 2022-08-17 04:00 | NSTAR Electric Company | Burlington | MA | BOSTON | NEMA |  | 0.672 | 0 | 0.258
73353 | NM TIBASOLAR ID2272442 |  | NO RESOURCE | PHOTOVOLTAIC | SUN |  | 2022-08-17 04:00 | NSTAR Electric Company | Watertown | MA | BOSTON | NEMA |  | 0.167 | 0 | 0.07
73354 | NM CITYOFSOMERVILLE1 ID2235692 |  | NO RESOURCE | PHOTOVOLTAIC | SUN |  | 2022-08-17 04:00 | NSTAR Electric Company | Somerville | MA | BOSTON | NEMA |  | 0.133 | 0 | 0.048
73355 | NM TOWNOFBELLINGHAM1 ID2068158 |  | NO RESOURCE | PHOTOVOLTAIC | SUN |  | 2022-08-17 04:00 | NSTAR Electric Company | Bellingham | MA | RI | SEMA |  | 0.499 | 0 | 0.201
73356 | NM TOWNOFBELLINGHAM2 ID2164625 |  | NO RESOURCE | PHOTOVOLTAIC | SUN |  | 2022-08-17 04:00 | NSTAR Electric Company | Bellingham | MA | RI | SEMA |  | 0.498 | 0 | 0.188
73357 | NM CITYOFSOMERVILLE2 ID2217046 |  | NO RESOURCE | PHOTOVOLTAIC | SUN |  | 2022-08-17 04:00 | NSTAR Electric Company | Chelsea | MA | BOSTON | NEMA |  | 0.996 | 0 | 0.514
73358 | NM REDP BIGGEORGESOL ID2054256 |  | NO RESOURCE | PHOTOVOLTAIC | SUN |  | 2022-08-17 04:00 | NSTAR Electric Company | Plymouth | MA | SEMA | SEMA |  | 1 | 0 | 0.445
73360 | OSD PALMER CIR02832816RE |  | NO RESOURCE | PHOTOVOLTAIC | SUN |  | 2022-08-24 04:00 | The Narragansett Electric Company | HOPE VALLEY | RI | RI | RI |  | 0.819 | 0 | 0.412
73362 | JAYABA INC0286139.690NM |  | NO RESOURCE | PHOTOVOLTAIC | SUN |  | 2022-08-22 04:00 | The Narragansett Electric Company | PAWTUCKET | RI | RI | RI |  | 0.039 | 0 | 0.018
73363 | NM_KEARSARGE MILLERS FALLS LLC |  | NO RESOURCE | PHOTOVOLTAIC | SUN |  | 2022-08-31 04:00 | NSTAR Electric Company | MILLERS FALLS | MA | WMA | WCMA |  | 0.8 | 0 | 0.246
73364 | NM_KEARSARGE LUDLOW, LLC |  | NO RESOURCE | PHOTOVOLTAIC | SUN |  | 2023-02-03 05:00 | NSTAR Electric Company | LUDLOW | MA | WMA | WCMA |  | 3.3 | 0 | 1.921
73365 | NM_KEARSARGE SOLAR, LLC |  | NO RESOURCE | PHOTOVOLTAIC | SUN |  | 2022-08-31 04:00 | NSTAR Electric Company | PITTSFIELD | MA | WMA | WCMA |  | 1.38 | 0 | 0.731
73366 | NM_KEARSARGE WINDSOR, LLC |  | NO RESOURCE | PHOTOVOLTAIC | SUN |  | 2022-08-31 04:00 | NSTAR Electric Company | WINDSOR | MA | WMA | WCMA |  | 0.999 | 0 | 0.595
73383 | SM_NM 7COUNTRYWAY ESMAEX-00145 |  | NO RESOURCE | PHOTOVOLTAIC | SUN |  | 2022-08-24 04:00 | NSTAR Electric Company | Hopkinton | MA | RI | SEMA |  | 0.25 | 0 | 0.138
73384 | SM_QF WOODLANDOPER ID2184406 |  | NO RESOURCE | PHOTOVOLTAIC | SUN |  | 2022-08-24 04:00 | NSTAR Electric Company | Newton | MA | BOSTON | NEMA |  | 0.48 | 0 | 0.235
73385 | SM_QF ACTONWTRSOLPTR ID2271183 | 45131 | Lawsbrook PV | PHOTOVOLTAIC | SUN |  | 2022-08-24 04:00 | NSTAR Electric Company | Acton | MA | BOSTON | NEMA |  | 3.04 | 0 | 1.932
73386 | SM_QF PARSONSSACHER ID5174138 |  | NO RESOURCE | PHOTOVOLTAIC | SUN |  | 2022-08-24 04:00 | NSTAR Electric Company | Ashland | MA | BOSTON | NEMA |  | 0.2 | 0 | 0.102
73387 | SM_QF WNATICKFUNDIII ID2397836 |  | NO RESOURCE | PHOTOVOLTAIC | SUN |  | 2022-08-24 04:00 | NSTAR Electric Company | Natick | MA | BOSTON | NEMA |  | 0.39 | 0 | 0.181
73388 | SM_QF 554BPRLLC ID2403835 |  | NO RESOURCE | PHOTOVOLTAIC | SUN |  | 2022-08-24 04:00 | NSTAR Electric Company | Sudbury | MA | BOSTON | NEMA |  | 0.2 | 0 | 0.089
73389 | SM_QF WPCLEANENGNDHM ID5693201 |  | NO RESOURCE | PHOTOVOLTAIC | SUN |  | 2022-08-24 04:00 | NSTAR Electric Company | Needham | MA | BOSTON | NEMA |  | 0.25 | 0.004 | 0.176
73399 | SM_QF HI MA SOLAR |  | NO RESOURCE | PHOTOVOLTAIC | SUN |  | 2022-08-31 04:00 | NSTAR Electric Company | HINSDALE | MA | WMA | WCMA |  | 3 | 0 | 1.784
73400 | SM_AOBC GTR GREENFIELD SOLAR |  | NO RESOURCE | PHOTOVOLTAIC | SUN |  | 2022-08-31 04:00 | NSTAR Electric Company | GREENFIELD | MA | WMA | WCMA |  | 1.2 | 0 | 0.599
73401 | SM_AOBC GRANVILLE SOLAR | 44711 | 0051 - Granville - PV | PHOTOVOLTAIC | SUN |  | 2022-08-31 04:00 | SYSO Inc. | GRANVILLE | MA | WMA | WCMA |  | 4.5 | 0 | 2.837
73402 | SM_AOBC CATAMOUNT STOR SOLAR |  | NO RESOURCE | PHOTOVOLTAIC | SUN |  | 2022-08-31 04:00 | NSTAR Electric Company | SHELBURNE FALLS | MA | WMA | WCMA |  | 0.25 | 0 | 0.084
73403 | SM_QF SAFARIENERGYMA ID2250080 |  | NO RESOURCE | PHOTOVOLTAIC | SUN |  | 2022-08-31 04:00 | NSTAR Electric Company | Canton | MA | SEMA | SEMA |  | 0.964 | 0 | 0.461
73404 | SM_QF WALTHAMXING ID2350448 |  | NO RESOURCE | PHOTOVOLTAIC | SUN |  | 2022-08-31 04:00 | NSTAR Electric Company | Waltham | MA | BOSTON | NEMA |  | 0.133 | 0 | 0.052
73405 | SM_QF ECASEMA960TPK ID2304052 |  | NO RESOURCE | PHOTOVOLTAIC | SUN |  | 2022-08-31 04:00 | NSTAR Electric Company | Canton | MA | SEMA | SEMA |  | 0.467 | 0 | 0.23
73406 | SM_QF ECANEMACLINTON ID2358332 |  | NO RESOURCE | PHOTOVOLTAIC | SUN |  | 2022-08-31 04:00 | NSTAR Electric Company | Framingham | MA | BOSTON | NEMA |  | 0.18 | 0 | 0.089
73407 | SM_QF JANUSSOLARFUND ID2313793 |  | NO RESOURCE | PHOTOVOLTAIC | SUN |  | 2022-08-31 04:00 | NSTAR Electric Company | Boston | MA | BOSTON | NEMA |  | 0.25 | 0 | 0.135
73408 | SM_AOBC PHYTOMAYNARD ID4614920 |  | NO RESOURCE | PHOTOVOLTAIC | SUN |  | 2022-08-31 04:00 | NSTAR Electric Company | Maynard | MA | BOSTON | NEMA |  | 0.086 | 0.001 | 0.043
73409 | SM_QF FREEMANSWAYSOL ID2347755 |  | NO RESOURCE | PHOTOVOLTAIC | HSB |  | 2022-08-31 04:00 | NSTAR Electric Company | Brewster | MA | SEMA | SEMA |  | 1.49 | 0.042 | 0.414
73410 | FRYEBURG SOLAR LLC |  | NO RESOURCE | PHOTOVOLTAIC | SUN |  | 2023-01-24 05:00 | Central Maine Power Company | Fryeburg | ME | ME | ME |  | 4.875 | 0 | 3.14
73413 | ASTRUM02891SOLAR200RE |  | NO RESOURCE | PHOTOVOLTAIC | SUN |  | 2022-09-06 04:00 | The Narragansett Electric Company | WESTERLY | RI | RI | RI |  | 0.2 | 0 | 0.116
73415 | DIAMONDSOLAR02864164NM |  | NO RESOURCE | PHOTOVOLTAIC | SUN |  | 2022-09-08 04:00 | The Narragansett Electric Company | CUMBERLAND | RI | RI | RI |  | 0.164 | 0 | 0.023
73416 | NORTHFOR4SEASONS0291436RE |  | NO RESOURCE | PHOTOVOLTAIC | SUN |  | 2022-09-08 04:00 | The Narragansett Electric Company | EAST PROVIDENCE | RI | RI | RI |  | 0.036 | 0 | 0.015
73418 | ELMWOOD02914SOLAR66.6NM |  | NO RESOURCE | PHOTOVOLTAIC | SUN |  | 2022-09-09 04:00 | The Narragansett Electric Company | EAST PROVIDENCE | RI | RI | RI |  | 0.067 | 0 | 0
73419 | BETHEL LANDFILL PV | 44602 | 0711 - Bethel Landfill - PV | PHOTOVOLTAIC | SUN |  | 2022-09-15 04:00 | SYSO Inc. | BETHEL | CT | SWCT | CT |  | 0.75 | 0 | 0.333
73425 | BERKLEYBUSINESSCTR02864499.5NM |  | NO RESOURCE | PHOTOVOLTAIC | SUN |  | 2022-09-16 04:00 | The Narragansett Electric Company | CUMBERLAND | RI | RI | RI |  | 0.5 | 0 | 0
73426 | NORTHKINGSTOWNLLC028521900RE |  | NO RESOURCE | PHOTOVOLTAIC | SUN |  | 2022-09-19 04:00 | The Narragansett Electric Company | NORTH KINGSTOWN | RI | RI | RI |  | 1.9 | 0 | 1.111
73427 | SHEPARD01843SOLAR600NM |  | NO RESOURCE | PHOTOVOLTAIC | SUN |  | 2022-09-16 04:00 | Massachusetts Electric Company | LAWRENCE | MA | CMA/NEMA | WCMA |  | 0.6 | 0 | 0.327
73435 | UNICORN02359SOLAR400SMQF |  | NO RESOURCE | PHOTOVOLTAIC | SUN |  | 2022-09-20 04:00 | Massachusetts Electric Company | PEMBROKE | MA | SEMA | SEMA |  | 0.4 | 0 | 0
73436 | ECOGYENERGY02895199.8RE |  | NO RESOURCE | PHOTOVOLTAIC | SUN |  | 2022-12-29 05:00 | The Narragansett Electric Company | WOONSOCKET | RI | RI | RI |  | 0.2 | 0 | 0.107
73437 | PS02368SOLAR199.8SMQF |  | NO RESOURCE | PHOTOVOLTAIC | SUN |  | 2022-09-22 04:00 | Massachusetts Electric Company | RANDOLPH | MA | SEMA | SEMA |  | 0.2 | 0 | 0.094
73442 | HOPEVLLYFIRE0283234.2NM |  | NO RESOURCE | PHOTOVOLTAIC | SUN |  | 2022-09-27 04:00 | The Narragansett Electric Company | HOPE VALLEY | RI | RI | RI |  | 0.034 | 0 | 0.009
73444 | SCS HARPSWELL_BRUNSWICK |  | NO RESOURCE | PHOTOVOLTAIC | SUN |  | 2022-10-18 04:00 | Central Maine Power Company | BRUNSWICK | ME | ME | ME |  | 4.999 | 0 | 2.74
73448 | PARTICA01096SOLAR4950AOBC |  | NO RESOURCE | PHOTOVOLTAIC | HSB |  | 2022-09-29 04:00 | Massachusetts Electric Company | WILLIAMSBURG | MA | WMA | WCMA |  | 4.95 | 0.175 | 3.34
73449 | SM_AOBC_CARVAL_AMHERST SOLAR | 44363 | 0462 - Amherst - PV+BESS | ENERGY STORAGE NON-PUMP | HSB |  | 2023-06-23 04:00 | SYSO Inc. | AMHERST | MA | WMA | WCMA |  | 2.5 | 2.299 | 2.042
73451 | BROOKS01824NG600CHP |  | NO RESOURCE | GAS TURBINE | NG |  | 2022-10-05 04:00 | Massachusetts Electric Company | CHELMSFORD | MA | CMA/NEMA | WCMA |  | 0.6 | 0.083 | 0.003
73452 | SM_AOBC SUNRISE WING ID2301808 | 44488 | CVE Wing Lane PV | PHOTOVOLTAIC | SUN |  | 2022-10-06 04:00 | Genbright, LLC | Acushnet | MA | SEMA | SEMA |  | 3.481 | 0 | 1.179
73457 | ESS02169SOLAR100QF |  | NO RESOURCE | PHOTOVOLTAIC | SUN |  | 2022-10-13 04:00 | Massachusetts Electric Company | QUINCY | MA | SEMA | SEMA |  | 0.1 | 0 | 0.015
73459 | SM_AOBC VENTURADR ID2305925 | 44724 | C_35 Ventura | ENERGY STORAGE NON-PUMP | HSB |  | 2023-05-18 04:00 | Enel X North America, Inc. | DARTMOUTH | MA | SEMA | SEMA |  | 0.999 | 0.965 | 0.963
73463 | DARLING'S |  | NO RESOURCE | PHOTOVOLTAIC | SUN |  | 2022-10-21 04:00 | Versant Power | BREWER | ME | BHE | ME |  | 0.987 | 0 | 0.538
73465 | ESS01952SOLAR246.5QF |  | NO RESOURCE | PHOTOVOLTAIC | SUN |  | 2022-10-25 04:00 | Massachusetts Electric Company | SALISBURY | MA | BOSTON | NEMA |  | 0.247 | 0 | 0
73466 | POC, LLC |  | NO RESOURCE | PHOTOVOLTAIC | SUN |  | 2022-10-25 04:00 | Versant Power | MILLINOCKET | ME | BHE | ME |  | 0.135 | 0 | 0.057
73467 | STGOBAIN01606NG4900CHP |  | NO RESOURCE | GAS TURBINE | NG |  | 2022-10-26 04:00 | Massachusetts Electric Company | WORCESTER | MA | CMA/NEMA | WCMA |  | 4.9 | 0.23 | 4.9
73468 | SYNCARPHA01527SOLAR4980AOBC | 41097 | Syncarpha Millbury - Solar | PHOTOVOLTAIC | SUN |  | 2022-10-26 04:00 | Massachusetts Electric Company | MILLBURY | MA | CMA/NEMA | WCMA |  | 4.98 | 0 | 2.902
73470 | CORINTH MAIN STREET SOLAR LLC |  | NO RESOURCE | PHOTOVOLTAIC | SUN |  | 2022-10-28 04:00 | Versant Power | CORINTH | ME | BHE | ME |  | 4.999 | 0 | 3.714
73487 | JB BROWN SAUNDERS WAY |  | NO RESOURCE | PHOTOVOLTAIC | SUN |  | 2022-12-29 05:00 | Central Maine Power Company | Westbrook | ME | SME | ME |  | 0.76 | 0 | 0.402
73492 | DEWITT SOLAR, LLC | 44478 | Syncarpha Dewitt - Solar | PHOTOVOLTAIC | SUN |  | 2022-11-02 04:00 | Versant Power | Old Town | ME | BHE | ME |  | 4.5 | 0 | 2.535
73495 | SM_AOBC_2322598_BLACKSMITH RD | 44601 | 0008 - Blacksmith - PV+BESS | ENERGY STORAGE NON-PUMP | HSB |  | 2023-06-23 04:00 | Nexamp Markets, LLC | EAST FALMOUTH | MA | SEMA | SEMA |  | 4.95 | 4.199 | 4.318
73496 | SM_AOBC_CARVAL_HUXLEY SOLAR | 40933 | 0462 - Huxley - PV+BESS | ENERGY STORAGE NON-PUMP | HSB |  | 2023-06-23 04:00 | SYSO Inc. | LUDLOW | MA | WMA | WCMA |  | 4.998 | 4.88 | 4.768
73505 | BOSTONSOLAR02871200RE |  | NO RESOURCE | PHOTOVOLTAIC | SUN |  | 2022-11-17 05:00 | The Narragansett Electric Company | PORTSMOUTH | RI | SEMA | RI |  | 0.2 | 0 | 0.092
73507 | SYNCARPHA01473SOLAR4980AOBC | 41006 | Syncarpha Westminster - Solar | PHOTOVOLTAIC | SUN |  | 2022-11-18 05:00 | Massachusetts Electric Company | WESTMINSTER | MA | WMA | WCMA |  | 4.98 | 0 | 1.911
73511 | PHILLIPS01810NG130CHP |  | NO RESOURCE | GAS TURBINE | NG |  | 2022-11-21 05:00 | Massachusetts Electric Company | ANDOVER | MA | BOSTON | NEMA |  | 0.13 | 0 | 0.13
73519 | SM_QF GSPPNSABRIGHTN ID2367836 |  | NO RESOURCE | PHOTOVOLTAIC | SUN |  | 2022-11-28 05:00 | NSTAR Electric Company | Brighton | MA | BOSTON | NEMA |  | 0.456 | 0 | 0.266
73520 | SM_QF SWPREALTYCORP ID2357591 |  | NO RESOURCE | PHOTOVOLTAIC | SUN |  | 2022-11-28 05:00 | NSTAR Electric Company | Stoneham | MA | BOSTON | NEMA |  | 0.072 | 0 | 0.033
73521 | SM_QF GSPPMEADOWRD ID2258582 |  | NO RESOURCE | PHOTOVOLTAIC | SUN |  | 2022-11-28 05:00 | NSTAR Electric Company | Hyde Park | MA | BOSTON | NEMA |  | 0.986 | 0 | 0.574
73522 | SM_QF ECA SOLAR ID2288242 |  | NO RESOURCE | PHOTOVOLTAIC | SUN |  | 2022-11-28 05:00 | NSTAR Electric Company | Sharon | MA | SEMA | SEMA |  | 0.496 | 0 | 0.25
73523 | SM_QF ECOPLMBGHTGSUP ID2352639 |  | NO RESOURCE | PHOTOVOLTAIC | SUN |  | 2022-11-28 05:00 | NSTAR Electric Company | Dorchester | MA | BOSTON | NEMA |  | 0.2 | 0 | 0.118
73529 | CEDAR02038SOLAR905.8SMQF |  | NO RESOURCE | PHOTOVOLTAIC | SUN |  | 2022-11-28 05:00 | Massachusetts Electric Company | FRANKLIN | MA | RI | SEMA |  | 0.906 | 0 | 0.453
73530 | PEARL02301SOLAR199.8SMQF |  | NO RESOURCE | PHOTOVOLTAIC | SUN |  | 2022-11-28 05:00 | Massachusetts Electric Company | BROCKTON | MA | SEMA | SEMA |  | 0.199 | 0 | 0.078
73531 | AUBUCHON01473SOLAR500NM |  | NO RESOURCE | PHOTOVOLTAIC | SUN |  | 2022-11-29 05:00 | Massachusetts Electric Company | WESTMINSTER | MA | WMA | WCMA |  | 0.5 | 0 | 0.246
73536 | ABRAVAWAY028652900NM |  | NO RESOURCE | PHOTOVOLTAIC | SUN |  | 2022-12-05 05:00 | The Narragansett Electric Company | Lincoln | RI | RI | RI |  | 2.9 | 0 | 1.449
73537 | NGBIRCH02072SOLAR250SMQF | 44618 | 0789 - 1490 Central - PV+BESS | ENERGY STORAGE NON-PUMP | HSB |  | 2023-06-28 04:00 | SYSO Inc. | STOUGHTON | MA | SEMA | SEMA |  | 0.25 | 0.177 | 0.177
73538 | SHEFF01257SOLAR2125AOBC |  | NO RESOURCE | PHOTOVOLTAIC | HSB |  | 2022-12-05 05:00 | Massachusetts Electric Company | SHEFFIELD | MA | WMA | WCMA |  | 2.125 | 0 | 1.17
73539 | PLEASANT02379SOLAR150AOBC |  | NO RESOURCE | PHOTOVOLTAIC | SUN |  | 2022-12-06 05:00 | Massachusetts Electric Company | WEST BRIDGEWATER | MA | SEMA | SEMA |  | 0.15 | 0 | 0.061
73541 | ROBIN HOLLOW SOLAR | 45192 | Robin Hollow Solar 1 | PHOTOVOLTAIC | SUN |  | 2024-01-12 05:00 | Galt Power Inc. | W GREENWICH | RI | RI | RI | 66855 | 40.6186 | 0 | 22.225
73543 | AGILITAS ROCHESTER CSF_GEN | 44611 | Old Middleboro Road Solar, LLC | ENERGY STORAGE NON-PUMP | HSB |  | 2023-08-11 04:00 | Old Middleboro Road Solar, LLC | ROCHESTER | MA | SEMA | SEMA | 64759 | 6.384 | 3.414 | 3.414
73548 | PARKVIEWEXCHANGEBLDG30286133RE |  | NO RESOURCE | PHOTOVOLTAIC | SUN |  | 2022-12-07 05:00 | The Narragansett Electric Company | PAWTUCKET | RI | RI | RI |  | 0.033 | 0 | 0.02
73549 | NORTHERNFRST40291450RE |  | NO RESOURCE | PHOTOVOLTAIC | SUN |  | 2022-12-07 05:00 | The Narragansett Electric Company | EAST PROVIDENCE | RI | RI | RI |  | 0.05 | 0 | 0.02
73550 | STAFFORD01603SOLAR250AOBC |  | NO RESOURCE | PHOTOVOLTAIC | SUN |  | 2022-12-08 05:00 | Massachusetts Electric Company | WORCESTER | MA | WMA | WCMA |  | 0.25 | 0 | 0.166
73556 | NORTHERN4SEASON0291460RE |  | NO RESOURCE | PHOTOVOLTAIC | SUN |  | 2022-12-14 05:00 | The Narragansett Electric Company | EAST PROVIDENCE | RI | RI | RI |  | 0.06 | 0 | 0.032
73557 | KENNEBUNK SAVINGS BANK |  | NO RESOURCE | PHOTOVOLTAIC | SUN |  | 2023-02-16 05:00 | Central Maine Power Company | Wells | ME | SME | ME |  | 0.1 | 0 | 0.058
73558 | SOMER01036SOLAR3875AOBC | 41406 | Rear Somers PV | ENERGY STORAGE NON-PUMP | HSB |  | 2022-12-01 05:00 | Enel X North America, Inc. | HAMPDEN | MA | WMA | WCMA |  | 3.875 | 2.262 | 2.871
73566 | STURGEON QUARRY SOLAR LLC |  | NO RESOURCE | PHOTOVOLTAIC | SUN |  | 2023-02-27 05:00 | Central Maine Power Company | NORTH BERWICK | ME | SME | ME |  | 4.999 | 0.001 | 3.844
73567 | WYMAN HILL SOLAR |  | NO RESOURCE | PHOTOVOLTAIC | SUN |  | 2023-01-06 05:00 | Central Maine Power Company | RUmford | ME | ME | ME |  | 3.984 | 0 | 1.989
73569 | HEP BAREFOOT SPV |  | NO RESOURCE | PHOTOVOLTAIC | SUN |  | 2023-03-06 05:00 | Central Maine Power Company | FAIRFIELD | ME | ME | ME |  | 4.32 | 0 | 2.313
73570 | CARPENTER01507SOLAR3500AOBC |  | NO RESOURCE | PHOTOVOLTAIC | SUN |  | 2022-12-19 05:00 | Massachusetts Electric Company | CHARLTON | MA | WMA | WCMA |  | 3.5 | 0.001 | 2.085
73572 | BAYCOAST02871374NM |  | NO RESOURCE | PHOTOVOLTAIC | SUN |  | 2022-12-20 05:00 | The Narragansett Electric Company | PORTSMOUTH | RI | SEMA | RI |  | 0.037 | 0 | 0.004
73573 | ADAMS01220SOLAR4998QF | 40925 | ENA Grove St PV | PHOTOVOLTAIC | SUN |  | 2022-12-22 05:00 | Massachusetts Electric Company | ADAMS | MA | WMA | WCMA |  | 4.998 | 0.505 | 1.77
73574 | RT 3 CHINA SOLAR |  | NO RESOURCE | PHOTOVOLTAIC | SUN |  | 2022-12-22 05:00 | Central Maine Power Company | CHINA | ME | ME | ME |  | 4.478 | 0 | 2.85
73580 | ECONOXABSALONA02814840RE |  | NO RESOURCE | PHOTOVOLTAIC | SUN |  | 2022-12-28 05:00 | The Narragansett Electric Company | CHEPACHET | RI | RI | RI |  | 0.84 | 0 | 0.37
73581 | ASTRUM02359SOLAR3200AOBC |  | NO RESOURCE | PHOTOVOLTAIC | HSB |  | 2022-12-28 05:00 | Massachusetts Electric Company | PEMBROKE | MA | SEMA | SEMA |  | 3.2 | 0 | 0.733
73582 | AYER01432SOLAR750AOBC? |  | NO RESOURCE | PHOTOVOLTAIC | SUN |  | 2022-12-29 05:00 | Massachusetts Electric Company | AYER | MA | CMA/NEMA | WCMA |  | 0.75 | 0 | 0.419
73584 | KEASERGSOLARLLC028714999NM | 44211 | Kearsarge Portsmouth | PHOTOVOLTAIC | SUN |  | 2023-01-13 05:00 | The Narragansett Electric Company | PORTSMOUTH | RI | SEMA | RI |  | 4.999 | 0 | 3.089
73586 | SNOW POND SOLAR |  | NO RESOURCE | PHOTOVOLTAIC | SUN |  | 2023-01-06 05:00 | Central Maine Power Company | Sidney | ME | ME | ME |  | 0.25 | 0 | 0.084
73590 | CRANSTONCTRYCLUB029211148NM |  | NO RESOURCE | PHOTOVOLTAIC | SUN |  | 2023-01-17 05:00 | The Narragansett Electric Company | CRANSTON | RI | RI | RI |  | 0.114 | 0 | 0
73592 | MIDDLESEX SOLAR |  | NO RESOURCE | PHOTOVOLTAIC | SUN |  | 2023-02-09 05:00 | Central Maine Power Company | TOPSHAM | ME | ME | ME |  | 4.99 | 0 | 2.769
73593 | GORHAM SOLAR LLC |  | NO RESOURCE | PHOTOVOLTAIC | SUN |  | 2023-02-17 05:00 | Central Maine Power Company | Gorham | ME | SME | ME |  | 4.99 | 0 | 3.889
73594 | WOONSOCKETIND02895200RE |  | NO RESOURCE | PHOTOVOLTAIC | SUN |  | 2023-01-20 05:00 | The Narragansett Electric Company | WOONSOCKET | RI | RI | RI |  | 0.2 | 0 | 0.097
73595 | SM_AOBC_ENGIE_LANESBOROUGH | 44343 | Partridge Road (PV) | PHOTOVOLTAIC | SUN |  | 2023-01-25 05:00 | Genbright, LLC | LANESBOROUGH | MA | WMA | WCMA |  | 4.99 | 0.446 | 3.114
73597 | ECONOXGROUPPUTNAM02814200RE |  | NO RESOURCE | PHOTOVOLTAIC | SUN |  | 2023-01-23 05:00 | The Narragansett Electric Company | HARMONY | RI | RI | RI |  | 0.2 | 0 | 0.072
73598 | NORWAY HYDRO_KEI |  | NO RESOURCE | HYDRO: RUN OF RIVER | WAT |  | 2023-03-08 05:00 | Central Maine Power Company | Norway | ME | ME | ME |  | 0.35 | 0 | 0.35
73599 | SACCUCCIHONDA02842143NM |  | NO RESOURCE | PHOTOVOLTAIC | SUN |  | 2023-01-25 05:00 | The Narragansett Electric Company | MIDDLETOWN | RI | SEMA | RI |  | 0.143 | 0 | 0.019
73600 | SUNEDISION01569SOLAR4000AOBC |  | NO RESOURCE | PHOTOVOLTAIC | SUN |  | 2023-01-26 05:00 | Massachusetts Electric Company | UXBRIDGE | MA | RI | SEMA |  | 4 | 0.001 | 2.619
73602 | SM_QF GSPPIND ID2356387 |  | NO RESOURCE | PHOTOVOLTAIC | SUN |  | 2023-06-29 04:00 | NSTAR Electric Company | MEDWAY | MA | RI | SEMA |  | 0.499 | 0 | 0.247
73603 | SM_QF250 WOODROW SOL ID2388772 |  | NO RESOURCE | PHOTOVOLTAIC | SUN |  | 2023-01-27 05:00 | NSTAR Electric Company | DORCHESTER | MA | BOSTON | NEMA |  | 0.121 | 0 | 0.065
73604 | SM_QFSAFARI ENERGY ID2337333 |  | NO RESOURCE | PHOTOVOLTAIC | SUN |  | 2023-01-27 05:00 | NSTAR Electric Company | CANTON | MA | SEMA | SEMA |  | 0.12 | 0 | 0.062
73605 | SM_QF270 DORCHESTER ID2383520 |  | NO RESOURCE | PHOTOVOLTAIC | SUN |  | 2023-01-27 05:00 | NSTAR Electric Company | HYDE PARK | MA | BOSTON | NEMA |  | 0.266 | 0 | 0.161
73606 | SM_QFECA SOLAR, LLC ID2241001 |  | NO RESOURCE | PHOTOVOLTAIC | SUN |  | 2023-01-27 05:00 | NSTAR Electric Company | SHARON | MA | SEMA | SEMA |  | 0.244 | 0 | 0.119
73607 | SM_QFCSN REALTY ID2345953 |  | NO RESOURCE | PHOTOVOLTAIC | SUN |  | 2023-01-27 05:00 | NSTAR Electric Company | CANTON | MA | SEMA | SEMA |  | 0.24 | 0 | 0.13
73608 | SM_QFGSPP HBD HOL ID2364172 |  | NO RESOURCE | PHOTOVOLTAIC | SUN |  | 2023-01-27 05:00 | NSTAR Electric Company | HOLLISTON | MA | RI | SEMA |  | 0.24 | 0 | 0.131
73609 | SM_QFSOLECT ENERGY ID2346031 |  | NO RESOURCE | PHOTOVOLTAIC | SUN |  | 2023-01-27 05:00 | NSTAR Electric Company | NEWTON | MA | BOSTON | NEMA |  | 0.1 | 0 | 0.05
73610 | SM_QFMILFORD SBS LLC ID2401948 |  | NO RESOURCE | PHOTOVOLTAIC | SUN |  | 2023-01-27 05:00 | NSTAR Electric Company | HOLLISTON | MA | RI | SEMA |  | 0.216 | 0 | 0.082
73611 | SM_QFOFFICE JOINT ID2397865 |  | NO RESOURCE | PHOTOVOLTAIC | SUN |  | 2023-01-27 05:00 | NSTAR Electric Company | HOLLISTON | MA | RI | SEMA |  | 0.2 | 0 | 0.073
73612 | SM_QFSOLECT ENERGY ID2348729 |  | NO RESOURCE | PHOTOVOLTAIC | SUN |  | 2023-01-27 05:00 | NSTAR Electric Company | ASHLAND | MA | BOSTON | NEMA |  | 0.144 | 0 | 0.069
73613 | SM_QFSOLECT ENERGY ID2348725 |  | NO RESOURCE | PHOTOVOLTAIC | SUN |  | 2023-01-27 05:00 | NSTAR Electric Company | ASHLAND | MA | BOSTON | NEMA |  | 0.129 | 0 | 0.057
73614 | SM_QFSOLECT ENERGY ID2349389 |  | NO RESOURCE | PHOTOVOLTAIC | SUN |  | 2023-01-27 05:00 | NSTAR Electric Company | ASHLAND | MA | BOSTON | NEMA |  | 0.129 | 0 | 0.067
73615 | SM_NMSUNWEALTH POWER ID2361940 |  | NO RESOURCE | PHOTOVOLTAIC | SUN |  | 2023-01-27 05:00 | NSTAR Electric Company | LEXINGTON | MA | BOSTON | NEMA |  | 0.25 | 0 | 0.125
73616 | SM_QFWILSHIRE SOLAR ID2370582 |  | NO RESOURCE | PHOTOVOLTAIC | SUN |  | 2023-01-27 05:00 | NSTAR Electric Company | SHARON | MA | SEMA | SEMA |  | 0.158 | 0 | 0.078
73617 | SM_QFGSPP WALPOLE ID2326033 |  | NO RESOURCE | PHOTOVOLTAIC | SUN |  | 2023-01-27 05:00 | NSTAR Electric Company | EAST WALPOLE | MA | SEMA | SEMA |  | 0.912 | 0 | 0.532
73618 | SM_QFEXTRA SPACE MGT ID2322158 |  | NO RESOURCE | PHOTOVOLTAIC | SUN |  | 2023-01-27 05:00 | NSTAR Electric Company | ASHLAND | MA | BOSTON | NEMA |  | 0.345 | 0 | 0.167
73619 | SM_NMSUNWEALTH PROJ ID2323400 |  | NO RESOURCE | PHOTOVOLTAIC | SUN |  | 2023-01-27 05:00 | NSTAR Electric Company | WALTHAM | MA | BOSTON | NEMA |  | 0.48 | 0 | 0.26
73620 | SM_QFECA SEMA NOR ID2291293 |  | NO RESOURCE | PHOTOVOLTAIC | SUN |  | 2023-01-27 05:00 | NSTAR Electric Company | NORFOLK | MA | SEMA | SEMA |  | 0.89 | 0 | 0.456
73621 | SM_QFEXTRA SPACE MGT ID2321151 |  | NO RESOURCE | PHOTOVOLTAIC | SUN |  | 2023-01-27 05:00 | NSTAR Electric Company | DEDHAM | MA | BOSTON | NEMA |  | 0.12 | 0 | 0.066
73622 | SM_QFNEXTGRIDARDISIA ID2351221 |  | NO RESOURCE | PHOTOVOLTAIC | SUN |  | 2023-01-27 05:00 | NSTAR Electric Company | BURLINGTON | MA | BOSTON | NEMA |  | 0.25 | 0 | 0.097
73623 | SM_QF348 TPKE SOL ID2410727 |  | NO RESOURCE | PHOTOVOLTAIC | SUN |  | 2023-01-27 05:00 | NSTAR Electric Company | CANTON | MA | SEMA | SEMA |  | 0.188 | 0 | 0.126
73624 | SM_QFNEXTGRID NBERRY ID2385800 |  | NO RESOURCE | PHOTOVOLTAIC | SUN |  | 2023-01-27 05:00 | NSTAR Electric Company | FRAMINGHAM | MA | BOSTON | NEMA |  | 0.188 | 0 | 0.093
73625 | SM_AOBC66 WIN SOLAR ID2349180 |  | NO RESOURCE | PHOTOVOLTAIC | SUN |  | 2023-01-27 05:00 | NSTAR Electric Company | NEWTON | MA | BOSTON | NEMA |  | 0.133 | 0 | 0.021
73626 | SM_QF705PLANTATION ID2388879 |  | NO RESOURCE | PHOTOVOLTAIC | SUN |  | 2023-01-27 05:00 | NSTAR Electric Company | FRAMINGHAM | MA | BOSTON | NEMA |  | 0.4 | 0 | 0.078
73627 | SM_QFPSG SOLAR LLC ID5112763 |  | NO RESOURCE | PHOTOVOLTAIC | SUN |  | 2023-01-27 05:00 | NSTAR Electric Company | HOPKINTON | MA | RI | SEMA |  | 0.167 | 0 | 0.082
73628 | SM_QF QIKSILVA PROP ID4352135 |  | NO RESOURCE | PHOTOVOLTAIC | SUN |  | 2023-01-27 05:00 | NSTAR Electric Company | BEDFORD | MA | BOSTON | NEMA |  | 0.1 | 0 | 0.036
73629 | SM_QF PARSONS S SOL ID5132026 |  | NO RESOURCE | PHOTOVOLTAIC | SUN |  | 2023-01-27 05:00 | NSTAR Electric Company | HOLLISTON | MA | RI | SEMA |  | 0.2 | 0 | 0.124
73630 | SM_QFNORDOSTII ID ESMAEX-00605 |  | NO RESOURCE | PHOTOVOLTAIC | SUN |  | 2023-01-27 05:00 | NSTAR Electric Company | HOLLISTON | MA | RI | SEMA |  | 0.042 | 0 | 0.039
73631 | SM_NMWINDMILL SQR ID4945583 |  | NO RESOURCE | PHOTOVOLTAIC | SUN |  | 2023-01-27 05:00 | NSTAR Electric Company | HYANNIS | MA | SEMA | SEMA |  | 0.12 | 0 | 0.052
73632 | SM_QFEXTRA SPACEMGT ID2321149 |  | NO RESOURCE | PHOTOVOLTAIC | SUN |  | 2023-01-27 05:00 | NSTAR Electric Company | DEDHAM | MA | BOSTON | NEMA |  | 0.2 | 0.003 | 0.131
73633 | SM_AOBC106 ADAMS ID2352954 |  | NO RESOURCE | PHOTOVOLTAIC | SUN |  | 2023-01-27 05:00 | NSTAR Electric Company | MEDFIELD | MA | RI | SEMA |  | 0.15 | 0.002 | 0.078
73635 | SM_QFNEXTGRID CHERY ID6439496 |  | NO RESOURCE | PHOTOVOLTAIC | SUN |  | 2023-01-27 05:00 | NSTAR Electric Company | FALMOUTH | MA | SEMA | SEMA |  | 0.122 | 0 | 0.037
73636 | SM_AOBC MANOMET SOL ID2288600 |  | NO RESOURCE | PHOTOVOLTAIC | SUN |  | 2023-01-27 05:00 | NSTAR Electric Company | PLYMOUTH | MA | SEMA | SEMA |  | 0.78 | 0 | 0.436
73637 | SM_QF 612 PLAIN ST ID2392719 |  | NO RESOURCE | PHOTOVOLTAIC | SUN |  | 2023-01-27 05:00 | NSTAR Electric Company | MARSHFIELD | MA | SEMA | SEMA |  | 0.25 | 0.007 | 0.174
73638 | SM_QF CTR ST CARVER ID2328021 |  | NO RESOURCE | PHOTOVOLTAIC | SUN |  | 2023-01-27 05:00 | NSTAR Electric Company | CARVER | MA | SEMA | SEMA |  | 0.499 | 0 | 0.229
73639 | SM_QF NXTGRID MBERY ID2384954 |  | NO RESOURCE | PHOTOVOLTAIC | SUN |  | 2023-01-27 05:00 | NSTAR Electric Company | SOUTH YARMOUTH | MA | SEMA | SEMA |  | 0.438 | 0 | 0.178
73640 | SM_AOBC SUNWEALTH ID2328190 |  | NO RESOURCE | PHOTOVOLTAIC | SUN |  | 2023-01-27 05:00 | NSTAR Electric Company | FRAMINGHAM | MA | BOSTON | NEMA |  | 0.06 | 0 | 0.022
73641 | SM_QF SOLAR P1 19 ID2298553 |  | NO RESOURCE | PHOTOVOLTAIC | SUN |  | 2023-01-27 05:00 | NSTAR Electric Company | WOBURN | MA | BOSTON | NEMA |  | 0.49 | 0 | 0.263
73642 | SM_AOBC DARN IT ID5597791 |  | NO RESOURCE | PHOTOVOLTAIC | SUN |  | 2023-01-27 05:00 | NSTAR Electric Company | NEW BEDFORD | MA | SEMA | SEMA |  | 0.167 | 0 | 0.073
73643 | RANDOLPH SOLAR |  | NO RESOURCE | PHOTOVOLTAIC | SUN |  | 2023-02-07 05:00 | Central Maine Power Company | RANDOLPH | ME | ME | ME |  | 4.99 | 0 | 2.515
73674 | A & A MARKET |  | NO RESOURCE | PHOTOVOLTAIC | SUN |  | 2023-02-07 05:00 | Central Maine Power Company | DEXTER | ME | ME | ME |  | 0.05 | 0 | 0.03
73675 | PORT PROPERTY MGMT_BIDDEFORD |  | NO RESOURCE | PHOTOVOLTAIC | SUN |  | 2023-03-09 05:00 | Central Maine Power Company | BIDDEFORD | ME | SME | ME |  | 0.067 | 0 | 0.008
73677 | ECOGYENERGY029191998RE |  | NO RESOURCE | PHOTOVOLTAIC | SUN |  | 2023-02-08 05:00 | The Narragansett Electric Company | JOHNSTON | RI | RI | RI |  | 0.199 | 0 | 0.116
73679 | GRAMERCY02379SOLAR1400SMQF2 | 44234 | E_Gramercy | ENERGY STORAGE NON-PUMP | HSB |  | 2022-10-18 04:00 | Enel X North America, Inc. | WEST BRIDGEWATER | MA | SEMA | SEMA |  | 2.4 | 0.91 | 0.91
73685 | NORWAY RD SOLAR |  | NO RESOURCE | PHOTOVOLTAIC | SUN |  | 2023-02-16 05:00 | Central Maine Power Company | HARRISON | ME | ME | ME |  | 4.99 | 0 | 2.935
73686 | SACO RIVER HYDRO |  | NO RESOURCE | HYDRO: RUN OF RIVER | WAT |  | 2023-02-17 05:00 | Central Maine Power Company | Fryeburg | ME | ME | ME |  | 0.6 | 0 | 0.6
73688 | BOOTHBAY REGIONAL YMCA |  | NO RESOURCE | PHOTOVOLTAIC | SUN |  | 2023-02-17 05:00 | Central Maine Power Company | Boothbay Harbor | ME | ME | ME |  | 0.26 | 0 | 0.149
73689 | SALT PUMP CLIMBING CENTER |  | NO RESOURCE | PHOTOVOLTAIC | SUN |  | 2023-02-27 05:00 | Central Maine Power Company | SCARBOROUGH | ME | SME | ME |  | 0.5 | 0 | 0.023
73690 | ECOGYENERGY029161998RE |  | NO RESOURCE | PHOTOVOLTAIC | SUN |  | 2023-02-22 05:00 | The Narragansett Electric Company | RUMFORD | RI | RI | RI |  | 0.199 | 0 | 0.092
73708 | SM_AOBC PLYMP LAKE ID2279426 | 44242 | S_Lake | ENERGY STORAGE NON-PUMP | HSB |  | 2024-10-25 04:00 | Galt Power Inc. | PLYMPTON | MA | SEMA | SEMA |  | 2.5 | 0.977 | 0.977
73709 | SM_AOBC PLYMP MAIN ID 2279636 | 44716 | S_Main St | ENERGY STORAGE NON-PUMP | HSB |  | 2024-09-24 04:00 | Galt Power Inc. | PLYMPTON | MA | SEMA | SEMA |  | 4.998 | 2.574 | 2.574
73710 | SM_AOBC MARSHALL ST ID 2387342 | 44239 | S_Holliston | ENERGY STORAGE NON-PUMP | HSB |  | 2025-04-25 04:00 | Enel X North America, Inc. | HOLLISTON | MA | BOSTON | NEMA |  | 4.999 | 4.792 | 4.792
73715 | SM_AOBC_NEXAMP_CONWAY PV+BESS | 44128 | 0008 - Conway - PV+BESS | ENERGY STORAGE NON-PUMP | HSB |  | 2022-06-05 04:00 | SYSO Inc. | CONWAY | MA | WMA | WCMA |  | 4.4 | 3.958 | 3.847
73716 | SM_AOBC_NEXAMP_DALTON PV+BESS | 41051 | 0008 - Dalton - PV+BESS | ENERGY STORAGE NON-PUMP | HSB |  | 2022-06-05 05:00 | Nexamp Markets, LLC | DALTON | MA | WMA | WCMA |  | 4.4 | 3.88 | 3.88
73717 | PVPRO01523SOLAR1000AOBC2 | 44111 | 0008 - Brockelman - PV+BESS | ENERGY STORAGE NON-PUMP | HSB |  | 2020-08-10 04:00 | Nexamp Markets, LLC | LANCASTER | MA | CMA/NEMA | WCMA |  | 1 | 0.978 | 0.928
73718 | STURGEON TOWN HOUSE |  | NO RESOURCE | PHOTOVOLTAIC | SUN |  | 2023-03-01 05:00 | Central Maine Power Company | CHELSEA | ME | ME | ME |  | 4.999 | 0 | 3.059
73719 | TJA01440SOLAR4990AOBC2 | 44110 | 0008 - Clark - PV+BESS | ENERGY STORAGE NON-PUMP | HSB |  | 2021-01-18 05:00 | Nexamp Markets, LLC | GARDNER | MA | WMA | WCMA |  | 4.99 | 4.133 | 4.194
73720 | GRAND01033SOLAR3000AOBC2 | 40970 | 0008 - Granby - PV+BESS | ENERGY STORAGE NON-PUMP | HSB |  | 2021-03-19 04:00 | Nexamp Markets, LLC | GRANBY | MA | WMA | WCMA |  | 3 | 2.897 | 2.931
73721 | NEX01590SOLAR1000AOBC2 | 41021 | 0008 - Sutton - PV+BESS | ENERGY STORAGE NON-PUMP | HSB |  | 2020-12-10 05:00 | Nexamp Markets, LLC | SUTTON | MA | RI | SEMA |  | 1 | 0.638 | 0.767
73722 | NEX01069SOLAR4290AOBC2 | 40964 | 0008 - Palmer - PV+BESS | ENERGY STORAGE NON-PUMP | HSB |  | 2020-08-20 04:00 | Nexamp Markets, LLC | PALMER | MA | WMA | WCMA |  | 4.29 | 3.001 | 3.862
73723 | WALES01081SOLAR2000AOBC2 | 40949 | 0008 - Wales - PV+BESS | ENERGY STORAGE NON-PUMP | HSB |  | 2020-08-26 04:00 | Nexamp Markets, LLC | WALES | MA | WMA | WCMA |  | 2.002 | 1.964 | 1.946
73724 | HOOKSETT | 44870 | Hooksett | HYDRO: RUN OF RIVER | WAT |  | 1902-01-01 05:00 | Central Rivers Power NH, LLC | HOOKSETT | NH | NH | NH |  | 2.9 | 1.117 | 2.9
73725 | GORHAM ME 1 LLC |  | NO RESOURCE | PHOTOVOLTAIC | SUN |  | 2023-04-14 04:00 | Central Maine Power Company | GORHAM | ME | SME | ME |  | 4.826 | 0 | 2.851
73726 | CASCO STANDISH SOLAR LLC |  | NO RESOURCE | PHOTOVOLTAIC | SUN |  | 2023-07-15 04:00 | Central Maine Power Company | STANDISH | ME | SME | ME |  | 4.99 | 0 | 2.744
73730 | BALDHILL02886SOLAR120RE |  | NO RESOURCE | PHOTOVOLTAIC | SUN |  | 2023-03-14 04:00 | The Narragansett Electric Company | WARWICK | RI | RI | RI |  | 0.12 | 0 | 0.064
73735 | KUUNION02038SOLAR996QF | 44231 | Kearsarge Upper Union PV1 | PHOTOVOLTAIC | SUN |  | 2023-03-14 04:00 | Massachusetts Electric Company | FRANKLIN | MA | RI | SEMA |  | 0.996 | 0 | 0.47
73739 | MANTONRVR02909SOLAR75NM |  | NO RESOURCE | PHOTOVOLTAIC | SUN |  | 2023-03-15 04:00 | The Narragansett Electric Company | PROVIDENCE | RI | RI | RI |  | 0.075 | 0 | 0.025
73742 | HEP BROADHEAD SPV |  | NO RESOURCE | PHOTOVOLTAIC | SUN |  | 2023-03-22 04:00 | Central Maine Power Company | Waterville | ME | ME | ME |  | 4.92 | 0 | 1.595
73743 | DFIGROUP02920SOLAR745NM |  | NO RESOURCE | PHOTOVOLTAIC | SUN |  | 2023-03-21 04:00 | The Narragansett Electric Company | CRANSTON | RI | RI | RI |  | 0.745 | 0 | 0.247
73744 | SM_QFPS SAFARI ENERGY |  | NO RESOURCE | PHOTOVOLTAIC | SUN |  | 2023-03-23 04:00 | NSTAR Electric Company | SPRINGFIELD | MA | WMA | WCMA |  | 0.2 | 0 | 0.105
73745 | SM_AOBC ENGIE 550 MAIN LANESB | 44659 | ENA Saddleback - Solar | PHOTOVOLTAIC | SUN |  | 2023-03-23 04:00 | Genbright, LLC | LANESBOROUGH | MA | WMA | WCMA |  | 3.6 | 0.151 | 1.839
73751 | NGCOLTON02766SOLAR1380SMQF |  | NO RESOURCE | PHOTOVOLTAIC | SUN |  | 2023-03-27 04:00 | Massachusetts Electric Company | NORTON | MA | RI | SEMA |  | 1.38 | 0 | 0.527
73758 | WRENTHAM02093SOLAR468NM |  | NO RESOURCE | PHOTOVOLTAIC | SUN |  | 2023-03-30 04:00 | Massachusetts Electric Company | WRENTHAM | MA | RI | SEMA |  | 0.468 | 0 | 0.217
73765 | SOUTHSKYREN02919SOLAR4000NM |  | NO RESOURCE | PHOTOVOLTAIC | SUN |  | 2023-04-11 04:00 | The Narragansett Electric Company | JOHNSTON | RI | RI | RI |  | 4 | 0 | 2.067
73766 | SOUTHSKYREN02919SOLAR625RE |  | NO RESOURCE | PHOTOVOLTAIC | SUN |  | 2023-04-03 04:00 | The Narragansett Electric Company | JOHNSTON | RI | RI | RI |  | 0.625 | 0 | 0.32
73774 | WESTBOUND01473SOLAR4785AOBC |  | NO RESOURCE | PHOTOVOLTAIC | SUN |  | 2023-03-31 04:00 | Massachusetts Electric Company | WESTMINSTER | MA | WMA | WCMA |  | 4.785 | 0 | 2.537
73780 | SOUTHSKYREN02920SOLAR780RE |  | NO RESOURCE | PHOTOVOLTAIC | SUN |  | 2023-04-03 04:00 | The Narragansett Electric Company | CRANSTON | RI | RI | RI |  | 0.78 | 0 | 0.43
73793 | GREEN02703SOLAR1080SMQF |  | NO RESOURCE | PHOTOVOLTAIC | SUN |  | 2023-03-31 04:00 | Massachusetts Electric Company | ATTLEBORO | MA | RI | SEMA |  | 1.08 | 0 | 0.561
73795 | SM_AOBC_CARVAL_BEACON | 44728 | 0462 - Beacon - PV+BESS | ENERGY STORAGE NON-PUMP | HSB |  | 2023-06-23 04:00 | SYSO Inc. | EASTHAMPTON | MA | WMA | WCMA |  | 4.998 | 4.205 | 3.946
73796 | MELROSESCH02835SOLAR150NM |  | NO RESOURCE | PHOTOVOLTAIC | SUN |  | 2023-04-04 04:00 | The Narragansett Electric Company | JAMESTOWN | RI | SEMA | RI |  | 0.15 | 0 | 0.063
73797 | SM_NM 3 KENDRICK RD ID8813549 |  | NO RESOURCE | PHOTOVOLTAIC | SUN |  | 2023-04-13 04:00 | NSTAR Electric Company | NEW BEDFORD | MA | SEMA | SEMA |  | 0.12 | 0 | 0.064
73798 | SM_QF PHYTOPLANKTON ID4887381 |  | NO RESOURCE | PHOTOVOLTAIC | SUN |  | 2023-04-13 04:00 | NSTAR Electric Company | WALTHAM | MA | BOSTON | NEMA |  | 0.466 | 0 | 0.222
73799 | NM CAMBRIDGE COMM ID2398561 |  | NO RESOURCE | PHOTOVOLTAIC | SUN |  | 2023-04-13 04:00 | NSTAR Electric Company | CAMBRIDGE | MA | BOSTON | NEMA |  | 0.2 | 0 | 0.093
73800 | SM_QF BOWMAN LLC ID2295025 |  | NO RESOURCE | PHOTOVOLTAIC | SUN |  | 2023-04-20 04:00 | NSTAR Electric Company | MATTAPOISETT | MA | SEMA | SEMA |  | 0.96 | 0 | 0.262
73801 | SM_QF EMMARSH LLC ID2311127 |  | NO RESOURCE | PHOTOVOLTAIC | SUN |  | 2023-04-13 04:00 | NSTAR Electric Company | MARSHFIELD | MA | SEMA | SEMA |  | 2.1 | 0 | 0.806
73802 | SM_QF NEXT HICKORY ID2334058 |  | NO RESOURCE | PHOTOVOLTAIC | SUN |  | 2023-04-13 04:00 | NSTAR Electric Company | HYANNIS | MA | SEMA | SEMA |  | 0.699 | 0 | 0.079
73803 | SM_QF 718 REALTY LLC ID8598154 |  | NO RESOURCE | PHOTOVOLTAIC | SUN |  | 2023-04-13 04:00 | NSTAR Electric Company | SOUTH DARTMOUTH | MA | SEMA | SEMA |  | 0.22 | 0 | 0.148
73804 | OSJLHOPEVLY02898SOLAR199RE |  | NO RESOURCE | PHOTOVOLTAIC | SUN |  | 2023-04-04 04:00 | The Narragansett Electric Company | WYOMING | RI | RI | RI |  | 0.199 | 0 | 0.104
73805 | PARSON01581SOLAR150QF |  | NO RESOURCE | PHOTOVOLTAIC | SUN |  | 2023-04-05 04:00 | Massachusetts Electric Company | WESTBOROUGH | MA | CMA/NEMA | WCMA |  | 0.15 | 0 | 0.09
73807 | UNICORN02061SOLAR72SMQF |  | NO RESOURCE | PHOTOVOLTAIC | SUN |  | 2023-04-07 04:00 | Massachusetts Electric Company | NORWELL | MA | SEMA | SEMA |  | 0.072 | 0 | 0.044
73812 | VINEYARD WIND | 40658 | Vineyard Wind | WIND TURBINE | WOF |  |  | Vineyard Wind 1 LLC | HYANNIS | MA | SEMA | SEMA | 63093 | 885.4958 |  | 249.7
73813 | DERBY PARK FUEL CELL PLANT | 45193 | Derby FC | FUEL CELL | NG |  | 2024-03-23 04:00 | Derby Fuel Cell, LLC | DERBY | CT | SWCT | CT | 62588 | 17.64 | 10.661 | 13.379
73814 | TPE WARREN SOLAR | 45194 | TPE Warren RI_Nexamp | PHOTOVOLTAIC | SUN |  | 2024-08-14 04:00 | Nexamp Markets, LLC | WARREN | RI | RI | RI |  | 5.544 | 0 | 4.29
73815 | PHILIPS WAY SOLAR LLC |  | NO RESOURCE | PHOTOVOLTAIC | SUN |  | 2023-04-11 04:00 | Versant Power | DEDHAM | ME | BHE | ME |  | 4.999 | 0 | 3.07
73816 | MAINE PINES RACQUET CLUB |  | NO RESOURCE | PHOTOVOLTAIC | SUN |  | 2023-04-14 04:00 | Central Maine Power Company | BRUNSWICK | ME | ME | ME |  | 0.1 | 0 | 0.053
73817 | MASSAM02359SOLAR249.8NM |  | NO RESOURCE | PHOTOVOLTAIC | SUN |  | 2023-04-11 04:00 | Massachusetts Electric Company | PEMBROKE | MA | SEMA | SEMA |  | 0.25 | 0 | 0.138
74119 | BVD01220SOLAR240SMQF |  | NO RESOURCE | PHOTOVOLTAIC | SUN |  | 2023-04-13 04:00 | Massachusetts Electric Company | ADAMS | MA | WMA | WCMA |  | 0.24 | 0 | 0.11
74122 | KEARSARGEB01915SOLAR146AOBC |  | NO RESOURCE | PHOTOVOLTAIC | SUN |  | 2023-04-13 04:00 | Massachusetts Electric Company | BEVERLY | MA | BOSTON | NEMA |  | 0.146 | 0 | 0.059
74123 | TES PRESUMPSCOT SOLAR 23 LLC |  | NO RESOURCE | PHOTOVOLTAIC | SUN |  | 2023-04-13 04:00 | Central Maine Power Company | FALMOUTH | ME | SME | ME |  | 0.875 | 0 | 0.544
74124 | LAWNSCHOOL02835SOLAR67NM |  | NO RESOURCE | PHOTOVOLTAIC | SUN |  | 2023-04-17 04:00 | The Narragansett Electric Company | JAMESTOWN | RI | SEMA | RI |  | 0.067 | 0 | 0.018
74125 | WORCESTER01603SOLAR792.6QF |  | NO RESOURCE | PHOTOVOLTAIC | SUN |  | 2023-04-17 04:00 | Massachusetts Electric Company | WORCESTER | MA | WMA | WCMA |  | 0.793 | 0 | 0
74127 | RE GARDINER SOLAR |  | NO RESOURCE | PHOTOVOLTAIC | SUN |  | 2023-04-20 04:00 | Central Maine Power Company | Gardiner | ME | ME | ME |  | 3.852 | 0 | 1.794
74133 | POPE MEMORIAL HUMANE SOCIETY |  | NO RESOURCE | PHOTOVOLTAIC | SUN |  | 2023-06-08 04:00 | Central Maine Power Company | Thomaston | ME | ME | ME |  | 0.067 | 0 | 0.035
74134 | FORESTFARM02842SOLAR43NM |  | NO RESOURCE | PHOTOVOLTAIC | SUN |  | 2023-04-24 04:00 | The Narragansett Electric Company | MIDDLETOWN | RI | SEMA | RI |  | 0.043 | 0 | 0
74135 | NEWBRAINTREE01531SOLAR997SMQF |  | NO RESOURCE | PHOTOVOLTAIC | SUN |  | 2023-04-26 04:00 | Massachusetts Electric Company | NEW BRAINTREE | MA | WMA | WCMA |  | 0.997 | 0 | 0.643
74156 | DLYNCH02852SOLAR26NM |  | NO RESOURCE | PHOTOVOLTAIC | SUN |  | 2023-05-02 04:00 | The Narragansett Electric Company | NORTH KINGSTOWN | RI | RI | RI |  | 0.026 | 0 | 0.006
74157 | WMARTISH02852SOLARNM |  | NO RESOURCE | PHOTOVOLTAIC | SUN |  | 2023-05-02 04:00 | The Narragansett Electric Company | NORTH KINGSTOWN | RI | RI | RI |  | 0.045 | 0 | 0.004
74158 | RWPGATEWAY02905SOLARNM |  | NO RESOURCE | PHOTOVOLTAIC | SUN |  | 2023-05-02 04:00 | The Narragansett Electric Company | Providence | RI | RI | RI |  | 0.028 | 0 | 0.003
74161 | KEARSARGEA01915SOLAR175AOBC |  | NO RESOURCE | PHOTOVOLTAIC | SUN |  | 2023-05-05 04:00 | Massachusetts Electric Company | BEVERLY | MA | BOSTON | NEMA |  | 0.175 | 0 | 0.117
74163 | WAGNERFARM02837SOLARNM |  | NO RESOURCE | PHOTOVOLTAIC | SUN |  | 2023-05-09 04:00 | The Narragansett Electric Company | Little Compton | RI | SEMA | RI |  | 0.034 | 0 | 0.008
74164 | SM_AOBC_2274654_HEDGES POND | 44445 | 0008 - Hedges Pond - PV+BESS | ENERGY STORAGE NON-PUMP | HSB |  | 2023-06-23 04:00 | Nexamp Markets, LLC | PLYMOUTH | MA | SEMA | SEMA |  | 3.525 | 1.674 | 1.473
74165 | COYHILL01083SOLAR4000AOBC | 44288 | A_Coy Hill | ENERGY STORAGE NON-PUMP | HSB |  | 2021-08-20 04:00 | Enel X North America, Inc. | WARREN | MA | WMA | WCMA |  | 4 | 3.791 | 3.284
74167 | RANDALLMA01503SOLAR4950AOBC | 44291 | A_Randall | ENERGY STORAGE NON-PUMP | HSB |  | 2021-07-30 04:00 | Enel X North America, Inc. | BERLIN | MA | WMA | WCMA |  | 4.95 | 4.875 | 4.834
74168 | DRANC01523SOLAR4600AOBC | 44290 | A_Driving Range C (East) | ENERGY STORAGE NON-PUMP | HSB |  | 2021-06-21 04:00 | Enel X North America, Inc. | LANCASTER | MA | CMA/NEMA | WCMA |  | 4.95 | 0 | 4.234
74178 | BWC BEECH RIDGE BROOK LLC |  | NO RESOURCE | PHOTOVOLTAIC | SUN |  | 2023-05-22 04:00 | Central Maine Power Company | SCARBOROUGH | ME | SME | ME |  | 4.955 | 0 | 2.753
74181 | BEVERLY01915SOLAR842AOBC |  | NO RESOURCE | PHOTOVOLTAIC | SUN |  | 2023-05-23 04:00 | Massachusetts Electric Company | BEVERLY | MA | BOSTON | NEMA |  | 0.842 | 0 | 0.47
74198 | KBEVERLY01915SOLAR2000AOBC | 44227 | Kearsarge Beverly HS PV | PHOTOVOLTAIC | SUN |  | 2023-06-01 04:00 | Massachusetts Electric Company | Beverly | MA | BOSTON | NEMA |  | 2 | 0 | 1.13
74202 | OMNI201824SOLAR180AOBC |  | NO RESOURCE | PHOTOVOLTAIC | SUN |  | 2023-06-01 04:00 | Massachusetts Electric Company | CHELMSFORD | MA | CMA/NEMA | WCMA |  | 0.18 | 0 | 0.072
74205 | OMNI401824SOLAR166.6QF |  | NO RESOURCE | PHOTOVOLTAIC | SUN |  | 2023-06-02 04:00 | Massachusetts Electric Company | CHEMLSFORD | MA | CMA/NEMA | WCMA |  | 0.167 | 0 | 0.092
74208 | HAYWOOD01879SOLAR240QF |  | NO RESOURCE | PHOTOVOLTAIC | SUN |  | 2023-06-02 04:00 | Massachusetts Electric Company | TYNGSBORO | MA | CMA/NEMA | WCMA |  | 0.24 | 0 | 0.143
74212 | ALBION RD BENTON SOLAR |  | NO RESOURCE | PHOTOVOLTAIC | SUN |  | 2023-06-03 04:00 | Central Maine Power Company | BENTON | ME | ME | ME |  | 0.873 | 0 | 0.573
74213 | RIVER02338SOLAR1500QF2 | 44584 | 0423 - River Street Associates - PV+BESS | ENERGY STORAGE NON-PUMP | HSB |  | 2023-05-24 04:00 | SYSO Inc. | HALIFAX | MA | SEMA | SEMA |  | 1.5 | 1.469 | 1.5
74215 | UNICORNE02359SOLAR72SMQF |  | NO RESOURCE | PHOTOVOLTAIC | SUN |  | 2023-06-07 04:00 | Massachusetts Electric Company | PEMBROKE | MA | SEMA | SEMA |  | 0.072 | 0 | 0.043
74216 | MENDONROAD02895SOLAR820RE |  | NO RESOURCE | PHOTOVOLTAIC | SUN |  | 2023-06-09 04:00 | The Narragansett Electric Company | WOONSOCKET | RI | RI | RI |  | 0.82 | 0 | 0.403
74218 | UNICORNN02359SOLAR72SMQF |  | NO RESOURCE | PHOTOVOLTAIC | SUN |  | 2023-06-12 04:00 | Massachusetts Electric Company | PEMBROKE | MA | SEMA | SEMA |  | 0.072 | 0 | 0.039
74220 | WINTHROP CENTER SOLAR 1 LLC |  | NO RESOURCE | PHOTOVOLTAIC | SUN |  | 2023-06-16 04:00 | Central Maine Power Company | WINTHROP | ME | ME | ME |  | 4.99 | 0 | 3.324
74222 | SM_QF NAVISUN BLNGTN ID2299348 |  | NO RESOURCE | PHOTOVOLTAIC | SUN |  | 2023-06-14 04:00 | NSTAR Electric Company | PLYMOUTH | MA | SEMA | SEMA |  | 0.84 | 0 | 0.382
74223 | SM_AOBC FREETOWN1 ID2197199 |  | NO RESOURCE | PHOTOVOLTAIC | SUN |  | 2023-06-14 04:00 | NSTAR Electric Company | EAST FREETOWN | MA | SEMA | SEMA |  | 0.999 | 0 | 0.476
74224 | SM_QF NXTGRD MARLBRY ID5174339 |  | NO RESOURCE | PHOTOVOLTAIC | SUN |  | 2023-06-14 04:00 | NSTAR Electric Company | MARSHFIELD | MA | SEMA | SEMA |  | 0.172 | 0 | 0.098
74225 | SM_QF 128 BRALEY SOL ID5724100 |  | NO RESOURCE | PHOTOVOLTAIC | SUN |  | 2023-06-14 04:00 | NSTAR Electric Company | EAST FREETOWN | MA | SEMA | SEMA |  | 0.069 | 0 | 0.031
74226 | SM_QF TGN MDLBORO ID7045381 |  | NO RESOURCE | PHOTOVOLTAIC | SUN |  | 2023-06-14 04:00 | NSTAR Electric Company | EAST FREETOWN | MA | SEMA | SEMA |  | 0.15 | 0 | 0.072
74227 | SM_QF 128 BRALEY ID5723941 |  | NO RESOURCE | PHOTOVOLTAIC | SUN |  | 2023-06-14 04:00 | NSTAR Electric Company | EAST FREETOWN | MA | SEMA | SEMA |  | 0.069 | 0 | 0.031
74228 | SM_AOBC THDPLYMOUTH ID2336042 |  | NO RESOURCE | PHOTOVOLTAIC | SUN |  | 2023-06-14 04:00 | NSTAR Electric Company | PLYMOUTH | MA | SEMA | SEMA |  | 0.366 | 0 | 0.165
74229 | SM_AOBC PHYTO WLTHM ID4683376 |  | NO RESOURCE | PHOTOVOLTAIC | SUN |  | 2023-06-14 04:00 | NSTAR Electric Company | WALTHAM | MA | BOSTON | NEMA |  | 0.166 | 0 | 0.072
74231 | SM_QF QUEEN ANNE ID4999717 |  | NO RESOURCE | PHOTOVOLTAIC | SUN |  | 2023-06-14 04:00 | NSTAR Electric Company | HARWICH | MA | SEMA | SEMA |  | 0.212 | 0 | 0.091
74248 | WOLFE'S NECK FARM FOUNDATION |  | NO RESOURCE | PHOTOVOLTAIC | SUN |  | 2023-06-16 04:00 | Central Maine Power Company | FREEPORT | ME | SME | ME |  | 0.033 | 0 | 0.019
74249 | NELSON01605SOLAR250SMQF |  | NO RESOURCE | PHOTOVOLTAIC | SUN |  | 2023-06-16 04:00 | Massachusetts Electric Company | WORCESTER | MA | CMA/NEMA | WCMA |  | 0.25 | 0 | 0.154
74250 | NORTHHS01604SOLAR480QF |  | NO RESOURCE | PHOTOVOLTAIC | SUN |  | 2023-06-16 04:00 | Massachusetts Electric Company | WORCESTER | MA | CMA/NEMA | WCMA |  | 0.48 | 0 | 0.312
74297 | WESTFALLMFG02809SOLAR62NM |  | NO RESOURCE | PHOTOVOLTAIC | SUN |  | 2023-06-26 04:00 | The Narragansett Electric Company | BRISTOL | RI | RI | RI |  | 0.062 | 0 | 0.009
74298 | DOUGLASPIKE02826SOLAR1800NM |  | NO RESOURCE | PHOTOVOLTAIC | SUN |  | 2023-06-26 04:00 | The Narragansett Electric Company | Burrillville | RI | RI | RI |  | 1.8 | 0 | 1.03
74299 | GILLEPSIECOURT02816SOLAR499RE |  | NO RESOURCE | PHOTOVOLTAIC | SUN |  | 2023-06-26 04:00 | The Narragansett Electric Company | COVENTRY | RI | RI | RI |  | 0.499 | 0 | 0.205
74300 | JAYSEA02818SOLAR100RE |  | NO RESOURCE | PHOTOVOLTAIC | SUN |  | 2023-06-26 04:00 | The Narragansett Electric Company | EAST GREENWICH | RI | RI | RI |  | 0.1 | 0 | 0.042
74301 | SM_QF NEXTGRD SWTGUM ID2341849 | 44617 | 0789 - 15 Lincoln - PV+BESS | ENERGY STORAGE NON-PUMP | HSB |  | 2023-06-27 04:00 | SYSO Inc. | NORFOLK | MA | SEMA | SEMA |  | 1 | 0.571 | 0.571
74307 | GREEN VALLE FARM |  | NO RESOURCE | PHOTOVOLTAIC | SUN |  | 2023-06-29 04:00 | Versant Power | NEWBURGH | ME | BHE | ME |  | 0.074 | 0 | 0.023
74314 | BOSTONPIZZA02865SOLAR360RE |  | NO RESOURCE | PHOTOVOLTAIC | SUN |  | 2023-06-30 04:00 | The Narragansett Electric Company | LINCOLN | RI | RI | RI |  | 0.36 | 0 | 0.18
74316 | STONEGATEFARMS02871SOLAR99RE |  | NO RESOURCE | PHOTOVOLTAIC | SUN |  | 2023-07-01 04:00 | The Narragansett Electric Company | PORTSMOUTH | RI | SEMA | RI |  | 0.099 | 0 | 0.019
74317 | LONGFELLOW'S GREENHOUSE |  | NO RESOURCE | PHOTOVOLTAIC | SUN |  | 2023-07-06 04:00 | Central Maine Power Company | manchester | ME | ME | ME |  | 0.091 | 0 | 0.046
74318 | KEARSARGEURI02881S0LAR1000NM | 44214 | Kearsarge URI Parking | PHOTOVOLTAIC | SUN |  | 2023-06-30 04:00 | The Narragansett Electric Company | KINGSTON | RI | RI | RI |  | 1 | 0 | 0.622
74324 | MEVS DOT LLC EXIT 109 |  | NO RESOURCE | PHOTOVOLTAIC | SUN |  | 2023-07-28 04:00 | Central Maine Power Company | Augusta | ME | ME | ME |  | 1.703 | 0 | 0.958
74325 | ECOGYENERGYV02860SOLAR133RE |  | NO RESOURCE | PHOTOVOLTAIC | SUN |  | 2023-07-07 04:00 | The Narragansett Electric Company | PAWTUCKET | RI | RI | RI |  | 0.133 | 0 | 0.066
74331 | OMNI601824SOLAR133.2QF |  | NO RESOURCE | PHOTOVOLTAIC | SUN |  | 2023-07-10 04:00 | Massachusetts Electric Company | CHELMSFORD | MA | CMA/NEMA | WCMA |  | 0.133 | 0 | 0.078
74333 | MEV WATERVILLE |  | NO RESOURCE | PHOTOVOLTAIC | SUN |  | 2023-07-19 04:00 | Central Maine Power Company | Waterville | ME | ME | ME |  | 4.95 | 0 | 2.962
74334 | SM_AOBC FRENCH KING |  | NO RESOURCE | PHOTOVOLTAIC | HSB |  | 2023-07-20 04:00 | NSTAR Electric Company | ERVING | MA | WMA | WCMA |  | 4.98 | 0 | 2.819
74343 | IRONBARK01532SOLAR249SMQF |  | NO RESOURCE | PHOTOVOLTAIC | SUN |  | 2023-07-24 04:00 | Massachusetts Electric Company | NORTHBOROUGH | MA | CMA/NEMA | WCMA |  | 0.249 | 0 | 0.102
74344 | COLTON01527SOLAR3400SMQF |  | NO RESOURCE | PHOTOVOLTAIC | SUN |  | 2023-07-25 04:00 | Massachusetts Electric Company | MILLBURY | MA | CMA/NEMA | WCMA |  | 3.4 | 0 | 1.424
74349 | SOLARSKY02920SOLAR780RE |  | NO RESOURCE | PHOTOVOLTAIC | SUN |  | 2023-07-25 04:00 | The Narragansett Electric Company | CRANSTON | RI | RI | RI |  | 0.78 | 0 | 0.421
74351 | GRAVEL PIT SOLAR | 41563 | Gravel Pit Solar 1 | PHOTOVOLTAIC | SUN |  | 2025-08-13 04:00 | Gravel Pit Solar, LLC | BROAD BROOK | CT | CT | CT | 66268 | 115.2 |  | 60.344
74357 | THREE CORNERS SOLAR | 40732 | Three Corners Solar | PHOTOVOLTAIC | SUN |  | 2024-07-27 04:00 | Three Corners Solar, LLC | BENTON | ME | ME | ME | 66955 | 131.4905 | 0 | 81.747
74358 | RICHHAUS02825SOLARNM |  | NO RESOURCE | PHOTOVOLTAIC | SUN |  | 2023-07-26 04:00 | The Narragansett Electric Company | FOSTER | RI | RI | RI |  | 0.028 | 0 | 0.004
74365 | BRAYTON ROAD SOLAR |  | NO RESOURCE | PHOTOVOLTAIC | SUN |  | 2024-04-15 04:00 | Green Development, LLC | TIVERTON | RI | SEMA | RI |  | 13.32 | 0 | 7.481
74366 | NB FUEL CELL | 44871 | NB Fuel Cells | FUEL CELL | NG |  | 2024-12-12 05:00 | Generate NB Fuel Cells, LLC | NEW BRITAIN | CT | CT | CT |  | 20.0983 | 0 | 18.041
74367 | SOLAR BREAKER TANK FARM |  | NO RESOURCE | PHOTOVOLTAIC | SUN |  | 2025-06-17 04:00 | NextEra Energy Marketing, LLC | Portsmouth | RI | SEMA | RI |  | 9.856 |  | 0.704
74373 | ROYAL RIVER NATURAL FOODS |  | NO RESOURCE | PHOTOVOLTAIC | SUN |  | 2023-07-27 04:00 | Central Maine Power Company | FREEPORT | ME | SME | ME |  | 0.03 | 0 | 0.013
74383 | RE SKOWHEGAN SOLAR |  | NO RESOURCE | PHOTOVOLTAIC | SUN |  | 2023-09-05 04:00 | Central Maine Power Company | SKOWHEGAN | ME | ME | ME |  | 4.925 | 0 | 2.668
74384 | MSD WISCASSET |  | NO RESOURCE | PHOTOVOLTAIC | SUN |  | 2023-07-28 04:00 | Central Maine Power Company | WISCASSET | ME | ME | ME |  | 4.95 | 0.107 | 3.587
74389 | AARON SLEEPER |  | NO RESOURCE | PHOTOVOLTAIC | SUN |  | 2023-08-09 04:00 | Central Maine Power Company | LIMINGTON | ME | SME | ME |  | 0.18 | 0 | 0.075
74390 | MEV WHITTEN RD |  | NO RESOURCE | PHOTOVOLTAIC | SUN |  | 2023-08-02 04:00 | Central Maine Power Company | Augusta | ME | ME | ME |  | 0.5 | 0 | 0.25
74391 | GARDINER A LLC |  | NO RESOURCE | PHOTOVOLTAIC | SUN |  | 2023-08-03 04:00 | Central Maine Power Company | Gardiner | ME | ME | ME |  | 4 | 0 | 2.232
74392 | MEV DOT CIVIC CENTER DR |  | NO RESOURCE | PHOTOVOLTAIC | SUN |  | 2023-09-05 04:00 | Central Maine Power Company | augusta | ME | ME | ME |  | 0.996 | 0 | 0.65
74422 | ISRAEL02148SOLAR67.3QF |  | NO RESOURCE | PHOTOVOLTAIC | SUN |  | 2023-08-11 04:00 | Massachusetts Electric Company | MALDEN | MA | BOSTON | NEMA |  | 0.067 | 0 | 0.026
74423 | TJMAXX01603SOLAR900QF |  | NO RESOURCE | PHOTOVOLTAIC | SUN |  | 2023-08-14 04:00 | Massachusetts Electric Company | WORCESTER | MA | WMA | WCMA |  | 0.9 | 0 | 0
74424 | UNICORNO02359SOLAR72SMQF |  | NO RESOURCE | PHOTOVOLTAIC | SUN |  | 2023-08-14 04:00 | Massachusetts Electric Company | PEMBROKE | MA | SEMA | SEMA |  | 0.072 | 0 | 0.044
74425 | UNICORNP02359SOLAR72SMQF |  | NO RESOURCE | PHOTOVOLTAIC | SUN |  | 2023-08-15 04:00 | Massachusetts Electric Company | PEMBROKE | MA | SEMA | SEMA |  | 0.072 | 0 | 0.044
74426 | UNICORNQ02359SOLAR72SMQF |  | NO RESOURCE | PHOTOVOLTAIC | SUN |  | 2023-08-15 04:00 | Massachusetts Electric Company | PEMBROKE | MA | SEMA | SEMA |  | 0.072 | 0 | 0.047
74432 | JILLMILNE02806SOLAR25NM |  | NO RESOURCE | PHOTOVOLTAIC | SUN |  | 2023-08-17 04:00 | The Narragansett Electric Company | BARRINGTON | RI | RI | RI |  | 0.025 | 0 | 0.001
74435 | SUNSHINEOIL02809SOLAR50NM |  | NO RESOURCE | PHOTOVOLTAIC | SUN |  | 2023-08-18 04:00 | The Narragansett Electric Company | BRISTOL | RI | RI | RI |  | 0.05 | 0 | 0.006
74449 | UNIVERSITY OF NE_BIDDEFORD |  | NO RESOURCE | PHOTOVOLTAIC | SUN |  | 2024-02-23 05:00 | Central Maine Power Company | BIDDEFORD | ME | SME | ME |  | 0.24 | 0 | 0.145
74469 | BROOKSIDEBLDGC02818SOLAR43NM |  | NO RESOURCE | PHOTOVOLTAIC | SUN |  | 2023-08-31 04:00 | The Narragansett Electric Company | EAST GREENWICH | RI | RI | RI |  | 0.043 | 0 | 0.003
74470 | BROOKSIDEBLDGD02818SOLAR43NM |  | NO RESOURCE | PHOTOVOLTAIC | SUN |  | 2023-08-31 04:00 | The Narragansett Electric Company | EAST GREENWICH | RI | RI | RI |  | 0.043 | 0 | 0.004
74472 | 50INDSTRLCRCLE02865SOLAR200RE |  | NO RESOURCE | PHOTOVOLTAIC | SUN |  | 2023-08-31 04:00 | The Narragansett Electric Company | LINCOLN | RI | RI | RI |  | 0.2 | 0 | 0.087
74473 | NORTON ROAD SOLAR 1 LLC |  | NO RESOURCE | PHOTOVOLTAIC | SUN |  | 2023-10-07 04:00 | Central Maine Power Company | STRONG | ME | ME | ME |  | 4.878 | 0 | 3.022
74474 | MAINE DG SOLAR PITTSFIELD |  | NO RESOURCE | PHOTOVOLTAIC | SUN |  | 2023-09-05 04:00 | Central Maine Power Company | PITTSFIELD | ME | ME | ME |  | 4.875 | 0 | 2.655
74475 | MEVS ASA LLC |  | NO RESOURCE | PHOTOVOLTAIC | SUN |  | 2025-01-03 05:00 | Central Maine Power Company | Augusta | ME | ME | ME |  | 4.875 | 0.072 | 2.445
74476 | BRIGHT02072SOLAR250AOBC |  | NO RESOURCE | PHOTOVOLTAIC | SUN |  | 2023-09-05 04:00 | Massachusetts Electric Company | STOUGHTON | MA | SEMA | SEMA |  | 0.25 | 0 | 0.101
74479 | SM_AOBCFAUNCE COR ID2305846_V2 | 44725 | C_560 Faunce Corner | ENERGY STORAGE NON-PUMP | HSB |  | 2023-01-27 05:00 | Enel X North America, Inc. | DARTMOUTH | MA | SEMA | SEMA |  | 0.999 | 0.973 | 0.961
74480 | TREASURE LANE SOLAR |  | NO RESOURCE | PHOTOVOLTAIC | SUN |  | 2023-09-09 04:00 | Central Maine Power Company | Manchester | ME | ME | ME |  | 4.5 | 0 | 2.865
74484 | WINDHAM01810SOLAR144QF |  | NO RESOURCE | PHOTOVOLTAIC | SUN |  | 2023-09-12 04:00 | Massachusetts Electric Company | ANDOVER | MA | BOSTON | NEMA |  | 0.144 | 0 | 0.072
74485 | NEXTGRID BITTERBUSH, LLC |  | NO RESOURCE | PHOTOVOLTAIC | SUN |  | 2023-09-12 04:00 | Versant Power | Bangor | ME | BHE | ME |  | 4.6 | 0 | 1.982
74486 | MEVS CLARK |  | NO RESOURCE | PHOTOVOLTAIC | SUN |  | 2023-10-25 04:00 | Central Maine Power Company | Bingham | ME | ME | ME |  | 4.98 | 0 | 2.026
74487 | CUSTOMCOMP02920SOLAR25NM |  | NO RESOURCE | PHOTOVOLTAIC | SUN |  | 2023-09-14 04:00 | The Narragansett Electric Company | CRANSTON | RI | RI | RI |  | 0.025 | 0 | 0.006
74491 | GREEN MILE SOLAR |  | NO RESOURCE | PHOTOVOLTAIC | SUN |  | 2023-09-14 04:00 | Central Maine Power Company | Woolwich | ME | ME | ME |  | 4.999 | 0 | 2.753
74493 | DAVIS ROAD SENIOR HOUSING |  | NO RESOURCE | PHOTOVOLTAIC | SUN |  | 2023-09-19 04:00 | Versant Power | BANGOR | ME | BHE | ME |  | 0.1 | 0 | 0.041
74500 | SOL ME AUGUSTA 13 YORK FARM |  | NO RESOURCE | PHOTOVOLTAIC | SUN |  | 2023-11-21 05:00 | Central Maine Power Company | AUGUSTA | ME | ME | ME |  | 0.999 | 0 | 0.505
74501 | SM_QFNXTGRD SNOWBRY ID 2370560 |  | NO RESOURCE | PHOTOVOLTAIC | SUN |  | 2023-09-27 04:00 | NSTAR Electric Company | HOLLISTON | MA | RI | SEMA |  | 0.488 | 0 | 0.191
74502 | SM_NMHOLLISTON HA ID 2323654 | 44877 | LSE Ophiuchus LLC | PHOTOVOLTAIC | HSB |  | 2023-11-28 05:00 | Galt Power Inc. | SANDWICH | MA | SEMA | SEMA |  | 1.992 | 0.094 | 1.759
74503 | SM_QFSTANDARD HLDG ID 11610751 |  | NO RESOURCE | PHOTOVOLTAIC | SUN |  | 2023-09-27 04:00 | NSTAR Electric Company | HYANNIS | MA | SEMA | SEMA |  | 0.1 | 0 | 0.052
74504 | SM_QF NXG CANELLA HISTEX-69779 |  | NO RESOURCE | PHOTOVOLTAIC | SUN |  | 2023-09-27 04:00 | NSTAR Electric Company | FRAMINGHAM | MA | BOSTON | NEMA |  | 0.365 | 0 | 0.151
74505 | SM_NM LUMINOUS ID 2387970 |  | NO RESOURCE | PHOTOVOLTAIC | SUN |  | 2023-09-27 04:00 | NSTAR Electric Company | MASHPEE | MA | SEMA | SEMA |  | 0.491 | 0 | 0.223
74507 | SM_AOBC119 MULLER ESMAEX-00337 |  | NO RESOURCE | PHOTOVOLTAIC | SUN |  | 2023-09-27 04:00 | NSTAR Electric Company | BURLINGTON | MA | BOSTON | NEMA |  | 0.138 | 0.001 | 0.076
74508 | SM_QFDIVINE STNWRKS ID 9864390 |  | NO RESOURCE | PHOTOVOLTAIC | SUN |  | 2023-09-27 04:00 | NSTAR Electric Company | ASHLAND | MA | BOSTON | NEMA |  | 0.24 | 0 | 0.135
74509 | SM_AOBC FORGE ST ID 7794508 |  | NO RESOURCE | PHOTOVOLTAIC | SUN |  | 2023-09-27 04:00 | NSTAR Electric Company | WATERTOWN | MA | BOSTON | NEMA |  | 0.099 | 0.002 | 0.073
74510 | SM_AOBC FORGE ROOF ID 7906020 |  | NO RESOURCE | PHOTOVOLTAIC | SUN |  | 2023-09-28 04:00 | NSTAR Electric Company | WATERTOWN | MA | BOSTON | NEMA |  | 0.499 | 0.01 | 0.283
74511 | SM_AOBC CUBESMT 556 ID 6744800 |  | NO RESOURCE | PHOTOVOLTAIC | SUN |  | 2023-09-28 04:00 | NSTAR Electric Company | BOSTON | MA | BOSTON | NEMA |  | 0.1 | 0 | 0.013
74512 | 40 HUDSON CANTON RF ID 5509120 |  | NO RESOURCE | PHOTOVOLTAIC | SUN |  | 2023-09-28 04:00 | NSTAR Electric Company | CANTON | MA | SEMA | SEMA |  | 0.25 | 0 | 0.138
74513 | SM_AOBC SED 540 MAIN ID7480084 |  | NO RESOURCE | PHOTOVOLTAIC | SUN |  | 2023-09-28 04:00 | NSTAR Electric Company | HYANNIS | MA | SEMA | SEMA |  | 0.22 | 0.005 | 0.127
74514 | SM_QFNXTGD LOCUST ID 2328724 |  | NO RESOURCE | PHOTOVOLTAIC | SUN |  | 2023-09-28 04:00 | NSTAR Electric Company | NORFOLK | MA | SEMA | SEMA |  | 0.195 | 0 | 0.057
74515 | SM_AOBCNARDONE ID 2403255 |  | NO RESOURCE | PHOTOVOLTAIC | SUN |  | 2023-09-28 04:00 | NSTAR Electric Company | WOBURN | MA | BOSTON | NEMA |  | 0.063 | 0 | 0.01
74516 | NJRCLEANENERGY02857SOLAR3000RE |  | NO RESOURCE | PHOTOVOLTAIC | SUN |  | 2023-09-26 04:00 | The Narragansett Electric Company | NORTH SCITUATE | RI | RI | RI |  | 3 | 0 | 0.736
74519 | BLUEBIRD SCARBOROUGH LLC |  | NO RESOURCE | PHOTOVOLTAIC | SUN |  | 2023-09-28 04:00 | Central Maine Power Company | SCARBOROUGH | ME | SME | ME |  | 0.2 | 0 | 0.11
74520 | 50QUAKERLANE02886SOLAR100RE |  | NO RESOURCE | PHOTOVOLTAIC | SUN |  | 2023-09-28 04:00 | The Narragansett Electric Company | WARWICK | RI | RI | RI |  | 0.1 | 0 | 0.038
74521 | AMERICAN STEEL & ALUMINUM LLC |  | NO RESOURCE | PHOTOVOLTAIC | SUN |  | 2023-10-17 04:00 | Central Maine Power Company | BATH | ME | ME | ME |  | 0.39 | 0 | 0.087
74523 | WATERFALL ARTS |  | NO RESOURCE | PHOTOVOLTAIC | SUN |  | 2023-10-07 04:00 | Central Maine Power Company | Belfast | ME | ME | ME |  | 0.05 | 0 | 0.017
74524 | SOUTH THOMASTON SOLAR LLC |  | NO RESOURCE | PHOTOVOLTAIC | SUN |  | 2023-10-14 04:00 | Central Maine Power Company | SOUTH THOMASTON | ME | ME | ME |  | 4 | 0 | 1.898
74525 | TOWN OF TRENTON |  | NO RESOURCE | PHOTOVOLTAIC | SUN |  | 2023-10-12 04:00 | Versant Power | TRENTON | ME | BHE | ME |  | 0.1 | 0 | 0.049
74528 | GURNA02914SOLAR31.9NM |  | NO RESOURCE | PHOTOVOLTAIC | SUN |  | 2023-10-13 04:00 | The Narragansett Electric Company | EAST PROVIDENCE | RI | RI | RI |  | 0.032 | 0 | 0.011
74529 | BODWELL CPD INC |  | NO RESOURCE | PHOTOVOLTAIC | SUN |  | 2023-10-12 04:00 | Central Maine Power Company | BRUNSWICK | ME | ME | ME |  | 0.05 | 0 | 0.026
74534 | OAKSQUAREVAL02817SOLAR740NM |  | NO RESOURCE | PHOTOVOLTAIC | SUN |  | 2023-10-17 04:00 | The Narragansett Electric Company | WEST GREENWICH | RI | RI | RI |  | 0.74 | 0 | 0.364
74535 | SUTTON01540SOLAR249.8AOBC |  | NO RESOURCE | PHOTOVOLTAIC | SUN |  | 2023-10-17 04:00 | Massachusetts Electric Company | OXFORD | MA | WMA | WCMA |  | 0.25 | 0 | 0.139
74536 | DOW01826SOLAR150QF |  | NO RESOURCE | PHOTOVOLTAIC | SUN |  | 2023-10-18 04:00 | Massachusetts Electric Company | DRACUT | MA | CMA/NEMA | WCMA |  | 0.15 | 0 | 0.044
74550 | ER PLEASANT ST SOLAR |  | NO RESOURCE | PHOTOVOLTAIC | SUN |  | 2023-12-26 05:00 | Central Maine Power Company | WILTON | ME | ME | ME |  | 3 | 0 | 1.631
74551 | HEP FARMINGTON SPV |  | NO RESOURCE | PHOTOVOLTAIC | SUN |  | 2024-03-16 04:00 | Central Maine Power Company | Farmington | ME | ME | ME |  | 4.875 | 0 | 2.496
74552 | ME CDG 003 NORWAY |  | NO RESOURCE | PHOTOVOLTAIC | SUN |  | 2023-12-14 05:00 | Central Maine Power Company | norway | ME | ME | ME |  | 0.875 | 0 | 0.341
74553 | PLANKTON01028SOLAR240QF |  | NO RESOURCE | PHOTOVOLTAIC | SUN |  | 2023-10-31 04:00 | Massachusetts Electric Company | EAST LONGMEADOW | MA | WMA | WCMA |  | 0.24 | 0 | 0.13
74559 | NONESUCH RIVER BREWING |  | NO RESOURCE | PHOTOVOLTAIC | SUN |  | 2023-12-22 05:00 | Central Maine Power Company | SCARBOROUGH | ME | SME | ME |  | 0.08 | 0 | 0.034
74575 | ASHBIONHYDRO02864HYDRO480RE |  | NO RESOURCE | HYDRO: RUN OF RIVER | WAT |  | 2023-11-15 05:00 | The Narragansett Electric Company | CUMBERLAND | RI | RI | RI |  | 0.52 | 0.18 | 0.52
74577 | EVANSFIND02914SOLAR240NM |  | NO RESOURCE | PHOTOVOLTAIC | SUN |  | 2023-11-16 05:00 | The Narragansett Electric Company | EAST PROVIDENCE | RI | RI | RI |  | 0.24 | 0 | 0.039
74578 | NEWGEN VENTURES_70 ME MALL RD |  | NO RESOURCE | PHOTOVOLTAIC | SUN |  | 2024-01-30 05:00 | Central Maine Power Company | S Portland | ME | SME | ME |  | 0.066 | 0 | 0.033
74581 | TOWN OF POLAND |  | NO RESOURCE | PHOTOVOLTAIC | SUN |  | 2024-01-27 05:00 | Central Maine Power Company | POLAND | ME | ME | ME |  | 0.08 | 0 | 0.017
74582 | WEIRS MOTOR SALES ARUNDEL |  | NO RESOURCE | PHOTOVOLTAIC | SUN |  | 2024-01-08 05:00 | Central Maine Power Company | ARUNDEL | ME | SME | ME |  | 0.16 | 0 | 0.083
74583 | ME RICHMOND LINCOLN ST LLC |  | NO RESOURCE | PHOTOVOLTAIC | SUN |  | 2023-12-28 05:00 | Central Maine Power Company | RICHMOND | ME | ME | ME |  | 1.75 | 0 | 0.887
74584 | SM_AOBC SUDBRYBOSPST ID5343412 |  | NO RESOURCE | PHOTOVOLTAIC | SUN |  | 2023-11-20 05:00 | NSTAR Electric Company | Sudbury | MA | BOSTON | NEMA |  | 0.4 | 0 | 0.224
74586 | SM_AOBC SURECRANSVCS ID7105178 |  | NO RESOURCE | PHOTOVOLTAIC | SUN |  | 2023-11-20 05:00 | NSTAR Electric Company | Wareham | MA | SEMA | SEMA |  | 0.196 | 0 | 0.1
74587 | SM_QF MARYILYNRTLY ID11753851 |  | NO RESOURCE | PHOTOVOLTAIC | SUN |  | 2023-11-20 05:00 | NSTAR Electric Company | Kingston | MA | SEMA | SEMA |  | 0.26 | 0.004 | 0.118
74590 | NBRAIN01531SOLAR1650SMQF |  | NO RESOURCE | PHOTOVOLTAIC | SUN |  | 2023-11-21 05:00 | Massachusetts Electric Company | NEW BRAINTREE | MA | WMA | WCMA |  | 1.65 | 0 | 1.097
74592 | ALTUSNEWMARLBOROUGH_SOG_QF | 41519 | Altus New Marlborough | ENERGY STORAGE NON-PUMP | HSB |  | 2023-05-03 04:00 | Tyr Energy, LLC | NEW MARLBOROUGH | MA | WMA | WCMA |  | 2 | 1.364 | 1.364
74593 | 142BLACKSTONE_SOG_AOBC | 44282 | Grasshopper 142 Blackstone | ENERGY STORAGE NON-PUMP | HSB |  | 2023-05-11 04:00 | Tyr Energy, LLC | BLACKSTONE | MA | RI | RI |  | 5 | 3.416 | 3.212
74594 | WILSON STREET_SOG | 44293 | Grasshopper Wilson Street | ENERGY STORAGE NON-PUMP | HSB |  | 2023-05-24 04:00 | Tyr Energy, LLC | HOPKINTON | MA | BOSTON | NEMA |  | 1.8 | 1.275 | 1.259
74595 | NEWPORTEQSTRN02842SOLAR30NM |  | NO RESOURCE | PHOTOVOLTAIC | SUN |  | 2023-11-22 05:00 | The Narragansett Electric Company | MIDDLETOWN | RI | SEMA | RI |  | 0.03 | 0 | 0.015
74597 | ARCTARIS SADDLEBACK SOLAR |  | NO RESOURCE | PHOTOVOLTAIC | SUN |  | 2023-12-19 05:00 | Central Maine Power Company | RANGELEY | ME | ME | ME |  | 4.885 | 0 | 3.409
74604 | WESTBORO01581SOLAR220NM |  | NO RESOURCE | PHOTOVOLTAIC | SUN |  | 2023-11-29 05:00 | Massachusetts Electric Company | WESTBOROUGH | MA | CMA/NEMA | WCMA |  | 0.22 | 0 | 0.097
74605 | IMMAC01950SOLAR67.3QF |  | NO RESOURCE | PHOTOVOLTAIC | SUN |  | 2023-12-01 05:00 | Massachusetts Electric Company | NEWBURYPORT | MA | BOSTON | NEMA |  | 0.067 | 0 | 0.027
74607 | CHRISTIANBROS02882SOLAR175NM |  | NO RESOURCE | PHOTOVOLTAIC | SUN |  | 2023-12-01 05:00 | The Narragansett Electric Company | NARRAGANSETT | RI | RI | RI |  | 0.175 | 0 | 0.053
74608 | YORK SEWER DISTRICT |  | NO RESOURCE | PHOTOVOLTAIC | SUN |  | 2024-01-10 05:00 | Central Maine Power Company | YORK | ME | SME | ME |  | 0.017 | 0 | 0.012
74614 | SR NORTH STONINGTON SOLAR |  | NO RESOURCE | PHOTOVOLTAIC | SUN |  | 2024-03-30 04:00 | Galt Power Inc. | NORTH STONINGTON | CT | CT | CT | 64160 | 9.025 | 0.001 | 5.406
74615 | RJOL HYDRO |  | NO RESOURCE | HYDRO: RUN OF RIVER | WAT |  | 2024-11-01 04:00 | Eagle Creek Renewable Energy Holdings, LLC | JAY | ME | ME | ME | 50047, 50080, 50081, 50082 | 25.4002 | 10.221 | 6.908
74625 | FRANKLAND ROAD SOLAR CSF_GEN | 44999 | Frankland Road Solar | ENERGY STORAGE NON-PUMP | BAT |  | 2025-03-11 04:00 | Frankland Road Solar, LLC | HOPKINTON | MA | BOSTON | NEMA |  | 3 | 2.547 | 2.409
74630 | LEICESTER_SOG_AOBC | 44500 | Syncarpha Leicester | ENERGY STORAGE NON-PUMP | HSB |  | 2023-06-15 04:00 | Marie's Way Solar I, LLC | Leicester | MA | WMA | WCMA |  | 3 | 2.47 | 2.332
74631 | AES CATERPILLAR HILL ROAD |  | NO RESOURCE | PHOTOVOLTAIC | SUN |  | 2023-12-08 05:00 | Versant Power | Sedgwick | ME | BHE | ME |  | 4.99 | 0 | 3.161
74633 | 116GMC01832SOLAR149.9AOBC |  | NO RESOURCE | PHOTOVOLTAIC | SUN |  | 2023-12-08 05:00 | Massachusetts Electric Company | HAVERHILL | MA | BOSTON | NEMA |  | 0.149 | 0 | 0.041
74637 | NRG02188SOLAR499.5SMQF |  | NO RESOURCE | PHOTOVOLTAIC | SUN |  | 2023-12-12 05:00 | Massachusetts Electric Company | WEYMOUTH | MA | SEMA | SEMA |  | 0.499 | 0 | 0.185
74640 | NUSUNALVES02842SOLAR160RE |  | NO RESOURCE | PHOTOVOLTAIC | SUN |  | 2023-12-14 05:00 | The Narragansett Electric Company | MIDDLETOWN | RI | SEMA | RI |  | 0.16 | 0 | 0.08
74643 | MEDLINE01569SOLAR4966SMQF |  | NO RESOURCE | PHOTOVOLTAIC | SUN |  | 2023-12-18 05:00 | Massachusetts Electric Company | UXBRIDGE | MA | RI | SEMA |  | 4.966 | 0 | 1.45
74644 | OVERLOOK SOLAR PARTNERS LLC |  | NO RESOURCE | PHOTOVOLTAIC | SUN |  | 2024-01-08 05:00 | Central Maine Power Company | BRISTOL | ME | ME | ME |  | 4.899 | 0 | 2.941
74645 | RE PITTSTON |  | NO RESOURCE | PHOTOVOLTAIC | SUN |  | 2024-01-12 05:00 | Central Maine Power Company | PITTSTON | ME | ME | ME |  | 4.95 | 0 | 2.53
74651 | 112GMC01832SOLAR133.2AOBC |  | NO RESOURCE | PHOTOVOLTAIC | SUN |  | 2023-12-29 05:00 | Massachusetts Electric Company | HAVERHILL | MA | BOSTON | NEMA |  | 0.133 | 0 | 0.022
74652 | 108GMC01832SOLAR149.9AOBC |  | NO RESOURCE | PHOTOVOLTAIC | SUN |  | 2023-12-29 05:00 | Massachusetts Electric Company | HAVERHILL | MA | BOSTON | NEMA |  | 0.15 | 0 | 0.052
74653 | NEWBURY01922SOLAR1980AOBC |  | NO RESOURCE | PHOTOVOLTAIC | SUN |  | 2023-12-29 05:00 | Massachusetts Electric Company | BYFIELD | MA | BOSTON | NEMA |  | 1.98 | 0 | 0.395
74654 | WISHCAMPER COMPANIES |  | NO RESOURCE | PHOTOVOLTAIC | SUN |  | 2023-12-29 05:00 | Versant Power | Hampden | ME | BHE | ME |  | 4.95 | 0 | 2.832
74656 | FORTR01523SOLAR4980SMQF | 45130 | Valta Fort Pond PV | PHOTOVOLTAIC | SUN |  | 2024-01-03 05:00 | Massachusetts Electric Company | LANCASTER | MA | CMA/NEMA | WCMA |  | 4.98 | 0.001 | 2.625
74657 | PHYTO02038SOLAR240AOBC |  | NO RESOURCE | PHOTOVOLTAIC | SUN |  | 2024-01-05 05:00 | Massachusetts Electric Company | FRANKLIN | MA | RI | SEMA |  | 0.24 | 0 | 0.118
74659 | ORIONRETAIL02865SOLAR600NM |  | NO RESOURCE | PHOTOVOLTAIC | SUN |  | 2024-02-12 05:00 | The Narragansett Electric Company | LINCOLN | RI | RI | RI |  | 0.6 | 0 | 0.139
74660 | MALIBUINVEST02886SOLAR100NM |  | NO RESOURCE | PHOTOVOLTAIC | SUN |  | 2024-01-06 05:00 | The Narragansett Electric Company | WARWICK | RI | RI | RI |  | 0.1 | 0 | 0.044
74661 | SHANNOCKSLR02875SOLAR200RE |  | NO RESOURCE | PHOTOVOLTAIC | SUN |  | 2024-01-06 05:00 | The Narragansett Electric Company | SHANNOCK | RI | RI | RI |  | 0.2 | 0 | 0.106
74662 | GREYSAILBREW02891SOLAR36NM |  | NO RESOURCE | PHOTOVOLTAIC | SUN |  | 2024-01-06 05:00 | The Narragansett Electric Company | WESTERLY | RI | RI | RI |  | 0.036 | 0 | 0
74664 | SWIFT01069SOLAR1986AOBC |  | NO RESOURCE | PHOTOVOLTAIC | SUN |  | 2024-01-08 05:00 | Massachusetts Electric Company | PALMER | MA | WMA | WCMA |  | 1.986 | 0 | 1.155
74665 | BERRY02762SOLAR4107AOBC | 44922 | 0789 - 5 Berry - PV+BESS | ENERGY STORAGE NON-PUMP | HSB |  | 2025-01-11 05:00 | SYSO Inc. | PLAINVILLE | MA | RI | SEMA |  | 4.107 | 3.461 | 3.342
74666 | BWC UNITY POND LLC |  | NO RESOURCE | PHOTOVOLTAIC | SUN |  | 2024-01-04 05:00 | Central Maine Power Company | BENTON | ME | ME | ME |  | 4.45 | 0 | 2.291
74670 | COUNTY OF WALDO |  | NO RESOURCE | PHOTOVOLTAIC | SUN |  | 2024-01-19 05:00 | Central Maine Power Company | BELFAST | ME | ME | ME |  | 0.033 | 0 | 0.012
74671 | NEWGEN VENTURES_50 ME MALL RD |  | NO RESOURCE | PHOTOVOLTAIC | SUN |  | 2024-01-19 05:00 | Central Maine Power Company | SOUTH PORTLAND | ME | SME | ME |  | 0.999 | 0 | 0.039
74672 | TOWER SOLAR PARTNERS LLC |  | NO RESOURCE | PHOTOVOLTAIC | SUN |  | 2024-01-10 05:00 | Central Maine Power Company | EMBDEN | ME | ME | ME |  | 4.999 | 0 | 2.972
74673 | CEDAR WORKS INC |  | NO RESOURCE | PHOTOVOLTAIC | SUN |  | 2024-01-24 05:00 | Central Maine Power Company | ROCKLAND | ME | ME | ME |  | 0.3 | 0 | 0.177
74674 | RIZKBROOK02893SOLAR600RE |  | NO RESOURCE | PHOTOVOLTAIC | SUN |  | 2024-01-10 05:00 | The Narragansett Electric Company | WEST WARWICK | RI | RI | RI |  | 0.6 | 0 | 0.099
74675 | AUTOZONE02860SOLAR29.9NM |  | NO RESOURCE | PHOTOVOLTAIC | SUN |  | 2024-01-10 05:00 | The Narragansett Electric Company | PAWTUCKET | RI | RI | RI |  | 0.029 | 0 | 0.005
74676 | BRUNSWICK SCHOOL DEPT_MCKEEN |  | NO RESOURCE | PHOTOVOLTAIC | SUN |  | 2024-01-19 05:00 | Central Maine Power Company | BRUNSWICK | ME | ME | ME |  | 0.16 | 0 | 0.087
74677 | LGC CLINICAL DIAGNOSTICS INC |  | NO RESOURCE | PHOTOVOLTAIC | SUN |  | 2024-01-19 05:00 | Central Maine Power Company | CUMBERLAND FORESIDE | ME | SME | ME |  | 0.3 | 0 | 0.205
74678 | BRADFORD GENERAL |  | NO RESOURCE | PHOTOVOLTAIC | SUN |  | 2024-01-11 05:00 | Versant Power | Bradford | ME | BHE | ME |  | 0.05 | 0 | 0.023
74679 | FOREFRONT PARTNERS 1 LP |  | NO RESOURCE | PHOTOVOLTAIC | SUN |  | 2024-02-02 05:00 | Central Maine Power Company | Portland | ME | SME | ME |  | 0.1 | 0 | 0.028
74680 | BRUNSWICK SCHOOL DEPT_JORDAN |  | NO RESOURCE | PHOTOVOLTAIC | SUN |  | 2024-01-25 05:00 | Central Maine Power Company | BRUNSWICK | ME | ME | ME |  | 0.26 | 0 | 0.136
74681 | SABATTUS SB 01 LLC |  | NO RESOURCE | PHOTOVOLTAIC | SUN |  | 2024-01-19 05:00 | Central Maine Power Company | SABATTUS | ME | ME | ME |  | 4.876 | 0 | 2.838
74682 | HARRIS DAIRY FARM |  | NO RESOURCE | PHOTOVOLTAIC | SUN |  | 2024-02-09 05:00 | Central Maine Power Company | DAYTON | ME | SME | ME |  | 0.035 | 0 | 0.018
74683 | NATIONAL DISTRIBUTORS INC |  | NO RESOURCE | PHOTOVOLTAIC | SUN |  | 2024-01-31 05:00 | Central Maine Power Company | SOUTH PORTLAND | ME | SME | ME |  | 0.35 | 0 | 0.225
74684 | JOHN LAFAYETTE |  | NO RESOURCE | PHOTOVOLTAIC | SUN |  | 2024-02-17 05:00 | Central Maine Power Company | HAMPDEN | ME | BHE | ME |  | 0.23 | 0 | 0.099
74685 | SOUTH PARIS PV LLC |  | NO RESOURCE | PHOTOVOLTAIC | SUN |  | 2024-02-27 05:00 | Central Maine Power Company | SOUTH PARIS | ME | ME | ME |  | 4.851 | 0 | 2.667
74687 | ME CDG 007 LLC |  | NO RESOURCE | PHOTOVOLTAIC | SUN |  | 2024-04-11 04:00 | Central Maine Power Company | DOVER FOXCROFT | ME | ME | ME |  | 0.84 | 0 | 0.353
74691 | HARDYPOND DEVELOPMENT CO, LLC |  | NO RESOURCE | PHOTOVOLTAIC | SUN |  | 2024-02-07 05:00 | Central Maine Power Company | SACO | ME | SME | ME |  | 0.035 | 0 | 0.019
74693 | JENCKESEPC02865SOLAR3000NM |  | NO RESOURCE | PHOTOVOLTAIC | SUN |  | 2024-02-09 05:00 | The Narragansett Electric Company | LINCOLN | RI | RI | RI |  | 3 | 0 | 1.542
74694 | JENCKESCARPORT02865SOLAR600NM |  | NO RESOURCE | PHOTOVOLTAIC | SUN |  | 2024-02-09 05:00 | The Narragansett Electric Company | LINCOLN | RI | RI | RI |  | 0.6 | 0 | 0.22
74697 | ADVANCEDAUTO02879SOLAR51NM |  | NO RESOURCE | PHOTOVOLTAIC | SUN |  | 2024-02-13 05:00 | The Narragansett Electric Company | WAKEFIELD | RI | RI | RI |  | 0.051 | 0 | 0.018
74701 | SIMJUL02809SOLAR200RE |  | NO RESOURCE | PHOTOVOLTAIC | SUN |  | 2024-02-13 05:00 | The Narragansett Electric Company | BRISTOL | RI | RI | RI |  | 0.2 | 0 | 0.101
74704 | GREEN01028SOLAR83.3AOBC |  | NO RESOURCE | PHOTOVOLTAIC | SUN |  | 2024-02-14 05:00 | Massachusetts Electric Company | EAST LONGMEADOW | MA | WMA | WCMA |  | 0.083 | 0 | 0.041
74729 | BANGOR SAVINGS BANK - UNION |  | NO RESOURCE | PHOTOVOLTAIC | SUN |  | 2024-03-13 04:00 | Central Maine Power Company | UNION | ME | ME | ME |  | 0.146 | 0 | 0.081
74746 | BIGELOWRD15701000AOBC | 40947 | BigelowRd_Solar | ENERGY STORAGE NON-PUMP | HSB |  | 2024-02-26 05:00 | Nexamp Markets, LLC | Webster | MA | WMA | WCMA |  | 1 | 0.94 | 0.94
74747 | DOUGLAS01516PV4980AOBC | 41025 | Douglas PV | ENERGY STORAGE NON-PUMP | HSB |  | 2024-02-26 05:00 | Nexamp Markets, LLC | Douglas | MA | RI | SEMA |  | 4.98 | 4.818 | 4.308
74748 | HERON02072PV2000AOBC | 44174 | Heron Crossing Solar | ENERGY STORAGE NON-PUMP | HSB |  | 2024-02-26 05:00 | Nexamp Markets, LLC | Stoughton | MA | SEMA | SEMA |  | 2 | 0.769 | 0.769
74750 | SM_NM HADLEY 3 NORTH | 40950 | Hadley_North_Solar | ENERGY STORAGE NON-PUMP | HSB |  | 2024-02-27 05:00 | Nexamp Markets, LLC | Hadley | MA | WMA | WCMA |  | 1.995 | 1.903 | 1.903
74751 | SM_NM HADLEY 3 SOUTH | 40951 | Hadley_South_Solar | ENERGY STORAGE NON-PUMP | HSB |  | 2024-02-27 05:00 | Nexamp Markets, LLC | Hadley | MA | WMA | WCMA |  | 1.995 | 1.712 | 1.539
74752 | QF_AOBC_BERNARDSTON MA PV | 44473 | Bernardston | ENERGY STORAGE NON-PUMP | HSB |  | 2024-02-27 05:00 | Nexamp Markets, LLC | Bernardston | MA | WMA | WCMA |  | 1.41 | 1.307 | 1.307
74753 | SM_AOBC_OLD FRONTIER III PV | 44422 | Old Frontier III | ENERGY STORAGE NON-PUMP | HSB |  | 2024-02-27 05:00 | Nexamp Markets, LLC | SOUTH DEERFIELD | MA | WMA | WCMA |  | 2 | 1.855 | 1.789
74754 | SM_AOBC MONTAGUE RD | 40952 | Montague Road Solar | ENERGY STORAGE NON-PUMP | HSB |  | 2024-02-27 05:00 | Nexamp Markets, LLC | AMHERST | MA | WMA | WCMA |  | 3.12 | 2.538 | 1.001
74755 | BWCCAMP01832SOLAR1594AOBC |  | NO RESOURCE | PHOTOVOLTAIC | SUN |  | 2024-02-28 05:00 | Massachusetts Electric Company | HAVERHILL | MA | BOSTON | NEMA |  | 1.594 | 0 | 1.184
74757 | SHEPARD BROTHERS |  | NO RESOURCE | PHOTOVOLTAIC | SUN |  | 2024-05-07 04:00 | Central Maine Power Company | THOMASTON | ME | ME | ME |  | 0.2 | 0 | 0.097
74758 | 190 ELECTRIC AVE [LUNENBURG] | 44115 | Lunenburg Solar [Elec] | ENERGY STORAGE NON-PUMP | HSB |  | 2024-02-29 05:00 | Nexamp Markets, LLC | Lunenburg | MA | WMA | WCMA |  | 0.999 | 0.914 | 0.915
74780 | HEP WATERBORO SPV LLC |  | NO RESOURCE | PHOTOVOLTAIC | SUN |  | 2024-07-10 04:00 | Central Maine Power Company | EAST WATERBORO | ME | SME | ME |  | 4.875 | 0 | 2.169
74783 | MAINE DG HOLDINGS_VASSALBORO |  | NO RESOURCE | PHOTOVOLTAIC | SUN |  | 2024-03-06 05:00 | Central Maine Power Company | VASSALBORO | ME | ME | ME |  | 3.178 | 0 | 2.029
74788 | NM_PLAINFIELD STORAGE | 41155 | Plainfield_Storage | ENERGY STORAGE NON-PUMP | BAT |  | 2024-03-11 04:00 | Nexamp Markets, LLC | Plainfield | MA | WMA | WCMA |  | 1 | 0.489 | 0.489
74789 | FRYEBURG REC DEPARTMENT |  | NO RESOURCE | PHOTOVOLTAIC | SUN |  | 2024-03-11 04:00 | Central Maine Power Company | FRYEBURG | ME | ME | ME |  | 0.034 | 0 | 0.016
74790 | TOWN OF CASCO |  | NO RESOURCE | PHOTOVOLTAIC | SUN |  | 2024-05-07 04:00 | Central Maine Power Company | CASCO | ME | ME | ME |  | 0.115 | 0 | 0.069
74791 | EAGLE INDUSTRIES |  | NO RESOURCE | PHOTOVOLTAIC | SUN |  | 2024-03-16 04:00 | Central Maine Power Company | HOLLIS CENTER | ME | SME | ME |  | 0.12 | 0 | 0.064
74792 | OAK HILL SENIOR HOUSING LP |  | NO RESOURCE | PHOTOVOLTAIC | SUN |  | 2024-04-09 04:00 | Central Maine Power Company | SCARBOROUGH | ME | SME | ME |  | 0.085 | 0 | 0.021
74793 | ME ATHENS RIDGE RD SOLAR LLC |  | NO RESOURCE | PHOTOVOLTAIC | SUN |  | 2024-03-28 04:00 | Central Maine Power Company | ATHENS | ME | ME | ME |  | 2.749 | 0 | 1.527
74794 | NUGENMINTURN02809SOLAR4648NM | 44116 | NuGen PV - Bristol Landfill, RI | PHOTOVOLTAIC | SUN |  | 2024-03-14 04:00 | The Narragansett Electric Company | BRISTOL | RI | RI | RI |  | 4.98 | 0 | 2.917
74795 | 49WESTFIELD02907SOLAR50NM |  | NO RESOURCE | PHOTOVOLTAIC | SUN |  | 2024-03-14 04:00 | The Narragansett Electric Company | PROVIDENCE | RI | RI | RI |  | 0.05 | 0 | 0
74800 | 51WORTHINGTON02920SOLAR120RE |  | NO RESOURCE | PHOTOVOLTAIC | SUN |  | 2024-03-16 04:00 | The Narragansett Electric Company | CRANSTON | RI | RI | RI |  | 0.12 | 0 | 0.066
74807 | NEXTGRID01453SOLAR499.9SMQF |  | NO RESOURCE | PHOTOVOLTAIC | SUN |  | 2024-03-25 04:00 | Massachusetts Electric Company | LEOMINSTER | MA | CMA/NEMA | WCMA |  | 0.5 | 0 | 0.14
74830 | LITCHFIELD SOLAR |  | NO RESOURCE | PHOTOVOLTAIC | SUN |  | 2025-02-24 05:00 | Galt Power Inc. | Torrington | CT | CT | CT | 64161 | 20.1875 | 1.287 | 10.275
74835 | PENOBSCOT NARROWS SOLAR |  | NO RESOURCE | PHOTOVOLTAIC | SUN |  | 2024-04-05 04:00 | Central Maine Power Company | BUCKSPORT | ME | BHE | ME |  | 4.98 | 0 | 2.874
74882 | 300HIGHPOINT02871SOLAR300NM |  | NO RESOURCE | PHOTOVOLTAIC | SUN |  | 2024-04-04 04:00 | The Narragansett Electric Company | PORTSMOUTH | RI | SEMA | RI |  | 0.3 | 0 | 0.157
74884 | SM_QF 1 COMMERCIAL | 44920 | 0789 - 1 Commercial - PV+BESS | ENERGY STORAGE NON-PUMP | HSB |  | 2024-05-02 04:00 | SYSO Inc. | SHARON | MA | SEMA | SEMA |  | 0.499 | 0.48 | 0.346
74890 | STERLING02370SOLAR100QF |  | NO RESOURCE | PHOTOVOLTAIC | SUN |  | 2024-04-09 04:00 | Massachusetts Electric Company | ROCKLAND | MA | SEMA | SEMA |  | 0.1 | 0 | 0.011
74893 | 22V2HOLDINGS02878SOLAR34.2NM |  | NO RESOURCE | PHOTOVOLTAIC | SUN |  | 2024-04-12 04:00 | The Narragansett Electric Company | TIVERTON | RI | SEMA | RI |  | 0.034 | 0 | 0.008
74900 | MADOT01605SOLAR832.5SMQF |  | NO RESOURCE | PHOTOVOLTAIC | SUN |  | 2024-04-15 04:00 | Massachusetts Electric Company | WORCESTER | MA | CMA/NEMA | WCMA |  | 0.833 | 0 | 0.277
74902 | SM_AOBC ASDCOTUITSOI ID2296564 | 44619 | Cotuit Solar PV and Battery | PHOTOVOLTAIC | HSB |  | 2024-06-17 04:00 | PSE US Holdings Inc. | SANDWICH | MA | SEMA | SEMA |  | 3.11 | 0.041 | 2.264
74908 | BROOKSIDEBLDGB02818SOLAR43.2NM |  | NO RESOURCE | PHOTOVOLTAIC | SUN |  | 2024-04-20 04:00 | The Narragansett Electric Company | EAST GREENWICH | RI | RI | RI |  | 0.043 | 0 | 0
74909 | BROOKSIDEBLDGA02818SOLAR43.2NM |  | NO RESOURCE | PHOTOVOLTAIC | SUN |  | 2024-04-20 04:00 | The Narragansett Electric Company | EAST GREENWICH | RI | RI | RI |  | 0.043 | 0 | 0.006
74917 | COLTON02359SOLAR200SMQF |  | NO RESOURCE | PHOTOVOLTAIC | SUN |  | 2024-04-26 04:00 | Massachusetts Electric Company | PEMBROKE | MA | SEMA | SEMA |  | 0.2 | 0 | 0.047
74924 | VENUS02703SOLAR250AOBC |  | NO RESOURCE | PHOTOVOLTAIC | SUN |  | 2024-04-29 04:00 | Massachusetts Electric Company | SOUTH ATTLEBORO | MA | RI | SEMA |  | 0.25 | 0 | 0.145
74932 | SWEENORSOLAR14002852NM |  | NO RESOURCE | PHOTOVOLTAIC | SUN |  | 2024-05-09 04:00 | The Narragansett Electric Company | NORTH KINGSTOWN | RI | RI | RI |  | 0.014 | 0 | 0.035
74933 | DEINIREALTYSOLAR66.602878RE |  | NO RESOURCE | PHOTOVOLTAIC | SUN |  | 2024-05-09 04:00 | The Narragansett Electric Company | TIVERTON | RI | SEMA | RI |  | 0.066 | 0 | 0.001
74934 | HMSASSOCSOLAR12002915NM |  | NO RESOURCE | PHOTOVOLTAIC | SUN |  | 2024-05-10 04:00 | The Narragansett Electric Company | RIVERSIDE | RI | RI | RI |  | 0.12 | 0 | 0.007
74935 | GRIVER01350HYDRO230NM |  | NO RESOURCE | HYDRO: RUN OF RIVER | WAT |  | 2024-05-10 04:00 | Massachusetts Electric Company | MONROE | MA | WMA | WCMA |  | 0.23 | 0 | 0.118
74937 | UNION ME 2 LLC |  | NO RESOURCE | PHOTOVOLTAIC | SUN |  | 2024-07-19 04:00 | Central Maine Power Company | Union | ME | ME | ME |  | 4.875 | 0 | 2.37
74938 | PETERFLODSOLAR34.202835NM |  | NO RESOURCE | PHOTOVOLTAIC | SUN |  | 2024-05-13 04:00 | The Narragansett Electric Company | Jamestown | RI | SEMA | RI |  | 0.034 | 0 | 0
74939 | CATAMOREHOLDSOLAR20002914RE |  | NO RESOURCE | PHOTOVOLTAIC | SUN |  | 2024-05-13 04:00 | The Narragansett Electric Company | EAST PROVIDENCE | RI | RI | RI |  | 0.2 | 0 | 0.077
74952 | INFEWSION02860SOLAR333RE |  | NO RESOURCE | PHOTOVOLTAIC | SUN |  | 2024-05-17 04:00 | The Narragansett Electric Company | Pawtucket | RI | RI | RI |  | 0.333 | 0 | 0.113
74953 | FITCHBURG PV+BESS | 40960 | 0008 - Fitchburg - PV+BESS | ENERGY STORAGE NON-PUMP | HSB |  | 2024-05-22 04:00 | SYSO Inc. | Fitchburg | MA | WMA | WCMA |  | 4 | 3.877 | 3.897
74954 | BERLIN01503SOLAR250NM |  | NO RESOURCE | PHOTOVOLTAIC | SUN |  | 2024-05-21 04:00 | Massachusetts Electric Company | BERLIN | MA | CMA/NEMA | WCMA |  | 0.25 | 0 | 0.055
74955 | AVESTA US ROUTE ONE LP |  | NO RESOURCE | PHOTOVOLTAIC | SUN |  | 2024-05-22 04:00 | Central Maine Power Company | Scarborough | ME | SME | ME |  | 0.05 | 0 | 0.02
74956 | WATERVILLE SOLAR LLC |  | NO RESOURCE | PHOTOVOLTAIC | SUN |  | 2024-07-16 04:00 | Central Maine Power Company | Waterville | ME | ME | ME |  | 3.5 | 0 | 2.052
74957 | PERENNIAL PLEASANT ST SOLAR |  | NO RESOURCE | PHOTOVOLTAIC | SUN |  | 2025-01-03 05:00 | Central Maine Power Company | Hallowell | ME | ME | ME |  | 0.4 | 0.006 | 0.235
74983 | SM_QF 969 SHAWMUT | 44936 | 0789 - 969 Shawmut - PV+BESS | ENERGY STORAGE NON-PUMP | HSB |  | 2024-06-26 04:00 | SYSO Inc. | New Bedford | MA | SEMA | SEMA |  | 0.499 | 0.444 | 0.381
74984 | SM_QF 665 SCENIC HIGHWAY | 44623 | 0789 - 665 Scenic Highway - PV+BESS | ENERGY STORAGE NON-PUMP | HSB |  | 2024-06-21 04:00 | SYSO Inc. | Bourne | MA | SEMA | SEMA |  | 4.999 | 0 | 4.999
74986 | CHATHAM_MIDDLEROAD_SOG | 44715 | Madison Middle Road | ENERGY STORAGE NON-PUMP | HSB |  | 2024-05-28 04:00 | Tyr Energy, LLC | Chatham | MA | SEMA | SEMA |  | 2.5 | 0.001 | 0.001
74989 | SM_QF KENDRICK | 44903 | 0452 - Kendrick St - PV+BESS | ENERGY STORAGE NON-PUMP | HSB |  | 2024-06-07 04:00 | SYSO Inc. | NEEDHAM | MA | BOSTON | NEMA |  | 0.75 | 0.64 | 0.552
74992 | SM_AOBC RIVER VALLEY CO-OP | 44902 | 0452 - River Valley Co-op - PV+BESS | ENERGY STORAGE NON-PUMP | HSB |  | 2024-06-21 04:00 | SYSO Inc. | EASTHAMPTON | MA | WMA | WCMA |  | 0.498 | 0 | 0.498
74993 | NORTH GORHAM | 760 | NORTH GORHAM | HYDRO: RUN OF RIVER | WAT |  | 1925-01-01 05:00 | Brookfield White Pine Hydro LLC | Gorham | ME | SME | ME |  | 3 | 0.864 | 0.815
74995 | ANDROMEDA02858SOLAR187.5RE |  | NO RESOURCE | PHOTOVOLTAIC | SUN |  | 2024-06-06 04:00 | The Narragansett Electric Company | BURRILLVILLE | RI | RI | RI |  | 0.188 | 0 | 0
75005 | PARTNERS FOR WORLD HEALTH |  | NO RESOURCE | PHOTOVOLTAIC | SUN |  | 2024-06-28 04:00 | Central Maine Power Company | PORTLAND | ME | SME | ME |  | 0.05 | 0 | 0.033
75011 | BALDHILLREAL02886SOLAR37.392NM |  | NO RESOURCE | PHOTOVOLTAIC | SUN |  | 2024-06-06 04:00 | The Narragansett Electric Company | WARWICK | RI | RI | RI |  | 0.067 | 0.023 | 0
75013 | GANNONSCOTT02920SOLAR125NM |  | NO RESOURCE | PHOTOVOLTAIC | SUN |  | 2024-06-07 04:00 | The Narragansett Electric Company | CRANSTON | RI | RI | RI |  | 0.125 | 0 | 0
75014 | 51WASHINGTONAVE02920SOLAR150RE |  | NO RESOURCE | PHOTOVOLTAIC | SUN |  | 2024-06-10 04:00 | The Narragansett Electric Company | CRANSTON | RI | RI | RI |  | 0.15 | 0 | 0
75015 | SEP01571SOLAR3630AOBC |  | NO RESOURCE | PHOTOVOLTAIC | HSB |  | 2024-06-10 04:00 | Massachusetts Electric Company | DUDLEY | MA | WMA | WCMA |  | 3.63 | 0 | 1.948
75017 | SPRINGSTSOLAR4990AOBC | 41001 | Spring Street Renewables | ENERGY STORAGE NON-PUMP | HSB |  | 2024-06-11 04:00 | Nexamp Markets, LLC | Franklin | MA | RI | SEMA |  | 4.99 | 4.83 | 4.356
75018 | SM_AOBC UPLAND | 45065 | 0729 - Upland - PV+BESS | ENERGY STORAGE NON-PUMP | HSB |  | 2025-05-28 04:00 | SYSO Inc. | PLYMPTON | MA | SEMA | SEMA |  | 4.95 | 2.447 | 3.39
75019 | SM_QF 401 SOUTH | 44935 | 0789 - 401 South - PV+BESS | ENERGY STORAGE NON-PUMP | HSB |  | 2024-10-16 04:00 | SYSO Inc. | DALTON | MA | WMA | WCMA |  | 0.499 | 0.446 | 0.446
75027 | SM_AOBC BLACK CAT ID10042307 | 44874 | 0729 - Black Cat - PV+BESS | ENERGY STORAGE NON-PUMP | HSB |  |  | SYSO Inc. | PLYMOUTH | MA | SEMA | SEMA |  | 0.5 |  | 0.5
75028 | SM_AOBC RING ROAD ID9370393 | 44248 | 0729 - Ring Road - PV + BESS | ENERGY STORAGE NON-PUMP | HSB |  |  | SYSO Inc. | Plympton | MA | SEMA | SEMA |  | 2 |  | 2
75029 | WASHINGTON02035SOLAR500NM |  | NO RESOURCE | PHOTOVOLTAIC | SUN |  | 2024-06-24 04:00 | Massachusetts Electric Company | FOXBOROUGH | MA | RI | SEMA |  | 0.5 | 0 | 0.261
75031 | PAWTUCKETSD02860SOLAR62.5NM |  | NO RESOURCE | PHOTOVOLTAIC | SUN |  | 2024-06-19 04:00 | The Narragansett Electric Company | PAWTUCKET | RI | RI | RI |  | 0.065 | 0 | 0
75034 | GREEN LAKE HYDRO | 45161 | Green Lake Hydro | HYDRO: RUN OF RIVER | WAT |  | 1982-12-01 05:00 | Versant Power | Ellsworth | ME | BHE | ME |  | 0.425 | 0.316 | 0.425
75035 | MDDLTWNSELFSTOR02842SOLAR100NM |  | NO RESOURCE | PHOTOVOLTAIC | SUN |  | 2024-06-22 04:00 | The Narragansett Electric Company | MIDDLETOWN | RI | SEMA | RI |  | 0.1 | 0 | 0.006
75036 | DIGHTON02715SOLAR3625AOBC |  | NO RESOURCE | PHOTOVOLTAIC | SUN |  | 2024-06-24 04:00 | Massachusetts Electric Company | DIGHTON | MA | SEMA | SEMA |  | 3.625 | 0 | 1.947
75037 | BERKLEYBUSCTR02864SOLAR499.5RE |  | NO RESOURCE | PHOTOVOLTAIC | SUN |  | 2024-06-25 04:00 | The Narragansett Electric Company | CUMBERLAND | RI | RI | RI |  | 0.5 | 0 | 0.108
75038 | BLUEWAVE PALMER | 44916 | Bluewave Sykes Palmer | ENERGY STORAGE NON-PUMP | HSB |  | 2024-06-26 04:00 | Tyr Energy, LLC | Palmer | MA | WMA | WCMA |  | 4.98 | 2.4 | 2.4
75039 | MECO01519SOLAR4300NA |  | NO RESOURCE | PHOTOVOLTAIC | HSB |  | 2024-06-26 04:00 | Massachusetts Electric Company | GRAFTON | MA | CMA/NEMA | WCMA |  | 4.3 | 0 | 0.062
75040 | KIEVE WAVUS EDUCATION INC |  | NO RESOURCE | PHOTOVOLTAIC | SUN |  | 2024-08-07 04:00 | Central Maine Power Company | JEFFERSON | ME | ME | ME |  | 0.104 | 0 | 0.037
75042 | GRASSHOPPER 307 BLACKSTONE | 44648 | Grasshopper 307 Blackstone | ENERGY STORAGE NON-PUMP | HSB |  | 2024-10-24 04:00 | Tyr Energy, LLC | BLACKSTONE | MA | RI | SEMA |  | 4.56 | 3.72 | 3.72
75044 | COLTON02155SOLAR240SMQF |  | NO RESOURCE | PHOTOVOLTAIC | SUN |  | 2024-07-01 04:00 | Massachusetts Electric Company | MEDFORD | MA | BOSTON | NEMA |  | 0.24 | 0 | 0.149
75045 | OLD_FALMOUTHPV_WO2279638 | 40928 | ENA Old Falmouth Road PV | PHOTOVOLTAIC | SUN |  | 2024-07-05 04:00 | Genbright, LLC | MARSTONS MILLS | MA | SEMA | SEMA |  | 4.998 | 0.004 | 1.814
75056 | WILBURS CHOCOLATES |  | NO RESOURCE | PHOTOVOLTAIC | SUN |  | 2024-07-23 04:00 | Central Maine Power Company | FREEPORT | ME | SME | ME |  | 0.043 | 0 | 0.015
75057 | VACUUM01832SOLAR470QF |  | NO RESOURCE | PHOTOVOLTAIC | SUN |  | 2024-07-05 04:00 | Massachusetts Electric Company | HAVERHILL | MA | BOSTON | NEMA |  | 0.47 | 0 | 0
75058 | BLUEWAVE DIGHTON | 44918 | Bluewave North Dighton | ENERGY STORAGE NON-PUMP | HSB |  | 2024-07-11 04:00 | Tyr Energy, LLC | NORTH DIGHTON | MA | SEMA | SEMA |  | 2 | 1.99 | 1.983
75062 | LANGSBOWLARAMA02907SOLAR144RE |  | NO RESOURCE | PHOTOVOLTAIC | SUN |  | 2024-07-15 04:00 | The Narragansett Electric Company | CRANSTON | RI | RI | RI |  | 0.144 | 0 | 0.091
75065 | COLTON01427SOLAR495AOBC |  | NO RESOURCE | PHOTOVOLTAIC | SUN |  | 2024-07-17 04:00 | Massachusetts Electric Company | NORTH ADAMS | MA | WMA | WCMA |  | 0.495 | 0 | 0.185
75066 | DARLINGS - WESTERN AVENUE |  | NO RESOURCE | PHOTOVOLTAIC | SUN |  | 2024-07-17 04:00 | Central Maine Power Company | AUGUSTA | ME | ME | ME |  | 0.15 | 0 | 0.082
75081 | FRANKLAND ROAD SOLAR ID2343104 | 44999 | Frankland Road Solar | PHOTOVOLTAIC | SUN |  | 2024-09-27 04:00 | Frankland Road Solar, LLC | Hopkinton | MA | BOSTON | NEMA |  | 4.475 | 0 | 2.109
75083 | RE SIDNEY SOLAR II LLC |  | NO RESOURCE | PHOTOVOLTAIC | SUN |  | 2024-07-25 04:00 | Central Maine Power Company | SIDNEY | ME | ME | ME |  | 1.95 | 0 | 1.151
75097 | TAFTPEIRCEBUILD02895SOLAR240RE |  | NO RESOURCE | PHOTOVOLTAIC | SUN |  | 2024-07-26 04:00 | The Narragansett Electric Company | WOONSOCKET | RI | RI | RI |  | 0.24 | 0 | 0.102
75108 | WESTERN MAINE RENEWABLES |  | NO RESOURCE | WIND TURBINE | WON |  | 2026-01-13 05:00 | Galt Power Inc. | Moscow | ME | ME | ME | 67847 | 55.3896 |  | 6.252
75109 | DOWNEAST WIND |  | NO RESOURCE | WIND TURBINE | WON |  | 2025-04-02 04:00 | Downeast Wind, LLC | Columbia | ME | BHE | ME | 68185 | 124.0722 | 25.072 | 17.726
75118 | THELANDING02840SOLAR57.71NM |  | NO RESOURCE | PHOTOVOLTAIC | SUN |  | 2024-07-31 04:00 | The Narragansett Electric Company | NEWPORT | RI | RI | RI |  | 0.058 | 0 | 0
75120 | CHESTER A LLC |  | NO RESOURCE | PHOTOVOLTAIC | SUN |  | 2024-08-02 04:00 | Versant Power | CHESTER | ME | BHE | ME |  | 4.97 | 0 | 1.722
75121 | LEEDS SOLAR |  | NO RESOURCE | PHOTOVOLTAIC | SUN |  | 2025-02-25 05:00 | Galt Power Inc. | Leeds | ME | ME | ME |  | 28.512 | 1.433 | 13.932
75122 | BEAVER RIVER ROAD SOLAR |  | NO RESOURCE | PHOTOVOLTAIC | SUN |  | 2025-05-02 04:00 | Green Development, LLC | West Kingston | RI | RI | RI | 68976 | 5.32 | 0.553 | 2.143
75126 | SM_QF CANPY2 100DUCH ID2273298 |  | NO RESOURCE | PHOTOVOLTAIC | SUN |  | 2024-08-12 04:00 | NSTAR Electric Company | New Bedford | MA | SEMA | SEMA |  | 1.384 | 0.011 | 0
75127 | 1110CENTRAL02861SOLAR299NM | 45066 | 0976 - 1110 Central - PV | PHOTOVOLTAIC | SUN |  | 2024-08-07 04:00 | The Narragansett Electric Company | PAWTUCKET | RI | RI | RI |  | 0.299 | 0 | 0.174
75128 | SM_AOBC_1417_BERNARDSTON | 45084 | 1014 - Bernardston - PV+BESS | ENERGY STORAGE NON-PUMP | HSB |  | 2024-11-23 05:00 | SYSO Inc. | GREENFIELD | MA | WMA | WCMA |  | 4.482 | 2.667 | 2.667
75129 | CASCO BREWER SOLAR LLC |  | NO RESOURCE | PHOTOVOLTAIC | SUN |  | 2024-08-09 04:00 | Versant Power | BREWER | ME | BHE | ME |  | 4.99 | 0 | 2.385
75130 | NWHS02343SOLAR100AOBC |  | NO RESOURCE | PHOTOVOLTAIC | SUN |  | 2024-08-12 04:00 | Massachusetts Electric Company | HOLBROOK | MA | SEMA | SEMA |  | 0.1 | 0 | 0
75135 | SM_NM UNITEDELECCON ID2300922 |  | NO RESOURCE | PHOTOVOLTAIC | SUN |  | 2024-08-13 04:00 | NSTAR Electric Company | WATERTOWN | MA | BOSTON | NEMA |  | 0.433 | 0 | 0.024
75136 | SM_NM DISCOVERY MSM ID2395297 |  | NO RESOURCE | PHOTOVOLTAIC | SUN |  | 2024-08-13 04:00 | NSTAR Electric Company | ACTON | MA | BOSTON | NEMA |  | 0.24 | 0.004 | 0.165
75137 | SM_AOBC HT BERRY CO ID7591045 |  | NO RESOURCE | PHOTOVOLTAIC | SUN |  | 2024-08-13 04:00 | NSTAR Electric Company | CANTON | MA | SEMA | SEMA |  | 0.4 | 0 | 0.084
75138 | SM_NM HOMEDEPOT USA ID2355844 |  | NO RESOURCE | PHOTOVOLTAIC | SUN |  | 2024-08-13 04:00 | NSTAR Electric Company | BELLINGHAM | MA | RI | SEMA |  | 0.25 | 0 | 0.138
75139 | SM_QF NXTGRD SOPHORA ID2370546 |  | NO RESOURCE | PHOTOVOLTAIC | SUN |  | 2024-08-13 04:00 | NSTAR Electric Company | CANTON | MA | SEMA | SEMA |  | 0.463 | 0.005 | 0.218
75145 | BOURNENET0LLC02878SOLAR200NM |  | NO RESOURCE | PHOTOVOLTAIC | SUN |  | 2024-08-19 04:00 | The Narragansett Electric Company | TIVERTON | RI | SEMA | RI |  | 0.2 | 0 | 0.043
75146 | COLTON01960SOLAR240AOBC |  | NO RESOURCE | PHOTOVOLTAIC | SUN |  | 2024-08-20 04:00 | Massachusetts Electric Company | SAUGUS | MA | BOSTON | NEMA |  | 0.24 | 0 | 0.12
75147 | SM_QF 53JEFFREYAVE ID9486852 |  | NO RESOURCE | PHOTOVOLTAIC | SUN |  | 2024-08-22 04:00 | NSTAR Electric Company | Holliston | MA | BOSTON | NEMA |  | 0.25 | 0 | 0.093
75148 | SM_QF SOLECT LESSEE ID10540508 |  | NO RESOURCE | PHOTOVOLTAIC | SUN |  | 2024-08-22 04:00 | NSTAR Electric Company | Acton | MA | BOSTON | NEMA |  | 0.25 | 0 | 0.139
75149 | SM_NM SUNWEALTH133PR ID2322632 |  | NO RESOURCE | PHOTOVOLTAIC | SUN |  | 2024-08-22 04:00 | NSTAR Electric Company | Acton | MA | BOSTON | NEMA |  | 0.18 | 0 | 0.096
75150 | SM_QF 125JEFFREY ID5025553 |  | NO RESOURCE | PHOTOVOLTAIC | SUN |  | 2024-08-22 04:00 | NSTAR Electric Company | Holliston | MA | BOSTON | NEMA |  | 0.121 | 0 | 0.065
75151 | SM_QF EXTRASPACE141 ID5530688 |  | NO RESOURCE | PHOTOVOLTAIC | SUN |  | 2024-08-22 04:00 | NSTAR Electric Company | Boston | MA | BOSTON | NEMA |  | 0.2 | 0 | 0.104
75152 | SM_AOBC PHYTOPLANSOL ID8756600 |  | NO RESOURCE | PHOTOVOLTAIC | SUN |  | 2024-08-22 04:00 | NSTAR Electric Company | Framingham | MA | BOSTON | NEMA |  | 0.24 | 0 | 0.107
75156 | SM_QF IZSCHWARTZ ID6852472 |  | NO RESOURCE | PHOTOVOLTAIC | SUN |  | 2024-08-27 04:00 | NSTAR Electric Company | N. Dartmouth | MA | SEMA | SEMA |  | 0.1 | 0 | 0.056
75157 | SM_AOBC ECOGY4966FAL ID2376383 |  | NO RESOURCE | PHOTOVOLTAIC | SUN |  | 2024-08-27 04:00 | NSTAR Electric Company | Cotuit | MA | SEMA | SEMA |  | 0.2 | 0 | 0.096
75158 | SM_QF 62MAINSTSOLAR ID2388590 |  | NO RESOURCE | PHOTOVOLTAIC | SUN |  | 2024-08-27 04:00 | NSTAR Electric Company | Kingston | MA | SEMA | SEMA |  | 0.067 | 0 | 0.04
75171 | SM_AOBC JAMESDUMAS ID10300109 |  | NO RESOURCE | PHOTOVOLTAIC | SUN |  | 2024-08-30 04:00 | NSTAR Electric Company | Hopkinton | MA | RI | SEMA |  | 0.22 | 0 | 0.125
75172 | SM_QF SRMASSSOLAR21 ID6269018 |  | NO RESOURCE | PHOTOVOLTAIC | SUN |  | 2024-08-30 04:00 | NSTAR Electric Company | N. Dartmouth | MA | SEMA | SEMA |  | 0.149 | 0 | 0.082
75176 | SABATTUS SOLAR LLC |  | NO RESOURCE | PHOTOVOLTAIC | SUN |  | 2024-10-03 04:00 | Central Maine Power Company | SABATTUS | ME | ME | ME |  | 0.9 | 0 | 0.476
75177 | ELLSWORTH ME 1 SOLAR |  | NO RESOURCE | PHOTOVOLTAIC | SUN |  | 2024-09-06 04:00 | Versant Power | ELLSWORTH | ME | BHE | ME |  | 4.875 | 0 | 2.594
75181 | BWC DEEP BROOK LLC |  | NO RESOURCE | PHOTOVOLTAIC | SUN |  | 2024-11-13 05:00 | Central Maine Power Company | SACO | ME | SME | ME |  | 4.8 | 0 | 2.872
75183 | WINSLOW PV LLC |  | NO RESOURCE | PHOTOVOLTAIC | SUN |  | 2024-09-23 04:00 | Central Maine Power Company | Winslow | ME | ME | ME |  | 4.125 | 0 | 2.166
75184 | ER DAIRY FARM SOLAR LLC |  | NO RESOURCE | PHOTOVOLTAIC | SUN |  | 2024-10-23 04:00 | Central Maine Power Company | Anson | ME | ME | ME |  | 4 | 0 | 2.078
75185 | BARTLETT WOODS NORTH |  | NO RESOURCE | PHOTOVOLTAIC | SUN |  | 2024-09-12 04:00 | Central Maine Power Company | Rockland | ME | ME | ME |  | 0.046 | 0 | 0.014
75186 | BARTLETT WOODS SOUTH |  | NO RESOURCE | PHOTOVOLTAIC | SUN |  | 2024-09-12 04:00 | Central Maine Power Company | Rockland | ME | ME | ME |  | 0.057 | 0 | 0.035
75187 | AIDMAINTAINENC02860SOLAR25NM |  | NO RESOURCE | PHOTOVOLTAIC | SUN |  | 2024-09-11 04:00 | The Narragansett Electric Company | PAWTUCKET | RI | RI | RI |  | 0.025 | 0 | 0.004
75188 | GIRI CHERRYFIELD SOLAR |  | NO RESOURCE | PHOTOVOLTAIC | SUN |  | 2024-09-11 04:00 | Versant Power | CHERRYFIELD | ME | BHE | ME |  | 2.125 | 0 | 0.909
75189 | WESTMAINSOLAR102871SOLAR2475NM |  | NO RESOURCE | PHOTOVOLTAIC | SUN |  | 2024-09-12 04:00 | The Narragansett Electric Company | PORTSMOUTH | RI | SEMA | RI |  | 2.475 | 0 | 1.465
75193 | WESTMAINSOLAR202871SOLAR2475NM |  | NO RESOURCE | PHOTOVOLTAIC | SUN |  | 2024-09-12 04:00 | The Narragansett Electric Company | PORTSMOUTH | RI | SEMA | RI |  | 2.475 | 0 | 1.338
75220 | TNADOVER01845SOLAR900NM |  | NO RESOURCE | PHOTOVOLTAIC | SUN |  | 2024-09-12 04:00 | Massachusetts Electric Company | NORTH ANDOVER | MA | BOSTON | NEMA |  | 0.9 | 0 | 0.411
75221 | SM_QF COMMERCEPKSOL ID2348521 |  | NO RESOURCE | PHOTOVOLTAIC | SUN |  | 2024-09-19 04:00 | NSTAR Electric Company | Brewster | MA | SEMA | SEMA |  | 0.48 | 0.006 | 0.288
75222 | SM_QF RMORRISON107CH ID2395036 |  | NO RESOURCE | PHOTOVOLTAIC | SUN |  | 2024-09-19 04:00 | NSTAR Electric Company | East Freetown | MA | SEMA | SEMA |  | 0.149 | 0 | 0.068
75223 | SM_AOBC SUNWLT250ELM ID9314123 |  | NO RESOURCE | PHOTOVOLTAIC | SUN |  | 2024-09-19 04:00 | NSTAR Electric Company | New Bedford | MA | SEMA | SEMA |  | 0.099 | 0.002 | 0.055
75224 | SM_QF NRGTREE186SUMR ID4675384 |  | NO RESOURCE | PHOTOVOLTAIC | SUN |  | 2024-09-19 04:00 | NSTAR Electric Company | Kingston | MA | SEMA | SEMA |  | 0.499 | 0.003 | 0.259
75225 | SM_QF SWANHOLTSOLAR ID2272658 |  | NO RESOURCE | PHOTOVOLTAIC | SUN |  | 2024-10-08 04:00 | NSTAR Electric Company | Carver | MA | SEMA | SEMA |  | 2.98 | 0.064 | 1.769
75226 | WILTON ROUTE 2 SOLAR LLC |  | NO RESOURCE | PHOTOVOLTAIC | SUN |  | 2024-10-16 04:00 | Central Maine Power Company | WILTON | ME | ME | ME |  | 0.7 | 0 | 0.39
75228 | EBN02151SOLAR100QF |  | NO RESOURCE | PHOTOVOLTAIC | SUN |  | 2024-09-17 04:00 | Massachusetts Electric Company | REVERE | MA | BOSTON | NEMA |  | 0.1 | 0 | 0.036
75237 | SM_QF PROACUSHNETMA1 ID5703293 |  | NO RESOURCE | PHOTOVOLTAIC | SUN |  | 2024-09-25 04:00 | NSTAR Electric Company | Acushnet | ME | SEMA | SEMA |  | 0.999 | 0 | 0.155
75238 | SM_NM VILLAGECOMMON ID2367955 |  | NO RESOURCE | PHOTOVOLTAIC | SUN |  | 2024-09-25 04:00 | NSTAR Electric Company | East Falmouth | MA | SEMA | SEMA |  | 0.1 | 0 | 0.053
75239 | SM_AOBC 960MASSAVE ID2932480 |  | NO RESOURCE | PHOTOVOLTAIC | SUN |  | 2024-09-25 04:00 | NSTAR Electric Company | BOSTON | MA | BOSTON | NEMA |  | 0.25 | 0 | 0.095
75240 | SM_QF KEYSOL14SHIRE ID2288776 |  | NO RESOURCE | PHOTOVOLTAIC | SUN |  | 2024-09-25 04:00 | NSTAR Electric Company | Norfolk | MA | SEMA | SEMA |  | 0.2 | 0.002 | 0.092
75241 | SM_QF 61TRIPPSTSOLAR ID2384624 |  | NO RESOURCE | PHOTOVOLTAIC | SUN |  | 2024-09-25 04:00 | NSTAR Electric Company | Framingham | MA | BOSTON | NEMA |  | 0.4 | 0 | 0.062
75242 | SM_AOBC SEDROYSONPRP ID5000850 |  | NO RESOURCE | PHOTOVOLTAIC | SUN |  | 2024-09-25 04:00 | NSTAR Electric Company | Kingston | MA | SEMA | SEMA |  | 0.25 | 0 | 0.14
75249 | BANGOR ME 1 LLC |  | NO RESOURCE | PHOTOVOLTAIC | SUN |  | 2024-09-26 04:00 | Versant Power | Bangor | ME | BHE | ME |  | 4.88 | 0 | 3.142
75253 | KEYESSTORAGELLC02893SOLAR120NM |  | NO RESOURCE | PHOTOVOLTAIC | SUN |  | 2024-10-02 04:00 | The Narragansett Electric Company | WEST WARWICK | RI | RI | RI |  | 0.12 | 0 | 0.052
75254 | REC SOLAR COMMERCIAL OPERATION |  | NO RESOURCE | PHOTOVOLTAIC | SUN |  | 2024-10-02 04:00 | Versant Power | Deblois | ME | BHE | ME |  | 4.88 | 0 | 2.502
75261 | STROUDWATER APARTMENTS LP |  | NO RESOURCE | PHOTOVOLTAIC | SUN |  | 2024-10-05 04:00 | Central Maine Power Company | WESTBROOK | ME | SME | ME |  | 0.034 | 0 | 0.018
75264 | SODCOINC02877SOLAR38NM |  | NO RESOURCE | PHOTOVOLTAIC | SUN |  | 2024-10-07 04:00 | The Narragansett Electric Company | Slocum | RI | RI | RI |  | 0.038 | 0 | 0.015
75265 | SEBEC HYDRO | 45162 | Sebec Pumpkin Composite | HYDRO: RUN OF RIVER | WAT |  | 1982-12-01 05:00 | Versant Power | MILO | ME | BHE | ME |  | 0.867 | 0 | 0.867
75266 | SM_AOBC ATTLEBORO | 45081 | 1014 - Richardson - PV+BESS | ENERGY STORAGE NON-PUMP | HSB |  | 2025-01-11 05:00 | SYSO Inc. | ATTLEBORO | MA | RI | SEMA |  | 4.482 | 2.532 | 2.89
75267 | 45FONDI01832SOLAR290SMQF |  | NO RESOURCE | PHOTOVOLTAIC | SUN |  | 2024-10-10 04:00 | Massachusetts Electric Company | HAVERHILL | MA | BOSTON | NEMA |  | 0.29 | 0 | 0.163
75268 | SM_QF EXTRASPACE20 ID10355087 |  | NO RESOURCE | PHOTOVOLTAIC | SUN |  | 2024-10-11 04:00 | NSTAR Electric Company | Canton | MA | SEMA | SEMA |  | 0.282 | 0 | 0.118
75269 | SM_AOBC PHYTOPLANKTN ID6238764 |  | NO RESOURCE | PHOTOVOLTAIC | SUN |  | 2024-10-11 04:00 | NSTAR Electric Company | Waltham | MA | BOSTON | NEMA |  | 0.233 | 0 | 0.121
75270 | SM_AOBC SOLECTENRGY ID10602528 |  | NO RESOURCE | PHOTOVOLTAIC | SUN |  | 2024-10-18 04:00 | NSTAR Electric Company | Hopkinton | MA | RI | SEMA |  | 0.25 | 0 | 0.136
75271 | HOPKINTONPD02833SOLAR51.9NM |  | NO RESOURCE | PHOTOVOLTAIC | SUN |  | 2024-10-11 04:00 | The Narragansett Electric Company | HOPKINTON | RI | RI | RI |  | 0.052 | 0 | 0.012
75272 | SM_QF HIGHRCKCHURCH ID13036104 |  | NO RESOURCE | PHOTOVOLTAIC | SUN |  | 2024-10-11 04:00 | NSTAR Electric Company | Arlington | MA | BOSTON | NEMA |  | 0.067 | 0 | 0.023
75277 | BREWER PV LLC |  | NO RESOURCE | PHOTOVOLTAIC | SUN |  | 2024-10-12 04:00 | Versant Power | Brewer | ME | BHE | ME |  | 4.95 | 0 | 2.535
75278 | TOSCA02072SOLAR480AOBC |  | NO RESOURCE | PHOTOVOLTAIC | SUN |  | 2024-10-21 04:00 | Massachusetts Electric Company | STOUGHTON | MA | SEMA | SEMA |  | 0.48 | 0 | 0.27
75279 | GERVAIS01851SOLAR150SMQF |  | NO RESOURCE | PHOTOVOLTAIC | SUN |  | 2024-10-21 04:00 | Massachusetts Electric Company | LOWELL | MA | CMA/NEMA | WCMA |  | 0.15 | 0 | 0.072
75280 | LINCOLNHSATHBLG02865SOLAR200NM |  | NO RESOURCE | PHOTOVOLTAIC | SUN |  | 2024-10-21 04:00 | The Narragansett Electric Company | LINCOLN | RI | RI | RI |  | 0.2 | 0 | 0.046
75281 | LINCOLNHIGHSCH02865SOLAR62.5NM |  | NO RESOURCE | PHOTOVOLTAIC | SUN |  | 2024-10-21 04:00 | The Narragansett Electric Company | LINCOLN | RI | RI | RI |  | 0.063 | 0 | 0
75283 | QUIRK AUTO |  | NO RESOURCE | PHOTOVOLTAIC | SUN |  | 2024-10-22 04:00 | Versant Power | Bangor | ME | BHE | ME |  | 0.75 | 0 | 0.38
75284 | BARRYFETNER02840SOLAR69.7NM |  | NO RESOURCE | PHOTOVOLTAIC | SUN |  | 2024-10-24 04:00 | The Narragansett Electric Company | NEWPORT | RI | RI | RI |  | 0.07 | 0 | 0.02
75301 | MAINE ORAL & MAXILLOFACIAL |  | NO RESOURCE | PHOTOVOLTAIC | SUN |  | 2024-12-04 05:00 | Central Maine Power Company | AUBURN | ME | ME | ME |  | 0.022 | 0 | 0.012
75305 | FRANKLIN ME 2 LLC |  | NO RESOURCE | PHOTOVOLTAIC | SUN |  | 2024-11-01 04:00 | Versant Power | Franklin | ME | BHE | ME |  | 4.995 | 0 | 0.596
75307 | LITTLECOMPTONSD02837SOLAR150NM |  | NO RESOURCE | PHOTOVOLTAIC | SUN |  | 2024-11-05 05:00 | The Narragansett Electric Company | LITTLE COMPTON | RI | SEMA | RI |  | 0.15 | 0 | 0
75414 | MCQUADE01534SOLAR2930AOBC | 44127 | Northbridge Solar [McQuade] | ENERGY STORAGE NON-PUMP | HSB |  | 2024-11-07 05:00 | Nexamp Markets, LLC | Northbridge | MA | RI | SEMA |  | 2.93 | 2.374 | 2.374
75415 | BWC SWAN POND CREEK LLC |  | NO RESOURCE | PHOTOVOLTAIC | SUN |  | 2024-11-13 05:00 | Central Maine Power Company | DAYTON | ME | SME | ME |  | 4.99 | 0 | 3.456
75416 | DARLINGS - OLD WINTHROP ROAD |  | NO RESOURCE | PHOTOVOLTAIC | SUN |  | 2024-11-26 05:00 | Central Maine Power Company | AUGUSTA | ME | ME | ME |  | 0.149 | 0 | 0.08
75417 | WINTHROP BOONS TRAIL SOLAR LLC |  | NO RESOURCE | PHOTOVOLTAIC | SUN |  | 2025-01-14 05:00 | Central Maine Power Company | WINTHROP | ME | ME | ME |  | 0.7 | 0.018 | 0.397
75418 | ASD01095SOLAR4000AOBC | 44732 | Three Rivers Solar PV and Battery | PHOTOVOLTAIC | HSB |  | 2024-11-12 05:00 | PSE US Holdings Inc. | WILBRAHAM | MA | WMA | WCMA |  | 4 | 0 | 2.266
75420 | CHUCKRAN02324SOLAR131.6SMQF |  | NO RESOURCE | PHOTOVOLTAIC | SUN |  | 2024-11-20 05:00 | Massachusetts Electric Company | BRIDGEWATER | MA | SEMA | SEMA |  | 0.132 | 0 | 0.045
75421 | VCP PIR PORTLAND ME LLC |  | NO RESOURCE | PHOTOVOLTAIC | SUN |  | 2024-11-22 05:00 | Central Maine Power Company | PORTLAND | ME | SME | ME |  | 0.85 | 0 | 0.393
75422 | 77FEDERALST02895SOLAR100NM |  | NO RESOURCE | PHOTOVOLTAIC | SUN |  | 2024-11-22 05:00 | The Narragansett Electric Company | WOONSOCKET | RI | RI | RI |  | 0.1 | 0 | 0.018
75428 | STUDLEY SOLAR | 45191 | Studley Solar, LLC | PHOTOVOLTAIC | SUN |  | 2025-12-18 05:00 | Galt Power Inc. | WEST GREENWICH | RI | RI | RI |  | 9.0545 |  | 4.152
75430 | SYNCARPHA ACTON CSF_GEN | 45024 | Syncarpha Acton - Battery 2 | ENERGY STORAGE NON-PUMP | HSB |  | 2026-01-20 05:00 | Marie's Way Solar I, LLC | Acton | MA | BOSTON | NEMA |  | 4.656 |  | 4
75439 | CARVER ENERGY STORAGE CSF_GEN | 40666 | Cranberry Point Battery Energy Storage | ENERGY STORAGE NON-PUMP | BAT |  | 2025-05-16 04:00 | Boston Energy Trading and Marketing LLC | CARVER | MA | SEMA | SEMA | 62844 | 175.275 | 149.4 | 149.4
75442 | JEWISH COMMUNITY ALLIANCE |  | NO RESOURCE | PHOTOVOLTAIC | SUN |  | 2024-12-03 05:00 | Central Maine Power Company | PORTLAND | ME | SME | ME |  | 0.067 | 0 | 0.033
75444 | GO LOGIC LLC |  | NO RESOURCE | PHOTOVOLTAIC | SUN |  | 2024-12-03 05:00 | Central Maine Power Company | BELFAST | ME | ME | ME |  | 0.04 | 0 | 0.02
75451 | RIECUMBERLAND02864SOLAR70NM |  | NO RESOURCE | PHOTOVOLTAIC | SUN |  | 2024-12-05 05:00 | The Narragansett Electric Company | CUMBERLAND | RI | RI | RI |  | 0.07 | 0 | 0
75452 | SHMMILLCREEK02852SOLAR108NM |  | NO RESOURCE | PHOTOVOLTAIC | SUN |  | 2024-12-05 05:00 | The Narragansett Electric Company | NORTH KINGSTOWN | RI | RI | RI |  | 0.108 | 0 | 0.043
75453 | REVITYCENTRAL102919SOLAR900RE |  | NO RESOURCE | PHOTOVOLTAIC | SUN |  | 2024-12-06 05:00 | The Narragansett Electric Company | JOHNSTON | RI | RI | RI |  | 0.9 | 0 | 0.391
75460 | NBROOKFIELDAOBC | 44287 | A_North Brookfield | ENERGY STORAGE NON-PUMP | HSB |  | 2024-12-11 05:00 | Enel X North America, Inc. | NORTH BROOKFIELD | MA | WMA | WCMA |  | 4.2 | 3.912 | 3.666
75464 | PARKMAN SOLAR DG LLC |  | NO RESOURCE | PHOTOVOLTAIC | SUN |  | 2025-01-08 05:00 | Central Maine Power Company | PARKMAN | ME | ME | ME |  | 4.875 | 0.068 | 2.451
75469 | LAMOINE SALT SHED |  | NO RESOURCE | PHOTOVOLTAIC | SUN |  | 2024-12-12 05:00 | Versant Power | Lamoine | ME | BHE | ME |  | 0.068 | 0 | 0.029
75470 | ME L'HEUREUX CSG LLC |  | NO RESOURCE | PHOTOVOLTAIC | SUN |  | 2025-01-03 05:00 | Central Maine Power Company | LEWISTON | ME | ME | ME |  | 0.85 | 0.006 | 0.354
75473 | BERWICK HUBBARD SOLAR |  | NO RESOURCE | PHOTOVOLTAIC | SUN |  | 2024-12-18 05:00 | Central Maine Power Company | BERWICK | ME | SME | ME |  | 3.34 | 0.039 | 2.058
75474 | ER ALPINE ST SOLAR |  | NO RESOURCE | PHOTOVOLTAIC | SUN |  | 2025-01-24 05:00 | Central Maine Power Company | OAKLAND | ME | ME | ME |  | 2.375 | 0.077 | 1.288
75475 | ER BROOKS SOLAR LLC |  | NO RESOURCE | PHOTOVOLTAIC | SUN |  | 2025-01-01 05:00 | Central Maine Power Company | BROOKS | ME | ME | ME |  | 4 | 0.048 | 2.237
75476 | LEBANON W. LEBANON SOLAR 1 LLC |  | NO RESOURCE | PHOTOVOLTAIC | SUN |  | 2024-12-18 05:00 | Central Maine Power Company | LEBANON | ME | SME | ME |  | 1.999 | 0.023 | 1.241
75477 | MEVS PULK LLC |  | NO RESOURCE | PHOTOVOLTAIC | SUN |  | 2025-01-24 05:00 | Central Maine Power Company | SABATTUS | ME | ME | ME |  | 4.945 | 0.167 | 2.818
75478 | WAYNFLETE SCHOOL |  | NO RESOURCE | PHOTOVOLTAIC | SUN |  | 2025-02-07 05:00 | Central Maine Power Company | PORTLAND | ME | SME | ME |  | 0.067 | 0.003 | 0.037
75479 | BWC BREWER LAKE LLC |  | NO RESOURCE | PHOTOVOLTAIC | SUN |  | 2024-12-14 05:00 | Versant Power | Orrington | ME | BHE | ME |  | 4 | 0.008 | 2.094
75481 | SM_HYPERION |  | NO RESOURCE | PHOTOVOLTAIC | SUN |  | 2024-12-27 05:00 | NSTAR Electric Company | HADLEY | MA | WMA | WCMA |  | 0.375 | 0.002 | 0.248
75482 | SYMBOL APARTMENTS LP |  | NO RESOURCE | PHOTOVOLTAIC | SUN |  | 2024-12-20 05:00 | Central Maine Power Company | WESTBROOK | ME | SME | ME |  | 0.035 | 0 | 0.018
75487 | LAMOINE CONSOLIDATED SCHOOL |  | NO RESOURCE | PHOTOVOLTAIC | SUN |  | 2024-12-20 05:00 | Versant Power | Lamoine | ME | BHE | ME |  | 0.05 | 0 | 0.028
75488 | BARRE01531SOLAR1000NM |  | NO RESOURCE | PHOTOVOLTAIC | SUN |  | 2024-12-23 05:00 | Massachusetts Electric Company | NEW BRAINTREE | MA | WMA | WCMA |  | 1 | 0.013 | 0.581
75489 | SUMMIT01531SOLAR1800AOBC |  | NO RESOURCE | PHOTOVOLTAIC | SUN |  | 2024-12-23 05:00 | Massachusetts Electric Company | NEW BRAINTREE | MA | WMA | WCMA |  | 1.8 | 0.032 | 1.17
75495 | SSIQUAHOGSOLAR02832SOLAR4500NM |  | NO RESOURCE | PHOTOVOLTAIC | SUN |  | 2024-12-26 05:00 | The Narragansett Electric Company | HOPE VALLEY | RI | RI | RI |  | 4.5 | 0 | 2.846
75496 | A1ROOFING02842SOLAR75RE |  | NO RESOURCE | PHOTOVOLTAIC | SUN |  | 2024-12-26 05:00 | The Narragansett Electric Company | MIDDLETOWN | RI | SEMA | RI |  | 0.075 | 0 | 0
75497 | TANGENT ENERGY |  | NO RESOURCE | PHOTOVOLTAIC | SUN |  | 2024-12-25 05:00 | Versant Power | Clifton | ME | BHE | ME |  | 4.875 | 0.037 | 1.967
75498 | AMERICAN UNAGI LLC |  | NO RESOURCE | PHOTOVOLTAIC | SUN |  | 2025-01-13 05:00 | Central Maine Power Company | WALDOBORO | ME | ME | ME |  | 0.15 | 0.002 | 0.078
75500 | BWC JIMMIE POND LLC |  | NO RESOURCE | PHOTOVOLTAIC | SUN |  | 2024-12-31 05:00 | Versant Power | Hampden | ME | BHE | ME |  | 4.99 | 0 | 0
75502 | PHYCAN01610SOLAR133.3AOBC |  | NO RESOURCE | PHOTOVOLTAIC | SUN |  | 2024-12-31 05:00 | Massachusetts Electric Company | WORCESTER | MA | WMA | WCMA |  | 0.133 | 0.001 | 0.046
75503 | MEVS LLC - WATERHOUSE 2 |  | NO RESOURCE | PHOTOVOLTAIC | SUN |  | 2025-01-03 05:00 | Central Maine Power Company | SCARBOROUGH | ME | SME | ME |  | 1.95 | 0.028 | 1.156
75504 | PRESUMPSCOT HYDRO LLC - GAMBO |  | NO RESOURCE | HYDRO: RUN OF RIVER | WAT |  | 2025-01-01 05:00 | Central Maine Power Company | WINDHAM | ME | SME | ME |  | 1.999 | 1.654 | 0.653
75505 | NUGENCAPITOLMGT02818SOLAR180RE |  | NO RESOURCE | PHOTOVOLTAIC | SUN |  | 2024-12-31 05:00 | The Narragansett Electric Company | EAST GREENWICH | RI | RI | RI |  | 0.18 | 0 | 0.103
75506 | NRGSOLARDGLLC02822SOLAR2750NM |  | NO RESOURCE | PHOTOVOLTAIC | SUN |  | 2024-12-31 05:00 | The Narragansett Electric Company | EXETER | RI | RI | RI |  | 2.75 | 0 | 1.642
75507 | KENTCOWATERAU02817SOLAR487.5NM |  | NO RESOURCE | PHOTOVOLTAIC | SUN |  | 2024-12-31 05:00 | The Narragansett Electric Company | WEST GREENWICH | RI | RI | RI |  | 0.488 | 0 | 0.047
75508 | PHYWEST01581SOLAR80AOBC |  | NO RESOURCE | PHOTOVOLTAIC | SUN |  | 2025-01-03 05:00 | Massachusetts Electric Company | WESTBOROUGH | MA | SEMA | SEMA |  | 0.08 | 0.001 | 0.039
75517 | WHITEBROOKLLC02817SOLAR4000NM |  | NO RESOURCE | PHOTOVOLTAIC | SUN |  | 2025-01-06 05:00 | The Narragansett Electric Company | WEST GREENWICH | RI | RI | RI |  | 4 | 0.102 | 2.475
75518 | UNICORNK02359SOLAR233.3SMQF |  | NO RESOURCE | PHOTOVOLTAIC | SUN |  | 2025-01-08 05:00 | Massachusetts Electric Company | PEMBROKE | MA | SEMA | SEMA |  | 0.233 | 0.003 | 0.121
75519 | UNIH02359SOLAR300SMQF |  | NO RESOURCE | PHOTOVOLTAIC | SUN |  | 2025-01-08 05:00 | Massachusetts Electric Company | PEMBROKE | MA | SEMA | SEMA |  | 0.3 | 0.003 | 0.131
75520 | WEBSTER01570HYDRO250NM |  | NO RESOURCE | HYDRO: RUN OF RIVER | WAT |  | 2025-01-09 05:00 | Pioneer Hydro Electric Co., Inc. | WEBSTER | MA | WMA | WCMA |  | 0.25 | 0.04 | 0.25
75521 | HASKELL ROAD SOLAR ARRAY LLC |  | NO RESOURCE | PHOTOVOLTAIC | SUN |  | 2025-01-14 05:00 | Versant Power | Bangor | ME | BHE | ME |  | 0.5 | 0.004 | 0.277
75522 | EXETERMAILLLC02822SOLAR4995NM |  | NO RESOURCE | PHOTOVOLTAIC | SUN |  | 2025-03-24 04:00 | The Narragansett Electric Company | EXETER | RI | RI | RI |  | 4.945 | 0 | 0
75526 | DANTON01844SOLAR499AOBC |  | NO RESOURCE | PHOTOVOLTAIC | SUN |  | 2025-01-17 05:00 | Massachusetts Electric Company | METHUEN | MA | BOSTON | NEMA |  | 0.499 | 0.011 | 0.228
75527 | MARKJBERGERON02921SOLAR34.5NM |  | NO RESOURCE | PHOTOVOLTAIC | SUN |  | 2025-01-22 05:00 | The Narragansett Electric Company | CRANSTON | RI | RI | RI |  | 0.035 | 0 | 0
75528 | PDHUMPHREYCO02878SOLAR75NM |  | NO RESOURCE | PHOTOVOLTAIC | SUN |  | 2025-01-22 05:00 | The Narragansett Electric Company | TIVERTON | RI | SEMA | RI |  | 0.075 | 0 | 0.014
75529 | YAZMINCHILONER0281SOLAR34.5NM |  | NO RESOURCE | PHOTOVOLTAIC | SUN |  | 2025-01-22 05:00 | The Narragansett Electric Company | PORTSMOUTH | RI | SEMA | RI |  | 0.035 | 0 | 0
75532 | AMBER MAINE COLD STORAGE LLC |  | NO RESOURCE | PHOTOVOLTAIC | SUN |  | 2025-01-24 05:00 | Central Maine Power Company | PORTLAND | ME | SME | ME |  | 0.72 | 0.021 | 0.435
75534 | SM_AOBC PHYTOPLANKTN ID2407210 |  | NO RESOURCE | PHOTOVOLTAIC | SUN |  | 2025-01-23 05:00 | NSTAR Electric Company | Hopkinton | MA | BOSTON | NEMA |  | 0.48 | 0.01 | 0.144
75535 | SM_AOBC PROJACUSHNET ID5715459 |  | NO RESOURCE | PHOTOVOLTAIC | SUN |  | 2025-01-23 05:00 | NSTAR Electric Company | Acushnet | MA | SEMA | SEMA |  | 1 | 0 | 0.281
75536 | SM_QF WOODNBLLC ID5355312 |  | NO RESOURCE | PHOTOVOLTAIC | SUN |  | 2025-01-23 05:00 | NSTAR Electric Company | New Bedford | MA | SEMA | SEMA |  | 0.48 | 0.015 | 0.212
75537 | SM_QF 1632STATERDSOL ID2337311 |  | NO RESOURCE | PHOTOVOLTAIC | SUN |  | 2025-01-23 05:00 | NSTAR Electric Company | Plymouth | MA | SEMA | SEMA |  | 0.195 | 0.008 | 0.104
75538 | SM_QF PARSONSASHLND ID14186254 |  | NO RESOURCE | PHOTOVOLTAIC | SUN |  | 2025-01-23 05:00 | NSTAR Electric Company | Ashland | MA | BOSTON | NEMA |  | 0.2 | 0.008 | 0.102
75549 | MARLOWE01475SOLAR3900SMQF |  | NO RESOURCE | PHOTOVOLTAIC | SUN |  | 2025-01-24 05:00 | Massachusetts Electric Company | WINCHENDON | MA | WMA | WCMA |  | 3.9 | 0.128 | 2.661
75552 | BRAEBURNCHATHAM02904SOLAR50NM |  | NO RESOURCE | PHOTOVOLTAIC | SUN |  | 2025-01-28 05:00 | The Narragansett Electric Company | PROVIDENCE | RI | RI | RI |  | 0.05 | 0 | 0
75553 | SM_AOBC HAMPDEN | 44317 | 0711 - Hampden - PV+BESS | ENERGY STORAGE NON-PUMP | HSB |  | 2025-10-21 04:00 | SYSO Inc. | Hampden | MA | WMA | WCMA |  | 3.818 | 2.988 | 3.432
75554 | SM_QF 989 FREEMANS | 44938 | 0789 - 989 Freemans - PV+BESS | ENERGY STORAGE NON-PUMP | HSB |  | 2025-06-12 04:00 | SYSO Inc. | Brewster | MA | SEMA | SEMA |  | 0.999 | 0.404 | 0.999
75555 | SM_QF 118 ECHO RD | 44594 | 0789 - 118 Echo Rd - PV+BESS | ENERGY STORAGE NON-PUMP | HSB |  | 2025-09-04 04:00 | SYSO Inc. | Mashpee | MA | SEMA | SEMA |  | 0.5 | 0.465 | 0.465
75556 | LEE AUTO MALL_NISSAN |  | NO RESOURCE | PHOTOVOLTAIC | SUN |  | 2025-02-27 05:00 | Central Maine Power Company | TOPSHAM | ME | ME | ME |  | 0.1 | 0.008 | 0.055
75557 | LEE AUTO MALL_TOYOTA |  | NO RESOURCE | PHOTOVOLTAIC | SUN |  | 2025-02-27 05:00 | Central Maine Power Company | TOPSHAM | ME | ME | ME |  | 0.12 | 0.009 | 0.069
75558 | NOK001-WESTFORD |  | NO RESOURCE | FUEL CELL | NG |  | 2025-02-07 05:00 | Yellow Jacket Energy, LLC | WESTFORD | MA | CMA/NEMA | WCMA |  | 0.6 | 0.407 | 0.372
75562 | 655FRENCHTOWNCDM02818SOLAR60NM |  | NO RESOURCE | PHOTOVOLTAIC | SUN |  | 2025-02-11 05:00 | The Narragansett Electric Company | EAST GREENWICH | RI | RI | RI |  | 0.06 | 0 | 0.017
75583 | WICKFORDAPPLIANC02914SOLAR50NM |  | NO RESOURCE | PHOTOVOLTAIC | SUN |  | 2025-02-21 05:00 | The Narragansett Electric Company | EAST PROVIDENCE | RI | RI | RI |  | 0.05 | 0 | 0.012
75589 | CHARLESAMBUL02813SOLAR37.62NM |  | NO RESOURCE | PHOTOVOLTAIC | SUN |  | 2025-02-26 05:00 | The Narragansett Electric Company | CHARLESTOWN | RI | RI | RI |  | 0.038 | 0 | 0.012
75590 | 55CONDUITSTLLC02865SOLAR200RE |  | NO RESOURCE | PHOTOVOLTAIC | SUN |  | 2025-02-26 05:00 | The Narragansett Electric Company | LINCOLN | RI | RI | RI |  | 0.2 | 0.002 | 0.06
75591 | BS01752SOLAR120AOBC |  | NO RESOURCE | PHOTOVOLTAIC | SUN |  | 2025-02-27 05:00 | Massachusetts Electric Company | MARLBOROUGH | MA | CMA/NEMA | WCMA |  | 0.12 | 0 | 0
75598 | BARTKAVANAUGH02809SOLAR49NM |  | NO RESOURCE | PHOTOVOLTAIC | SUN |  | 2025-03-05 05:00 | The Narragansett Electric Company | BRISTOL | RI | RI | RI |  | 0.049 | 0 | 0
75601 | SM_AOBC_ENGIE_405_SOUTH_MAIN | 44656 | ENA Skyline - Solar | PHOTOVOLTAIC | SUN |  | 2025-03-06 05:00 | Genbright, LLC | LANESBOROUGH | MA | WMA | WCMA |  | 4.536 | 0.827 | 3.53
75603 | WPAASSOCIATES02864SOLAR34.6NM |  | NO RESOURCE | PHOTOVOLTAIC | SUN |  | 2025-03-10 04:00 | The Narragansett Electric Company | CUMBERLAND | RI | RI | RI |  | 0.035 | 0 | 0
75604 | DORSEY FURNITURE |  | NO RESOURCE | PHOTOVOLTAIC | SUN |  | 2025-03-11 04:00 | Versant Power | Holden | ME | BHE | ME |  | 0.075 | 0.005 | 0.034
75605 | MTMDEVELOPMENT02898SOLAR100NM |  | NO RESOURCE | PHOTOVOLTAIC | SUN |  | 2025-03-11 04:00 | The Narragansett Electric Company | RICHMOND | RI | RI | RI |  | 0.1 | 0 | 0.013
75607 | FREEPORT HOTEL LLC |  | NO RESOURCE | PHOTOVOLTAIC | SUN |  | 2025-04-25 04:00 | Central Maine Power Company | BRUNSWICK | ME | ME | ME |  | 0.16 | 0.015 | 0.07
75608 | STANLEY CHEVROLET BUICK |  | NO RESOURCE | PHOTOVOLTAIC | SUN |  | 2025-05-26 04:00 | Central Maine Power Company | BELFAST | ME | ME | ME |  | 0.1 |  | 0.049
75616 | SALMONSOLARLLC02909SOLAR100RE |  | NO RESOURCE | PHOTOVOLTAIC | SUN |  | 2025-03-27 04:00 | The Narragansett Electric Company | PROVIDENCE | RI | RI | RI |  | 0.1 | 0 | 0.055
75619 | 90ROYALLITTLE02904SOLAR260NM |  | NO RESOURCE | PHOTOVOLTAIC | SUN |  | 2025-03-27 04:00 | The Narragansett Electric Company | PROVIDENCE | RI | RI | RI |  | 0.26 | 0 | 0.133
75629 | MSD GALBRAITH - PROJECT 1 |  | NO RESOURCE | PHOTOVOLTAIC | SUN |  | 2025-04-11 04:00 | Central Maine Power Company | SKOWHEGAN | ME | ME | ME |  | 0.996 | 0.052 | 0.518
75631 | TRIMACKPLASTICS02809SOLAR720NM |  | NO RESOURCE | PHOTOVOLTAIC | SUN |  | 2025-04-04 04:00 | The Narragansett Electric Company | BRISTOL | RI | RI | RI |  | 0.72 | 0 | 0.12
75633 | CROSS TOWN CSF_GEN | 40919 | Resource Cross Town | ENERGY STORAGE NON-PUMP | BAT |  | 2025-11-29 05:00 | Boston Energy Trading and Marketing LLC | Gorham | ME | SME | ME | 66606 | 190 | 174.29 | 174.29
75636 | MOUSAM RIVER SOLAR | 44639 | Mousam Solar | PHOTOVOLTAIC | SUN |  | 2025-10-24 04:00 | Walden Renewables Development LLC | SANFORD | ME | SME | ME |  | 27.36 |  | 16.544
75637 | RENAISSANCE PROPERTIES LLC |  | NO RESOURCE | PHOTOVOLTAIC | SUN |  | 2025-04-04 04:00 | Central Maine Power Company | WATERVILLE | ME | ME | ME |  | 0.3 | 0.025 | 0.16
75641 | HOPKINTON SOLAR |  | NO RESOURCE | PHOTOVOLTAIC | SUN |  | 2025-12-12 05:00 | Green Development, LLC | Hopkinton | RI | RI | RI |  | 6.75 |  | 3.096
75753 | UNILJ02359SOLAR244.8SMQF |  | NO RESOURCE | PHOTOVOLTAIC | SUN |  | 2025-04-14 04:00 | Massachusetts Electric Company | PEMBROKE | MA | SEMA | SEMA |  | 0.245 | 0.031 | 0.14
75771 | AUBURN MASONIC ASSOCIATION |  | NO RESOURCE | PHOTOVOLTAIC | SUN |  | 2025-05-08 04:00 | Central Maine Power Company | AUBURN | ME | ME | ME |  | 0.067 |  | 0.035
75772 | GRANGERWARWICK02888SOLAR41.5NM |  | NO RESOURCE | PHOTOVOLTAIC | SUN |  | 2025-04-23 04:00 | The Narragansett Electric Company | WARWICK | RI | RI | RI |  | 0.042 | 0.002 | 0.009
75783 | SM_AOBC COPICUT ID2277113 | 44940 | 0735 - Copicut - PV+BESS | ENERGY STORAGE NON-PUMP | HSB |  |  | SYSO Inc. | Freetown | MA | SEMA | SEMA |  | 4.99 |  | 4.99
75795 | ROSE01082SOLAR4000QF |  | NO RESOURCE | PHOTOVOLTAIC | SUN |  | 2025-06-17 04:00 | Massachusetts Electric Company | WARE | MA | WMA | WCMA |  | 4 |  | 0
75800 | NORMANSPAUL02837SOLAR36NM |  | NO RESOURCE | PHOTOVOLTAIC | SUN |  | 2025-04-29 04:00 | The Narragansett Electric Company | LITTLE COMPTON | RI | SEMA | RI |  | 0.036 | 0 | 0
75801 | WEST MAIN ST SEARSPORT SOLAR |  | NO RESOURCE | PHOTOVOLTAIC | SUN |  | 2025-05-12 04:00 | Central Maine Power Company | SEARSPORT | ME | ME | ME |  | 0.749 |  | 0.476
75802 | 8FORGE02038SOLAR297QF |  | NO RESOURCE | PHOTOVOLTAIC | SUN |  | 2025-04-28 04:00 | Massachusetts Electric Company | FRANKLIN | MA | RI | SEMA |  | 0.297 | 0.042 | 0.188
75803 | 10FORGE02038SOLAR300QF |  | NO RESOURCE | PHOTOVOLTAIC | SUN |  | 2025-04-29 04:00 | Massachusetts Electric Company | FRANKLIN | MA | RI | SEMA |  | 0.3 | 0.047 | 0.174
75804 | UNIAB02359SOLAR147.6SMQF |  | NO RESOURCE | PHOTOVOLTAIC | SUN |  | 2025-04-29 04:00 | Massachusetts Electric Company | Pembroke | MA | SEMA | SEMA |  | 0.148 | 0.026 | 0.086
75805 | UNIF02359SOLAR366.6SMQF |  | NO RESOURCE | PHOTOVOLTAIC | SUN |  | 2025-04-29 04:00 | Massachusetts Electric Company | Pembroke | MA | SEMA | SEMA |  | 0.367 | 0.037 | 0.17
75806 | UNIC02359SOLAR144SMQF |  | NO RESOURCE | PHOTOVOLTAIC | SUN |  | 2025-04-30 04:00 | Massachusetts Electric Company | PEMBROKE | MA | SEMA | SEMA |  | 0.144 | 0.021 | 0.085
75808 | UNIG02359SOLAR233.3SMQF |  | NO RESOURCE | PHOTOVOLTAIC | SUN |  | 2025-04-30 04:00 | Massachusetts Electric Company | PEMBROKE | MA | SEMA | SEMA |  | 0.233 | 0 | 0.103
75811 | BAR HARBOR COMMUNITY SOLAR |  | NO RESOURCE | PHOTOVOLTAIC | SUN |  | 2025-05-03 04:00 | Versant Power | Bar Harbor | ME | BHE | ME |  | 0.999 |  | 0.866
75814 | JTHOLDINGLLC02891SOLAR160RE |  | NO RESOURCE | PHOTOVOLTAIC | SUN |  | 2025-05-08 04:00 | The Narragansett Electric Company | WESTERLY | RI | RI | RI |  | 0.16 |  | 0.108
75815 | SOLECTENERGY02860SOLAR200RE |  | NO RESOURCE | PHOTOVOLTAIC | SUN |  | 2025-05-08 04:00 | The Narragansett Electric Company | PAWTUCKET | RI | SEMA | RI |  | 0.2 |  | 0.107
75816 | NGINK02324SOLAR499.9QF |  | NO RESOURCE | PHOTOVOLTAIC | SUN |  | 2025-05-09 04:00 | Massachusetts Electric Company | BRIDGEWATER | MA | SEMA | SEMA |  | 0.5 |  | 0.004
75822 | NM ECANEMAWOBURN ID2381571 |  | NO RESOURCE | PHOTOVOLTAIC | SUN |  | 2025-05-12 04:00 | NSTAR Electric Company | Woburn | MA | BOSTON | NEMA |  | 2.451 |  | 0.02
75823 | SM_AOBC 51ALDERST ID13610144 |  | NO RESOURCE | PHOTOVOLTAIC | SUN |  | 2025-05-12 04:00 | NSTAR Electric Company | Medway | MA | RI | SEMA |  | 0.2 |  | 0.157
75824 | SM_QF 77SOUTHST#A ID14470069 |  | NO RESOURCE | PHOTOVOLTAIC | SUN |  | 2025-05-12 04:00 | NSTAR Electric Company | Hopkinton | MA | RI | SEMA |  | 0.12 |  | 0.064
75825 | MADISON ENERGY HOLDINGS-CHINA |  | NO RESOURCE | PHOTOVOLTAIC | SUN |  | 2025-08-21 04:00 | Central Maine Power Company | CHINA | ME | ME | ME |  | 0.975 |  | 0.569
75826 | SM_QF HAJJARSOLAR ID8813127 |  | NO RESOURCE | PHOTOVOLTAIC | SUN |  | 2025-05-12 04:00 | NSTAR Electric Company | Barnstable | MA | SEMA | SEMA |  | 0.075 |  | 0.043
75827 | SM_QF SUNISLANDSTOR ID8846445 |  | NO RESOURCE | PHOTOVOLTAIC | SUN |  | 2025-05-13 04:00 | NSTAR Electric Company | Falmouth | MA | SEMA | SEMA |  | 0.156 |  | 0.114
75828 | SM_NM REDPLONGPNDSOL ID2260703 |  | NO RESOURCE | PHOTOVOLTAIC | SUN |  | 2025-06-16 04:00 | NSTAR Electric Company | Rochester | MA | SEMA | SEMA |  | 1 |  | 0.688
75829 | SM_AOBC PINEHILLSOL ID2277112 |  | NO RESOURCE | PHOTOVOLTAIC | SUN |  | 2025-05-13 04:00 | NSTAR Electric Company | Westport | MA | SEMA | SEMA |  | 3.25 |  | 2.002
75830 | SM_QF 718REALTY ID16706421 |  | NO RESOURCE | PHOTOVOLTAIC | SUN |  | 2025-05-13 04:00 | NSTAR Electric Company | Dartmouth | MA | SEMA | SEMA |  | 0.15 |  | 0.113
75831 | HOUSEOFHOPE02886SOLAR34.6RE |  | NO RESOURCE | PHOTOVOLTAIC | SUN |  | 2025-05-13 04:00 | The Narragansett Electric Company | WARWICK | RI | RI | RI |  | 0.035 |  | 0
75832 | SM_QF 1THOMASSETWAY ID6702112 |  | NO RESOURCE | PHOTOVOLTAIC | SUN |  | 2025-05-13 04:00 | NSTAR Electric Company | East Freetown | MA | SEMA | SEMA |  | 0.15 |  | 0.068
75833 | SM_AOBC WESTPORTSAND ID2287931 |  | NO RESOURCE | PHOTOVOLTAIC | SUN |  | 2025-05-13 04:00 | NSTAR Electric Company | Westport | MA | SEMA | SEMA |  | 4.95 |  | 2.272
75838 | KNOX COUNTY REGIONAL AIRPORT |  | NO RESOURCE | PHOTOVOLTAIC | SUN |  | 2025-05-16 04:00 | Central Maine Power Company | OWLS HEAD | ME | ME | ME |  | 0.36 |  | 0.14
75852 | REVISION ENERGY_ACADIA HWY |  | NO RESOURCE | PHOTOVOLTAIC | SUN |  | 2025-07-21 04:00 | Central Maine Power Company | MONTVILLE | ME | ME | ME |  | 0.153 |  | 0.071
75867 | TOWN OF EXETER |  | NO RESOURCE | PHOTOVOLTAIC | SUN |  | 2025-05-26 04:00 | Unitil Energy Systems, Inc. | Exeter | NH | NH | NH |  | 1.5 |  | 0.764
75868 | RECPROPERTIES02809SOLAR173RE |  | NO RESOURCE | PHOTOVOLTAIC | SUN |  | 2025-05-29 04:00 | The Narragansett Electric Company | BRISTOL | RI | RI | RI |  | 0.173 |  | 0
75905 | IGSSOLARLLC02822SOLAR34.2NM |  | NO RESOURCE | PHOTOVOLTAIC | SUN |  | 2025-06-03 04:00 | The Narragansett Electric Company | SAUNDERSTOWN | RI | RI | RI |  | 0.034 |  | 0.012
75906 | MARTINCANAVAN02917SOLAR23.04RE |  | NO RESOURCE | PHOTOVOLTAIC | SUN |  | 2025-06-03 04:00 | The Narragansett Electric Company | SMITHFIELD | RI | RI | RI |  | 0.023 |  | 0.011
75909 | BUTTONHOLE02919SOLAR34.6NM |  | NO RESOURCE | PHOTOVOLTAIC | SUN |  | 2025-06-06 04:00 | The Narragansett Electric Company | JOHNSTON | RI | RI | RI |  | 0.035 |  | 0.008
76016 | IDGR15LLC02879SOLAR182.5NM |  | NO RESOURCE | PHOTOVOLTAIC | SUN |  | 2025-06-11 04:00 | The Narragansett Electric Company | WAKEFIELD | RI | RI | RI |  | 0.183 |  | 0
76020 | SM_AOBC 104TREMONT ID2277381 | 44447 | Syncarpha Carver - Solar | PHOTOVOLTAIC | SUN |  | 2025-06-24 04:00 | Marie's Way Solar I, LLC | Carver | MA | SEMA | SEMA |  | 4.98 |  | 2.954
76021 | MILLSCH01527SOLAR133.2QF |  | NO RESOURCE | PHOTOVOLTAIC | SUN |  | 2025-06-16 04:00 | Massachusetts Electric Company | MILLBURY | MA | CMA/NEMA | WCMA |  | 0.133 |  | 0
76057 | SM_QF 376 NASH ID2402897 | 44636 | 0789 - 376 Nash - PV+BESS | ENERGY STORAGE NON-PUMP | HSB |  | 2025-11-25 05:00 | SYSO Inc. | New Bedford | MA | SEMA | SEMA |  | 0.499 | 0.461 | 0.469
76059 | ADMIRALPACKINC02908SOLAR220RE |  | NO RESOURCE | PHOTOVOLTAIC | SUN |  | 2025-06-18 04:00 | The Narragansett Electric Company | PROVIDENCE | RI | RI | RI |  | 0.22 |  | 0.089
76069 | SM_QF GOYETTE ID4556981 | 45202 | 0471 - Goyette - PV+BESS | ENERGY STORAGE NON-PUMP | HSB |  |  | SYSO Inc. | NEW BEDFORD | MA | SEMA | SEMA |  | 0.999 |  | 0.999
76082 | DUDLEY BESS/PV | 44649 | Dudley | ENERGY STORAGE NON-PUMP | HSB |  | 2025-06-26 04:00 | Tyr Energy, LLC | DUDLEY | MA | WMA | WCMA |  | 1.25 | 1.2 | 1.2
76084 | CTC01562SOLAR2200AOBC |  | NO RESOURCE | PHOTOVOLTAIC | SUN |  | 2025-06-25 04:00 | Massachusetts Electric Company | SPENCER | MA | WMA | WCMA |  | 2.2 |  | 1.025
76099 | NORTH BRANCH ENERGY LLC |  | NO RESOURCE | PHOTOVOLTAIC | HSB |  | 2025-07-01 04:00 | Fitchburg Gas & Electric Light Company | Fitchburg | MA | WMA | WCMA |  | 4.394 |  | 0
76116 | DC MAVERICK LP |  | NO RESOURCE | PHOTOVOLTAIC | SUN |  | 2025-07-08 04:00 | Central Maine Power Company | ROCKLAND | ME | ME | ME |  | 0.15 |  | 0.055
76117 | SED01757SOLAR466.6SMQF |  | NO RESOURCE | PHOTOVOLTAIC | SUN |  | 2025-07-03 04:00 | Massachusetts Electric Company | MILFORD | MA | RI | SEMA |  | 0.467 |  | 0
76125 | MSD SANFORD |  | NO RESOURCE | PHOTOVOLTAIC | SUN |  | 2025-08-25 04:00 | Central Maine Power Company | SANFORD | ME | SME | ME |  | 0.996 |  | 0.42
76126 | ME LEWISTON ROAD CSG LLC |  | NO RESOURCE | PHOTOVOLTAIC | SUN |  | 2025-07-23 04:00 | Central Maine Power Company | NEW GLOUCESTER | ME | ME | ME |  | 0.975 |  | 0.465
76130 | GRASSHOPPER BROOK STREET | 44358 | Grasshopper Brook Street | ENERGY STORAGE NON-PUMP | HSB |  | 2025-09-05 04:00 | Tyr Energy, LLC | DIGHTON | MA | SEMA | SEMA |  | 2.7 | 1.543 | 1.543
76141 | SEDFORTUNE01757SOLARQF |  | NO RESOURCE | PHOTOVOLTAIC | SUN |  | 2025-07-16 04:00 | Massachusetts Electric Company | MILFORD | MA | RI | SEMA |  | 0.233 |  | 0.09
76142 | FERN'S BODY SHOP INC |  | NO RESOURCE | PHOTOVOLTAIC | SUN |  | 2025-07-17 04:00 | Central Maine Power Company | LISBON FALLS | ME | ME | ME |  | 0.08 |  | 0.039
76144 | KEARSARGEKINGSTON ESS PV | 44597 | Kearsarge Kingston PV & ESS | ENERGY STORAGE NON-PUMP | HSB |  | 2025-07-21 04:00 | Vermont Public Power Supply Authority | KINGSTON | MA | SEMA | SEMA |  | 0.9 | 0.85 | 0.667
76148 | BLUEWAVE DOUGLAS OAK | 44939 | Bluewave Douglas | ENERGY STORAGE NON-PUMP | HSB |  | 2025-07-24 04:00 | Tyr Energy, LLC | DOUGLAS | MA | RI | SEMA |  | 2 | 2 | 2
76152 | QUARRYHILL02891SOLAR41.88NM |  | NO RESOURCE | PHOTOVOLTAIC | SUN |  | 2025-07-23 04:00 | The Narragansett Electric Company | WESTERLY | RI | RI | RI |  | 0.042 |  | 0
76155 | RIVERS EDGE LLC |  | NO RESOURCE | PHOTOVOLTAIC | SUN |  | 2025-08-06 04:00 | Central Maine Power Company | WATERFORD | ME | ME | ME |  | 0.48 |  | 0.234
76161 | CROSSPARKCANOPY02852SOLAR480NM |  | NO RESOURCE | PHOTOVOLTAIC | SUN |  | 2025-07-31 04:00 | The Narragansett Electric Company | NORTH KINGSTOWN | RI | RI | RI |  | 0.48 |  | 0
76162 | TILTEDBARNBREW02852SOLAR60.9NM |  | NO RESOURCE | PHOTOVOLTAIC | SUN |  | 2025-07-31 04:00 | The Narragansett Electric Company | EXETER | RI | RI | RI |  | 0.061 |  | 0.007
76169 | MEDWAY GRID CSF_GEN | 40915 | Medway Grid, LLC | ENERGY STORAGE NON-PUMP | BAT |  | 2026-02-25 05:00 | Vitol Inc. | Medway | MA | RI | SEMA |  | 253.7972 |  | 248.742
77179 | READFIELD MAIN STREET SOLAR |  | NO RESOURCE | PHOTOVOLTAIC | SUN |  | 2025-08-13 04:00 | Central Maine Power Company | READFIELD | ME | ME | ME |  | 0.975 |  | 0.585
77180 | YARMOUTH WATER DISTRICT |  | NO RESOURCE | PHOTOVOLTAIC | SUN |  | 2025-08-13 04:00 | Central Maine Power Company | NORTH YARMOUTH | ME | SME | ME |  | 0.233 |  | 0.109
77182 | NM TOWNOFARLINGTON ID7995846 |  | NO RESOURCE | PHOTOVOLTAIC | SUN |  | 2025-08-12 04:00 | NSTAR Electric Company | Arlington | MA | BOSTON | NEMA |  | 0.167 |  | 0.077
77183 | NM PROVIDENCEHWYSOL ID2283230 |  | NO RESOURCE | PHOTOVOLTAIC | SUN |  | 2025-08-12 04:00 | NSTAR Electric Company | Walpole | MA | SEMA | SEMA |  | 0.486 |  | 0.179
77184 | NAUTILUSSOLAR02896SOLAR2500NM |  | NO RESOURCE | PHOTOVOLTAIC | SUN |  | 2025-08-12 04:00 | The Narragansett Electric Company | NORTH SMITHFIELD | RI | RI | RI |  | 2.5 |  | 0
77185 | NM BWC BLUEFISH RVR ID1988677 |  | NO RESOURCE | PHOTOVOLTAIC | SUN |  | 2025-08-12 04:00 | NSTAR Electric Company | Plympton | MA | SEMA | SEMA |  | 0.84 |  | 0.515
77186 | NM SPS SECOND AVE ID2089144 |  | NO RESOURCE | PHOTOVOLTAIC | SUN |  | 2025-08-12 04:00 | NSTAR Electric Company | Waltham | MA | BOSTON | NEMA |  | 0.06 |  | 0.03
77187 | NM LEXINGTONCLARKSCH ID2009625 |  | NO RESOURCE | PHOTOVOLTAIC | SUN |  | 2025-08-12 04:00 | NSTAR Electric Company | Lexington | MA | BOSTON | NEMA |  | 0.171 |  | 0.067
77188 | RISPCA02886SOLAR120NM |  | NO RESOURCE | PHOTOVOLTAIC | SUN |  | 2025-08-14 04:00 | The Narragansett Electric Company | WARWICK | RI | RI | RI |  | 0.12 |  | 0
77191 | HANSON RIDGE SOLAR LLC |  | NO RESOURCE | PHOTOVOLTAIC | SUN |  | 2025-08-20 04:00 | Central Maine Power Company | SANFORD | ME | SME | ME |  | 0.996 |  | 0
77192 | NM MEADOWATT ID2114929 |  | NO RESOURCE | PHOTOVOLTAIC | SUN |  | 2025-08-22 04:00 | NSTAR Electric Company | Rochester | MA | SEMA | SEMA |  | 0.392 |  | 0.145
77193 | NM CANTON SOLAR ID2105434 |  | NO RESOURCE | PHOTOVOLTAIC | SUN |  | 2025-08-22 04:00 | NSTAR Electric Company | Canton | MA | SEMA | SEMA |  | 0.63 |  | 0.278
77194 | SM_AOBC SOLECTENRGY ID12283527 |  | NO RESOURCE | PHOTOVOLTAIC | SUN |  | 2025-08-22 04:00 | NSTAR Electric Company | Holliston | MA | RI | SEMA |  | 0.12 |  | 0.043
77195 | SM_QF CUBESMART ID6744867 |  | NO RESOURCE | PHOTOVOLTAIC | SUN |  | 2025-08-22 04:00 | NSTAR Electric Company | Walpole | MA | SEMA | SEMA |  | 0.4 |  | 0.202
77196 | SM_NM 359 SUMMERROOF ID5597833 |  | NO RESOURCE | PHOTOVOLTAIC | SUN |  | 2025-08-22 04:00 | NSTAR Electric Company | New Bedford | MA | SEMA | SEMA |  | 0.1 |  | 0.056
77197 | SM_QF 188SUMMERSOL ID10206064 |  | NO RESOURCE | PHOTOVOLTAIC | SUN |  | 2025-08-22 04:00 | NSTAR Electric Company | Kingston | MA | SEMA | SEMA |  | 0.24 |  | 0.108
77198 | SM_AOBC SIKACANTON ID12240039 |  | NO RESOURCE | PHOTOVOLTAIC | SUN |  | 2025-08-22 04:00 | NSTAR Electric Company | Canton | MA | SEMA | SEMA |  | 0.24 |  | 0.04
77204 | GSPP01606SOLAR1530SMQF |  | NO RESOURCE | PHOTOVOLTAIC | SUN |  | 2025-08-28 04:00 | Massachusetts Electric Company | WORCESTER | MA | CMA/NEMA | WCMA |  | 1.53 |  | 0.665
77205 | LMEPRAMUKH140102920SOLAR100RE |  | NO RESOURCE | PHOTOVOLTAIC | SUN |  | 2025-09-02 04:00 | The Narragansett Electric Company | CRANSTON | RI | RI | RI |  | 0.1 |  | 0.046
77206 | LMEPRAMUKH137502920SOLAR100RE |  | NO RESOURCE | PHOTOVOLTAIC | SUN |  | 2025-09-10 04:00 | The Narragansett Electric Company | CRANSTON | RI | RI | RI |  | 0.1 |  | 0.046
77207 | PALETTA02852SOLAR45.6NM |  | NO RESOURCE | PHOTOVOLTAIC | SUN |  | 2025-09-11 04:00 | The Narragansett Electric Company | NORTH KINGSTOWN | RI | RI | RI |  | 0.046 |  | 0.021
77208 | SM_QF BPL3-15NORMAC ID10354992 |  | NO RESOURCE | PHOTOVOLTAIC | SUN |  | 2025-09-12 04:00 | NSTAR Electric Company | Woburn | MA | BOSTON | NEMA |  | 0.238 |  | 0.109
77209 | SM_AOBC MAYNARDSOL9 ID9470272 |  | NO RESOURCE | PHOTOVOLTAIC | SUN |  | 2025-09-12 04:00 | NSTAR Electric Company | Maynard | MA | BOSTON | NEMA |  | 0.125 |  | 0.057
77210 | SM_AOBC MAYNARDSOL4 ID9470861 |  | NO RESOURCE | PHOTOVOLTAIC | SUN |  | 2025-09-12 04:00 | NSTAR Electric Company | Maynard | MA | BOSTON | NEMA |  | 0.125 |  | 0.057
77211 | SM_AOBC MAYNARDSOL3 ID9470398 |  | NO RESOURCE | PHOTOVOLTAIC | SUN |  | 2025-09-12 04:00 | NSTAR Electric Company | Maynard | MA | BOSTON | NEMA |  | 0.063 |  | 0.029
77212 | SM_QF NXTGRDFALSEBOX ID2370583 |  | NO RESOURCE | PHOTOVOLTAIC | SUN |  | 2025-09-12 04:00 | NSTAR Electric Company | Ashland | MA | BOSTON | NEMA |  | 0.125 |  | 0.057
77213 | SM_QF DHD 32 SECOND ID6028523 |  | NO RESOURCE | PHOTOVOLTAIC | SUN |  | 2025-09-12 04:00 | NSTAR Electric Company | Burlington | MA | BOSTON | NEMA |  | 0.5 |  | 0.229
77214 | SM_AOBC PHYTOPLNKTN ID14940694 |  | NO RESOURCE | PHOTOVOLTAIC | SUN |  | 2025-09-11 04:00 | NSTAR Electric Company | Boston | MA | BOSTON | NEMA |  | 0.1 |  | 0.046
77215 | ABB000-WORCESTER |  | NO RESOURCE | FUEL CELL | NG |  | 2026-02-18 05:00 | Yellow Jacket Energy, LLC | WORCESTER | MA | CMA/NEMA | WCMA |  | 3 |  | 3
77216 | APPIANWAYPROP02917SOLAR100RE |  | NO RESOURCE | PHOTOVOLTAIC | SUN |  | 2025-09-16 04:00 | The Narragansett Electric Company | SMITHFIELD | RI | RI | RI |  | 0.1 |  | 0.046
77217 | ICE HOUSE ROAD 2352302 | 44647 | Ice House Road | ENERGY STORAGE NON-PUMP | HSB |  | 2025-09-24 04:00 | Tyr Energy, LLC | MEDFIELD | MA | BOSTON | NEMA |  | 1.326 | 0.056 | 0.056
77221 | 690GEOWASHLLC02865SOLAR30NM |  | NO RESOURCE | PHOTOVOLTAIC | SUN |  | 2025-09-19 04:00 | The Narragansett Electric Company | LINCOLN | RI | RI | RI |  | 0.03 |  | 0.014
77222 | BRAMREALTYLLC02865SOLAR62.5NM |  | NO RESOURCE | PHOTOVOLTAIC | SUN |  | 2025-09-19 04:00 | The Narragansett Electric Company | LINCOLN | RI | RI | RI |  | 0.063 |  | 0.029
77223 | SANDEEPJAISWAL02821SOLAR38.4NM |  | NO RESOURCE | PHOTOVOLTAIC | SUN |  | 2025-09-30 04:00 | The Narragansett Electric Company | CRANSTON | RI | RI | RI |  | 0.038 |  | 0.017
77225 | SM_AOBC 195MTGHOUSE ID6764639 |  | NO RESOURCE | PHOTOVOLTAIC | SUN |  | 2025-09-22 04:00 | NSTAR Electric Company | Chatham | MA | SEMA | SEMA |  | 0.18 |  | 0.083
77226 | SM_NM BSTNCOLLGIATE ID14582505 |  | NO RESOURCE | PHOTOVOLTAIC | SUN |  | 2025-09-22 04:00 | NSTAR Electric Company | Holliston | MA | BOSTON | NEMA |  | 0.48 |  | 0.22
77227 | SM_QF BRALEYRD PV2 ID16764494 |  | NO RESOURCE | PHOTOVOLTAIC | SUN |  | 2025-09-22 04:00 | NSTAR Electric Company | East Freetown | MA | SEMA | SEMA |  | 0.2 |  | 0.092
77228 | SM_NM MASSDOT ID5256465 |  | NO RESOURCE | PHOTOVOLTAIC | SUN |  | 2025-09-22 04:00 | NSTAR Electric Company | Harwich | MA | SEMA | SEMA |  | 0.249 |  | 0.114
77229 | SM_QF ONYXDEVGROUP ID10565063 |  | NO RESOURCE | PHOTOVOLTAIC | SUN |  | 2025-09-22 04:00 | NSTAR Electric Company | WOBURN | MA | BOSTON | NEMA |  | 0.21 |  | 0.096
77244 | EMANUELLUTHERAN02893SOLAR32NM |  | NO RESOURCE | PHOTOVOLTAIC | SUN |  | 2025-10-02 04:00 | The Narragansett Electric Company | WEST WARWICK | RI | RI | RI |  | 0.032 |  | 0.015
77253 | ARARAT FARMS LLC |  | NO RESOURCE | PHOTOVOLTAIC | SUN |  | 2025-10-25 04:00 | Central Maine Power Company | LINCOLNVILLE | ME | ME | ME |  | 0.06 |  | 0.028
77254 | RE ANDOVER SOLAR LLC |  | NO RESOURCE | PHOTOVOLTAIC | SUN |  | 2026-01-06 05:00 | Central Maine Power Company | ANDOVER | ME | ME | ME |  | 0.999 |  | 0.458
77258 | SM_AOBC_36_SOUTHWICK |  | NO RESOURCE | PHOTOVOLTAIC | HSB |  | 2025-10-22 04:00 | NSTAR Electric Company | SOUTHWICK | MA | WMA | WCMA |  | 4.6 |  | 2.11
77259 | SM_AOBC_935_RIVERDALE |  | NO RESOURCE | PHOTOVOLTAIC | SUN |  | 2025-10-22 04:00 | NSTAR Electric Company | WEST SPRINGFIELD | MA | WMA | WCMA |  | 0.25 |  | 0.115
77260 | DISTR02148SOLAR300QF |  | NO RESOURCE | PHOTOVOLTAIC | SUN |  | 2025-10-17 04:00 | Massachusetts Electric Company | MALDEN | MA | BOSTON | NEMA |  | 0.3 |  | 0.138
77264 | SERREALESTATE02896SOLAR34.5NM |  | NO RESOURCE | PHOTOVOLTAIC | SUN |  | 2025-10-21 04:00 | The Narragansett Electric Company | NORTH SMITHFIELD | RI | RI | RI |  | 0.035 |  | 0.016
77266 | JEREMYKANE02878SOLAR34.5NM |  | NO RESOURCE | PHOTOVOLTAIC | SUN |  | 2025-10-23 04:00 | The Narragansett Electric Company | TIVERTON | RI | SEMA | RI |  | 0.035 |  | 0.016
77271 | WILLIAM M LOWE INC |  | NO RESOURCE | PHOTOVOLTAIC | SUN |  | 2025-11-29 05:00 | Central Maine Power Company | ROCKLAND | ME | ME | ME |  | 0.1 |  | 0.046
77273 | PERENNIAL GARDINER SOLAR LLC |  | NO RESOURCE | PHOTOVOLTAIC | SUN |  | 2025-12-20 05:00 | Central Maine Power Company | GARDINER | ME | ME | ME |  | 0.975 |  | 0.447
77274 | VITIMERCEDES02878SOLAR50NM |  | NO RESOURCE | PHOTOVOLTAIC | SUN |  | 2025-11-04 05:00 | The Narragansett Electric Company | TIVERTON | RI | SEMA | RI |  | 0.05 |  | 0.023
77277 | OCEANSTATELIQ02891SOLAR57.42NM |  | NO RESOURCE | PHOTOVOLTAIC | SUN |  | 2025-11-05 05:00 | The Narragansett Electric Company | WESTERLY | RI | RI | RI |  | 0.057 |  | 0.026
77278 | BELFAST COOP STORE INC |  | NO RESOURCE | PHOTOVOLTAIC | SUN |  | 2025-11-08 05:00 | Central Maine Power Company | BELFAST | ME | ME | ME |  | 0.04 |  | 0.018
77279 | ABL000 |  | NO RESOURCE | FUEL CELL | NG |  | 2025-12-15 05:00 | Yellow Jacket Energy, LLC | NEW HAVEN | CT | SWCT | CT |  | 0.9 |  | 0.9
77288 | AAANORTHEAST02904SOLAR499NM |  | NO RESOURCE | PHOTOVOLTAIC | SUN |  | 2025-11-11 05:00 | The Narragansett Electric Company | PROVIDENCE | RI | RI | RI |  | 0.499 |  | 0.229
77289 | MDC0002.B |  | NO RESOURCE | FUEL CELL | NG |  | 2025-11-30 05:00 | Yellow Jacket Energy, LLC | NORTH HAVEN | CT | CT | CT |  | 2.3 |  | 2.3
77290 | NM SQUIRREL ISLAND ID2086312 |  | NO RESOURCE | PHOTOVOLTAIC | SUN |  | 2025-11-24 05:00 | NSTAR Electric Company | West Wareham | MA | SEMA | SEMA |  | 0.999 |  | 0.458
77291 | NM CUBESMART FALLON ID2170420 |  | NO RESOURCE | PHOTOVOLTAIC | SUN |  | 2025-11-18 05:00 | NSTAR Electric Company | Stoneham | MA | BOSTON | NEMA |  | 0.084 |  | 0.039
77292 | QF LONGFELLOWGLEN ID2200633 |  | NO RESOURCE | PHOTOVOLTAIC | SUN |  | 2025-11-18 05:00 | NSTAR Electric Company | Sudbury | MA | BOSTON | NEMA |  | 0.112 |  | 0.051
77300 | JJACORP02814SOLAR69.12NM |  | NO RESOURCE | PHOTOVOLTAIC | SUN |  | 2025-11-21 05:00 | The Narragansett Electric Company | CHEPACHET | RI | RI | RI |  | 0.069 |  | 0.032
77301 | WILLIAMGIBB02825SOLAR32.8NM |  | NO RESOURCE | PHOTOVOLTAIC | SUN |  | 2025-11-21 05:00 | The Narragansett Electric Company | FOSTER | RI | RI | RI |  | 0.033 |  | 0.015
77303 | HADLEYARNOLD02885SOLAR30.4NM |  | NO RESOURCE | PHOTOVOLTAIC | SUN |  | 2025-11-24 05:00 | The Narragansett Electric Company | WARREN | RI | RI | RI |  | 0.03 |  | 0.014
77308 | TRENTON SOLAR LLC |  | NO RESOURCE | PHOTOVOLTAIC | SUN |  | 2025-11-22 05:00 | Versant Power | Trenton | ME | BHE | ME |  | 4.975 |  | 2.282
77334 | ATTLE02703SOLAR199.8QF |  | NO RESOURCE | PHOTOVOLTAIC | SUN |  | 2025-12-10 05:00 | Massachusetts Electric Company | EAST ATTLEBORO | MA | RI | SEMA |  | 0.199 |  | 0.091
77335 | LINCOLN COUNTY PUBLISHING |  | NO RESOURCE | PHOTOVOLTAIC | SUN |  | 2025-12-08 05:00 | Central Maine Power Company | NEWCASTLE | ME | ME | ME |  | 0.054 |  | 0.025
77336 | LINCOLN ME 2 LLC |  | NO RESOURCE | PHOTOVOLTAIC | SUN |  | 2025-12-06 05:00 | Versant Power | Lincoln | ME | BHE | ME |  | 2 |  | 0.917
77437 | RIEKINGSTOWN02852SOLAR120NM |  | NO RESOURCE | PHOTOVOLTAIC | SUN |  | 2025-12-09 05:00 | The Narragansett Electric Company | NORTH KINGSTOWN | RI | RI | RI |  | 0.12 |  | 0.055
77438 | DIRECTSOLARENER02891SOLAR750RE |  | NO RESOURCE | PHOTOVOLTAIC | SUN |  | 2025-12-10 05:00 | The Narragansett Electric Company | WESTERLY | RI | RI | RI |  | 0.75 |  | 0.344
77448 | BENJAMINLEADER02835SOLAR30NM |  | NO RESOURCE | PHOTOVOLTAIC | SUN |  | 2025-12-12 05:00 | The Narragansett Electric Company | JAMESTOWN | RI | RI | RI |  | 0.03 |  | 0.014
77449 | MILK01504SOLAR2460 |  | NO RESOURCE | PHOTOVOLTAIC | HSB |  | 2025-12-15 05:00 | Massachusetts Electric Company | Blackstone | MA | RI | SEMA |  | 2.46 |  | 1.128
77450 | ME ROCKY HILL SOLAR LLC |  | NO RESOURCE | PHOTOVOLTAIC | SUN |  | 2026-03-25 04:00 | Central Maine Power Company | WESTBROOK | ME | SME | ME |  | 0.999 |  | 0.458
77451 | NM FLEXO CONCEPTS ID2203287 |  | NO RESOURCE | PHOTOVOLTAIC | SUN |  | 2025-12-12 05:00 | NSTAR Electric Company | Plymouth | MA | SEMA | SEMA |  | 0.208 |  | 0.095
77452 | WISCASSET GARDINER SOLAR LLC |  | NO RESOURCE | PHOTOVOLTAIC | SUN |  | 2026-01-10 05:00 | Central Maine Power Company | WISCASSET | ME | ME | ME |  | 0.975 |  | 0.447
77453 | NM BURLINGTN MID SCH ID2127236 |  | NO RESOURCE | PHOTOVOLTAIC | SUN |  | 2025-12-12 05:00 | NSTAR Electric Company | Burlington | MA | BOSTON | NEMA |  | 0.17 |  | 0.078
77454 | NM GENERAL ELEC INTL ID2139847 |  | NO RESOURCE | PHOTOVOLTAIC | SUN |  | 2025-12-12 05:00 | NSTAR Electric Company | Newton | MA | BOSTON | NEMA |  | 0.96 |  | 0.44
77455 | NM ROXBRY COMM COLL ID2148650 |  | NO RESOURCE | PHOTOVOLTAIC | SUN |  | 2025-12-12 05:00 | NSTAR Electric Company | Boston | MA | BOSTON | NEMA |  | 0.936 |  | 0.429
77456 | NM CEDRVLLESOL1 REDP ID1945871 |  | NO RESOURCE | PHOTOVOLTAIC | SUN |  | 2025-12-12 05:00 | NSTAR Electric Company | Plymouth | MA | SEMA | SEMA |  | 0.5 |  | 0.229
77457 | NM 21 STRATSOL LLC ID2094705 |  | NO RESOURCE | PHOTOVOLTAIC | SUN |  | 2025-12-12 05:00 | NSTAR Electric Company | Natick | MA | BOSTON | NEMA |  | 0.075 |  | 0.034
77458 | SM_AOBC SCSNATHAN E ID2317177 |  | NO RESOURCE | PHOTOVOLTAIC | SUN |  | 2025-12-12 05:00 | NSTAR Electric Company | Hatchville | MA | SEMA | SEMA |  | 0.999 |  | 0.458
77459 | SM_AOBC SCSNATHAN W ID2316966 |  | NO RESOURCE | PHOTOVOLTAIC | SUN |  | 2025-12-12 05:00 | NSTAR Electric Company | Hatchville | MA | SEMA | SEMA |  | 4 |  | 1.834
77462 | TIFFANY&CO02864SOLAR216NM |  | NO RESOURCE | PHOTOVOLTAIC | SUN |  | 2025-12-15 05:00 | The Narragansett Electric Company | CUMBERLAND | RI | RI | RI |  | 0.216 |  | 0.099
77463 | SUMMERSTREETHP02903SOLAR150NM |  | NO RESOURCE | PHOTOVOLTAIC | SUN |  | 2025-12-16 05:00 | The Narragansett Electric Company | PROVIDENCE | RI | RI | RI |  | 0.15 |  | 0.069
77465 | MERCEDED02878SOLAR75NM |  | NO RESOURCE | PHOTOVOLTAIC | SUN |  | 2025-12-19 05:00 | The Narragansett Electric Company | TIVERTON | RI | SEMA | RI |  | 0.075 |  | 0.034
77467 | OCEANVIEW RETIREMENT COMMUNITY |  | NO RESOURCE | PHOTOVOLTAIC | SUN |  | 2026-01-30 05:00 | Central Maine Power Company | TOPSHAM | ME | ME | ME |  | 0.54 |  | 0.248
77469 | 316COLUMBIALLC02879SOLAR100RE |  | NO RESOURCE | PHOTOVOLTAIC | SUN |  | 2025-12-22 05:00 | The Narragansett Electric Company | PEACE DALE | RI | RI | RI |  | 0.1 |  | 0.046
77470 | SM_AOBC 8SEAFOODWAY ID15023677 |  | NO RESOURCE | PHOTOVOLTAIC | SUN |  | 2025-12-22 05:00 | NSTAR Electric Company | Boston | MA | BOSTON | NEMA |  | 0.3 |  | 0.138
77471 | SM_QF 352ROUTE6 ID16787265 |  | NO RESOURCE | PHOTOVOLTAIC | SUN |  | 2025-12-22 05:00 | NSTAR Electric Company | Truro | MA | SEMA | SEMA |  | 0.254 |  | 0.116
77472 | SM_AOBC 950BLUEHILL ID7547399 |  | NO RESOURCE | PHOTOVOLTAIC | SUN |  | 2025-12-22 05:00 | NSTAR Electric Company | Boston | MA | BOSTON | NEMA |  | 0.13 |  | 0.06
77473 | SM_NM UMANAACADBOS ID8620127 |  | NO RESOURCE | PHOTOVOLTAIC | SUN |  | 2025-12-22 05:00 | NSTAR Electric Company | Boston | MA | BOSTON | NEMA |  | 0.25 |  | 0.115
77474 | NM 77SOUTHSTCANOPY ID14633749 |  | NO RESOURCE | PHOTOVOLTAIC | SUN |  | 2025-12-22 05:00 | NSTAR Electric Company | Hopkinton | MA | RI | SEMA |  | 0.199 |  | 0.091
77475 | SM_QF 123HAMILTONST ID7458449 |  | NO RESOURCE | PHOTOVOLTAIC | SUN |  | 2025-12-22 05:00 | NSTAR Electric Company | Boston | MA | BOSTON | NEMA |  | 0.098 |  | 0.045
77476 | SM_AOBC 27DRAPERST ID13594300 |  | NO RESOURCE | PHOTOVOLTAIC | SUN |  | 2025-12-22 05:00 | NSTAR Electric Company | Woburn | MA | BOSTON | NEMA |  | 0.15 |  | 0.069
77477 | SM_AOBC 111WELLSCNPY ID9101753 |  | NO RESOURCE | PHOTOVOLTAIC | SUN |  | 2025-12-22 05:00 | NSTAR Electric Company | Newton | MA | BOSTON | NEMA |  | 0.492 |  | 0.226
77478 | CAMPJORI02879SOLAR115.2NM |  | NO RESOURCE | PHOTOVOLTAIC | SUN |  | 2025-12-23 05:00 | The Narragansett Electric Company | WAKEFIELD | RI | RI | RI |  | 0.115 |  | 0.053
77479 | SECONDORHOLD02895SOLAR180RE |  | NO RESOURCE | PHOTOVOLTAIC | SUN |  | 2025-12-23 05:00 | The Narragansett Electric Company | WOONSOCKET | RI | RI | RI |  | 0.18 |  | 0.083
77481 | NGH02703SOLAR480QF |  | NO RESOURCE | PHOTOVOLTAIC | SUN |  | 2025-12-24 05:00 | Massachusetts Electric Company | ATTLEBORO | MA | RI | SEMA |  | 0.48 |  | 0.22
77482 | JPMSOLARLLC02893SOLAR3600NM |  | NO RESOURCE | PHOTOVOLTAIC | SUN |  | 2025-12-24 05:00 | The Narragansett Electric Company | WEST WARWICK | RI | RI | RI |  | 3.6 |  | 1.651
77491 | BODWELL02322SOLAR249QF |  | NO RESOURCE | PHOTOVOLTAIC | SUN |  | 2025-12-26 05:00 | Massachusetts Electric Company | AVON | MA | SEMA | SEMA |  | 0.249 |  | 0.114
77492 | N C HUNT INC |  | NO RESOURCE | PHOTOVOLTAIC | SUN |  | 2025-12-31 05:00 | Central Maine Power Company | JEFFERSON | ME | ME | ME |  | 0.154 |  | 0.071
77494 | NEIEPLLC02886SOLAR200NM |  | NO RESOURCE | PHOTOVOLTAIC | SUN |  | 2025-12-30 05:00 | The Narragansett Electric Company | WARWICK | RI | RI | RI |  | 0.2 |  | 0.092
77495 | MCAU01850SOLAR160QF |  | NO RESOURCE | PHOTOVOLTAIC | SUN |  | 2025-12-30 05:00 | Massachusetts Electric Company | LOWELL | MA | CMA/NEMA | WCMA |  | 0.16 |  | 0.073
77496 | SEDJUNE01850SOLARQF |  | NO RESOURCE | PHOTOVOLTAIC | SUN |  | 2025-12-30 05:00 | Massachusetts Electric Company | LOWELL | MA | CMA/NEMA | WCMA |  | 0.22 |  | 0.101
77498 | ALGON01532SOLAR250QF |  | NO RESOURCE | PHOTOVOLTAIC | SUN |  | 2025-12-31 05:00 | Massachusetts Electric Company | NORTHBOROUGH | MA | CMA/NEMA | WCMA |  | 0.25 |  | 0.115
77499 | WANG01854SOLAR240QF |  | NO RESOURCE | PHOTOVOLTAIC | SUN |  | 2025-12-31 05:00 | Massachusetts Electric Company | LOWELL | MA | CMA/NEMA | WCMA |  | 0.24 |  | 0.11
77500 | COLF01852SOLAR250QF |  | NO RESOURCE | PHOTOVOLTAIC | SUN |  | 2026-01-02 05:00 | Massachusetts Electric Company | LOWELL | MA | CMA/NEMA | WCMA |  | 0.25 |  | 0.115
77501 | RANDOLPH02368SOLAR120QF |  | NO RESOURCE | PHOTOVOLTAIC | SUN |  | 2026-01-02 05:00 | Massachusetts Electric Company | RANDOLPH | MA | SEMA | SEMA |  | 0.12 |  | 0.055
77502 | ESMWEY02189SOLAR120QF |  | NO RESOURCE | PHOTOVOLTAIC | SUN |  | 2026-01-02 05:00 | Massachusetts Electric Company | WEYMOUTH | MA | SEMA | SEMA |  | 0.12 |  | 0.055
77503 | TAMERISK01747SOLAR240QF |  | NO RESOURCE | PHOTOVOLTAIC | SUN |  | 2026-01-05 05:00 | Massachusetts Electric Company | HOPEDALE | MA | RI | SEMA |  | 0.24 |  | 0.11
77504 | WSDCOVENTRY02816SOLAR4975NM |  | NO RESOURCE | PHOTOVOLTAIC | SUN |  | 2026-01-06 05:00 | The Narragansett Electric Company | COVENTRY | RI | RI | RI |  | 4.975 |  | 2.282
77507 | WELLVESTLLC02903SOLAR26.047NM |  | NO RESOURCE | PHOTOVOLTAIC | SUN |  | 2026-01-08 05:00 | The Narragansett Electric Company | PROVIDENCE | RI | RI | RI |  | 0.026 |  | 0.012
77510 | 35HURDISSTLLCC02904SOLAR100RE |  | NO RESOURCE | PHOTOVOLTAIC | SUN |  | 2026-01-13 05:00 | The Narragansett Electric Company | PROVIDENCE | RI | RI | RI |  | 0.1 |  | 0.046
77511 | PENOBSCOT NATION SOLARLOGIX |  | NO RESOURCE | PHOTOVOLTAIC | SUN |  | 2026-01-29 05:00 | Versant Power | Indian Island | ME | BHE | ME |  | 0.2 |  | 0.092
77512 | REHO02769SOLAR3060QF2 | 41030 | Rehoboth PV | ENERGY STORAGE NON-PUMP | HSB |  | 2026-01-14 05:00 | Nexamp Markets, LLC | Rehoboth | MA | RI | SEMA |  | 3.06 |  | 0.636
77514 | JOSEDUTRA02806SOLAR34.2NM |  | NO RESOURCE | PHOTOVOLTAIC | SUN |  | 2026-01-15 05:00 | The Narragansett Electric Company | BARRINGTON | RI | RI | RI |  | 0.034 |  | 0.016
77516 | ROBERTOBRIEN02822SOLAR26.6NM |  | NO RESOURCE | PHOTOVOLTAIC | SUN |  | 2026-01-16 05:00 | The Narragansett Electric Company | EXETER | RI | RI | RI |  | 0.026 |  | 0.012
77517 | PRESUMPSCOT NORTH - EEL WEIR |  | NO RESOURCE | HYDRO: RUN OF RIVER | WAT |  | 2026-02-23 05:00 | Collins Hydro LLC | Standish | ME | SME | ME |  | 10.5 |  | 10.5
77521 | STEPHENCLARK02885SOLAR34.2NM |  | NO RESOURCE | PHOTOVOLTAIC | SUN |  | 2026-01-22 05:00 | The Narragansett Electric Company | WARREN | RI | RI | RI |  | 0.034 |  | 0.016
77523 | WINDMOELLERHOEL02865SOLAR125NM |  | NO RESOURCE | PHOTOVOLTAIC | SUN |  | 2026-01-26 05:00 | The Narragansett Electric Company | LINCOLN | RI | RI | RI |  | 0.125 |  | 0.057
77525 | NM 104MEADOWRD ID2166557 |  | NO RESOURCE | PHOTOVOLTAIC | SUN |  | 2026-01-26 05:00 | NSTAR Electric Company | Dedham | MA | BOSTON | NEMA |  | 0.525 |  | 0.241
77526 | SM_AOBC 29DRAPERST ID13594005 |  | NO RESOURCE | PHOTOVOLTAIC | SUN |  | 2026-01-26 05:00 | NSTAR Electric Company | Woburn | MA | BOSTON | NEMA |  | 0.24 |  | 0.11
77527 | ME SKOWHEGAN REID CSG LLC |  | NO RESOURCE | PHOTOVOLTAIC | SUN |  | 2026-03-17 04:00 | Central Maine Power Company | SKOWHEGAN | ME | ME | ME |  | 0.35 |  | 0.161
77532 | SM_NM 1038MTPLEASANT ID5256352 |  | NO RESOURCE | PHOTOVOLTAIC | SUN |  | 2026-02-03 05:00 | NSTAR Electric Company | New Bedford | MA | SEMA | SEMA |  | 0.445 |  | 0.204
77533 | NM 346PROVIDENCEHWY ID10136819 |  | NO RESOURCE | PHOTOVOLTAIC | SUN |  | 2026-02-03 05:00 | NSTAR Electric Company | Dedham | MA | BOSTON | NEMA |  | 0.15 |  | 0.069
77534 | SM_NM 155TALBOTAVEPV ID8662030 |  | NO RESOURCE | PHOTOVOLTAIC | SUN |  | 2026-02-03 05:00 | NSTAR Electric Company | Boston | MA | BOSTON | NEMA |  | 0.48 |  | 0.22
77535 | SM_AOBC 31DRAPERST ID13594259 |  | NO RESOURCE | PHOTOVOLTAIC | SUN |  | 2026-02-03 05:00 | NSTAR Electric Company | Woburn | MA | BOSTON | NEMA |  | 0.2 |  | 0.092
77536 | SM_AOBC 57WELLAVEPV ID9031480 |  | NO RESOURCE | PHOTOVOLTAIC | SUN |  | 2026-02-03 05:00 | NSTAR Electric Company | Newton | MA | BOSTON | NEMA |  | 0.24 |  | 0.11
77537 | SHARPESOLAR02920SOLAR400RE |  | NO RESOURCE | PHOTOVOLTAIC | SUN |  | 2026-01-29 05:00 | The Narragansett Electric Company | CRANSTON | RI | RI | RI |  | 0.4 |  | 0.183
77544 | COAST OF MAINE ORGANIC |  | NO RESOURCE | PHOTOVOLTAIC | SUN |  | 2026-02-04 05:00 | Versant Power | East Machias | ME | BHE | ME |  | 0.027 |  | 0.012
77546 | COMMPREPSCHOOL02907SOLAR46NM |  | NO RESOURCE | PHOTOVOLTAIC | SUN |  | 2026-02-05 05:00 | The Narragansett Electric Company | PROVIDENCE | RI | RI | RI |  | 0.046 |  | 0.021
77548 | NORTHKINGSTOWN02852SOLAR34.2NM |  | NO RESOURCE | PHOTOVOLTAIC | SUN |  | 2026-02-06 05:00 | The Narragansett Electric Company | NORTH KINGSTOWN | RI | RI | RI |  | 0.034 |  | 0.016
77549 | CAMDEN ROCKPORT HOTEL |  | NO RESOURCE | PHOTOVOLTAIC | SUN |  | 2026-02-13 05:00 | Central Maine Power Company | ROCKPORT | ME | ME | ME |  | 0.022 |  | 0.01
77553 | NM PARTNERSHEALTH ID2093280 |  | NO RESOURCE | PHOTOVOLTAIC | SUN |  | 2026-02-11 05:00 | NSTAR Electric Company | Somerville | MA | BOSTON | NEMA |  | 0.999 |  | 0.458
77554 | NM CH MA SOLAR LLC ID2125197 |  | NO RESOURCE | PHOTOVOLTAIC | SUN |  | 2026-02-11 05:00 | NSTAR Electric Company | Chelsea | MA | BOSTON | NEMA |  | 0.491 |  | 0.225
77555 | SM_AOBC BWCFORTPOND ID2385734 |  | NO RESOURCE | PHOTOVOLTAIC | SUN |  | 2026-02-11 05:00 | NSTAR Electric Company | Acton | MA | BOSTON | NEMA |  | 0.2 |  | 0.092
77556 | NM OLYMPIA NOMINEE ID2157251 |  | NO RESOURCE | PHOTOVOLTAIC | SUN |  | 2026-02-23 05:00 | NSTAR Electric Company | Woburn | MA | BOSTON | NEMA |  | 0.499 |  | 0.229
77557 | SM_AOBC 23DRAPERST ID13551311 |  | NO RESOURCE | PHOTOVOLTAIC | SUN |  | 2026-02-11 05:00 | NSTAR Electric Company | Woburn | MA | BOSTON | NEMA |  | 0.2 |  | 0.092
77561 | RSU 13 ASH POINT SCHOOL |  | NO RESOURCE | PHOTOVOLTAIC | SUN |  | 2026-02-20 05:00 | Central Maine Power Company | OWLS HEAD | ME | ME | ME |  | 0.1 |  | 0.046
77565 | ANTRON02019SOLAR240QF |  | NO RESOURCE | PHOTOVOLTAIC | SUN |  | 2026-02-24 05:00 | Massachusetts Electric Company | BELLINGHAM | MA | RI | SEMA |  | 0.24 |  | 0.11
77566 | NM CONTINENTAL RES ID2133471 |  | NO RESOURCE | PHOTOVOLTAIC | SUN |  | 2026-02-24 05:00 | NSTAR Electric Company | Bedford | MA | BOSTON | NEMA |  | 0.312 |  | 0.143
77567 | NM SOLAR ARRAY LLC ID2169546 |  | NO RESOURCE | PHOTOVOLTAIC | SUN |  | 2026-02-24 05:00 | NSTAR Electric Company | Somerville | MA | BOSTON | NEMA |  | 0.105 |  | 0.048
77568 | NM 162 PONDST RLTYTR ID2162591 |  | NO RESOURCE | PHOTOVOLTAIC | SUN |  | 2026-02-24 05:00 | NSTAR Electric Company | Ashland | MA | BOSTON | NEMA |  | 0.149 |  | 0.068
77569 | SM_AOBC 295SERVICERD ID5671258 |  | NO RESOURCE | PHOTOVOLTAIC | SUN |  | 2026-02-24 05:00 | NSTAR Electric Company | Sandwich | MA | SEMA | SEMA |  | 0.25 |  | 0.115
77570 | WESTBRK SCH DEPT_410 BRIDGE ST |  | NO RESOURCE | PHOTOVOLTAIC | SUN |  | 2026-02-25 05:00 | Central Maine Power Company | WESTBROOK | ME | SME | ME |  | 0.15 |  | 0.069
77571 | YWCA01844SOLAR100QF |  | NO RESOURCE | PHOTOVOLTAIC | SUN |  | 2026-03-06 05:00 | Massachusetts Electric Company | METHUEN | MA | BOSTON | NEMA |  | 0.1 |  | 0.046
77575 | PUTNAMPIKELLC02814SOLAR200RE |  | NO RESOURCE | PHOTOVOLTAIC | SUN |  | 2026-03-09 04:00 | The Narragansett Electric Company | CHEPACHET | RI | RI | RI |  | 0.2 |  | 0.092
77580 | BIDDEFORD SCHOOL DEPT |  | NO RESOURCE | PHOTOVOLTAIC | SUN |  | 2026-03-17 04:00 | Central Maine Power Company | BIDDEFORD | ME | SME | ME |  | 0.39 |  | 0.179
77587 | MANTONDEV02909SOLAR150NM |  | NO RESOURCE | PHOTOVOLTAIC | SUN |  | 2026-03-12 04:00 | The Narragansett Electric Company | PROVIDENCE | RI | RI | RI |  | 0.15 |  | 0.069
77595 | NM LEXINGTON HIGHSCH ID2009595 |  | NO RESOURCE | PHOTOVOLTAIC | SUN |  | 2026-03-16 04:00 | NSTAR Electric Company | Lexington | MA | BOSTON | NEMA |  | 0.388 |  | 0.178
77596 | NM LEXINGTON BOWMAN ID2009615 |  | NO RESOURCE | PHOTOVOLTAIC | SUN |  | 2026-03-16 04:00 | NSTAR Electric Company | Lexington | MA | BOSTON | NEMA |  | 0.079 |  | 0.036
77597 | NM LEXINGTNHARRINGTN ID2009605 |  | NO RESOURCE | PHOTOVOLTAIC | SUN |  | 2026-03-16 04:00 | NSTAR Electric Company | Lexington | MA | BOSTON | NEMA |  | 0.135 |  | 0.062
77598 | NM LEXINGTNESTABROOK ID2009611 |  | NO RESOURCE | PHOTOVOLTAIC | SUN |  | 2026-03-16 04:00 | NSTAR Electric Company | Lexington | MA | BOSTON | NEMA |  | 0.135 |  | 0.062
77599 | NM CIRCLE FURNITURE ID2013623 |  | NO RESOURCE | PHOTOVOLTAIC | SUN |  | 2026-03-16 04:00 | NSTAR Electric Company | Acton | MA | BOSTON | NEMA |  | 0.126 |  | 0.058
77600 | NM 440MCCLELLANSOL ID2063964 |  | NO RESOURCE | PHOTOVOLTAIC | SUN |  | 2026-03-16 04:00 | NSTAR Electric Company | E Boston | MA | BOSTON | NEMA |  | 0.499 |  | 0.229
77601 | NM LONGVIEW PLACE ID2167216 |  | NO RESOURCE | PHOTOVOLTAIC | SUN |  | 2026-03-16 04:00 | NSTAR Electric Company | Waltham | MA | BOSTON | NEMA |  | 0.073 |  | 0.033
77602 | BALISETLLC02888SOLAR360RE |  | NO RESOURCE | PHOTOVOLTAIC | SUN |  | 2026-03-17 04:00 | The Narragansett Electric Company | WARWICK | RI | RI | RI |  | 0.36 |  | 0.165
77605 | SM_QF EXTRASPACEMGT ID10507843 |  | NO RESOURCE | PHOTOVOLTAIC | SUN |  | 2026-03-24 04:00 | NSTAR Electric Company | Waltham | MA | BOSTON | NEMA |  | 0.073 |  | 0.033
77606 | NM ZOONEWENGLAND ID11252225 |  | NO RESOURCE | PHOTOVOLTAIC | SUN |  | 2026-03-24 04:00 | NSTAR Electric Company | Natick | MA | BOSTON | NEMA |  | 0.25 |  | 0.115
77607 | SM_QF VSCANTONSMART ID9458605 |  | NO RESOURCE | PHOTOVOLTAIC | SUN |  | 2026-03-24 04:00 | NSTAR Electric Company | Canton | MA | SEMA | SEMA |  | 0.25 |  | 0.115
77608 | SM_NM AMERESCOINC ID8597882 |  | NO RESOURCE | PHOTOVOLTAIC | SUN |  | 2026-03-24 04:00 | NSTAR Electric Company | Chelsea | MA | BOSTON | NEMA |  | 0.375 |  | 0.172
77609 | SM_QF D-SMARKETPROP ID15516846 |  | NO RESOURCE | PHOTOVOLTAIC | SUN |  | 2026-03-24 04:00 | NSTAR Electric Company | Natick | MA | BOSTON | NEMA |  | 0.24 |  | 0.11
77611 | S&H02368SOLAE75QF |  | NO RESOURCE | PHOTOVOLTAIC | SUN |  | 2026-03-27 04:00 | Massachusetts Electric Company | RANDOLPH | MA | SEMA | SEMA |  | 0.075 |  | 0.034
77625 | SM_QF_84_WESTOVER |  | NO RESOURCE | PHOTOVOLTAIC | SUN |  | 2026-04-18 04:00 | NSTAR Electric Company | LUDLOW | MA | WMA | WCMA |  | 0.212 |  | 0.097
77626 | SM_NM_303_CRANE |  | NO RESOURCE | PHOTOVOLTAIC | SUN |  | 2026-04-18 04:00 | NSTAR Electric Company | PITTSFIELD | MA | WMA | WCMA |  | 0.24 |  | 0.11
77628 | SM_QF_TINKHAM_MGMT |  | NO RESOURCE | PHOTOVOLTAIC | SUN |  | 2026-04-18 04:00 | NSTAR Electric Company | SPRINGFIELD | MA | WMA | WCMA |  | 0.108 |  | 0.05
77629 | SM_NM_179_DAGGETT |  | NO RESOURCE | PHOTOVOLTAIC | SUN |  | 2026-04-18 04:00 | NSTAR Electric Company | WEST SPRINGFIELD | MA | WMA | WCMA |  | 0.225 |  | 0.103
77630 | SM_QF_201_NEXTGRID |  | NO RESOURCE | PHOTOVOLTAIC | SUN |  | 2026-04-18 04:00 | NSTAR Electric Company | SOUTHWICK | MA | WMA | WCMA |  | 0.24 |  | 0.11
77632 | SM_QF_151_SPRINGFIELD |  | NO RESOURCE | PHOTOVOLTAIC | SUN |  | 2026-04-27 04:00 | NSTAR Electric Company | AGAWAM | MA | WMA | WCMA |  | 0.2 |  | 0.092
77633 | NM ALTERNATEPOWER ID2102456 |  | NO RESOURCE | PHOTOVOLTAIC | SUN |  | 2026-04-08 04:00 | NSTAR Electric Company | Wareham | MA | SEMA | SEMA |  | 0.499 |  | 0.229
77634 | SM_QF TCD234WELLSPRO ID8920691 |  | NO RESOURCE | PHOTOVOLTAIC | SUN |  | 2026-04-08 04:00 | NSTAR Electric Company | Newton | MA | BOSTON | NEMA |  | 0.48 |  | 0.22
77635 | SM_AOBC SECONDORHLDG ID9343638 |  | NO RESOURCE | PHOTOVOLTAIC | SUN |  | 2026-04-08 04:00 | NSTAR Electric Company | Framingham | MA | BOSTON | NEMA |  | 0.48 |  | 0.22
77636 | QF TOWNOFSHARON ID14281319 |  | NO RESOURCE | PHOTOVOLTAIC | SUN |  | 2026-04-08 04:00 | NSTAR Electric Company | Sharon | MA | SEMA | SEMA |  | 0.48 |  | 0.22
77637 | SM_QF 27BOYLSTONST ID13963984 |  | NO RESOURCE | PHOTOVOLTAIC | SUN |  | 2026-04-08 04:00 | NSTAR Electric Company | Chestnut Hill | MA | BOSTON | NEMA |  | 0.063 |  | 0.029
77639 | SM_AOBC_FORT RIVER |  | NO RESOURCE | PHOTOVOLTAIC | HSB |  | 2026-04-27 04:00 | NSTAR Electric Company | AMHERST | MA | WMA | WCMA |  | 3.83 |  | 1.756

## 2.3 Gas Pipeline
Pipeline Name | Asset ID | Asset Name | Jan 2026 Winter SCC (MW) | Jul 2026 Expected Summer SCC (MW)
Algonquin Gas Transmission (AGT) | 1412 | ANP-BELLINGHAM 1 | 294.934 | 258.104
| 1415 | ANP-BELLINGHAM 2 | 303.368 | 262.131
| 69247 | BLOOM ENERGY FUEL CELL | 0 | 8.65
| 366 | CANAL 2 | 558.75 | 558.75
| 38310 | CANAL 3 | 336.2 | 328.5
| 375 | CLEARY 9/9A CC | 109.006 | 104.931
| 49325 | CPV TOWANTIC 1A | 430.878 | 371.878
| 49326 | CPV TOWANTIC 1B | 430.878 | 371.878
| 15940 | DARTMOUTH CT GENERATOR 3 | 21.778 | 19.578
| 388 | DARTMOUTH POWER | 67.656 | 62.149
| 1005 | DIGHTON POWER LLC | 190.632 | 164.861
| 40327 | FORE RIVER 11 | 400.765 | 348.85
| 40328 | FORE RIVER 12 | 400.765 | 348.85
| 1672 | KENDALL CT | 187.4 | 177.202
| 10349 | KENDALL STEAM 3 | 21.81 | 21.2
| 15097 | KIMB ROCKY RIVER PH2 | 16.928 | 13.181
| 14614 | KLEEN ENERGY | 620 | 620
| 1342 | LAKE ROAD 1 | 284.681 | 262.046
| 1343 | LAKE ROAD 2 | 292.387 | 269.515
| 1344 | LAKE ROAD 3 | 290.915 | 269.708
| 321 | MANCHESTER 10/10A CC | 167.25 | 147.597
| 322 | MANCHESTER 11/11A CC | 170 | 157.229
| 323 | MANCHESTER 9/9A CC | 166.662 | 151.254
| 13675 | MATEP (COMBINED CYCLE) | 55.989 | 53.68
| 12505 | MIDDLETOWN 12 | 49.2 | 46.9
| 37366 | MIDDLETOWN 13 | 49.2 | 46.9
| 37367 | MIDDLETOWN 14 | 49.2 | 46.9
| 37368 | MIDDLETOWN 15 | 49.2 | 46.9
| 480 | MIDDLETOWN 2 | 108.763 | 0
| 481 | MIDDLETOWN 3 | 210.821 | 0
| 486 | MILFORD POWER | 205.833 | 201.163
| 493 | MONTVILLE 5 | 78.746 | 81
| 48754 | NEA BELLINGHAM 1A | 166.463 | 142.699
| 48755 | NEA BELLINGHAM 1B | 166.462 | 142.698
| 513 | NEW HAVEN HARBOR | 450.972 | 447.829
| 15477 | NEW HAVEN HARBOR UNIT 2 | 48.267 | 43.2
| 40052 | NEW HAVEN HARBOR UNIT 3 | 48.267 | 43.2
| 40053 | NEW HAVEN HARBOR UNIT 4 | 48.267 | 43.2
| 13515 | PIERCE STATION | 93.729 | 74.085
| 48695 | SALEM 5 | 357.8 | 334.294
| 48696 | SALEM 6 | 346.588 | 336.076
| 15484 | THOMAS A. WATSON UNIT #1 | 57.4 | 52.193
| 15485 | THOMAS A. WATSON UNIT #2 | 57.4 | 52.6
| 1226 | TIVERTON POWER | 295.55 | 269.132
| 1376 | WALLINGFORD UNIT 1 | 49.4 | 46.28
| 1377 | WALLINGFORD UNIT 2 | 47.56 | 44.498
| 1378 | WALLINGFORD UNIT 3 | 47.78 | 45.091
| 1379 | WALLINGFORD UNIT 4 | 49.03 | 44.141
| 1380 | WALLINGFORD UNIT 5 | 50 | 45.295
| 50025 | WALLINGFORD UNIT 6 | 49.84 | 45.315
| 50026 | WALLINGFORD UNIT 7 | 50 | 45.975
| 12564 | WATERBURY GENERATION FACILITY | 98.416 | 87.831
| 50115 | WEST MEDWAY JET 4 | 103.467 | 94.431
| 50116 | WEST MEDWAY JET 5 | 103.467 | 94.221
| Algonquin Gas Transmission Total |  | 9406.72 | 8395.8
Iroquois Gas Transmission System (IGTS) | 1032 | BRIDGEPORT ENERGY 1 | 555.472 | 537.284
| 16738 | BRIDGEPORT FUEL CELL | 7.209 | 12.274
| 38206 | BRIDGEPORT HARBOR CCGT | 515.745 | 496.197
| 397 | DEVON 11 | 38.819 | 29.299
| 398 | DEVON 12 | 38.437 | 29.227
| 399 | DEVON 13 | 38.967 | 29.967
| 400 | DEVON 14 | 37.47 | 29.704
| 12504 | DEVON 15 | 49.2 | 46.889
| 17044 | DEVON 16 | 49.2 | 46.9
| 17045 | DEVON 17 | 49.2 | 46.9
| 17046 | DEVON 18 | 49.2 | 46.9
| 1385 | MILFORD POWER 1 | 290.225 | 241.664
| 1386 | MILFORD POWER 2 | 291.164 | 245.714
| Iroquois Gas Transmission Total |  | 2010.308 | 1838.919
Maritimes & Northeast Pipeline (M&N) | 47390 | BUCKSPORT | 178.209 | 158.899
| 1649 | EP NEWINGTON ENERGY, LLC | 630.368 | 560.018
| 40338 | MAINE INDEPENDENCE STATION 1 | 273.751 | 245.22
| 40339 | MAINE INDEPENDENCE STATION 2 | 273.751 | 245.22
| 508 | NEWINGTON 1 | 400.2 | 400.2
| Maritimes & Northeast Pipeline Total |  | 1756.279 | 1609.557
Portland Natural Gas Transmission System (PNGTS) | 13703 | ANDRO COGEN 1 | 0 | 0
| 13704 | ANDRO COGEN 2 | 0 | 0
| 13705 | ANDRO COGEN 3 | 0 | 0
| 1255 | RUMFORD POWER | 278.575 | 249.662
| 14177 | WESTBROOK ENERGY CENTER G1 | 285.5 | 265.797
| 14178 | WESTBROOK ENERGY CENTER G2 | 285.5 | 265.797
| Portland Natural Gas Transmission System (PNGTS) Total |  | 849.575 | 781.3
| 326 | ALTRESCO | 174.052 | 144.605
| 1286 | ANP-BLACKSTONE ENERGY 1 | 274.898 | 239.767
| 1287 | ANP-BLACKSTONE ENERGY 2 | 281.07 | 241.886
| 1086 | BERKSHIRE POWER | 246.279 | 228.503
| 68733 | CHERRY 12 | 4.999 | 4.999
| 68730 | CHERRY 8 | 3.4 | 3.3
| 73813 | DERBY PARK FUEL CELL PLANT | 10.661 | 13.379
| 42375 | DEXTER 1 | 40.853 | 39.836
| 42376 | DEXTER 2 | 5.147 | 4.666
| 48120 | GRANITE RIDGE ENERGY 1A | 366.058 | 318.293
| 48121 | GRANITE RIDGE ENERGY 1B | 366.058 | 318.293
| 497 | MASS POWER | 279.8 | 252.909
| 1210 | MILLENNIUM | 369.212 | 334.55
| 74366 | NB FUEL CELL | 0 | 18.041
| 73282 | NORTHEAST RELIABILITY CENTER | 65.173 | 57.967
| 528 | OCEAN ST PWR GT1/GT2/ST1 | 316.901 | 270.875
| 529 | OCEAN ST PWR GT3/GT4/ST2 | 308.35 | 270.18
| 1630 | RISEP | 616.356 | 551.396
| 1185 | STONY BROOK GT1A | 117.642 | 99.182
| 1186 | STONY BROOK GT1B | 115.451 | 99.543
| 1187 | STONY BROOK GT1C | 116.706 | 102.475
| 612 | WATERS RIVER JET 1 | 0 | 15.974
| 613 | WATERS RIVER JET 2 | 39.904 | 30.791
| Tennessee Gas Pipeline Total |  | 4118.97 | 3661.41
New England Grand Total |  |  | 18141.852 | 16287

## 3.1 PV Forecast - Nameplate
Links: | Distributed Generation Forecast |  |  |  |  | Operating Procedure No. 14
Category | Subcategory | States | Annual Total Incremental MW - Nameplate Rating | [10 empty] | Totals
|  |  | 2025 | 2026 | 2027 | 2028 | 2029 | 2030 | 2031 | 2032 | 2033 | 2034 | 2035
PV in Markets | FCM PV | CT | 318 | 1 | 7 | 0 | 0 | 0 | 0 | 0 | 0 | 0 | 0 | 325
|  | MA | 925 | 166 | 155 | 0 | 0 | 0 | 0 | 0 | 0 | 0 | 0 | 1247
|  | ME | 5 | 0 | 3 | 0 | 0 | 0 | 0 | 0 | 0 | 0 | 0 | 7
|  | NH | 0 | 1 | 2 | 0 | 0 | 0 | 0 | 0 | 0 | 0 | 0 | 3
|  | RI | 67 | 13 | 24 | 0 | 0 | 0 | 0 | 0 | 0 | 0 | 0 | 104
|  | VT | 0 | 0 | 0 | 0 | 0 | 0 | 0 | 0 | 0 | 0 | 0 | 0
| Total | Annual | 1314 | 180 | 192 | 0 | 0 | 0 | 0 | 0 | 0 | 0 | 0 | 1686
|  | Cumulative | 1314 | 1495 | 1686 | 1686 | 1686 | 1686 | 1686 | 1686 | 1686 | 1686 | 1686 | 1686
| Non-FCM PV | CT | 23 | 2 | 0 | 2 | 1 | 1 | 1 | 1 | 1 | 1 | 1 | 35
|  | MA | 1145 | 71 | 82 | 146 | 110 | 76 | 47 | 46 | 51 | 52 | 55 | 1881
|  | ME | 497 | 23 | 17 | 17 | 16 | 16 | 16 | 17 | 17 | 17 | 17 | 669
|  | NH | 12 | 1 | -1 | 1 | 1 | 1 | 1 | 1 | 1 | 1 | 1 | 20
|  | RI | 237 | 15 | 14 | 27 | 23 | 20 | 19 | 19 | 18 | 18 | 18 | 428
|  | VT | 0 | 0 | 0 | 0 | 0 | 0 | 0 | 0 | 0 | 0 | 0 | 0
| Total | Annual | 1914 | 111 | 113 | 193 | 151 | 115 | 84 | 83 | 88 | 90 | 92 | 3033
|  | Cumulative | 1914 | 2025 | 2137 | 2330 | 2481 | 2596 | 2680 | 2763 | 2851 | 2941 | 3033 | 3033
Markets Total |  | Annual | 3228 | 291 | 304 | 193 | 151 | 115 | 84 | 83 | 88 | 90 | 92 | 4719
|  | Cumulative | 3228 | 3519 | 3823 | 4016 | 4167 | 4282 | 4366 | 4449 | 4537 | 4627 | 4719 | 4719
Behind-the-Meter PV |  | CT | 1117 | 153 | 132 | 115 | 88 | 78 | 73 | 73 | 77 | 76 | 77 | 2058
|  | MA | 2216 | 75 | 88 | 164 | 123 | 85 | 53 | 51 | 57 | 59 | 61 | 3032
|  | ME | 680 | 33 | 30 | 25 | 23 | 23 | 24 | 25 | 25 | 25 | 25 | 938
|  | NH | 321 | 32 | 34 | 33 | 29 | 26 | 25 | 26 | 29 | 31 | 32 | 617
|  | RI | 200 | 26 | 11 | 18 | 15 | 14 | 13 | 12 | 12 | 12 | 12 | 344
|  | VT | 597 | 45 | 43 | 39 | 37 | 37 | 33 | 33 | 32 | 31 | 32 | 960
Behind-the-Meter Total |  | Annual | 5131 | 363 | 337 | 393 | 315 | 263 | 220 | 221 | 232 | 234 | 240 | 7950
|  | Cumulative | 5131 | 5494 | 5831 | 6225 | 6540 | 6803 | 7023 | 7244 | 7476 | 7710 | 7950 | 7950
Annual Total (All PV Categories) |  | CT | 1458 | 155 | 139 | 117 | 89 | 79 | 74 | 74 | 78 | 77 | 78 | 2419
|  | MA | 4286 | 312 | 325 | 310 | 233 | 162 | 100 | 97 | 107 | 111 | 116 | 6160
|  | ME | 1181 | 56 | 50 | 41 | 39 | 39 | 40 | 41 | 42 | 42 | 42 | 1615
|  | NH | 333 | 33 | 35 | 34 | 30 | 27 | 26 | 27 | 30 | 32 | 34 | 639
|  | RI | 504 | 54 | 49 | 44 | 39 | 34 | 32 | 31 | 30 | 30 | 29 | 876
|  | VT | 597 | 45 | 43 | 39 | 37 | 37 | 33 | 33 | 32 | 31 | 32 | 960
All PV Categories Total |  | Annual | 8359 | 654 | 641 | 586 | 467 | 378 | 304 | 304 | 320 | 324 | 331 | 12669
Cumulative Total (All PV Categories) |  | CT | 1458 | 1613 | 1753 | 1870 | 1959 | 2038 | 2111 | 2186 | 2263 | 2341 | 2419 | 2419
|  | MA | 4286 | 4598 | 4923 | 5233 | 5466 | 5628 | 5728 | 5825 | 5932 | 6044 | 6160 | 6160
|  | ME | 1181 | 1237 | 1287 | 1329 | 1368 | 1407 | 1447 | 1489 | 1531 | 1573 | 1615 | 1615
|  | NH | 333 | 365 | 400 | 434 | 464 | 491 | 517 | 544 | 574 | 605 | 639 | 639
|  | RI | 504 | 558 | 607 | 651 | 690 | 724 | 755 | 786 | 816 | 847 | 876 | 876
|  | VT | 597 | 642 | 685 | 724 | 761 | 798 | 831 | 864 | 896 | 928 | 960 | 960
All PV Categories Total |  | Cumulative | 8359 | 9013 | 9655 | 10241 | 10707 | 11085 | 11389 | 11694 | 12013 | 12337 | 12669 | 12669

## 3.2 PV Forecast - BTM MW
Link: | Distributed Generation Forecast
Category |  | States | Cumulative Total MW - Estimated Summer Seasonal Peak Load Reduction
|  |  | 2025 | 2026 | 2027 | 2028 | 2029 | 2030 | 2031 | 2032 | 2033 | 2034 | 2035
Behind-the-Meter PV |  | CT | 331 | 401 | 438 | 461 | 480 | 496 | 508 | 517 | 523 | 526 | 524
|  | MA | 817 | 762 | 769 | 789 | 811 | 827 | 831 | 827 | 816 | 803 | 787
|  | ME | 145 | 217 | 221 | 220 | 218 | 218 | 219 | 220 | 219 | 218 | 217
|  | NH | 99 | 110 | 117 | 123 | 128 | 132 | 136 | 140 | 143 | 146 | 149
|  | RI | 95 | 75 | 77 | 79 | 82 | 85 | 88 | 89 | 90 | 90 | 90
|  | VT | 161 | 194 | 202 | 207 | 209 | 209 | 213 | 216 | 219 | 220 | 220
Total |  | Cumulative | 1647 | 1759 | 1824 | 1880 | 1928 | 1966 | 1994 | 2009 | 2011 | 2003 | 1986
Corresponding % of BTM PV AC Nameplate Capacity |  |  | 34.05% | 33.25% | 32.37% | 31.09% | 30.14% | 29.41% | 28.8% | 28.12% | 27.28% | 26.34% | 25.33%
Category |  | States | Cumulative Total MW - Estimated Summer Seasonal Peak Load Reduction 2025: Cumulative Total MW - Estimated Winter Seasonal Peak Load Reduction
|  |  | 2025/2026 | 2026/2027 | 2027/2028 | 2028/2029 | 2029/2030 | 2030/2031 | 2031/2032 | 2032/2033 | 2033/2034 | 2034/2035 | 2035/2036
Behind-the-Meter PV |  | CT | 0 | 0 | 0 | 0 | 0 | 1 | 15 | 32 | 51 | 71 | 92
|  | MA | 0 | 0 | 0 | 0 | 0 | 2 | 21 | 44 | 71 | 97 | 125
|  | ME | 0 | 0 | 0 | 0 | 0 | 0 | 5 | 11 | 18 | 25 | 33
|  | NH | 0 | 0 | 0 | 0 | 0 | 0 | 3 | 7 | 12 | 16 | 22
|  | RI | 0 | 0 | 0 | 0 | 0 | 0 | 3 | 6 | 10 | 13 | 17
|  | VT | 0 | 0 | 0 | 0 | 0 | 0 | 5 | 10 | 15 | 21 | 27
Total |  | Cumulative | 0 | 0 | 0 | 0 | 0 | 4 | 53 | 110 | 176 | 243 | 316
Corresponding % of BTM PV AC Nameplate Capacity |  |  | 0% | 0% | 0% | 0% | 0% | 0.0588% | 0.7546% | 1.518% | 2.354% | 3.152% | 3.975%
Monthly PV Growth Table (as a % of Annual Growth)
Month | JAN | FEB | MAR | APR | MAY | JUN | JUL | AUG | SEP | OCT | NOV | DEC
Incremental | 6% | 5% | 8% | 6% | 7% | 9% | 7% | 7% | 9% | 9% | 9% | 19%
Cumulative | 6% | 11% | 19% | 26% | 32% | 41% | 48% | 55% | 63% | 72% | 81% | 100%
The above percentages are based on five years of historical installation data and reflect end-of-month values.

## 3.3 PV Forecast - BTM Energy
Link: | Distributed Generation Forecast
Distributed Generation Forecast Working Group
Category |  | States | Estimated Annual Energy (GWh)
|  |  | 2025 | 2026 | 2027 | 2028 | 2029 | 2030 | 2031 | 2032 | 2033 | 2034 | 2035
Behind-the-Meter PV |  | CT | 1356 | 1616 | 1813 | 1983 | 2123 | 2231 | 2328 | 2420 | 2514 | 2610 | 2706
|  | MA | 2832 | 3015 | 3119 | 3280 | 3473 | 3610 | 3696 | 3752 | 3809 | 3871 | 3937
|  | ME | 842 | 927 | 966 | 999 | 1027 | 1054 | 1081 | 1108 | 1137 | 1165 | 1194
|  | NH | 381 | 433 | 474 | 516 | 555 | 590 | 621 | 651 | 684 | 720 | 758
|  | RI | 246 | 304 | 323 | 342 | 365 | 385 | 402 | 418 | 434 | 449 | 465
|  | VT | 699 | 761 | 814 | 863 | 907 | 950 | 992 | 1029 | 1067 | 1102 | 1137
Behind-the Meter Total |  | Regional Total | 6356 | 7056 | 7509 | 7983 | 8451 | 8820 | 9119 | 9379 | 9644 | 9919 | 10197

## 4.1 Summary of CSOs
Links: | Market Rule 1
Load Zone Name | Resource Type | Resource Subtype | Capacity Commitment Period
|  |  | 2025/2026 (FCA 16) Includes ARA 3 Results |  | 2026/2027 (FCA 17) Includes ARA 3 Results |  | 2027/2028 (FCA 18) Includes ARA 1 Results
|  |  | Summer CSO | Winter CSO | Summer CSO | Winter CSO | Summer CSO | Winter CSO
CT | ACTIVE DCR | ADCR | 111.059 | 111.263 | 94.138 | 93.217 | 132.112 | 132.112
|  | TOTAL ACTIVE | 111.059 | 111.263 | 94.138 | 93.217 | 132.112 | 132.112
| PASSIVE DCR | ON-PEAK | 166.538 | 77.379 | 174.534 | 63.433 | 110.383 | 65.773
|  | SEASONAL PEAK | 513.548 | 513.548 | 444.292 | 444.292 | 412.044 | 412.044
|  | TOTAL PASSIVE | 680.086 | 590.927 | 618.826 | 507.725 | 522.427 | 477.817
| DCR Total |  | 791.145 | 702.19 | 712.964 | 600.942 | 654.539 | 609.929
| GEN | Intermittent | 111.784 | 65.714 | 119.055 | 68.794 | 160.475 | 75.644
|  | Non-Intermittent | 8401.486 | 8421.247 | 8458.359 | 8509.717 | 7921.555 | 8063.869
| GEN Total |  | 8513.27 | 8486.961 | 8577.414 | 8578.511 | 8082.03 | 8139.513
CT Total |  |  | 9304.415 | 9189.151 | 9290.378 | 9179.453 | 8736.569 | 8749.442
ME | ACTIVE DCR | ADCR | 52.724 | 52.724 | 45.066 | 47.066 | 59.235 | 59.235
|  | TOTAL ACTIVE | 52.724 | 52.724 | 45.066 | 47.066 | 59.235 | 59.235
| PASSIVE DCR | ON-PEAK | 175.146 | 171.766 | 146.409 | 144.409 | 117.2 | 117.2
|  | SEASONAL PEAK | 0 | 0 | 0 | 0 | 0 | 0
|  | TOTAL PASSIVE | 175.146 | 171.766 | 146.409 | 144.409 | 117.2 | 117.2
| DCR Total |  | 227.87 | 224.49 | 191.475 | 191.475 | 176.435 | 176.435
| GEN | Intermittent | 263.423 | 307.038 | 283.44 | 290.998 | 293.41 | 308.423
|  | Non-Intermittent | 2942.292 | 2945.826 | 2765.588 | 2766.822 | 2892.907 | 2892.907
| GEN Total |  | 3205.715 | 3252.864 | 3049.028 | 3057.82 | 3186.317 | 3201.33
ME Total |  |  | 3433.585 | 3477.354 | 3240.503 | 3249.295 | 3362.752 | 3377.765
NEMA | ACTIVE DCR | ADCR | 72.697 | 73.092 | 75.052 | 75.447 | 86.38 | 86.775
|  | TOTAL ACTIVE | 72.697 | 73.092 | 75.052 | 75.447 | 86.38 | 86.775
| PASSIVE DCR | ON-PEAK | 484.006 | 477.03 | 423.07 | 416.065 | 394.504 | 393.272
|  | SEASONAL PEAK | 0 | 0 | 0 | 0 | 0 | 0
|  | TOTAL PASSIVE | 484.006 | 477.03 | 423.07 | 416.065 | 394.504 | 393.272
| DCR Total |  | 556.703 | 550.122 | 498.122 | 491.512 | 480.884 | 480.047
| GEN | Intermittent | 58.184 | 43.252 | 57.773 | 43.389 | 53.191 | 43.164
|  | Non-Intermittent | 1330.067 | 1329.648 | 1289.255 | 1288.825 | 1547.19 | 1545.715
| GEN Total |  | 1388.251 | 1372.9 | 1347.028 | 1332.214 | 1600.381 | 1588.879
NEMA Total |  |  | 1944.954 | 1923.022 | 1845.15 | 1823.726 | 2081.265 | 2068.926
NH | ACTIVE DCR | ADCR | 26.737 | 26.885 | 26.673 | 26.673 | 39.379 | 39.379
|  | TOTAL ACTIVE | 26.737 | 26.885 | 26.673 | 26.673 | 39.379 | 39.379
| PASSIVE DCR | ON-PEAK | 141.784 | 141.784 | 140.727 | 140.727 | 130.705 | 130.705
|  | SEASONAL PEAK | 0 | 0 | 0 | 0 | 0 | 0
|  | TOTAL PASSIVE | 141.784 | 141.784 | 140.727 | 140.727 | 130.705 | 130.705
| DCR Total |  | 168.521 | 168.669 | 167.4 | 167.4 | 170.084 | 170.084
| GEN | Intermittent | 79.838 | 171.691 | 97.427 | 165.025 | 107.126 | 167.196
|  | Non-Intermittent | 3521.808 | 3522.826 | 3538.274 | 3538.127 | 3537.981 | 3537.834
| GEN Total |  | 3601.646 | 3694.517 | 3635.701 | 3703.152 | 3645.107 | 3705.03
NH Total |  |  | 3770.167 | 3863.186 | 3803.101 | 3870.552 | 3815.191 | 3875.114
RI | ACTIVE DCR | ADCR | 23.912 | 24.228 | 21.37 | 20.674 | 35.77 | 35.075
|  | TOTAL ACTIVE | 23.912 | 24.228 | 21.37 | 20.674 | 35.77 | 35.075
| PASSIVE DCR | ON-PEAK | 235.777 | 223.743 | 191.543 | 183.95 | 168.34 | 168.34
|  | SEASONAL PEAK | 0 | 0 | 0 | 0 | 0 | 0
|  | TOTAL PASSIVE | 235.777 | 223.743 | 191.543 | 183.95 | 168.34 | 168.34
| DCR Total |  | 259.689 | 247.971 | 212.913 | 204.624 | 204.11 | 203.415
| GEN | Intermittent | 84.314 | 41.741 | 88.93 | 123.361 | 287.684 | 508.098
|  | Non-Intermittent | 1833.467 | 1876.569 | 1888.467 | 2012.771 | 1896.169 | 1975.855
| GEN Total |  | 1917.781 | 1918.31 | 1977.397 | 2136.132 | 2183.853 | 2483.953
RI Total |  |  | 2177.47 | 2166.281 | 2190.31 | 2340.756 | 2387.963 | 2687.368
SEMA | ACTIVE DCR | ADCR | 38.331 | 38.032 | 37.672 | 37.788 | 50.078 | 50.078
|  | TOTAL ACTIVE | 38.331 | 38.032 | 37.672 | 37.788 | 50.078 | 50.078
| PASSIVE DCR | ON-PEAK | 329.308 | 320.855 | 269.121 | 258.805 | 237.355 | 240.255
|  | SEASONAL PEAK | 0 | 0 | 0 | 0 | 0 | 0
|  | TOTAL PASSIVE | 329.308 | 320.855 | 269.121 | 258.805 | 237.355 | 240.255
| DCR Total |  | 367.639 | 358.887 | 306.793 | 296.593 | 287.433 | 290.333
| GEN | Intermittent | 139.013 | 202.236 | 327.538 | 428.886 | 369.9 | 579.83
|  | Non-Intermittent | 4762.153 | 4835.119 | 4873.664 | 4864.168 | 4865.666 | 5001.129
| GEN Total |  | 4901.166 | 5037.355 | 5201.202 | 5293.054 | 5235.566 | 5580.959
SEMA Total |  |  | 5268.805 | 5396.242 | 5507.995 | 5589.647 | 5522.999 | 5871.292
VT | ACTIVE DCR | ADCR | 34.693 | 36.576 | 24.168 | 24.168 | 45.426 | 45.426
|  | TOTAL ACTIVE | 34.693 | 36.576 | 24.168 | 24.168 | 45.426 | 45.426
| PASSIVE DCR | ON-PEAK | 125.304 | 124.261 | 112.092 | 111.423 | 117.952 | 117.952
|  | SEASONAL PEAK | 0 | 0 | 0 | 0 | 0 | 0
|  | TOTAL PASSIVE | 125.304 | 124.261 | 112.092 | 111.423 | 117.952 | 117.952
| DCR Total |  | 159.997 | 160.837 | 136.26 | 135.591 | 163.378 | 163.378
| GEN | Intermittent | 60.452 | 105.904 | 57.211 | 99.792 | 62.283 | 106.651
|  | Non-Intermittent | 193.057 | 194.008 | 193.634 | 194.303 | 192.401 | 192.401
| GEN Total |  | 253.509 | 299.912 | 250.845 | 294.095 | 254.684 | 299.052
VT Total |  |  | 413.506 | 460.749 | 387.105 | 429.686 | 418.062 | 462.43
WCMA | ACTIVE DCR | ADCR | 77.627 | 72.427 | 60.821 | 58.777 | 85.999 | 85.999
|  | TOTAL ACTIVE | 77.627 | 72.427 | 60.821 | 58.777 | 85.999 | 85.999
| PASSIVE DCR | ON-PEAK | 377.248 | 368.69 | 338.156 | 328.72 | 305.548 | 305.339
|  | SEASONAL PEAK | 20.044 | 20.044 | 14.778 | 14.778 | 11.656 | 11.656
|  | TOTAL PASSIVE | 397.292 | 388.734 | 352.934 | 343.498 | 317.204 | 316.995
| DCR Total |  | 474.919 | 461.161 | 413.755 | 402.275 | 403.203 | 402.994
| GEN | Intermittent | 114.987 | 103.373 | 174.191 | 104.641 | 145.636 | 125.425
|  | Non-Intermittent | 3065.426 | 3085.058 | 3307.29 | 3345.549 | 3397.925 | 3451.56
| GEN Total |  | 3180.413 | 3188.431 | 3481.481 | 3450.19 | 3543.561 | 3576.985
WCMA Total |  |  | 3655.332 | 3649.592 | 3895.236 | 3852.465 | 3946.764 | 3979.979
ISO New England Total | ACTIVE DCR | ADCR | 437.78 | 435.227 | 384.96 | 383.81 | 534.379 | 534.079
|  | TOTAL ACTIVE | 437.78 | 435.227 | 384.96 | 383.81 | 534.379 | 534.079
| PASSIVE DCR | ON-PEAK | 2035.111 | 1905.508 | 1795.652 | 1647.532 | 1581.987 | 1538.836
|  | SEASONAL PEAK | 533.592 | 533.592 | 459.07 | 459.07 | 423.7 | 423.7
|  | TOTAL PASSIVE | 2568.703 | 2439.1 | 2254.722 | 2106.602 | 2005.687 | 1962.536
| DCR Total |  | 3006.483 | 2874.327 | 2639.682 | 2490.412 | 2540.066 | 2496.615
| GEN | Intermittent | 911.995 | 1040.949 | 1205.565 | 1324.886 | 1479.705 | 1914.431
|  | Non-Intermittent | 26049.756 | 26210.301 | 26314.531 | 26520.282 | 26251.794 | 26661.27
| GEN Total |  | 26961.751 | 27251.25 | 27520.096 | 27845.168 | 27731.499 | 28575.701
ISO NEW ENGLAND Total |  |  | 29968.234 | 30125.577 | 30159.778 | 30335.58 | 30271.565 | 31072.316
Interface Name
ISO New England Imports/ Exports | Phase I/II HQ Excess | Imports | 464.8 | 464.8 | 0 | 0 | 253.776 | 0
|  | Exports | 0 | 0 | 0 | 0 | 0 | 0
| Phase I/II HQ Excess Net Import Total |  | 464.8 | 464.8 | 0 | 0 | 253.776 | 0
| Hydro-Quebec Highgate | Imports | 58 | 58 | 0 | 0 | 18.173 | 0
|  | Exports | 0 | 0 | 0 | 0 | 0 | 0
| Hydro-Quebec Highgate Net Import Total |  | 58 | 58 | 0 | 0 | 18.173 | 0
| New Brunswick | Imports | 144 | 144 | 177 | 177 | 70 | 70
|  | Exports | 0 | 0 | 0 | 0 | 0 | 0
| New Brunswick Net Import Total |  | 144 | 144 | 177 | 177 | 70 | 70
| New York AC Ties | Imports | 568 | 568 | 232.31 | 232.31 | 272.886 | 234.2
|  | Exports | 0 | 0 | 0 | 0 | 0 | 0
| New York AC Ties Net Import Total |  | 568 | 568 | 232.31 | 232.31 | 272.886 | 234.2
ISO NEW ENGLAND Net Import Total |  |  | 1234.8 | 1234.8 | 409.31 | 409.31 | 614.835 | 304.2
Grand Total |  |  | 31203.034 | 31360.377 | 30569.088 | 30744.89 | 30886.4 | 31376.516

## 4.2 RTR Allotments
Links: | Market Rule 1
Forward Capacity Auction - CCP | Resource Type | Summer Cleared Capacity (MW) | Allowance (MW) | Cap (MW)
FCA 9 - 2018/2019 | Demand Capacity Resource | 0
| Generator | 16.251
| Total | 16.251 | 200 | 200
FCA 10 - 2019/2020 | Demand Capacity Resource | 0.293
| Generator | 55.643
| Total | 55.936 | 400 | 383.749
FCA 11 - 2020/2021 | Demand Capacity Resource | 19.413
| Generator | 11.087
| Total | 30.5 | 600 | 527.813
FCA 12 - 2021/2022 | Demand Capacity Resource | 3.91
| Generator | 28.893
| Total | 32.803 | 600 | 513.564
FCA 13 - 2022/2023 | Demand Capacity Resource | 89.109
| Generator | 56.233
| Total | 145.342 | 514 | 481.197
FCA 14 - 2023/2024 | Demand Capacity Resource | 2.958
| Generator | 314.028
| Total | 316.986 | 514 | 335.855
FCA 15 - 2024/2025 | Demand Capacity Resource | 0.304
| Generator | 18.48
| Total | 18.784 | 514 | 18.869
FCA 16 - 2025/2026 | Demand Capacity Resource
| Generator |  | There were no RTRs in FCA 16
Total
FCA 17 - 2026/2027 | Demand Capacity Resource | 0
| Generator | 107.551
| Total | 107.551 | 300 | 300
FCA 18 - 2027/2028 | Demand Capacity Resource | 0
| Generator | 204.051
| Total | 204.051 | 400 | 592.449

## 4.3 Qualified, Cleared Capacity
Links: | FCA 18 (2027/2028 CCP) Obligations | Interconnection Request Queue |  |  | OATT
Resource ID | Name | Resource Type | Intermittent | Generator Type ID | Generating Fuel Type | DR Type | Active/ Passive | Capacity Zone Name | Interface Name | State | Load Zone | Dispatch Zone Name | Status | Summer Qual | Winter Qual | Summer Cleared | Winter Cleared
253 | TURNKEY LANDFILL | Generator | Yes | IC | Landfill Gas |  |  | Northern New England |  | NH | NH |  | Existing | 0.926 | 0.826 | 0.926 | 0.826
321 | MANCHESTER 10 10A CC | Generator | No | CC | Natural Gas |  |  | Rest-of-Pool |  | RI | RI |  | Existing | 157 | 170 | 157 | 170
322 | MANCHESTER 11 11A CC | Generator | No | CC | Natural Gas |  |  | Rest-of-Pool |  | RI | RI |  | Existing | 157 | 170 | 157 | 170
323 | MANCHESTER 9 9A CC | Generator | No | CC | Natural Gas |  |  | Rest-of-Pool |  | RI | RI |  | Existing | 154 | 169 | 154 | 169
326 | ALTRESCO | Generator | No | CC | Natural Gas |  |  | Rest-of-Pool |  | MA | WCMA |  | Existing | 150.982 | 182.982 | 150.982 | 150.982
327 | AMOSKEAG | Generator | Yes | HDR | Water |  |  | Northern New England |  | NH | NH |  | Existing | 3.209 | 11.079 | 3.209 | 11.079
328 | GULF ISLAND COMPOSITE Incremental | Generator | No | HW | Water |  |  | Maine |  | ME | ME |  | Existing | 33.44 | 33.44 | 33.44 | 33.44
329 | ASCUTNEY GT | Generator | No | GT | Distillate Fuel Oil. Including Diesel, Nos. 1,2,3 and ULSD |  |  | Northern New England |  | VT | VT |  | Existing | 8.288 | 12.452 | 8.288 | 8.288
330 | AYERS ISLAND | Generator | Yes | HDR | Water |  |  | Northern New England |  | NH | NH |  | Existing | 4.121 | 1.344 | 4.121 | 1.344
331 | AZISCOHOS HYDRO | Generator | No | HDP | Water |  |  | Maine |  | ME | ME |  | Existing | 6.645 | 6.645 | 6.645 | 6.645
335 | BELLOWS FALLS | Generator | No | HDP | Water |  |  | Northern New England |  | NH | NH |  | Existing | 47.216 | 47.216 | 47.216 | 47.216
336 | BERLIN 1 GT | Generator | No | GT | Kerosene |  |  | Northern New England |  | VT | VT |  | Existing | 40.956 | 51.346 | 40.956 | 40.956
346 | BOLTON FALLS | Generator | Yes | HDR | Water |  |  | Northern New England |  | VT | VT |  | Existing | 0.323 | 2.973 | 0.323 | 2.973
348 | BOOT MILLS | Generator | Yes | HDR | Water |  |  | Rest-of-Pool |  | MA | WCMA |  | Existing | 3.484 | 13.021 | 3.484 | 13.021
349 | WHEELABRATOR BRIDGEPORT, L.P. | Generator | No | ST | Municipal Solid Waste |  |  | Rest-of-Pool |  | CT | CT |  | Existing | 58.488 | 58.488 | 58.488 | 58.488
355 | BRANFORD 10 | Generator | No | GT | Kerosene |  |  | Rest-of-Pool |  | CT | CT |  | Existing | 15.84 | 20.95 | 15.84 | 15.84
356 | BRISTOL REFUSE | Generator | Yes | ST | Municipal Solid Waste |  |  | Rest-of-Pool |  | CT | CT |  | Existing | 12.024 | 12.556 | 12.024 | 12.556
357 | BRIDGEWATER | Generator | No | ST | Wood/Wood Waste Solids. |  |  | Northern New England |  | NH | NH |  | Existing | 13.976 | 13.976 | 13.976 | 13.976
358 | BRUNSWICK | Generator | Yes | HDR | Water |  |  | Maine |  | ME | ME |  | Existing | 4.479 | 12.062 | 4.479 | 12.062
359 | J. COCKWELL 1 | Generator | No | PS | Water |  |  | Rest-of-Pool |  | MA | WCMA |  | Existing | 331.225 | 331.225 | 331.225 | 331.225
360 | J. COCKWELL 2 | Generator | No | PS | Water |  |  | Rest-of-Pool |  | MA | WCMA |  | Existing | 330.606 | 330.606 | 330.606 | 330.606
362 | BULLS BRIDGE | Generator | Yes | HDR | Water |  |  | Rest-of-Pool |  | CT | CT |  | Existing | 0.782 | 6.039 | 0.782 | 6.039
363 | BURLINGTON GT | Generator | No | GT | Distillate Fuel Oil. Including Diesel, Nos. 1,2,3 and ULSD |  |  | Northern New England |  | VT | VT |  | Existing | 17.624 | 22.373 | 17.624 | 17.624
365 | CANAL 1 | Generator | No | ST | Residual Fuel Oil. Including Diesel, No. 6, Bunker C |  |  | Rest-of-Pool |  | MA | SEMA |  | Existing | 551.69 | 565.08 | 551.69 | 551.69
366 | CANAL 2 | Generator | No | ST | Residual Fuel Oil. Including Diesel, No. 6, Bunker C |  |  | Rest-of-Pool |  | MA | SEMA |  | Existing | 558.75 | 545.335 | 545.335 | 545.335
367 | CAPE GT 4 | Generator | No | GT | Distillate Fuel Oil. Including Diesel, Nos. 1,2,3 and ULSD |  |  | Maine |  | ME | ME |  | Existing | 13.75 | 19.402 | 13.75 | 13.75
368 | CAPE GT 5 | Generator | No | GT | Distillate Fuel Oil. Including Diesel, Nos. 1,2,3 and ULSD |  |  | Maine |  | ME | ME |  | Existing | 15.8 | 20.272 | 15.8 | 15.8
369 | CATARACT EAST | Generator | No | HDP | Water |  |  | Maine |  | ME | ME |  | Existing | 7.373 | 7.733 | 7.373 | 7.373
370 | COS COB 10 | Generator | No | GT | Kerosene |  |  | Rest-of-Pool |  | CT | CT |  | Existing | 18.932 | 23 | 18.932 | 18.932
371 | COS COB 11 | Generator | No | GT | Kerosene |  |  | Rest-of-Pool |  | CT | CT |  | Existing | 18.724 | 23 | 18.724 | 18.724
372 | COS COB 12 | Generator | No | GT | Kerosene |  |  | Rest-of-Pool |  | CT | CT |  | Existing | 18.66 | 23 | 18.66 | 18.66
375 | CLEARY 9 9A CC | Generator | No | CC | Natural Gas |  |  | Rest-of-Pool |  | MA | SEMA |  | Existing | 104.931 | 106.893 | 104.931 | 104.931
379 | COBBLE MOUNTAIN | Generator | No | HW | Water |  |  | Rest-of-Pool |  | MA | WCMA |  | Existing | 13.243 | 31.989 | 13.243 | 13.243
382 | MERRIMACK CT1 | Generator | No | GT | Kerosene |  |  | Northern New England |  | NH | NH |  | Existing | 17.8 | 22.108 | 17.8 | 17.8
383 | MERRIMACK CT2 | Generator | No | GT | Kerosene |  |  | Northern New England |  | NH | NH |  | Existing | 17.6 | 22.29 | 17.6 | 17.6
388 | DARTMOUTH POWER | Generator | No | CC | Natural Gas |  |  | Rest-of-Pool |  | MA | SEMA |  | Existing | 61.32 | 67.656 | 61.32 | 61.32
389 | DERBY DAM | Generator | Yes | HDR | Water |  |  | Rest-of-Pool |  | CT | CT |  | Existing | 1.536 | 4.987 | 1.536 | 4.987
392 | DEXTER | Generator | No | CC | Natural Gas |  |  | Rest-of-Pool |  | CT | CT |  | Existing | 44.5 | 44.5 | 44.5 | 44.5
393 | DEERFIELD 5 | Generator | No | HDP | Water |  |  | Rest-of-Pool |  | MA | WCMA |  | Existing | 13.965 | 13.99 | 13.965 | 13.965
396 | DEVON 10 | Generator | No | GT | Kerosene |  |  | Rest-of-Pool |  | CT | CT |  | Existing | 14.407 | 18.865 | 14.407 | 14.407
397 | DEVON 11 | Generator | No | GT | Kerosene |  |  | Rest-of-Pool |  | CT | CT |  | Existing | 29.299 | 38.819 | 29.299 | 29.299
398 | DEVON 12 | Generator | No | GT | Kerosene |  |  | Rest-of-Pool |  | CT | CT |  | Existing | 29.227 | 37.982 | 29.227 | 29.227
399 | DEVON 13 | Generator | No | GT | Kerosene |  |  | Rest-of-Pool |  | CT | CT |  | Existing | 29.967 | 38.967 | 29.967 | 29.967
400 | DEVON 14 | Generator | No | GT | Kerosene |  |  | Rest-of-Pool |  | CT | CT |  | Existing | 29.704 | 40.274 | 29.704 | 29.704
401 | EASTMAN FALLS | Generator | Yes | HDR | Water |  |  | Northern New England |  | NH | NH |  | Existing | 0.947 | 3.103 | 0.947 | 3.103
405 | ELLSWORTH HYDRO | Generator | No | HW | Water |  |  | Maine |  | ME | ME |  | Existing | 8.862 | 9.05 | 8.862 | 8.862
410 | ESSEX 19 HYDRO | Generator | Yes | HDR | Water |  |  | Northern New England |  | VT | VT |  | Existing | 1.508 | 5.364 | 1.508 | 5.364
412 | FALLS VILLAGE | Generator | Yes | HDR | Water |  |  | Rest-of-Pool |  | CT | CT |  | Existing | 1.63 | 6.035 | 1.63 | 6.035
413 | FIFE BROOK | Generator | Yes | HDR | Water |  |  | Rest-of-Pool |  | MA | WCMA |  | Existing | 2.002 | 5.652 | 2.002 | 5.652
417 | FRAMINGHAM JET 1 | Generator | No | GT | Distillate Fuel Oil. Including Diesel, Nos. 1,2,3 and ULSD |  |  | Rest-of-Pool |  | MA | NEMA |  | Existing | 10.145 | 14.175 | 10.145 | 10.145
418 | FRAMINGHAM JET 2 | Generator | No | GT | Distillate Fuel Oil. Including Diesel, Nos. 1,2,3 and ULSD |  |  | Rest-of-Pool |  | MA | NEMA |  | Existing | 9.952 | 14.738 | 9.952 | 9.952
419 | FRAMINGHAM JET 3 | Generator | No | GT | Distillate Fuel Oil. Including Diesel, Nos. 1,2,3 and ULSD |  |  | Rest-of-Pool |  | MA | NEMA |  | Existing | 11.25 | 15.25 | 11.25 | 11.25
420 | FRANKLIN DRIVE 10 | Generator | No | GT | Kerosene |  |  | Rest-of-Pool |  | CT | CT |  | Existing | 15.417 | 20.527 | 15.417 | 15.417
421 | FRONT STREET DIESELS 1-3 | Generator | No | IC | Distillate Fuel Oil. Including Diesel, Nos. 1,2,3 and ULSD |  |  | Rest-of-Pool |  | MA | WCMA |  | Existing | 7.7 | 7.7 | 7.7 | 7.7
424 | GREAT LAKES - MILLINOCKET | Generator | No | HW | Water |  |  | Maine |  | ME | ME |  | Existing | 104.87 | 106 | 104.87 | 104.87
426 | GORGE 1 DIESEL | Generator | No | GT | Distillate Fuel Oil. Including Diesel, Nos. 1,2,3 and ULSD |  |  | Northern New England |  | VT | VT |  | Existing | 9.664 | 10.716 | 9.664 | 9.664
427 | GORHAM | Generator | Yes | HDR | Water |  |  | Northern New England |  | NH | NH |  | Existing | 0.854 | 1.571 | 0.854 | 1.571
432 | HARRIS 1 | Generator | No | HW | Water |  |  | Maine |  | ME | ME |  | Existing | 16.79 | 16.693 | 16.693 | 16.693
433 | HARRIS 2 | Generator | No | HW | Water |  |  | Maine |  | ME | ME |  | Existing | 34.62 | 34.5 | 34.5 | 34.5
434 | HARRIS 3 | Generator | No | HW | Water |  |  | Maine |  | ME | ME |  | Existing | 34 | 33.905 | 33.905 | 33.905
435 | HARRIMAN | Generator | No | HW | Water |  |  | Rest-of-Pool |  | MA | WCMA |  | Existing | 30.421 | 38.513 | 30.421 | 30.421
440 | HIRAM | Generator | No | HDP | Water |  |  | Maine |  | ME | ME |  | Existing | 10.067 | 11.24 | 10.067 | 10.067
445 | COVANTA WEST ENFIELD | Generator | No | ST | Wood/Wood Waste Solids. |  |  | Maine |  | ME | ME |  | Existing | 20.461 | 21.446 | 20.461 | 20.461
446 | COVANTA JONESBORO | Generator | No | ST | Wood/Wood Waste Solids. |  |  | Maine |  | ME | ME |  | Existing | 20.226 | 20.226 | 20.226 | 20.226
449 | JACKMAN | Generator | No | HW | Water |  |  | Northern New England |  | NH | NH |  | Existing | 3.6 | 3.459 | 3.459 | 3.459
452 | KENDALL JET 1 | Generator | No | GT | Distillate Fuel Oil. Including Diesel, Nos. 1,2,3 and ULSD |  |  | Rest-of-Pool |  | MA | NEMA |  | Existing | 18 | 21.2 | 18 | 18
457 | LAWRENCE HYDRO | Generator | Yes | HDR | Water |  |  | Rest-of-Pool |  | MA | WCMA |  | Existing | 4.965 | 10.768 | 4.965 | 10.768
460 | LOCKWOOD | Generator | Yes | HDR | Water |  |  | Maine |  | ME | ME |  | Existing | 2.09 | 3.713 | 2.09 | 3.713
462 | LISBON RESOURCE RECOVERY | Generator | Yes | ST | Municipal Solid Waste |  |  | Rest-of-Pool |  | CT | CT |  | Existing | 12.398 | 12.648 | 12.398 | 12.648
463 | AEI LIVERMORE | Generator | No | ST | Wood/Wood Waste Solids. |  |  | Maine |  | ME | ME |  | Existing | 35.3 | 35.63 | 35.3 | 35.3
464 | LOST NATION | Generator | No | GT | Distillate Fuel Oil. Including Diesel, Nos. 1,2,3 and ULSD |  |  | Northern New England |  | NH | NH |  | Existing | 12.561 | 16.923 | 12.561 | 12.561
465 | DEERFIELD 2 LWR DRFIELD | Generator | No | HDP | Water |  |  | Rest-of-Pool |  | MA | WCMA |  | Existing | 18.58 | 18.667 | 18.58 | 18.58
467 | MARBLEHEAD DIESELS | Generator | No | IC | Distillate Fuel Oil. Including Diesel, Nos. 1,2,3 and ULSD |  |  | Rest-of-Pool |  | MA | NEMA |  | Existing | 5 | 5 | 5 | 5
468 | MARSHFIELD 6 HYDRO | Generator | No | HW | Water |  |  | Northern New England |  | VT | VT |  | Existing | 2.377 | 2.305 | 2.305 | 2.305
472 | M STREET JET | Generator | No | GT | Kerosene |  |  | Rest-of-Pool |  | MA | NEMA |  | Existing | 46.277 | 58.924 | 46.277 | 46.277
473 | MCINDOES | Generator | No | HDP | Water |  |  | Northern New England |  | NH | NH |  | Existing | 10.17 | 10.764 | 10.17 | 10.17
474 | J C MCNEIL | Generator | No | ST | Wood/Wood Waste Solids. |  |  | Northern New England |  | VT | VT |  | Existing | 52 | 53.908 | 52 | 52
478 | MIDDLETOWN 10 | Generator | No | GT | Jet Fuel |  |  | Rest-of-Pool |  | CT | CT |  | Existing | 15.515 | 20.015 | 0 | 0
480 | MIDDLETOWN 2 | Generator | No | ST | Residual Fuel Oil. Including Diesel, No. 6, Bunker C |  |  | Rest-of-Pool |  | CT | CT |  | Existing | 346.91 | 356.957 | 0 | 0
482 | MIDDLETOWN 4 | Generator | No | ST | Residual Fuel Oil. Including Diesel, No. 6, Bunker C |  |  | Rest-of-Pool |  | CT | CT |  | Existing | 399.923 | 402 | 0 | 0
482 | MIDDLETOWN 4 | Generator | No | ES | Electricity used for Energy Storage |  |  | Rest-of-Pool |  | CT | CT |  | New | 275 | 275 | 200 | 200
484 | MILLSTONE POINT 2 | Generator | No | ST | Nuclear Uranium, Plutonium, Thorium |  |  | Rest-of-Pool |  | CT | CT |  | Existing | 863.882 | 863.259 | 863.259 | 863.259
485 | MILLSTONE POINT 3 | Generator | No | ST | Nuclear Uranium, Plutonium, Thorium |  |  | Rest-of-Pool |  | CT | CT |  | Existing | 1244.18 | 1250.959 | 1244.18 | 1244.18
486 | MILFORD POWER | Generator | No | CC | Natural Gas |  |  | Rest-of-Pool |  | MA | SEMA |  | Existing | 202 | 205.833 | 202 | 202
487 | Worumbo Hydro | Generator | Yes | HDR | Water |  |  | Maine |  | ME | ME |  | Existing | 4.135 | 11.916 | 4.135 | 11.916
489 | MERRIMACK 1 | Generator | No | ST | Anthracite Coal and Bituminous Coal |  |  | Northern New England |  | NH | NH |  | Existing | 108 | 108.05 | 0 | 0
490 | MERRIMACK 2 | Generator | No | ST | Anthracite Coal and Bituminous Coal |  |  | Northern New England |  | NH | NH |  | Existing | 330 | 330.513 | 0 | 0
492 | MONTVILLE 10 and 11 | Generator | No | IC | Kerosene |  |  | Rest-of-Pool |  | CT | CT |  | Existing | 5.296 | 5.354 | 0 | 0
493 | MONTVILLE 5 | Generator | No | ST | Residual Fuel Oil. Including Diesel, No. 6, Bunker C |  |  | Rest-of-Pool |  | CT | CT |  | Existing | 81 | 81.59 | 0 | 0
494 | MONTVILLE 6 | Generator | No | ST | Residual Fuel Oil. Including Diesel, No. 6, Bunker C |  |  | Rest-of-Pool |  | CT | CT |  | Existing | 402.969 | 384.151 | 0 | 0
495 | MONTY | Generator | No | HDP | Water |  |  | Maine |  | ME | ME |  | Existing | 26.96 | 26.96 | 26.96 | 26.96
497 | MASS POWER | Generator | No | CC | Natural Gas |  |  | Rest-of-Pool |  | MA | WCMA |  | Existing | 245.3 | 276 | 245.3 | 245.3
507 | NEA BELLINGHAM | Generator | No | CC | Natural Gas |  |  | Rest-of-Pool |  | MA | SEMA |  | Existing | 282.865 | 332.622 | 282.865 | 282.865
508 | NEWINGTON 1 | Generator | No | ST | Residual Fuel Oil. Including Diesel, No. 6, Bunker C |  |  | Northern New England |  | NH | NH |  | Existing | 400.2 | 400.2 | 400.2 | 400.2
513 | NEW HAVEN HARBOR | Generator | No | ST | Residual Fuel Oil. Including Diesel, No. 6, Bunker C |  |  | Rest-of-Pool |  | CT | CT |  | Existing | 446.421 | 439.585 | 439.585 | 439.585
527 | OGDEN-MARTIN 1 | Generator | Yes | ST | Municipal Solid Waste |  |  | Rest-of-Pool |  | MA | NEMA |  | Existing | 39.079 | 42.659 | 39.079 | 42.659
528 | OCEAN ST PWR GT1 GT2 ST1 | Generator | No | CC | Natural Gas |  |  | Rest-of-Pool |  | RI | RI |  | Existing | 270.901 | 309.587 | 270.901 | 309.587
529 | OCEAN ST PWR GT3 GT4 ST2 | Generator | No | CC | Natural Gas |  |  | Rest-of-Pool |  | RI | RI |  | Existing | 334 | 334 | 334 | 334
532 | PEJEPSCOT | Generator | Yes | HDR | Water |  |  | Maine |  | ME | ME |  | Existing | 3.024 | 7.493 | 3.024 | 7.493
536 | PERC-ORRINGTON 1 | Generator | Yes | ST | Municipal Solid Waste |  |  | Maine |  | ME | ME |  | Existing | 7.971 | 10.523 | 0 | 0
539 | PONTOOK HYDRO | Generator | Yes | HDR | Water |  |  | Northern New England |  | NH | NH |  | Existing | 2.88 | 6.185 | 2.88 | 6.185
541 | PROCTOR | Generator | Yes | HDR | Water |  |  | Northern New England |  | VT | VT |  | Existing | 1.437 | 4.342 | 1.437 | 4.342
542 | ECO MAINE | Generator | Yes | ST | Municipal Solid Waste |  |  | Maine |  | ME | ME |  | Existing | 8.287 | 10.033 | 8.287 | 10.033
546 | RESCO SAUGUS | Generator | No | ST | Municipal Solid Waste |  |  | Rest-of-Pool |  | MA | NEMA |  | Existing | 29.623 | 30.114 | 29.623 | 29.623
547 | WHEELABRATOR NORTH ANDOVER | Generator | No | ST | Municipal Solid Waste |  |  | Rest-of-Pool |  | MA | NEMA |  | Existing | 28.738 | 28.738 | 28.738 | 28.738
555 | SEABROOK | Generator | No | ST | Nuclear Uranium, Plutonium, Thorium |  |  | Northern New England |  | NH | NH |  | Existing | 1248.05 | 1251.35 | 1248.05 | 1248.05
559 | SCHILLER CT 1 | Generator | No | GT | Kerosene |  |  | Northern New England |  | NH | NH |  | Existing | 17.621 | 18.675 | 17.621 | 17.621
561 | SEARSBURG | Generator | No | HDP | Water |  |  | Rest-of-Pool |  | MA | WCMA |  | Existing | 4.451 | 4.567 | 4.451 | 4.451
562 | SECREC-PRESTON | Generator | Yes | ST | Municipal Solid Waste |  |  | Rest-of-Pool |  | CT | CT |  | Existing | 15.492 | 15.8 | 15.492 | 15.8
563 | SEMASS 1 | Generator | Yes | ST | Municipal Solid Waste |  |  | Rest-of-Pool |  | MA | SEMA |  | Existing | 42.26 | 46.609 | 42.26 | 46.609
564 | SEMASS 2 | Generator | Yes | ST | Municipal Solid Waste |  |  | Rest-of-Pool |  | MA | SEMA |  | Existing | 22.5 | 22.5 | 22.5 | 22.5
565 | SHELDON SPRINGS | Generator | Yes | HDR | Water |  |  | Northern New England |  | VT | VT |  | Existing | 0.474 | 7.589 | 0.474 | 7.589
566 | SHEPAUG | Generator | No | HW | Water |  |  | Rest-of-Pool |  | CT | CT |  | Existing | 41.511 | 42.559 | 41.511 | 41.511
567 | SHERMAN | Generator | No | HW | Water |  |  | Rest-of-Pool |  | MA | WCMA |  | Existing | 6.154 | 6.22 | 6.154 | 6.154
569 | SKELTON | Generator | No | HDP | Water |  |  | Maine |  | ME | ME |  | Existing | 21.6 | 21.6 | 21.6 | 21.6
570 | SMITH | Generator | Yes | HDR | Water |  |  | Northern New England |  | NH | NH |  | Existing | 6.756 | 14.419 | 6.756 | 14.419
583 | STONY BROOK 2A | Generator | No | GT | Distillate Fuel Oil. Including Diesel, Nos. 1,2,3 and ULSD |  |  | Rest-of-Pool |  | MA | WCMA |  | Existing | 67 | 86.6 | 67 | 80
584 | STONY BROOK 2B | Generator | No | GT | Distillate Fuel Oil. Including Diesel, Nos. 1,2,3 and ULSD |  |  | Rest-of-Pool |  | MA | WCMA |  | Existing | 65 | 85 | 65 | 80
587 | STEVENSON | Generator | No | HW | Water |  |  | Rest-of-Pool |  | CT | CT |  | Existing | 28.311 | 28.711 | 28.311 | 28.311
590 | BORALEX STRATTON ENERGY | Generator | No | ST | Wood/Wood Waste Solids. |  |  | Maine |  | ME | ME |  | Existing | 46.152 | 46.152 | 0 | 0
595 | TORRINGTON TERMINAL 10 | Generator | No | GT | Kerosene |  |  | Rest-of-Pool |  | CT | CT |  | Existing | 15.638 | 20.748 | 15.638 | 15.638
596 | TUNNEL 10 | Generator | No | GT | Kerosene |  |  | Rest-of-Pool |  | CT | CT |  | Existing | 15.722 | 17.734 | 0 | 0
596 | TUNNEL 10 | Generator | No | ES | Electricity used for Energy Storage |  |  | Rest-of-Pool |  | CT | CT |  | New | 16.02 | 16.02 | 16.02 | 16.02
599 | VERNON | Generator | No | HDP | Water |  |  | Rest-of-Pool |  | MA | WCMA |  | Existing | 34.9 | 34.9 | 34.9 | 34.9
613 | WATERS RIVER JET 2 | Generator | No | GT | Natural Gas |  |  | Rest-of-Pool |  | MA | NEMA |  | Existing | 30.791 | 40.144 | 30.791 | 30.791
614 | WATERBURY 22 | Generator | Yes | HDR | Water |  |  | Northern New England |  | VT | VT |  | Existing | 0.171 | 1.894 | 0.171 | 1.894
616 | WEST ENFIELD | Generator | Yes | HDR | Water |  |  | Maine |  | ME | ME |  | Existing | 6.943 | 10.537 | 6.943 | 10.537
617 | WESTON | Generator | Yes | HDR | Water |  |  | Maine |  | ME | ME |  | Existing | 5.938 | 9.897 | 5.938 | 9.897
619 | WHITE LAKE JET | Generator | No | GT | Kerosene |  |  | Northern New England |  | NH | NH |  | Existing | 17.447 | 22.397 | 17.447 | 17.447
620 | WILDER | Generator | No | HW | Water |  |  | Northern New England |  | NH | NH |  | Existing | 40.92 | 40.92 | 40.92 | 40.92
621 | WILLIAMS | Generator | No | HDP | Water |  |  | Maine |  | ME | ME |  | Existing | 14.9 | 14.855 | 14.855 | 14.855
622 | WINOOSKI 1 | Generator | Yes | HDR | Water |  |  | Northern New England |  | VT | VT |  | Existing | 0.94 | 3.702 | 0.94 | 3.702
624 | WMI MILLBURY 1 | Generator | No | ST | Municipal Solid Waste |  |  | Rest-of-Pool |  | MA | WCMA |  | Existing | 39.811 | 39.891 | 39.811 | 39.811
625 | WEST MEDWAY JET 1 | Generator | No | GT | Distillate Fuel Oil. Including Diesel, Nos. 1,2,3 and ULSD |  |  | Rest-of-Pool |  | MA | NEMA |  | Existing | 42 | 64 | 42 | 42
626 | WEST MEDWAY JET 2 | Generator | No | GT | Distillate Fuel Oil. Including Diesel, Nos. 1,2,3 and ULSD |  |  | Rest-of-Pool |  | MA | NEMA |  | Existing | 39.848 | 61.598 | 39.848 | 39.848
627 | WEST MEDWAY JET 3 | Generator | No | GT | Distillate Fuel Oil. Including Diesel, Nos. 1,2,3 and ULSD |  |  | Rest-of-Pool |  | MA | SEMA |  | Existing | 42.001 | 62.401 | 42.001 | 42.001
636 | WYMAN HYDRO 1 | Generator | No | HW | Water |  |  | Maine |  | ME | ME |  | Existing | 28.968 | 29.014 | 28.968 | 28.968
637 | WYMAN HYDRO 2 | Generator | No | HW | Water |  |  | Maine |  | ME | ME |  | Existing | 29.9 | 29.9 | 29.9 | 29.9
638 | WYMAN HYDRO 3 | Generator | No | HW | Water |  |  | Maine |  | ME | ME |  | Existing | 29.13 | 29.13 | 29.13 | 29.13
641 | YARMOUTH 3 | Generator | No | ST | Residual Fuel Oil. Including Diesel, No. 6, Bunker C |  |  | Maine |  | ME | ME |  | Existing | 110.06 | 113.06 | 110.06 | 110.06
642 | YARMOUTH 4 | Generator | No | ST | Residual Fuel Oil. Including Diesel, No. 6, Bunker C |  |  | Maine |  | ME | ME |  | Existing | 595 | 603.25 | 595 | 595
715 | ROCHESTER LANDFILL | Generator | No | GT | Landfill Gas |  |  | Northern New England |  | NH | NH |  | Existing | 3.285 | 2.226 | 2.226 | 2.226
737 | SIMPSON G LOAD REDUCER | Generator | Yes | HDR | Water |  |  | Northern New England |  | VT | VT |  | Existing | 1.548 | 3.154 | 1.548 | 3.154
739 | ROCKY RIVER | Generator | No | PS | Water |  |  | Rest-of-Pool |  | CT | CT |  | Existing | 28.388 | 27.906 | 27.906 | 27.906
755 | BONNY EAGLE W. BUXTON | Generator | Yes | HDR | Water |  |  | Maine |  | ME | ME |  | Existing | 1.975 | 8.775 | 1.975 | 8.775
757 | HARRIS 4 | Generator | No | HW | Water |  |  | Maine |  | ME | ME |  | Existing | 1.436 | 1.249 | 1.249 | 1.249
759 | MESSALONSKEE COMPOSITE | Generator | Yes | HDR | Water |  |  | Maine |  | ME | ME |  | Existing | 0 | 3.073 | 0 | 3.073
760 | NORTH GORHAM | Generator | Yes | HDR | Water |  |  | Maine |  | ME | ME |  | Existing | 0.928 | 1.226 | 0.928 | 1.226
761 | SHAWMUT | Generator | Yes | HDR | Water |  |  | Maine |  | ME | ME |  | Existing | 3.123 | 5.707 | 3.123 | 5.707
766 | CABOT TURNERS FALLS | Generator | No | HDP | Water |  |  | Rest-of-Pool |  | MA | WCMA |  | Existing | 68.2 | 68.2 | 68.2 | 68.2
767 | SES CONCORD | Generator | Yes | ST | Municipal Solid Waste |  |  | Northern New England |  | NH | NH |  | Existing | 12.076 | 12.254 | 12.076 | 12.254
768 | GARVINS HOOKSETT | Generator | Yes | HDR | Water |  |  | Northern New England |  | NH | NH |  | Existing | 2.62 | 6.449 | 2.62 | 6.449
769 | HADLEY FALLS 1&2 | Generator | Yes | HDR | Water |  |  | Rest-of-Pool |  | MA | WCMA |  | Existing | 6.873 | 29.31 | 6.873 | 29.31
774 | LOWER LAMOILLE COMPOSITE | Generator | No | HW | Water |  |  | Northern New England |  | VT | VT |  | Existing | 15.696 | 16 | 15.696 | 15.696
781 | WEST DANVILLE 1 | Generator | Yes | HDR | Water |  |  | Northern New England |  | VT | VT |  | Existing | 0 | 0.326 | 0 | 0.326
786 | KEZAR LEDGEMERE COMPOSITE | Generator | Yes | HDR | Water |  |  | Maine |  | ME | ME |  | Existing | 0.057 | 0.983 | 0.057 | 0.983
789 | CEC 002 PAWTUCKET U5 | Generator | Yes | HDR | Water |  |  | Rest-of-Pool |  | RI | RI |  | Existing | 0.246 | 0.786 | 0.246 | 0.786
792 | CENTENNIAL HYDRO | Generator | Yes | HDR | Water |  |  | Rest-of-Pool |  | MA | WCMA |  | Existing | 0.299 | 0.499 | 0.299 | 0.499
793 | METHUEN HYDRO | Generator | Yes | HDR | Water |  |  | Rest-of-Pool |  | MA | NEMA |  | Existing | 0.022 | 0.206 | 0.022 | 0.206
794 | MINIWAWA | Generator | Yes | HDR | Water |  |  | Northern New England |  | NH | NH |  | Existing | 0.201 | 0.735 | 0.201 | 0.735
795 | RIVER MILL HYDRO | Generator | Yes | HDR | Water |  |  | Northern New England |  | NH | NH |  | Existing | 0 | 0.076 | 0 | 0.076
796 | GOODWIN DAM | Generator | No | HDP | Water |  |  | Rest-of-Pool |  | CT | CT |  | Existing | 3 | 3 | 3 | 3
797 | CEC 003 WYRE WYND U5 | Generator | Yes | HDR | Water |  |  | Rest-of-Pool |  | CT | CT |  | Existing | 0.394 | 1.906 | 0.394 | 1.906
803 | TOUTANT | Generator | Yes | HDR | Water |  |  | Rest-of-Pool |  | CT | CT |  | Existing | 0.073 | 0.385 | 0.073 | 0.385
804 | PUTNAM | Generator | Yes | HDR | Water |  |  | Rest-of-Pool |  | CT | CT |  | Existing | 0.153 | 0.552 | 0.153 | 0.552
806 | MECHANICSVILLE | Generator | Yes | HDR | Water |  |  | Rest-of-Pool |  | CT | CT |  | Existing | 0.077 | 0.252 | 0.077 | 0.252
807 | CEC 004 DAYVILLE POND U5 | Generator | Yes | HDR | Water |  |  | Rest-of-Pool |  | CT | CT |  | Existing | 0.011 | 0.049 | 0.011 | 0.049
808 | SANDY HOOK HYDRO | Generator | Yes | HDR | Water |  |  | Rest-of-Pool |  | CT | CT |  | Existing | 0 | 0.025 | 0 | 0.025
810 | QUINEBAUG | Generator | Yes | HDR | Water |  |  | Rest-of-Pool |  | CT | CT |  | Existing | 0.357 | 1.247 | 0.357 | 1.247
813 | TUNNEL | Generator | Yes | HDR | Water |  |  | Rest-of-Pool |  | CT | CT |  | Existing | 0.207 | 1.703 | 0.207 | 1.703
824 | BATH ELECTRIC HYDRO | Generator | Yes | HDR | Water |  |  | Northern New England |  | NH | NH |  | Existing | 0.075 | 0.138 | 0.075 | 0.138
827 | SEARSBURG WIND | Generator | Yes | WT | Wind |  |  | Rest-of-Pool |  | MA | WCMA |  | Existing | 0.183 | 1.022 | 0.183 | 1.022
849 | CRESCENT DAM | Generator | Yes | HDR | Water |  |  | Rest-of-Pool |  | MA | WCMA |  | Existing | 0.225 | 0.799 | 0.225 | 0.799
850 | GLENDALE HYDRO | Generator | Yes | HDR | Water |  |  | Rest-of-Pool |  | MA | WCMA |  | Existing | 0.286 | 0.734 | 0.286 | 0.734
851 | GARDNER FALLS | Generator | Yes | HDR | Water |  |  | Rest-of-Pool |  | MA | WCMA |  | Existing | 0.106 | 1.211 | 0.106 | 1.211
852 | SOUTH BARRE HYDRO | Generator | Yes | HDR | Water |  |  | Rest-of-Pool |  | MA | WCMA |  | Existing | 0.019 | 0.14 | 0.019 | 0.14
854 | ORANGE HYDRO 1 | Generator | Yes | HDR | Water |  |  | Rest-of-Pool |  | MA | WCMA |  | Existing | 0.04 | 0.135 | 0.04 | 0.135
855 | ORANGE HYDRO 2 | Generator | Yes | HDR | Water |  |  | Rest-of-Pool |  | MA | WCMA |  | Existing | 0.088 | 0.172 | 0.088 | 0.172
856 | HUNT'S POND | Generator | Yes | HDR | Water |  |  | Rest-of-Pool |  | MA | WCMA |  | Existing | 0.021 | 0.056 | 0.021 | 0.056
857 | OAKDALE HYDRO | Generator | Yes | HDR | Water |  |  | Rest-of-Pool |  | MA | WCMA |  | Existing | 2.543 | 0.202 | 2.543 | 0.202
859 | BOATLOCK | Generator | Yes | HDR | Water |  |  | Rest-of-Pool |  | MA | WCMA |  | Existing | 0.891 | 2.49 | 0.891 | 2.49
860 | BRIAR HYDRO | Generator | Yes | HDR | Water |  |  | Northern New England |  | NH | NH |  | Existing | 0.529 | 3.121 | 0.529 | 3.121
861 | CANAAN | Generator | Yes | HDR | Water |  |  | Northern New England |  | NH | NH |  | Existing | 0.309 | 0.759 | 0.309 | 0.759
862 | CHEMICAL | Generator | Yes | HDR | Water |  |  | Rest-of-Pool |  | MA | WCMA |  | Existing | 0.372 | 0.261 | 0.372 | 0.261
863 | CLEMENT DAM | Generator | Yes | HDR | Water |  |  | Northern New England |  | NH | NH |  | Existing | 0.596 | 1.368 | 0.596 | 1.368
864 | DWIGHT | Generator | Yes | HDR | Water |  |  | Rest-of-Pool |  | MA | WCMA |  | Existing | 0.429 | 0.936 | 0.429 | 0.936
865 | ERROL | Generator | Yes | HDR | Water |  |  | Northern New England |  | NH | NH |  | Existing | 1.376 | 1.749 | 1.376 | 1.749
866 | GREGGS | Generator | Yes | HDR | Water |  |  | Northern New England |  | NH | NH |  | Existing | 0.265 | 1.484 | 0.265 | 1.484
867 | INDIAN ORCHARD | Generator | Yes | HDR | Water |  |  | Rest-of-Pool |  | MA | WCMA |  | Existing | 0.163 | 1.312 | 0.163 | 1.312
868 | MILTON MILLS HYDRO | Generator | Yes | HDR | Water |  |  | Northern New England |  | NH | NH |  | Existing | 0.158 | 1.081 | 0.158 | 1.081
869 | MINE FALLS | Generator | Yes | HDR | Water |  |  | Northern New England |  | NH | NH |  | Existing | 0.677 | 1.697 | 0.677 | 1.697
870 | PEMBROKE | Generator | Yes | HDR | Water |  |  | Northern New England |  | NH | NH |  | Existing | 0.169 | 1.472 | 0.169 | 1.472
871 | PENNACOOK FALLS LOWER | Generator | Yes | HDR | Water |  |  | Northern New England |  | NH | NH |  | Existing | 0.989 | 3.214 | 0.989 | 3.214
872 | PENNACOOK FALLS UPPER | Generator | Yes | HDR | Water |  |  | Northern New England |  | NH | NH |  | Existing | 0.522 | 1.965 | 0.522 | 1.965
873 | PUTTS BRIDGE | Generator | Yes | HDR | Water |  |  | Rest-of-Pool |  | MA | WCMA |  | Existing | 0.376 | 2.436 | 0.376 | 2.436
874 | RED BRIDGE | Generator | Yes | HDR | Water |  |  | Rest-of-Pool |  | MA | WCMA |  | Existing | 0.504 | 2.71 | 0.504 | 2.71
875 | RIVER BEND | Generator | Yes | HDR | Water |  |  | Northern New England |  | NH | NH |  | Existing | 0.458 | 0.912 | 0.458 | 0.912
877 | SCOTLAND | Generator | Yes | HDR | Water |  |  | Rest-of-Pool |  | CT | CT |  | Existing | 0 | 0.921 | 0 | 0.921
878 | SKINNER | Generator | Yes | HDR | Water |  |  | Rest-of-Pool |  | MA | WCMA |  | Existing | 0.05 | 0.048 | 0.05 | 0.048
879 | TAFTVILLE CT | Generator | Yes | HDR | Water |  |  | Rest-of-Pool |  | CT | CT |  | Existing | 0.147 | 0.815 | 0.147 | 0.815
882 | FRANKLIN FALLS | Generator | Yes | HDR | Water |  |  | Northern New England |  | NH | NH |  | Existing | 0.365 | 0.517 | 0.365 | 0.517
883 | SALMON FALLS HYDRO | Generator | Yes | HDR | Water |  |  | Maine |  | ME | ME |  | Existing | 0 | 0.409 | 0 | 0.409
884 | SWANS FALLS | Generator | Yes | HDR | Water |  |  | Northern New England |  | NH | NH |  | Existing | 0.118 | 0.261 | 0.118 | 0.261
886 | COCHECO FALLS | Generator | Yes | HDR | Water |  |  | Northern New England |  | NH | NH |  | Existing | 0.044 | 0.257 | 0.044 | 0.257
887 | CHINA MILLS DAM | Generator | Yes | HDR | Water |  |  | Northern New England |  | NH | NH |  | Existing | 0.086 | 0.497 | 0.086 | 0.497
888 | NEWFOUND HYDRO | Generator | Yes | HDR | Water |  |  | Northern New England |  | NH | NH |  | Existing | 0.082 | 0.513 | 0.082 | 0.513
889 | SUNAPEE HYDRO | Generator | Yes | HDR | Water |  |  | Northern New England |  | NH | NH |  | Existing | 0.075 | 0.283 | 0.075 | 0.283
890 | NASHUA HYDRO | Generator | Yes | HDR | Water |  |  | Northern New England |  | NH | NH |  | Existing | 0.22 | 0.757 | 0.22 | 0.757
891 | HILLSBORO MILLS | Generator | Yes | HDR | Water |  |  | Northern New England |  | NH | NH |  | Existing | 0.057 | 0.255 | 0.057 | 0.255
892 | LAKEPORT DAM | Generator | Yes | HDR | Water |  |  | Northern New England |  | NH | NH |  | Existing | 0.193 | 0.302 | 0.193 | 0.302
893 | WEST HOPKINTON HYDRO | Generator | Yes | HDR | Water |  |  | Northern New England |  | NH | NH |  | Existing | 0.088 | 0.534 | 0.088 | 0.534
894 | LISBON HYDRO | Generator | Yes | HDR | Water |  |  | Northern New England |  | NH | NH |  | Existing | 0.092 | 0.31 | 0.092 | 0.31
895 | LOWER ROBERTSON DAM | Generator | Yes | HDR | Water |  |  | Northern New England |  | NH | NH |  | Existing | 0.275 | 0.664 | 0.275 | 0.664
897 | OLD NASH DAM | Generator | Yes | HDR | Water |  |  | Northern New England |  | NH | NH |  | Existing | 0.015 | 0.079 | 0.015 | 0.079
900 | GREAT FALLS LOWER | Generator | Yes | HDR | Water |  |  | Northern New England |  | NH | NH |  | Existing | 0.029 | 0.348 | 0.029 | 0.348
902 | HOSIERY MILL DAM | Generator | Yes | HDR | Water |  |  | Northern New England |  | NH | NH |  | Existing | 0.185 | 0.626 | 0.185 | 0.626
903 | WYANDOTTE HYDRO | Generator | Yes | HDR | Water |  |  | Northern New England |  | NH | NH |  | Existing | 0 | 0.025 | 0 | 0.025
904 | LOCHMERE DAM | Generator | Yes | HDR | Water |  |  | Northern New England |  | NH | NH |  | Existing | 0.274 | 0.45 | 0.274 | 0.45
905 | ASHUELOT HYDRO | Generator | Yes | HDR | Water |  |  | Northern New England |  | NH | NH |  | Existing | 0.286 | 0.69 | 0.286 | 0.69
906 | ROLLINSFORD HYDRO | Generator | Yes | HDR | Water |  |  | Northern New England |  | NH | NH |  | Existing | 0.105 | 0.934 | 0.105 | 0.934
908 | OTIS MILL HYDRO | Generator | Yes | HDR | Water |  |  | Northern New England |  | NH | NH |  | Existing | 0 | 0.008 | 0 | 0.008
909 | STEELS POND HYDRO | Generator | Yes | HDR | Water |  |  | Northern New England |  | NH | NH |  | Existing | 0.009 | 0.387 | 0.009 | 0.387
910 | CAMPTON DAM | Generator | Yes | HDR | Water |  |  | Northern New England |  | NH | NH |  | Existing | 0.013 | 0.085 | 0.013 | 0.085
911 | KELLEYS FALLS | Generator | Yes | HDR | Water |  |  | Northern New England |  | NH | NH |  | Existing | 0.049 | 0.302 | 0 | 0
913 | GOODRICH FALLS | Generator | Yes | HDR | Water |  |  | Northern New England |  | NH | NH |  | Existing | 0.043 | 0.253 | 0.043 | 0.253
915 | MONADNOCK PAPER MILLS | Generator | Yes | HDR | Water |  |  | Northern New England |  | NH | NH |  | Existing | 0 | 0.008 | 0 | 0.008
919 | HOPKINTON HYDRO | Generator | Yes | HDR | Water |  |  | Northern New England |  | NH | NH |  | Existing | 0.059 | 0.182 | 0.059 | 0.182
925 | OTTER LANE HYDRO | Generator | Yes | HDR | Water |  |  | Northern New England |  | NH | NH |  | Existing | 0 | 0.042 | 0 | 0.042
926 | PETERBOROUGH LOWER HYDRO | Generator | Yes | HDR | Water |  |  | Northern New England |  | NH | NH |  | Existing | 0.054 | 0.192 | 0.054 | 0.192
928 | SALMON BROOK STATION 3 | Generator | Yes | HDR | Water |  |  | Northern New England |  | NH | NH |  | Existing | 0 | 0.114 | 0 | 0.114
931 | AVERY DAM | Generator | Yes | HDR | Water |  |  | Northern New England |  | NH | NH |  | Existing | 0.156 | 0.195 | 0.156 | 0.195
932 | WATSON DAM | Generator | Yes | HDR | Water |  |  | Northern New England |  | NH | NH |  | Existing | 0.027 | 0.179 | 0.027 | 0.179
933 | WESTON DAM | Generator | Yes | HDR | Water |  |  | Northern New England |  | NH | NH |  | Existing | 0.113 | 0.293 | 0.113 | 0.293
935 | SUNNYBROOK HYDRO 2 | Generator | Yes | HDR | Water |  |  | Northern New England |  | NH | NH |  | Existing | 0.007 | 0.016 | 0.007 | 0.016
941 | PETERBOROUGH UPPER HYDRO | Generator | Yes | HDR | Water |  |  | Northern New England |  | NH | NH |  | Existing | 0.064 | 0.206 | 0.064 | 0.206
943 | FOUR HILLS LANDFILL | Generator | Yes | IC | Landfill Gas |  |  | Northern New England |  | NH | NH |  | Existing | 0.932 | 0.932 | 0.932 | 0.932
948 | PEPPERELL HYDRO COMPANY LLC | Generator | Yes | HDR | Water |  |  | Rest-of-Pool |  | MA | WCMA |  | Existing | 0.346 | 0.84 | 0.346 | 0.84
951 | BALTIC MILLS - QF | Generator | Yes | HDR | Water |  |  | Northern New England |  | NH | NH |  | Existing | 0.023 | 0.033 | 0.023 | 0.033
957 | HG&E HYDRO CABOT 1-4 | Generator | Yes | HDR | Water |  |  | Rest-of-Pool |  | MA | WCMA |  | Existing | 0.303 | 0.568 | 0.303 | 0.568
969 | POWDER MILL HYDRO | Generator | Yes | HDR | Water |  |  | Rest-of-Pool |  | MA | WCMA |  | Existing | 0 | 0.103 | 0 | 0.103
970 | DUDLEY HYDRO | Generator | Yes | HDR | Water |  |  | Rest-of-Pool |  | MA | WCMA |  | Existing | 0.014 | 0.087 | 0.014 | 0.087
978 | NEW MILFORD | Generator | Yes | IC | Other Biomass Gas. Includes digester gas, methane, and other biomass gasses. |  |  | Rest-of-Pool |  | CT | CT |  | Existing | 0.665 | 0.703 | 0.665 | 0.703
1005 | BG DIGHTON POWER LLC | Generator | No | CC | Natural Gas |  |  | Rest-of-Pool |  | MA | SEMA |  | Existing | 163.707 | 186.99 | 163.707 | 163.707
1032 | BRIDGEPORT ENERGY 1 | Generator | No | CC | Natural Gas |  |  | Rest-of-Pool |  | CT | CT |  | Existing | 542.34 | 554.263 | 542.34 | 542.34
1034 | RIVERSIDE 4-7 | Generator | Yes | HDR | Water |  |  | Rest-of-Pool |  | MA | WCMA |  | Existing | 1.071 | 1.793 | 1.071 | 1.793
1035 | RIVERSIDE 8 | Generator | Yes | HDR | Water |  |  | Rest-of-Pool |  | MA | WCMA |  | Existing | 1.884 | 3.021 | 1.884 | 3.021
1047 | FAIRFAX | Generator | Yes | HDR | Water |  |  | Northern New England |  | VT | VT |  | Existing | 0.424 | 3.173 | 0.424 | 3.173
1048 | WARE HYDRO | Generator | Yes | HDR | Water |  |  | Rest-of-Pool |  | MA | WCMA |  | Existing | 0.146 | 0.893 | 0.146 | 0.893
1049 | COLLINS HYDRO | Generator | Yes | HDR | Water |  |  | Rest-of-Pool |  | MA | WCMA |  | Existing | 0.203 | 0.751 | 0.203 | 0.751
1054 | BLACKSTONE HYDRO ASSOC | Generator | Yes | HDR | Water |  |  | Rest-of-Pool |  | RI | RI |  | Existing | 0 | 0.152 | 0 | 0.152
1057 | BLACKSTONE HYDRO LOAD REDUCER | Generator | Yes | HDR | Water |  |  | Rest-of-Pool |  | RI | RI |  | Existing | 0.185 | 0.567 | 0.185 | 0.567
1061 | MASCOMA HYDRO | Generator | Yes | HDR | Water |  |  | Northern New England |  | NH | NH |  | Existing | 0 | 0.317 | 0 | 0.317
1062 | MWRA COSGROVE | Generator | Yes | HW | Water |  |  | Rest-of-Pool |  | MA | WCMA |  | Existing | 0.713 | 0.352 | 0.713 | 0.352
1086 | BERKSHIRE POWER | Generator | No | CC | Natural Gas |  |  | Rest-of-Pool |  | MA | WCMA |  | Existing | 229.279 | 246.279 | 0 | 0
1109 | MMWAC | Generator | Yes | ST | Municipal Solid Waste |  |  | Maine |  | ME | ME |  | Existing | 1.636 | 1.905 | 1.636 | 1.905
1113 | BRASSUA HYDRO | Generator | No | HDP | Water |  |  | Maine |  | ME | ME |  | Existing | 4.203 | 4.203 | 4.203 | 4.203
1114 | MADISON COMPOSITE | Generator | Yes | HDR | Water |  |  | Maine |  | ME | ME |  | Existing | 7.087 | 16.101 | 7.087 | 16.101
1117 | GREAT WORKS COMPOSITE | Generator | Yes | HDR | Water |  |  | Maine |  | ME | ME |  | Existing | 0 | 0.08 | 0 | 0.08
1119 | KENNEBAGO HYDRO | Generator | Yes | HDR | Water |  |  | Maine |  | ME | ME |  | Existing | 0.092 | 0.379 | 0.092 | 0.379
1122 | CASCADE-DIAMOND-QF | Generator | Yes | HDR | Water |  |  | Rest-of-Pool |  | MA | WCMA |  | Existing | 0.076 | 0.233 | 0.076 | 0.233
1185 | STONY BROOK GT1A | Generator | No | CC | Distillate Fuel Oil. Including Diesel, Nos. 1,2,3 and ULSD |  |  | Rest-of-Pool |  | MA | WCMA |  | Existing | 103.167 | 118.5 | 103.167 | 113.823
1186 | STONY BROOK GT1B | Generator | No | CC | Distillate Fuel Oil. Including Diesel, Nos. 1,2,3 and ULSD |  |  | Rest-of-Pool |  | MA | WCMA |  | Existing | 99.932 | 115.072 | 99.932 | 112.083
1187 | STONY BROOK GT1C | Generator | No | CC | Distillate Fuel Oil. Including Diesel, Nos. 1,2,3 and ULSD |  |  | Rest-of-Pool |  | MA | WCMA |  | Existing | 103.167 | 118.5 | 103.167 | 113.824
1210 | MILLENNIUM | Generator | No | CC | Natural Gas |  |  | Rest-of-Pool |  | MA | WCMA |  | Existing | 331 | 377.607 | 331 | 331
1216 | MAINE INDEPENDENCE STATION | Generator | No | CC | Natural Gas |  |  | Maine |  | ME | ME |  | Existing | 492.658 | 544.694 | 492.658 | 492.658
1221 | ESSEX DIESELS | Generator | No | IC | Distillate Fuel Oil. Including Diesel, Nos. 1,2,3 and ULSD |  |  | Northern New England |  | VT | VT |  | Existing | 7.215 | 7.305 | 7.215 | 7.215
1226 | TIVERTON POWER | Generator | No | CC | Natural Gas |  |  | Rest-of-Pool |  | RI | RI |  | Existing | 271.6 | 299.766 | 271.6 | 271.6
1255 | RUMFORD POWER | Generator | No | CC | Natural Gas |  |  | Maine |  | ME | ME |  | Existing | 254.282 | 278.575 | 254.282 | 254.282
1258 | BHE SMALL HYDRO COMPOSITE | Generator | Yes | HDR | Water |  |  | Maine |  | ME | ME |  | Existing | 0.162 | 1.207 | 0.162 | 1.207
1270 | SYSKO STONY BROOK | Generator | Yes | HDR | Water |  |  | Maine |  | ME | ME |  | Existing | 0.009 | 0.006 | 0.009 | 0.006
1273 | AUTOMATIC HYDRO | Generator | Yes | HDR | Water |  |  | Maine |  | ME | ME |  | Existing | 0 | 0.183 | 0 | 0.183
1286 | ANP-BLACKSTONE ENERGY CO. #1 | Generator | No | CC | Natural Gas |  |  | Rest-of-Pool |  | MA | SEMA |  | Existing | 246.651 | 280.751 | 246.651 | 278.751
1287 | ANP-BLACKSTONE ENERGY 2 | Generator | No | CC | Natural Gas |  |  | Rest-of-Pool |  | MA | SEMA |  | Existing | 240.227 | 278.812 | 240.227 | 276.812
1288 | BUCKSPORT ENERGY 4 | Generator | No | GT | Natural Gas |  |  | Maine |  | ME | ME |  | Existing | 160.3 | 172.831 | 160.3 | 160.3
1342 | LAKE ROAD 1 | Generator | No | CC | Natural Gas |  |  | Rest-of-Pool |  | CT | CT |  | Existing | 266.835 | 295.442 | 266.835 | 290.442
1343 | LAKE ROAD 2 | Generator | No | CC | Natural Gas |  |  | Rest-of-Pool |  | CT | CT |  | Existing | 272.882 | 298.341 | 272.882 | 293.341
1344 | LAKE ROAD 3 | Generator | No | CC | Natural Gas |  |  | Rest-of-Pool |  | CT | CT |  | Existing | 275.361 | 296.455 | 275.361 | 291.455
1345 | WESTBROOK | Generator | No | CC | Natural Gas |  |  | Maine |  | ME | ME |  | Existing | 530 | 554.43 | 530 | 530
1368 | ROCKY GORGE CORPORATION | Generator | Yes | HDR | Water |  |  | Maine |  | ME | ME |  | Existing | 0.036 | 0.278 | 0.036 | 0.278
1376 | PPL WALLINGFORD UNIT 1 | Generator | No | GT | Natural Gas |  |  | Rest-of-Pool |  | CT | CT |  | Existing | 46.445 | 50 | 46.445 | 49.454
1377 | PPL WALLINGFORD UNIT 2 | Generator | No | GT | Natural Gas |  |  | Rest-of-Pool |  | CT | CT |  | Existing | 44.316 | 49.559 | 44.316 | 47.596
1378 | PPL WALLINGFORD UNIT 3 | Generator | No | GT | Natural Gas |  |  | Rest-of-Pool |  | CT | CT |  | Existing | 45.891 | 50 | 45.891 | 49.315
1379 | PPL WALLINGFORD UNIT 4 | Generator | No | GT | Natural Gas |  |  | Rest-of-Pool |  | CT | CT |  | Existing | 43.984 | 49.709 | 43.984 | 48.46
1380 | PPL WALLINGFORD UNIT 5 | Generator | No | GT | Natural Gas |  |  | Rest-of-Pool |  | CT | CT |  | Existing | 45.241 | 49.43 | 45.241 | 48.222
1385 | Milford Power 1 Incremental | Generator | No | CC | Natural Gas |  |  | Rest-of-Pool |  | CT | CT |  | Existing | 265.853 | 295.647 | 265.853 | 292.647
1386 | MILFORD POWER 2 | Generator | No | CC | Natural Gas |  |  | Rest-of-Pool |  | CT | CT |  | Existing | 263.59 | 291.132 | 263.59 | 287.59
1412 | ANP-BELLINGHAM 1 | Generator | No | CC | Natural Gas |  |  | Rest-of-Pool |  | MA | SEMA |  | Existing | 260.697 | 299.779 | 260.697 | 298.799
1415 | ANP-BELLINGHAM 2 | Generator | No | CC | Natural Gas |  |  | Rest-of-Pool |  | MA | SEMA |  | Existing | 261.569 | 298.604 | 261.569 | 297.604
1432 | GRS-FALL RIVER | Generator | No | GT | Landfill Gas |  |  | Rest-of-Pool |  | MA | SEMA |  | Existing | 1.963 | 2.612 | 1.963 | 1.963
1572 | GRANBY SANITARY LANDFILL QF U5 | Generator | Yes | IC | Municipal Solid Waste |  |  | Rest-of-Pool |  | MA | WCMA |  | Existing | 0.716 | 0.873 | 0.716 | 0.873
1625 | GRANITE RIDGE ENERGY | Generator | No | CC | Natural Gas |  |  | Northern New England |  | NH | NH |  | Existing | 662.33 | 739.272 | 662.33 | 662.33
1630 | RISEP | Generator | No | CC | Natural Gas |  |  | Rest-of-Pool |  | RI | RI |  | Existing | 551.668 | 585.87 | 551.668 | 551.668
1649 | EP Newington Energy, LLC | Generator | No | CC | Natural Gas |  |  | Northern New England |  | NH | NH |  | Existing | 559.5 | 599.239 | 559.5 | 559.5
1656 | HULL WIND TURBINE U5 | Generator | Yes | WT | Wind |  |  | Rest-of-Pool |  | MA | SEMA |  | Existing | 0.029 | 0.067 | 0 | 0
1672 | KENDALL CT | Generator | No | CC | Natural Gas |  |  | Rest-of-Pool |  | MA | NEMA |  | Existing | 180.941 | 187 | 180.941 | 180.941
1691 | FORE RIVER-1 | Generator | No | CC | Natural Gas |  |  | Rest-of-Pool |  | MA | SEMA |  | Existing | 712.695 | 819.088 | 712.695 | 712.695
2278 | BARKER LOWER HYDRO | Generator | Yes | HDR | Water |  |  | Maine |  | ME | ME |  | Existing | 0 | 0.774 | 0 | 0.774
2279 | BARKER UPPER HYDRO | Generator | Yes | HDR | Water |  |  | Maine |  | ME | ME |  | Existing | 0 | 0.732 | 0 | 0.732
2280 | BENTON FALLS HYDRO | Generator | Yes | HDR | Water |  |  | Maine |  | ME | ME |  | Existing | 0.191 | 2.156 | 0.191 | 2.156
2281 | BROWNS MILL HYDRO | Generator | Yes | HDR | Water |  |  | Maine |  | ME | ME |  | Existing | 0.022 | 0.413 | 0.022 | 0.413
2282 | DAMARISCOTTA HYDRO | Generator | Yes | HDR | Water |  |  | Maine |  | ME | ME |  | Existing | 0 | 0.272 | 0 | 0.272
2283 | EUSTIS HYDRO | Generator | Yes | HDR | Water |  |  | Maine |  | ME | ME |  | Existing | 0.017 | 0.112 | 0.017 | 0.112
2284 | GARDINER HYDRO | Generator | Yes | HDR | Water |  |  | Maine |  | ME | ME |  | Existing | 0 | 0.943 | 0 | 0.943
2285 | GREENVILLE HYDRO | Generator | Yes | HDR | Water |  |  | Maine |  | ME | ME |  | Existing | 0 | 0.202 | 0 | 0.202
2286 | HACKETT MILLS HYDRO | Generator | Yes | HDR | Water |  |  | Maine |  | ME | ME |  | Existing | 0 | 0.28 | 0 | 0.28
2287 | MECHANIC FALLS HYDRO | Generator | Yes | HDR | Water |  |  | Maine |  | ME | ME |  | Existing | 0 | 0.158 | 0 | 0.158
2290 | PITTSFIELD HYDRO | Generator | Yes | HDR | Water |  |  | Maine |  | ME | ME |  | Existing | 0.01 | 0.6 | 0.01 | 0.6
2292 | YORK HYDRO | Generator | Yes | HDR | Water |  |  | Maine |  | ME | ME |  | Existing | 0 | 0.374 | 0 | 0.374
2426 | Hydro Kennebec | Generator | Yes | HDR | Water |  |  | Maine |  | ME | ME |  | Existing | 4.048 | 9.415 | 4.048 | 9.415
2431 | DODGE FALLS-NEW | Generator | Yes | HDR | Water |  |  | Northern New England |  | VT | VT |  | Existing | 1.234 | 3.453 | 1.234 | 3.453
2432 | HUNTINGTON FALLS-NEW | Generator | Yes | HDR | Water |  |  | Northern New England |  | VT | VT |  | Existing | 0.893 | 2.933 | 0.893 | 2.933
2433 | RYEGATE 1-NEW | Generator | Yes | ST | Wood/Wood Waste Solids. |  |  | Northern New England |  | VT | VT |  | Existing | 19 | 19 | 19 | 19
2462 | PLAINVILLE GEN QF U5 | Generator | Yes | IC | Other Biomass Gas. Includes digester gas, methane, and other biomass gasses. |  |  | Rest-of-Pool |  | MA | SEMA |  | Existing | 1.117 | 1.297 | 1.117 | 1.297
2466 | CHERRY 7 | Generator | No | IC | Distillate Fuel Oil. Including Diesel, Nos. 1,2,3 and ULSD |  |  | Rest-of-Pool |  | MA | WCMA |  | Existing | 2.65 | 2.6 | 2.6 | 2.6
2467 | CHERRY 8 | Generator | No | IC | Natural Gas |  |  | Rest-of-Pool |  | MA | WCMA |  | Existing | 3.3 | 3.4 | 3.3 | 3.3
2470 | CHERRY 12 | Generator | No | IC | Distillate Fuel Oil. Including Diesel, Nos. 1,2,3 and ULSD |  |  | Rest-of-Pool |  | MA | WCMA |  | Existing | 4.999 | 4.999 | 4.999 | 4.999
9100 | CL&P Connecticut Portfolio | Demand |  |  |  | ON_PEAK | PASSIVE | Rest-of-Pool |  | CT | CT |  | Existing | 0.752 | 0.207 | 0.207 | 0.207
9105 | PSNH CORE EE Pgm Portfolio I | Demand |  |  |  | ON_PEAK | PASSIVE | Northern New England |  | NH | NH |  | Existing | 0.089 | 0.405 | 0.089 | 0.089
9115 | CL&P Dist Gen 2007 | Demand |  |  |  | ON_PEAK | PASSIVE | Rest-of-Pool |  | CT | CT |  | Existing | 0.293 | 0.293 | 0.293 | 0.293
9116 | ngrid ri odr eeproject_1 | Demand |  |  |  | ON_PEAK | PASSIVE | Rest-of-Pool |  | RI | RI |  | Existing | 0.154 | 0.044 | 0.044 | 0.044
9120 | ngrid sema odr eeproject_1 | Demand |  |  |  | ON_PEAK | PASSIVE | Rest-of-Pool |  | MA | SEMA |  | Existing | 0.14 | 0.321 | 0.14 | 0.14
9121 | ngrid wcma odr eeproject_1 | Demand |  |  |  | ON_PEAK | PASSIVE | Rest-of-Pool |  | MA | WCMA |  | Existing | 0.15 | 0.345 | 0.15 | 0.15
9122 | ngrid nema odr eeproject_1 | Demand |  |  |  | ON_PEAK | PASSIVE | Rest-of-Pool |  | MA | NEMA |  | Existing | 0.104 | 0.237 | 0.104 | 0.104
9123 | NSTAR SEMA | Demand |  |  |  | ON_PEAK | PASSIVE | Rest-of-Pool |  | MA | SEMA |  | Existing | 0.079 | 0.026 | 0.026 | 0.026
9126 | NSTAR NEMA 07 | Demand |  |  |  | ON_PEAK | PASSIVE | Rest-of-Pool |  | MA | NEMA |  | Existing | 0.459 | 0.113 | 0.113 | 0.113
9128 | NHEC CORE EE Pgm Portfolio 1 | Demand |  |  |  | ON_PEAK | PASSIVE | Northern New England |  | NH | NH |  | Existing | 0.159 | 0.161 | 0.159 | 0.159
9129 | UMass Amherst - 4 MW Steam Turbine | Demand |  |  |  | ON_PEAK | PASSIVE | Rest-of-Pool |  | MA | WCMA |  | Existing | 1.62 | 1.62 | 1.62 | 1.62
10106 | Citizens Group A | Demand |  |  |  | REAL_TIME | ACTIVE | Northern New England |  | VT | VT | Northwest Vermont | Existing | 5.076 | 5.492 | 5.076 | 5.076
10361 | BOC Kittery Load | Demand |  |  |  | REAL_TIME | ACTIVE | Maine |  | ME | ME | Portland Maine | Existing | 13.5 | 9.396 | 9.396 | 9.396
10401 | CELLEY MILL U5 | Generator | Yes | HDR | Water |  |  | Northern New England |  | NH | NH |  | Existing | 0 | 0.016 | 0 | 0.016
10403 | EASTMAN BROOK U5 | Generator | Yes | HDR | Water |  |  | Northern New England |  | NH | NH |  | Existing | 0 | 0.029 | 0 | 0.029
10406 | LOWER VALLEY HYDRO U5 | Generator | Yes | HDR | Water |  |  | Northern New England |  | NH | NH |  | Existing | 0.076 | 0.173 | 0.076 | 0.173
10409 | SWEETWATER HYDRO U5 | Generator | Yes | HDR | Water |  |  | Northern New England |  | NH | NH |  | Existing | 0.109 | 0.132 | 0.109 | 0.132
10424 | Great Lakes - Berlin Incremental | Generator | Yes | HDR | Water |  |  | Northern New England |  | NH | NH |  | Existing | 5.655 | 10.035 | 5.655 | 10.035
10770 | WEST SPRINGFIELD HYDRO U5 | Generator | Yes | HDR | Water |  |  | Rest-of-Pool |  | MA | WCMA |  | Existing | 0.333 | 0.959 | 0.333 | 0.959
11052 | GRTR NEW BEDFORD LFG UTIL PROJ | Generator | Yes | IC | Landfill Gas |  |  | Rest-of-Pool |  | MA | SEMA |  | Existing | 2.001 | 2.022 | 2.001 | 2.022
11126 | NORTH HARTLAND HYDRO | Generator | Yes | HDR | Water |  |  | Northern New England |  | VT | VT |  | Existing | 0.41 | 1.88 | 0.41 | 1.88
11408 | HULL WIND TURBINE II | Generator | Yes | WT | Wind |  |  | Rest-of-Pool |  | MA | SEMA |  | Existing | 0.064 | 0.145 | 0.064 | 0.145
11424 | RUMFORD FALLS | Generator | Yes | HDR | Water |  |  | Maine |  | ME | ME |  | Existing | 19.127 | 32.655 | 19.127 | 32.655
11842 | WATERSIDE POWER | Generator | No | GT | Distillate Fuel Oil. Including Diesel, Nos. 1,2,3 and ULSD |  |  | Rest-of-Pool |  | CT | CT |  | Existing | 68.16 | 71.557 | 68.16 | 68.16
11925 | BROCKTON BRIGHTFIELDS | Generator | Yes | PV | Solar |  |  | Rest-of-Pool |  | MA | SEMA |  | Existing | 0.03 | 0 | 0.03 | 0
12108 | FIEC DIESEL | Generator | No | IC | Distillate Fuel Oil. Including Diesel, Nos. 1,2,3 and ULSD |  |  | Maine |  | ME | ME |  | Existing | 1.54 | 1.596 | 1.54 | 1.54
12500 | Thomas A. Watson | Generator | No | GT | Natural Gas |  |  | Rest-of-Pool |  | MA | SEMA |  | Existing | 105.193 | 114.8 | 105.193 | 105.193
12504 | Devon 15-18 | Generator | No | GT | Kerosene |  |  | Rest-of-Pool |  | CT | CT |  | Existing | 187.589 | 187.6 | 187.589 | 187.589
12505 | Middletown 12-15 | Generator | No | GT | Kerosene |  |  | Rest-of-Pool |  | CT | CT |  | Existing | 187.6 | 187.6 | 187.6 | 187.6
12509 | UNH Power Plant | Generator | No | GT | Landfill Gas |  |  | Northern New England |  | NH | NH |  | Existing | 2 | 2 | 2 | 2
12510 | Swanton Gas Turbine 1 | Generator | No | GT | Distillate Fuel Oil. Including Diesel, Nos. 1,2,3 and ULSD |  |  | Northern New England |  | VT | VT |  | Existing | 19.304 | 23.929 | 19.304 | 19.304
12511 | Swanton Gas Turbine 2 | Generator | No | GT | Distillate Fuel Oil. Including Diesel, Nos. 1,2,3 and ULSD |  |  | Northern New England |  | VT | VT |  | Existing | 19.349 | 23.815 | 19.349 | 19.349
12524 | Cos Cob 13&14 | Generator | No | GT | Kerosene |  |  | Rest-of-Pool |  | CT | CT |  | Existing | 36 | 36 | 36 | 36
12526 | Pierce | Generator | No | GT | Natural Gas |  |  | Rest-of-Pool |  | CT | CT |  | Existing | 74.085 | 87 | 74.085 | 74.085
12530 | Sheffield Wind Farm | Generator | Yes | WT | Wind |  |  | Northern New England |  | VT | VT |  | Existing | 3.173 | 7.889 | 3.173 | 7.889
12551 | Kibby Wind Power | Generator | Yes | WT | Wind |  |  | Maine |  | ME | ME |  | Existing | 15.779 | 32.352 | 15.779 | 32.352
12564 | Waterbury Generation Facility | Generator | No | GT | Natural Gas |  |  | Rest-of-Pool |  | CT | CT |  | Existing | 89.536 | 98.749 | 89.536 | 89.536
12581 | CL&P - Conservation & Load Management (CL&M) - Energy Efficiency Project | Demand |  |  |  | SEASONAL_PEAK | PASSIVE | Rest-of-Pool |  | CT | CT |  | Existing | 335.686 | 374.115 | 335.686 | 335.686
12583 | CL&P Distributed Generation FCM 2010 | Demand |  |  |  | ON_PEAK | PASSIVE | Rest-of-Pool |  | CT | CT |  | Existing | 34.232 | 34.232 | 34.232 | 34.232
12584 | Conservation and Load Management Program | Demand |  |  |  | ON_PEAK | PASSIVE | Rest-of-Pool |  | CT | CT |  | Existing | 5.66 | 3.507 | 3.507 | 3.507
12586 | Efficiency Maine Residential Efficient Products | Demand |  |  |  | ON_PEAK | PASSIVE | Maine |  | ME | ME |  | Existing | 0.198 | 0.117 | 0.117 | 0.117
12590 | Ameresco CT DSM | Demand |  |  |  | ON_PEAK | PASSIVE | Rest-of-Pool |  | CT | CT |  | Existing | 1.942 | 1.597 | 1.597 | 1.597
12597 | Cambridge Energy Alliance-1 | Demand |  |  |  | ON_PEAK | PASSIVE | Rest-of-Pool |  | MA | NEMA |  | Existing | 0.653 | 0.653 | 0.653 | 0.653
12598 | Cambridge Energy Alliance-2 | Demand |  |  |  | ON_PEAK | PASSIVE | Rest-of-Pool |  | MA | NEMA |  | Existing | 4.736 | 4.736 | 4.736 | 4.736
12600 | UI Conservation and Load Management Programs | Demand |  |  |  | SEASONAL_PEAK | PASSIVE | Rest-of-Pool |  | CT | CT |  | Existing | 63.449 | 63.566 | 63.449 | 63.449
12657 | Unitil CORE Energy Efficiency Programs-2 | Demand |  |  |  | ON_PEAK | PASSIVE | Rest-of-Pool |  | MA | WCMA |  | Existing | 5.301 | 5.178 | 5.178 | 5.178
12670 | ngrid_nema_fca1_eeodr | Demand |  |  |  | ON_PEAK | PASSIVE | Rest-of-Pool |  | MA | NEMA |  | Existing | 69.228 | 73.467 | 69.228 | 69.228
12671 | ngrid_nh_fca1_eeodr | Demand |  |  |  | ON_PEAK | PASSIVE | Northern New England |  | NH | NH |  | Existing | 7.723 | 8.668 | 7.723 | 7.723
12672 | ngrid_ri_fca1_eeodr | Demand |  |  |  | ON_PEAK | PASSIVE | Rest-of-Pool |  | RI | RI |  | Existing | 136.179 | 126.819 | 126.819 | 126.819
12673 | ngrid_sema_fca1_eeodr | Demand |  |  |  | ON_PEAK | PASSIVE | Rest-of-Pool |  | MA | SEMA |  | Existing | 119.944 | 121.728 | 119.944 | 119.944
12674 | ngrid_wcma_fca1_eeodr | Demand |  |  |  | ON_PEAK | PASSIVE | Rest-of-Pool |  | MA | WCMA |  | Existing | 175.788 | 172.723 | 172.723 | 172.723
12684 | NSTAR EE NEMA | Demand |  |  |  | ON_PEAK | PASSIVE | Rest-of-Pool |  | MA | NEMA |  | Existing | 285.052 | 224.571 | 224.571 | 224.571
12685 | NSTAR EE SEMA | Demand |  |  |  | ON_PEAK | PASSIVE | Rest-of-Pool |  | MA | SEMA |  | Existing | 63.4 | 47.762 | 47.762 | 47.762
12693 | PSNH CORE Energy Efficiency Programs | Demand |  |  |  | ON_PEAK | PASSIVE | Northern New England |  | NH | NH |  | Existing | 85.299 | 86.148 | 85.299 | 85.299
12694 | Acushnet Company - Ball Plant II - Combined Heat and Power Project | Demand |  |  |  | ON_PEAK | PASSIVE | Rest-of-Pool |  | MA | SEMA |  | Existing | 2.111 | 2.111 | 2.111 | 2.111
12696 | 7.9 MW CHP Plant | Demand |  |  |  | ON_PEAK | PASSIVE | Northern New England |  | NH | NH |  | Existing | 10.8 | 10.8 | 10.8 | 10.8
12705 | Cape Light Compact Energy Efficiency Portfolio | Demand |  |  |  | ON_PEAK | PASSIVE | Rest-of-Pool |  | MA | SEMA |  | Existing | 23.246 | 26.808 | 23.246 | 26.746
12749 | Bridgewater Correctional Complex Cogeneration | Demand |  |  |  | ON_PEAK | PASSIVE | Rest-of-Pool |  | MA | SEMA |  | Existing | 1.412 | 1.412 | 1.412 | 1.412
12753 | MA SEMA state colleges | Demand |  |  |  | ON_PEAK | PASSIVE | Rest-of-Pool |  | MA | SEMA |  | Existing | 0.147 | 0.147 | 0.147 | 0.147
12757 | NHEC Energy Efficiency Programs | Demand |  |  |  | ON_PEAK | PASSIVE | Northern New England |  | NH | NH |  | Existing | 2.672 | 3.126 | 2.672 | 2.672
12786 | CSG Aggregation of DG and 24 hr lighting EE - NEMA1 | Demand |  |  |  | ON_PEAK | PASSIVE | Rest-of-Pool |  | MA | NEMA |  | Existing | 12.318 | 12.318 | 12.318 | 12.318
12790 | CSG Aggregation of DG and 24 hr lighting EE -RI | Demand |  |  |  | ON_PEAK | PASSIVE | Rest-of-Pool |  | RI | RI |  | Existing | 0.217 | 0.217 | 0.217 | 0.217
12791 | CSG Aggregation of DG and 24 hr lighting EE - SEMA1 | Demand |  |  |  | ON_PEAK | PASSIVE | Rest-of-Pool |  | MA | SEMA |  | Existing | 1.517 | 1.517 | 1.517 | 1.517
12799 | CSG Aggregation of DG and 24 hr lighting EE - WCMA1 | Demand |  |  |  | ON_PEAK | PASSIVE | Rest-of-Pool |  | MA | WCMA |  | Existing | 2.106 | 2.106 | 2.106 | 2.106
12801 | UES CORE Energy Efficiency Programs | Demand |  |  |  | ON_PEAK | PASSIVE | Northern New England |  | NH | NH |  | Existing | 8.475 | 8.906 | 8.475 | 8.475
12802 | University of Massachusetts Central Heating Plant-3 | Demand |  |  |  | ON_PEAK | PASSIVE | Rest-of-Pool |  | MA | WCMA |  | Existing | 10.26 | 10.26 | 10.26 | 10.26
12806 | WMECO - Conservation & Load Management (CL&M) - Energy Efficiency Project | Demand |  |  |  | SEASONAL_PEAK | PASSIVE | Rest-of-Pool |  | MA | WCMA |  | Existing | 12.941 | 11.656 | 11.656 | 11.656
12822 | Burlington Electric Department - On-Peak Efficiency | Demand |  |  |  | ON_PEAK | PASSIVE | Northern New England |  | VT | VT |  | Existing | 6.197 | 5.912 | 5.912 | 5.912
12832 | CPLN MA NEMA OP | Demand |  |  |  | ON_PEAK | PASSIVE | Rest-of-Pool |  | MA | NEMA |  | Existing | 9.266 | 8.721 | 8.721 | 8.721
12838 | CPLN MA WC OP | Demand |  |  |  | ON_PEAK | PASSIVE | Rest-of-Pool |  | MA | WCMA |  | Existing | 10.3 | 10.299 | 10.299 | 10.299
12845 | Vermont Efficiency Portfolio-1 | Demand |  |  |  | ON_PEAK | PASSIVE | Northern New England |  | VT | VT |  | Existing | 89.465 | 121.607 | 89.465 | 89.465
13673 | MATEP (DIESEL) | Generator | No | IC | Distillate Fuel Oil. Including Diesel, Nos. 1,2,3 and ULSD |  |  | Rest-of-Pool |  | MA | NEMA |  | Existing | 11.18 | 11.39 | 0 | 0
13675 | MATEP (COMBINED CYCLE) | Generator | No | CC | Natural Gas |  |  | Rest-of-Pool |  | MA | NEMA |  | Existing | 53.116 | 57.812 | 53.116 | 53.116
13703 | Verso VCG1 | Generator | No | GT | Natural Gas |  |  | Maine |  | ME | ME |  | Existing | 47.223 | 55.461 | 0 | 0
13704 | Verso VCG2 | Generator | No | GT | Natural Gas |  |  | Maine |  | ME | ME |  | Existing | 40.921 | 55.091 | 0 | 0
13705 | Verso VCG3 | Generator | No | GT | Natural Gas |  |  | Maine |  | ME | ME |  | Existing | 40.917 | 54.011 | 0 | 0
14087 | MAT3 | Generator | No | IC | Distillate Fuel Oil. Including Diesel, Nos. 1,2,3 and ULSD |  |  | Rest-of-Pool |  | MA | NEMA |  | Existing | 17.39 | 18.63 | 0 | 0
14217 | NORTHFIELD MOUNTAIN 1 | Generator | No | PS | Water |  |  | Rest-of-Pool |  | MA | WCMA |  | Existing | 292 | 292 | 292 | 292
14218 | NORTHFIELD MOUNTAIN 2 | Generator | No | PS | Water |  |  | Rest-of-Pool |  | MA | WCMA |  | Existing | 292 | 292 | 292 | 292
14219 | NORTHFIELD MOUNTAIN 3 | Generator | No | PS | Water |  |  | Rest-of-Pool |  | MA | WCMA |  | Existing | 292 | 292 | 292 | 292
14220 | NORTHFIELD MOUNTAIN 4 | Generator | No | PS | Water |  |  | Rest-of-Pool |  | MA | WCMA |  | Existing | 292 | 292 | 292 | 292
14595 | Granite Reliable Power | Generator | Yes | WT | Wind |  |  | Northern New England |  | NH | NH |  | Existing | 12.75 | 26.837 | 12.75 | 26.837
14599 | Rhode Island LFG Genco, LLC - ST | Generator | Yes | CC | Landfill Gas |  |  | Rest-of-Pool |  | RI | RI |  | Existing | 26 | 26 | 26 | 26
14610 | Princeton Wind Farm Project | Generator | Yes | WT | Wind |  |  | Rest-of-Pool |  | MA | WCMA |  | Existing | 0.079 | 0.335 | 0.079 | 0.335
14614 | Kleen Energy | Generator | No | CC | Natural Gas |  |  | Rest-of-Pool |  | CT | CT |  | Existing | 620 | 620 | 620 | 620
14623 | Valley Hydro (Station No. 5) | Generator | Yes | HDR | Water |  |  | Rest-of-Pool |  | MA | WCMA |  | Existing | 0 | 0.129 | 0 | 0.129
14660 | Lempster Wind | Generator | Yes | WT | Wind |  |  | Northern New England |  | NH | NH |  | Existing | 2.694 | 7.467 | 2.694 | 7.467
14661 | Berkshire Wind Power Project | Generator | Yes | WT | Wind |  |  | Rest-of-Pool |  | MA | WCMA |  | Existing | 1.426 | 4.427 | 1.426 | 4.427
14663 | WMRE Crossroads | Generator | No | IC | Landfill Gas |  |  | Maine |  | ME | ME |  | Existing | 2.943 | 2.806 | 2.806 | 2.806
14665 | Record Hill Wind | Generator | Yes | WT | Wind |  |  | Maine |  | ME | ME |  | Existing | 5.71 | 12.013 | 5.71 | 12.013
14706 | Kimberly-Clark Corp Energy Independence Project | Generator | No | CC | Natural Gas |  |  | Rest-of-Pool |  | CT | CT |  | Existing | 13.095 | 14 | 13.095 | 13.095
15415 | Dartmouth Power Expansion | Generator | No | GT | Natural Gas |  |  | Rest-of-Pool |  | MA | SEMA |  | Existing | 19.578 | 20.977 | 19.578 | 19.578
15477 | New Haven Harbor Units 2, 3, & 4 | Generator | No | GT | Kerosene |  |  | Rest-of-Pool |  | CT | CT |  | Existing | 128.838 | 129.6 | 128.838 | 128.838
15509 | Plainfield Renewable Energy | Generator | No | ST | Wood/Wood Waste Solids. |  |  | Rest-of-Pool |  | CT | CT |  | Existing | 37.5 | 37.5 | 37.5 | 37.5
15586 | Gardner Wind Turbine | Demand |  |  |  | ON_PEAK | PASSIVE | Rest-of-Pool |  | MA | WCMA |  | Existing | 0.359 | 0.318 | 0.318 | 0.318
16296 | Milford Hydro | Generator | Yes | HDR | Water |  |  | Maine |  | ME | ME |  | Existing | 3.679 | 5.528 | 3.679 | 5.528
16523 | Stillwater | Generator | Yes | HDR | Water |  |  | Maine |  | ME | ME |  | Existing | 0.744 | 1.246 | 0.744 | 1.246
16525 | Medway | Generator | Yes | HDR | Water |  |  | Maine |  | ME | ME |  | Existing | 3.191 | 2.869 | 3.191 | 2.869
16547 | UI C&LM Programs | Demand |  |  |  | SEASONAL_PEAK | PASSIVE | Rest-of-Pool |  | CT | CT |  | Existing | 3.049 | 3.299 | 3.049 | 3.049
16631 | Victory Road Dorchester PV | Generator | Yes | PV | Solar |  |  | Rest-of-Pool |  | MA | NEMA |  | Existing | 0.316 | 0 | 0 | 0
16640 | Hilldale Ave Haverhill PV | Generator | Yes | PV | Solar |  |  | Rest-of-Pool |  | MA | NEMA |  | Existing | 0.27 | 0 | 0 | 0
16642 | Railroad Street Revere PV | Generator | Yes | PV | Solar |  |  | Rest-of-Pool |  | MA | NEMA |  | Existing | 0.245 | 0 | 0 | 0
16643 | Rover Street Everett PV | Generator | Yes | PV | Solar |  |  | Rest-of-Pool |  | MA | NEMA |  | Existing | 0.168 | 0 | 0 | 0
16644 | Main Street Whitinsville PV | Generator | Yes | PV | Solar |  |  | Rest-of-Pool |  | MA | SEMA |  | Existing | 0.28 | 0 | 0 | 0
16651 | Efficiency Maine Trust Efficient Products | Demand |  |  |  | ON_PEAK | PASSIVE | Maine |  | ME | ME |  | Existing | 6.602 | 5.175 | 5.175 | 5.175
16653 | Berlin Biopower | Generator | No | PB | Wood/Wood Waste Solids. |  |  | Northern New England |  | NH | NH |  | Existing | 65.38 | 65.38 | 65.38 | 65.38
16659 | Ipswich Wind Farm 1 | Generator | Yes | WT | Wind |  |  | Rest-of-Pool |  | MA | NEMA |  | Existing | 0.158 | 0.299 | 0.158 | 0.299
16737 | DFC-ERG Hybrid Fuel Cell (3) | Generator | No | FC | Natural Gas |  |  | Rest-of-Pool |  | CT | CT |  | Existing | 2.467 | 2.5 | 2.467 | 2.467
16738 | BFCP Fuel Cell | Generator | No | FC | Natural Gas |  |  | Rest-of-Pool |  | CT | CT |  | Existing | 12.315 | 13.054 | 12.315 | 12.315
16790 | WCMA Project E | Demand |  |  |  | ON_PEAK | PASSIVE | Rest-of-Pool |  | MA | WCMA |  | Existing | 0.4 | 0.4 | 0.4 | 0.4
35453 | Efficiency Maine Trust | Demand |  |  |  | ON_PEAK | PASSIVE | Maine |  | ME | ME |  | Existing | 11.383 | 10.324 | 10.324 | 10.324
35485 | Fitchburg-FCA-5 | Generator | No | IC | Landfill Gas |  |  | Rest-of-Pool |  | MA | WCMA |  | Existing | 4.331 | 4.467 | 4.331 | 4.331
35555 | GMCW | Generator | Yes | WT | Wind |  |  | Northern New England |  | VT | VT |  | Existing | 0.864 | 2.274 | 0.864 | 2.274
35593 | Fiske Hydro | Generator | Yes | HDR | Water |  |  | Northern New England |  | NH | NH |  | Existing | 0.077 | 0.113 | 0.077 | 0.113
35656 | Rainbow_2 | Generator | No | HDP | Water |  |  | Rest-of-Pool |  | CT | CT |  | Existing | 4.1 | 4.1 | 4.1 | 4.1
35657 | Shrewsbury Diesels | Generator | No | IC | Distillate Fuel Oil. Including Diesel, Nos. 1,2,3 and ULSD |  |  | Rest-of-Pool |  | MA | WCMA |  | Existing | 13.75 | 13.65 | 13.65 | 13.65
35658 | Rainbow_1 | Generator | No | HDP | Water |  |  | Rest-of-Pool |  | CT | CT |  | Existing | 4.1 | 4.1 | 4.1 | 4.1
35693 | Spruce Mountain Wind | Generator | Yes | WT | Wind |  |  | Maine |  | ME | ME |  | Existing | 2.292 | 6.22 | 2.292 | 6.22
35728 | Moretown LG | Generator | No | IC | Landfill Gas |  |  | Northern New England |  | VT | VT |  | Existing | 1.071 | 1.447 | 0 | 0
35979 | Kingdom Community Wind | Generator | Yes | WT | Wind |  |  | Northern New England |  | VT | VT |  | Existing | 10.026 | 18.058 | 10.026 | 18.058
37040 | KENDALL STEAM | Generator | No | CC | Natural Gas |  |  | Rest-of-Pool |  | MA | NEMA |  | Existing | 22.938 | 22.938 | 22.938 | 22.938
37050 | Groton Wind Project | Generator | Yes | WT | Wind |  |  | Northern New England |  | NH | NH |  | Existing | 5.861 | 10.704 | 5.861 | 10.704
37072 | Beaver_Ridge_Wind | Generator | Yes | WT | Wind |  |  | Maine |  | ME | ME |  | Existing | 0.402 | 1.163 | 0.402 | 1.163
37077 | Woronoco Hydro LLC | Generator | Yes | HDR | Water |  |  | Rest-of-Pool |  | MA | WCMA |  | Existing | 0.38 | 1.119 | 0.38 | 1.119
37105 | Blue Sky West | Generator | Yes | WT | Wind |  |  | Maine |  | ME | ME |  | Existing | 21.581 | 57.067 | 21.581 | 57.067
37112 | Efficiency Maine Trust FCA6 | Demand |  |  |  | ON_PEAK | PASSIVE | Maine |  | ME | ME |  | Existing | 1.698 | 1.712 | 1.698 | 1.698
37120 | Thundermist Hydropower | Generator | Yes | HDR | Water |  |  | Rest-of-Pool |  | RI | RI |  | Existing | 0 | 0.793 | 0 | 0.793
37855 | Hess DR Northwest VT 2015-16 | Demand |  |  |  | REAL_TIME | ACTIVE | Northern New England |  | VT | VT | Northwest Vermont | Existing | 0.44 | 0.44 | 0 | 0
37930 | RTDR_50786_Eastern CT (7500) | Demand |  |  |  | REAL_TIME | ACTIVE | Rest-of-Pool |  | CT | CT | Eastern CT | Existing | 0.65 | 0.65 | 0 | 0
37931 | RTDR_50786_Lower SEMA (7511) | Demand |  |  |  | REAL_TIME | ACTIVE | Rest-of-Pool |  | MA | SEMA | Lower SEMA | Existing | 1.109 | 1.109 | 0 | 0
37933 | RTDR_50786_New Hampshire (7509) | Demand |  |  |  | REAL_TIME | ACTIVE | Northern New England |  | NH | NH | New Hampshire | Existing | 3.15 | 3.15 | 0 | 0
37935 | RTDR_50786_Northern CT (7501) | Demand |  |  |  | REAL_TIME | ACTIVE | Rest-of-Pool |  | CT | CT | Northern CT | Existing | 3.45 | 3.45 | 0 | 0
37937 | RTDR_50786_Portland Maine (7506) | Demand |  |  |  | REAL_TIME | ACTIVE | Maine |  | ME | ME | Portland Maine | Existing | 0.998 | 0.998 | 0 | 0
37940 | RTDR_50786_Seacoast (7510) | Demand |  |  |  | REAL_TIME | ACTIVE | Northern New England |  | NH | NH | Seacoast | Existing | 0.17 | 0.17 | 0 | 0
37941 | RTDR_50786_Springfield MA (7516) | Demand |  |  |  | REAL_TIME | ACTIVE | Rest-of-Pool |  | MA | WCMA | Springfield MA | Existing | 1.803 | 1.803 | 0 | 0
38057 | Efficiency Maine Trust FCA6 B | Demand |  |  |  | ON_PEAK | PASSIVE | Maine |  | ME | ME |  | Existing | 88.363 | 91.541 | 88.363 | 88.363
38078 | NFM Solar Power, LLC | Generator | Yes | PV | Solar |  |  | Rest-of-Pool |  | MA | WCMA |  | Existing | 0.507 | 0 | 0.507 | 0
38089 | Footprint Combined Cycle | Generator | No | CC | Natural Gas |  |  | Rest-of-Pool |  | MA | NEMA |  | Existing | 674 | 674 | 674 | 674
38114 | East Bridgewater Solar Energy Project | Generator | Yes | PV | Solar |  |  | Rest-of-Pool |  | MA | SEMA |  | Existing | 0.362 | 0 | 0.362 | 0
38115 | Harrington Street PV Project | Generator | Yes | PV | Solar |  |  | Rest-of-Pool |  | MA | WCMA |  | Existing | 4.627 | 0 | 4.627 | 0
38173 | Saddleback Ridge Wind | Generator | Yes | WT | Wind |  |  | Maine |  | ME | ME |  | Existing | 3.75 | 10.23 | 3.75 | 10.23
38178 | Southbridge Landfill Gas to Energy 17-18 | Generator | No | IC | Landfill Gas |  |  | Rest-of-Pool |  | MA | WCMA |  | Existing | 1.4 | 1.4 | 1.4 | 1.4
38181 | Westford Solar | Generator | Yes | PV | Solar |  |  | Rest-of-Pool |  | MA | WCMA |  | Existing | 1.626 | 0 | 1.626 | 0
38206 | Bridgeport Harbor 5 | Generator | No | CC | Natural Gas |  |  | Rest-of-Pool |  | CT | CT |  | Existing | 494.064 | 514.816 | 494.064 | 507.251
38210 | RTDR_50689_North_Shore_38210 | Demand |  |  |  | REAL_TIME | ACTIVE | Rest-of-Pool |  | MA | NEMA | North Shore | Existing | 9.454 | 9.454 | 9.454 | 9.454
38216 | WCMA CHP | Demand |  |  |  | ON_PEAK | PASSIVE | Rest-of-Pool |  | MA | WCMA |  | Existing | 13.684 | 14.294 | 13.684 | 13.684
38216 | WCMA CHP | Demand |  |  |  | ON_PEAK | PASSIVE | Rest-of-Pool |  | MA | WCMA |  | New | 2.16 | 2.16 | 0 | 0
38217 | RI CHP | Demand |  |  |  | ON_PEAK | PASSIVE | Rest-of-Pool |  | RI | RI |  | Existing | 11.953 | 11.953 | 11.953 | 11.953
38219 | WMECO EE WCMA | Demand |  |  |  | ON_PEAK | PASSIVE | Rest-of-Pool |  | MA | WCMA |  | Existing | 47.146 | 44.068 | 44.068 | 44.068
38249 | Silver lake Photovoltaic Facility | Generator | Yes | PV | Solar |  |  | Rest-of-Pool |  | MA | WCMA |  | Existing | 0.636 | 0 | 0.636 | 0
38250 | Indian Orchard Photovoltaic Facility | Generator | Yes | PV | Solar |  |  | Rest-of-Pool |  | MA | WCMA |  | Existing | 0.695 | 0 | 0.695 | 0
38252 | Indian River Power Supply# LLC | Generator | Yes | HDR | Water |  |  | Rest-of-Pool |  | MA | WCMA |  | Existing | 0.136 | 0.374 | 0.136 | 0.374
38278 | Wallingford Unit 6 and Unit 7 | Generator | No | GT | Natural Gas |  |  | Rest-of-Pool |  | CT | CT |  | Existing | 92.567 | 94.57 | 92.567 | 93.57
38287 | WMA Chester Solar 1 | Generator | Yes | PV | Solar |  |  | Rest-of-Pool |  | MA | WCMA |  | Existing | 1.904 | 0 | 1.904 | 0
38289 | Medway Peaker - SEMARI | Generator | No | GT | Natural Gas |  |  | Rest-of-Pool |  | MA | SEMA |  | Existing | 190.297 | 194.8 | 190.297 | 190.297
38297 | CPV_Towantic | Generator | No | CC | Natural Gas |  |  | Rest-of-Pool |  | CT | CT |  | Existing | 769.926 | 791.989 | 745 | 745
38302 | Fisher Road Solar I | Generator | Yes | PV | Solar |  |  | Rest-of-Pool |  | MA | SEMA |  | Existing | 1.92 | 0 | 1.92 | 0
38310 | Canal 3 | Generator | No | GT | Natural Gas |  |  | Rest-of-Pool |  | MA | SEMA |  | Existing | 333 | 333 | 333 | 333
38311 | NEMA CHP | Demand |  |  |  | ON_PEAK | PASSIVE | Rest-of-Pool |  | MA | NEMA |  | Existing | 6.48 | 6.48 | 6.48 | 6.48
38322 | DRCR_Central MA_201403 | Demand |  |  |  | REAL_TIME | ACTIVE | Rest-of-Pool |  | MA | WCMA | Central MA | Existing | 14.599 | 14.599 | 14.599 | 14.599
38322 | DRCR_Central MA_201403 | Demand |  |  |  | REAL_TIME | ACTIVE | Rest-of-Pool |  | MA | WCMA | Central MA | New | 7.063 | 5.184 | 0 | 0
38324 | DRCR_Lower SEMA_201403 | Demand |  |  |  | REAL_TIME | ACTIVE | Rest-of-Pool |  | MA | SEMA | Lower SEMA | Existing | 6.818 | 6.818 | 6.818 | 6.818
38331 | DRCR_Rhode Island_201403 | Demand |  |  |  | REAL_TIME | ACTIVE | Rest-of-Pool |  | RI | RI | Rhode Island | Existing | 18.9 | 18.9 | 18.9 | 18.9
38331 | DRCR_Rhode Island_201403 | Demand |  |  |  | REAL_TIME | ACTIVE | Rest-of-Pool |  | RI | RI | Rhode Island | New | 6.556 | 5.832 | 0 | 0
38334 | DRCR_SEMA_201403 | Demand |  |  |  | REAL_TIME | ACTIVE | Rest-of-Pool |  | MA | SEMA | SEMA | Existing | 20.034 | 20.034 | 20.034 | 20.034
38360 | DRCR_Boston_201403 | Demand |  |  |  | REAL_TIME | ACTIVE | Rest-of-Pool |  | MA | NEMA | Boston | Existing | 15.6 | 15.6 | 15.6 | 15.6
38360 | DRCR_Boston_201403 | Demand |  |  |  | REAL_TIME | ACTIVE | Rest-of-Pool |  | MA | NEMA | Boston | New | 30.65 | 21.924 | 0 | 0
38372 | Dartmouth Solar | Generator | Yes | PV | Solar |  |  | Rest-of-Pool |  | MA | SEMA |  | Existing | 1.43 | 0 | 1.43 | 0
38373 | Holliston | Generator | Yes | PV | Solar |  |  | Rest-of-Pool |  | MA | SEMA |  | Existing | 1.328 | 0 | 1.328 | 0
38374 | Plymouth | Generator | Yes | PV | Solar |  |  | Rest-of-Pool |  | MA | SEMA |  | Existing | 1.9 | 0 | 1.9 | 0
38375 | Uxbridge | Generator | Yes | PV | Solar |  |  | Rest-of-Pool |  | MA | SEMA |  | Existing | 1.218 | 0 | 1.218 | 0
38376 | Landcraft | Generator | Yes | PV | Solar |  |  | Rest-of-Pool |  | MA | SEMA |  | Existing | 0.923 | 0 | 0.923 | 0
38378 | LSRHS | Generator | Yes | PV | Solar |  |  | Rest-of-Pool |  | MA | NEMA |  | Existing | 0.4 | 0 | 0.4 | 0
38380 | Treasure Valley- SE | Generator | Yes | PV | Solar |  |  | Rest-of-Pool |  | MA | WCMA |  | Existing | 2.07 | 0 | 2.07 | 0
38381 | Belchertown SEd | Generator | Yes | PV | Solar |  |  | Rest-of-Pool |  | MA | WCMA |  | Existing | 0.525 | 0 | 0.525 | 0
38387 | CSG Aggregation of DG and 24 hr lighting EE - NEMA1_2 | Demand |  |  |  | ON_PEAK | PASSIVE | Rest-of-Pool |  | MA | NEMA |  | Existing | 10.376 | 10.376 | 10.376 | 10.376
38388 | CSG Aggregation of DG and 24 hr lighting EE - SEMA1_2 | Demand |  |  |  | ON_PEAK | PASSIVE | Rest-of-Pool |  | MA | SEMA |  | Existing | 3.4 | 3.588 | 3.4 | 3.4
38389 | CSG Aggregation of DG and 24 hr lighting EE - WCMA1_2 | Demand |  |  |  | ON_PEAK | PASSIVE | Rest-of-Pool |  | MA | WCMA |  | Existing | 5.249 | 5.437 | 5.249 | 5.249
38393 | RTDR_51325_Maine (7505) | Demand |  |  |  | REAL_TIME | ACTIVE | Maine |  | ME | ME | Maine | Existing | 59.4 | 59.4 | 0 | 0
38421 | Jericho Power | Generator | Yes | WT | Wind |  |  | Northern New England |  | NH | NH |  | Existing | 1.127 | 2.529 | 1.127 | 2.529
38438 | Deerfield Wind Project | Generator | Yes | WT | Wind |  |  | Northern New England |  | VT | VT |  | Existing | 5.022 | 10.811 | 5.022 | 10.811
38440 | Cottage St PV | Generator | Yes | PV | Solar |  |  | Rest-of-Pool |  | MA | WCMA |  | Existing | 1.245 | 0 | 1.245 | 0
38441 | UI RCP BGPT FC | Generator | No | FC | Natural Gas |  |  | Rest-of-Pool |  | CT | CT |  | Existing | 2.5 | 2.399 | 2.399 | 2.399
38442 | UI RCP NH FC | Generator | No | FC | Natural Gas |  |  | Rest-of-Pool |  | CT | CT |  | Existing | 2.35 | 2.385 | 2.35 | 2.35
38447 | Boston_PeakDR | Demand |  |  |  | ON_PEAK | PASSIVE | Rest-of-Pool |  | MA | NEMA |  | Existing | 17.82 | 17.82 | 17.82 | 17.82
38468 | Norfolk-Walpole Co-Gen | Demand |  |  |  | ON_PEAK | PASSIVE | Rest-of-Pool |  | MA | SEMA |  | Existing | 1.2 | 1.2 | 1.2 | 1.2
38475 | Hoosac Wind Project | Generator | Yes | WT | Wind |  |  | Rest-of-Pool |  | MA | WCMA |  | Existing | 3.942 | 7.678 | 3.942 | 7.678
38480 | Hubbardston SE | Generator | Yes | PV | Solar |  |  | Rest-of-Pool |  | MA | WCMA |  | Existing | 0.4 | 0 | 0.4 | 0
38483 | Ngrid_SEMA_CHP | Demand |  |  |  | ON_PEAK | PASSIVE | Rest-of-Pool |  | MA | SEMA |  | Existing | 3.852 | 3.852 | 3.852 | 3.852
38494 | 24 Boutilier Rd Leicester PV | Generator | Yes | PV | Solar |  |  | Rest-of-Pool |  | MA | WCMA |  | Existing | 0.248 | 0 | 0 | 0
38495 | Deepwater Wind Block Island | Generator | Yes | WT | Wind |  |  | Rest-of-Pool |  | RI | RI |  | Existing | 5.15 | 14.1 | 5.15 | 14.1
38500 | Mass Mid-State Solar | Generator | Yes | PV | Solar |  |  | Rest-of-Pool |  | MA | WCMA |  | Existing | 6.208 | 0 | 6.208 | 0
38510 | City of Gardner - Mill St. Solar | Generator | Yes | PV | Solar |  |  | Rest-of-Pool |  | MA | WCMA |  | Existing | 0.355 | 0 | 0.355 | 0
38527 | Grafton WD | Generator | Yes | PV | Solar |  |  | Rest-of-Pool |  | MA | WCMA |  | Existing | 0.563 | 0 | 0.563 | 0
38528 | 29 Oxford Rd Charlton PV | Generator | Yes | PV | Solar |  |  | Rest-of-Pool |  | MA | WCMA |  | Existing | 0.275 | 0 | 0 | 0
38530 | Mattapoisett 2 | Generator | Yes | PV | Solar |  |  | Rest-of-Pool |  | MA | SEMA |  | Existing | 0.316 | 0 | 0.316 | 0
38531 | Mattapoisett 1 | Generator | Yes | PV | Solar |  |  | Rest-of-Pool |  | MA | SEMA |  | Existing | 0.316 | 0 | 0.316 | 0
38532 | Leominster- South St. | Generator | Yes | PV | Solar |  |  | Rest-of-Pool |  | MA | NEMA |  | Existing | 0.984 | 0 | 0.984 | 0
38533 | Berlin 1 | Generator | Yes | PV | Solar |  |  | Rest-of-Pool |  | MA | WCMA |  | Existing | 0.295 | 0 | 0.295 | 0
38534 | Millbury Solar | Generator | Yes | PV | Solar |  |  | Rest-of-Pool |  | MA | WCMA |  | Existing | 0.935 | 0 | 0.935 | 0
38538 | Groton Road Shirley PV | Generator | Yes | PV | Solar |  |  | Rest-of-Pool |  | MA | WCMA |  | Existing | 0.32 | 0 | 0 | 0
38539 | 40 Auburn Rd Millbury PV | Generator | Yes | PV | Solar |  |  | Rest-of-Pool |  | MA | WCMA |  | Existing | 0.162 | 0 | 0 | 0
38543 | Carpenter Hill Rd Chartlon PV | Generator | Yes | PV | Solar |  |  | Rest-of-Pool |  | MA | WCMA |  | Existing | 0.298 | 0 | 0 | 0
38544 | 17 Kelly Rd Sturbridge PV | Generator | Yes | PV | Solar |  |  | Rest-of-Pool |  | MA | WCMA |  | Existing | 0.304 | 0 | 0 | 0
38545 | 90 River Rd Sturbridge PV | Generator | Yes | PV | Solar |  |  | Rest-of-Pool |  | MA | WCMA |  | Existing | 0.35 | 0 | 0 | 0
38548 | Fall River- Commerce | Generator | Yes | PV | Solar |  |  | Rest-of-Pool |  | MA | SEMA |  | Existing | 0.468 | 0 | 0.468 | 0
38551 | Fasll River - Innovation | Generator | Yes | PV | Solar |  |  | Rest-of-Pool |  | MA | SEMA |  | Existing | 1.355 | 0 | 1.355 | 0
38553 | Antrim Wind Resource | Generator | Yes | WT | Wind |  |  | Northern New England |  | NH | NH |  | Existing | 3.247 | 6.209 | 3.247 | 6.209
38555 | Berlin 2 | Generator | Yes | PV | Solar |  |  | Rest-of-Pool |  | MA | WCMA |  | Existing | 0.295 | 0 | 0.295 | 0
38556 | Berlin 3 | Generator | Yes | PV | Solar |  |  | Rest-of-Pool |  | MA | WCMA |  | Existing | 0.296 | 0 | 0.296 | 0
38558 | Fall River- Uxbridge | Generator | Yes | PV | Solar |  |  | Rest-of-Pool |  | MA | SEMA |  | Existing | 1.136 | 0 | 1.136 | 0
38559 | Berlin 4 | Generator | Yes | PV | Solar |  |  | Rest-of-Pool |  | MA | WCMA |  | Existing | 0.331 | 0 | 0.331 | 0
38560 | Grafton | Generator | Yes | PV | Solar |  |  | Rest-of-Pool |  | MA | WCMA |  | Existing | 0.858 | 0 | 0.858 | 0
38561 | True North | Generator | Yes | PV | Solar |  |  | Rest-of-Pool |  | MA | NEMA |  | Existing | 1.729 | 0 | 1.729 | 0
38562 | Franklin 1 | Generator | Yes | PV | Solar |  |  | Rest-of-Pool |  | MA | SEMA |  | Existing | 1.04 | 0 | 1.04 | 0
38565 | Franklin 2 | Generator | Yes | PV | Solar |  |  | Rest-of-Pool |  | MA | SEMA |  | Existing | 1.552 | 0 | 1.552 | 0
38567 | Billerica | Generator | Yes | PV | Solar |  |  | Rest-of-Pool |  | MA | WCMA |  | Existing | 1.976 | 0 | 1.976 | 0
38574 | Route 57 | Generator | Yes | PV | Solar |  |  | Rest-of-Pool |  | MA | WCMA |  | Existing | 0.735 | 0 | 0.735 | 0
38575 | Agawam Solar | Generator | Yes | PV | Solar |  |  | Rest-of-Pool |  | MA | WCMA |  | Existing | 0.653 | 0 | 0.653 | 0
38576 | Whately | Generator | Yes | PV | Solar |  |  | Rest-of-Pool |  | MA | WCMA |  | Existing | 0.617 | 0 | 0.617 | 0
38577 | Holiday Hill Community Wind | Generator | Yes | WT | Wind |  |  | Rest-of-Pool |  | MA | WCMA |  | Existing | 0.527 | 1.118 | 0.527 | 1.118
38579 | Rehoboth | Generator | Yes | PV | Solar |  |  | Rest-of-Pool |  | MA | SEMA |  | Existing | 0.93 | 0 | 0.93 | 0
38580 | Amesbury | Generator | Yes | PV | Solar |  |  | Rest-of-Pool |  | MA | NEMA |  | Existing | 2.312 | 0 | 2.312 | 0
38581 | Tyngsborough | Generator | Yes | PV | Solar |  |  | Rest-of-Pool |  | MA | WCMA |  | Existing | 0.871 | 0 | 0.871 | 0
38582 | Norton MA | Generator | Yes | PV | Solar |  |  | Rest-of-Pool |  | MA | SEMA |  | Existing | 0.626 | 0 | 0.626 | 0
38583 | Agawam II | Generator | Yes | PV | Solar |  |  | Rest-of-Pool |  | MA | WCMA |  | Existing | 0.804 | 0 | 0.804 | 0
38584 | Bridgewater | Generator | Yes | PV | Solar |  |  | Rest-of-Pool |  | MA | SEMA |  | Existing | 0.441 | 0 | 0.441 | 0
38655 | Barrett Distribution - Franklin Solar | Generator | Yes | PV | Solar |  |  | Rest-of-Pool |  | MA | SEMA |  | Existing | 0.21 | 0 | 0.21 | 0
38657 | Heliovaas - Acton Solar | Generator | Yes | PV | Solar |  |  | Rest-of-Pool |  | MA | NEMA |  | Existing | 0.539 | 0 | 0.539 | 0
38661 | Heliovaas - Sudbury Solar | Generator | Yes | PV | Solar |  |  | Rest-of-Pool |  | MA | NEMA |  | Existing | 0.531 | 0 | 0.531 | 0
38669 | Future Gen Wind | Generator | Yes | WT | Wind |  |  | Rest-of-Pool |  | MA | SEMA |  | Existing | 1.351 | 1.639 | 1.351 | 1.639
38689 | Bloom Energy CT SOFC | Demand |  |  |  | ON_PEAK | PASSIVE | Rest-of-Pool |  | CT | CT |  | Existing | 9.18 | 9.18 | 9.18 | 9.18
38692 | MMWEC Simple Cycle Gas Turbine | Generator | No | GT | Natural Gas |  |  | Rest-of-Pool |  | MA | NEMA |  | Existing | 57.967 | 57.967 | 57.967 | 57.967
38694 | RTDR_Maine | Demand |  |  |  | REAL_TIME | ACTIVE | Maine |  | ME | ME | Maine | Existing | 1.066 | 1.066 | 0 | 0
38696 | Blossom Rd 1 Fall River PV | Generator | Yes | PV | Solar |  |  | Rest-of-Pool |  | MA | SEMA |  | Existing | 0.345 | 0 | 0 | 0
38698 | Blossom Rd 2 Fall River PV | Generator | Yes | PV | Solar |  |  | Rest-of-Pool |  | MA | SEMA |  | Existing | 0.374 | 0 | 0 | 0
38699 | Groveland St Abington PV | Generator | Yes | PV | Solar |  |  | Rest-of-Pool |  | MA | SEMA |  | Existing | 0.355 | 0 | 0 | 0
38700 | Stafford St Leicester PV 2 | Generator | Yes | PV | Solar |  |  | Rest-of-Pool |  | MA | WCMA |  | Existing | 0.212 | 0 | 0 | 0
38701 | Onset East | Generator | Yes | PV | Solar |  |  | Rest-of-Pool |  | MA | SEMA |  | Existing | 0.52 | 0 | 0.52 | 0
38702 | Onset West | Generator | Yes | PV | Solar |  |  | Rest-of-Pool |  | MA | SEMA |  | Existing | 0.52 | 0 | 0.52 | 0
38704 | Richardson Ave Attleboro PV 2 | Generator | Yes | PV | Solar |  |  | Rest-of-Pool |  | MA | SEMA |  | Existing | 0.394 | 0 | 0 | 0
38706 | Old Upton Rd Grafton PV 2 | Generator | Yes | PV | Solar |  |  | Rest-of-Pool |  | MA | WCMA |  | Existing | 0.2 | 0 | 0 | 0
38707 | Main St Dighton PV | Generator | Yes | PV | Solar |  |  | Rest-of-Pool |  | MA | SEMA |  | Existing | 0.352 | 0 | 0 | 0
38708 | Groton School Rd Ayer PV 2 | Generator | Yes | PV | Solar |  |  | Rest-of-Pool |  | MA | WCMA |  | Existing | 0.359 | 0 | 0 | 0
38709 | Frank Mossberg Dr Atteleboro PV | Generator | Yes | PV | Solar |  |  | Rest-of-Pool |  | MA | SEMA |  | Existing | 0.171 | 0 | 0 | 0
38738 | Canton Mountain Wind Project | Generator | Yes | WT | Wind |  |  | Maine |  | ME | ME |  | Existing | 2.458 | 5.828 | 2.458 | 5.828
38757 | WOODBRIDGE FUEL CELL | Generator | No | FC | Natural Gas |  |  | Rest-of-Pool |  | CT | CT |  | Existing | 2.1 | 2.1 | 2.1 | 2.1
38758 | CT Small Gen | Demand |  |  |  | REAL_TIME | ACTIVE | Rest-of-Pool |  | CT | CT | Western CT | Existing | 1.944 | 1.944 | 1.944 | 1.944
38760 | Norwich WWT | Generator | No | IC | Distillate Fuel Oil. Including Diesel, Nos. 1,2,3 and ULSD |  |  | Rest-of-Pool |  | CT | CT |  | Existing | 2 | 2 | 2 | 2
38787 | CT On-Peak Solar | Demand |  |  |  | ON_PEAK | PASSIVE | Rest-of-Pool |  | CT | CT |  | Existing | 39.539 | 10.249 | 10.249 | 10.249
38795 | Hadley 2 | Generator | Yes | PV | Solar |  |  | Rest-of-Pool |  | MA | WCMA |  | Existing | 0.851 | 0 | 0.851 | 0
38800 | DRCR_Western MA_2016 | Demand |  |  |  | REAL_TIME | ACTIVE | Rest-of-Pool |  | MA | WCMA | Western MA | Existing | 14 | 14 | 14 | 14
38800 | DRCR_Western MA_2016 | Demand |  |  |  | REAL_TIME | ACTIVE | Rest-of-Pool |  | MA | WCMA | Western MA | New | 9.709 | 7.754 | 0 | 0
38803 | DRCR_Springfield MA_2016 | Demand |  |  |  | REAL_TIME | ACTIVE | Rest-of-Pool |  | MA | WCMA | Springfield MA | Existing | 7.804 | 7.804 | 7.804 | 7.804
38813 | DRCR_New Hampshire_2016 | Demand |  |  |  | REAL_TIME | ACTIVE | Northern New England |  | NH | NH | New Hampshire | Existing | 14.393 | 14.393 | 14.393 | 14.393
38815 | Hubbardston PV | Generator | Yes | PV | Solar |  |  | Rest-of-Pool |  | MA | WCMA |  | Existing | 0.617 | 0 | 0.617 | 0
38823 | Coolidge Solar | Generator | Yes | PV | Solar |  |  | Northern New England |  | VT | VT |  | Existing | 7 | 0 | 7 | 0
38824 | Nutmeg Solar | Generator | Yes | PV | Solar |  |  | Rest-of-Pool |  | CT | CT |  | Existing | 7 | 0 | 7 | 0
38825 | Sanford Airport Solar | Generator | Yes | PV | Solar |  |  | Maine |  | ME | ME |  | Existing | 17.15 | 0 | 17.15 | 0
38826 | Quinebaug Solar | Generator | Yes | PV | Solar |  |  | Rest-of-Pool |  | CT | CT |  | Existing | 11.071 | 0 | 11.071 | 0
38831 | Montague Site 36-Grosolar PV | Generator | Yes | PV | Solar |  |  | Rest-of-Pool |  | MA | WCMA |  | Existing | 1.28 | 0 | 1.28 | 0
38833 | DGSC PV405_28 Jacome Way_Middletown | Generator | Yes | PV | Solar |  |  | Rest-of-Pool |  | RI | RI |  | Existing | 0.153 | 0 | 0 | 0
38834 | DGSC PV1666_179 Plain Meeting House Rd_West Greenwich | Generator | Yes | PV | Solar |  |  | Rest-of-Pool |  | RI | RI |  | Existing | 0.854 | 0 | 0 | 0
38835 | Lee Site 31-Conti PV | Generator | Yes | PV | Solar |  |  | Rest-of-Pool |  | MA | WCMA |  | Existing | 0.375 | 0 | 0.375 | 0
38836 | Pittsfield 44-M&W PV | Generator | Yes | PV | Solar |  |  | Rest-of-Pool |  | MA | WCMA |  | Existing | 0.197 | 0 | 0.197 | 0
38838 | Farmington Solar | Generator | Yes | PV | Solar |  |  | Maine |  | ME | ME |  | Existing | 21.359 | 0 | 21.359 | 0
38840 | Maple EE CT 1718 | Demand |  |  |  | ON_PEAK | PASSIVE | Rest-of-Pool |  | CT | CT |  | Existing | 2.646 | 2.646 | 0 | 0
38841 | Syncarpha Freetown | Generator | Yes | PV | Solar |  |  | Rest-of-Pool |  | MA | SEMA |  | Existing | 1.5 | 0 | 1.5 | 0
38842 | DGSC PV3000_Forbes St Landfill_East Providence | Generator | Yes | PV | Solar |  |  | Rest-of-Pool |  | RI | RI |  | Existing | 1.259 | 0 | 0 | 0
38843 | DGSC PV2000_338 Compass Circle_North Kingstown | Generator | Yes | PV | Solar |  |  | Rest-of-Pool |  | RI | RI |  | Existing | 0.898 | 0 | 0 | 0
38853 | DGSC PV400_1 Ralco Way_Cumberland | Generator | Yes | PV | Solar |  |  | Rest-of-Pool |  | RI | RI |  | Existing | 0.208 | 0 | 0 | 0
38855 | DGSC PV500_1060 West Main Rd_Portsmouth | Generator | Yes | PV | Solar |  |  | Rest-of-Pool |  | RI | RI |  | Existing | 0.162 | 0 | 0 | 0
38858 | DGSC PV1225_100 Dupont Dr_Providence | Generator | Yes | PV | Solar |  |  | Rest-of-Pool |  | RI | RI |  | Existing | 0.552 | 0 | 0 | 0
38860 | DGSC PV450_0 Martin St_Cubmerland | Generator | Yes | PV | Solar |  |  | Rest-of-Pool |  | RI | RI |  | Existing | 0.199 | 0 | 0 | 0
38861 | DGSC PV225_225 Dupont Dr_Providence | Generator | Yes | PV | Solar |  |  | Rest-of-Pool |  | RI | RI |  | Existing | 0.114 | 0 | 0 | 0
38862 | DGSC PV450_35 Martin St_Cumberland | Generator | Yes | PV | Solar |  |  | Rest-of-Pool |  | RI | RI |  | Existing | 0.186 | 0 | 0 | 0
38863 | Syncarpha Lexington | Generator | Yes | PV | Solar |  |  | Rest-of-Pool |  | MA | NEMA |  | Existing | 0.71 | 0 | 0.71 | 0
38864 | DGSC PV250_65 All American Way_North Kingstown | Generator | Yes | PV | Solar |  |  | Rest-of-Pool |  | RI | RI |  | Existing | 0.1 | 0 | 0 | 0
38865 | DGSC PV850_582 Great Rd_North Smithfield | Generator | Yes | PV | Solar |  |  | Rest-of-Pool |  | RI | RI |  | Existing | 0.44 | 0 | 0 | 0
38867 | DGSC PV300_45 Sharp Dr_Cranston | Generator | Yes | PV | Solar |  |  | Rest-of-Pool |  | RI | RI |  | Existing | 0.111 | 0 | 0 | 0
38868 | DGSC PV1375_101 Peck Hill Rd_Johnston | Generator | Yes | PV | Solar |  |  | Rest-of-Pool |  | RI | RI |  | Existing | 0.463 | 0 | 0 | 0
38869 | DGSC PV499_76 Silson Rd_Richmond | Generator | Yes | PV | Solar |  |  | Rest-of-Pool |  | RI | RI |  | Existing | 0.203 | 0 | 0 | 0
38879 | CT - RW | Demand |  |  |  | REAL_TIME | ACTIVE | Rest-of-Pool |  | CT | CT | Eastern CT | Existing | 11.88 | 11.88 | 11.88 | 11.88
38879 | CT - RW | Demand |  |  |  | REAL_TIME | ACTIVE | Rest-of-Pool |  | CT | CT | Eastern CT | New | 5.94 | 5.13 | 0 | 0
38881 | DGSC PV495_1720 Davisville Rd_North Kingstown | Generator | Yes | PV | Solar |  |  | Rest-of-Pool |  | RI | RI |  | Existing | 0.201 | 0 | 0 | 0
38883 | DGSC PV1170_23 Theodore Foster Rd_Foster | Generator | Yes | PV | Solar |  |  | Rest-of-Pool |  | RI | RI |  | Existing | 0.465 | 0 | 0 | 0
38884 | DGSC PV912_260 South County Trail_Exeter | Generator | Yes | PV | Solar |  |  | Rest-of-Pool |  | RI | RI |  | Existing | 0.424 | 0 | 0 | 0
38885 | DGSC PV1000_90 Tift Rd_North Smithfield | Generator | Yes | PV | Solar |  |  | Rest-of-Pool |  | RI | RI |  | Existing | 0.433 | 0 | 0 | 0
38888 | Patterson Rd 1 Shirley PV | Generator | Yes | PV | Solar |  |  | Rest-of-Pool |  | MA | WCMA |  | Existing | 0.356 | 0 | 0 | 0
38889 | Patterson Rd 2 Shirley PV | Generator | Yes | PV | Solar |  |  | Rest-of-Pool |  | MA | WCMA |  | Existing | 0.229 | 0 | 0 | 0
38889 | Patterson Rd 2 Shirley PV | Generator | Yes | PV | Solar |  |  | Rest-of-Pool |  | MA | WCMA |  | New | 0.515 | 0.5 | 0 | 0
38905 | Connecticut DG | Demand |  |  |  | ON_PEAK | PASSIVE | Rest-of-Pool |  | CT | CT |  | Existing | 0.147 | 0.147 | 0 | 0
38927 | MAPLE EE ME 1718 | Demand |  |  |  | ON_PEAK | PASSIVE | Maine |  | ME | ME |  | Existing | 0.691 | 0.691 | 0 | 0
38928 | MAPLE EE NEMA 1718 | Demand |  |  |  | ON_PEAK | PASSIVE | Rest-of-Pool |  | MA | NEMA |  | Existing | 1.922 | 1.922 | 0 | 0
38929 | MAPLE EE NH 1718 | Demand |  |  |  | ON_PEAK | PASSIVE | Northern New England |  | NH | NH |  | Existing | 1.815 | 1.815 | 0 | 0
38931 | MAPLE EE RI 1718 | Demand |  |  |  | ON_PEAK | PASSIVE | Rest-of-Pool |  | RI | RI |  | Existing | 0.627 | 0.627 | 0 | 0
38932 | MAPLE EE VT 1718 | Demand |  |  |  | ON_PEAK | PASSIVE | Northern New England |  | VT | VT |  | Existing | 0.275 | 0.275 | 0 | 0
38933 | MAPLE EE WCMA 1718 | Demand |  |  |  | ON_PEAK | PASSIVE | Rest-of-Pool |  | MA | WCMA |  | Existing | 1.362 | 1.362 | 0 | 0
38934 | MAPLE EE SEMA 1718 | Demand |  |  |  | ON_PEAK | PASSIVE | Rest-of-Pool |  | MA | SEMA |  | Existing | 1.306 | 1.306 | 0 | 0
38943 | Athens Energy LLC_1 | Generator | No | ST | Wood/Wood Waste Solids. |  |  | Maine |  | ME | ME |  | Existing | 7 | 7 | 7 | 7
38944 | Barre I | Generator | Yes | PV | Solar |  |  | Rest-of-Pool |  | MA | WCMA |  | Existing | 0.768 | 0 | 0.768 | 0
38945 | Gill | Generator | Yes | PV | Solar |  |  | Rest-of-Pool |  | MA | WCMA |  | Existing | 1.05 | 0 | 1.05 | 0
38949 | RE Growth PV196_339 Farnum Pike_Smithfield | Generator | Yes | PV | Solar |  |  | Rest-of-Pool |  | RI | RI |  | Existing | 0.098 | 0 | 0 | 0
38950 | RE Growth PV196_65 Putnam Pike_Glocester | Generator | Yes | PV | Solar |  |  | Rest-of-Pool |  | RI | RI |  | Existing | 0.099 | 0 | 0 | 0
38956 | CentralMA_DR | Demand |  |  |  | REAL_TIME | ACTIVE | Rest-of-Pool |  | MA | WCMA | Central MA | Existing | 3.132 | 3.132 | 3.132 | 3.132
38961 | Fitchburg Solar, LLC | Generator | Yes | PV | Solar |  |  | Rest-of-Pool |  | MA | WCMA |  | Existing | 0.249 | 0 | 0.249 | 0
38962 | Ashby 1 Solar | Generator | Yes | PV | Solar |  |  | Rest-of-Pool |  | MA | WCMA |  | Existing | 0.374 | 0 | 0.374 | 0
38963 | Ashby 2 Solar | Generator | Yes | PV | Solar |  |  | Rest-of-Pool |  | MA | WCMA |  | Existing | 0.422 | 0 | 0.422 | 0
38964 | NorthernCT_DRCR | Demand |  |  |  | REAL_TIME | ACTIVE | Rest-of-Pool |  | CT | CT | Northern CT | Existing | 6.875 | 6.875 | 6.875 | 6.875
38968 | DR_WesternCT | Demand |  |  |  | REAL_TIME | ACTIVE | Rest-of-Pool |  | CT | CT | Western CT | Existing | 17.079 | 17.079 | 17.079 | 17.079
38968 | DR_WesternCT | Demand |  |  |  | REAL_TIME | ACTIVE | Rest-of-Pool |  | CT | CT | Western CT | New | 23.339 | 18.133 | 0 | 0
38970 | Barre II | Generator | Yes | PV | Solar |  |  | Rest-of-Pool |  | MA | WCMA |  | Existing | 0.738 | 0 | 0.738 | 0
38971 | Seacoast_12 | Demand |  |  |  | REAL_TIME | ACTIVE | Northern New England |  | NH | NH | Seacoast | Existing | 4.86 | 4.86 | 4.86 | 4.86
38973 | Partners Healthcare Sandwich | Generator | Yes | PV | Solar |  |  | Rest-of-Pool |  | MA | SEMA |  | Existing | 0.374 | 0 | 0.374 | 0
40595 | Southwick | Generator | Yes | PV | Solar |  |  | Rest-of-Pool |  | MA | WCMA |  | Existing | 1.815 | 0 | 1.815 | 0
40597 | DRCR_Northwest VT_2017 | Demand |  |  |  | REAL_TIME | ACTIVE | Northern New England |  | VT | VT | Northwest Vermont | Existing | 5.961 | 5.961 | 5.961 | 5.961
40598 | S - NEMA Solar DG Aggregation | Demand |  |  |  | ON_PEAK | PASSIVE | Rest-of-Pool |  | MA | NEMA |  | Existing | 1.232 | 0 | 1.232 | 0
40599 | Duxbury Chandler | Generator | Yes | PV | Solar |  |  | Rest-of-Pool |  | MA | SEMA |  | Existing | 0.1 | 0 | 0.1 | 0
40600 | S - SEMA Solar DG Aggregation | Demand |  |  |  | ON_PEAK | PASSIVE | Rest-of-Pool |  | MA | SEMA |  | Existing | 0.6 | 0 | 0.6 | 0
40601 | S - WCMA Solar DG Aggregation | Demand |  |  |  | ON_PEAK | PASSIVE | Rest-of-Pool |  | MA | WCMA |  | Existing | 0.168 | 0 | 0.168 | 0
40601 | S - WCMA Solar DG Aggregation | Demand |  |  |  | ON_PEAK | PASSIVE | Rest-of-Pool |  | MA | WCMA |  | New | 0.538 | 0 | 0.041 | 0
40602 | DRCR_Vermont | Demand |  |  |  | REAL_TIME | ACTIVE | Northern New England |  | VT | VT | Vermont | Existing | 7.74 | 7.74 | 7.74 | 7.74
40613 | Fusion Solar Center LLC | Generator | Yes | PV | Solar |  |  | Rest-of-Pool |  | CT | CT |  | Existing | 7.44 | 0 | 7.44 | 0
40615 | Hatfield Solar PV | Generator | Yes | PV | Solar |  |  | Rest-of-Pool |  | MA | WCMA |  | Existing | 0.63 | 0 | 0.63 | 0
40616 | Pawcatuck Solar Center | Generator | Yes | PV | Solar |  |  | Rest-of-Pool |  | CT | CT |  | Existing | 9 | 0 | 9 | 0
40617 | Sunderland PV Solar | Generator | Yes | PV | Solar |  |  | Rest-of-Pool |  | MA | WCMA |  | Existing | 0.175 | 0 | 0.175 | 0
40618 | Greenfield Solar PV | Generator | Yes | PV | Solar |  |  | Rest-of-Pool |  | MA | WCMA |  | Existing | 0.376 | 0 | 0.376 | 0
40619 | Southampton Solar PV | Generator | Yes | PV | Solar |  |  | Rest-of-Pool |  | MA | WCMA |  | Existing | 0.347 | 0 | 0.347 | 0
40620 | Savoy Solar PV | Generator | Yes | PV | Solar |  |  | Rest-of-Pool |  | MA | WCMA |  | Existing | 0.359 | 0 | 0.359 | 0
40621 | Hampden Solar PV | Generator | Yes | PV | Solar |  |  | Rest-of-Pool |  | MA | WCMA |  | Existing | 0.59 | 0 | 0.59 | 0
40622 | Springfield Solar PV | Generator | Yes | PV | Solar |  |  | Rest-of-Pool |  | MA | WCMA |  | Existing | 0.712 | 0 | 0.712 | 0
40623 | East Longmeadow Solar PV | Generator | Yes | PV | Solar |  |  | Rest-of-Pool |  | MA | WCMA |  | Existing | 0.842 | 0 | 0.842 | 0
40624 | East Springfield Solar PV | Generator | Yes | PV | Solar |  |  | Rest-of-Pool |  | MA | WCMA |  | Existing | 0.261 | 0 | 0.261 | 0
40625 | Ludlow Site 72 - Conti | Generator | Yes | PV | Solar |  |  | Rest-of-Pool |  | MA | WCMA |  | Existing | 0.264 | 0 | 0.264 | 0
40626 | Plymouth Solar PV | Generator | Yes | PV | Solar |  |  | Rest-of-Pool |  | MA | SEMA |  | Existing | 0.229 | 0 | 0.229 | 0
40627 | New Bedford Solar PV | Generator | Yes | PV | Solar |  |  | Rest-of-Pool |  | MA | SEMA |  | Existing | 0.169 | 0 | 0.169 | 0
40629 | Wareham Solar PV | Generator | Yes | PV | Solar |  |  | Rest-of-Pool |  | MA | SEMA |  | Existing | 0.553 | 0 | 0.553 | 0
40630 | Hinsdale Solar PV | Generator | Yes | PV | Solar |  |  | Rest-of-Pool |  | MA | WCMA |  | Existing | 0.365 | 0 | 0.365 | 0
40631 | Southwick Solar PV | Generator | Yes | PV | Solar |  |  | Rest-of-Pool |  | MA | WCMA |  | Existing | 0.823 | 0 | 0.823 | 0
40632 | RI_23_DGSC PV_200 Frenchtown Rd_North Kingstown | Generator | Yes | PV | Solar |  |  | Rest-of-Pool |  | RI | RI |  | Existing | 0.409 | 0 | 0 | 0
40641 | RI_25_RE Growth PV_50 Snell Rd_Little Compton | Generator | Yes | PV | Solar |  |  | Rest-of-Pool |  | RI | RI |  | Existing | 0.134 | 0 | 0 | 0
40642 | RI_26_RE Growth PV_451 Putnam Pike_Glocester | Generator | Yes | PV | Solar |  |  | Rest-of-Pool |  | RI | RI |  | Existing | 0.097 | 0 | 0 | 0
40644 | RI_27_RE Growth PV_304 Progress Rd_Tiverton | Generator | Yes | PV | Solar |  |  | Rest-of-Pool |  | RI | RI |  | Existing | 0.071 | 0 | 0 | 0
40647 | RI_28_RE Growth PV_401 Snake Hill Rd_Glocester | Generator | Yes | PV | Solar |  |  | Rest-of-Pool |  | RI | RI |  | Existing | 0.109 | 0 | 0 | 0
40653 | Madison BESS | Generator | No | ES | Electricity used for Energy Storage |  |  | Maine |  | ME | ME |  | Existing | 4.95 | 4.95 | 4.95 | 4.95
40654 | RI_29_RE Growth PV_44 Bank St_Hopkinton | Generator | Yes | PV | Solar |  |  | Rest-of-Pool |  | RI | RI |  | Existing | 0.187 | 0 | 0 | 0
40655 | RI_33_RE Growth PV_200 Frenchtown Rd_North Kingstown | Generator | Yes | PV | Solar |  |  | Rest-of-Pool |  | RI | RI |  | Existing | 0.32 | 0 | 0 | 0
40656 | RI_34_RE Growth PV_0 Danielson Pike_Providence | Generator | Yes | PV | Solar |  |  | Rest-of-Pool |  | RI | RI |  | Existing | 1.054 | 0 | 0 | 0
40658 | Vineyard Wind | Generator | Yes | WT | Wind |  |  | Rest-of-Pool |  | MA | SEMA |  | Existing | 185.848 | 347.415 | 185.848 | 347.415
40658 | Vineyard Wind | Generator | Yes | WT | Wind |  |  | Rest-of-Pool |  | MA | SEMA |  | New | 50.252 | 146.485 | 50.252 | 146.485
40659 | RI_36_RE Growth PV_540 Nooseneck Hill Rd_Exeter | Generator | Yes | PV | Solar |  |  | Rest-of-Pool |  | RI | RI |  | Existing | 0.373 | 0 | 0 | 0
40664 | Syncarpha Massachusetts | Generator | Yes | PV | Solar |  |  | Rest-of-Pool |  | MA | WCMA |  | Existing | 0.67 | 0 | 0.67 | 0
40666 | Cranberry Point Battery Energy Storage | Generator | No | ES | Electricity used for Energy Storage |  |  | Rest-of-Pool |  | MA | SEMA |  | Existing | 150 | 150 | 150 | 150
40667 | RI_42_RE Growth PV_320 Compass Circle_North Kingstown | Generator | Yes | PV | Solar |  |  | Rest-of-Pool |  | RI | RI |  | Existing | 0.358 | 0 | 0 | 0
40675 | RI_50_RE Growth PV_722 Main St_Hopkinton | Generator | Yes | PV | Solar |  |  | Rest-of-Pool |  | RI | RI |  | Existing | 0.1 | 0 | 0 | 0
40676 | RI_52_RE Growth PV_139 Heaton Orchard Rd_Richmond | Generator | Yes | PV | Solar |  |  | Rest-of-Pool |  | RI | RI |  | Existing | 0.1 | 0 | 0 | 0
40695 | RI_31_RE Growth PV_1275 Seven Mile Rd_Cranston | Generator | Yes | PV | Solar |  |  | Rest-of-Pool |  | RI | RI |  | Existing | 0.106 | 0 | 0 | 0
40696 | RI_32_RE Growth PV_1275 Seven Mile Rd_Cranston | Generator | Yes | PV | Solar |  |  | Rest-of-Pool |  | RI | RI |  | Existing | 0.104 | 0 | 0 | 0
40698 | Syncarpha North Adams | Generator | Yes | PV | Solar |  |  | Rest-of-Pool |  | MA | WCMA |  | Existing | 1 | 0 | 1 | 0
40700 | Syncarpha Bondsville | Generator | Yes | PV | Solar |  |  | Rest-of-Pool |  | MA | WCMA |  | Existing | 1.36 | 0 | 1.36 | 0
40718 | RI_30_RE Growth PV_1378 Snake Hill Rd_Glocester | Generator | Yes | PV | Solar |  |  | Rest-of-Pool |  | RI | RI |  | Existing | 0.103 | 0 | 0 | 0
40732 | Three Corners Solar | Generator | Yes | PV | Solar |  |  | Maine |  | ME | ME |  | Existing | 77.1 | 0 | 77.1 | 0
40736 | Syncarpha Billerica | Generator | Yes | PV | Solar |  |  | Rest-of-Pool |  | MA | WCMA |  | Existing | 1.6 | 0 | 1.6 | 0
40744 | RI_43_RE Growth PV_582 Great Rd_North Smithfield | Generator | Yes | PV | Solar |  |  | Rest-of-Pool |  | RI | RI |  | Existing | 0.373 | 0 | 0 | 0
40746 | Syncarpha Hancock I | Generator | Yes | PV | Solar |  |  | Rest-of-Pool |  | MA | WCMA |  | Existing | 0.8 | 0 | 0.8 | 0
40747 | Cranston Solar Project | Generator | Yes | PV | Solar |  |  | Rest-of-Pool |  | RI | RI |  | Existing | 6.773 | 0 | 6.773 | 0
40749 | Syncarpha Hancock II | Generator | Yes | PV | Solar |  |  | Rest-of-Pool |  | MA | WCMA |  | Existing | 0.8 | 0 | 0.8 | 0
40751 | Syncarpha Hancock III | Generator | Yes | PV | Solar |  |  | Rest-of-Pool |  | MA | WCMA |  | Existing | 0.4 | 0 | 0.4 | 0
40765 | CVEC EDGARTOWN - 1886 | Generator | Yes | PV | Solar |  |  | Rest-of-Pool |  | MA | SEMA |  | Existing | 0.416 | 0 | 0.416 | 0
40766 | CVEC BARNSTABLE FIRE 2423 | Generator | Yes | PV | Solar |  |  | Rest-of-Pool |  | MA | SEMA |  | Existing | 0.155 | 0 | 0.155 | 0
40767 | CVEC DY HIGH SCHOOL 2175 2173 | Generator | Yes | PV | Solar |  |  | Rest-of-Pool |  | MA | SEMA |  | Existing | 0.439 | 0 | 0.439 | 0
40768 | CVEC EASTHAM 1915 | Generator | Yes | PV | Solar |  |  | Rest-of-Pool |  | MA | SEMA |  | Existing | 0.18 | 0 | 0.18 | 0
40769 | CVEC MARGUERITE SMALL SCHOOL 2168 | Generator | Yes | PV | Solar |  |  | Rest-of-Pool |  | MA | SEMA |  | Existing | 0.33 | 0 | 0.33 | 0
40770 | CVEC MARSTON MILLS 1964 1965 | Generator | Yes | PV | Solar |  |  | Rest-of-Pool |  | MA | SEMA |  | Existing | 1.499 | 0 | 1.499 | 0
40771 | CVEC WEST TISBURY 2189 | Generator | Yes | PV | Solar |  |  | Rest-of-Pool |  | MA | SEMA |  | Existing | 0.182 | 0 | 0.182 | 0
40772 | CVEC VINEYARD HAVEN 1923 | Generator | Yes | PV | Solar |  |  | Rest-of-Pool |  | MA | SEMA |  | Existing | 0.435 | 0 | 0.435 | 0
40773 | CVEC ORLEANS 2217 | Generator | Yes | PV | Solar |  |  | Rest-of-Pool |  | MA | SEMA |  | Existing | 0.189 | 0 | 0.189 | 0
40774 | CVEC HYANNIS 2181 | Generator | Yes | PV | Solar |  |  | Rest-of-Pool |  | MA | SEMA |  | Existing | 2.294 | 0 | 2.294 | 0
40775 | CVEC CHATHAM 1911 | Generator | Yes | PV | Solar |  |  | Rest-of-Pool |  | MA | SEMA |  | Existing | 0.642 | 0 | 0.642 | 0
40776 | CVEC BREWSTER 1912 | Generator | Yes | PV | Solar |  |  | Rest-of-Pool |  | MA | SEMA |  | Existing | 0.464 | 0 | 0.464 | 0
40777 | CVEC HARWICH - 1913 | Generator | Yes | PV | Solar |  |  | Rest-of-Pool |  | MA | SEMA |  | Existing | 1.737 | 0 | 1.737 | 0
40778 | CVEC EDGARTOWN - 1887 | Generator | Yes | PV | Solar |  |  | Rest-of-Pool |  | MA | SEMA |  | Existing | 0.439 | 0 | 0.439 | 0
40779 | Springfield_DR | Demand |  |  |  | REAL_TIME | ACTIVE | Rest-of-Pool |  | MA | WCMA | Springfield MA | Existing | 2.16 | 2.16 | 2.16 | 2.16
40783 | CT RESI On-Peak | Demand |  |  |  | ON_PEAK | PASSIVE | Rest-of-Pool |  | CT | CT |  | Existing | 84.64 | 0 | 41 | 0
40786 | Cambridge Park Solar | Generator | Yes | PV | Solar |  |  | Rest-of-Pool |  | MA | NEMA |  | Existing | 0.176 | 0 | 0.176 | 0
40789 | Maxwell Green Solar | Generator | Yes | PV | Solar |  |  | Rest-of-Pool |  | MA | NEMA |  | Existing | 0.104 | 0 | 0.104 | 0
40796 | Charles Moore Arena | Generator | Yes | PV | Solar |  |  | Rest-of-Pool |  | MA | SEMA |  | Existing | 0.12 | 0 | 0.12 | 0
40797 | Holliston Field 2 | Generator | Yes | PV | Solar |  |  | Rest-of-Pool |  | MA | SEMA |  | Existing | 0.12 | 0 | 0.12 | 0
40800 | Hayden Rowe Solar Farm | Generator | Yes | PV | Solar |  |  | Rest-of-Pool |  | MA | SEMA |  | Existing | 0.101 | 0 | 0.101 | 0
40804 | NH-LR | Demand |  |  |  | REAL_TIME | ACTIVE | Northern New England |  | NH | NH | New Hampshire | Existing | 1.08 | 1.08 | 1.08 | 1.08
40815 | SR Aggregation MA 11 | Demand |  |  |  | ON_PEAK | PASSIVE | Rest-of-Pool |  | MA | NEMA |  | Existing | 2.354 | 2.354 | 2.354 | 2.354
40817 | SR Aggregation MA 13 | Demand |  |  |  | ON_PEAK | PASSIVE | Rest-of-Pool |  | MA | SEMA |  | Existing | 2.927 | 2.927 | 2.927 | 2.927
40822 | SR Aggregation RI 19 | Demand |  |  |  | ON_PEAK | PASSIVE | Rest-of-Pool |  | RI | RI |  | Existing | 0.389 | 0.389 | 0.389 | 0.389
40837 | ADCR_113189_Boston (7507) | Demand |  |  |  | REAL_TIME | ACTIVE | Rest-of-Pool |  | MA | NEMA | Boston | Existing | 16.682 | 16.682 | 14.5 | 14.5
40843 | ADCR_51405_Boston (7507) | Demand |  |  |  | REAL_TIME | ACTIVE | Rest-of-Pool |  | MA | NEMA | Boston | Existing | 15.391 | 15.391 | 15.391 | 15.391
40845 | ADCR_51405_Western MA (7517) | Demand |  |  |  | REAL_TIME | ACTIVE | Rest-of-Pool |  | MA | WCMA | Western MA | Existing | 1.296 | 1.296 | 1.296 | 1.296
40846 | ADCR_87147_Bangor Hydro (7504) | Demand |  |  |  | REAL_TIME | ACTIVE | Maine |  | ME | ME | Bangor Hydro | Existing | 2.43 | 2.652 | 2.43 | 2.43
40847 | ADCR_87147_Boston (7507) | Demand |  |  |  | REAL_TIME | ACTIVE | Rest-of-Pool |  | MA | NEMA | Boston | Existing | 18.71 | 18.71 | 18.71 | 18.71
40848 | ADCR_87147_Central MA (7515) | Demand |  |  |  | REAL_TIME | ACTIVE | Rest-of-Pool |  | MA | WCMA | Central MA | Existing | 16.427 | 16.427 | 16.427 | 16.427
40849 | ADCR_87147_Eastern CT (7500) | Demand |  |  |  | REAL_TIME | ACTIVE | Rest-of-Pool |  | CT | CT | Eastern CT | Existing | 30.639 | 31.195 | 25.639 | 25.639
40850 | ADCR_87147_Lower SEMA (7511) | Demand |  |  |  | REAL_TIME | ACTIVE | Rest-of-Pool |  | MA | SEMA | Lower SEMA | Existing | 3.874 | 3.874 | 3.874 | 3.874
40851 | ADCR_87147_Maine (7505) | Demand |  |  |  | REAL_TIME | ACTIVE | Maine |  | ME | ME | Maine | Existing | 58.299 | 78.975 | 45.299 | 45.299
40852 | ADCR_87147_New Hampshire (7509) | Demand |  |  |  | REAL_TIME | ACTIVE | Northern New England |  | NH | NH | New Hampshire | Existing | 16.596 | 15.877 | 15.877 | 15.877
40853 | ADCR_87147_North Shore (7508) | Demand |  |  |  | REAL_TIME | ACTIVE | Rest-of-Pool |  | MA | NEMA | North Shore | Existing | 5.033 | 5.033 | 5.033 | 5.033
40854 | ADCR_87147_Northern CT (7501) | Demand |  |  |  | REAL_TIME | ACTIVE | Rest-of-Pool |  | CT | CT | Northern CT | Existing | 35.25 | 35.25 | 25.25 | 25.25
40855 | ADCR_87147_Northwest Vermont (7513) | Demand |  |  |  | REAL_TIME | ACTIVE | Northern New England |  | VT | VT | Northwest Vermont | Existing | 24.622 | 28.51 | 22.722 | 22.722
40856 | ADCR_87147_Norwalk - Stamford (7502) | Demand |  |  |  | REAL_TIME | ACTIVE | Rest-of-Pool |  | CT | CT | Norwalk - Stamford | Existing | 3.078 | 3.078 | 3.078 | 3.078
40857 | ADCR_87147_Portland Maine (7506) | Demand |  |  |  | REAL_TIME | ACTIVE | Maine |  | ME | ME | Portland Maine | Existing | 2.11 | 3.212 | 2.11 | 2.11
40858 | ADCR_87147_Rhode Island (7518) | Demand |  |  |  | REAL_TIME | ACTIVE | Rest-of-Pool |  | RI | RI | Rhode Island | Existing | 23.685 | 22.542 | 16.542 | 16.542
40859 | ADCR_87147_SEMA (7512) | Demand |  |  |  | REAL_TIME | ACTIVE | Rest-of-Pool |  | MA | SEMA | SEMA | Existing | 15.889 | 16.004 | 13.889 | 13.889
40860 | ADCR_87147_Seacoast (7510) | Demand |  |  |  | REAL_TIME | ACTIVE | Northern New England |  | NH | NH | Seacoast | Existing | 3.169 | 3.987 | 3.169 | 3.169
40861 | ADCR_87147_Springfield MA (7516) | Demand |  |  |  | REAL_TIME | ACTIVE | Rest-of-Pool |  | MA | WCMA | Springfield MA | Existing | 9.386 | 9.386 | 9.386 | 9.386
40862 | ADCR_87147_Vermont (7514) | Demand |  |  |  | REAL_TIME | ACTIVE | Northern New England |  | VT | VT | Vermont | Existing | 3.927 | 7.112 | 3.927 | 3.927
40863 | ADCR_87147_Western CT (7503) | Demand |  |  |  | REAL_TIME | ACTIVE | Rest-of-Pool |  | CT | CT | Western CT | Existing | 23.873 | 22.952 | 22.952 | 22.952
40864 | ADCR_87147_Western MA (7517) | Demand |  |  |  | REAL_TIME | ACTIVE | Rest-of-Pool |  | MA | WCMA | Western MA | Existing | 18.105 | 16.061 | 16.061 | 16.061
40865 | CT East | Demand |  |  |  | REAL_TIME | ACTIVE | Rest-of-Pool |  | CT | CT | Eastern CT | Existing | 1.35 | 1.35 | 1.35 | 1.35
40866 | CT North | Demand |  |  |  | REAL_TIME | ACTIVE | Rest-of-Pool |  | CT | CT | Northern CT | Existing | 2.7 | 2.7 | 2.7 | 2.7
40868 | NEMA Boston | Demand |  |  |  | REAL_TIME | ACTIVE | Rest-of-Pool |  | MA | NEMA | Boston | Existing | 9.683 | 9.683 | 9.683 | 9.683
40869 | NEMA NS | Demand |  |  |  | REAL_TIME | ACTIVE | Rest-of-Pool |  | MA | NEMA | North Shore | Existing | 0.205 | 0.306 | 0.205 | 0.205
40870 | RI 1 ADCR | Demand |  |  |  | REAL_TIME | ACTIVE | Rest-of-Pool |  | RI | RI | Rhode Island | Existing | 0.745 | 0.745 | 0.745 | 0.745
40871 | SEMA 1 ADCR | Demand |  |  |  | REAL_TIME | ACTIVE | Rest-of-Pool |  | MA | SEMA | SEMA | Existing | 4.397 | 4.397 | 4.397 | 4.397
40872 | WCMA Central Mass | Demand |  |  |  | REAL_TIME | ACTIVE | Rest-of-Pool |  | MA | WCMA | Central MA | Existing | 0.734 | 0.734 | 0.734 | 0.734
40889 | RoxWind | Generator | Yes | WT | Wind |  |  | Maine |  | ME | ME |  | Existing | 2.481 | 6 | 2.481 | 6
40896 | BWC French River Solar, LLC | Generator | Yes | PV | Solar |  |  | Rest-of-Pool |  | MA | WCMA |  | Existing | 5.433 | 0 | 5.433 | 0
40901 | Western MA | Demand |  |  |  | REAL_TIME | ACTIVE | Rest-of-Pool |  | MA | WCMA | Western MA | Existing | 3.24 | 3.24 | 3.24 | 3.24
40905 | Rumford BESS | Generator | No | ES | Electricity used for Energy Storage |  |  | Maine |  | ME | ME |  | Existing | 4.99 | 4.99 | 4.99 | 4.99
40915 | Medway Grid, LLC | Generator | No | ES | Electricity used for Energy Storage |  |  | Rest-of-Pool |  | MA | SEMA |  | Existing | 250 | 250 | 250 | 250
40919 | Resource Cross Town | Generator | No | ES | Electricity used for Energy Storage |  |  | Maine |  | ME | ME |  | Existing | 175 | 175 | 175 | 175
40923 | ENA Cranberry Road PV | Generator | Yes | PV | Solar |  |  | Rest-of-Pool |  | MA | SEMA |  | Existing | 0.561 | 0 | 0.561 | 0
40925 | ENA Grove St PV | Generator | Yes | PV | Solar |  |  | Rest-of-Pool |  | MA | WCMA |  | Existing | 1.845 | 0 | 1.845 | 0
40928 | ENA Old Falmouth Road PV | Generator | Yes | PV | Solar |  |  | Rest-of-Pool |  | MA | SEMA |  | Existing | 2.297 | 0 | 2.297 | 0
40933 | 0462 - Huxley - PV+BESS | Generator | No | ES | Solar |  |  | Rest-of-Pool |  | MA | WCMA |  | Existing | 1.754 | 1.754 | 1.754 | 1.754
40934 | ENA Cranberry Rd Storage | Generator | No | ES | Electricity used for Energy Storage |  |  | Rest-of-Pool |  | MA | SEMA |  | Existing | 1.573 | 0.586 | 0.586 | 0.586
40936 | ENA Grove Street Storage | Generator | No | ES | Electricity used for Energy Storage |  |  | Rest-of-Pool |  | MA | WCMA |  | Existing | 3.153 | 3.153 | 3.153 | 3.153
40939 | ENA Old Falmouth Road Storage | Generator | No | ES | Electricity used for Energy Storage |  |  | Rest-of-Pool |  | MA | SEMA |  | Existing | 1.939 | 1.939 | 1.939 | 1.939
40947 | BigelowRd_Solar | Generator | Yes | PV | Solar |  |  | Rest-of-Pool |  | MA | WCMA |  | Existing | 0.97 | 0.5 | 0.97 | 0.5
40948 | Plainfield_Solar | Generator | Yes | PV | Solar |  |  | Rest-of-Pool |  | MA | WCMA |  | Existing | 0.99 | 0 | 0.99 | 0
40949 | 0008 - Wales - PV+BESS | Generator | No | ES | Solar |  |  | Rest-of-Pool |  | MA | WCMA |  | Existing | 1.988 | 1.5 | 1.425 | 1.425
40950 | Hadley_North_Solar | Generator | Yes | PV | Solar |  |  | Rest-of-Pool |  | MA | WCMA |  | Existing | 1.756 | 1 | 1.756 | 1
40951 | Hadley_South_Solar | Generator | Yes | PV | Solar |  |  | Rest-of-Pool |  | MA | WCMA |  | Existing | 1.87 | 1 | 1.87 | 1
40952 | Montague Road Solar | Generator | Yes | PV | Solar |  |  | Rest-of-Pool |  | MA | WCMA |  | Existing | 3 | 2.002 | 3 | 2.002
40960 | 0008 - Fitchburg - PV+BESS | Generator | Yes | PV | Solar |  |  | Rest-of-Pool |  | MA | WCMA |  | Existing | 3.948 | 2 | 3.948 | 2
40964 | 0008 - Palmer - PV+BESS | Generator | No | ES | Solar |  |  | Rest-of-Pool |  | MA | WCMA |  | Existing | 3.177 | 2.5 | 2.375 | 2.375
40970 | 0008 - Granby - PV+BESS | Generator | No | ES | Solar |  |  | Rest-of-Pool |  | MA | WCMA |  | Existing | 2.8 | 2 | 1.9 | 1.9
40996 | MA_12_2 PV_183 PROVIDENCE ST_UXBRIDGE | Generator | Yes | PV | Solar |  |  | Rest-of-Pool |  | MA | SEMA |  | Existing | 0.483 | 0 | 0 | 0
41001 | Spring Street Renewables | Generator | Yes | PV | Solar |  |  | Rest-of-Pool |  | MA | SEMA |  | Existing | 4.99 | 3 | 4.99 | 3
41002 | MA_13_2 PV_18 SAMPSON RD_CHARLTON | Generator | Yes | PV | Solar |  |  | Rest-of-Pool |  | MA | WCMA |  | Existing | 0.407 | 0 | 0 | 0
41003 | MA_16_2 PV_109 E HILL RD_MONSON | Generator | Yes | PV | Solar |  |  | Rest-of-Pool |  | MA | WCMA |  | Existing | 0.476 | 0 | 0 | 0
41006 | Syncarpha Westminster - Solar | Generator | Yes | PV | Solar |  |  | Rest-of-Pool |  | MA | WCMA |  | Existing | 2.004 | 0 | 2.004 | 0
41007 | Syncarpha Westminster - Battery | Generator | No | ES | Solar |  |  | Rest-of-Pool |  | MA | WCMA |  | Existing | 2.976 | 2.976 | 2.976 | 2.976
41008 | Syncarpha Halifax - Solar | Generator | Yes | PV | Solar |  |  | Rest-of-Pool |  | MA | SEMA |  | Existing | 0.12 | 0 | 0.12 | 0
41009 | Syncarpha Halifax - Battery | Generator | No | ES | Electricity used for Energy Storage |  |  | Rest-of-Pool |  | MA | SEMA |  | Existing | 1.55 | 1.55 | 1.55 | 1.55
41021 | 0008 - Sutton - PV+BESS | Generator | No | ES | Solar |  |  | Rest-of-Pool |  | MA | SEMA |  | Existing | 0.991 | 0.5 | 0.475 | 0.475
41025 | Douglas PV | Generator | Yes | PV | Solar |  |  | Rest-of-Pool |  | MA | SEMA |  | Existing | 4.98 | 3 | 4.98 | 3
41029 | Ludlow PV | Generator | Yes | PV | Solar |  |  | Rest-of-Pool |  | MA | WCMA |  | Existing | 2.772 | 2.49 | 2.772 | 2.49
41030 | Rehoboth PV | Generator | Yes | PV | Solar |  |  | Rest-of-Pool |  | MA | SEMA |  | Existing | 3.029 | 2 | 3.029 | 2
41032 | MA_139_0.2997 PV_1-3 WALKER DR_UPTON | Generator | Yes | PV | Solar |  |  | Rest-of-Pool |  | MA | SEMA |  | Existing | 0.063 | 0 | 0 | 0
41035 | MA_285_1 PV_48 PAXTON RD_SPENCER | Generator | Yes | PV | Solar |  |  | Rest-of-Pool |  | MA | WCMA |  | Existing | 0.24 | 0 | 0 | 0
41036 | MA_332_0.333 PV_0 QUABOAG ST_BROOKFIELD | Generator | Yes | PV | Solar |  |  | Rest-of-Pool |  | MA | WCMA |  | Existing | 0.071 | 0 | 0 | 0
41037 | MA_18_2 PV_0 GRIFFIN RD_CHARLTON | Generator | Yes | PV | Solar |  |  | Rest-of-Pool |  | MA | WCMA |  | Existing | 0.435 | 0 | 0 | 0
41038 | MA_299_0.5 PV_0 LUNENBURG RD_LANCASTER | Generator | Yes | PV | Solar |  |  | Rest-of-Pool |  | MA | WCMA |  | Existing | 0.075 | 0 | 0 | 0
41040 | MA_19_1.95 PV_0 OAKHURST RD_SUTTON | Generator | Yes | PV | Solar |  |  | Rest-of-Pool |  | MA | SEMA |  | Existing | 0.444 | 0 | 0 | 0
41041 | MA_320_1 PV_307 DUDLEY-RIVER RD_SOUTHBRIDGE | Generator | Yes | PV | Solar |  |  | Rest-of-Pool |  | MA | WCMA |  | Existing | 0.267 | 0 | 0 | 0
41043 | MA_335_1 PV_12 ORCHARD RD_N BROOKFIELD | Generator | Yes | PV | Solar |  |  | Rest-of-Pool |  | MA | WCMA |  | Existing | 0.24 | 0 | 0 | 0
41044 | MA_323_2 PV_19 CARPENTER-HILL RD_CHARLTON | Generator | Yes | PV | Solar |  |  | Rest-of-Pool |  | MA | WCMA |  | Existing | 0.318 | 0 | 0 | 0
41045 | MA_20_1.86 PV_161 HARTFORD AV_MENDON | Generator | Yes | PV | Solar |  |  | Rest-of-Pool |  | MA | SEMA |  | Existing | 0.384 | 0 | 0 | 0
41047 | MA_324_1 PV_10 H PUTNAM-ROAD EX_CHARLTON | Generator | Yes | PV | Solar |  |  | Rest-of-Pool |  | MA | WCMA |  | Existing | 0.262 | 0 | 0 | 0
41048 | MA_25_1.5 PV_675 SIMONDS RD_WILLIAMSTOWN | Generator | Yes | PV | Solar |  |  | Rest-of-Pool |  | MA | WCMA |  | Existing | 0.255 | 0 | 0 | 0
41050 | MA_325_2 PV_91 CARPENTER-HILL RD_CHARLTON | Generator | Yes | PV | Solar |  |  | Rest-of-Pool |  | MA | WCMA |  | Existing | 0.299 | 0 | 0 | 0
41051 | 0008 - Dalton - PV+BESS | Generator | No | ES | Solar |  |  | Rest-of-Pool |  | MA | WCMA |  | Existing | 4.389 | 2 | 1.9 | 1.9
41053 | MA_329_1.98 PV_53 CITY-DEPOT RD_CHARLTON | Generator | Yes | PV | Solar |  |  | Rest-of-Pool |  | MA | WCMA |  | Existing | 0.493 | 0 | 0 | 0
41054 | MA_36_1 PV_307 DUDLEY-RIVER RD_SOUTHBRIDGE | Generator | Yes | PV | Solar |  |  | Rest-of-Pool |  | MA | WCMA |  | Existing | 0.234 | 0 | 0 | 0
41056 | MA_37_1 PV_307 DUDLEY-RIVER RD_SOUTHBRIDGE | Generator | Yes | PV | Solar |  |  | Rest-of-Pool |  | MA | WCMA |  | Existing | 0.247 | 0 | 0 | 0
41059 | MA_40_1 PV_52 W BROOKFIELD RD_N BROOKFIELD | Generator | Yes | PV | Solar |  |  | Rest-of-Pool |  | MA | WCMA |  | Existing | 0.243 | 0 | 0 | 0
41060 | MA_133_0.354 PV_694 MAIN ST_WEST NEWBURY | Generator | Yes | PV | Solar |  |  | Rest-of-Pool |  | MA | NEMA |  | Existing | 0.089 | 0 | 0 | 0
41061 | MA_41_1 PV_62 W BROOKFIELD RD_N BROOKFIELD | Generator | Yes | PV | Solar |  |  | Rest-of-Pool |  | MA | WCMA |  | Existing | 0.215 | 0 | 0 | 0
41062 | MA_59_0.984 PV_982 PLEASANT ST_LEOMINSTER | Generator | Yes | PV | Solar |  |  | Rest-of-Pool |  | MA | WCMA |  | Existing | 0.216 | 0 | 0 | 0
41063 | MA_69_0.866 PV_57 BRIGHAM ST_WESTBOROUGH | Generator | Yes | PV | Solar |  |  | Rest-of-Pool |  | MA | WCMA |  | Existing | 0.164 | 0 | 0 | 0
41064 | MA_75_0.743 PV_38 CAPE RD_MENDON | Generator | Yes | PV | Solar |  |  | Rest-of-Pool |  | MA | SEMA |  | Existing | 0.164 | 0 | 0 | 0
41078 | MA_77_0.455 PV_5567R S ATHOL RD_ATHOL | Generator | Yes | PV | Solar |  |  | Rest-of-Pool |  | MA | WCMA |  | Existing | 0.115 | 0 | 0 | 0
41080 | MA_78_0.576 PV_0 PETERSHAM RD_NEW SALEM | Generator | Yes | PV | Solar |  |  | Rest-of-Pool |  | MA | WCMA |  | Existing | 0.096 | 0 | 0 | 0
41081 | MA_80_0.5 PV_36 STOCKBRIDGE RD_W STOCKBRIDGE | Generator | Yes | PV | Solar |  |  | Rest-of-Pool |  | MA | WCMA |  | Existing | 0.102 | 0 | 0 | 0
41082 | MA_122_0.419 PV_600 LONGWATER DR_NORWELL | Generator | Yes | PV | Solar |  |  | Rest-of-Pool |  | MA | SEMA |  | Existing | 0.12 | 0 | 0 | 0
41083 | MA_22_1.67 PV_60 MARTIN ST_REHOBOTH | Generator | Yes | PV | Solar |  |  | Rest-of-Pool |  | MA | SEMA |  | Existing | 0.412 | 0 | 0 | 0
41084 | MA_90_0.499 PV_1940 BARRE RD_NEW BRAINTREE | Generator | Yes | PV | Solar |  |  | Rest-of-Pool |  | MA | WCMA |  | Existing | 0.124 | 0 | 0 | 0
41085 | MA_118_0.4 PV_55 DUDLEY OXFORD RD_DUDLEY | Generator | Yes | PV | Solar |  |  | Rest-of-Pool |  | MA | WCMA |  | Existing | 0.1 | 0 | 0 | 0
41086 | MA_336_1.98 PV_28 CURTIS-HILL RD_CHARLTON | Generator | Yes | PV | Solar |  |  | Rest-of-Pool |  | MA | WCMA |  | Existing | 0.486 | 0 | 0 | 0
41087 | MA_341_0.495 PV_20 CLAPP ST_NORTON | Generator | Yes | PV | Solar |  |  | Rest-of-Pool |  | MA | SEMA |  | Existing | 0.094 | 0 | 0 | 0
41088 | MA_342_0.495 PV_36 CLAPP ST_NORTON | Generator | Yes | PV | Solar |  |  | Rest-of-Pool |  | MA | SEMA |  | Existing | 0.109 | 0 | 0 | 0
41089 | MA_347_0.48 PV_51 SEARS RD_SOUTHBOROUGH | Generator | Yes | PV | Solar |  |  | Rest-of-Pool |  | MA | WCMA |  | Existing | 0.066 | 0 | 0 | 0
41090 | MA_353_1 PV_197 PROVIDENCE ST_UXBRIDGE | Generator | Yes | PV | Solar |  |  | Rest-of-Pool |  | MA | SEMA |  | Existing | 0.223 | 0 | 0 | 0
41091 | MA_361_0.75 PV_0 FAIRLEE LN_NORTON | Generator | Yes | PV | Solar |  |  | Rest-of-Pool |  | MA | SEMA |  | Existing | 0.153 | 0 | 0 | 0
41092 | MA_362_0.75 PV_0 FAIRLEE LN_NORTON | Generator | Yes | PV | Solar |  |  | Rest-of-Pool |  | MA | SEMA |  | Existing | 0.157 | 0 | 0 | 0
41093 | MA_442_0.5 PV_0 FAIRLEE LN_NORTON | Generator | Yes | PV | Solar |  |  | Rest-of-Pool |  | MA | SEMA |  | Existing | 0.063 | 0 | 0 | 0
41097 | Syncarpha Millbury - Solar | Generator | Yes | PV | Solar |  |  | Rest-of-Pool |  | MA | WCMA |  | Existing | 1.012 | 0 | 1.012 | 0
41098 | Syncarpha Millbury - Battery | Generator | No | ES | Solar |  |  | Rest-of-Pool |  | MA | WCMA |  | Existing | 3.968 | 3.968 | 3.968 | 3.968
41100 | WCMA Storage | Demand |  |  |  | REAL_TIME | ACTIVE | Rest-of-Pool |  | MA | WCMA | Western MA | Existing | 0.54 | 0.54 | 0.54 | 0.54
41104 | MA_21_1.725 PV_139 SHUMAN AV_STOUGHTON | Generator | Yes | PV | Solar |  |  | Rest-of-Pool |  | MA | SEMA |  | Existing | 0.436 | 0 | 0 | 0
41105 | MA_3_4.89 PV_14 BELCHER ST_PLAINVILLE | Generator | Yes | PV | Solar |  |  | Rest-of-Pool |  | MA | SEMA |  | Existing | 0.849 | 0 | 0 | 0
41107 | MA_61_0.972 PV_0 STATE RD_PHILLIPSTON | Generator | Yes | PV | Solar |  |  | Rest-of-Pool |  | MA | WCMA |  | Existing | 0.246 | 0 | 0 | 0
41108 | MA_88_0.499 PV_100 WARE ST_PALMER | Generator | Yes | PV | Solar |  |  | Rest-of-Pool |  | MA | WCMA |  | Existing | 0.095 | 0 | 0 | 0
41110 | MA_94_0.499 PV_22 SUNSET LN_SPENCER | Generator | Yes | PV | Solar |  |  | Rest-of-Pool |  | MA | WCMA |  | Existing | 0.121 | 0 | 0 | 0
41111 | MA_95_0.499 PV_22 SUNSET LN_SPENCER | Generator | Yes | PV | Solar |  |  | Rest-of-Pool |  | MA | WCMA |  | Existing | 0.114 | 0 | 0 | 0
41112 | MA_108_0.48 PV_51 ELLIS RD_WESTMINSTER | Generator | Yes | PV | Solar |  |  | Rest-of-Pool |  | MA | WCMA |  | Existing | 0.112 | 0 | 0 | 0
41113 | MA_201_1.656 PV_788 WOOD ST_SWANSEA | Generator | Yes | PV | Solar |  |  | Rest-of-Pool |  | MA | SEMA |  | Existing | 0.353 | 0 | 0 | 0
41117 | MA_14_2 PV_81 N LIBERTY ST_BELCHERTOWN | Generator | Yes | PV | Solar |  |  | Rest-of-Pool |  | MA | WCMA |  | Existing | 0.447 | 0 | 0 | 0
41120 | MA_110_0.48 PV_107 NEW-BRAINTREE RD_N BROOKFIELD | Generator | Yes | PV | Solar |  |  | Rest-of-Pool |  | MA | WCMA |  | Existing | 0.121 | 0 | 0 | 0
41121 | MA_109_0.48 PV_771 S BARRE RD_BARRE | Generator | Yes | PV | Solar |  |  | Rest-of-Pool |  | MA | WCMA |  | Existing | 0.118 | 0 | 0 | 0
41123 | MA_131_0.3663 PV_47 SUMNER ST_MILFORD | Generator | Yes | PV | Solar |  |  | Rest-of-Pool |  | MA | SEMA |  | Existing | 0.05 | 0 | 0 | 0
41125 | MA_15_2 PV_270 FRANKLIN ST_BELCHERTOWN | Generator | Yes | PV | Solar |  |  | Rest-of-Pool |  | MA | WCMA |  | Existing | 0.416 | 0 | 0 | 0
41126 | MA_30_1 PV_225 OLD-SPRINGFIELD RD_BELCHERTOWN | Generator | Yes | PV | Solar |  |  | Rest-of-Pool |  | MA | WCMA |  | Existing | 0.213 | 0 | 0 | 0
41128 | MA_31_1 PV_36 MILFORD ST_MENDON | Generator | Yes | PV | Solar |  |  | Rest-of-Pool |  | MA | SEMA |  | Existing | 0.185 | 0 | 0 | 0
41129 | MA_33_1 PV_223 S ASHBURNHAM RD_WESTMINSTER | Generator | Yes | PV | Solar |  |  | Rest-of-Pool |  | MA | WCMA |  | Existing | 0.277 | 0 | 0 | 0
41130 | MA_89_0.499 PV_61 STONY-HILL RD_HAMPDEN | Generator | Yes | PV | Solar |  |  | Rest-of-Pool |  | MA | WCMA |  | Existing | 0.056 | 0 | 0 | 0
41131 | MA_91_0.499 PV_223 S ASHBURNHAM RD_WESTMINSTER | Generator | Yes | PV | Solar |  |  | Rest-of-Pool |  | MA | WCMA |  | Existing | 0.125 | 0 | 0 | 0
41132 | MA_103_0.494 PV_95 OLD-RIVER RD_ANDOVER | Generator | Yes | PV | Solar |  |  | Rest-of-Pool |  | MA | WCMA |  | Existing | 0.109 | 0 | 0 | 0
41134 | MA_143_0.27 PV_58 NORFOLK AV_SOUTH EASTON | Generator | Yes | PV | Solar |  |  | Rest-of-Pool |  | MA | SEMA |  | Existing | 0.048 | 0 | 0 | 0
41135 | MA_225_1.123 PV_0 ADIRONDACK LN_WESTPORT | Generator | Yes | PV | Solar |  |  | Rest-of-Pool |  | MA | SEMA |  | Existing | 0.322 | 0 | 0 | 0
41136 | MA_226_1.5 PV_0 ADIRONDACK LN_WESTPORT | Generator | Yes | PV | Solar |  |  | Rest-of-Pool |  | MA | SEMA |  | Existing | 0.436 | 0 | 0 | 0
41139 | MA_288_4.68 PV_67 PLEASANTDALE RD_RUTLAND | Generator | Yes | PV | Solar |  |  | Rest-of-Pool |  | MA | WCMA |  | Existing | 0.95 | 0 | 0 | 0
41140 | MA_290_1 PV_394 PLEASANTDALE RD_RUTLAND | Generator | Yes | PV | Solar |  |  | Rest-of-Pool |  | MA | WCMA |  | Existing | 0.218 | 0 | 0 | 0
41141 | MA_305_0.95 PV_0 BAY-PATH RD_CHARLTON | Generator | Yes | PV | Solar |  |  | Rest-of-Pool |  | MA | WCMA |  | Existing | 0.16 | 0 | 0 | 0
41142 | MA_100_0.5 PV_55 DUDLEY OXFORD RD_DUDLEY | Generator | Yes | PV | Solar |  |  | Rest-of-Pool |  | MA | WCMA |  | Existing | 0.097 | 0 | 0 | 0
41143 | MA_306_0.95 PV_0 BAY-PATH RD_CHARLTON | Generator | Yes | PV | Solar |  |  | Rest-of-Pool |  | MA | WCMA |  | Existing | 0.145 | 0 | 0 | 0
41144 | MA_310_1 PV_0 FARLEY RD_DUDLEY | Generator | Yes | PV | Solar |  |  | Rest-of-Pool |  | MA | WCMA |  | Existing | 0.199 | 0 | 0 | 0
41145 | MA_337_1.9 PV_800 SPRING ST_WINCHENDON | Generator | Yes | PV | Solar |  |  | Rest-of-Pool |  | MA | WCMA |  | Existing | 0.388 | 0 | 0 | 0
41146 | MA_101_0.5 PV_55 DUDLEY OXFORD RD_DUDLEY | Generator | Yes | PV | Solar |  |  | Rest-of-Pool |  | MA | WCMA |  | Existing | 0.086 | 0 | 0 | 0
41147 | MA_339_1 PV_0 HILL ST_NORTON | Generator | Yes | PV | Solar |  |  | Rest-of-Pool |  | MA | SEMA |  | Existing | 0.226 | 0 | 0 | 0
41148 | MA_349_0.741 PV_53 OTIS ST_WESTBOROUGH | Generator | Yes | PV | Solar |  |  | Rest-of-Pool |  | MA | WCMA |  | Existing | 0.152 | 0 | 0 | 0
41149 | MA_113_0.476 PV_1788 G-A-R HW_SWANSEA | Generator | Yes | PV | Solar |  |  | Rest-of-Pool |  | MA | SEMA |  | Existing | 0.106 | 0 | 0 | 0
41150 | MA_354_0.49 PV_142 WEST ST_HOPEDALE | Generator | Yes | PV | Solar |  |  | Rest-of-Pool |  | MA | SEMA |  | Existing | 0.078 | 0 | 0 | 0
41151 | MA_355_0.266 PV_1 KENWOOD CI_FRANKLIN | Generator | Yes | PV | Solar |  |  | Rest-of-Pool |  | MA | SEMA |  | Existing | 0.055 | 0 | 0 | 0
41152 | MA_378_2 PV_0 BRODIE-MOUNTAIN RD_HANCOCK | Generator | Yes | PV | Solar |  |  | Rest-of-Pool |  | MA | WCMA |  | Existing | 0.449 | 0 | 0 | 0
41153 | MA_134_0.311 PV_1006 TEMPLETON RD_ATHOL | Generator | Yes | PV | Solar |  |  | Rest-of-Pool |  | MA | WCMA |  | Existing | 0.063 | 0 | 0 | 0
41154 | MA_385_2.55 PV_0 PETERSON ST_PALMER | Generator | Yes | PV | Solar |  |  | Rest-of-Pool |  | MA | WCMA |  | Existing | 0.542 | 0 | 0 | 0
41155 | Plainfield_Storage | Generator | No | ES | Electricity used for Energy Storage |  |  | Rest-of-Pool |  | MA | WCMA |  | Existing | 1 | 1 | 1 | 1
41159 | MA_202_0.48 PV_719 GUELPHWOOD RD_SOUTHBRIDGE | Generator | Yes | PV | Solar |  |  | Rest-of-Pool |  | MA | WCMA |  | Existing | 0.112 | 0 | 0 | 0
41160 | MA_296_3 PV_267 BROCKELMAN RD_LANCASTER | Generator | Yes | PV | Solar |  |  | Rest-of-Pool |  | MA | WCMA |  | Existing | 0.616 | 0 | 0 | 0
41162 | Syncarpha Northampton - Solar | Generator | Yes | PV | Solar |  |  | Rest-of-Pool |  | MA | WCMA |  | Existing | 0.619 | 0 | 0.619 | 0
41164 | MA_308_2 PV_496 STAFFORD ST_LEICESTER | Generator | Yes | PV | Solar |  |  | Rest-of-Pool |  | MA | WCMA |  | Existing | 0.184 | 0 | 0 | 0
41173 | MA_312_0.48 PV_720 GUELPHWOOD RD_SOUTHBRIDGE | Generator | Yes | PV | Solar |  |  | Rest-of-Pool |  | MA | WCMA |  | Existing | 0.12 | 0 | 0 | 0
41174 | MA_313_0.48 PV_721 GUELPHWOOD RD_SOUTHBRIDGE | Generator | Yes | PV | Solar |  |  | Rest-of-Pool |  | MA | WCMA |  | Existing | 0.118 | 0 | 0 | 0
41175 | MA_314_0.48 PV_722 GUELPHWOOD RD_SOUTHBRIDGE | Generator | Yes | PV | Solar |  |  | Rest-of-Pool |  | MA | WCMA |  | Existing | 0.116 | 0 | 0 | 0
41176 | Syncarpha Northampton - Battery | Generator | No | ES | Solar |  |  | Rest-of-Pool |  | MA | WCMA |  | Existing | 0.889 | 0.889 | 0.889 | 0.889
41177 | Syncarpha Northbridge 1 - Solar | Generator | Yes | PV | Solar |  |  | Rest-of-Pool |  | MA | SEMA |  | Existing | 1.04 | 0 | 1.04 | 0
41179 | Syncarpha Northbridge 1 - Battery | Generator | No | ES | Solar |  |  | Rest-of-Pool |  | MA | SEMA |  | Existing | 2.276 | 3.94 | 2.276 | 2.276
41181 | MA_315_0.48 PV_725 GUELPHWOOD RD_SOUTHBRIDGE | Generator | Yes | PV | Solar |  |  | Rest-of-Pool |  | MA | WCMA |  | Existing | 0.103 | 0 | 0 | 0
41182 | MA_338_2 PV_808 WEST ST_GARDNER | Generator | Yes | PV | Solar |  |  | Rest-of-Pool |  | MA | WCMA |  | Existing | 0.464 | 0 | 0 | 0
41183 | Syncarpha Northbridge 2 - Solar | Generator | Yes | PV | Solar |  |  | Rest-of-Pool |  | MA | SEMA |  | Existing | 2.025 | 0 | 2.025 | 0
41184 | MA_363_1.5 PV_114 PROSPECT ST_SOUTH EASTON | Generator | Yes | PV | Solar |  |  | Rest-of-Pool |  | MA | SEMA |  | Existing | 0.264 | 0 | 0 | 0
41185 | Syncarpha Northbridge 2 - Battery | Generator | No | ES | Solar |  |  | Rest-of-Pool |  | MA | SEMA |  | Existing | 2.955 | 1.626 | 1.626 | 1.626
41186 | MA_402_0.48 PV_250 SPRING-HILL RD_BARRE | Generator | Yes | PV | Solar |  |  | Rest-of-Pool |  | MA | WCMA |  | Existing | 0.081 | 0 | 0 | 0
41187 | Syncarpha Puddon 1 - Solar | Generator | Yes | PV | Solar |  |  | Rest-of-Pool |  | MA | SEMA |  | Existing | 1.04 | 0 | 1.04 | 0
41188 | MA_403_0.48 PV_252 SPRING-HILL RD_BARRE | Generator | Yes | PV | Solar |  |  | Rest-of-Pool |  | MA | WCMA |  | Existing | 0.063 | 0 | 0 | 0
41189 | Syncarpha Puddon 1 - Battery | Generator | No | ES | Solar |  |  | Rest-of-Pool |  | MA | SEMA |  | Existing | 3.698 | 3.508 | 3.508 | 3.508
41190 | MA_404_0.48 PV_253 SPRING-HILL RD_BARRE | Generator | Yes | PV | Solar |  |  | Rest-of-Pool |  | MA | WCMA |  | Existing | 0.052 | 0 | 0 | 0
41191 | Syncarpha Puddon 2 - Solar | Generator | Yes | PV | Solar |  |  | Rest-of-Pool |  | MA | SEMA |  | Existing | 1.04 | 0 | 1.04 | 0
41192 | MA_434_1.992 PV_4 MIDDLE RD_NEWBURY | Generator | Yes | PV | Solar |  |  | Rest-of-Pool |  | MA | NEMA |  | Existing | 0.443 | 0 | 0 | 0
41193 | Syncarpha Puddon 2 - Battery | Generator | No | ES | Solar |  |  | Rest-of-Pool |  | MA | SEMA |  | Existing | 3.038 | 3.332 | 3.038 | 3.038
41194 | DWW Solar II | Generator | Yes | PV | Solar |  |  | Rest-of-Pool |  | CT | CT |  | Existing | 13.76 | 0 | 13.76 | 0
41195 | MA_287_0.499 PV_0 WESTBOROUGH ST_MILLBURY | Generator | Yes | PV | Solar |  |  | Rest-of-Pool |  | MA | WCMA |  | Existing | 0.099 | 0 | 0 | 0
41196 | Syncarpha Tewksbury - Solar | Generator | Yes | PV | Solar |  |  | Rest-of-Pool |  | MA | NEMA |  | Existing | 1.39 | 0 | 1.39 | 0
41197 | MA_292_0.236 PV_0 SCULLEY RD_AYER | Generator | Yes | PV | Solar |  |  | Rest-of-Pool |  | MA | WCMA |  | Existing | 0.06 | 0 | 0 | 0
41198 | MA_357_2 PV_65 ELM ST_FOXBORO | Generator | Yes | PV | Solar |  |  | Rest-of-Pool |  | MA | SEMA |  | Existing | 0.466 | 0 | 0 | 0
41199 | MA_298_0.9976 PV_0 LAWTON RD_SHIRLEY | Generator | Yes | PV | Solar |  |  | Rest-of-Pool |  | MA | WCMA |  | Existing | 0.198 | 0 | 0 | 0
41200 | Syncarpha Tewksbury - Storage | Generator | No | ES | Solar |  |  | Rest-of-Pool |  | MA | NEMA |  | Existing | 1.97 | 1.97 | 1.97 | 1.97
41201 | MA_303_2.7 PV_43 ESTABROOK ST_GRAFTON | Generator | Yes | PV | Solar |  |  | Rest-of-Pool |  | MA | WCMA |  | Existing | 0.642 | 0 | 0 | 0
41202 | MA_352_0.728 PV_62 COMMERCE DR_UXBRIDGE | Generator | Yes | PV | Solar |  |  | Rest-of-Pool |  | MA | SEMA |  | Existing | 0.164 | 0 | 0 | 0
41203 | MA_317_2.5 PV_294 SOUTHBRIDGE RD_CHARLTON | Generator | Yes | PV | Solar |  |  | Rest-of-Pool |  | MA | WCMA |  | Existing | 0.479 | 0 | 0 | 0
41204 | MA_358_1.2 PV_40 E BELCHER RD_FOXBORO | Generator | Yes | PV | Solar |  |  | Rest-of-Pool |  | MA | SEMA |  | Existing | 0.255 | 0 | 0 | 0
41207 | MA_364_0.420147 PV_100 LOTHROP ST_NORTH EASTON | Generator | Yes | PV | Solar |  |  | Rest-of-Pool |  | MA | SEMA |  | Existing | 0.083 | 0 | 0 | 0
41209 | MA_318_1.5 PV_247 BLACKMERE RD_SOUTHBRIDGE | Generator | Yes | PV | Solar |  |  | Rest-of-Pool |  | MA | WCMA |  | Existing | 0.257 | 0 | 0 | 0
41211 | MA_368_0.42 PV_81 CEDAR ST_COHASSET | Generator | Yes | PV | Solar |  |  | Rest-of-Pool |  | MA | SEMA |  | Existing | 0.094 | 0 | 0 | 0
41213 | MA_390_0.952 PV_87 SPRING ST_WEST WARREN | Generator | Yes | PV | Solar |  |  | Rest-of-Pool |  | MA | WCMA |  | Existing | 0.22 | 0 | 0 | 0
41214 | MA_319_1.5 PV_247 BLACKMERE RD_SOUTHBRIDGE | Generator | Yes | PV | Solar |  |  | Rest-of-Pool |  | MA | WCMA |  | Existing | 0.305 | 0 | 0 | 0
41216 | MA_400_0.452 PV_914 WEST ST_LUDLOW | Generator | Yes | PV | Solar |  |  | Rest-of-Pool |  | MA | WCMA |  | Existing | 0.076 | 0 | 0 | 0
41217 | MA_334_1 PV_12A ORCHARD RD_N BROOKFIELD | Generator | Yes | PV | Solar |  |  | Rest-of-Pool |  | MA | WCMA |  | Existing | 0.237 | 0 | 0 | 0
41218 | MA_410_2.355 PV_170 GLENDALE RD_NORTHAMPTON | Generator | Yes | PV | Solar |  |  | Rest-of-Pool |  | MA | WCMA |  | Existing | 0.577 | 0 | 0 | 0
41219 | MA_417_0.499 PV_659 S MAIN ST_GT BARRINGTON | Generator | Yes | PV | Solar |  |  | Rest-of-Pool |  | MA | WCMA |  | Existing | 0.111 | 0 | 0 | 0
41220 | MA_423_1.296 PV_515 MAIN ST_SAUGUS | Generator | Yes | PV | Solar |  |  | Rest-of-Pool |  | MA | NEMA |  | Existing | 0.307 | 0 | 0 | 0
41221 | MA_425_0.84 PV_39 TOZER RD_BEVERLY | Generator | Yes | PV | Solar |  |  | Rest-of-Pool |  | MA | NEMA |  | Existing | 0.108 | 0 | 0 | 0
41222 | MA_431_0.5 PV_105 RABBIT RD_SALISBURY | Generator | Yes | PV | Solar |  |  | Rest-of-Pool |  | MA | NEMA |  | Existing | 0.118 | 0 | 0 | 0
41228 | MA_32_1 PV_300 S MAIN ST_HOPEDALE | Generator | Yes | PV | Solar |  |  | Rest-of-Pool |  | MA | SEMA |  | Existing | 0.221 | 0 | 0 | 0
41231 | MA_7_3.78 PV_2 JOHNSON DR_RANDOLPH | Generator | Yes | PV | Solar |  |  | Rest-of-Pool |  | MA | SEMA |  | Existing | 0.825 | 0 | 0 | 0
41234 | MA_9_3.084 PV_35 UNITED DR_W BRIDGEWATER | Generator | Yes | PV | Solar |  |  | Rest-of-Pool |  | MA | SEMA |  | Existing | 0.221 | 0 | 0 | 0
41237 | MA_395_2 PV_201 Sturbridge Road_Brimfield | Generator | Yes | PV | Solar |  |  | Rest-of-Pool |  | MA | WCMA |  | Existing | 0.756 | 0 | 0 | 0
41238 | MA_440_2 PV_48 Ayers Village Rd_METHUEN | Generator | Yes | PV | Solar |  |  | Rest-of-Pool |  | MA | NEMA |  | Existing | 0.431 | 0 | 0 | 0
41241 | MA_47_0.996 PV_1291 BROADWAY_HAVERHILL | Generator | Yes | PV | Solar |  |  | Rest-of-Pool |  | MA | NEMA |  | Existing | 0.225 | 0 | 0 | 0
41242 | MA_48_0.996 PV_150 OAK ST_SWANSEA | Generator | Yes | PV | Solar |  |  | Rest-of-Pool |  | MA | SEMA |  | Existing | 0.267 | 0 | 0 | 0
41244 | MA_53_0.99 PV_190 BALDWINVILLE RD_PHILLIPSTON | Generator | Yes | PV | Solar |  |  | Rest-of-Pool |  | MA | WCMA |  | Existing | 0.21 | 0 | 0 | 0
41245 | MA_62_0.96 PV_232 GARDNER RD_HUBBARDSTON | Generator | Yes | PV | Solar |  |  | Rest-of-Pool |  | MA | WCMA |  | Existing | 0.156 | 0 | 0 | 0
41246 | MA_63_0.96 PV_240 GARDNER RD_HUBBARDSTON | Generator | Yes | PV | Solar |  |  | Rest-of-Pool |  | MA | WCMA |  | Existing | 0.148 | 0 | 0 | 0
41248 | MA_66_0.85 PV_56 WALKER RD_SHIRLEY | Generator | Yes | PV | Solar |  |  | Rest-of-Pool |  | MA | WCMA |  | Existing | 0.141 | 0 | 0 | 0
41249 | MA_67_0.92 PV_7 NEW-ATHOL RD_ORANGE | Generator | Yes | PV | Solar |  |  | Rest-of-Pool |  | MA | WCMA |  | Existing | 0.166 | 0 | 0 | 0
41250 | MA_82_0.499 PV_39 STONY-HILL RD_HAMPDEN | Generator | Yes | PV | Solar |  |  | Rest-of-Pool |  | MA | WCMA |  | Existing | 0.078 | 0 | 0 | 0
41251 | MA_92_0.499 PV_0 S STATE ST_NORTH ADAMS | Generator | Yes | PV | Solar |  |  | Rest-of-Pool |  | MA | WCMA |  | Existing | 0.096 | 0 | 0 | 0
41254 | MA_316_0.984 PV_726 GUELPHWOOD RD_SOUTHBRIDGE | Generator | Yes | PV | Solar |  |  | Rest-of-Pool |  | MA | WCMA |  | Existing | 0.233 | 0 | 0 | 0
41256 | MA_17_3.96 PV_466 STAFFORD ST_LEICESTER | Generator | Yes | PV | Solar |  |  | Rest-of-Pool |  | MA | WCMA |  | Existing | 0.455 | 0 | 0 | 0
41257 | MA_43_1 PV_72 W DUDLEY RD_DUDLEY | Generator | Yes | PV | Solar |  |  | Rest-of-Pool |  | MA | WCMA |  | Existing | 0.197 | 0 | 0 | 0
41258 | MA_44_1 PV_72 W DUDLEY RD_DUDLEY | Generator | Yes | PV | Solar |  |  | Rest-of-Pool |  | MA | WCMA |  | Existing | 0.189 | 0 | 0 | 0
41259 | MA_50_0.984 PV_173 NASHUA RD_PEPPERELL | Generator | Yes | PV | Solar |  |  | Rest-of-Pool |  | MA | WCMA |  | Existing | 0.222 | 0 | 0 | 0
41260 | MA_102_0.4929 PV_0 WEST ST_W BRIDGEWATER | Generator | Yes | PV | Solar |  |  | Rest-of-Pool |  | MA | SEMA |  | Existing | 0.118 | 0 | 0 | 0
41261 | MA_51_0.99 PV_127 GOSHEN RD_WILLIAMSBURG | Generator | Yes | PV | Solar |  |  | Rest-of-Pool |  | MA | WCMA |  | Existing | 0.225 | 0 | 0 | 0
41262 | MA_54_0.99 PV_1006 RIVER RD_CLARKSBURG | Generator | Yes | PV | Solar |  |  | Rest-of-Pool |  | MA | WCMA |  | Existing | 0.224 | 0 | 0 | 0
41263 | MA_55_0.99 PV_251 RESERVOIR RD_NORTH ADAMS | Generator | Yes | PV | Solar |  |  | Rest-of-Pool |  | MA | WCMA |  | Existing | 0.222 | 0 | 0 | 0
41264 | MA_200_4.016 PV_33 GILBERTVILLE RD_WARE | Generator | Yes | PV | Solar |  |  | Rest-of-Pool |  | MA | WCMA |  | Existing | 1.036 | 0 | 0 | 0
41265 | MA_56_0.99 PV_251 RESERVOIR RD_NORTH ADAMS | Generator | Yes | PV | Solar |  |  | Rest-of-Pool |  | MA | WCMA |  | Existing | 0.152 | 0 | 0 | 0
41266 | MA_280_6.5 PV_20 NIPPNAPP TR_WORCESTER | Generator | Yes | PV | Solar |  |  | Rest-of-Pool |  | MA | WCMA |  | Existing | 0.355 | 0 | 0 | 0
41267 | MA_57_0.96 PV_80 WORCESTER-PROVIDENCE TP_SUTTON | Generator | Yes | PV | Solar |  |  | Rest-of-Pool |  | MA | WCMA |  | Existing | 0.148 | 0 | 0 | 0
41268 | MA_58_0.99 PV_207 PROVIDENCE RD_GRAFTON | Generator | Yes | PV | Solar |  |  | Rest-of-Pool |  | MA | WCMA |  | Existing | 0.24 | 0 | 0 | 0
41269 | MA_289_0.99 PV_3 KENWOOD CT_RUTLAND | Generator | Yes | PV | Solar |  |  | Rest-of-Pool |  | MA | WCMA |  | Existing | 0.148 | 0 | 0 | 0
41270 | MA_65_0.95 PV_890 MONAHAN DR_UXBRIDGE | Generator | Yes | PV | Solar |  |  | Rest-of-Pool |  | MA | SEMA |  | Existing | 0.149 | 0 | 0 | 0
41271 | MA_72_0.644 PV_128 BAY-STATE RD_REHOBOTH | Generator | Yes | PV | Solar |  |  | Rest-of-Pool |  | MA | SEMA |  | Existing | 0.11 | 0 | 0 | 0
41272 | MA_291_0.26 PV_297 AYER RD_HARVARD | Generator | Yes | PV | Solar |  |  | Rest-of-Pool |  | MA | WCMA |  | Existing | 0.084 | 0 | 0 | 0
41273 | MA_74_0.75 PV_2720 BOSTON RD_WILBRAHAM | Generator | Yes | PV | Solar |  |  | Rest-of-Pool |  | MA | WCMA |  | Existing | 0.173 | 0 | 0 | 0
41274 | MA_293_2 PV_56 WALKER RD_SHIRLEY | Generator | Yes | PV | Solar |  |  | Rest-of-Pool |  | MA | WCMA |  | Existing | 0.294 | 0 | 0 | 0
41275 | MA_84_0.452 PV_188 EAST ST_GRANBY | Generator | Yes | PV | Solar |  |  | Rest-of-Pool |  | MA | WCMA |  | Existing | 0.116 | 0 | 0 | 0
41276 | MA_85_0.452 PV_190 EAST ST_GRANBY | Generator | Yes | PV | Solar |  |  | Rest-of-Pool |  | MA | WCMA |  | Existing | 0.104 | 0 | 0 | 0
41277 | MA_294_1.08 PV_111 ADAMS RD_CLINTON | Generator | Yes | PV | Solar |  |  | Rest-of-Pool |  | MA | WCMA |  | Existing | 0.25 | 0 | 0 | 0
41278 | MA_86_0.452 PV_229R EAST ST_GRANBY | Generator | Yes | PV | Solar |  |  | Rest-of-Pool |  | MA | WCMA |  | Existing | 0.103 | 0 | 0 | 0
41279 | MA_87_0.452 PV_220R EAST ST_GRANBY | Generator | Yes | PV | Solar |  |  | Rest-of-Pool |  | MA | WCMA |  | Existing | 0.108 | 0 | 0 | 0
41280 | MA_321_1 PV_1 HARE RD_STURBRIDGE | Generator | Yes | PV | Solar |  |  | Rest-of-Pool |  | MA | WCMA |  | Existing | 0.185 | 0 | 0 | 0
41281 | MA_326_0.499 PV_154 CENTER-DEPOT RD_CHARLTON | Generator | Yes | PV | Solar |  |  | Rest-of-Pool |  | MA | WCMA |  | Existing | 0.109 | 0 | 0 | 0
41282 | MA_327_0.499 PV_142 BROOKFIELD RD_CHARLTON | Generator | Yes | PV | Solar |  |  | Rest-of-Pool |  | MA | WCMA |  | Existing | 0.112 | 0 | 0 | 0
41283 | MA_328_0.499 PV_111 BROOKFIELD RD_CHARLTON | Generator | Yes | PV | Solar |  |  | Rest-of-Pool |  | MA | WCMA |  | Existing | 0.107 | 0 | 0 | 0
41295 | MA_436_1 PV_0 KENSINGTON AV_METHUEN | Generator | Yes | PV | Solar |  |  | Rest-of-Pool |  | MA | NEMA |  | Existing | 0.171 | 0 | 0 | 0
41297 | MA_437_0.48 PV_251 Spring Hill Road_Barre | Generator | Yes | PV | Solar |  |  | Rest-of-Pool |  | MA | WCMA |  | Existing | 0.089 | 0 | 0 | 0
41298 | MA_432_0.75 PV_7A SPOFFORD RD_BOXFORD | Generator | Yes | PV | Solar |  |  | Rest-of-Pool |  | MA | NEMA |  | Existing | 0.162 | 0 | 0 | 0
41299 | MA_382_0.48 PV_2553 BARRE RD_HARDWICK | Generator | Yes | PV | Solar |  |  | Rest-of-Pool |  | MA | WCMA |  | Existing | 0.112 | 0 | 0 | 0
41300 | MA_383_0.48 PV_0 CLEVELAND RD_HARDWICK | Generator | Yes | PV | Solar |  |  | Rest-of-Pool |  | MA | WCMA |  | Existing | 0.108 | 0 | 0 | 0
41301 | MA_392_0.99 PV_581 SOUTH ST_WARREN | Generator | Yes | PV | Solar |  |  | Rest-of-Pool |  | MA | WCMA |  | Existing | 0.248 | 0 | 0 | 0
41302 | MA_412_0.996 PV_700 W SHAFT RD_NORTH ADAMS | Generator | Yes | PV | Solar |  |  | Rest-of-Pool |  | MA | WCMA |  | Existing | 0.233 | 0 | 0 | 0
41306 | Happy Hollow Road Solar 1 (ESS) | Generator | No | ES | Electricity used for Energy Storage |  |  | Rest-of-Pool |  | MA | WCMA |  | Existing | 3.2 | 3.2 | 3.2 | 3.2
41309 | MA_4_4.995 PV_311 EMERY ST_PALMER | Generator | Yes | PV | Solar |  |  | Rest-of-Pool |  | MA | WCMA |  | Existing | 1.107 | 0 | 0 | 0
41311 | MA_68_0.9 PV_500 DUNSTABLE RD_TYNGSBORO | Generator | Yes | PV | Solar |  |  | Rest-of-Pool |  | MA | WCMA |  | Existing | 0.189 | 0 | 0 | 0
41312 | Happy Hollow Road Solar 1 (PV) | Generator | Yes | PV | Solar |  |  | Rest-of-Pool |  | MA | WCMA |  | Existing | 1.75 | 0 | 1.75 | 0
41313 | MA_70_0.99 PV_194 BERKSHIRE TR E_GOSHEN | Generator | Yes | PV | Solar |  |  | Rest-of-Pool |  | MA | WCMA |  | Existing | 0.193 | 0 | 0 | 0
41314 | Kear - S Martin PV | Generator | Yes | PV | Solar |  |  | Rest-of-Pool |  | MA | NEMA |  | Existing | 1.667 | 0 | 1.667 | 0
41315 | Kear - S Martin Rd Storage | Generator | No | ES | Electricity used for Energy Storage |  |  | Rest-of-Pool |  | MA | NEMA |  | Existing | 1.491 | 1.499 | 1.491 | 1.491
41316 | MA_356_0.495 PV_370 PATRIOT PL_FOXBORO | Generator | Yes | PV | Solar |  |  | Rest-of-Pool |  | MA | SEMA |  | Existing | 0.062 | 0 | 0 | 0
41317 | MA_359_2.34 PV_234 THATCHER ST_E BRIDGEWATER | Generator | Yes | PV | Solar |  |  | Rest-of-Pool |  | MA | SEMA |  | Existing | 0.418 | 0 | 0 | 0
41318 | MA_360_0.75 PV_0 FAIRLEE LN_NORTON | Generator | Yes | PV | Solar |  |  | Rest-of-Pool |  | MA | SEMA |  | Existing | 0.134 | 0 | 0 | 0
41319 | MA_365_2 PV_880 BEECH ST_ROCKLAND | Generator | Yes | PV | Solar |  |  | Rest-of-Pool |  | MA | SEMA |  | Existing | 0.35 | 0 | 0 | 0
41320 | MA_399_2 PV_105 NORTH ST_PALMER | Generator | Yes | PV | Solar |  |  | Rest-of-Pool |  | MA | WCMA |  | Existing | 0.436 | 0 | 0 | 0
41321 | MA_401_0.8 PV_750 S BARRE RD_BARRE | Generator | Yes | PV | Solar |  |  | Rest-of-Pool |  | MA | WCMA |  | Existing | 0.144 | 0 | 0 | 0
41322 | MA_405_1 PV_702 S MAIN ST_ORANGE | Generator | Yes | PV | Solar |  |  | Rest-of-Pool |  | MA | WCMA |  | Existing | 0.377 | 0 | 0 | 0
41324 | MA_406_2 PV_702 S MAIN ST_ORANGE | Generator | Yes | PV | Solar |  |  | Rest-of-Pool |  | MA | WCMA |  | Existing | 0.22 | 0 | 0 | 0
41326 | MA_411_0.4995 PV_650 W CROSS RD_CLARKSBURG | Generator | Yes | PV | Solar |  |  | Rest-of-Pool |  | MA | WCMA |  | Existing | 0.099 | 0 | 0 | 0
41328 | MA_375_0.3 PV_454 S MAIN ST_W BRIDGEWATER | Generator | Yes | PV | Solar |  |  | Rest-of-Pool |  | MA | SEMA |  | Existing | 0.06 | 0 | 0 | 0
41329 | MA_413_0.499 PV_926 N STATE RD_CHESHIRE | Generator | Yes | PV | Solar |  |  | Rest-of-Pool |  | MA | WCMA |  | Existing | 0.116 | 0 | 0 | 0
41330 | MA_414_1 PV_300 EAST RD_ADAMS | Generator | Yes | PV | Solar |  |  | Rest-of-Pool |  | MA | WCMA |  | Existing | 0.17 | 0 | 0 | 0
41332 | MA_379_0.936 PV_33 GILBERTVILLE RD_WARE | Generator | Yes | PV | Solar |  |  | Rest-of-Pool |  | MA | WCMA |  | Existing | 0.238 | 0 | 0 | 0
41333 | MA_415_0.999 PV_76 E STAHL RD_ASHLEY FALLS | Generator | Yes | PV | Solar |  |  | Rest-of-Pool |  | MA | WCMA |  | Existing | 0.241 | 0 | 0 | 0
41334 | MA_384_3.8 PV_2189 BAPTIST-HILL RD_PALMER | Generator | Yes | PV | Solar |  |  | Rest-of-Pool |  | MA | WCMA |  | Existing | 0.715 | 0 | 0 | 0
41335 | MA_418_0.499 PV_49 LIME-KILN RD_SHEFFIELD | Generator | Yes | PV | Solar |  |  | Rest-of-Pool |  | MA | WCMA |  | Existing | 0.116 | 0 | 0 | 0
41336 | MA_386_0.496 PV_0 TINKHAM RD_WILBRAHAM | Generator | Yes | PV | Solar |  |  | Rest-of-Pool |  | MA | WCMA |  | Existing | 0.095 | 0 | 0 | 0
41337 | MA_391_0.96 PV_70 WARE RD_WEST WARREN | Generator | Yes | PV | Solar |  |  | Rest-of-Pool |  | MA | WCMA |  | Existing | 0.219 | 0 | 0 | 0
41338 | MA_420_2.5 PV_293 PARK ST_HOUSATONIC | Generator | Yes | PV | Solar |  |  | Rest-of-Pool |  | MA | WCMA |  | Existing | 0.593 | 0 | 0 | 0
41339 | MA_52_0.99 PV_189 MENDON ST_UXBRIDGE | Generator | Yes | PV | Solar |  |  | Rest-of-Pool |  | MA | SEMA |  | Existing | 0.197 | 0 | 0 | 0
41340 | MA_393_1 PV_414 LITTLE-REST RD_WARREN | Generator | Yes | PV | Solar |  |  | Rest-of-Pool |  | MA | WCMA |  | Existing | 0.247 | 0 | 0 | 0
41341 | MA_422_0.6 PV_100 SIMPLEX DR_WESTMINSTER | Generator | Yes | PV | Solar |  |  | Rest-of-Pool |  | MA | WCMA |  | Existing | 0.113 | 0 | 0 | 0
41342 | MA_96_0.499 PV_0 THEODORE DR_WESTMINSTER | Generator | Yes | PV | Solar |  |  | Rest-of-Pool |  | MA | WCMA |  | Existing | 0.116 | 0 | 0 | 0
41343 | MA_97_0.499 PV_0 THEODORE DR_WESTMINSTER | Generator | Yes | PV | Solar |  |  | Rest-of-Pool |  | MA | WCMA |  | Existing | 0.111 | 0 | 0 | 0
41345 | MA_433_3 PV_1050 HILLDALE AV_HAVERHILL | Generator | Yes | PV | Solar |  |  | Rest-of-Pool |  | MA | NEMA |  | Existing | 0.753 | 0 | 0 | 0
41346 | MA_443_1 PV_72 W DUDLEY RD_DUDLEY | Generator | Yes | PV | Solar |  |  | Rest-of-Pool |  | MA | WCMA |  | Existing | 0.191 | 0 | 0 | 0
41347 | MA_301_2 PV_0 SHIRLEY RD_LANCASTER | Generator | Yes | PV | Solar |  |  | Rest-of-Pool |  | MA | WCMA |  | Existing | 0.387 | 0 | 0 | 0
41348 | MA_302_1.5 PV_169 LEOMINSTER RD_SHIRLEY | Generator | Yes | PV | Solar |  |  | Rest-of-Pool |  | MA | WCMA |  | Existing | 0.19 | 0 | 0 | 0
41349 | MA_322_1 PV_1 HARE RD_STURBRIDGE | Generator | Yes | PV | Solar |  |  | Rest-of-Pool |  | MA | WCMA |  | Existing | 0.173 | 0 | 0 | 0
41350 | MA_8_3.72 PV_0 THATCHER ST_BROCKTON | Generator | Yes | PV | Solar |  |  | Rest-of-Pool |  | MA | SEMA |  | Existing | 0.525 | 0 | 0 | 0
41351 | MA_330_1.4 PV_175-185 E MAIN RD_W BROOKFIELD | Generator | Yes | PV | Solar |  |  | Rest-of-Pool |  | MA | WCMA |  | Existing | 0.267 | 0 | 0 | 0
41352 | MA_340_3.334 PV_280 SUMMER ST_REHOBOTH | Generator | Yes | PV | Solar |  |  | Rest-of-Pool |  | MA | SEMA |  | Existing | 0.733 | 0 | 0 | 0
41353 | MA_331_0.8 PV_94 JOHN-GILBERT RD_W BROOKFIELD | Generator | Yes | PV | Solar |  |  | Rest-of-Pool |  | MA | WCMA |  | Existing | 0.173 | 0 | 0 | 0
41354 | MA_333_3 PV_38 MADBROOK RD_N BROOKFIELD | Generator | Yes | PV | Solar |  |  | Rest-of-Pool |  | MA | WCMA |  | Existing | 0.61 | 0 | 0 | 0
41355 | MA_83_0.499 PV_1401 WILLIAMS ST_DIGHTON | Generator | Yes | PV | Solar |  |  | Rest-of-Pool |  | MA | SEMA |  | Existing | 0.109 | 0 | 0 | 0
41356 | MA_297_4.95 PV_125 STILL-RIVER RD_BOLTON | Generator | Yes | PV | Solar |  |  | Rest-of-Pool |  | MA | WCMA |  | Existing | 1.061 | 0 | 0 | 0
41357 | MA_98_0.499 PV_0 THEODORE DR_WESTMINSTER | Generator | Yes | PV | Solar |  |  | Rest-of-Pool |  | MA | WCMA |  | Existing | 0.111 | 0 | 0 | 0
41358 | MA_99_0.5 PV_55 W DUDLEY RD_DUDLEY | Generator | Yes | PV | Solar |  |  | Rest-of-Pool |  | MA | WCMA |  | Existing | 0.108 | 0 | 0 | 0
41359 | MA_300_2.5 PV_0 SHIRLEY RD_LANCASTER | Generator | Yes | PV | Solar |  |  | Rest-of-Pool |  | MA | WCMA |  | Existing | 0.484 | 0 | 0 | 0
41360 | MA_304_2.75 PV_51 FEDERAL-HILL RD_OXFORD | Generator | Yes | PV | Solar |  |  | Rest-of-Pool |  | MA | WCMA |  | Existing | 0.626 | 0 | 0 | 0
41361 | MA_213_0.995 PV_6 MCNEIL HW_LEICESTER | Generator | Yes | PV | Solar |  |  | Rest-of-Pool |  | MA | WCMA |  | Existing | 0.195 | 0 | 0 | 0
41363 | MA_311_1.38 PV_23 CUDWORTH RD_WEBSTER | Generator | Yes | PV | Solar |  |  | Rest-of-Pool |  | MA | WCMA |  | Existing | 0.293 | 0 | 0 | 0
41364 | MA_222_0.48 PV_26 THEODORE DR_WESTMINSTER | Generator | Yes | PV | Solar |  |  | Rest-of-Pool |  | MA | WCMA |  | Existing | 0.12 | 0 | 0 | 0
41366 | MA_286_1 PV_19 WOODCHUCK LN_SPENCER | Generator | Yes | PV | Solar |  |  | Rest-of-Pool |  | MA | WCMA |  | Existing | 0.232 | 0 | 0 | 0
41367 | MA_348_1.82 PV_120 South Street_WESTBOROUGH | Generator | Yes | PV | Solar |  |  | Rest-of-Pool |  | MA | WCMA |  | Existing | 0.354 | 0 | 0 | 0
41368 | MA_295_2.196 PV_100 ADAMS RD_CLINTON | Generator | Yes | PV | Solar |  |  | Rest-of-Pool |  | MA | WCMA |  | Existing | 0.501 | 0 | 0 | 0
41370 | MA_343_0.5 PV_247 BAKER RD_SWANSEA | Generator | Yes | PV | Solar |  |  | Rest-of-Pool |  | MA | SEMA |  | Existing | 0.088 | 0 | 0 | 0
41371 | MA_344_3.13 PV_2729 ELM ST_DIGHTON | Generator | Yes | PV | Solar |  |  | Rest-of-Pool |  | MA | SEMA |  | Existing | 0.707 | 0 | 0 | 0
41372 | MA_346_0.65 PV_0 SCHOOL ST_SOUTHBOROUGH | Generator | Yes | PV | Solar |  |  | Rest-of-Pool |  | MA | WCMA |  | Existing | 0.136 | 0 | 0 | 0
41374 | MA_350_1.91 PV_116 Milford Road_South Grafton | Generator | Yes | PV | Solar |  |  | Rest-of-Pool |  | MA | SEMA |  | Existing | 0.499 | 0 | 0 | 0
41376 | MA_351_3 PV_436 NE MAIN ST_DOUGLAS | Generator | Yes | PV | Solar |  |  | Rest-of-Pool |  | MA | SEMA |  | Existing | 0.67 | 0 | 0 | 0
41377 | Norfolk Walpole Cogeneration 1&2 | Demand |  |  |  | REAL_TIME | ACTIVE | Rest-of-Pool |  | MA | SEMA | SEMA | Existing | 1.066 | 1.242 | 1.066 | 1.066
41378 | MA_376_1.5 PV_280 DRIFTWAY_SCITUATE | Generator | Yes | PV | Solar |  |  | Rest-of-Pool |  | MA | SEMA |  | Existing | 0.095 | 0 | 0 | 0
41380 | MA_377_1.5 PV_280 DRIFTWAY_SCITUATE | Generator | Yes | PV | Solar |  |  | Rest-of-Pool |  | MA | SEMA |  | Existing | 0.153 | 0 | 0 | 0
41383 | MA_396_1 PV_203 STATE ST_PALMER | Generator | Yes | PV | Solar |  |  | Rest-of-Pool |  | MA | WCMA |  | Existing | 0.232 | 0 | 0 | 0
41384 | MA_397_1 PV_203 STATE ST_PALMER | Generator | Yes | PV | Solar |  |  | Rest-of-Pool |  | MA | WCMA |  | Existing | 0.241 | 0 | 0 | 0
41385 | MA_398_1 PV_203 STATE ST_PALMER | Generator | Yes | PV | Solar |  |  | Rest-of-Pool |  | MA | WCMA |  | Existing | 0.237 | 0 | 0 | 0
41387 | MA_427_1.31101 PV_1020 WESTFORD ST_LOWELL | Generator | Yes | PV | Solar |  |  | Rest-of-Pool |  | MA | WCMA |  | Existing | 0.153 | 0 | 0 | 0
41389 | MA_435_1.8 PV_100 DANTON DR_METHUEN | Generator | Yes | PV | Solar |  |  | Rest-of-Pool |  | MA | NEMA |  | Existing | 0.321 | 0 | 0 | 0
41393 | MA_441_0.26 PV_360 LYNN-FELLS PK_MELROSE | Generator | Yes | PV | Solar |  |  | Rest-of-Pool |  | MA | NEMA |  | Existing | 0.049 | 0 | 0 | 0
41395 | MA_281_4.883 PV_370 Auburn St_LEICESTER | Generator | Yes | PV | Solar |  |  | Rest-of-Pool |  | MA | WCMA |  | Existing | 1.007 | 0 | 0 | 0
41406 | Rear Somers PV | Generator | No | ES | Solar |  |  | Rest-of-Pool |  | MA | WCMA |  | Existing | 2.962 | 2.277 | 2.277 | 2.277
41407 | Nugen PV - East Greenwich, RI 1 | Generator | Yes | PV | Solar |  |  | Rest-of-Pool |  | RI | RI |  | Existing | 1.92 | 0 | 1.92 | 0
41409 | MA_388_1 PV_547-B LITTLE-REST RD_WARREN | Generator | Yes | PV | Solar |  |  | Rest-of-Pool |  | MA | WCMA |  | Existing | 0.249 | 0 | 0 | 0
41413 | MA_380_1.89 PV_262 LOWER RD_GILBERTVILLE | Generator | Yes | PV | Solar |  |  | Rest-of-Pool |  | MA | WCMA |  | Existing | 0.355 | 0 | 0 | 0
41417 | MA_381_1 PV_262 LOWER RD_GILBERTVILLE | Generator | Yes | PV | Solar |  |  | Rest-of-Pool |  | MA | WCMA |  | Existing | 0.191 | 0 | 0 | 0
41419 | MA_421_3.5 PV_229 SOMERS RD_HAMPDEN | Generator | Yes | PV | Solar |  |  | Rest-of-Pool |  | MA | WCMA |  | Existing | 0.771 | 0 | 0 | 0
41420 | MA_389_1 PV_547-A LITTLE-REST RD_WARREN | Generator | Yes | PV | Solar |  |  | Rest-of-Pool |  | MA | WCMA |  | Existing | 0.241 | 0 | 0 | 0
41421 | MA_424_2 PV_3 CAILIN RD_BEVERLY | Generator | Yes | PV | Solar |  |  | Rest-of-Pool |  | MA | NEMA |  | Existing | 0.189 | 0 | 0 | 0
41422 | MA_416_1.988 PV_67 VAN-DEUSENVILLE RD_HOUSATONIC | Generator | Yes | PV | Solar |  |  | Rest-of-Pool |  | MA | WCMA |  | Existing | 0.47 | 0 | 0 | 0
41423 | MA_419_0.25 PV_1399 N MAIN ST_SHEFFIELD | Generator | Yes | PV | Solar |  |  | Rest-of-Pool |  | MA | WCMA |  | Existing | 0.057 | 0 | 0 | 0
41424 | MA_430_0.308 PV_500 PRINCETON WA_WESTFORD | Generator | Yes | PV | Solar |  |  | Rest-of-Pool |  | MA | WCMA |  | Existing | 0.055 | 0 | 0 | 0
41425 | MA_439_2.85 PV_200 IRON-HORSE PA_BILLERICA | Generator | Yes | PV | Solar |  |  | Rest-of-Pool |  | MA | WCMA |  | Existing | 0.648 | 0 | 0 | 0
41427 | MA_282_0.499 PV_1A BOUTILIER RD_LEICESTER | Generator | Yes | PV | Solar |  |  | Rest-of-Pool |  | MA | WCMA |  | Existing | 0.122 | 0 | 0 | 0
41429 | MA_366_0.332 PV_146 CAMPANELLI PK_STOUGHTON | Generator | Yes | PV | Solar |  |  | Rest-of-Pool |  | MA | SEMA |  | Existing | 0.055 | 0 | 0 | 0
41430 | MA_387_1 PV_547 LITTLE-REST RD_WARREN | Generator | Yes | PV | Solar |  |  | Rest-of-Pool |  | MA | WCMA |  | Existing | 0.232 | 0 | 0 | 0
41434 | MA_116_0.45 PV_891 MONAHAN DR_UXBRIDGE | Generator | Yes | PV | Solar |  |  | Rest-of-Pool |  | MA | SEMA |  | Existing | 0.093 | 0 | 0 | 0
41435 | MA_371_2.4 PV_174 HOBOMOCK ST_PEMBROKE | Generator | Yes | PV | Solar |  |  | Rest-of-Pool |  | MA | SEMA |  | Existing | 0.576 | 0 | 0 | 0
41436 | MA_372_2.492 PV_0 MONPONSETT ST_HALIFAX | Generator | Yes | PV | Solar |  |  | Rest-of-Pool |  | MA | SEMA |  | Existing | 0.583 | 0 | 0 | 0
41438 | MA_2_4.968 PV_0 WILLOW AV_HAVERHILL | Generator | Yes | PV | Solar |  |  | Rest-of-Pool |  | MA | NEMA |  | Existing | 0.951 | 0 | 0 | 0
41476 | MA_394_2 PV_205 STURBRIDGE RD_BRIMFIELD | Generator | Yes | PV | Solar |  |  | Rest-of-Pool |  | MA | WCMA |  | Existing | 0.272 | 0 | 0 | 0
41516 | WODS | Generator | Yes | PV | Solar |  |  | Rest-of-Pool |  | CT | CT |  | Existing | 8.834 | 0 | 8.834 | 0
41519 | Altus New Marlborough | Generator | No | PV | Solar |  |  | Rest-of-Pool |  | MA | WCMA |  | Existing | 1 | 1 | 1 | 1
41535 | FGE Solarway Capacity | Generator | Yes | PV | Solar |  |  | Rest-of-Pool |  | MA | WCMA |  | Existing | 0.072 | 0 | 0.072 | 0
41536 | Kearsarge Kenyon Woods | Generator | Yes | PV | Solar |  |  | Rest-of-Pool |  | RI | RI |  | Existing | 1.61 | 0 | 1.61 | 0
41539 | Kearsarge Westerly | Generator | Yes | PV | Solar |  |  | Rest-of-Pool |  | RI | RI |  | Existing | 2.073 | 0 | 2.073 | 0
41540 | Kearsarge Tiverton | Generator | Yes | PV | Solar |  |  | Rest-of-Pool |  | RI | RI |  | Existing | 1.058 | 0 | 1.058 | 0
41546 | Kearsarge Upper Union ESS | Generator | No | ES | Electricity used for Energy Storage |  |  | Rest-of-Pool |  | MA | SEMA |  | Existing | 0.8 | 0.8 | 0.8 | 0.8
41547 | Kearsarge Montague BD PV | Generator | Yes | PV | Solar |  |  | Rest-of-Pool |  | MA | WCMA |  | Existing | 1.213 | 0 | 1.213 | 0
41548 | Kearsarge Montague BD ESS | Generator | No | ES | Electricity used for Energy Storage |  |  | Rest-of-Pool |  | MA | WCMA |  | Existing | 1.253 | 1.253 | 1.253 | 1.253
41549 | Kearsarge Haverhill PV | Generator | Yes | PV | Solar |  |  | Rest-of-Pool |  | MA | NEMA |  | Existing | 1.414 | 0 | 1.414 | 0
41550 | Kearsarge Haverhill ESS | Generator | No | ES | Electricity used for Energy Storage |  |  | Rest-of-Pool |  | MA | NEMA |  | Existing | 2 | 2 | 2 | 2
41551 | Kearsarge William Way PV | Generator | Yes | PV | Solar |  |  | Rest-of-Pool |  | MA | SEMA |  | Existing | 2.332 | 0 | 2.332 | 0
41552 | Kearsarge William Way ESS | Generator | No | ES | Electricity used for Energy Storage |  |  | Rest-of-Pool |  | MA | SEMA |  | Existing | 2.55 | 2.55 | 2.55 | 2.55
41555 | Alton Bradford Road Solar | Generator | Yes | PV | Solar |  |  | Rest-of-Pool |  | RI | RI |  | Existing | 5.141 | 0 | 5.141 | 0
41557 | Hope Farm Solar | Generator | Yes | PV | Solar |  |  | Rest-of-Pool |  | RI | RI |  | Existing | 4.362 | 0 | 4.362 | 0
41563 | Gravel Pit Solar 1 | Generator | Yes | PV | Solar |  |  | Rest-of-Pool |  | CT | CT |  | Existing | 48 | 0 | 48 | 0
41566 | Great Lakes Millinocket | Generator | No | ES | Electricity used for Energy Storage |  |  | Maine |  | ME | ME |  | Existing | 20 | 20 | 20 | 20
41593 | Berkshire Wind Phase 2 | Generator | Yes | WT | Wind |  |  | Rest-of-Pool |  | MA | WCMA |  | Existing | 0.545 | 2.175 | 0.545 | 2.175
44103 | Breckenridge | Generator | No | ES | Solar |  |  | Rest-of-Pool |  | MA | WCMA |  | Existing | 2.208 | 2.208 | 2.208 | 2.208
44104 | Williamsville | Generator | No | ES | Solar |  |  | Rest-of-Pool |  | MA | WCMA |  | Existing | 3.25 | 3.25 | 3.25 | 3.25
44110 | 0008 - Clark - PV+BESS | Generator | No | ES | Solar |  |  | Rest-of-Pool |  | MA | WCMA |  | Existing | 4.989 | 3 | 2.85 | 2.85
44111 | 0008 - Brockelman - PV+BESS | Generator | No | ES | Solar |  |  | Rest-of-Pool |  | MA | WCMA |  | Existing | 0.987 | 0.987 | 0.941 | 0.941
44115 | Lunenburg Solar [Elec] | Generator | Yes | PV | Solar |  |  | Rest-of-Pool |  | MA | WCMA |  | Existing | 0.999 | 0.999 | 0.999 | 0.999
44116 | NuGen PV - Bristol Landfill, RI | Generator | Yes | PV | Solar |  |  | Rest-of-Pool |  | RI | RI |  | Existing | 1.992 | 0 | 1.992 | 0
44119 | Wendell Solar | Generator | Yes | PV | Solar |  |  | Rest-of-Pool |  | MA | WCMA |  | Existing | 2.791 | 2 | 2.791 | 2
44127 | Northbridge Solar [McQuade] | Generator | Yes | PV | Solar |  |  | Rest-of-Pool |  | MA | SEMA |  | Existing | 2.93 | 2 | 2.93 | 2
44128 | 0008 - Conway - PV+BESS | Generator | No | ES | Solar |  |  | Rest-of-Pool |  | MA | WCMA |  | Existing | 4.4 | 2 | 1.9 | 1.9
44140 | Deerfield Solar | Generator | Yes | PV | Solar |  |  | Rest-of-Pool |  | MA | WCMA |  | Existing | 2.151 | 1.254 | 2.151 | 1.254
44160 | Far Rockaway GT1 | Import | [5 empty] | Rest-of-Pool | New York AC Ties |  |  |  | New | 53.5 | 57.95 | 0 | 0
44162 | Far Rockaway GT2 | Import | [5 empty] | Rest-of-Pool | New York AC Ties |  |  |  | New | 54.7 | 60 | 0 | 0
44173 | S.V. - CT Solar DG Aggregation | Demand |  |  |  | ON_PEAK | PASSIVE | Rest-of-Pool |  | CT | CT |  | Existing | 2 | 0 | 2 | 0
44173 | S.V. - CT Solar DG Aggregation | Demand |  |  |  | ON_PEAK | PASSIVE | Rest-of-Pool |  | CT | CT |  | New | 2.051 | 0 | 1.61 | 0
44174 | Heron Crossing Solar | Generator | Yes | PV | Solar |  |  | Rest-of-Pool |  | MA | SEMA |  | Existing | 2 | 1 | 2 | 1
44192 | BoxBorough ESS | Demand |  |  |  | REAL_TIME | ACTIVE | Rest-of-Pool |  | MA | WCMA | Central MA | Existing | 1.08 | 1.08 | 1.08 | 1.08
44196 | lu_nh_fca16_eeodr | Demand |  |  |  | ON_PEAK | PASSIVE | Northern New England |  | NH | NH |  | Existing | 0.672 | 0.672 | 0.672 | 0.672
44197 | 0721 - Bowden - PV | Generator | Yes | PV | Solar |  |  | Rest-of-Pool |  | MA | WCMA |  | Existing | 0.744 | 0 | 0.744 | 0
44198 | Revolution Wind | Generator | Yes | WT | Wind |  |  | Rest-of-Pool |  | RI | RI |  | Existing | 68.601 | 149.862 | 68.601 | 149.862
44198 | Revolution Wind | Generator | Yes | WT | Wind |  |  | Rest-of-Pool |  | RI | RI |  | New | 134.299 | 315.838 | 134.299 | 315.838
44202 | NYPA-CMR (12450) | Import | [5 empty] | Rest-of-Pool | New York AC Ties |  |  |  | Existing | 68.3 | 68.3 | 68.3 | 68.3
44209 | Kearsarge East Providence | Generator | Yes | PV | Solar |  |  | Rest-of-Pool |  | RI | RI |  | Existing | 1.008 | 0 | 1.008 | 0
44210 | Kearsarge Burrillville | Generator | Yes | PV | Solar |  |  | Rest-of-Pool |  | RI | RI |  | Existing | 2.104 | 0 | 2.104 | 0
44211 | Kearsarge Portsmouth | Generator | Yes | PV | Solar |  |  | Rest-of-Pool |  | RI | RI |  | Existing | 2.822 | 0 | 2.822 | 0
44212 | Kearsarge Richmond | Generator | Yes | PV | Solar |  |  | Rest-of-Pool |  | RI | RI |  | Existing | 1.63 | 0 | 1.63 | 0
44213 | Kearsarge Smithfield | Generator | Yes | PV | Solar |  |  | Rest-of-Pool |  | RI | RI |  | Existing | 4.714 | 0 | 4.714 | 0
44214 | Kearsarge URI Parking | Generator | Yes | PV | Solar |  |  | Rest-of-Pool |  | RI | RI |  | Existing | 0.632 | 0 | 0.632 | 0
44219 | 2020A Ludlow Solar | Generator | Yes | PV | Solar |  |  | Rest-of-Pool |  | MA | WCMA |  | Existing | 1.735 | 0 | 1.735 | 0
44227 | Kearsarge Beverly HS PV | Generator | Yes | PV | Solar |  |  | Rest-of-Pool |  | MA | NEMA |  | Existing | 0.996 | 0 | 0.996 | 0
44228 | Kearsarge Beverly HS ESS | Generator | No | ES | Electricity used for Energy Storage |  |  | Rest-of-Pool |  | MA | NEMA |  | Existing | 1.5 | 1.5 | 1.5 | 1.5
44231 | Kearsarge Upper Union PV1 | Generator | Yes | PV | Solar |  |  | Rest-of-Pool |  | MA | SEMA |  | Existing | 0.591 | 0 | 0.591 | 0
44232 | 0017 - Rochester Rd (Carver 3) - PV+BESS | Generator | No | PV | Solar |  |  | Rest-of-Pool |  | MA | SEMA |  | Existing | 1 | 1 | 1 | 1
44233 | 0017 - Tremont (Carver 1) - PV+BESS | Generator | No | PV | Solar |  |  | Rest-of-Pool |  | MA | SEMA |  | Existing | 1.998 | 1.998 | 1.998 | 1.998
44234 | E_Gramercy | Generator | No | ES | Electricity used for Energy Storage |  |  | Rest-of-Pool |  | MA | SEMA |  | Existing | 0.321 | 0.321 | 0.321 | 0.321
44234 | E_Gramercy | Generator | No | ES | Electricity used for Energy Storage |  |  | Rest-of-Pool |  | MA | SEMA |  | New | 1.079 | 0.679 | 0.679 | 0.679
44237 | Niagara and St. Lawrence (12451) | Import | [5 empty] | Rest-of-Pool | New York AC Ties |  |  |  | Existing | 15.3 | 15.3 | 15.3 | 15.3
44239 | S_Holliston | Generator | No | ES | Electricity used for Energy Storage |  |  | Rest-of-Pool |  | MA | NEMA |  | Existing | 4.999 | 4.999 | 4.999 | 4.999
44242 | S_Lake | Generator | No | ES | Electricity used for Energy Storage |  |  | Rest-of-Pool |  | MA | SEMA |  | Existing | 2.5 | 2.5 | 2.5 | 2.5
44248 | 0729 - Ring Road - PV + BESS | Generator | Yes | PV | Solar |  |  | Rest-of-Pool |  | MA | SEMA |  | Existing | 2 | 2 | 2 | 2
44249 | ZPB-373 | Generator | No | ES | Electricity used for Energy Storage |  |  | Rest-of-Pool |  | MA | SEMA |  | Existing | 9.892 | 9.892 | 9.892 | 9.892
44251 | ZPB-48 | Generator | No | ES | Electricity used for Energy Storage |  |  | Rest-of-Pool |  | MA | WCMA |  | Existing | 4.889 | 4.889 | 4.889 | 4.889
44252 | ZPB-385 | Generator | No | ES | Electricity used for Energy Storage |  |  | Rest-of-Pool |  | MA | WCMA |  | Existing | 4.899 | 4.899 | 4.899 | 4.899
44256 | 0711 - Westerly - PV | Generator | Yes | PV | Solar |  |  | Rest-of-Pool |  | RI | RI |  | Existing | 2.606 | 0 | 2.606 | 0
44282 | Grasshopper 142 Blackstone | Generator | No | PV | Solar |  |  | Rest-of-Pool |  | MA | SEMA |  | Existing | 3.078 | 2.462 | 2.462 | 2.462
44286 | 0771 - Emery - PV | Generator | Yes | PV | Solar |  |  | Maine |  | ME | ME |  | Existing | 9.57 | 0 | 9.57 | 0
44287 | A_North Brookfield | Generator | No | ES | Electricity used for Energy Storage |  |  | Rest-of-Pool |  | MA | WCMA |  | Existing | 3.465 | 3.465 | 3.465 | 3.465
44288 | A_Coy Hill | Generator | No | ES | Electricity used for Energy Storage |  |  | Rest-of-Pool |  | MA | WCMA |  | Existing | 2.522 | 2.522 | 2.522 | 2.522
44289 | A_Driving Range A (West) | Generator | No | ES | Electricity used for Energy Storage |  |  | Rest-of-Pool |  | MA | WCMA |  | Existing | 3.364 | 3.364 | 3.364 | 3.364
44290 | A_Driving Range C (East) | Generator | No | ES | Electricity used for Energy Storage |  |  | Rest-of-Pool |  | MA | WCMA |  | Existing | 3.027 | 3.027 | 3.027 | 3.027
44291 | A_Randall | Generator | No | ES | Electricity used for Energy Storage |  |  | Rest-of-Pool |  | MA | WCMA |  | Existing | 3.029 | 3.029 | 3.029 | 3.029
44293 | Grasshopper Wilson Street | Generator | No | PV | Solar |  |  | Rest-of-Pool |  | MA | NEMA |  | Existing | 1.73 | 1.73 | 1.3 | 1.3
44304 | UI Energy Efficiency FCA 16 | Demand |  |  |  | SEASONAL_PEAK | PASSIVE | Rest-of-Pool |  | CT | CT |  | Existing | 5.4 | 5.4 | 5.4 | 5.4
44306 | Ware Palmer Solar PV and Battery | Generator | Yes | PV | Solar |  |  | Rest-of-Pool |  | MA | WCMA |  | Existing | 2.952 | 1.862 | 2.952 | 1.862
44307 | 0711 - Westport - PV | Generator | Yes | PV | Solar |  |  | Rest-of-Pool |  | MA | SEMA |  | Existing | 0.183 | 0 | 0.183 | 0
44308 | 0711 - Gardner - PV | Generator | Yes | PV | Solar |  |  | Rest-of-Pool |  | MA | WCMA |  | Existing | 0.922 | 0 | 0.922 | 0
44310 | ZPB-433 | Generator | No | ES | Electricity used for Energy Storage |  |  | Rest-of-Pool |  | MA | WCMA |  | Existing | 9.892 | 9.892 | 9.892 | 9.892
44311 | ZPB-434 | Generator | No | ES | Electricity used for Energy Storage |  |  | Rest-of-Pool |  | MA | WCMA |  | Existing | 9.892 | 9.892 | 9.892 | 9.892
44313 | Wallum Solar PV and Battery | Generator | Yes | PV | Solar |  |  | Rest-of-Pool |  | MA | SEMA |  | Existing | 4.918 | 3.724 | 4.918 | 3.724
44314 | East Brookfield Adams Solar PV and Battery | Generator | Yes | PV | Solar |  |  | Rest-of-Pool |  | MA | WCMA |  | Existing | 4.843 | 2.909 | 4.843 | 2.909
44317 | 0711 - Hampden - PV+BESS | Generator | Yes | PV | Solar |  |  | Rest-of-Pool |  | MA | WCMA |  | Existing | 3.818 | 2.417 | 3.818 | 2.417
44323 | Buck Pond Battery Energy Storage | Generator | No | ES | Electricity used for Energy Storage |  |  | Rest-of-Pool |  | MA | WCMA |  | New | 200 | 200 | 200 | 200
44330 | Berlin Renewable BES | Generator | No | ES | Electricity used for Energy Storage |  |  | Northern New England |  | NH | NH |  | Existing | 14 | 14 | 14 | 14
44331 | Rumford Renewable BES | Generator | No | ES | Electricity used for Energy Storage |  |  | Maine |  | ME | ME |  | Existing | 6.926 | 6.926 | 6.926 | 6.926
44335 | Bonny Eagle Renewable BES | Generator | No | ES | Electricity used for Energy Storage |  |  | Maine |  | ME | ME |  | Existing | 7.794 | 7.794 | 7.794 | 7.794
44337 | C_77 Farm to Market | Generator | No | ES | Electricity used for Energy Storage |  |  | Rest-of-Pool |  | MA | SEMA |  | Existing | 2.31 | 2.31 | 2.31 | 2.31
44343 | Partridge Road (PV) | Generator | Yes | PV | Solar |  |  | Rest-of-Pool |  | MA | WCMA |  | Existing | 2.043 | 0 | 2.043 | 0
44344 | Partridge Road (ESS) | Generator | No | ES | Electricity used for Energy Storage |  |  | Rest-of-Pool |  | MA | WCMA |  | Existing | 2.948 | 2.948 | 2.948 | 2.948
44345 | Syncarpha Blandford - Battery 1063 | Generator | No | ES | Solar |  |  | Rest-of-Pool |  | MA | WCMA |  | Existing | 3.9 | 3.49 | 3.49 | 3.49
44346 | Syncarpha Blandford - Solar 1063 | Generator | Yes | PV | Solar |  |  | Rest-of-Pool |  | MA | WCMA |  | Existing | 1.099 | 0 | 1.099 | 0
44347 | PSNH CORE Energy Efficiency | Demand |  |  |  | ON_PEAK | PASSIVE | Northern New England |  | NH | NH |  | Existing | 7.552 | 7.552 | 7.552 | 7.552
44349 | Hartford Pike Solar II | Generator | Yes | PV | Solar |  |  | Rest-of-Pool |  | RI | RI |  | Existing | 0.947 | 0 | 0.947 | 0
44358 | Grasshopper Brook Street | Generator | No | PV | Solar |  |  | Rest-of-Pool |  | MA | SEMA |  | Existing | 2.463 | 1.73 | 1.73 | 1.73
44362 | Valta Kimball Farm | Generator | No | PV | Solar |  |  | Rest-of-Pool |  | MA | NEMA |  | Existing | 1.264 | 1.264 | 1.264 | 1.264
44363 | 0462 - Amherst - PV+BESS | Generator | No | ES | Electricity used for Energy Storage |  |  | Rest-of-Pool |  | MA | WCMA |  | Existing | 1.925 | 1.925 | 1.9 | 1.9
44366 | C_Maple | Generator | No | ES | Electricity used for Energy Storage |  |  | Rest-of-Pool |  | MA | SEMA |  | Existing | 2.31 | 2.31 | 2.31 | 2.31
44368 | C_Tihonet | Generator | No | ES | Electricity used for Energy Storage |  |  | Rest-of-Pool |  | MA | SEMA |  | Existing | 3.3 | 3.3 | 3.3 | 3.3
44370 | C_299 Farm to Market | Generator | No | ES | Electricity used for Energy Storage |  |  | Rest-of-Pool |  | MA | SEMA |  | Existing | 2.31 | 2.31 | 2.31 | 2.31
44385 | ngrid_nema_fca16_ee | Demand |  |  |  | ON_PEAK | PASSIVE | Rest-of-Pool |  | MA | NEMA |  | Existing | 2.471 | 2.647 | 2.471 | 2.471
44386 | ngrid_sema_fca16_ee | Demand |  |  |  | ON_PEAK | PASSIVE | Rest-of-Pool |  | MA | SEMA |  | Existing | 4.46 | 4.46 | 4.46 | 4.46
44387 | ngrid_wcma_fca16_ee | Demand |  |  |  | ON_PEAK | PASSIVE | Rest-of-Pool |  | MA | WCMA |  | Existing | 6.191 | 6.191 | 6.191 | 6.191
44391 | Milford Battery Energy Storage | Generator | No | ES | Electricity used for Energy Storage |  |  | Rest-of-Pool |  | CT | CT |  | New | 200 | 200 | 0 | 0
44395 | Valta Fort Pond | Generator | No | PV | Solar |  |  | Rest-of-Pool |  | MA | WCMA |  | Existing | 3.003 | 3.003 | 3.003 | 3.003
44422 | Old Frontier III | Generator | Yes | PV | Solar |  |  | Rest-of-Pool |  | MA | WCMA |  | Existing | 2 | 1 | 2 | 1
44423 | CLC FCA16 | Demand |  |  |  | ON_PEAK | PASSIVE | Rest-of-Pool |  | MA | SEMA |  | Existing | 2.105 | 2.105 | 2.105 | 2.105
44424 | Unitil CORE Energy Efficiency Programs FCA 16 | Demand |  |  |  | ON_PEAK | PASSIVE | Rest-of-Pool |  | MA | WCMA |  | Existing | 0.54 | 0.54 | 0.54 | 0.54
44428 | UES CORE Energy Efficiency Programs FCA 16 | Demand |  |  |  | ON_PEAK | PASSIVE | Northern New England |  | NH | NH |  | Existing | 0.54 | 0.54 | 0.54 | 0.54
44431 | C_Charlotte Furnace | Generator | No | ES | Electricity used for Energy Storage |  |  | Rest-of-Pool |  | MA | SEMA |  | Existing | 1 | 1 | 1 | 1
44432 | A_Orchards | Generator | Yes | ES | Electricity used for Energy Storage |  |  | Rest-of-Pool |  | MA | WCMA |  | Existing | 1.382 | 1.081 | 1.382 | 1.081
44432 | A_Orchards | Generator | Yes | ES | Electricity used for Energy Storage |  |  | Rest-of-Pool |  | MA | WCMA |  | New | 2.918 | 2.283 | 2.918 | 2.283
44445 | 0008 - Hedges Pond - PV+BESS | Generator | No | PV | Solar |  |  | Rest-of-Pool |  | MA | SEMA |  | Existing | 1.629 | 1.629 | 1.568 | 1.568
44446 | Syncarpha Carver - Battery | Generator | No | PV | Solar |  |  | Rest-of-Pool |  | MA | SEMA |  | Existing | 3.968 | 3.968 | 3.968 | 3.968
44447 | Syncarpha Carver - Solar | Generator | Yes | PV | Solar |  |  | Rest-of-Pool |  | MA | SEMA |  | Existing | 0.999 | 0 | 0.999 | 0
44448 | Syncarpha Park Drive - Battery | Generator | No | PV | Solar |  |  | Rest-of-Pool |  | MA | SEMA |  | Existing | 3.968 | 3.968 | 3.968 | 3.968
44449 | Syncarpha Park Drive - Solar | Generator | Yes | PV | Solar |  |  | Rest-of-Pool |  | MA | SEMA |  | Existing | 0.999 | 0 | 0.999 | 0
44455 | NHEC Energy Efficiency | Demand |  |  |  | ON_PEAK | PASSIVE | Northern New England |  | NH | NH |  | Existing | 0.616 | 0.616 | 0.616 | 0.616
44465 | Sunnova NEMA RESI ESS | Demand |  |  |  | ON_PEAK | PASSIVE | Rest-of-Pool |  | MA | NEMA |  | Existing | 0.511 | 0.511 | 0.511 | 0.511
44467 | Sunnova SEMA RESI ESS | Demand |  |  |  | ON_PEAK | PASSIVE | Rest-of-Pool |  | MA | SEMA |  | Existing | 0.715 | 0.715 | 0.715 | 0.715
44469 | Sunnova WCMA RESI ESS | Demand |  |  |  | ON_PEAK | PASSIVE | Rest-of-Pool |  | MA | WCMA |  | Existing | 0.816 | 0.816 | 0.816 | 0.816
44471 | Sunnova RI RESI ESS | Demand |  |  |  | ON_PEAK | PASSIVE | Rest-of-Pool |  | RI | RI |  | Existing | 0.441 | 0.441 | 0.441 | 0.441
44473 | Bernardston | Generator | Yes | PV | Solar |  |  | Rest-of-Pool |  | MA | WCMA |  | Existing | 1.41 | 1.41 | 1.41 | 1.41
44476 | LDSTR - Monument Valley PV | Generator | Yes | PV | Solar |  |  | Rest-of-Pool |  | MA | WCMA |  | Existing | 1.017 | 0 | 1.017 | 0
44477 | LDSTR - Monument Valley ESS | Generator | No | ES | Electricity used for Energy Storage |  |  | Rest-of-Pool |  | MA | WCMA |  | Existing | 0.983 | 0.983 | 0.983 | 0.983
44478 | Syncarpha Dewitt - Solar | Generator | Yes | PV | Solar |  |  | Maine |  | ME | ME |  | Existing | 2.305 | 0 | 2.305 | 0
44480 | MACOM_ESS | Demand |  |  |  | REAL_TIME | ACTIVE | Rest-of-Pool |  | MA | WCMA | Central MA | Existing | 0.68 | 0.68 | 0.68 | 0.68
44488 | CVE Wing Lane PV | Generator | Yes | PV | Solar |  |  | Rest-of-Pool |  | MA | SEMA |  | Existing | 1.38 | 0 | 1.38 | 0
44489 | CVE Wing Lane ESS | Generator | No | ES | Electricity used for Energy Storage |  |  | Rest-of-Pool |  | MA | SEMA |  | Existing | 1.12 | 1.12 | 1.12 | 1.12
44491 | SCS NATHAN ELLIS 011282 FALMOUTH EAST, LLC PV | Generator | Yes | PV | Solar |  |  | Rest-of-Pool |  | MA | SEMA |  | Existing | 2.035 | 0 | 2.035 | 0
44492 | SCS NATHAN ELLIS 011282 FALMOUTH EAST, LLC ESS | Generator | No | ES | Electricity used for Energy Storage |  |  | Rest-of-Pool |  | MA | SEMA |  | Existing | 1.965 | 1.965 | 1.965 | 1.965
44493 | SCS NATHAN ELLIS 011282 FALMOUTH WEST, LLC PV | Generator | Yes | PV | Solar |  |  | Rest-of-Pool |  | MA | SEMA |  | Existing | 0.507 | 0 | 0.507 | 0
44495 | SCS NATHAN ELLIS 011282 FALMOUTH WEST, LLC ESS | Generator | No | ES | Electricity used for Energy Storage |  |  | Rest-of-Pool |  | MA | SEMA |  | Existing | 0.492 | 0.492 | 0.492 | 0.492
44497 | Blodgett | Generator | No | ES | Solar |  |  | Rest-of-Pool |  | MA | WCMA |  | Existing | 4.99 | 3.9 | 3.9 | 3.9
44498 | Brookwood | Generator | No | PV | Solar |  |  | Rest-of-Pool |  | MA | SEMA |  | Existing | 4.99 | 3 | 3 | 3
44499 | Pleasant | Generator | No | ES | Electricity used for Energy Storage |  |  | Rest-of-Pool |  | MA | WCMA |  | Existing | 2.769 | 2.769 | 2.769 | 2.769
44499 | Pleasant | Generator | No | ES | Electricity used for Energy Storage |  |  | Rest-of-Pool |  | MA | WCMA |  | New | 1.731 | 1.686 | 1.597 | 1.597
44500 | Syncarpha Leicester | Generator | No | ES | Solar |  |  | Rest-of-Pool |  | MA | WCMA |  | Existing | 2.427 | 2 | 2 | 2
44501 | CPLN CT On-Peak - DG | Demand |  |  |  | ON_PEAK | PASSIVE | Rest-of-Pool |  | CT | CT |  | Existing | 5.13 | 4.296 | 4.296 | 4.296
44502 | CPLN CT On-Peak - EE | Demand |  |  |  | ON_PEAK | PASSIVE | Rest-of-Pool |  | CT | CT |  | Existing | 0.608 | 0.581 | 0.581 | 0.581
44503 | CPLN MA SEMA OP - DG | Demand |  |  |  | ON_PEAK | PASSIVE | Rest-of-Pool |  | MA | SEMA |  | Existing | 4.684 | 3.617 | 3.617 | 3.617
44504 | CPLN MA SEMA OP - EE | Demand |  |  |  | ON_PEAK | PASSIVE | Rest-of-Pool |  | MA | SEMA |  | Existing | 0.299 | 0.231 | 0.231 | 0.231
44505 | Tewksbury State Hospital Cogenerator - DG | Demand |  |  |  | ON_PEAK | PASSIVE | Rest-of-Pool |  | MA | WCMA |  | Existing | 0.559 | 0.517 | 0.517 | 0.517
44508 | Carr Street Generating | Import | [5 empty] | Rest-of-Pool | New York AC Ties |  |  |  | New | 89 | 104.16 | 0.6 | 0.6
44511 | Erie Boulevard HYDRO Import | Import | [5 empty] | Rest-of-Pool | New York AC Ties |  |  |  | New | 295.621 | 464.97 | 0 | 0
44513 | HQ_HG_Summer | Import | [5 empty] | Northern New England | Hydro-Quebec Highgate |  |  |  | New | 200 | 0 | 18.173 | 0
44517 | HQ_NY_Summer | Import | [5 empty] | Rest-of-Pool | New York AC Ties |  |  |  | New | 300 | 0 | 38.686 | 0
44519 | HQ_PII_Summer | Import | [5 empty] | Rest-of-Pool | Phase I/II HQ Excess |  |  |  | New | 1400 | 0 | 253.776 | 0
44526 | NY Resource_06 | Import | [5 empty] | Rest-of-Pool | New York AC Ties |  |  |  | New | 80.2 | 91.5 | 0 | 0
44527 | NY Resource_07 | Import | [5 empty] | Rest-of-Pool | New York AC Ties |  |  |  | New | 87.1 | 102.1 | 0 | 0
44533 | New Brunswick_ Control Area Backed | Import | [5 empty] | Maine | New Brunswick |  |  |  | New | 200 | 200 | 70 | 70
44535 | Rensselaer | Import | [5 empty] | Rest-of-Pool | New York AC Ties |  |  |  | New | 77 | 79 | 0 | 0
44536 | Roseton 1 Generating | Import | [5 empty] | Rest-of-Pool | New York AC Ties |  |  |  | New | 593.5 | 600 | 0 | 0
44537 | Roseton 2 Generating | Import | [5 empty] | Rest-of-Pool | New York AC Ties |  |  |  | New | 600 | 600 | 0 | 0
44571 | COMERFORD_1 | Generator | No | HW | Water |  |  | Northern New England |  | NH | NH |  | Existing | 21.789 | 21.936 | 21.789 | 21.789
44572 | COMERFORD_2 | Generator | No | HW | Water |  |  | Northern New England |  | NH | NH |  | Existing | 48.109 | 48.393 | 48.109 | 48.109
44573 | COMERFORD_3 | Generator | No | HW | Water |  |  | Northern New England |  | NH | NH |  | Existing | 48.109 | 48.393 | 48.109 | 48.109
44574 | COMERFORD_4 | Generator | No | HW | Water |  |  | Northern New England |  | NH | NH |  | Existing | 48.11 | 48.394 | 48.11 | 48.11
44575 | MOORE_1 | Generator | No | HW | Water |  |  | Northern New England |  | NH | NH |  | Existing | 47.258 | 47.761 | 47.258 | 47.258
44576 | MOORE_2 | Generator | No | HW | Water |  |  | Northern New England |  | NH | NH |  | Existing | 47.258 | 47.761 | 47.258 | 47.258
44577 | MOORE_3 | Generator | No | HW | Water |  |  | Northern New England |  | NH | NH |  | Existing | 47.258 | 47.761 | 47.258 | 47.258
44578 | MOORE_4 | Generator | No | HW | Water |  |  | Northern New England |  | NH | NH |  | Existing | 47.258 | 47.761 | 47.258 | 47.258
44579 | MOORE_5 | Generator | No | HW | Water |  |  | Northern New England |  | NH | NH |  | Existing | 4.6 | 4.6 | 4.6 | 4.6
44580 | Child 1 (ESPN) | Demand |  |  |  | REAL_TIME | ACTIVE | Rest-of-Pool |  | CT | CT | Western CT | Existing | 9.18 | 9.18 | 9.18 | 9.18
44581 | Child 2 | Demand |  |  |  | REAL_TIME | ACTIVE | Rest-of-Pool |  | CT | CT | Western CT | Existing | 4.185 | 4.185 | 4.185 | 4.185
44583 | Sanford BESS (#40885) | Generator | No | ES | Electricity used for Energy Storage |  |  | Maine |  | ME | ME |  | Existing | 4.99 | 4.99 | 0 | 0
44584 | 0423 - River Street Associates - PV+BESS | Generator | No | PV | Solar |  |  | Rest-of-Pool |  | MA | SEMA |  | Existing | 1.242 | 1.242 | 1.242 | 1.242
44585 | South Portland BESS (#40912) | Generator | No | ES | Electricity used for Energy Storage |  |  | Maine |  | ME | ME |  | Existing | 10 | 10 | 0 | 0
44586 | Hecate Energy Eastern Ave Energy Center | Generator | No | ES | Electricity used for Energy Storage |  |  | Rest-of-Pool |  | MA | NEMA |  | New | 250 | 250 | 250 | 250
44587 | Leicester Street Solar (166253) | Generator | No | PV | Solar |  |  | Rest-of-Pool |  | MA | WCMA |  | Existing | 4.875 | 3.625 | 3.625 | 3.625
44593 | 0711 - Millbury - PV+BESS | Generator | Yes | PV | Solar |  |  | Rest-of-Pool |  | MA | WCMA |  | Existing | 0.996 | 0.495 | 0.996 | 0.495
44594 | 0789 - 118 Echo Rd - PV+BESS | Generator | No | PV | Solar |  |  | Rest-of-Pool |  | MA | SEMA |  | Existing | 0.5 | 0.5 | 0.475 | 0.475
44597 | Kearsarge Kingston PV & ESS | Generator | No | PV | Solar |  |  | Rest-of-Pool |  | MA | SEMA |  | Existing | 0.9 | 0.9 | 0.9 | 0.9
44598 | 0711 - Cumberland Manville - PV | Generator | Yes | PV | Solar |  |  | Rest-of-Pool |  | RI | RI |  | Existing | 2.529 | 0 | 2.529 | 0
44601 | 0008 - Blacksmith - PV+BESS | Generator | No | PV | Solar |  |  | Rest-of-Pool |  | MA | SEMA |  | Existing | 4.95 | 3.3 | 3.135 | 3.135
44602 | 0711 - Bethel Landfill - PV | Generator | Yes | PV | Solar |  |  | Rest-of-Pool |  | CT | CT |  | Existing | 0.403 | 0 | 0.403 | 0
44606 | lu_nh_fca17_eeodr | Demand |  |  |  | ON_PEAK | PASSIVE | Northern New England |  | NH | NH |  | Existing | 1.215 | 1.215 | 1.215 | 1.215
44607 | Agawam PV | Generator | Yes | PV | Solar |  |  | Rest-of-Pool |  | MA | WCMA |  | Existing | 3.6 | 1.25 | 3.6 | 1.25
44608 | 0711 - Tiverton Crandall Rd 1 - PV | Generator | Yes | PV | Solar |  |  | Rest-of-Pool |  | RI | RI |  | Existing | 1.015 | 0 | 1.015 | 0
44609 | 0711 - Tiverton Crandall Rd 2 - PV | Generator | Yes | PV | Solar |  |  | Rest-of-Pool |  | RI | RI |  | Existing | 1.043 | 0 | 1.043 | 0
44611 | Old Middleboro Road Solar, LLC | Generator | Yes | PV | Solar |  |  | Rest-of-Pool |  | MA | SEMA |  | Existing | 4.975 | 4.5 | 4.975 | 4.5
44617 | 0789 - 15 Lincoln - PV+BESS | Generator | No | PV | Solar |  |  | Rest-of-Pool |  | MA | SEMA |  | Existing | 0.472 | 0.472 | 0.472 | 0.472
44618 | 0789 - 1490 Central - PV+BESS | Generator | No | ES | Solar |  |  | Rest-of-Pool |  | MA | SEMA |  | Existing | 0.25 | 0.25 | 0.25 | 0.25
44619 | Cotuit Solar PV and Battery | Generator | Yes | PV | Solar |  |  | Rest-of-Pool |  | MA | SEMA |  | Existing | 2.644 | 1.2 | 2.644 | 1.2
44623 | 0789 - 665 Scenic Highway - PV+BESS | Generator | No | PV | Solar |  |  | Rest-of-Pool |  | MA | SEMA |  | Existing | 4.999 | 4.999 | 4.999 | 4.999
44629 | 0789 - 225 Bodwell - PV+BESS | Generator | No | PV | Solar |  |  | Rest-of-Pool |  | MA | SEMA |  | Existing | 0.249 | 0.249 | 0.238 | 0.238
44632 | Nutes Solar | Generator | Yes | PV | Solar |  |  | Northern New England |  | NH | NH |  | Existing | 16.479 | 0 | 16.479 | 0
44633 | 0789 - 342 Circuit St - PV+BESS | Generator | No | PV | Solar |  |  | Rest-of-Pool |  | MA | SEMA |  | Existing | 0.327 | 0.327 | 0.311 | 0.311
44636 | 0789 - 376 Nash - PV+BESS | Generator | No | PV | Solar |  |  | Rest-of-Pool |  | MA | SEMA |  | Existing | 0.499 | 0.499 | 0.475 | 0.475
44637 | Windham Energy Center | Generator | No | ES | Electricity used for Energy Storage |  |  | Rest-of-Pool |  | CT | CT |  | Existing | 325 | 325 | 320 | 320
44638 | KCE CT 7, LLC | Generator | No | ES | Electricity used for Energy Storage |  |  | Rest-of-Pool |  | CT | CT |  | New | 80 | 80 | 0 | 0
44639 | Mousam Solar | Generator | Yes | PV | Solar |  |  | Maine |  | ME | ME |  | Existing | 16.544 | 0 | 16.544 | 0
44646 | Lawsbrook | Generator | No | PV | Solar |  |  | Rest-of-Pool |  | MA | NEMA |  | Existing | 1.926 | 1.926 | 1.926 | 1.926
44647 | Ice House Road | Generator | No | PV | Solar |  |  | Rest-of-Pool |  | MA | NEMA |  | Existing | 0.56 | 0.56 | 0.56 | 0.56
44648 | Grasshopper 307 Blackstone | Generator | No | PV | Solar |  |  | Rest-of-Pool |  | MA | SEMA |  | Existing | 4.56 | 3 | 3 | 3
44649 | Dudley | Generator | No | PV | Solar |  |  | Rest-of-Pool |  | MA | WCMA |  | Existing | 1.204 | 0.491 | 0.491 | 0.491
44651 | C_0 Hammond | Generator | No | ES | Electricity used for Energy Storage |  |  | Rest-of-Pool |  | MA | SEMA |  | Existing | 1.558 | 1.558 | 1.558 | 1.558
44651 | C_0 Hammond | Generator | No | ES | Electricity used for Energy Storage |  |  | Rest-of-Pool |  | MA | SEMA |  | New | 3.291 | 3.291 | 3.291 | 3.291
44655 | Sunnova Solar WCMA | Demand |  |  |  | ON_PEAK | PASSIVE | Rest-of-Pool |  | MA | WCMA |  | Existing | 13.187 | 0 | 13.187 | 0
44655 | Sunnova Solar WCMA | Demand |  |  |  | ON_PEAK | PASSIVE | Rest-of-Pool |  | MA | WCMA |  | New | 15.012 | 0 | 15.012 | 0
44681 | Galehead Enterprise | Generator | No | PV | Solar |  |  | Rest-of-Pool |  | MA | SEMA |  | Existing | 2 | 1.273 | 1.273 | 1.273
44682 | KCE CT 5, LLC | Generator | No | ES | Electricity used for Energy Storage |  |  | Rest-of-Pool |  | CT | CT |  | Existing | 5 | 5 | 5 | 5
44684 | KCE CT 8, LLC | Generator | No | ES | Electricity used for Energy Storage |  |  | Rest-of-Pool |  | CT | CT |  | Existing | 5 | 5 | 5 | 5
44685 | Galehead Snipatuit | Generator | No | PV | Solar |  |  | Rest-of-Pool |  | MA | SEMA |  | Existing | 0.999 | 0.999 | 0.999 | 0.999
44689 | 0656 - Canton - BESS | Generator | No | ES | Electricity used for Energy Storage |  |  | Rest-of-Pool |  | MA | SEMA |  | New | 2.5 | 2.5 | 0 | 0
44693 | 0656 - Framingham - BESS | Generator | No | ES | Electricity used for Energy Storage |  |  | Rest-of-Pool |  | MA | NEMA |  | New | 4.99 | 4.99 | 0 | 0
44694 | Sunnova ESS NEMA | Demand |  |  |  | ON_PEAK | PASSIVE | Rest-of-Pool |  | MA | NEMA |  | Existing | 0.216 | 0.216 | 0.216 | 0.216
44695 | Sunnova Solar NEMA | Demand |  |  |  | ON_PEAK | PASSIVE | Rest-of-Pool |  | MA | NEMA |  | Existing | 8.24 | 0 | 8.24 | 0
44695 | Sunnova Solar NEMA | Demand |  |  |  | ON_PEAK | PASSIVE | Rest-of-Pool |  | MA | NEMA |  | New | 2.041 | 0 | 2.041 | 0
44696 | Sunnova ESS SEMA | Demand |  |  |  | ON_PEAK | PASSIVE | Rest-of-Pool |  | MA | SEMA |  | Existing | 0.302 | 0.302 | 0.302 | 0.302
44696 | Sunnova ESS SEMA | Demand |  |  |  | ON_PEAK | PASSIVE | Rest-of-Pool |  | MA | SEMA |  | New | 0.313 | 0.313 | 0.313 | 0.313
44698 | Sunnova Solar SEMA | Demand |  |  |  | ON_PEAK | PASSIVE | Rest-of-Pool |  | MA | SEMA |  | Existing | 11.534 | 0 | 11.534 | 0
44698 | Sunnova Solar SEMA | Demand |  |  |  | ON_PEAK | PASSIVE | Rest-of-Pool |  | MA | SEMA |  | New | 15.552 | 0 | 15.552 | 0
44699 | Sunnova ESS WCMA | Demand |  |  |  | ON_PEAK | PASSIVE | Rest-of-Pool |  | MA | WCMA |  | Existing | 0.346 | 0.346 | 0.346 | 0.346
44699 | Sunnova ESS WCMA | Demand |  |  |  | ON_PEAK | PASSIVE | Rest-of-Pool |  | MA | WCMA |  | New | 0.205 | 0.205 | 0.205 | 0.205
44700 | Sunnova ESS NH | Demand |  |  |  | ON_PEAK | PASSIVE | Northern New England |  | NH | NH |  | Existing | 0.216 | 0.216 | 0.216 | 0.216
44701 | ngrid_nema_fca17_ee | Demand |  |  |  | ON_PEAK | PASSIVE | Rest-of-Pool |  | MA | NEMA |  | Existing | 5.644 | 5.644 | 5.644 | 5.644
44703 | Sunnova ESS RI | Demand |  |  |  | ON_PEAK | PASSIVE | Rest-of-Pool |  | RI | RI |  | Existing | 0.389 | 0.389 | 0.389 | 0.389
44704 | ngrid_sema_fca17_ee | Demand |  |  |  | ON_PEAK | PASSIVE | Rest-of-Pool |  | MA | SEMA |  | Existing | 8.523 | 8.523 | 8.523 | 8.523
44705 | Sunnova Solar RI | Demand |  |  |  | ON_PEAK | PASSIVE | Rest-of-Pool |  | RI | RI |  | Existing | 3.37 | 0 | 3.37 | 0
44705 | Sunnova Solar RI | Demand |  |  |  | ON_PEAK | PASSIVE | Rest-of-Pool |  | RI | RI |  | New | 3.564 | 0 | 3.564 | 0
44706 | ngrid_wcma_fca17_ee | Demand |  |  |  | ON_PEAK | PASSIVE | Rest-of-Pool |  | MA | WCMA |  | Existing | 10.576 | 10.576 | 10.576 | 10.576
44707 | neco_ri_fca17_ee | Demand |  |  |  | ON_PEAK | PASSIVE | Rest-of-Pool |  | RI | RI |  | Existing | 12.968 | 12.968 | 12.968 | 12.968
44708 | Mill Brook | Generator | No | ES | Electricity used for Energy Storage |  |  | Rest-of-Pool |  | MA | WCMA |  | New | 19.957 | 19.957 | 19.957 | 19.957
44710 | Russell | Generator | Yes | PV | Solar |  |  | Rest-of-Pool |  | MA | WCMA |  | New | 2.6 | 1.5 | 2.6 | 1.5
44711 | 0051 - Granville - PV | Generator | Yes | PV | Solar |  |  | Rest-of-Pool |  | MA | WCMA |  | Existing | 2.828 | 0 | 2.828 | 0
44713 | Stoneham (Spartan) Renewables - BESS | Demand |  |  |  | REAL_TIME | ACTIVE | Rest-of-Pool |  | MA | NEMA | Boston | Existing | 1.448 | 1.448 | 1.448 | 1.448
44715 | Madison Middle Road | Generator | No | PV | Solar |  |  | Rest-of-Pool |  | MA | SEMA |  | Existing | 2.5 | 1.32 | 1.13 | 1.13
44716 | S_Main St | Generator | No | ES | Electricity used for Energy Storage |  |  | Rest-of-Pool |  | MA | SEMA |  | Existing | 0.964 | 0.964 | 0.964 | 0.964
44716 | S_Main St | Generator | No | ES | Electricity used for Energy Storage |  |  | Rest-of-Pool |  | MA | SEMA |  | New | 3.604 | 2.036 | 2.036 | 2.036
44717 | Valta Forge Parkway | Generator | No | PV | Solar |  |  | Rest-of-Pool |  | MA | SEMA |  | Existing | 0.25 | 0.25 | 0.25 | 0.25
44719 | C_276 Federal | Generator | No | ES | Electricity used for Energy Storage |  |  | Rest-of-Pool |  | MA | SEMA |  | Existing | 1.029 | 1.029 | 1.029 | 1.029
44719 | C_276 Federal | Generator | No | ES | Electricity used for Energy Storage |  |  | Rest-of-Pool |  | MA | SEMA |  | New | 3.82 | 2.172 | 2.172 | 2.172
44721 | C_196 Tremont | Generator | No | ES | Electricity used for Energy Storage |  |  | Rest-of-Pool |  | MA | SEMA |  | Existing | 0.468 | 0.468 | 0.468 | 0.468
44721 | C_196 Tremont | Generator | No | ES | Electricity used for Energy Storage |  |  | Rest-of-Pool |  | MA | SEMA |  | New | 0.987 | 0.987 | 0.987 | 0.987
44723 | C_59 Federal | Generator | No | ES | Electricity used for Energy Storage |  |  | Rest-of-Pool |  | MA | SEMA |  | Existing | 1.558 | 1.558 | 1.558 | 1.558
44723 | C_59 Federal | Generator | No | ES | Electricity used for Energy Storage |  |  | Rest-of-Pool |  | MA | SEMA |  | New | 3.291 | 3.291 | 3.291 | 3.291
44724 | C_35 Ventura | Generator | No | ES | Electricity used for Energy Storage |  |  | Rest-of-Pool |  | MA | SEMA |  | Existing | 0.321 | 0.321 | 0.321 | 0.321
44724 | C_35 Ventura | Generator | No | ES | Electricity used for Energy Storage |  |  | Rest-of-Pool |  | MA | SEMA |  | New | 0.678 | 0.678 | 0.658 | 0.658
44725 | C_560 Faunce Corner | Generator | No | ES | Electricity used for Energy Storage |  |  | Rest-of-Pool |  | MA | SEMA |  | Existing | 0.321 | 0.321 | 0.321 | 0.321
44725 | C_560 Faunce Corner | Generator | No | ES | Electricity used for Energy Storage |  |  | Rest-of-Pool |  | MA | SEMA |  | New | 0.678 | 0.678 | 0.658 | 0.658
44728 | 0462 - Beacon - PV+BESS | Generator | No | PV | Solar |  |  | Rest-of-Pool |  | MA | WCMA |  | Existing | 4.998 | 3.24 | 3.24 | 3.24
44731 | 0656 - Chicopee - BESS | Generator | No | ES | Electricity used for Energy Storage |  |  | Rest-of-Pool |  | MA | WCMA |  | New | 4.999 | 4.999 | 0 | 0
44732 | Three Rivers Solar PV and Battery | Generator | Yes | PV | Solar |  |  | Rest-of-Pool |  | MA | WCMA |  | Existing | 2.706 | 1.081 | 2.706 | 1.081
44733 | Fort River Solar PV and Battery | Generator | Yes | PV | Solar |  |  | Rest-of-Pool |  | MA | WCMA |  | Existing | 3.223 | 2.801 | 3.223 | 2.801
44822 | Efficiency Vermont FCA17 | Demand |  |  |  | ON_PEAK | PASSIVE | Northern New England |  | VT | VT |  | Existing | 5.4 | 5.4 | 5.4 | 5.4
44823 | Turners Falls | Generator | Yes | HDR | Water |  |  | Rest-of-Pool |  | MA | WCMA |  | Existing | 0.937 | 0.88 | 0.937 | 0.88
44824 | Unitil Energy Efficiency Programs FCA 17 | Demand |  |  |  | ON_PEAK | PASSIVE | Rest-of-Pool |  | MA | WCMA |  | Existing | 0.27 | 0.27 | 0.27 | 0.27
44825 | UES Energy Efficiency Programs FCA 17 | Demand |  |  |  | ON_PEAK | PASSIVE | Northern New England |  | NH | NH |  | Existing | 3.24 | 3.24 | 3.24 | 3.24
44826 | Eversource EE NEMA FCA17 | Demand |  |  |  | ON_PEAK | PASSIVE | Rest-of-Pool |  | MA | NEMA |  | Existing | 17.642 | 17.642 | 17.642 | 17.642
44827 | Eversource EE SEMA FCA17 | Demand |  |  |  | ON_PEAK | PASSIVE | Rest-of-Pool |  | MA | SEMA |  | Existing | 2.171 | 2.171 | 2.171 | 2.171
44828 | Eversource EE WCMA FCA17 | Demand |  |  |  | ON_PEAK | PASSIVE | Rest-of-Pool |  | MA | WCMA |  | Existing | 11.152 | 11.152 | 11.152 | 11.152
44829 | KCE CT 9, LLC | Generator | No | ES | Electricity used for Energy Storage |  |  | Rest-of-Pool |  | CT | CT |  | New | 5 | 5 | 5 | 5
44832 | 0086 - Alpine Ridge - PV+BESS | Generator | No | PV | Solar |  |  | Rest-of-Pool |  | MA | WCMA |  | Existing | 2.738 | 2.738 | 2.565 | 2.565
44837 | Catalyze Blackstone Solar | Generator | Yes | PV | Solar |  |  | Rest-of-Pool |  | MA | SEMA |  | Existing | 4.2 | 2.84 | 4.2 | 2.84
44842 | CT ESS | Demand |  |  |  | ON_PEAK | PASSIVE | Rest-of-Pool |  | CT | CT |  | Existing | 1.631 | 1.631 | 1.631 | 1.631
44871 | NB Fuel Cells | Generator | No | FC | Natural Gas |  |  | Rest-of-Pool |  | CT | CT |  | New | 19.5 | 19.5 | 19.5 | 19.5
44874 | 0729 - Black Cat - PV+BESS | Generator | No | PV | Solar |  |  | Rest-of-Pool |  | MA | SEMA |  | New | 0.5 | 0.5 | 0.475 | 0.475
44876 | 0714 - Buttonwoods - PV | Generator | Yes | PV | Solar |  |  | Rest-of-Pool |  | RI | RI |  | New | 0.607 | 0 | 0.607 | 0
44877 | LSE Ophiuchus LLC | Generator | Yes | PV | Solar |  |  | Rest-of-Pool |  | MA | SEMA |  | New | 1.992 | 0.996 | 1.992 | 0.996
44878 | Efficiency Vermont FCA18 | Demand |  |  |  | ON_PEAK | PASSIVE | Northern New England |  | VT | VT |  | New | 10.8 | 4.32 | 4.32 | 4.32
44879 | WS BESS 1 | Generator | No | ES | Electricity used for Energy Storage |  |  | Rest-of-Pool |  | MA | WCMA |  | New | 45 | 45 | 0 | 0
44880 | 0714 - GW Solar - PV | Generator | Yes | PV | Solar |  |  | Rest-of-Pool |  | RI | RI |  | New | 1.26 | 0 | 1.26 | 0
44881 | 0714 - Kingstown 1 - PV | Generator | Yes | PV | Solar |  |  | Rest-of-Pool |  | RI | RI |  | New | 0.639 | 0 | 0.639 | 0
44882 | 0714 - Kingstown 2 - PV | Generator | Yes | PV | Solar |  |  | Rest-of-Pool |  | RI | RI |  | New | 1.432 | 0 | 1.432 | 0
44883 | 0714 - Victory - PV | Generator | Yes | PV | Solar |  |  | Rest-of-Pool |  | RI | RI |  | New | 0.794 | 0 | 0.794 | 0
44884 | 0656 - Lunenburg - BESS | Generator | No | ES | Electricity used for Energy Storage |  |  | Rest-of-Pool |  | MA | WCMA |  | New | 4.999 | 4.999 | 0 | 0
44885 | 0755 - Acton - BESS | Generator | No | ES | Electricity used for Energy Storage |  |  | Rest-of-Pool |  | MA | NEMA |  | New | 4.99 | 4.99 | 4.99 | 4.99
44890 | 0755 - Holliston - BESS | Generator | No | ES | Electricity used for Energy Storage |  |  | Rest-of-Pool |  | MA | NEMA |  | New | 4.99 | 4.99 | 0 | 0
44897 | UI Energy Efficiency FCA 18 | Demand |  |  |  | SEASONAL_PEAK | PASSIVE | Rest-of-Pool |  | CT | CT |  | New | 4.46 | 4.996 | 4.46 | 4.46
44902 | 0452 - River Valley Co-op - PV+BESS | Generator | No | PV | Solar |  |  | Rest-of-Pool |  | MA | WCMA |  | New | 0.498 | 0.24 | 0.228 | 0.228
44903 | 0452 - Kendrick St - PV+BESS | Generator | No | PV | Solar |  |  | Rest-of-Pool |  | MA | NEMA |  | New | 0.75 | 0.313 | 0.313 | 0.313
44904 | 0452 - Church St - PV+BESS | Generator | No | PV | Solar |  |  | Rest-of-Pool |  | MA | SEMA |  | New | 0.2 | 0.2 | 0.2 | 0.2
44912 | lu_nh_fca18_eeodr | Demand |  |  |  | ON_PEAK | PASSIVE | Northern New England |  | NH | NH |  | New | 0.962 | 0.962 | 0.962 | 0.962
44913 | LeapFCA18DZ08Active2025 | Demand |  |  |  | REAL_TIME | ACTIVE | Rest-of-Pool |  | MA | WCMA | Springfield MA | New | 2.16 | 2.16 | 0 | 0
44914 | Bloom Colchester Clean Energy Project FCA 18 | Generator | No | FC | Natural Gas |  |  | Rest-of-Pool |  | CT | CT |  | New | 9.775 | 9.775 | 0 | 0
44916 | Bluewave Sykes Palmer | Generator | No | PV | Solar |  |  | Rest-of-Pool |  | MA | WCMA |  | New | 4.93 | 4.93 | 2.75 | 2.75
44918 | Bluewave North Dighton | Generator | No | PV | Solar |  |  | Rest-of-Pool |  | MA | SEMA |  | New | 2 | 2 | 2 | 2
44920 | 0789 - 1 Commercial - PV+BESS | Generator | No | PV | Solar |  |  | Rest-of-Pool |  | MA | SEMA |  | New | 0.499 | 0.499 | 0.474 | 0.474
44922 | 0789 - 5 Berry - PV+BESS | Generator | No | PV | Solar |  |  | Rest-of-Pool |  | MA | SEMA |  | New | 4.107 | 3 | 2.85 | 2.85
44929 | ngrid_nema_fca18_ee | Demand |  |  |  | ON_PEAK | PASSIVE | Rest-of-Pool |  | MA | NEMA |  | New | 8.011 | 11.507 | 3.755 | 3.755
44930 | ngrid_sema_fca18_ee | Demand |  |  |  | ON_PEAK | PASSIVE | Rest-of-Pool |  | MA | SEMA |  | New | 13.997 | 11.551 | 7.688 | 7.688
44931 | ngrid_wcma_fca18_ee | Demand |  |  |  | ON_PEAK | PASSIVE | Rest-of-Pool |  | MA | WCMA |  | New | 17.718 | 14.501 | 9.282 | 9.282
44933 | Mattapoisett | Generator | Yes | PV | Solar |  |  | Rest-of-Pool |  | MA | SEMA |  | New | 4.938 | 2.958 | 4.938 | 2.958
44935 | 0789 - 401 South - PV+BESS | Generator | No | PV | Solar |  |  | Rest-of-Pool |  | MA | WCMA |  | New | 0.499 | 0.499 | 0.475 | 0.475
44936 | 0789 - 969 Shawmut - PV+BESS | Generator | No | PV | Solar |  |  | Rest-of-Pool |  | MA | SEMA |  | New | 0.499 | 0.25 | 0.238 | 0.238
44937 | EMT FCA18 | Demand |  |  |  | ON_PEAK | PASSIVE | Maine |  | ME | ME |  | New | 11.523 | 12.495 | 11.523 | 11.523
44938 | 0789 - 989 Freemans - PV+BESS | Generator | No | PV | Solar |  |  | Rest-of-Pool |  | MA | SEMA |  | New | 0.999 | 0.999 | 0.95 | 0.95
44939 | Bluewave Douglas | Generator | No | PV | Solar |  |  | Rest-of-Pool |  | MA | SEMA |  | New | 2 | 2 | 2 | 2
44940 | 0735 - Copicut - PV+BESS | Generator | No | PV | Solar |  |  | Rest-of-Pool |  | MA | SEMA |  | New | 4.99 | 4.99 | 4.99 | 4.99
44942 | neco_ri_fca18_ee | Demand |  |  |  | ON_PEAK | PASSIVE | Rest-of-Pool |  | RI | RI |  | New | 15.202 | 16.363 | 9.325 | 9.325
44943 | Lancaster BESS | Generator | No | ES | Electricity used for Energy Storage |  |  | Rest-of-Pool |  | MA | WCMA |  | New | 11.45 | 11.45 | 8 | 8
44944 | 161 George Hill Road Grafton PV + BESS | Generator | Yes | PV | Solar |  |  | Rest-of-Pool |  | MA | WCMA |  | New | 4 | 2.4 | 0 | 0
44945 | 0735 - Division - PV+BESS | Generator | No | PV | Solar |  |  | Rest-of-Pool |  | MA | SEMA |  | New | 0.999 | 0.96 | 0.96 | 0.96
44946 | FLP Bulls Bridge BESS | Generator | No | ES | Electricity used for Energy Storage |  |  | Rest-of-Pool |  | CT | CT |  | New | 4.999 | 4.999 | 4.999 | 4.999
44947 | 0 Horne Homestead Rd Charlton PV + BESS | Generator | Yes | PV | Solar |  |  | Rest-of-Pool |  | MA | WCMA |  | New | 1.765 | 1.02 | 0 | 0
44948 | 1152 Main Street Northbridge PV + BESS | Generator | Yes | PV | Solar |  |  | Rest-of-Pool |  | MA | SEMA |  | New | 2.288 | 1 | 0 | 0
44949 | FLP Stevenson BESS | Generator | No | ES | Electricity used for Energy Storage |  |  | Rest-of-Pool |  | CT | CT |  | New | 4.999 | 4.999 | 4.999 | 4.999
44950 | 0 Cedar Road Attleboro PV + BESS | Generator | Yes | PV | Solar |  |  | Rest-of-Pool |  | MA | SEMA |  | New | 1.423 | 0.51 | 0 | 0
44955 | 0711 - Coventry Landfill - PV | Generator | Yes | PV | Solar |  |  | Rest-of-Pool |  | RI | RI |  | New | 2.492 | 0 | 2.492 | 0
44956 | 0711 - Somersworth - PV | Generator | Yes | PV | Solar |  |  | Maine |  | ME | ME |  | New | 1.041 | 0 | 1.041 | 0
44984 | CLC FCA18 | Demand |  |  |  | ON_PEAK | PASSIVE | Rest-of-Pool |  | MA | SEMA |  | New | 2.123 | 3.184 | 2.123 | 2.123
44986 | Mad River Solar | Generator | No | PV | Solar |  |  | Rest-of-Pool |  | MA | WCMA |  | New | 4.394 | 3 | 3 | 3
44991 | 0446 - Westport - PV+BESS | Generator | No | PV | Solar |  |  | Rest-of-Pool |  | MA | SEMA |  | New | 3.097 | 1.264 | 0 | 0
44992 | NHEC Energy Efficiency | Demand |  |  |  | ON_PEAK | PASSIVE | Northern New England |  | NH | NH |  | New | 0.261 | 1.093 | 0.261 | 0.261
44998 | Cronin Solar PV and Battery | Generator | Yes | PV | Solar |  |  | Rest-of-Pool |  | MA | WCMA |  | New | 4.848 | 3.325 | 4.605 | 3.158
44999 | Frankland Road Solar | Generator | Yes | PV | Solar |  |  | Rest-of-Pool |  | MA | NEMA |  | New | 4.475 | 3 | 4.475 | 3
45000 | NH On-Peak | Demand |  |  |  | ON_PEAK | PASSIVE | Northern New England |  | NH | NH |  | New | 2.862 | 2.862 | 2.2 | 2.2
45002 | Unitil Energy Efficiency Programs FCA 18 | Demand |  |  |  | ON_PEAK | PASSIVE | Rest-of-Pool |  | MA | WCMA |  | New | 0.756 | 0.756 | 0.756 | 0.756
45003 | UES Energy Efficiency Programs FCA 18 | Demand |  |  |  | ON_PEAK | PASSIVE | Northern New England |  | NH | NH |  | New | 0.27 | 0.27 | 0.27 | 0.27
45004 | Eversource EE NEMA FCA18 | Demand |  |  |  | ON_PEAK | PASSIVE | Rest-of-Pool |  | MA | NEMA |  | New | 8.64 | 8.64 | 8.64 | 8.64
45005 | Eversource EE SEMA FCA18 | Demand |  |  |  | ON_PEAK | PASSIVE | Rest-of-Pool |  | MA | SEMA |  | New | 1.08 | 1.08 | 1.08 | 1.08
45006 | KCE CT 11, LLC | Generator | No | ES | Electricity used for Energy Storage |  |  | Rest-of-Pool |  | CT | CT |  | New | 4.99 | 4.99 | 4.99 | 4.99
45008 | West Street Solar | Generator | No | PV | Solar |  |  | Maine |  | ME | ME |  | New | 0.999 | 0.96 | 0.96 | 0.96
45009 | LeapFCA18DZ09Active2025 | Demand |  |  |  | REAL_TIME | ACTIVE | Rest-of-Pool |  | MA | WCMA | Springfield MA | New | 2.7 | 2.7 | 0 | 0
45010 | LeapFCA18DZ10Active2025 | Demand |  |  |  | REAL_TIME | ACTIVE | Rest-of-Pool |  | MA | WCMA | Central MA | New | 2.16 | 2.16 | 0 | 0
45011 | LeapFCA18DZ11Active2025 | Demand |  |  |  | REAL_TIME | ACTIVE | Rest-of-Pool |  | MA | NEMA | North Shore | New | 2.16 | 2.16 | 0 | 0
45013 | LeapFCA18DZ12Active2025 | Demand |  |  |  | REAL_TIME | ACTIVE | Rest-of-Pool |  | MA | NEMA | Boston | New | 2.7 | 2.7 | 0 | 0
45014 | LeapFCA18DZ13Active2025 | Demand |  |  |  | REAL_TIME | ACTIVE | Rest-of-Pool |  | MA | SEMA | SEMA | New | 2.16 | 2.16 | 0 | 0
45015 | LeapFCA18DZ14Active2025 | Demand |  |  |  | REAL_TIME | ACTIVE | Rest-of-Pool |  | MA | SEMA | Lower SEMA | New | 2.16 | 2.16 | 0 | 0
45016 | LeapFCA18DZ15Active2025 | Demand |  |  |  | REAL_TIME | ACTIVE | Rest-of-Pool |  | CT | CT | Norwalk - Stamford | New | 2.7 | 2.7 | 0 | 0
45017 | LeapFCA18DZ16Active2025 | Demand |  |  |  | REAL_TIME | ACTIVE | Rest-of-Pool |  | CT | CT | Western CT | New | 2.16 | 2.16 | 0 | 0
45018 | LeapFCA18DZ17Active2025 | Demand |  |  |  | REAL_TIME | ACTIVE | Rest-of-Pool |  | CT | CT | Northern CT | New | 2.16 | 2.16 | 0 | 0
45019 | LeapFCA18DZ18Active2025 | Demand |  |  |  | REAL_TIME | ACTIVE | Rest-of-Pool |  | CT | CT | Eastern CT | New | 2.16 | 2.16 | 0 | 0
45020 | LeapFCA18DZ19Active2025 | Demand |  |  |  | REAL_TIME | ACTIVE | Rest-of-Pool |  | RI | RI | Rhode Island | New | 2.16 | 2.16 | 0 | 0
45021 | FLP Shepaug Solar | Generator | Yes | PV | Solar |  |  | Rest-of-Pool |  | CT | CT |  | New | 0.951 | 0 | 0 | 0
45022 | Yarmouth Solar | Generator | No | PV | Solar |  |  | Maine |  | ME | ME |  | New | 0.999 | 0.96 | 0.96 | 0.96
45023 | South Portland Solar | Generator | No | PV | Solar |  |  | Maine |  | ME | ME |  | New | 0.999 | 0.96 | 0.96 | 0.96
45024 | Syncarpha Acton - Battery 2 | Generator | No | ES | Electricity used for Energy Storage |  |  | Rest-of-Pool |  | MA | NEMA |  | New | 3.968 | 3.968 | 3.968 | 3.968
45025 | Syncarpha Acton - Solar 2 | Generator | Yes | PV | Solar |  |  | Rest-of-Pool |  | MA | NEMA |  | New | 0.98 | 0 | 0.98 | 0

## 5.1 Resource NRCs and CNRCs
Links: | OATT
OATT Schedule 22 Large Generator Interconnection Procedures
OATT Schedule 23 Small Generator Interconnection Procedures
Resource ID | Resource Name | Asset ID | Asset Name | NRC (MW) |  | CNRC (MW) |  | Town/City | State | RSP Area | Lead Participant
|  |  |  | Summer (500F) | Winter (00F) | Summer (900F) | Winter (200F)
253 | TURNKEY LANDFILL | 253 | TURNKEY LANDFILL | 3.306 | 3.306 | 3.306 | 3.306 | Rochester | NH | NH | Public Service Company of New Hampshire
321 | MANCHESTER 10 10A CC | 321 | MANCHESTER 10/10A CC | 170 | 170 | 157 | 170 | Providence | RI | RI | Dynegy Marketing and Trade, LLC
322 | MANCHESTER 11 11A CC | 322 | MANCHESTER 11/11A CC | 170 | 170 | 157 | 170 | Providence | RI | RI | Dynegy Marketing and Trade, LLC
323 | MANCHESTER 9 9A CC | 323 | MANCHESTER 9/9A CC | 170 | 170 | 154 | 170 | Providence | RI | RI | Dynegy Marketing and Trade, LLC
326 | ALTRESCO | 326 | ALTRESCO | 160 | 192.5 | 151.4 | 183.401 | Pittsfield | MA | WMA | Pawtucket Power Holding Company LLC
327 | AMOSKEAG | 327 | AMOSKEAG | 17.5 | 17.5 | 17.5 | 17.5 | Manchester | NH | NH | Central Rivers Power NH, LLC
328 | GULF ISLAND COMPOSITE Incremental | 328 | GULF ISLAND COMPOSITE | 38.915 | 38.915 | 33.44 | 33.44 | Lewiston | ME | ME | Brookfield White Pine Hydro LLC
329 | ASCUTNEY GT | 329 | ASCUTNEY GT | 11.46 | 14.7 | 10.3 | 14.7 | Perkinsville | VT | VT | Green Mountain Power Corporation
330 | AYERS ISLAND | 330 | AYERS ISLAND | 9.08 | 9.08 | 9.08 | 9.08 | Bristol | NH | NH | Central Rivers Power NH, LLC
331 | AZISCOHOS HYDRO | 331 | AZISCOHOS HYDRO | 6.8 | 6.8 | 6.8 | 6.8 | Errol | ME | ME | Brookfield Renewable Trading And Marketing LP
335 | BELLOWS FALLS | 335 | BELLOWS FALLS | 49 | 49 | 49 | 49 | Bellows Falls | VT | VT | Great River Hydro, LLC
336 | BERLIN 1 GT | 336 | BERLIN 1 GT | 41.2 | 58 | 41.2 | 58 | Berlin | VT | VT | Green Mountain Power Corporation
346 | BOLTON FALLS | 346 | BOLTON FALLS | 7.8 | 7.8 | 7.8 | 7.8 | Duxbury | VT | VT | Green Mountain Power Corporation
348 | BOOT MILLS | 348 | BOOT MILLS | 18 | 18 | 18 | 18 | Lowell | MA | CMA/NEMA | Boott Hydropower, LLC
349 | WHEELABRATOR BRIDGEPORT, L.P. | 349 | WHEELABRATOR BRIDGEPORT, L.P. | 59.65 | 60.5 | 59.65 | 60.5 | Bridgeport | CT | SWCT | Wheelabrator North Andover Inc.
355 | BRANFORD 10 | 355 | BRANFORD 10 | 19.019 | 21.284 | 16.174 | 21.284 | Branford | CT | SWCT | Generation Bridge Connecticut Holdings, LLC
356 | BRISTOL REFUSE | 356 | BRISTOL REFUSE | 13.517 | 13.578 | 13.517 | 13.578 | Bristol | CT | CT | Reworld REC, LLC
357 | BRIDGEWATER | 357 | BRIDGEWATER | 15.75 | 15.75 | 15.75 | 15.701 | Plymouth | NH | NH | Bridgewater Power Company, L.P.
358 | BRUNSWICK | 358 | BRUNSWICK | 20.2 | 20.2 | 20.2 | 20.2 | Brunswick | ME | ME | Brookfield White Pine Hydro LLC
359 | J. COCKWELL 1 | 359 | J. COCKWELL 1 | 331.5 | 331.5 | 331.225 | 331.225 | Florida | MA | WMA | Bear Swamp Power Company LLC
360 | J. COCKWELL 2 | 360 | J. COCKWELL 2 | 331.5 | 331.5 | 331.053 | 331.053 | Florida | MA | WMA | Bear Swamp Power Company LLC
362 | BULLS BRIDGE | 362 | BULLS BRIDGE | 8.4 | 8.4 | 8.4 | 8.4 | New Milford | CT | SWCT | Firstlight Power Management LLC
363 | BURLINGTON GT | 363 | BURLINGTON GT | 21.44 | 25 | 20.378 | 25 | Burlington | VT | VT | Burlington Electric Department
365 | CANAL 1 | 365 | CANAL 1 | 573 | 573 | 573 | 573 | Sandwich | MA | SEMA | Canal Marketing LLC
366 | CANAL 2 | 366 | CANAL 2 | 576.37 | 586 | 576.37 | 586 | Sandwich | MA | SEMA | Canal Marketing LLC
367 | CAPE GT 4 | 367 | CAPE GT 4 | 13.75 | 20.55 | 13.75 | 20.55 | South Portland | ME | SME | NextEra Energy Marketing, LLC
368 | CAPE GT 5 | 368 | CAPE GT 5 | 16.6 | 20.75 | 16.6 | 20.75 | South Portland | ME | SME | NextEra Energy Marketing, LLC
369 | CATARACT EAST | 369 | CATARACT EAST | 8.9 | 8.9 | 8.9 | 8.9 | Saco | ME | SME | Brookfield White Pine Hydro LLC
370 | COS COB 10 | 370 | COS COB 10 | 22.084 | 23 | 19.497 | 23 | Greenwich | CT | NOR | Generation Bridge Connecticut Holdings, LLC
371 | COS COB 11 | 371 | COS COB 11 | 21.875 | 23 | 21.841 | 23 | Greenwich | CT | NOR | Generation Bridge Connecticut Holdings, LLC
372 | COS COB 12 | 372 | COS COB 12 | 22.143 | 23 | 18.66 | 23 | Greenwich | CT | NOR | Generation Bridge Connecticut Holdings, LLC
375 | CLEARY 9 9A CC | 375 | CLEARY 9/9A CC | 106.875 | 110 | 105 | 110 | Taunton | MA | SEMA | Taunton Municipal Lighting Plant
379 | COBBLE MOUNTAIN | 379 | COBBLE MOUNTAIN | 33.99 | 33.99 | 33.99 | 33.96 | Granville | MA | WMA | Holyoke Gas & Electric Department
382 | MERRIMACK CT1 | 382 | MERRIMACK CT1 | 17.8 | 22.5 | 17.8 | 22.5 | Bow | NH | NH | GSP Newington LLC
383 | MERRIMACK CT2 | 383 | MERRIMACK CT2 | 17.6 | 23.5 | 17.6 | 23.5 | BOW | NH | NH | GSP Newington LLC
388 | DARTMOUTH POWER | 388 | DARTMOUTH POWER | 62.9 | 68.4 | 62.9 | 68.4 | Dartmouth | MA | SEMA | Tenaska Power Services Co.
389 | DERBY DAM | 389 | DERBY DAM | 7.05 | 7.05 | 7.05 | 7.05 | Shelton | CT | SWCT | McCallum Enterprises 1 Limited Partnership
392 | DEXTER | 42375, 42376 | DEXTER 1, DEXTER 2 | 47.5 | 47.5 | 44.502 | 46.027 | Windsor Locks | CT | CT | Emera Energy Services Subsidiary No. 4 LLC
393 | DEERFIELD 5 | 393 | DEERFIELD 5 | 14 | 14 | 14 | 14 | Rowe | MA | WMA | Great River Hydro, LLC
396 | DEVON 10 | 396 | DEVON 10 | 18 | 19.208 | 17.2 | 19.208 | Milford | CT | SWCT | Generation Bridge Connecticut Holdings, LLC
397 | DEVON 11 | 397 | DEVON 11 | 33.12 | 42.82 | 33.12 | 42.82 | Milford | CT | SWCT | Generation Bridge Connecticut Holdings, LLC
398 | DEVON 12 | 398 | DEVON 12 | 33.12 | 42.82 | 33.12 | 42.82 | Milford | CT | SWCT | Generation Bridge Connecticut Holdings, LLC
399 | DEVON 13 | 399 | DEVON 13 | 33.12 | 42.82 | 33.12 | 42.82 | Milford | CT | SWCT | Generation Bridge Connecticut Holdings, LLC
400 | DEVON 14 | 400 | DEVON 14 | 33.12 | 42.82 | 33.12 | 42.82 | Milford | CT | SWCT | Generation Bridge Connecticut Holdings, LLC
401 | EASTMAN FALLS | 401 | EASTMAN FALLS | 6.47 | 6.47 | 6.47 | 6.47 | Franklin | NH | NH | Central Rivers Power NH, LLC
405 | ELLSWORTH HYDRO | 405 | ELLSWORTH HYDRO | 9.21 | 9.21 | 9.21 | 9.05 | Ellsworth | ME | BHE | Black Bear Hydro Partners, LLC
410 | ESSEX 19 HYDRO | 410 | ESSEX 19 HYDRO | 7.8 | 7.8 | 7.8 | 7.8 | Essex Junction | VT | VT | Green Mountain Power Corporation
412 | FALLS VILLAGE | 412 | FALLS VILLAGE | 9.76 | 11 | 9.76 | 11 | Falls Village | CT | CT | Firstlight Power Management LLC
413 | FIFE BROOK | 413 | FIFE BROOK | 9.9 | 9.9 | 9.9 | 9.9 | Florida | MA | WMA | Bear Swamp Power Company LLC
417 | FRAMINGHAM JET 1 | 417 | FRAMINGHAM JET 1 | 14.1 | 18.1 | 14.1 | 18.1 | Framingham | MA | BOSTON | Constellation Energy Generation, LLC
418 | FRAMINGHAM JET 2 | 418 | FRAMINGHAM JET 2 | 14.1 | 18.1 | 14.1 | 18.1 | Framingham | MA | BOSTON | Constellation Energy Generation, LLC
419 | FRAMINGHAM JET 3 | 419 | FRAMINGHAM JET 3 | 14.1 | 18.1 | 14.1 | 18.1 | Framingham | MA | BOSTON | Constellation Energy Generation, LLC
420 | FRANKLIN DRIVE 10 | 420 | FRANKLIN DRIVE 10 | 18.596 | 20.952 | 17.2 | 20.952 | Torrington | CT | CT | Generation Bridge Connecticut Holdings, LLC
421 | FRONT STREET DIESELS 1-3 | 421 | FRONT STREET DIESELS 1-3 | 8.3 | 8.3 | 7.7 | 7.7 | CHICOPEE | MA | WMA | Chicopee Municipal Lighting Plant
424 | GREAT LAKES - MILLINOCKET | 424 | GREAT LAKES - MILLINOCKET | 106 | 106 | 106 | 106 | Millinocket | ME | BHE | Brookfield Renewable Trading And Marketing LP
426 | GORGE 1 DIESEL | 426 | GORGE 1 DIESEL | 10.8 | 16.11 | 10.8 | 16.11 | Colchester | VT | VT | Green Mountain Power Corporation
427 | GORHAM | 427 | GORHAM | 2.05 | 2.05 | 2.05 | 2.05 | Gorham | NH | NH | Central Rivers Power NH, LLC
432 | HARRIS 1 | 432 | HARRIS 1 | 17 | 17 | 17 | 17 | West Forks | ME | ME | Brookfield White Pine Hydro LLC
433 | HARRIS 2 | 433 | HARRIS 2 | 35 | 35.5 | 35 | 35.5 | West Forks | ME | ME | Brookfield White Pine Hydro LLC
434 | HARRIS 3 | 434 | HARRIS 3 | 34 | 34.5 | 34 | 34.5 | West Forks | ME | ME | Brookfield White Pine Hydro LLC
435 | HARRIMAN | 435 | HARRIMAN | 41.135 | 41.135 | 41.135 | 39 | Readsboro | VT | WMA | Great River Hydro, LLC
436 | HEMPHILL 1 | 436 | NERP SPRINGFIELD, LLC | 17.5 | 17.5 | 17.028 | 16.938 | Springfield | NH | NH | Hartree Partners, LP
440 | HIRAM | 440 | HIRAM | 11.6 | 11.6 | 11.6 | 11.6 | Baldwin | ME | SME | Brookfield White Pine Hydro LLC
445 | COVANTA WEST ENFIELD | 445 | NERP WEST ENFIELD, LLC | 24.5 | 24.5 | 24.5 | 24.5 | West Enfield | ME | BHE | Hartree Partners, LP
446 | COVANTA JONESBORO | 446 | NERP JONESBORO, LLC | 24.5 | 24.5 | 24.5 | 24.5 | Jonesboro | ME | BHE | Hartree Partners, LP
449 | JACKMAN | 449 | JACKMAN | 3.6 | 19.75 | 3.6 | 19.75 | Hillsboro | NH | NH | Central Rivers Power NH, LLC
452 | KENDALL JET 1 | 452 | KENDALL JET 1 | 21.2 | 21.2 | 18 | 21.2 | Cambridge | MA | BOSTON | Kendall Green Energy LLC
457 | LAWRENCE HYDRO | 457 | LAWRENCE HYDRO | 9.4 | 14.1 | 9.4 | 14.1 | Lawrence | MA | CMA/NEMA | Central Rivers Power NH, LLC
460 | LOCKWOOD | 460 | LOCKWOOD | 7.5 | 7.5 | 7.5 | 7.5 | Waterville | ME | ME | Brookfield Renewable Trading And Marketing LP
462 | LISBON RESOURCE RECOVERY | 462 | LISBON RESOURCE RECOVERY | 13.5 | 13.5 | 13.5 | 13.5 | Lisbon | CT | CT | Wheelabrator North Andover Inc.
463 | AEI LIVERMORE | 463 | REGENERATE LIVERMORE FALLS | 35.3 | 35.63 | 35.3 | 35.63 | Livermore | ME | ME | ReGenerate Stratton LLC
464 | LOST NATION | 464 | LOST NATION | 16.652 | 19.3 | 14.1 | 19.3 | Northumberland | NH | NH | GSP Newington LLC
465 | DEERFIELD 2 LWR DRFIELD | 465 | DEERFIELD 2/LWR DRFIELD | 19.5 | 19.5 | 19.5 | 19.5 | Conway | MA | WMA | Great River Hydro, LLC
467 | MARBLEHEAD DIESELS | 467 | MARBLEHEAD DIESELS | 5 | 5 | 5 | 5 | Marblehead | MA | BOSTON | Marblehead Municipal Light Department
468 | MARSHFIELD 6 HYDRO | 468 | MARSHFIELD 6 HYDRO | 5 | 5 | 2.424 | 2.36 | Marshfield | VT | NH | Green Mountain Power Corporation
472 | M STREET JET | 472 | M STREET JET | 47 | 67.2 | 47 | 67.2 | Boston | MA | BOSTON | Massachusetts Bay Transportation Authority
473 | MCINDOES | 473 | MCINDOES | 13 | 13 | 13 | 13 | Barnet | VT | NH | Great River Hydro, LLC
474 | J C MCNEIL | 474 | J C MCNEIL | 52 | 54 | 52 | 54 | Burlington | VT | VT | Burlington Electric Department
478 | MIDDLETOWN 10 | 478 | MIDDLETOWN 10 | 20.423 | 22.1 | 17.2 | 22.1 | Middletown | CT | CT | Generation Bridge M&M Holdings, LLC
480 | MIDDLETOWN 2 | 480, 481 | MIDDLETOWN 2, MIDDLETOWN 3 | 353 | 365 | 353 | 365 | Middletown | CT | CT | Generation Bridge M&M Holdings, LLC
482 | MIDDLETOWN 4 | 482 | MIDDLETOWN 4 | 402 | 402 | 402 | 402 | Middletown | CT | CT | Generation Bridge M&M Holdings, LLC
484 | MILLSTONE POINT 2 | 484 | MILLSTONE POINT 2 | 897.5 | 905.7 | 897.5 | 905.7 | Waterford | CT | CT | Dominion Energy Generation Marketing, Inc.
485 | MILLSTONE POINT 3 | 485 | MILLSTONE POINT 3 | 1260 | 1260 | 1244.18 | 1254 | Waterford | CT | CT | Dominion Energy Generation Marketing, Inc.
486 | MILFORD POWER | 486 | MILFORD POWER | 216 | 222.7 | 202 | 216.73 | Milford | MA | RI | Marco DM Holdings, L.L.C.
487 | Worumbo Hydro | 487 | WORUMBO HYDRO | 19.4 | 19.4 | 19.4 | 19.4 | Lisbon Falls | ME | ME | Energy New England LLC
489 | MERRIMACK 1 | 489 | MERRIMACK 1 | 113.5 | 122.73 | 112.5 | 122.73 | Bow | NH | NH | GSP Newington LLC
490 | MERRIMACK 2 | 490 | MERRIMACK 2 | 340 | 353.5 | 335.487 | 353.5 | Bow | NH | NH | GSP Newington LLC
492 | MONTVILLE 10 and 11 | 492 | MONTVILLE 10 AND 11 | 5.5 | 5.5 | 5.5 | 5.5 | Uncasville | CT | CT | Generation Bridge Connecticut Holdings, LLC
493 | MONTVILLE 5 | 493 | MONTVILLE 5 | 81 | 82 | 81 | 82 | Uncasville | CT | CT | Generation Bridge Connecticut Holdings, LLC
494 | MONTVILLE 6 | 494 | MONTVILLE 6 | 410 | 410 | 410 | 410 | Uncasville | CT | CT | Generation Bridge Connecticut Holdings, LLC
495 | MONTY | 495 | MONTY | 28 | 28 | 28 | 28 | Lewiston | ME | ME | Brookfield White Pine Hydro LLC
497 | MASS POWER | 497 | MASS POWER | 256.1 | 279.8 | 245.3 | 276 | Indian Orchard | MA | WMA | Dynegy Marketing and Trade, LLC
507 | NEA BELLINGHAM | 48754, 48755 | NEA BELLINGHAM 1A, NEA BELLINGHAM 1B | 314.7 | 340.241 | 282.865 | 340.241 | Bellingham | MA | RI | NextEra Energy Marketing, LLC
508 | NEWINGTON 1 | 508 | NEWINGTON 1 | 407.5 | 420.83 | 407.5 | 420.83 | Newington | NH | NH | GSP Newington LLC
513 | NEW HAVEN HARBOR | 513 | NEW HAVEN HARBOR | 466 | 466 | 466 | 466 | New Haven | CT | CT | GB II Connecticut LLC
527 | OGDEN-MARTIN 1 | 527 | OGDEN-MARTIN 1 | 43 | 43 | 41.68 | 42.87 | Haverhill | MA | BOSTON | Reworld REC, LLC
528 | OCEAN ST PWR GT1 GT2 ST1 | 528 | OCEAN ST PWR GT1/GT2/ST1 | 297.2 | 318.342 | 272.342 | 318.342 | Harrisville | RI | RI | NRG Business Marketing LLC
529 | OCEAN ST PWR GT3 GT4 ST2 | 529 | OCEAN ST PWR GT3/GT4/ST2 | 325 | 325 | 334 | 334 | Harrisville | RI | RI | NRG Business Marketing LLC
532 | PEJEPSCOT | 532 | PEJEPSCOT | 10.21 | 13.55 | 10.21 | 13.55 | Topsham | ME | ME | Black Bear Hydro Partners, LLC
536 | PERC-ORRINGTON 1 | 536 | PERC-ORRINGTON 1 | 21.76 | 21.93 | 21.76 | 21.93 | Orrington | ME | BHE | BP Energy Company
539 | PONTOOK HYDRO | 539 | PONTOOK HYDRO | 9.6 | 10.16 | 9.6 | 10.16 | Dummer | NH | NH | Brookfield Renewable Trading And Marketing LP
541 | PROCTOR | 541 | PROCTOR | 9.841 | 9.841 | 6.65 | 6.803 | Proctor | VT | VT | Green Mountain Power Corporation
542 | ECO MAINE | 542 | ECO MAINE | 13.705 | 13.705 | 13.705 | 13.705 | Portland | ME | SME | Constellation Energy Generation, LLC
546 | RESCO SAUGUS | 546 | RESCO SAUGUS | 32.79 | 32.79 | 32.79 | 31 | Saugus | MA | BOSTON | Wheelabrator North Andover Inc.
547 | WHEELABRATOR NORTH ANDOVER | 547 | WHEELABRATOR NORTH ANDOVER | 40 | 40 | 40 | 40 | N. Andover | MA | BOSTON | Wheelabrator North Andover Inc.
555 | SEABROOK | 555 | SEABROOK | 1257.275 | 1257.275 | 1257.275 | 1257.275 | Seabrook | NH | NH | NextEra Energy Marketing, LLC
559 | SCHILLER CT 1 | 559 | SCHILLER CT 1 | 18.132 | 22 | 17.621 | 22 | Portsmouth | NH | NH | GSP Newington LLC
561 | SEARSBURG | 561 | SEARSBURG | 4.96 | 4.96 | 4.96 | 4.96 | Searsburg | VT | WMA | Great River Hydro, LLC
562 | SECREC-PRESTON | 562 | SECREC-PRESTON | 16.449 | 17.07 | 16.449 | 17.07 | Preston | CT | CT | Reworld REC, LLC
563 | SEMASS 1 | 563 | SEMASS 1 | 46.955 | 52.96 | 46.955 | 52.69 | West Wareham | MA | SEMA | Reworld REC, LLC
564 | SEMASS 2 | 564 | SEMASS 2 | 22.5 | 22.5 | 22.5 | 22.5 | West Wareham | MA | SEMA | Reworld REC, LLC
565 | SHELDON SPRINGS | 565 | SHELDON SPRINGS | 14.832 | 26.38 | 14.832 | 26.38 | Sheldon Springs | VT | VT | Green Mountain Power Corporation
566 | SHEPAUG | 566 | SHEPAUG | 42.95 | 43.4 | 42.95 | 43.4 | Southbury | CT | SWCT | Firstlight Power Management LLC
567 | SHERMAN | 567 | SHERMAN | 6.5 | 6.5 | 6.5 | 6.5 | Rowe | MA | WMA | Great River Hydro, LLC
569 | SKELTON | 569 | SKELTON | 22.08 | 22.08 | 21.6 | 21.6 | Dayton | ME | SME | Brookfield White Pine Hydro LLC
570 | SMITH | 570 | SMITH | 17.6 | 17.6 | 17.6 | 16.669 | Smith | NH | NH | Central Rivers Power NH, LLC
583 | STONY BROOK 2A | 583 | STONY BROOK 2A | 79 | 90 | 67 | 87 | Ludlow | MA | WMA | Massachusetts Municipal Wholesale Electric Company
584 | STONY BROOK 2B | 584 | STONY BROOK 2B | 77 | 90 | 65 | 85 | Ludlow | MA | WMA | Massachusetts Municipal Wholesale Electric Company
587 | STEVENSON | 587 | STEVENSON | 28.9 | 28.9 | 28.9 | 28.9 | Monroe | CT | SWCT | Firstlight Power Management LLC
590 | BORALEX STRATTON ENERGY | 590 | REGENERATE STRATTON | 46.52 | 47.51 | 46.52 | 47.51 | Stratton | ME | ME | ReGenerate Stratton LLC
592 | TAMWORTH | 592 | NERP TAMWORTH, LLC | 21.145 | 21.145 | 21.145 | 21.143 | Tamworth | NH | NH | Hartree Partners, LP
595 | TORRINGTON TERMINAL 10 | 595 | TORRINGTON TERMINAL 10 | 18.817 | 21.8 | 17.2 | 21.8 | Torrington | CT | CT | Generation Bridge Connecticut Holdings, LLC
596 | TUNNEL 10 | 596 | TUNNEL 10 | 20.8 | 22.1 | 17.102 | 22.1 | Preston | CT | CT | Firstlight Power Management LLC
599 | VERNON | 599 | VERNON | 34.9 | 34.9 | 34.9 | 34.9 | Vernon | VT | WMA | Great River Hydro, LLC
612 | WATERS RIVER JET 1 | 612 | WATERS RIVER JET 1 | 19.55 | 22.437 | 16.437 | 22.437 | Peabody | MA | BOSTON | Massachusetts Municipal Wholesale Electric Company
613 | WATERS RIVER JET 2 | 613 | WATERS RIVER JET 2 | 39.4 | 45.8 | 30.791 | 44.97 | PEABODY | MA | BOSTON | Massachusetts Municipal Wholesale Electric Company
614 | WATERBURY 22 | 614 | WATERBURY 22 | 5 | 5 | 2.646 | 3 | Waterbury | VT | VT | Green Mountain Power Corporation
616 | WEST ENFIELD | 616 | WEST ENFIELD | 11.47 | 19.1 | 11.47 | 19.1 | West Enfield | ME | BHE | Versant Power
617 | WESTON | 617 | WESTON | 14.81 | 14.81 | 13.2 | 13.2 | Skowhegan | ME | ME | Brookfield White Pine Hydro LLC
618 | DG WHITEFIELD, LLC | 618 | NERP WHITEFIELD, LLC | 18 | 18.2 | 18 | 18.2 | Whitefield | NH | NH | Hartree Partners, LP
619 | WHITE LAKE JET | 619 | WHITE LAKE JET | 20.07 | 23.165 | 18.1 | 23.165 | Tamworth | NH | NH | GSP Newington LLC
620 | WILDER | 620 | WILDER | 42.92 | 43.88 | 42.92 | 43.88 | Wilder | VT | VT | Great River Hydro, LLC
621 | WILLIAMS | 621 | WILLIAMS | 14.9 | 14.9 | 14.9 | 14.9 | Embden | ME | ME | Brookfield White Pine Hydro LLC
622 | WINOOSKI 1 | 622 | WINOOSKI 1 | 7.5 | 7.5 | 7.5 | 7.5 | Winooski | VT | VT | Burlington Electric Department
624 | WMI MILLBURY 1 | 624 | WMI MILLBURY 1 | 40.94 | 40.94 | 40.94 | 40.94 | Millbury | MA | CMA/NEMA | Wheelabrator North Andover Inc.
625 | WEST MEDWAY JET 1 | 625 | WEST MEDWAY JET 1 | 57.6 | 72.9 | 57.6 | 72.9 | Medway | MA | BOSTON | Constellation Energy Generation, LLC
626 | WEST MEDWAY JET 2 | 626 | WEST MEDWAY JET 2 | 57.6 | 72.9 | 57.6 | 72.9 | Medway | MA | BOSTON | Constellation Energy Generation, LLC
627 | WEST MEDWAY JET 3 | 627 | WEST MEDWAY JET 3 | 57.5 | 72.8 | 57.5 | 72.8 | Medway | MA | RI | Constellation Energy Generation, LLC
636 | WYMAN HYDRO 1 | 636 | WYMAN HYDRO 1 | 30 | 30 | 29.014 | 29.014 | Bingham | ME | ME | Brookfield White Pine Hydro LLC
637 | WYMAN HYDRO 2 | 637 | WYMAN HYDRO 2 | 29.9 | 29.9 | 29.9 | 29.9 | Bingham | ME | ME | Brookfield White Pine Hydro LLC
638 | WYMAN HYDRO 3 | 638 | WYMAN HYDRO 3 | 30 | 30 | 29.13 | 29.13 | Bingham | ME | ME | Brookfield White Pine Hydro LLC
641 | YARMOUTH 3 | 641 | YARMOUTH 3 | 116 | 119 | 116 | 119 | Yarmouth | ME | SME | NextEra Energy Marketing, LLC
642 | YARMOUTH 4 | 642 | YARMOUTH 4 | 614.5 | 620 | 614.5 | 620 | Yarmouth | ME | SME | NextEra Energy Marketing, LLC
715 | ROCHESTER LANDFILL | 715 | ROCHESTER LANDFILL | 4.98 | 4.98 | 4.98 | 4.98 | Rochester | NH | NH | WM Renewable Energy, L.L.C.
737 | SIMPSON G LOAD REDUCER | 737 | SIMPSON G LOAD REDUCER | 3.84 | 4.85 | 3.84 | 4.85 | Gilman | VT | NH | Green Mountain Power Corporation
739 | ROCKY RIVER | 739 | ROCKY RIVER | 29.35 | 30.4 | 29.35 | 30.4 | New Milford | CT | SWCT | Firstlight Power Management LLC
755 | BONNY EAGLE W. BUXTON | 755 | BONNY EAGLE/W. BUXTON | 17.5 | 17.5 | 9.5 | 9.706 | Hollis | ME | SME | Brookfield White Pine Hydro LLC
757 | HARRIS 4 | 757 | HARRIS 4 | 1.5 | 1.5 | 1.5 | 1.5 | West Forks | ME | ME | Brookfield White Pine Hydro LLC
759 | MESSALONSKEE COMPOSITE | 759, 14937, 69643 | OAKLAND, UNION GAS STATION, RICE RIPS | 5.959 | 5.959 | 5.959 | 5.959 | Oakland | ME | ME | Messalonskee Stream Hydro, LLC
760 | NORTH GORHAM | 74993 | NORTH GORHAM | 1.6 | 1.9 | 1.6 | 1.9 | Gorham | ME | SME | Brookfield White Pine Hydro LLC
761 | SHAWMUT | 761 | SHAWMUT | 9.5 | 9.5 | 9.5 | 9.5 | Shawmut | ME | ME | Brookfield White Pine Hydro LLC
766 | CABOT TURNERS FALLS | 14801, 14808 | CABOT, TURNERSFALLS | 68.2 | 68.2 | 68.2 | 68.2 | Montague | MA | WMA | Firstlight Power Management LLC
767 | SES CONCORD | 767 | SES CONCORD | 13 | 13.14 | 13 | 13.14 | Concord | NH | NH | Wheelabrator North Andover Inc.
769 | HADLEY FALLS 1&2 | 769 | HADLEY FALLS 1&2 | 33.4 | 33.4 | 33.4 | 33.4 | Holyoke | MA | WMA | Holyoke Gas & Electric Department
774 | LOWER LAMOILLE COMPOSITE | 774 | LOWER LAMOILLE COMPOSITE | 15.8 | 16.35 | 15.8 | 16.35 | Milton | VT | VT | Green Mountain Power Corporation
781 | WEST DANVILLE 1 | 781 | WEST DANVILLE 1 | 1.1 | 1.1 | 1.1 | 1.1 | West Danville | VT | VT | Green Mountain Power Corporation
786 | KEZAR LEDGEMERE COMPOSITE | 40207, 40208, 40209, 42123 | KEZAR UPPER FALLS, KEZAR LOWER FALLS, LEDGEMERE, KEZAR MIDDLE FALLS | 0.56 | 1.282 | 0.56 | 1.282 | Limerick | ME | SME | Central Maine Power Company
789 | CEC 002 PAWTUCKET U5 | 789 | CEC 002 PAWTUCKET U5 | 1.2 | 1.24 | 1.2 | 1.24 | Pawtucket | RI | RI | The Narragansett Electric Company
792 | CENTENNIAL HYDRO | 792 | CENTENNIAL HYDRO | 0.64 | 0.79 | 0.64 | 0.79 | Lowell | MA | CMA/NEMA | Massachusetts Electric Company
793 | METHUEN HYDRO | 793 | METHUEN HYDRO | 0.12 | 0.273 | 0.12 | 0.273 | Methuen | MA | BOSTON | Massachusetts Electric Company
794 | MINIWAWA | 794 | MINIWAWA | 0.437 | 0.959 | 0.437 | 0.959 | Marlborough | NH | VT | Public Service Company of New Hampshire
795 | RIVER MILL HYDRO | 795 | RIVER MILL HYDRO | 0.08 | 0.2 | 0.08 | 0.2 | Lebanon | NH | VT | Messalonskee Stream Hydro, LLC
796 | GOODWIN DAM | 796 | GOODWIN DAM | 3 | 3.067 | 3 | 3.067 | Hartland | CT | CT | The Metropolitan District
797 | CEC 003 WYRE WYND U5 | 797 | WYRE WYND HYDRO | 1.8 | 2.78 | 1.8 | 2.78 | Jewett City | CT | CT | Gravity Renewables, Inc
803 | TOUTANT | 803 | TOUTANT | 0.4 | 0.4 | 0.4 | 0.4 | Putnam | CT | CT | Sterling Municipal Electric Light Department
804 | PUTNAM | 804 | PUTNAM | 0.58 | 1.94 | 0.58 | 1.94 | Putnam | CT | CT | Putnam Hydropower, Inc.
806 | MECHANICSVILLE | 806, 46206 | MECHANICSVILLE, ENERGY STREAM HYDRO | 0.43 | 0.43 | 0.101 | 0.267 | Putnam | CT | CT | Sterling Municipal Electric Light Department
807 | CEC 004 DAYVILLE POND U5 | 807 | CEC 004 DAYVILLE POND U5 | 0.061 | 0.1 | 0.061 | 0.1 | Dayville | CT | CT | Connecticut Light and Power Company The
808 | SANDY HOOK HYDRO | 808 | SANDY HOOK HYDRO | 0.077 | 0.105 | 0.077 | 0.105 | Newtown | CT | SWCT | Connecticut Light and Power Company The
810 | QUINEBAUG | 810 | QUINEBAUG | 0.98 | 2.81 | 0.98 | 2.81 | Danielson | CT | CT | Gravity Renewables, Inc
813 | TUNNEL | 813 | TUNNEL | 2.1 | 2.1 | 2.1 | 2.1 | Preston | CT | CT | Firstlight Power Management LLC
824 | BATH ELECTRIC HYDRO | 824 | BATH ELECTRIC HYDRO | 0.4 | 0.8 | 0.4 | 0.8 | Bath | NH | NH | Public Service Company of New Hampshire
827 | SEARSBURG WIND | 827 | SEARSBURG WIND | 4.99 | 4.99 | 0.62 | 1.68 | Searsburg | VT | WMA | Green Mountain Power Corporation
841 | MORETOWN 8 | 841 | MORETOWN 8 | 1.096 | 1.096 | 0 | 0 | Moretown | VT | VT | Ampersand Energy Partners LLC
849 | CRESCENT DAM | 849 | CRESCENT DAM | 1.617 | 1.617 | 1 | 1 | Russell | MA | WMA | Gravity Renewables, Inc
850 | GLENDALE HYDRO | 850 | GLENDALE HYDRO | 1.245 | 1.245 | 0.958 | 1.138 | Stockbridge | MA | WMA | Massachusetts Electric Company
851 | GARDNER FALLS | 851 | GARDNER FALLS | 3.7 | 3.7 | 3.7 | 3.7 | Buckland | MA | WMA | Central Rivers Power MA, LLC
852 | SOUTH BARRE HYDRO | 852, 42598 | SOUTH BARRE HYDRO, NEW BARRE HYDRO | 0.75 | 0.75 | 0.65 | 0.14 | Barre | MA | WMA | Holden Municipal Light Department
854 | ORANGE HYDRO 1 | 854 | ORANGE HYDRO 1 | 0.175 | 0.175 | 0.15 | 0.15 | Orange | MA | WMA | Massachusetts Electric Company
855 | ORANGE HYDRO 2 | 855 | ORANGE HYDRO 2 | 0.12 | 0.172 | 0.12 | 0.172 | Orange | MA | WMA | Massachusetts Electric Company
856 | HUNT'S POND | 856 | HUNT'S POND | 0.023 | 0.064 | 0.023 | 0.064 | Winchendon | MA | WMA | Massachusetts Electric Company
857 | OAKDALE HYDRO | 857 | OAKDALE HYDRO | 3.2 | 3.2 | 3.2 | 3.2 | West Boylston | MA | CMA/NEMA | Massachusetts Electric Company
859 | BOATLOCK | 859 | BOATLOCK | 3.094 | 3.094 | 3.094 | 3.094 | Holyoke | MA | WMA | Holyoke Gas & Electric Department
860 | BRIAR HYDRO | 860 | BRIAR HYDRO | 2.865 | 4.081 | 2.865 | 4.081 | Penacook | NH | NH | Messalonskee Stream Hydro, LLC
861 | CANAAN | 861 | CANAAN | 1.1 | 1.1 | 1.1 | 1.1 | Canaan | VT | NH | Central Rivers Power NH, LLC
862 | CHEMICAL | 862 | CHEMICAL | 1.6 | 1.6 | 1.6 | 1.6 | Holyoke | MA | WMA | Holyoke Gas & Electric Department
863 | CLEMENT DAM | 863 | CLEMENT DAM | 1.115 | 2.4 | 1.115 | 2.4 | Tilton | NH | NH | Massachusetts Municipal Wholesale Electric Company
864 | DWIGHT | 864 | DWIGHT | 1.7 | 1.7 | 1.7 | 1.7 | Chicopee | MA | WMA | Central Rivers Power MA, LLC
865 | ERROL | 865 | ERROL | 2.625 | 3 | 2.625 | 3 | Errol | NH | NH | Brookfield White Pine Hydro LLC
866 | GREGGS | 866 | GREGGS | 2.07 | 2.07 | 2.07 | 2.07 | Hillsborough | NH | NH | Massachusetts Municipal Wholesale Electric Company
867 | INDIAN ORCHARD | 867 | INDIAN ORCHARD | 3.7 | 3.7 | 3.7 | 3.7 | Indian Orchard | MA | WMA | Central Rivers Power MA, LLC
868 | MILTON MILLS HYDRO | 868 | MILTON MILLS HYDRO | 1.15 | 1.51 | 1.15 | 1.51 | Milton | NH | NH | Public Service Company of New Hampshire
869 | MINE FALLS | 869 | MINE FALLS | 0.827 | 1.787 | 0.827 | 1.787 | Nashua | NH | NH | Messalonskee Stream Hydro, LLC
870 | PEMBROKE | 870 | PEMBROKE | 0.52 | 1.663 | 0.52 | 1.663 | Suncook | NH | NH | Massachusetts Municipal Wholesale Electric Company
871 | PENNACOOK FALLS LOWER | 871 | PENNACOOK FALLS LOWER | 2.869 | 3.991 | 2.869 | 3.991 | Boscawen | NH | NH | Messalonskee Stream Hydro, LLC
872 | PENNACOOK FALLS UPPER | 872 | PENNACOOK FALLS UPPER | 2.243 | 3.12 | 2.243 | 3.12 | Concord | NH | NH | Messalonskee Stream Hydro, LLC
873 | PUTTS BRIDGE | 873 | PUTTS BRIDGE | 4.1 | 4.1 | 4.1 | 4.1 | Ludlow | MA | WMA | Central Rivers Power MA, LLC
874 | RED BRIDGE | 874 | RED BRIDGE | 4.5 | 4.5 | 4.5 | 4.5 | Wilbraham | MA | WMA | Central Rivers Power MA, LLC
875 | RIVER BEND | 875, 47125 | RIVER BEND, BOW STREET HYDRO | 1.201 | 2.026 | 1.023 | 1.879 | Franklin | NH | NH | Massachusetts Municipal Wholesale Electric Company
876 | ROBERTSVILLE | 876 | ROBERTSVILLE | 0.354 | 0.624 | 0.354 | 0.624 | Colebrook | CT | CT | Firstlight Power Management LLC
877 | SCOTLAND | 877 | SCOTLAND | 1.69 | 2.2 | 1.69 | 2.2 | Windham | CT | CT | Firstlight Power Management LLC
878 | SKINNER | 878 | SKINNER | 0.28 | 0.28 | 0.28 | 0.28 | Holyoke | MA | WMA | Holyoke Gas & Electric Department
879 | TAFTVILLE CT | 879 | TAFTVILLE CT | 2.03 | 2.03 | 2.03 | 2.03 | Taftville | CT | CT | Firstlight Power Management LLC
882 | FRANKLIN FALLS | 882 | FRANKLIN FALLS | 0.673 | 0.8 | 0.673 | 0.8 | Franklin | NH | NH | Public Service Company of New Hampshire
883 | SALMON FALLS HYDRO | 883 | SALMON FALLS HYDRO | 1.2 | 1.2 | 0.953 | 0.824 | South Berwick | ME | SME | Green Mountain Power Corporation
886 | COCHECO FALLS | 886 | COCHECO FALLS | 0.63 | 0.63 | 0.63 | 0.549 | Dover | NH | NH | Public Service Company of New Hampshire
887 | CHINA MILLS DAM | 887 | CHINA MILLS DAM | 0.711 | 0.711 | 0.711 | 0.711 | Allenstown | NH | NH | Public Service Company of New Hampshire
888 | NEWFOUND HYDRO | 888 | NEWFOUND HYDRO | 1.966 | 1.966 | 1.966 | 1.303 | Bristol | NH | NH | Eagle Creek Renewable Energy Holdings, LLC
889 | SUNAPEE HYDRO | 889 | SUNAPEE HYDRO | 0.593 | 0.593 | 0.593 | 0.433 | Sunapee | NH | NH | Public Service Company of New Hampshire
890 | NASHUA HYDRO | 890 | NASHUA HYDRO | 1.031 | 1.031 | 1.031 | 1.031 | Nashua | NH | NH | Public Service Company of New Hampshire
891 | HILLSBORO MILLS | 891 | HILLSBORO MILLS | 0.405 | 0.568 | 0.405 | 0.568 | Milford | NH | NH | Public Service Company of New Hampshire
892 | LAKEPORT DAM | 892 | LAKEPORT DAM | 0.537 | 0.711 | 0.537 | 0.711 | Laconia | NH | NH | Eagle Creek Renewable Energy Holdings, LLC
893 | WEST HOPKINTON HYDRO | 893 | WEST HOPKINTON HYDRO | 0.735 | 1.25 | 0.735 | 1.25 | Hopkinton | NH | NH | Green Mountain Power Corporation
894 | LISBON HYDRO | 894 | LISBON HYDRO | 0.332 | 0.515 | 0.332 | 0.515 | Lisbon | NH | NH | Public Service Company of New Hampshire
895 | LOWER ROBERTSON DAM | 895 | LOWER ROBERTSON DAM | 0.86 | 0.9 | 0.86 | 0.9 | Winchester/Ashult | NH | VT | Public Service Company of New Hampshire
897 | OLD NASH DAM | 897 | OLD NASH DAM | 0.135 | 0.175 | 0.135 | 0.175 | Marlow | NH | VT | Public Service Company of New Hampshire
900 | GREAT FALLS LOWER | 900 | GREAT FALLS LOWER | 1.7 | 1.7 | 1.7 | 1.7 | Somersworth | NH | NH | Green Mountain Power Corporation
902 | HOSIERY MILL DAM | 902 | HOSIERY MILL DAM | 0.435 | 0.993 | 0.435 | 0.993 | Hillsboro | NH | NH | Pioneer Hydro Electric Co., Inc.
903 | WYANDOTTE HYDRO | 903 | WYANDOTTE HYDRO | 0.084 | 0.15 | 0.084 | 0.15 | Rochester | NH | NH | Public Service Company of New Hampshire
904 | LOCHMERE DAM | 904 | LOCHMERE DAM | 0.892 | 1.025 | 0.892 | 1.025 | Tilton | NH | NH | Massachusetts Municipal Wholesale Electric Company
905 | ASHUELOT HYDRO | 905 | ASHUELOT HYDRO | 0.808 | 0.93 | 0.808 | 0.93 | Winchester/Ashult | NH | VT | Public Service Company of New Hampshire
906 | ROLLINSFORD HYDRO | 906 | ROLLINSFORD HYDRO | 1.5 | 1.5 | 1.5 | 1.5 | Rollinsford | NH | NH | Green Mountain Power Corporation
908 | OTIS MILL HYDRO | 908 | OTIS MILL HYDRO | 0.122 | 0.127 | 0.122 | 0.127 | Greenville | NH | NH | Public Service Company of New Hampshire
909 | STEELS POND HYDRO | 909 | STEELS POND HYDRO | 0.429 | 0.975 | 0.429 | 0.975 | Antrim | NH | NH | Public Service Company of New Hampshire
910 | CAMPTON DAM | 910 | CAMPTON DAM | 0.416 | 0.416 | 0.416 | 0.416 | Campton | NH | NH | Public Service Company of New Hampshire
913 | GOODRICH FALLS | 913 | GOODRICH FALLS | 0.487 | 0.487 | 0.487 | 0.307 | Bartlett | NH | NH | New Hampshire Electric Cooperative, Inc.
914 | CHAMBERLAIN FALLS | 914 | CHAMBERLAIN FALLS | 0.123 | 0.123 | 0.123 | 0.094 | Greenville | NH | NH | Public Service Company of New Hampshire
915 | MONADNOCK PAPER MILLS | 915 | MONADNOCK PAPER MILLS | 0.305 | 1.114 | 0.305 | 1.114 | Bennington | NH | NH | Public Service Company of New Hampshire
919 | HOPKINTON HYDRO | 919 | HOPKINTON HYDRO | 0.229 | 0.25 | 0.229 | 0.25 | Hopkinton | NH | NH | Public Service Company of New Hampshire
926 | PETERBOROUGH LOWER HYDRO | 926 | PETERBOROUGH LOWER HYDRO | 0.284 | 0.284 | 0.284 | 0.284 | Peterborough | NH | VT | Public Service Company of New Hampshire
928 | SALMON BROOK STATION 3 | 928 | SALMON BROOK STATION 3 | 0.326 | 0.326 | 0.326 | 0.25 | Franklin | NH | NH | Public Service Company of New Hampshire
931 | AVERY DAM | 931 | AVERY DAM | 0.46 | 0.479 | 0.46 | 0.479 | Laconia | NH | NH | Public Service Company of New Hampshire
932 | WATSON DAM | 932 | WATSON DAM | 0.225 | 0.25 | 0.225 | 0.25 | Dover | NH | NH | Public Service Company of New Hampshire
933 | WESTON DAM | 933 | WESTON DAM | 0.456 | 0.524 | 0.456 | 0.524 | Northumberland | NH | NH | Public Service Company of New Hampshire
935 | SUNNYBROOK HYDRO 2 | 935 | SUNNYBROOK HYDRO 2 | 0.05 | 0.05 | 0.05 | 0.05 | Northumberland | NH | NH | Public Service Company of New Hampshire
941 | PETERBOROUGH UPPER HYDRO | 941 | PETERBOROUGH UPPER HYDRO | 0.4 | 0.4 | 0.4 | 0.4 | Peterborough | NH | NH | Public Service Company of New Hampshire
943 | FOUR HILLS LANDFILL | 943 | FOUR HILLS LANDFILL | 0.932 | 0.932 | 0.932 | 0.932 | Nashua | NH | NH | NextEra Energy Marketing, LLC
947 | RIVERDALE MILLS - QF | 947 | RIVERDALE MILLS - QF | 0.084 | 0.084 | 0.084 | 0.001 | Northbridge | MA | RI | Massachusetts Electric Company
948 | PEPPERELL HYDRO COMPANY LLC | 948 | PEPPERELL HYDRO COMPANY LLC | 0.863 | 0.863 | 0.863 | 0.863 | Pepperell | MA | CMA/NEMA | Eagle Creek Renewable Energy Holdings, LLC
951 | BALTIC MILLS - QF | 951 | BALTIC MILLS - QF | 0.104 | 0.104 | 0.104 | 0.104 | Enfield | NH | VT | Sterling Municipal Electric Light Department
957 | HG&E HYDRO CABOT 1-4 | 957 | HG&E HYDRO/CABOT 1-4 | 3.147 | 3.147 | 3.147 | 3.147 | Holyoke | MA | WMA | Holyoke Gas & Electric Department
969 | POWDER MILL HYDRO | 969 | POWDER MILL HYDRO | 0.14 | 0.14 | 0.14 | 0.14 | Barre | MA | WMA | Holden Municipal Light Department
970 | DUDLEY HYDRO | 970 | DUDLEY HYDRO | 0.102 | 0.324 | 0.102 | 0.324 | Dudley | MA | WMA | Massachusetts Electric Company
978 | NEW MILFORD | 978 | NEW MILFORD | 3.014 | 3.014 | 3.014 | 3.014 | New Milford | CT | SWCT | Connecticut Light and Power Company The
1005 | BG DIGHTON POWER LLC | 1005 | DIGHTON POWER LLC | 180 | 197 | 168 | 186.99 | Dighton | MA | SEMA | Marco DM Holdings, L.L.C.
1032 | BRIDGEPORT ENERGY 1 | 1032 | BRIDGEPORT ENERGY 1 | 564 | 588 | 546.35 | 588 | Bridgeport | CT | SWCT | Revere Power, LLC
1034 | RIVERSIDE 4-7 | 1034 | RIVERSIDE 4-7 | 3.435 | 3.435 | 3.435 | 3.435 | Holyoke | MA | WMA | Holyoke Gas & Electric Department
1035 | RIVERSIDE 8 | 1035 | RIVERSIDE 8 | 4.5 | 4.5 | 4.5 | 4.5 | Holyoke | MA | WMA | Holyoke Gas & Electric Department
1047 | FAIRFAX | 1047 | FAIRFAX | 4.009 | 4.009 | 4.009 | 4.009 | Fairfax | VT | VT | Green Mountain Power Corporation
1048 | WARE HYDRO | 1048 | WARE HYDRO | 1.25 | 1.25 | 1.25 | 1.25 | Ware | MA | WMA | Pioneer Hydro Electric Co., Inc.
1049 | COLLINS HYDRO | 1049 | COLLINS HYDRO | 1.3 | 1.3 | 1.3 | 1.3 | Wilbraham | MA | WMA | Collins Hydro LLC
1054 | BLACKSTONE HYDRO ASSOC | 1054 | BLACKSTONE HYDRO ASSOC | 0 | 0.198 | 0 | 0.198 | Central Falls | RI | RI | The Narragansett Electric Company
1057 | BLACKSTONE HYDRO LOAD REDUCER | 1057 | BLACKSTONE HYDRO LOAD REDUCER | 1.8 | 1.8 | 1.8 | 1.8 | N. Smithfield | RI | RI | Vermont Public Power Supply Authority
1061 | MASCOMA HYDRO | 1061 | MASCOMA HYDRO | 0.834 | 0.834 | 0.834 | 0.834 | Lebanon | NH | VT | Green Mountain Power Corporation
1062 | MWRA COSGROVE | 1062 | MWRA COSGROVE | 1.901 | 1.901 | 1.901 | 1.901 | Clinton | MA | CMA/NEMA | Massachusetts Electric Company
1086 | BERKSHIRE POWER | 1086 | BERKSHIRE POWER | 270 | 284 | 270 | 284 | Agawam | MA | WMA | NRG Business Marketing LLC
1107 | SOMERSET | 66234 | SAPPI SOMERSET/HINCKLEY 2 | 10.604 | 10.604 | 10.604 | 10.604 | Skowhegan | ME | ME | NextEra Energy Marketing, LLC
1109 | MMWAC | 1109 | MMWAC | 3.034 | 3.034 | 3.034 | 3.034 | Auburn | ME | ME | NextEra Energy Marketing, LLC
1113 | BRASSUA HYDRO | 1113 | BRASSUA HYDRO | 4.203 | 4.203 | 4.203 | 4.203 | Rockwood | ME | ME | Brookfield Renewable Trading And Marketing LP
1114 | MADISON COMPOSITE | 50636 | MADISON HYDRO | 22 | 22 | 22 | 22 | Anson | ME | ME | Eagle Creek Madison Hydro, LLC
1117 | GREAT WORKS COMPOSITE | 1117 | GREAT WORKS COMPOSITE | 0.165 | 0.918 | 0.165 | 0.918 | South Berwick | ME | SME | Central Maine Power Company
1119 | KENNEBAGO HYDRO | 1119 | KENNEBAGO HYDRO | 0.686 | 0.725 | 0.686 | 0.725 | Winslow | ME | ME | Central Maine Power Company
1122 | CASCADE-DIAMOND-QF | 1122 | CASCADE-DIAMOND-QF | 0.44 | 0.44 | 0.44 | 0.44 | Palmer | MA | WMA | Massachusetts Electric Company
1185 | STONY BROOK GT1A | 1185 | STONY BROOK GT1A | 107.5 | 124 | 103.167 | 118.5 | Ludlow | MA | WMA | Massachusetts Municipal Wholesale Electric Company
1186 | STONY BROOK GT1B | 1186 | STONY BROOK GT1B | 106 | 122 | 99.932 | 117 | Ludlow | MA | WMA | Massachusetts Municipal Wholesale Electric Company
1187 | STONY BROOK GT1C | 1187 | STONY BROOK GT1C | 107 | 122 | 103.167 | 118.5 | Ludlow | MA | WMA | Massachusetts Municipal Wholesale Electric Company
1210 | MILLENNIUM | 1210 | MILLENNIUM | 354.963 | 405.54 | 331 | 388 | Charlton | MA | WMA | NRG Business Marketing LLC
1216 | MAINE INDEPENDENCE STATION | 40338, 40339 | MAINE INDEPENDENCE STATION 1, MAINE INDEPENDENCE STATION 2 | 516.846 | 563 | 492.658 | 563 | Veazie | ME | BHE | Dynegy Marketing and Trade, LLC
1221 | ESSEX DIESELS | 1221 | ESSEX DIESELS | 8 | 8.225 | 8 | 8.225 | Essex Junction | VT | VT | Green Mountain Power Corporation
1226 | TIVERTON POWER | 1226 | TIVERTON POWER | 287.5 | 305.5 | 272.898 | 305.5 | Tiverton | RI | SEMA | Revere Power, LLC
1255 | RUMFORD POWER | 1255 | RUMFORD POWER | 271 | 280 | 255.766 | 280 | Rumford | ME | ME | Revere Power, LLC
1270 | SYSKO STONY BROOK | 1270 | SYSKO STONY BROOK | 0.025 | 0.025 | 0.025 | 0.025 | Hanover | ME | ME | Central Maine Power Company
1273 | AUTOMATIC HYDRO | 1273 | AUTOMATIC HYDRO | 0.8 | 0.8 | 0.8 | 0.8 | Waterville | ME | ME | Messalonskee Stream Hydro, LLC
1286 | ANP-BLACKSTONE ENERGY CO. #1 | 1286 | ANP-BLACKSTONE ENERGY 1 | 292.768 | 307.5 | 271.822 | 307.5 | Blackstone | MA | RI | Dynegy Marketing and Trade, LLC
1287 | ANP-BLACKSTONE ENERGY 2 | 1287 | ANP-BLACKSTONE ENERGY 2 | 292.88 | 307.5 | 271.317 | 307.5 | Blackstone | MA | RI | Dynegy Marketing and Trade, LLC
1288 | BUCKSPORT ENERGY 4 | 47390 | BUCKSPORT | 180.436 | 190.7 | 160.3 | 185.7 | Bucksport | ME | BHE | Bucksport Generation LLC
1342 | LAKE ROAD 1 | 1342 | LAKE ROAD 1 | 294 | 317 | 269.792 | 299.416 | Dayville | CT | CT | Dynegy Marketing and Trade, LLC
1343 | LAKE ROAD 2 | 1343 | LAKE ROAD 2 | 294 | 317 | 275.213 | 304.837 | Dayville | CT | CT | Dynegy Marketing and Trade, LLC
1344 | LAKE ROAD 3 | 1344 | LAKE ROAD 3 | 294 | 317 | 279 | 307.076 | Dayville | CT | CT | Dynegy Marketing and Trade, LLC
1368 | ROCKY GORGE CORPORATION | 1368 | ROCKY GORGE CORPORATION | 0.362 | 0.362 | 0.362 | 0.362 | South Berwick | ME | SME | Central Maine Power Company
1376 | PPL WALLINGFORD UNIT 1 | 1376 | WALLINGFORD UNIT 1 | 50 | 50 | 46.74 | 50 | Wallingford | CT | SWCT | Wallingford Energy LLC
1377 | PPL WALLINGFORD UNIT 2 | 1377 | WALLINGFORD UNIT 2 | 50 | 50 | 45.323 | 50 | Wallingford | CT | SWCT | Wallingford Energy LLC
1378 | PPL WALLINGFORD UNIT 3 | 1378 | WALLINGFORD UNIT 3 | 50 | 50 | 46.601 | 50 | Wallingford | CT | SWCT | Wallingford Energy LLC
1379 | PPL WALLINGFORD UNIT 4 | 1379 | WALLINGFORD UNIT 4 | 50 | 50 | 46.037 | 50 | Wallingford | CT | SWCT | Wallingford Energy LLC
1380 | PPL WALLINGFORD UNIT 5 | 1380 | WALLINGFORD UNIT 5 | 50 | 50 | 46.078 | 50 | Wallingford | CT | SWCT | Wallingford Energy LLC
1385 | Milford Power 1 Incremental | 1385 | MILFORD POWER 1 | 293 | 318.5 | 267.7 | 295.847 | Milford | CT | SWCT | Dynegy Marketing and Trade, LLC
1386 | MILFORD POWER 2 | 1386 | MILFORD POWER 2 | 293 | 318.5 | 267.7 | 301.425 | Milford | CT | SWCT | Dynegy Marketing and Trade, LLC
1412 | ANP-BELLINGHAM 1 | 1412 | ANP-BELLINGHAM 1 | 292.494 | 307.5 | 272.387 | 307.5 | Bellingham | MA | RI | Dynegy Marketing and Trade, LLC
1415 | ANP-BELLINGHAM 2 | 1415 | ANP-BELLINGHAM 2 | 292.466 | 307.5 | 272.617 | 307.5 | Bellingham | MA | RI | Dynegy Marketing and Trade, LLC
1572 | GRANBY SANITARY LANDFILL QF U5 | 1572 | GRANBY SANITARY LANDFILL QF | 3.2 | 3.2 | 2.8 | 2.8 | Granby | MA | WMA | Industrial Power Services Corp
1630 | RISEP | 1630 | RISEP | 613 | 625 | 551.668 | 610.632 | Johnston | RI | RI | Shell Energy North America (US), L.P.
1649 | EP Newington Energy, LLC | 1649 | EP NEWINGTON ENERGY, LLC | 596.1 | 634.9 | 559.5 | 634.9 | Newington | NH | NH | Essential Power Newington, LLC
1672 | KENDALL CT | 1672 | KENDALL CT | 219.3 | 219.3 | 181.799 | 187.4 | Cambridge | MA | BOSTON | Kendall Green Energy LLC
2278 | BARKER LOWER HYDRO | 2278 | BARKER LOWER HYDRO | 0.652 | 1.25 | 0.652 | 1.25 | Auburn | ME | ME | Vermont Public Power Supply Authority
2279 | BARKER UPPER HYDRO | 2279 | BARKER UPPER HYDRO | 0.377 | 1.262 | 0.377 | 1.262 | Auburn | ME | ME | Vermont Public Power Supply Authority
2280 | BENTON FALLS HYDRO | 2280 | BENTON FALLS HYDRO | 3.776 | 4.355 | 3.776 | 4.355 | Benton | ME | ME | Messalonskee Stream Hydro, LLC
2281 | BROWNS MILL HYDRO | 2281 | BROWNS MILL HYDRO | 0.318 | 0.65 | 0.318 | 0.65 | Dover-Foxcroft | ME | ME | Vermont Public Power Supply Authority
2282 | DAMARISCOTTA HYDRO | 2282 | DAMARISCOTTA HYDRO | 0.005 | 0.5 | 0.005 | 0.5 | Newcastle | ME | ME | Central Maine Power Company
2283 | EUSTIS HYDRO | 2283 | EUSTIS HYDRO | 0.248 | 0.25 | 0.248 | 0.25 | Eustis | ME | ME | Central Maine Power Company
2284 | GARDINER HYDRO | 2284 | GARDINER HYDRO | 1.05 | 1.05 | 1.05 | 1.05 | Gardiner | ME | ME | Vermont Public Power Supply Authority
2285 | GREENVILLE HYDRO | 2285 | GREENVILLE HYDRO | 0.52 | 0.52 | 0.52 | 0.52 | Greenville | ME | ME | Central Maine Power Company
2286 | HACKETT MILLS HYDRO | 2286 | HACKETT MILLS HYDRO | 0.159 | 0.5 | 0.159 | 0.5 | Poland | ME | ME | Central Maine Power Company
2287 | MECHANIC FALLS HYDRO | 2287 | MECHANIC FALLS HYDRO | 0.231 | 1.05 | 0.231 | 1.05 | Mechanic Falls | ME | ME | Central Maine Power Company
2290 | PITTSFIELD HYDRO | 2290 | PITTSFIELD HYDRO | 0.877 | 1 | 0.877 | 1 | Pittsfield | ME | ME | Vermont Public Power Supply Authority
2292 | YORK HYDRO | 2292 | YORK HYDRO | 0.878 | 1.2 | 0.878 | 1.2 | Sanford | ME | SME | Central Maine Power Company
2426 | Hydro Kennebec | 2426 | HYDRO KENNEBEC | 15.66 | 17.15 | 15.66 | 17.15 | Winslow | ME | ME | Brookfield Renewable Trading And Marketing LP
2431 | DODGE FALLS-NEW | 2431 | DODGE FALLS-NEW | 5 | 5 | 5 | 5 | Bath | NH | VT | Messalonskee Stream Hydro, LLC
2432 | HUNTINGTON FALLS-NEW | 2432 | HUNTINGTON FALLS-NEW | 4.99 | 5.763 | 4.99 | 5.763 | Weybridge | VT | VT | Green Mountain Power Corporation
2433 | RYEGATE 1-NEW | 2433 | RYEGATE 1-NEW | 19 | 19 | 19 | 19 | East Ryegate | VT | VT | Ryegate Associates
2462 | PLAINVILLE GEN QF U5 | 2462 | PLAINVILLE GEN QF U5 | 4.8 | 4.8 | 4.8 | 4.8 | Plainville | MA | RI | Massachusetts Electric Company
2466 | CHERRY 7 | 68729 | CHERRY 7 | 3.2 | 3.2 | 3.2 | 3.2 | HUDSON | MA | CMA/NEMA | Hudson Light & Power Department
2467 | CHERRY 8 | 68730 | CHERRY 8 | 3.6 | 3.6 | 3.6 | 3.6 | HUDSON | MA | CMA/NEMA | Hudson Light & Power Department
2470 | CHERRY 12 | 68733 | CHERRY 12 | 5.6 | 5.6 | 5.6 | 5.6 | HUDSON | MA | CMA/NEMA | Hudson Light & Power Department
10401 | CELLEY MILL U5 | 10401 | CELLEY MILL U5 | 0.084 | 0.092 | 0.084 | 0.092 | Piermont | NH | NH | Public Service Company of New Hampshire
10403 | EASTMAN BROOK U5 | 10403 | EASTMAN BROOK U5 | 0.1 | 0.1 | 0.1 | 0.1 | Piermont | NH | NH | Public Service Company of New Hampshire
10406 | LOWER VALLEY HYDRO U5 | 10406 | LOWER VALLEY HYDRO U5 | 0.534 | 0.534 | 0.534 | 0.534 | Claremont | NH | NH | Public Service Company of New Hampshire
10409 | SWEETWATER HYDRO U5 | 10409 | SWEETWATER HYDRO U5 | 0.5 | 0.5 | 0.5 | 0.5 | Meriden | NH | NH | Green Mountain Power Corporation
10424 | Great Lakes - Berlin Incremental | 10424 | GREAT LAKES - BERLIN | 30.2 | 30.2 | 11.023 | 11.17 | Berlin | NH | NH | Brookfield Renewable Trading And Marketing LP
10770 | WEST SPRINGFIELD HYDRO U5 | 10770 | WEST SPRINGFIELD HYDRO U5 | 1.2 | 1.25 | 1.2 | 1.25 | West Springfield | MA | WMA | Messalonskee Stream Hydro, LLC
10959 | RRIG EXPANSION PHASE 2 | 10959 | RRIG EXPANSION PHASE 2 | 6 | 6.024 | 6 | 6.024 | Johnston | RI | RI | Rhode Island Engine Genco, LLC
11052 | GRTR NEW BEDFORD LFG UTIL PROJ | 11052 | GRTR NEW BEDFORD LFG UTIL PROJ | 3.3 | 3.3 | 3.3 | 3.3 | New Bedford | MA | SEMA | CommonWealth New Bedford Energy LLC
11126 | NORTH HARTLAND HYDRO | 11126 | NORTH HARTLAND HYDRO | 4.46 | 4.46 | 4.46 | 4.46 | Hartland | VT | VT | Green Mountain Power Corporation
11408 | HULL WIND TURBINE II | 11408 | HULL WIND TURBINE II | 1.8 | 1.8 | 1.8 | 1.8 | Hull | MA | SEMA | Hull Municipal Lighting Plant
11424 | RUMFORD FALLS | 11424 | RUMFORD FALLS | 44.16 | 44.16 | 32 | 33.074 | Rumford | ME | ME | Brookfield Renewable Trading And Marketing LP
11842 | WATERSIDE POWER | 11842 | WATERSIDE POWER | 73.623 | 75 | 72 | 75 | Stamford | CT | NOR | Waterside Power, LLC
11925 | BROCKTON BRIGHTFIELDS | 11925 | BROCKTON BRIGHTFIELDS | 0.425 | 0.425 | 0.425 | 0.425 | Brockton | MA | SEMA | Constellation Energy Generation, LLC
12108 | FIEC DIESEL | 12108 | FIEC DIESEL | 2 | 2 | 2 | 2 | Vinalhaven | ME | ME | Vermont Public Power Supply Authority
12500 | Thomas A. Watson | 15484, 15485 | THOMAS A. WATSON UNIT #1, THOMAS A. WATSON UNIT #2 | 114.8 | 114.8 | 105.2 | 114.8 | Braintree | MA | SEMA | Braintree Electric Light Department, Town of
12504 | Devon 15-18 | 12504, 17044, 17045, 17046 | DEVON 15, DEVON 16, DEVON 17, DEVON 18 | 196.8 | 196.8 | 187.6 | 195.6 | Milford | CT | SWCT | GenConn Energy LLC
12505 | Middletown 12-15 | 12505, 37366, 37367, 37368 | MIDDLETOWN 12, MIDDLETOWN 13, MIDDLETOWN 14, MIDDLETOWN 15 | 196.8 | 196.8 | 187.6 | 193.6 | Middletown | CT | CT | GenConn Energy LLC
12509 | UNH Power Plant | 12509 | UNH POWER PLANT | 2 | 2 | 2 | 2 | Durham | NH | NH | Public Service Company of New Hampshire
12510 | Swanton Gas Turbine 1 | 12510 | SWANTON GT-1 | 23.5 | 27.1 | 19.44 | 24.98 | Swanton | VT | VT | Vermont Public Power Supply Authority
12511 | Swanton Gas Turbine 2 | 12511 | SWANTON GT-2 | 23.5 | 27.1 | 19.723 | 25.344 | Swanton | VT | VT | Vermont Public Power Supply Authority
12524 | Cos Cob 13&14 | 14157, 14158 | COS COB 13, COS COB 14 | 42.2 | 46 | 36 | 46 | Greenwich | CT | NOR | Generation Bridge Connecticut Holdings, LLC
12526 | Pierce | 13515 | PIERCE STATION | 86 | 100 | 77.5 | 97 | Wallingford | CT | SWCT | Waterbury Generation LLC
12530 | Sheffield Wind Farm | 12530 | SHEFFIELD WIND PLANT | 40 | 40 | 10 | 17 | Sheffield | VT | VT | Vermont Wind, LLC
12551 | Kibby Wind Power | 12551 | KIBBY WIND POWER | 132 | 132 | 20.4 | 47.3 | Chain of Ponds | ME | ME | Boston Energy Trading and Marketing LLC
12564 | Waterbury Generation Facility | 12564 | WATERBURY GENERATION FACILITY | 103.6 | 103.6 | 97.911 | 99.454 | Waterbury | CT | SWCT | Waterbury Generation LLC
13673 | MATEP (DIESEL) | 13673 | MATEP (DIESEL) | 20.25 | 20.25 | 19.35 | 19.35 | Boston | MA | BOSTON | MATEP, LLC
13675 | MATEP (COMBINED CYCLE) | 13675 | MATEP (COMBINED CYCLE) | 60.4 | 66 | 57.1 | 64.3 | Boston | MA | BOSTON | MATEP, LLC
13703 | Verso VCG1 | 13703 | ANDRO COGEN 1 | 55 | 61 | 47.223 | 58.377 | Jay | ME | ME | JGT2 Energy LLC
13704 | Verso VCG2 | 13704 | ANDRO COGEN 2 | 55 | 61 | 45.167 | 56.321 | Jay | ME | ME | JGT2 Energy LLC
13705 | Verso VCG3 | 13705 | ANDRO COGEN 3 | 55 | 61 | 44.097 | 55.251 | Jay | ME | ME | JGT2 Energy LLC
13975 | Corriveau Hydroelectric LLC | 13975 | CORRIVEAU HYDROELECTRIC LLC | 0.073 | 0.35 | 0.073 | 0.35 | Mexico | ME | ME | Central Maine Power Company
14087 | MAT3 | 14087 | MAT3 | 19.35 | 19.35 | 19.35 | 19.35 | Boston | MA | BOSTON | MATEP, LLC
14217 | NORTHFIELD MOUNTAIN 1 | 14217 | NORTHFIELD MOUNTAIN 1 | 293.5 | 293.5 | 292 | 292 | Northfield | MA | WMA | Firstlight Power Management LLC
14218 | NORTHFIELD MOUNTAIN 2 | 14218 | NORTHFIELD MOUNTAIN 2 | 293.5 | 293.5 | 292 | 292 | Northfield | MA | WMA | Firstlight Power Management LLC
14219 | NORTHFIELD MOUNTAIN 3 | 14219 | NORTHFIELD MOUNTAIN 3 | 293.5 | 293.5 | 292 | 292 | Northfield | MA | WMA | Firstlight Power Management LLC
14220 | NORTHFIELD MOUNTAIN 4 | 14220 | NORTHFIELD MOUNTAIN 4 | 293.5 | 293.5 | 292 | 292 | Northfield | MA | WMA | Firstlight Power Management LLC
14595 | Granite Reliable Power | 14595 | GRANITE RELIABLE POWER, LLC | 99 | 99 | 29.9 | 42.9 | Dummer | NH | NH | NextEra Energy Marketing, LLC
14599 | Rhode Island LFG Genco, LLC - ST | 40054 | JOHNSTON LFG TURBINE PLANT | 32.629 | 36.785 | 26 | 28 | Johnston | RI | RI | Rhode Island Engine Genco, LLC
14610 | Princeton Wind Farm Project | 14610 | PRINCETON WIND FARM PROJECT | 0.667 | 1.257 | 0.667 | 1.257 | Princeton | MA | CMA/NEMA | Princeton Municipal Light Department
14614 | Kleen Energy | 14614 | KLEEN ENERGY | 620 | 620 | 620 | 620 | Middletown | CT | CT | Kleen Energy Systems, LLC
14623 | Valley Hydro (Station No. 5) | 14623 | VALLEY HYDRO (STATION NO. 5) | 0.79 | 0.79 | 0.79 | 0.79 | Holyoke | MA | WMA | Holyoke Gas & Electric Department
14652 | Templeton Wind Turbine | 14652 | TEMPLETON WIND TURBINE | 1.5 | 1.5 | 0.278 | 0.441 | Templeton | MA | WMA | Massachusetts Municipal Wholesale Electric Company
14660 | Lempster Wind | 15115 | LEMPSTER WIND | 24 | 24 | 4.425 | 10.024 | Lempster | NH | NH | Avangrid Power, LLC
14661 | Berkshire Wind Power Project | 16614 | BERKSHIRE WIND POWER PROJECT | 15 | 15 | 2.576 | 6.988 | Hancock | MA | WMA | Massachusetts Municipal Wholesale Electric Company
14663 | WMRE Crossroads | 15998 | CROSSROADS LANDFILL | 3 | 3 | 3 | 3 | Norridgewock | ME | ME | WM Renewable Energy, L.L.C.
14665 | Record Hill Wind | 14665 | RECORD HILL WIND | 50.6 | 50.6 | 13.6 | 16.7 | Roxbury | ME | ME | Record Hill Wind LLC
14706 | Kimberly-Clark Corp Energy Independence Project | 15097 | KIMB ROCKY RIVER PH2 | 14 | 19.7 | 14 | 19.7 | New Milford | CT | SWCT | Kimberly-Clark Corporation
15415 | Dartmouth Power Expansion | 15940 | DARTMOUTH CT GENERATOR 3 | 22.8 | 23.5 | 21.3 | 23.5 | Dartmouth | MA | SEMA | Tenaska Power Services Co.
15477 | New Haven Harbor Units 2, 3, & 4 | 15477, 40052, 40053 | NEW HAVEN HARBOR UNIT 2, NEW HAVEN HARBOR UNIT 3, NEW HAVEN HARBOR UNIT 4 | 147.9 | 147.9 | 129.6 | 145 | New Haven | CT | CT | GB II New Haven LLC
15509 | Plainfield Renewable Energy | 15509 | PLAINFIELD RENEWABLE ENERGY | 38.5 | 38.5 | 37.5 | 37.5 | Plainfield | CT | CT | Plainfield Renewable Energy, LLC
16296 | Milford Hydro | 16296 | MILFORD HYDRO | 8.9 | 8.9 | 6.422 | 6.643 | Penobscot | ME | BHE | Black Bear Hydro Partners, LLC
16523 | Stillwater | 16523 | STILLWATER | 1.898 | 1.964 | 1.898 | 1.964 | Stillwater | ME | BHE | Black Bear Hydro Partners, LLC
16525 | Medway | 16525 | MEDWAY | 4.003 | 4.003 | 3.443 | 2.869 | Medway | ME | BHE | Black Bear Hydro Partners, LLC
16631 | Victory Road Dorchester PV | 16631 | VICTORY ROAD DORCHESTER PV | 1 | 1 | 0.316 | 0 | Dorchester | MA | BOSTON | Massachusetts Electric Company
16640 | Hilldale Ave Haverhill PV | 16640 | HILLDALE AVE HAVERHILL PV | 1 | 1 | 0.27 | 0 | Haverhill | MA | BOSTON | Massachusetts Electric Company
16642 | Railroad Street Revere PV | 16642 | RAILROAD AVENUE REVERE PV | 1 | 1 | 0.245 | 0 | Revere | MA | BOSTON | Massachusetts Electric Company
16643 | Rover Street Everett PV | 16643 | ROVER STREET EVERETT PV | 0.5 | 0.5 | 0.168 | 0 | Everett | MA | BOSTON | Massachusetts Electric Company
16644 | Main Street Whitinsville PV | 16644 | MAIN STREET WHITINSVILLE PV | 1 | 1 | 0.28 | 0 | Whitinsville | MA | RI | Massachusetts Electric Company
16653 | Berlin Biopower | 16653 | BURGESS BIOPOWER | 67.5 | 67.5 | 65.38 | 65.38 | Berlin | NH | NH | Burgess BioPower, LLC
16659 | Ipswich Wind Farm 1 | 16659 | IPSWICH WIND FARM 1 | 1.5 | 1.5 | 0.187 | 0.342 | Ipswich | MA | BOSTON | Ipswich Municipal Light Department
16675 | Fox Island Wind | 16675 | FOX ISLAND WIND | 4.5 | 4.5 | 0 | 0.444 | Vinalhaven | ME | ME | Vermont Public Power Supply Authority
16737 | DFC-ERG Hybrid Fuel Cell (3) | 16737 | UDR GLASTONBURY | 2.8 | 3.4 | 2.5 | 2.5 | Glastonbury | CT | CT | UIL Distributed Resources LLC
16738 | BFCP Fuel Cell | 16738 | BRIDGEPORT FUEL CELL | 14.99 | 15.39 | 13.054 | 13.259 | Bridgeport | CT | SWCT | Bridgeport Fuel Cell, LLC
17359 | Sugar River 2 | 17223 | SUGAR RIVER 2 | 0.199 | 0.199 | 0.026 | 0.155 | Newport | NH | NH | Public Service Company of New Hampshire
35485 | Fitchburg-FCA-5 | 14098 | FITCHBURG LANDFILL | 4.581 | 4.581 | 4.5 | 4.5 | Westminster | MA | WMA | Vermont Public Power Supply Authority
35555 | GMCW | 35555 | GMCW | 9.9 | 9.9 | 2.38 | 3.54 | Milton | VT | VT | Burlington Electric Department
35593 | Fiske Hydro | 15201 | FISKE HYDRO | 0.81 | 0.81 | 0.077 | 0.113 | Hinsdale | NH | VT | Public Service Company of New Hampshire
35594 | Spaulding Pond Hydro | 35379 | SPAULDING POND HYDRO | 0.265 | 0.265 | 0.074 | 0.172 | Rochester | NH | NH | Public Service Company of New Hampshire
35656 | Rainbow_2 | 69181 | RAINBOW 2 HYDRO | 4.1 | 4.1 | 4.1 | 4.1 | WINDSOR | CT | CT | Galt Power Inc.
35657 | Shrewsbury Diesels | 568 | SHREWSBURY DIESELS | 13.75 | 13.75 | 13.75 | 13.75 | Shrewsbury | MA | CMA/NEMA | Shrewsbury Electric & Cable Operations
35658 | Rainbow_1 | 69180 | RAINBOW 1 HYDRO | 4.1 | 4.1 | 4.1 | 4.1 | WINDSOR | CT | CT | Galt Power Inc.
35693 | Spruce Mountain Wind | 35693 | SPRUCE MOUNTAIN WIND | 20 | 20 | 4.5 | 9 | Woodstock | ME | ME | CPV Spruce Mountain Wind, LLC
35728 | Moretown LG | 15617 | MORETOWN LFGTE | 3.2 | 3.2 | 3.2 | 3.2 | Waterbury | VT | VT | Green Mountain Power Corporation
35979 | Kingdom Community Wind | 35979 | KINGDOM COMMUNITY WIND | 64.575 | 64.575 | 12 | 21.673 | Lowell | VT | VT | Green Mountain Power Corporation
37040 | KENDALL STEAM | 10349 | KENDALL STEAM 3 | 25.095 | 25.095 | 25.095 | 25.095 | Cambridge | MA | BOSTON | Kendall Green Energy LLC
37050 | Groton Wind Project | 37050 | GROTON WIND | 48 | 48 | 9.751 | 19.771 | Rumney | NH | NH | Avangrid Power, LLC
37072 | Beaver_Ridge_Wind | 15706 | BEAVER RIDGE WIND | 4.5 | 4.5 | 0.474 | 1.344 | Freedom | ME | ME | Central Maine Power Company
37077 | Woronoco Hydro LLC | 15787 | WORONOCO HYDRO LLC | 2.7 | 2.7 | 1.181 | 1.611 | Russell | MA | WMA | Eagle Creek Renewable Energy Holdings, LLC
37105 | Blue Sky West | 37105 | BINGHAM WIND | 184.8 | 184.8 | 30.976 | 65.96 | Mayfield Township | ME | ME | Blue Sky West, LLC
37120 | Thundermist Hydropower | 16926 | THUNDERMIST HYDRO QF | 1.253 | 1.253 | 0 | 0.941 | Woonsocket | RI | RI | The Narragansett Electric Company
38078 | NFM Solar Power, LLC | 40176 | NFM SOLAR POWER, LLC | 1.7 | 1.7 | 0.507 | 0 | Northfield | MA | WMA | Firstlight Power Management LLC
38114 | East Bridgewater Solar Energy Project | 43623 | E BRIDGEWATER-02333PV2000NM | 2 | 2 | 0.85 | 0 | E BRIDGEWATER | MA | SEMA | Massachusetts Electric Company
38115 | Harrington Street PV Project | 38115 | HARRINGTON STREET PV | 9.75 | 9.75 | 4.767 | 0 | East Brookfield | MA | WMA | Clearesult Consulting Inc.
38173 | Saddleback Ridge Wind | 38173 | SADDLEBACK RIDGE WIND | 34.2 | 34.2 | 3.75 | 10.23 | Carthage | ME | ME | CPV Spruce Mountain Wind, LLC
38178 | Southbridge Landfill Gas to Energy 17-18 | 37073 | SOUTHBRIDGE LANDFILL | 1.6 | 1.6 | 1.4 | 1.4 | Southbridge | MA | WMA | NextEra Energy Marketing, LLC
38181 | Westford Solar | 41879, 41880, 42203, 42497 | WESTFORD SOLAR 1- PV, WESTFORD SOLAR 2- PV, WESTFORD SOLAR 3 - PV, WESTFORD SOLAR 4- PV | 4 | 4 | 1.8 | 0 | Westford | MA | CMA/NEMA | Massachusetts Electric Company
38206 | Bridgeport Harbor 5 | 38206 | BRIDGEPORT HARBOR CCGT | 509.6 | 532.6 | 500.783 | 529.8 | Bridgeport | CT | SWCT | GB II Connecticut LLC
38249 | Silver lake Photovoltaic Facility | 37722 | SILVER LAKE SOLAR PV FACILITY | 1.5 | 1.5 | 0.699 | 0 | Pittsfield | MA | WMA | NSTAR Electric Company
38250 | Indian Orchard Photovoltaic Facility | 40015 | INDIAN ORCHARD SOLAR FACILITY | 1.5 | 1.5 | 0.695 | 0 | Springfield | MA | WMA | NSTAR Electric Company
38252 | Indian River Power Supply# LLC | 37823 | INDIAN RIVER POWER SUPPLY LLC | 1.3 | 1.3 | 0.314 | 0.941 | Russell | MA | WMA | Eagle Creek Renewable Energy Holdings, LLC
38278 | Wallingford Unit 6 and Unit 7 | 50025, 50026 | WALLINGFORD UNIT 6, WALLINGFORD UNIT 7 | 100 | 100 | 93.57 | 100 | Wallingford | CT | SWCT | Wallingford Energy LLC
38287 | WMA Chester Solar 1 | 38287 | WMA CHESTER SOLAR 1 | 4.8 | 4.8 | 1.904 | 0 | CHESTER | MA | WMA | Vermont Public Power Supply Authority
38289 | Medway Peaker - SEMARI | 50115, 50116 | WEST MEDWAY JET 4, WEST MEDWAY JET 5 | 206.934 | 206.934 | 194.8 | 205.1 | Medway | MA | RI | Constellation Energy Generation, LLC
38297 | CPV_Towantic | 49325, 49326 | CPV TOWANTIC 1A, CPV TOWANTIC 1B | 845.5 | 876.5 | 790 | 821.5 | Oxford | CT | SWCT | CPV Towantic, LLC
38302 | Fisher Road Solar I | 38302 | TOWN_OF_CARVER_PV_1763 | 4.56 | 4.56 | 1.92 | 0 | Dartmouth | MA | SEMA | NSTAR Electric Company
38310 | Canal 3 | 38310 | CANAL 3 | 333 | 336.2 | 333 | 336.1 | Sandwich | MA | SEMA | Canal Marketing LLC
38372 | Dartmouth Solar | 38372 | BLUEWAVE - CC COMM COLL 2209 | 3.5 | 3.5 | 1.43 | 0 | Dartmouth | MA | SEMA | NSTAR Electric Company
38373 | Holliston | 38373 | BLUEWAVE BOURNE-HOLLISTON 2262 | 3 | 3 | 1.523 | 0 | Holliston | MA | RI | NSTAR Electric Company
38374 | Plymouth | 47374 | NEW BEDFORD RED AUTH #2283 | 4.26 | 4.26 | 1.9 | 0 | Plymouth | MA | SEMA | NSTAR Electric Company
38375 | Uxbridge | 38375 | BWC FIVEMILE-01569PV3000NM | 3 | 3 | 1.23 | 0 | Uxbridge | MA | RI | Massachusetts Electric Company
38376 | Landcraft | 48705 | SUN E. BRDGEWTR-02324PV3000NM | 3 | 3 | 1.339 | 0 | Bridgewater | MA | SEMA | Massachusetts Electric Company
38378 | LSRHS | 47424 | SUN EDISON - SUDBURY 2417 | 0.98 | 0.98 | 0.42 | 0 | Sudbury | MA | BOSTON | NSTAR Electric Company
38380 | Treasure Valley- SE | 46664 | NEXAMP CAPITAL-01543PV4999NM | 4.999 | 4.999 | 2.07 | 0 | Rutland | MA | WMA | Massachusetts Electric Company
38381 | Belchertown SEd | 46645 | NEXAMP CAPITAL-01007PV1300NM | 1.3 | 1.3 | 0.53 | 0 | Belchertown | MA | WMA | Massachusetts Electric Company
38421 | Jericho Power | 43580 | JERICHO WIND | 12.05 | 12.05 | 2.5 | 3.9 | Berlin | NH | NH | Jericho Power LLC
38438 | Deerfield Wind Project | 49406 | DEERFIELD WIND | 30 | 30 | 7.815 | 12.626 | Searsburg | VT | WMA | Avangrid Power, LLC
38440 | Cottage St PV | 46267 | COTTAGE STREET SOLAR FACILITY | 3.894 | 3.894 | 1.635 | 0 | Springfield | MA | WMA | NSTAR Electric Company
38441 | UI RCP BGPT FC | 38441 | UI RCP BGPT FC | 2.8 | 2.8 | 2.52 | 2.52 | Bridgeport | CT | SWCT | United Illuminating Company, The
38442 | UI RCP NH FC | 38442 | UI RCP NH FC | 2.8 | 2.8 | 2.52 | 2.52 | New Haven | CT | CT | United Illuminating Company, The
38475 | Hoosac Wind Project | 12529 | HOOSAC WIND | 28.5 | 28.5 | 3.942 | 10.412 | Florida | MA | WMA | Avangrid Power, LLC
38480 | Hubbardston SE | 46918 | TOWN OF WESTFORD-01452PV2800NM | 2.8 | 2.8 | 1.295 | 0 | Hubbardston | MA | CMA/NEMA | Massachusetts Electric Company
38494 | 24 Boutilier Rd Leicester PV | 48728 | MECO.LCSTR-01524PV684QF | 0.684 | 0.684 | 0.248 | 0 | Leicester | MA | WMA | Massachusetts Electric Company
38495 | Deepwater Wind Block Island | 38495 | BLOCK ISLAND WIND FARM | 29 | 29 | 6.83 | 14.1 | New Shoreham - Block Island | RI | RI | Deepwater Wind Block Island, LLC
38500 | Mass Mid-State Solar | 44030 | WARREN PV | 14 | 14 | 7.11 | 0 | Warren | MA | WMA | Mass Solar 1, LLC
38510 | City of Gardner - Mill St. Solar | 46568 | GLC-MA SOLAR-01440PV1000NM | 1 | 1 | 0.392 | 0 | Gardner | MA | WMA | Massachusetts Electric Company
38527 | Grafton WD | 43729 | GRAFTON WATER-01519PV1500NM | 1.5 | 1.5 | 0.715 | 0 | GRAFTON | MA | CMA/NEMA | Massachusetts Electric Company
38528 | 29 Oxford Rd Charlton PV | 47996 | NAT GRID CHARLTON-01507PV684QF | 0.684 | 0.684 | 0.275 | 0 | Charlton | MA | WMA | Massachusetts Electric Company
38530 | Mattapoisett 2 | 47378 | BLUEWAVE - MATTAPOISETT 2261 | 0.75 | 0.75 | 0.316 | 0 | Mattapoisett | MA | SEMA | NSTAR Electric Company
38531 | Mattapoisett 1 | 47377 | BLUEWAVE - MATTAPOISETT 2260 | 0.75 | 0.75 | 0.316 | 0 | Mattapoisett | MA | SEMA | NSTAR Electric Company
38532 | Leominster- South St. | 43948, 43949, 43950 | SUNGEN 1-01810PV950NM, SUNGEN 2-01810PV950NM, SUNGEN 3-01810PV950NM | 2.85 | 2.85 | 1.409 | 0 | Andover | MA | BOSTON | Massachusetts Electric Company
38533 | Berlin 1 | 46984 | FIVEMILE RIVER1-01503PV750NM | 0.75 | 0.75 | 0.347 | 0 | Berlin | MA | CMA/NEMA | Massachusetts Electric Company
38534 | Millbury Solar | 44007 | MILLBURY SOLAR-01527PV3000NM | 3 | 3 | 1.638 | 0 | Millbury | MA | CMA/NEMA | Massachusetts Electric Company
38538 | Groton Road Shirley PV | 47995 | NATL GRID SHIRLEY-01464PV996QF | 0.996 | 0.996 | 0.415 | 0 | Shirley | MA | CMA/NEMA | Massachusetts Electric Company
38539 | 40 Auburn Rd Millbury PV | 48314 | NAT GRID MILLBURY-01527PV684QF | 0.684 | 0.684 | 0.248 | 0 | Millbury | MA | WMA | Massachusetts Electric Company
38543 | Carpenter Hill Rd Chartlon PV | 66243 | NEPOWERCO_01507PV1000QF | 1 | 1 | 0.368 | 0 | Charlton | MA | WMA | Massachusetts Electric Company
38544 | 17 Kelly Rd Sturbridge PV | 48727 | 510PVDEVKELLY1-01566PV996QF | 0.996 | 0.996 | 0.372 | 0 | Sturbridge | MA | WMA | Massachusetts Electric Company
38545 | 90 River Rd Sturbridge PV | 48726 | 510PV DEV. 2-01566PV996QF | 0.996 | 0.996 | 0.372 | 0 | Sturbridge | MA | WMA | Massachusetts Electric Company
38548 | Fall River- Commerce | 43951 | SUNGEN-02720PV950NM | 0.95 | 0.95 | 0.535 | 0 | Fall River | MA | SEMA | Massachusetts Electric Company
38551 | Fasll River - Innovation | 43903 | SUNGEN-02720PV2850NM | 2.85 | 2.85 | 1.748 | 0 | FALL RIVER | MA | SEMA | Massachusetts Electric Company
38553 | Antrim Wind Resource | 38553 | ANTRIM WIND | 28.4 | 28.4 | 4.802 | 9.508 | Antrim | NH | NH | Antrim Wind Energy LLC
38555 | Berlin 2 | 46985 | FIVEMILE RIVER2-01503PV750NM | 0.75 | 0.75 | 0.347 | 0 | Berlin | MA | CMA/NEMA | Massachusetts Electric Company
38556 | Berlin 3 | 46986 | FIVEMILE RIVER3-01503PV750NM | 0.75 | 0.75 | 0.347 | 0 | Berlin | MA | CMA/NEMA | Massachusetts Electric Company
38558 | Fall River- Uxbridge | 43643, 43644, 43645 | SUNGEN UXBRIDGE1-01569PV950NM, SUNGEN UXBRIDGE2-01569PV950NM, SUNGEN UXBRIDGE3-01569PV950NM | 2.85 | 2.85 | 1.474 | 0 | UXBRIDGE | MA | RI | Massachusetts Electric Company
38559 | Berlin 4 | 46987 | FIVEMILE RIVER4-01503PV750NM | 0.75 | 0.75 | 0.347 | 0 | Berlin | MA | CMA/NEMA | Massachusetts Electric Company
38560 | Grafton | 47446 | BWC 5 MILE RIVER-01519PV2000NM | 2 | 2 | 0.925 | 0 | Grafton | MA | CMA/NEMA | Massachusetts Electric Company
38561 | True North | 42193, 42194, 42195, 42196, 42197 | TRUE NORTH ENERGY A , TRUE NORTH ENERGY B, TRUE NORTH ENERGY C, TRUE NORTH ENERGY D, TRUE NORTH ENERGY E | 4.75 | 4.75 | 2.585 | 0 | Salisbury | MA | BOSTON | Massachusetts Electric Company
38562 | Franklin 1 | 43952 | KEARSARGE SOLAR-02038PV3000NM | 3 | 3 | 1.499 | 0 | FRANKLIN | MA | RI | Massachusetts Electric Company
38565 | Franklin 2 | 43953 | KEARSARGE SOLAR-02038PV4000NM | 4 | 4 | 2.146 | 0 | FRANKLIN | MA | RI | Massachusetts Electric Company
38567 | Billerica | 46731 | BILLERICA-01821PV4999NM | 4.999 | 4.999 | 2.307 | 0 | Billerica | MA | CMA/NEMA | Massachusetts Electric Company
38574 | Route 57 | 43887 | NM-TOWN OF AGAWAM SOLAR | 1.5 | 1.5 | 0.739 | 0 | AGAWAM | MA | WMA | NSTAR Electric Company
38575 | Agawam Solar | 43885 | NM-HP HOOD AND SONS | 1.5 | 1.5 | 0.702 | 0 | AGAWAM | MA | WMA | NSTAR Electric Company
38576 | Whately | 43886 | NM-FRANKLIN COUNTY SHERIFF | 1.5 | 1.5 | 0.617 | 0 | WHATELY | MA | WMA | NSTAR Electric Company
38577 | Holiday Hill Community Wind | 68467 | HOLIDAY HILL COMMUNITY WIND | 4.98 | 4.98 | 0.784 | 1.2 | RUSSELL | MA | WMA | Energy New England LLC
38579 | Rehoboth | 43915 | CITIZENS-02769PV2000NM | 2 | 2 | 1.093 | 0 | REHOBOTH | MA | RI | Massachusetts Electric Company
38580 | Amesbury | 38580 | HUNTRDSOLARLLC-01913PV4500NM | 4.5 | 4.5 | 2.312 | 0 | Amesbury | MA | BOSTON | Massachusetts Electric Company
38581 | Tyngsborough | 38581 | TYNGS.LANDFILL#1-01879PV1692NM | 1.656 | 1.656 | 1.042 | 0 | Tyngsboro | MA | CMA/NEMA | Massachusetts Electric Company
38582 | Norton MA | 49365 | NORTONLANDFILL-02766PV1500NM | 1.5 | 1.5 | 0.675 | 0 | Norton | MA | SEMA | Massachusetts Electric Company
38583 | Agawam II | 50104 | NM SPRFLD TECH COMM COLLEGE | 1.936 | 1.936 | 0.804 | 0 | West Springfield | MA | WMA | NSTAR Electric Company
38584 | Bridgewater | 68849 | BWATER02324SOLAR800AOBC | 0.8 | 0.8 | 0.462 | 0 | BRIDGEWATER | MA | SEMA | Massachusetts Electric Company
38655 | Barrett Distribution - Franklin Solar | 42350 | BARRETT-FRANKLIN-SOLAR | 0.5 | 0.5 | 0.23 | 0 | Franklin | MA | RI | Massachusetts Electric Company
38657 | Heliovaas - Acton Solar | 49072 | TOWN_OF_ACTON_ID2056 | 1.5 | 1.5 | 0.663 | 0 | Acton | MA | BOSTON | NSTAR Electric Company
38661 | Heliovaas - Sudbury Solar | 49055 | TOWN_OF_SUDBURY_ID2176 | 1.333 | 1.333 | 0.589 | 0 | Sudbury | MA | BOSTON | NSTAR Electric Company
38669 | Future Gen Wind | 47741 | FUTURE GEN WIND | 7.861 | 7.861 | 2.7 | 2.8 | Plymouth | MA | SEMA | RWE Clean Energy Wholesale Services, Inc.
38692 | Northeast Reliability Center | 73282 | NORTHEAST RELIABILITY CENTER | 61.816 | 69.257 | 57.967 | 66.864 | PEABODY | MA | BOSTON | Massachusetts Municipal Wholesale Electric Company
38696 | Blossom Rd 1 Fall River PV | 50797 | 510PVBLOSSOMWEST-02720PV996QF | 0.996 | 0.996 | 0.414 | 0 | Fall River | MA | SEMA | Massachusetts Electric Company
38698 | Blossom Rd 2 Fall River PV | 50792 | 510PVBLOSSOMEAST-02720PV996QF | 0.996 | 0.996 | 0.417 | 0 | Fall River | MA | SEMA | Massachusetts Electric Company
38699 | Groveland St Abington PV | 49247 | 510PVDEVABINGTON-02351PV996QF | 0.996 | 0.996 | 0.39 | 0 | Abington | MA | SEMA | Massachusetts Electric Company
38700 | Stafford St Leicester PV 2 | 66236 | NEPSTAFFORD-01524PV1000QF | 1 | 1 | 0.228 | 0 | Leicester | MA | WMA | Massachusetts Electric Company
38701 | Onset East | 48714 | ONSET EAST | 1 | 1 | 0.52 | 0 | Wareham | MA | SEMA | NSTAR Electric Company
38702 | Onset West | 48715 | ONSET WEST | 1 | 1 | 0.52 | 0 | Wareham | MA | SEMA | NSTAR Electric Company
38704 | Richardson Ave Attleboro PV 2 | 47994 | NAT GRID ATTLEBORO02703PV996QF | 0.996 | 0.996 | 0.418 | 0 | Attleboro | MA | RI | Massachusetts Electric Company
38706 | Old Upton Rd Grafton PV 2 | 49244 | 510PVDEVGRAFTON-01519PV672QF | 0.672 | 0.672 | 0.228 | 0 | Grafton | MA | CMA/NEMA | Massachusetts Electric Company
38707 | Main St Dighton PV | 49243 | 510PVDEVDIGHTON-01851PV996QF | 0.996 | 0.996 | 0.378 | 0 | Dighton | MA | SEMA | Massachusetts Electric Company
38708 | Groton School Rd Ayer PV 2 | 49245 | 510PVDEVAYER-01432PV996QF | 0.996 | 0.996 | 0.359 | 0 | Ayer | MA | CMA/NEMA | Massachusetts Electric Company
38709 | Frank Mossberg Dr Atteleboro PV | 48915 | 510PVMOSSBERG-02703PV684QF | 0.684 | 0.684 | 0.244 | 0 | Attleboro | MA | RI | Massachusetts Electric Company
38738 | Canton Mountain Wind Project | 38738 | CANTON MOUNTAIN WIND | 22.8 | 22.8 | 3.6 | 7.2 | Canton | ME | ME | CPV Spruce Mountain Wind, LLC
38757 | WOODBRIDGE FUEL CELL | 38757 | UI RCP WOODBRIDGE FC | 2.2 | 2.2 | 2.1 | 2.1 | Woodbridge | CT | SWCT | United Illuminating Company, The
38760 | Norwich WWT | 14823 | NORWICH WWTP | 2 | 2 | 2 | 2 | Norwich | CT | CT | Connecticut Municipal Electric Energy Cooperative
38795 | Hadley 2 | 50090 | NM HADLEY 2 SOLAR LLC | 1.95 | 1.95 | 0.851 | 0 | Hadley | MA | WMA | NSTAR Electric Company
38796 | Waltham Solar | 38796 | SV-ABSPI_LLC_PV_ID2088991 | 0.175 | 0.175 | 0.064 | 0 | Waltham | MA | BOSTON | NSTAR Electric Company
38815 | Hubbardston PV | 43893 | HUBBARDSTON-01452PV2000NM | 2 | 2 | 1.028 | 0 | HUBBARDSTON | MA | WMA | Massachusetts Electric Company
38823 | Coolidge Solar | 50815 | COOLIDGE SOLAR | 19.9 | 19.9 | 7 | 0 | Ludlow | VT | VT | NextEra Energy Marketing, LLC
38824 | Nutmeg Solar | 68726 | NUTMEG SOLAR | 19.6 | 19.6 | 7 | 0 | ENFIELD | CT | CT | NextEra Energy Marketing, LLC
38825 | Sanford Airport Solar | 68737 | SANFORD SOLAR | 50 | 50 | 17.5 | 0 | SANFORD | ME | SME | NextEra Energy Marketing, LLC
38826 | Quinebaug Solar | 69801 | QUINEBAUG SOLAR | 49.9 | 49.9 | 17.5 | 0 | CANTERBURY | CT | CT | NextEra Energy Marketing, LLC
38831 | Montague Site 36-Grosolar PV | 67306 | MONTAGUE 36 SOLAR PV FACILITY | 4.08 | 4.08 | 1.28 | 0 | Millers Falls | MA | WMA | NSTAR Electric Company
38833 | DGSC PV405_28 Jacome Way_Middletown | 43527 | STUART THOMAS - 02842PV500DG | 0.5 | 0.5 | 0.228 | 0 | MIDDLETOWN | RI | SEMA | The Narragansett Electric Company
38834 | DGSC PV1666_179 Plain Meeting House Rd_West Greenwich | 43512 | WEST GREENWICH - 02817PV2000DG | 2 | 2 | 0.938 | 0 | WEST GREENWICH | RI | RI | The Narragansett Electric Company
38835 | Lee Site 31-Conti PV | 66261 | LEE 31 SOLAR PV FACILITY | 1.86 | 1.86 | 0.375 | 0 | Lee | MA | WMA | NSTAR Electric Company
38836 | Pittsfield 44-M&W PV | 66257 | PITTSFIELD 44 SOLAR PV FACIL. | 1.16 | 1.16 | 0.197 | 0 | Pittsfield | MA | WMA | NSTAR Electric Company
38838 | Farmington Solar | 69786 | FARMINGTON MAINE SOLAR | 78.4 | 78.4 | 27.44 | 0 | FARMINGTON | ME | ME | NextEra Energy Marketing, LLC
38841 | Syncarpha Freetown | 49937 | TOWN_OF_ORLEANS_ID2058041 | 3.96 | 3.96 | 1.5 | 0 | East Freetown | MA | SEMA | NSTAR Electric Company
38842 | DGSC PV3000_Forbes St Landfill_East Providence | 43762 | FORBES STREET 1-02914PV3000DG | 3 | 3 | 1.551 | 0 | East Providence | RI | RI | The Narragansett Electric Company
38843 | DGSC PV2000_338 Compass Circle_North Kingstown | 43716 | NEXAMP-02852PV2000DG | 2 | 2 | 0.98 | 0 | North Kingstown | RI | RI | The Narragansett Electric Company
38853 | DGSC PV400_1 Ralco Way_Cumberland | 43586 | COMTRAN CABLE-02864PV400DG | 0.4 | 0.4 | 0.232 | 0 | CUMBERLAND | RI | RI | The Narragansett Electric Company
38855 | DGSC PV500_1060 West Main Rd_Portsmouth | 43607 | COX PRTSMTH-02871PV500DG | 0.5 | 0.5 | 0.162 | 0 | PORTSMOUTH | RI | RI | The Narragansett Electric Company
38858 | DGSC PV1225_100 Dupont Dr_Providence | 44003 | ALTUS-02907PV1225DG | 1.225 | 1.225 | 0.611 | 0 | Providence | RI | RI | The Narragansett Electric Company
38860 | DGSC PV450_0 Martin St_Cubmerland | 44005 | ALTUS 1-02864PV450DG | 0.45 | 0.45 | 0.21 | 0 | Cumberland | RI | RI | The Narragansett Electric Company
38861 | DGSC PV225_225 Dupont Dr_Providence | 44004 | ALTUS-02907PV300DG | 0.3 | 0.3 | 0.133 | 0 | Providence | RI | RI | The Narragansett Electric Company
38862 | DGSC PV450_35 Martin St_Cumberland | 44006 | ALTUS 2-02864PV450DG | 0.45 | 0.45 | 0.214 | 0 | Cumberland | RI | RI | The Narragansett Electric Company
38863 | Syncarpha Lexington | 50669 | TOWN_OF_LEXINGTON_ID2052550 | 1.624 | 1.624 | 0.71 | 0 | Lexington | MA | BOSTON | NSTAR Electric Company
38864 | DGSC PV250_65 All American Way_North Kingstown | 46721 | ALL AMERICAN-02852PV250DG | 0.25 | 0.25 | 0.132 | 0 | North Kingstown | RI | RI | The Narragansett Electric Company
38865 | DGSC PV850_582 Great Rd_North Smithfield | 46911 | NEXTSUN ENERGY-02896PV850DG | 0.85 | 0.85 | 0.451 | 0 | North Smithfield | RI | RI | The Narragansett Electric Company
38867 | DGSC PV300_45 Sharp Dr_Cranston | 44010 | GOLDEN-02920PV300DG | 0.3 | 0.3 | 0.157 | 0 | Cranston | RI | RI | The Narragansett Electric Company
38868 | DGSC PV1375_101 Peck Hill Rd_Johnston | 47357 | JOHNSTON SOLAR-02919PV1375DG | 1.375 | 1.375 | 0.493 | 0 | Johnston | RI | RI | The Narragansett Electric Company
38869 | DGSC PV499_76 Silson Rd_Richmond | 47020 | NEXAMP-02898PV499DG | 0.499 | 0.499 | 0.223 | 0 | Richmond | RI | RI | The Narragansett Electric Company
38881 | DGSC PV495_1720 Davisville Rd_North Kingstown | 47487 | N KINGSTOWN SOLAR-02852PV495DG | 0.495 | 0.495 | 0.216 | 0 | North Kingstown | RI | RI | The Narragansett Electric Company
38883 | DGSC PV1170_23 Theodore Foster Rd_Foster | 48774 | FOSTER-SOLAR-02857PV1170RIDG | 1.17 | 1.17 | 0.493 | 0 | North Scituate | RI | RI | The Narragansett Electric Company
38884 | DGSC PV912_260 South County Trail_Exeter | 48664 | S COUNTY-02822PV878DG | 0.878 | 0.878 | 0.508 | 0 | Exeter | RI | RI | The Narragansett Electric Company
38885 | DGSC PV1000_90 Tift Rd_North Smithfield | 48899 | BRANDYWICKLLC-02896PV1000RIDG | 1 | 1 | 0.474 | 0 | North Smithfield | RI | RI | The Narragansett Electric Company
38888 | Patterson Rd 1 Shirley PV | 66197 | MASSELECPH2A_01464PV1000QF | 1 | 1 | 0.432 | 0 | Shirley | MA | CMA/NEMA | Massachusetts Electric Company
38889 | Patterson Rd 2 Shirley PV | 66198 | MASSELECPH2B_01464PV1000QF | 1 | 1 | 0.242 | 0 | Shirley | MA | CMA/NEMA | Massachusetts Electric Company
38943 | Athens Energy LLC_1 | 48960 | ATHENS ENERGY LLC_1 | 7.1 | 7.1 | 7.1 | 7.1 | Athens | ME | ME | Engie Energy Marketing NA, Inc.
38944 | Barre I | 46564 | EPG SOLAR-01005PV2000NM | 2 | 2 | 0.816 | 0 | Barre | MA | WMA | Massachusetts Electric Company
38945 | Gill | 66137 | NM-SA KERSARGE GILL, LLC | 1.992 | 1.992 | 1.147 | 0 | Gill | MA | WMA | NSTAR Electric Company
38949 | RE Growth PV196_339 Farnum Pike_Smithfield | 49256 | RICARBIDETOOLCO-02917PV196RE | 0.196 | 0.196 | 0.105 | 0 | Smithfield | RI | RI | The Narragansett Electric Company
38950 | RE Growth PV196_65 Putnam Pike_Glocester | 49254 | TANGLEWOODFARM-02814PV196RE | 0.196 | 0.196 | 0.106 | 0 | Glocester | RI | RI | The Narragansett Electric Company
38961 | Fitchburg Solar, LLC | 48975 | FISHER ROAD PV | 0.54 | 0.54 | 0.261 | 0 | Fitchburg | MA | WMA | Fitchburg Gas & Electric Light Company
38962 | Ashby 1 Solar | 66103 | ASHBY 1 SOLAR PROJECTCO, LLC | 0.864 | 0.864 | 0.374 | 0 | Fitchburg | MA | WMA | Fitchburg Gas & Electric Light Company
38963 | Ashby 2 Solar | 66162 | ASHBY 2 SOLAR PROJECTCO, LLC | 0.984 | 0.984 | 0.422 | 0 | Fitchburg | MA | WMA | Fitchburg Gas & Electric Light Company
38970 | Barre II | 46643 | EPG SOLAR-01005PV1500NM | 1.5 | 1.5 | 0.768 | 0 | Barre | MA | WMA | Massachusetts Electric Company
38973 | Partners Healthcare Sandwich | 38973 | SSA_SOLAR_MA_ID2135023 | 0.785 | 0.785 | 0.432 | 0 | Sandwich | MA | SEMA | NSTAR Electric Company
40595 | Southwick | 47419 | NM-TOWN OF WEST SPRINGFIELD | 3.3 | 3.3 | 1.867 | 0 | Southwick | MA | WMA | NSTAR Electric Company
40599 | Duxbury Chandler | 50714 | TOWN_OF_DUXBURY_ID2117207 | 0.21 | 0.21 | 0.109 | 0 | Duxbury | MA | SEMA | NSTAR Electric Company
40613 | Fusion Solar Center LLC | 50634 | FUSION SOLAR CENTER | 20 | 20 | 7.44 | 0 | Sprague | CT | CT | Fusion Solar Center, LLC
40615 | Hatfield Solar PV | 67305 | HATFIELD SOLAR PV FACILITY | 3.6 | 3.6 | 0.63 | 0 | Hatfield | MA | WMA | NSTAR Electric Company
40616 | Pawcatuck Solar Center | 69246 | N.STONINGTON SOLAR | 15.3 | 15.3 | 9 | 0 | N STONINGTON | CT | CT | North Stonington Solar Center, LLC
40617 | Sunderland PV Solar | 66260 | SUNDERLAND SOLAR PV FACILITY | 1.084 | 1.084 | 0.175 | 0 | Sunderland | MA | WMA | NSTAR Electric Company
40618 | Greenfield Solar PV | 67582 | GREENFIELD SOLAR PV | 2 | 2 | 0.376 | 0 | Greenfield | MA | WMA | NSTAR Electric Company
40619 | Southampton Solar PV | 67445 | SOUTHAMPTON SOLAR PV | 2 | 2 | 0.347 | 0 | Southampton | MA | WMA | NSTAR Electric Company
40620 | Savoy Solar PV | 67542 | SAVOY SOLAR PV FACILITY | 2 | 2 | 0.359 | 0 | Savoy | MA | WMA | NSTAR Electric Company
40621 | Hampden Solar PV | 68528 | HAMPDEN SOLAR PV | 3.48 | 3.48 | 0.59 | 0 | HAMPDEN | MA | WMA | NSTAR Electric Company
40622 | Springfield Solar PV | 67587 | SPRINGFIELD PV SOLAR | 3.992 | 3.992 | 0.712 | 0 | Springfield | MA | WMA | NSTAR Electric Company
40623 | East Longmeadow Solar PV | 68427 | EAST LONGMEADOW SOLAR PV | 4.99 | 4.99 | 0.842 | 0 | EAST LONGMEADOW | MA | WMA | NSTAR Electric Company
40624 | East Springfield Solar PV | 67429 | EAST SPRINGFIELD SOLAR PV | 1.44 | 1.44 | 0.261 | 0 | Springfield | MA | WMA | NSTAR Electric Company
40625 | Ludlow Site 72 - Conti | 66073 | LUDLOW 72 SOLAR PV FACILITY | 1.86 | 1.86 | 0.264 | 0 | Ludlow | MA | WMA | NSTAR Electric Company
40626 | Plymouth Solar PV | 66255 | EMA_ES_PLYMOUTH_ID2218005 | 1.116 | 1.116 | 0.229 | 0 | Plymouth | MA | SEMA | NSTAR Electric Company
40627 | New Bedford Solar PV | 66256 | EMA_ES_NEWBEDFORD_ID2217818 | 0.95 | 0.95 | 0.169 | 0 | New Bedford | MA | SEMA | NSTAR Electric Company
40629 | Wareham Solar PV | 67543 | WAREHAM SOLAR PV FACILITY | 3.327 | 3.327 | 0.553 | 0 | Wareham | MA | SEMA | NSTAR Electric Company
40630 | Hinsdale Solar PV | 67544 | HINSDALE SOLAR PV FACILITY | 2 | 2 | 0.365 | 0 | Hinsdale | MA | WMA | NSTAR Electric Company
40631 | Southwick Solar PV | 67428 | SOUTHWICK SOLAR PV FACILITY | 4.98 | 4.98 | 0.823 | 0 | Southwick | MA | WMA | NSTAR Electric Company
40632 | RI_23_DGSC PV_200 Frenchtown Rd_North Kingstown | 50731 | NIPPAWUSSOLAR-02852PV930DG | 0.93 | 0.93 | 0.552 | 0 | North Kingstown | RI | RI | The Narragansett Electric Company
40640 | RI_24_RE Growth PV_800 Logee St_Woonsocket | 49222 | NEXAMP-LOGEE-02895PV153RE | 0.153 | 0.153 | 0.083 | 0 | Woonsocket | RI | RI | The Narragansett Electric Company
40641 | RI_25_RE Growth PV_50 Snell Rd_Little Compton | 50072 | LAMPLIGHTERINC-02837PV216RE | 0.216 | 0.216 | 0.158 | 0 | Little Compton | RI | SEMA | The Narragansett Electric Company
40642 | RI_26_RE Growth PV_451 Putnam Pike_Glocester | 50212 | JAMESPETERSEN-02814PV196RE | 0.196 | 0.196 | 0.112 | 0 | Chepatchet | RI | RI | The Narragansett Electric Company
40644 | RI_27_RE Growth PV_304 Progress Rd_Tiverton | 50128 | TIVERTONPOWER-02878PV200RE | 0.2 | 0.2 | 0.103 | 0 | Tiverton | RI | SEMA | The Narragansett Electric Company
40647 | RI_28_RE Growth PV_401 Snake Hill Rd_Glocester | 50430 | TOURBILLONTRAILER-02857PV196RE | 0.196 | 0.196 | 0.117 | 0 | North Scituate | RI | RI | The Narragansett Electric Company
40653 | Madison BESS | 40653 | MADISON_GEN | 4.99 | 4.99 | 4.989 | 4.95 | Madison | ME | ME | Madison ESS, LLC
40654 | RI_29_RE Growth PV_44 Bank St_Hopkinton | 50219 | BANKSTHOLDINGS-02832PV400RE | 0.4 | 0.4 | 0.227 | 0 | Hope Valley | RI | RI | The Narragansett Electric Company
40655 | RI_33_RE Growth PV_200 Frenchtown Rd_North Kingstown | 50729 | NIPPAWUSSOLAR-02852PV780RE | 0.78 | 0.78 | 0.426 | 0 | North Kingstown | RI | RI | The Narragansett Electric Company
40656 | RI_34_RE Growth PV_0 Danielson Pike_Providence | 50736 | CEDFOSTERSOLAR-02825PV1980RE | 1.98 | 1.98 | 1.183 | 0 | Foster | RI | RI | The Narragansett Electric Company
40658 | Vineyard Wind | 73812 | VINEYARD WIND | 800 | 800 | 185.848 | 347.415 | HYANNIS | MA | SEMA | Vineyard Wind 1 LLC
40659 | RI_36_RE Growth PV_540 Nooseneck Hill Rd_Exeter | 66253 | EXETERSOLAR02822-880(KW)RE | 0.88 | 0.88 | 0.377 | 0 | Exeter | RI | RI | The Narragansett Electric Company
40664 | Syncarpha Massachusetts | 47211 | SYNCARPHA-01453PV2000NM | 2 | 2 | 0.67 | 0 | Leominster | MA | CMA/NEMA | Massachusetts Electric Company
40666 | Cranberry Point Battery Energy Storage | 75439 | CARVER ENERGY STORAGE CSF_GEN | 150 | 150 | 150 | 150 | CARVER | MA | SEMA | Boston Energy Trading and Marketing LLC
40667 | RI_42_RE Growth PV_320 Compass Circle_North Kingstown | 66254 | 320COMPASSCIRCLE02852-1(MW)RE | 1 | 1 | 0.462 | 0 | North Kingstown | RI | RI | The Narragansett Electric Company
40668 | Georges River Energy, LLC | 50121 | GEORGES RIVER ENERGY | 8.5 | 8.5 | 0 | 0 | Searsmont | ME | ME | Georges River Energy, LLC
40675 | RI_50_RE Growth PV_722 Main St_Hopkinton | 66230 | ECONOXMAINST-02832PV216RE | 0.216 | 0.216 | 0.1 | 0 | Hope Valley | RI | RI | The Narragansett Electric Company
40676 | RI_52_RE Growth PV_139 Heaton Orchard Rd_Richmond | 66034 | ECONOXGRP3-02892PV216RE | 0.216 | 0.216 | 0.1 | 0 | West Kingston | RI | RI | The Narragansett Electric Company
40681 | RI_56_RE Growth PV_Plat 08F Lot 12 South County Trail_Richmond | 65988 | ECONOXGRP1-02892PV216RE | 0.216 | 0.216 | 0.096 | 0 | West Kingston | RI | RI | The Narragansett Electric Company
40684 | RI_58_RE Growth PV_3671 South County Trail_Richmond | 66072 | ECONOXGRP2-02892PV216RE | 0.216 | 0.216 | 0.096 | 0 | West Kingston | RI | RI | The Narragansett Electric Company
40695 | RI_31_RE Growth PV_1275 Seven Mile Rd_Cranston | 50711 | SOLARSKY-02920PV216RE | 0.216 | 0.216 | 0.112 | 0 | Cranston | RI | RI | The Narragansett Electric Company
40696 | RI_32_RE Growth PV_1275 Seven Mile Rd_Cranston | 50712 | SOUTHERNSKY-02920PV216RE | 0.216 | 0.216 | 0.112 | 0 | Cranston | RI | RI | The Narragansett Electric Company
40698 | Syncarpha North Adams | 47445 | NORTH ADAMS-01247PV2250NM | 2.25 | 2.25 | 1 | 0 | North Adams | MA | WMA | Massachusetts Electric Company
40700 | Syncarpha Bondsville | 49435 | SYNC.BONDSVILLE-01069PV4400NM | 4.4 | 4.4 | 1.36 | 0 | Palmer | MA | WMA | Massachusetts Electric Company
40718 | RI_30_RE Growth PV_1378 Snake Hill Rd_Glocester | 50627 | CLARENCEHOPKINS-02814PV196RE | 0.196 | 0.196 | 0.115 | 0 | North Scituate | RI | RI | The Narragansett Electric Company
40732 | Three Corners Solar | 74357 | THREE CORNERS SOLAR | 112 | 112 | 77.1 | 0 | BENTON | ME | ME | Three Corners Solar, LLC
40736 | Syncarpha Billerica | 49951 | IRONHORSE4LLC-01862PV4999NM | 4.999 | 4.999 | 1.6 | 0 | North Billerica | MA | CMA/NEMA | Massachusetts Electric Company
40744 | RI_43_RE Growth PV_582 Great Rd_North Smithfield | 50864 | SAMMANRLTY-02896PV840RE | 0.84 | 0.84 | 0.392 | 0 | North Smithfield | RI | RI | The Narragansett Electric Company
40746 | Syncarpha Hancock I | 66140 | NM-SA SYNCARPHA HANCOCK I, LLC | 2 | 2 | 0.8 | 0 | Pittsfield | MA | WMA | NSTAR Electric Company
40747 | Cranston Solar Project | 69261, 69262 | CRANSTON SOLAR 2 -12.5 KV, CRANSTON SOLAR 1 - 23 KV | 16.25 | 16.25 | 6.773 | 0 | CRANSTON | RI | RI | Galt Power Inc.
40749 | Syncarpha Hancock II | 66141 | NM-SA SYNCARPHA HANCOCK II LLC | 2 | 2 | 0.8 | 0 | Pittsfield | MA | WMA | NSTAR Electric Company
40750 | TRS Fuel Cell, LLC | 68357 | TRS FUEL CELL, LLC | 3.63 | 3.63 | 1.614 | 1.614 | DANBURY | CT | SWCT | Bridgeport Fuel Cell, LLC
40751 | Syncarpha Hancock III | 67361 | NM-SA SYNCARPHA HANCOCK III PV | 1 | 1 | 0.4 | 0 | Pittsfield | MA | WMA | NSTAR Electric Company
40765 | CVEC EDGARTOWN - 1886 | 47504 | CVEC EDGARTOWN - 1886 | 1.083 | 1.083 | 0.508 | 0 | Edgartown | MA | SEMA | NSTAR Electric Company
40766 | CVEC BARNSTABLE FIRE 2423 | 40766 | CVEC_BARNSTABLE_FIRE_ID2423 | 0.75 | 0.75 | 0.155 | 0 | Hyannis | MA | SEMA | NSTAR Electric Company
40767 | CVEC DY HIGH SCHOOL 2175 2173 | 40767, 49095 | DY_HIGH_SCHOOL_ID2175, DY_HIGH_SCHOOL_ID2173 | 1 | 1 | 0.439 | 0 | South Yarmouth | MA | SEMA | NSTAR Electric Company
40768 | CVEC EASTHAM 1915 | 40768 | CVC_EASTHAM_LANDFILL_ID1915 | 0.5 | 0.5 | 0.18 | 0 | Eastham | MA | SEMA | NSTAR Electric Company
40769 | CVEC MARGUERITE SMALL SCHOOL 2168 | 49085 | MARGUERITE_SMALL_SCHOOL_ID2168 | 0.75 | 0.75 | 0.333 | 0 | W. Yarmouth | MA | SEMA | NSTAR Electric Company
40770 | CVEC MARSTON MILLS 1964 1965 | 48882, 48889 | CVEC_MARSTON_MILLS_ID1965, CVEC_MARSTON_MILLS_ID1964 | 3.416 | 3.416 | 1.668 | 0 | Marston Mills | MA | SEMA | NSTAR Electric Company
40771 | CVEC WEST TISBURY 2189 | 49084 | CVEC_INC_WESTTISBURY_ID2189 | 0.6 | 0.6 | 0.283 | 0 | West Tisbury | MA | SEMA | NSTAR Electric Company
40772 | CVEC VINEYARD HAVEN 1923 | 49071 | CVEC_INC_VINEYARDHAVEN_ID1923 | 1.083 | 1.083 | 0.47 | 0 | Vineyard Haven | MA | SEMA | NSTAR Electric Company
40773 | CVEC ORLEANS 2217 | 49088 | CVEC_INC_ORLEANS_ID2217 | 0.5 | 0.5 | 0.222 | 0 | Orleans | MA | SEMA | NSTAR Electric Company
40774 | CVEC HYANNIS 2181 | 48884 | CVEC_HYANNIS_ID2181 | 4.5 | 4.5 | 2.294 | 0 | Hyannis | MA | SEMA | NSTAR Electric Company
40775 | CVEC CHATHAM 1911 | 48876 | CVEC_CHATHAM_ID1911 | 1.5 | 1.5 | 0.696 | 0 | Chatham | MA | SEMA | NSTAR Electric Company
40776 | CVEC BREWSTER 1912 | 48877 | CVEC_BREWSTER_ID1912 | 1.083 | 1.083 | 0.492 | 0 | Brewster | MA | SEMA | NSTAR Electric Company
40777 | CVEC HARWICH - 1913 | 47506 | CVEC HARWICH - 1913 | 4 | 4 | 1.797 | 0 | Harwich | MA | SEMA | NSTAR Electric Company
40778 | CVEC EDGARTOWN - 1887 | 47505 | CVEC EDGARTOWN - 1887 | 1.083 | 1.083 | 0.548 | 0 | Edgartown | MA | SEMA | NSTAR Electric Company
40786 | Cambridge Park Solar | 40786 | NM CITY OF CAMBRIDGE_ID2264395 | 0.466 | 0.466 | 0.186 | 0 | Cambridge | MA | BOSTON | NSTAR Electric Company
40789 | Maxwell Green Solar | 40789, 68011, 68012, 68272 | NM 9_MAXWELLS-GREEN_ID2253374, NM 3_MAXWELLS-GREEN_ID2250465, NM 7_MAXWELLS-GREEN_ID2253373, NM 5_MAXWELLS-GREEN_ID2253264 | 0.275 | 0.275 | 0.104 | 0 | Somerville | MA | BOSTON | NSTAR Electric Company
40796 | Charles Moore Arena | 40796 | SOLECT_ENERGY_PTNRS1_ID2152923 | 0.3 | 0.3 | 0.12 | 0 | Orleans | MA | SEMA | NSTAR Electric Company
40797 | Holliston Field 2 | 40797 | SOLECT_ENERGY_DEV_PV_ID2015374 | 0.3 | 0.3 | 0.12 | 0 | Holliston | MA | RI | NSTAR Electric Company
40800 | Hayden Rowe Solar Farm | 40800 | HAYDEN-ROWE_SOLAR_ID2057252 | 0.308 | 0.308 | 0.101 | 0 | Hopkinton | MA | RI | NSTAR Electric Company
40889 | RoxWind | 69789 | ROXWIND | 15.3 | 15.3 | 3.5 | 6 | Roxbury | ME | ME | RoxWind LLC
40893 | Rose Hill Lanfill-SKSC1 | 67432 | KEARSARGE02879SOLAR3780NM | 3.78 | 3.78 | 2.124 | 0 | South Kingstown | RI | RI | The Narragansett Electric Company
40894 | Town Plains-SKSC2 | 67447 | KEARSARGE02892SOLAR3100NM | 3.1 | 3.1 | 2.029 | 0 | West Kingston | RI | RI | The Narragansett Electric Company
40896 | BWC French River Solar, LLC | 48083 | FRENCH RIVER | 12.35 | 12.35 | 6.348 | 0 | Oxford | MA | WMA | Galt Power Inc.
40905 | Rumford BESS | 69240 | NEBS - RUMFORD_GEN | 4.999 | 4.999 | 4.99 | 4.99 | RUMFORD | ME | ME | Rumford ESS, LLC
40915 | Medway Grid, LLC | 76169 | MEDWAY GRID CSF_GEN | 250 | 250 | 250 | 250 | Medway | MA | RI | Vitol Inc.
40919 | Resource Cross Town | 75633 | CROSS TOWN CSF_GEN | 175 | 175 | 175 | 175 | Gorham | ME | SME | Boston Energy Trading and Marketing LLC
40923 | ENA Cranberry Road PV | 71138 | CRANBERRYHIGHWAYPV_WO2277865 | 2.5 | 2.5 | 0.561 | 0 | WEST WAREHAM | MA | SEMA | Genbright, LLC
40925 | ENA Grove St PV | 73573 | ADAMS01220SOLAR4998QF | 4.998 | 4.998 | 1.845 | 0 | ADAMS | MA | WMA | Massachusetts Electric Company
40928 | ENA Old Falmouth Road PV | 75045 | OLD_FALMOUTHPV_WO2279638 | 4.998 | 4.998 | 2.297 | 0 | MARSTONS MILLS | MA | SEMA | Genbright, LLC
40933 | 0462 - Huxley - PV+BESS | 73496 | SM_AOBC_CARVAL_HUXLEY SOLAR | 4.998 | 4.998 | 3.944 | 3.944 | LUDLOW | MA | WMA | SYSO Inc.
40934 | ENA Cranberry Rd Storage | 69251 | CRANBERRY HIGHWAY_GEN | 2 | 2 | 1.939 | 1.939 | WEST WAREHAM | MA | SEMA | Genbright, LLC
40939 | ENA Old Falmouth Road Storage | 69569 | OLD FALMOUTH RD CSF_GEN | 3 | 3 | 1.939 | 1.939 | MARSTONS MILLS | MA | SEMA | Genbright, LLC
40947 | BigelowRd_Solar | 74746 | BIGELOWRD15701000AOBC | 1 | 1 | 0.981 | 0.5 | Webster | MA | WMA | Nexamp Markets, LLC
40948 | Plainfield_Solar | 69670 | NM_PLAINFIELD SOLAR LLC | 1.99 | 1.99 | 0.99 | 0 | PLAINFIELD | MA | WMA | Nexamp Markets, LLC
40949 | 0008 - Wales - PV+BESS | 73723 | WALES01081SOLAR2000AOBC2 | 2.002 | 2.002 | 1.988 | 1.5 | WALES | MA | WMA | Nexamp Markets, LLC
40950 | Hadley_North_Solar | 74750 | SM_NM HADLEY 3 NORTH | 1.995 | 1.995 | 1.756 | 1 | Hadley | MA | WMA | Nexamp Markets, LLC
40951 | Hadley_South_Solar | 74751 | SM_NM HADLEY 3 SOUTH | 1.995 | 1.995 | 1.87 | 1 | Hadley | MA | WMA | Nexamp Markets, LLC
40952 | Montague Road Solar | 74754 | SM_AOBC MONTAGUE RD | 3.12 | 3.12 | 3 | 2.002 | AMHERST | MA | WMA | Nexamp Markets, LLC
40960 | 0008 - Fitchburg - PV+BESS | 74953 | FITCHBURG PV+BESS | 4 | 4 | 3.947 | 2 | Fitchburg | MA | WMA | SYSO Inc.
40964 | 0008 - Palmer - PV+BESS | 73722 | NEX01069SOLAR4290AOBC2 | 4.29 | 4.29 | 4.216 | 2.5 | PALMER | MA | WMA | Nexamp Markets, LLC
40970 | 0008 - Granby - PV+BESS | 73720 | GRAND01033SOLAR3000AOBC2 | 3 | 3 | 2.8 | 2 | GRANBY | MA | WMA | Nexamp Markets, LLC
40996 | MA_12_2 PV_183 PROVIDENCE ST_UXBRIDGE | 50738 | PALUMBOSOLAR-01569PV2000NM | 2 | 2 | 1.087 | 0 | Uxbridge | MA | RI | Massachusetts Electric Company
40998 | RI_67_RE Growth PV_248 CRANBERRY-RIDGE RD_GLOCESTER | 67714 | CAPTONASLR02814SLR840RE | 0.84 | 0.84 | 0.439 | 0 | Glocester | RI | RI | The Narragansett Electric Company
41000 | RI_75_RE Growth PV_26 PECK-HILL RD_JOHNSTON | 68109 | SOUTHERNSKY_02919PV198RE | 0.198 | 0.198 | 0.115 | 0 | Johnston | RI | RI | The Narragansett Electric Company
41001 | Spring Street Renewables | 75017 | SPRINGSTSOLAR4990AOBC | 4.99 | 4.99 | 4.949 | 3 | Franklin | MA | RI | Nexamp Markets, LLC
41002 | MA_13_2 PV_18 SAMPSON RD_CHARLTON | 50830 | SAMPSONRDSOLAR-01507PV2000NM | 2 | 2 | 0.915 | 0 | Charlton | MA | WMA | Massachusetts Electric Company
41003 | MA_16_2 PV_109 E HILL RD_MONSON | 65961 | MONSONSOLAR-01057PV2000NM | 2 | 2 | 1.071 | 0 | Monson | MA | WMA | Massachusetts Electric Company
41006 | Syncarpha Westminster - Solar | 73507 | SYNCARPHA01473SOLAR4980AOBC | 4.98 | 4.98 | 2.004 | 0 | WESTMINSTER | MA | WMA | Massachusetts Electric Company
41007 | Syncarpha Westminster - Battery | 69208 | SYNCARPHA - WESTMINSTER_GEN | 3 | 3 | 2.976 | 2.976 | WESTMINSTER | MA | WMA | Marie's Way Solar I, LLC
41008 | Syncarpha Halifax - Solar | 69729 | SYNCARPHA02338SOLAR1668AOBC | 1.668 | 1.668 | 0.12 | 0 | HALIFAX | MA | SEMA | Massachusetts Electric Company
41009 | Syncarpha Halifax - Battery | 69190 | SYNCARPHA HALIFAX_GEN | 1.58 | 1.58 | 1.55 | 1.55 | HALIFAX | MA | SEMA | Marie's Way Solar I, LLC
41021 | 0008 - Sutton - PV+BESS | 73721 | NEX01590SOLAR1000AOBC2 | 1 | 1 | 0.991 | 0.5 | SUTTON | MA | RI | Nexamp Markets, LLC
41025 | Douglas PV | 74747 | DOUGLAS01516PV4980AOBC | 4.98 | 4.98 | 4.97 | 3 | Douglas | MA | RI | Nexamp Markets, LLC
41030 | Rehoboth PV | 77512 | REHO02769SOLAR3060QF2 | 3.06 | 3.06 | 3.029 | 2 | Rehoboth | MA | RI | Nexamp Markets, LLC
41032 | MA_139_0.2997 PV_1-3 WALKER DR_UPTON | 49770 | NEISOLARLLCUPTON-01568PV300NM | 0.3 | 0.3 | 0.142 | 0 | Upton | MA | RI | Massachusetts Electric Company
41033 | RI_101_RE Growth PV_0 W SHANNOCK RD_SHANNOCK | 67444 | ECONOX02875SOLAR216RE | 0.216 | 0.216 | 0.116 | 0 | Shannock | RI | RI | The Narragansett Electric Company
41034 | RI_102_RE Growth PV_16 TOMAQUAG RD_HOPKINTON | 67296 | ECONOXGRPHPKNTN_02833PV216RE | 0.216 | 0.216 | 0.122 | 0 | Bradford | RI | RI | The Narragansett Electric Company
41035 | MA_285_1 PV_48 PAXTON RD_SPENCER | 50807 | BLAIREWIREVLG-01562PV1000NM | 1 | 1 | 0.539 | 0 | Spencer | MA | WMA | Massachusetts Electric Company
41036 | MA_332_0.333 PV_0 QUABOAG ST_BROOKFIELD | 48859 | BROOKFIELDWASTE-01506PV333NM | 0.333 | 0.333 | 0.159 | 0 | Brookfield | MA | WMA | Massachusetts Electric Company
41037 | MA_18_2 PV_0 GRIFFIN RD_CHARLTON | 66081 | GRIFFINRDSOLAR-01507PV2000NM | 2 | 2 | 0.978 | 0 | Charlton | MA | WMA | Massachusetts Electric Company
41038 | MA_299_0.5 PV_0 LUNENBURG RD_LANCASTER | 43658 | TWN LANCASTER-01523PV500QF | 0.5 | 0.5 | 0.168 | 0 | Lancaster | MA | CMA/NEMA | Massachusetts Electric Company
41039 | RI_103_RE Growth PV_0 NORTH RD_SHANNOCK | 67397 | ECONOXNORTHRD02875SOLAR432RE | 0.216 | 0.216 | 0.12 | 0 | Shannock | RI | RI | The Narragansett Electric Company
41040 | MA_19_1.95 PV_0 OAKHURST RD_SUTTON | 49251 | SUTTONSOLARLLC-01590PV1950NM | 1.95 | 1.95 | 0.998 | 0 | Sutton | MA | RI | Massachusetts Electric Company
41041 | MA_320_1 PV_307 DUDLEY-RIVER RD_SOUTHBRIDGE | 50635 | DUDLEYRIVERSLR3-01550PV1000NM | 1 | 1 | 0.6 | 0 | Southbridge | MA | WMA | Massachusetts Electric Company
41042 | RI_104_RE Growth PV_56 Stilson Rd_Richmond | 50783 | WEDSTILSONSOLAR-02898PV2000RE | 2 | 2 | 0.953 | 0 | Wyoming | RI | RI | The Narragansett Electric Company
41043 | MA_335_1 PV_12 ORCHARD RD_N BROOKFIELD | 43920 | SOLVENTERRA 2-01535PV1000NM | 1 | 1 | 0.539 | 0 | NORTH BROOKFIELD | MA | WMA | Massachusetts Electric Company
41044 | MA_323_2 PV_19 CARPENTER-HILL RD_CHARLTON | 48698 | STORZ 2101B-01507PV2000NM | 2 | 2 | 0.716 | 0 | CHARLTON | MA | WMA | Massachusetts Electric Company
41045 | MA_20_1.86 PV_161 HARTFORD AV_MENDON | 50734 | BWCBOXPOND1860-01756PV1860NM | 1.86 | 1.86 | 0.863 | 0 | Mendon | MA | RI | Massachusetts Electric Company
41047 | MA_324_1 PV_10 H PUTNAM-ROAD EX_CHARLTON | 50697 | STJOSEPHS-01507PV1000NM | 1 | 1 | 0.59 | 0 | Charlton | MA | WMA | Massachusetts Electric Company
41048 | MA_25_1.5 PV_675 SIMONDS RD_WILLIAMSTOWN | 50629 | WILLIAMSTOWN-01267PV1500NM | 1.5 | 1.5 | 0.573 | 0 | Williamstown | MA | WMA | Massachusetts Electric Company
41050 | MA_325_2 PV_91 CARPENTER-HILL RD_CHARLTON | 48713 | STORZ 2101A-01507PV2000NM | 2 | 2 | 0.672 | 0 | CHARLTON | MA | WMA | Massachusetts Electric Company
41051 | 0008 - Dalton - PV+BESS | 73716 | SM_AOBC_NEXAMP_DALTON PV+BESS | 4.4 | 4.4 | 4.4 | 2 | DALTON | MA | WMA | Nexamp Markets, LLC
41053 | MA_329_1.98 PV_53 CITY-DEPOT RD_CHARLTON | 48914 | DRACUTHOUS.AUTH-01507PV1980NM | 1.98 | 1.98 | 1.109 | 0 | Charlton | MA | WMA | Massachusetts Electric Company
41054 | MA_36_1 PV_307 DUDLEY-RIVER RD_SOUTHBRIDGE | 50577 | DUDLEYRIVERSLR2-01550PV1000NM | 1 | 1 | 0.527 | 0 | Southbridge | MA | WMA | Massachusetts Electric Company
41056 | MA_37_1 PV_307 DUDLEY-RIVER RD_SOUTHBRIDGE | 50608 | DUDLEYRIVERSlR-01550PV1000NM | 1 | 1 | 0.556 | 0 | Southbridge | MA | WMA | Massachusetts Electric Company
41059 | MA_40_1 PV_52 W BROOKFIELD RD_N BROOKFIELD | 50618 | JHSOLARLLC-01535PV1000NM | 1 | 1 | 0.546 | 0 | North Brookfield | MA | WMA | Massachusetts Electric Company
41060 | MA_133_0.354 PV_694 MAIN ST_WEST NEWBURY | 48820 | WNEWBURYMAINSTLLC-01985PV354NM | 0.354 | 0.354 | 0.201 | 0 | West Newbury | MA | BOSTON | Massachusetts Electric Company
41061 | MA_41_1 PV_62 W BROOKFIELD RD_N BROOKFIELD | 50619 | LEDEAUXSOLARLLC-01535PV1000NM | 1 | 1 | 0.484 | 0 | N Brookfield | MA | WMA | Massachusetts Electric Company
41062 | MA_59_0.984 PV_982 PLEASANT ST_LEOMINSTER | 50806 | SOCOREMADEV-01453PV984NM | 0.984 | 0.984 | 0.485 | 0 | Leominster | MA | WMA | Massachusetts Electric Company
41063 | MA_69_0.866 PV_57 BRIGHAM ST_WESTBOROUGH | 49306 | SAFEHARBORSOLAR-01581PV886NM | 0.886 | 0.886 | 0.286 | 0 | Westborough | MA | CMA/NEMA | Massachusetts Electric Company
41064 | MA_75_0.743 PV_38 CAPE RD_MENDON | 50723 | BWCBOXPONDCAPERD01756PV743NM | 0.743 | 0.743 | 0.369 | 0 | Mendon | MA | RI | Massachusetts Electric Company
41078 | MA_77_0.455 PV_5567R S ATHOL RD_ATHOL | 49641 | KEARSARGESATHOL-01331PV455NM | 0.455 | 0.455 | 0.258 | 0 | Athol | MA | WMA | Massachusetts Electric Company
41080 | MA_78_0.576 PV_0 PETERSHAM RD_NEW SALEM | 66221 | CANTERBURYTWRS-01355PV576NM | 0.576 | 0.576 | 0.216 | 0 | New Salem | MA | WMA | Massachusetts Electric Company
41081 | MA_80_0.5 PV_36 STOCKBRIDGE RD_W STOCKBRIDGE | 50449 | MASOLARHGWYLLC-01266PV500NM | 0.5 | 0.5 | 0.23 | 0 | West Stockbridge | MA | WMA | Massachusetts Electric Company
41082 | MA_122_0.419 PV_600 LONGWATER DR_NORWELL | 49511 | KEARSARGENORWELL-02061PV419NM | 0.419 | 0.419 | 0.269 | 0 | Norwell | MA | RI | Massachusetts Electric Company
41083 | MA_22_1.67 PV_60 MARTIN ST_REHOBOTH | 48172 | BLUEWAVE CAPITAL-02769PV1670NM | 1.67 | 1.67 | 0.927 | 0 | Rehoboth | MA | RI | Massachusetts Electric Company
41084 | MA_90_0.499 PV_1940 BARRE RD_NEW BRAINTREE | 49672 | NEWBRAINTREESOLAR-01531PV499NM | 0.499 | 0.499 | 0.28 | 0 | New Braintree | MA | WMA | Massachusetts Electric Company
41085 | MA_118_0.4 PV_55 DUDLEY OXFORD RD_DUDLEY | 50235 | DUDLEYSOLAR#1-01571PV400NM | 0.4 | 0.4 | 0.225 | 0 | Dudley | MA | WMA | Massachusetts Electric Company
41086 | MA_336_1.98 PV_28 CURTIS-HILL RD_CHARLTON | 49000 | AQUILACURTISHILL-01507PV1980NM | 1.98 | 1.98 | 1.093 | 0 | Charlton | MA | WMA | Massachusetts Electric Company
41087 | MA_341_0.495 PV_20 CLAPP ST_NORTON | 50818 | NORTONSOLAR1-02766PV495NM | 0.495 | 0.495 | 0.212 | 0 | Norton | MA | RI | Massachusetts Electric Company
41088 | MA_342_0.495 PV_36 CLAPP ST_NORTON | 50816 | NORTONSOLAR2-02766PV495NM | 0.495 | 0.495 | 0.206 | 0 | Norton | MA | RI | Massachusetts Electric Company
41089 | MA_347_0.48 PV_51 SEARS RD_SOUTHBOROUGH | 50690 | STMARKSSCHOOL-01722PV480NM | 0.48 | 0.48 | 0.122 | 0 | Southboro | MA | CMA/NEMA | Massachusetts Electric Company
41090 | MA_353_1 PV_197 PROVIDENCE ST_UXBRIDGE | 50896 | PALUMBOBSOLAR-01569PV1000NM | 1 | 1 | 0.502 | 0 | Uxbridge | MA | RI | Massachusetts Electric Company
41091 | MA_361_0.75 PV_0 FAIRLEE LN_NORTON | 48751 | BLUEWAVE5149-02766PV750NM | 0.75 | 0.75 | 0.269 | 0 | Norton | MA | SEMA | Massachusetts Electric Company
41092 | MA_362_0.75 PV_0 FAIRLEE LN_NORTON | 48752 | BLUEWAVE 5161-02766PV750NM | 0.75 | 0.75 | 0.288 | 0 | Norton | MA | SEMA | Massachusetts Electric Company
41093 | MA_442_0.5 PV_0 FAIRLEE LN_NORTON | 68208 | SUNESOLARXV102766SOLAR500NM | 0.5 | 0.5 | 0.088 | 0 | Norton | MA | SEMA | Massachusetts Electric Company
41097 | Syncarpha Millbury - Solar | 73468 | SYNCARPHA01527SOLAR4980AOBC | 4.98 | 4.98 | 1.012 | 0 | MILLBURY | MA | CMA/NEMA | Massachusetts Electric Company
41098 | Syncarpha Millbury - Battery | 69204 | SYNCARPHA - MILLBURY_GEN | 4 | 4 | 3.968 | 3.968 | MILLBURY | MA | CMA/NEMA | Marie's Way Solar I, LLC
41104 | MA_21_1.725 PV_139 SHUMAN AV_STOUGHTON | 50119 | BWCBASSRIVERLLC-02790PV2000NM | 2 | 2 | 0.98 | 0 | Westport | MA | SEMA | Massachusetts Electric Company
41105 | MA_3_4.89 PV_14 BELCHER ST_PLAINVILLE | 50196 | SOLTENPLAINVILLE-02762PV4890NM | 4.89 | 4.89 | 1.91 | 0 | Plainville | MA | RI | Massachusetts Electric Company
41107 | MA_61_0.972 PV_0 STATE RD_PHILLIPSTON | 50459 | ZPTPHILLIPSTON-01331PV1000NM | 1 | 1 | 0.554 | 0 | Phillipston | MA | WMA | Massachusetts Electric Company
41108 | MA_88_0.499 PV_100 WARE ST_PALMER | 49408 | CAVALLO-INC.-01069PV499NM | 0.499 | 0.499 | 0.214 | 0 | Palmer | MA | WMA | Massachusetts Electric Company
41110 | MA_94_0.499 PV_22 SUNSET LN_SPENCER | 50803 | SUNSETSOLARA-01562PV499NM | 0.499 | 0.499 | 0.273 | 0 | Spencer | MA | WMA | Massachusetts Electric Company
41111 | MA_95_0.499 PV_22 SUNSET LN_SPENCER | 50817 | SUNSETSOLARB-01562PV499NM | 0.499 | 0.499 | 0.256 | 0 | Spencer | MA | WMA | Massachusetts Electric Company
41112 | MA_108_0.48 PV_51 ELLIS RD_WESTMINSTER | 48810 | 510PVDEV.ELLIS RD-01473PV480NM | 0.48 | 0.48 | 0.251 | 0 | Westminster | MA | WMA | Massachusetts Electric Company
41113 | MA_201_1.656 PV_788 WOOD ST_SWANSEA | 50231 | ATTLEBOROHOUSING-02777PV1656NM | 1.656 | 1.656 | 0.795 | 0 | Swansea | MA | RI | Massachusetts Electric Company
41117 | MA_14_2 PV_81 N LIBERTY ST_BELCHERTOWN | 50901 | BELCHERRENEW1-01007PV2000NM | 2 | 2 | 1.006 | 0 | Belchertown | MA | WMA | Massachusetts Electric Company
41120 | MA_110_0.48 PV_107 NEW-BRAINTREE RD_N BROOKFIELD | 48818 | 510PV_NBROOKFIELD-01535PV480NM | 0.48 | 0.48 | 0.272 | 0 | North Brookfield | MA | WMA | Massachusetts Electric Company
41121 | MA_109_0.48 PV_771 S BARRE RD_BARRE | 48816 | 510PVDEVBARRE-01005PV480NM | 0.48 | 0.48 | 0.266 | 0 | Barre | MA | WMA | Massachusetts Electric Company
41123 | MA_131_0.3663 PV_47 SUMNER ST_MILFORD | 50182 | PLANETAID-01757PV400NM | 0.4 | 0.4 | 0.112 | 0 | Milford | MA | RI | Massachusetts Electric Company
41125 | MA_15_2 PV_270 FRANKLIN ST_BELCHERTOWN | 50903 | BELCHERRENEW2-01007PV2000NM | 2 | 2 | 0.935 | 0 | Belchertown | MA | WMA | Massachusetts Electric Company
41126 | MA_30_1 PV_225 OLD-SPRINGFIELD RD_BELCHERTOWN | 50109 | ALTUSPOWER-01007PV999NM | 0.999 | 0.999 | 0.478 | 0 | Belchertown | MA | WMA | Massachusetts Electric Company
41128 | MA_31_1 PV_36 MILFORD ST_MENDON | 50131 | AMERESCOMENDON-01756PV1000NM | 1 | 1 | 0.417 | 0 | Mendon | MA | RI | Massachusetts Electric Company
41129 | MA_33_1 PV_223 S ASHBURNHAM RD_WESTMINSTER | 67434 | WESTMINSTERSLR01473SOLAR1000NM | 1 | 1 | 0.624 | 0 | Westminster | MA | WMA | Massachusetts Electric Company
41130 | MA_89_0.499 PV_61 STONY-HILL RD_HAMPDEN | 49431 | STONYHILLSOLAR-01036PV499NM | 0.499 | 0.499 | 0.127 | 0 | Hampden | MA | WMA | Massachusetts Electric Company
41131 | MA_91_0.499 PV_223 S ASHBURNHAM RD_WESTMINSTER | 67443 | WESTMINSTERSLR01473SOLAR499NM | 0.499 | 0.499 | 0.281 | 0 | Westminster | MA | WMA | Massachusetts Electric Company
41132 | MA_103_0.494 PV_95 OLD-RIVER RD_ANDOVER | 47956 | ANDOVER COMPANIES-01810PV494NM | 0.494 | 0.494 | 0.245 | 0 | Andover | MA | CMA/NEMA | Massachusetts Electric Company
41134 | MA_143_0.27 PV_58 NORFOLK AV_SOUTH EASTON | 50155 | SEDTHREELLC-02375PV270NM | 0.27 | 0.27 | 0.109 | 0 | South Easton | MA | SEMA | Massachusetts Electric Company
41135 | MA_225_1.123 PV_0 ADIRONDACK LN_WESTPORT | 67510 | BWCBASSRIVER02790SOLAR1123NM | 1.123 | 1.123 | 0.725 | 0 | Westport | MA | SEMA | Massachusetts Electric Company
41136 | MA_226_1.5 PV_0 ADIRONDACK LN_WESTPORT | 67509 | BWCBASSRIVER02790SOLAR1500NM | 1.5 | 1.5 | 0.981 | 0 | Westport | MA | SEMA | Massachusetts Electric Company
41139 | MA_288_4.68 PV_67 PLEASANTDALE RD_RUTLAND | 50415 | TOWNOFDUNSTABLE-02196PV4680NM | 4.68 | 4.68 | 2.137 | 0 | Rutland | MA | WMA | Massachusetts Electric Company
41140 | MA_290_1 PV_394 PLEASANTDALE RD_RUTLAND | 50310 | PLEASANTDALERD-01543PV1000NM | 1 | 1 | 0.49 | 0 | Rutland | MA | WMA | Massachusetts Electric Company
41141 | MA_305_0.95 PV_0 BAY-PATH RD_CHARLTON | 43841 | FLAIR ONE-01507PV950NM | 0.95 | 0.95 | 0.36 | 0 | Charlton | MA | WMA | Massachusetts Electric Company
41142 | MA_100_0.5 PV_55 DUDLEY OXFORD RD_DUDLEY | 50233 | DUDLEYSOLAR#2-01571PV500NM | 0.5 | 0.5 | 0.218 | 0 | Dudley | MA | WMA | Massachusetts Electric Company
41143 | MA_306_0.95 PV_0 BAY-PATH RD_CHARLTON | 43842 | FORRESTALL-01507PV950NM | 0.95 | 0.95 | 0.327 | 0 | Charlton | MA | WMA | Massachusetts Electric Company
41144 | MA_310_1 PV_0 FARLEY RD_DUDLEY | 50229 | FARLEYRDSOLAR-01571PV1000NM | 1 | 1 | 0.448 | 0 | Dudley | MA | WMA | Massachusetts Electric Company
41145 | MA_337_1.9 PV_800 SPRING ST_WINCHENDON | 46210 | NEXAMP-01475PV1900NM | 1.9 | 1.9 | 0.872 | 0 | Winchendon | MA | WMA | Massachusetts Electric Company
41146 | MA_101_0.5 PV_55 DUDLEY OXFORD RD_DUDLEY | 50242 | DUDLEYSOLAR#3-01571PV500NM | 0.5 | 0.5 | 0.194 | 0 | Dudley | MA | WMA | Massachusetts Electric Company
41147 | MA_339_1 PV_0 HILL ST_NORTON | 49762 | NORTONDEV.INC-02766PV1000NM | 1 | 1 | 0.508 | 0 | Norton | MA | RI | Massachusetts Electric Company
41148 | MA_349_0.741 PV_53 OTIS ST_WESTBOROUGH | 48757 | SAFEHARBOROTIS-01581PV741NM | 0.741 | 0.741 | 0.341 | 0 | Westborough | MA | CMA/NEMA | Massachusetts Electric Company
41149 | MA_113_0.476 PV_1788 G-A-R HW_SWANSEA | 49214 | APE.1788GARHWY-02777PV476NM | 0.476 | 0.476 | 0.238 | 0 | Swansea | MA | RI | Massachusetts Electric Company
41150 | MA_354_0.49 PV_142 WEST ST_HOPEDALE | 47703 | WEST ST NOMINEE-01747PV490NM | 0.49 | 0.49 | 0.176 | 0 | Hopedale | MA | RI | Massachusetts Electric Company
41151 | MA_355_0.266 PV_1 KENWOOD CI_FRANKLIN | 47002 | ONE KENWOOD-02038PV266NM | 0.266 | 0.266 | 0.124 | 0 | Franklin | MA | RI | Massachusetts Electric Company
41152 | MA_378_2 PV_0 BRODIE-MOUNTAIN RD_HANCOCK | 48718 | BRODIE MT RD-01237PV2000NM | 2 | 2 | 1.009 | 0 | Hancock | MA | WMA | Massachusetts Electric Company
41153 | MA_134_0.311 PV_1006 TEMPLETON RD_ATHOL | 50713 | ATHOLSOLAR-01331PV311NM | 0.311 | 0.311 | 0.142 | 0 | Athol | MA | WMA | Massachusetts Electric Company
41154 | MA_385_2.55 PV_0 PETERSON ST_PALMER | 50097 | NEXAMPPALMER-01069PV2550NM | 2.55 | 2.55 | 1.218 | 0 | Palmer | MA | WMA | Massachusetts Electric Company
41155 | Plainfield_Storage | 74788 | NM_PLAINFIELD STORAGE | 1 | 1 | 0.989 | 1 | Plainfield | MA | WMA | Nexamp Markets, LLC
41159 | MA_202_0.48 PV_719 GUELPHWOOD RD_SOUTHBRIDGE | 48584 | LAND OF THE SKY1-01550PV480NM | 0.48 | 0.48 | 0.253 | 0 | Southbridge | MA | WMA | Massachusetts Electric Company
41160 | MA_296_3 PV_267 BROCKELMAN RD_LANCASTER | 43904 | CITY OF METHUEN-01523PV3000NM | 3 | 3 | 1.386 | 0 | LANCASTER | MA | CMA/NEMA | Massachusetts Electric Company
41162 | Syncarpha Northampton - Solar | 69703 | SYNCARPHA01060SOLAR3630AOBC | 3.63 | 3.63 | 1.393 | 0 | NORTHAMPTON | MA | WMA | Massachusetts Electric Company
41164 | MA_308_2 PV_496 STAFFORD ST_LEICESTER | 66074 | 510PVPROJDEVC-01524PV1000NM | 1 | 1 | 0.413 | 0 | Leicester | MA | WMA | Massachusetts Electric Company
41173 | MA_312_0.48 PV_720 GUELPHWOOD RD_SOUTHBRIDGE | 48585 | LAND OF THE SKY2-01550PV480NM | 0.48 | 0.48 | 0.269 | 0 | Southbridge | MA | WMA | Massachusetts Electric Company
41174 | MA_313_0.48 PV_721 GUELPHWOOD RD_SOUTHBRIDGE | 48586 | LAND OF THE SKY3-01550PV480NM | 0.48 | 0.48 | 0.265 | 0 | Southbridge | MA | WMA | Massachusetts Electric Company
41175 | MA_314_0.48 PV_722 GUELPHWOOD RD_SOUTHBRIDGE | 48587 | LAND OF THE SKY4-01550PV480NM | 0.48 | 0.48 | 0.262 | 0 | Southbridge | MA | WMA | Massachusetts Electric Company
41176 | Syncarpha Northampton - Battery | 69220 | SYNCARPHA - NORTHAMPTON_GEN | 2 | 2 | 2 | 2 | NORTHAMPTON | MA | WMA | Genbright, LLC
41177 | Syncarpha Northbridge 1 - Solar | 71678 | LINWOOD01588SOLAR4980AOBC | 4.98 | 4.98 | 1.04 | 0 | WHITINSVILLE | MA | RI | Massachusetts Electric Company
41179 | Syncarpha Northbridge 1 - Battery | 69211 | SYNCARPHA - NORTHBRIDGE I_GEN | 4 | 4 | 3.94 | 3.94 | NORTHBRIDGE | MA | RI | Genbright, LLC
41181 | MA_315_0.48 PV_725 GUELPHWOOD RD_SOUTHBRIDGE | 50831 | TOSSOLAR2/725-01550PV480NM | 0.48 | 0.48 | 0.231 | 0 | Southbridge | MA | WMA | Massachusetts Electric Company
41182 | MA_338_2 PV_808 WEST ST_GARDNER | 46925 | GLC-MA SOLAR-01440PV1980NM | 1.98 | 1.98 | 1.043 | 0 | Gardner | MA | CMA/NEMA | Massachusetts Electric Company
41183 | Syncarpha Northbridge 2 - Solar | 69991 | SYNCARPHA01534SOLAR4980AOBC | 4.98 | 4.98 | 2.025 | 0 | NORTHBRIDGE | MA | RI | Massachusetts Electric Company
41184 | MA_363_1.5 PV_114 PROSPECT ST_SOUTH EASTON | 43734 | TOWN EASTON-02375PV1500NM | 1.5 | 1.5 | 0.593 | 0 | SOUTH EASTON | MA | SEMA | Massachusetts Electric Company
41185 | Syncarpha Northbridge 2 - Battery | 69216 | SYNCARPHA - NORTHBRIDGE II_GEN | 3 | 3 | 2.955 | 2.955 | NORTHBRIDGE | MA | RI | Genbright, LLC
41186 | MA_402_0.48 PV_250 SPRING-HILL RD_BARRE | 47950 | LANDOFTHESKY250-01005PVNM | 0.48 | 0.48 | 0.182 | 0 | Barre | MA | WMA | Massachusetts Electric Company
41187 | Syncarpha Puddon 1 - Solar | 68488 | PUDDON STREET I SOLAR | 4.947 | 4.947 | 1.04 | 0 | NORTHBRIDGE | MA | RI | Genbright, LLC
41188 | MA_403_0.48 PV_252 SPRING-HILL RD_BARRE | 47952 | LANDOFTHESKY252-01005PVNM | 0.48 | 0.48 | 0.141 | 0 | Barre | MA | WMA | Massachusetts Electric Company
41189 | Syncarpha Puddon 1 - Battery | 68487 | PUDDON STREET I_GEN | 4 | 4 | 3.94 | 3.94 | NORTHBRIDGE | MA | RI | Genbright, LLC
41190 | MA_404_0.48 PV_253 SPRING-HILL RD_BARRE | 47953 | LANDOFTHESKY253-01005PVNM | 0.48 | 0.48 | 0.118 | 0 | Barre | MA | WMA | Massachusetts Electric Company
41191 | Syncarpha Puddon 2 - Solar | 68490 | PUDDON STREET II SOLAR | 4.947 | 4.947 | 1.04 | 0 | NORTHBRIDGE | MA | RI | Genbright, LLC
41192 | MA_434_1.992 PV_4 MIDDLE RD_NEWBURY | 49935 | 510PVDEVNEWBURY-01951PV1992NM | 1.992 | 1.992 | 0.997 | 0 | Newbury | MA | BOSTON | Massachusetts Electric Company
41193 | Syncarpha Puddon 2 - Battery | 68489 | PUDDON STREET II_GEN | 4 | 4 | 3.94 | 3.94 | NORTHBRIDGE | MA | RI | Genbright, LLC
41194 | DWW Solar II | 67732 | DWW SOLAR | 26.4 | 26.4 | 13.76 | 0 | SIMSBURY | CT | CT | DWW Solar II, LLC
41195 | MA_287_0.499 PV_0 WESTBOROUGH ST_MILLBURY | 50190 | FLINTRDSOLARLLC-01527PV499NM | 0.499 | 0.499 | 0.223 | 0 | Millbury | MA | CMA/NEMA | Massachusetts Electric Company
41196 | Syncarpha Tewksbury - Solar | 71745 | LAITE01876SOLAR2838AOBC | 2.838 | 2.838 | 1.437 | 0 | TEWKSBURY | MA | BOSTON | Massachusetts Electric Company
41197 | MA_292_0.236 PV_0 SCULLEY RD_AYER | 67288 | PRIVATESECURITIES-01432PV236NM | 0.236 | 0.236 | 0.134 | 0 | Ayer | MA | CMA/NEMA | Massachusetts Electric Company
41198 | MA_357_2 PV_65 ELM ST_FOXBORO | 50448 | FOXBOROELMLLC-02035PV2000NM | 2 | 2 | 1.049 | 0 | Foxboro | MA | RI | Massachusetts Electric Company
41199 | MA_298_0.9976 PV_0 LAWTON RD_SHIRLEY | 50132 | SHIRLEYSOLAR3-01464PV936NM | 0.936 | 0.936 | 0.446 | 0 | Shirley | MA | CMA/NEMA | Massachusetts Electric Company
41200 | Syncarpha Tewksbury - Storage | 69224 | SYNCARPHA - TEWKSBURY CSF_GEN | 2 | 2 | 1.97 | 1.97 | TEWKSBURY | MA | BOSTON | Genbright, LLC
41201 | MA_303_2.7 PV_43 ESTABROOK ST_GRAFTON | 50113 | WEBSTERHOUSING-01519PV2700NM | 2.7 | 2.7 | 1.443 | 0 | Grafton | MA | CMA/NEMA | Massachusetts Electric Company
41202 | MA_352_0.728 PV_62 COMMERCE DR_UXBRIDGE | 48766 | CECSOLAR#1045-01569PV728NM | 0.728 | 0.728 | 0.299 | 0 | Uxbridge | MA | RI | Massachusetts Electric Company
41203 | MA_317_2.5 PV_294 SOUTHBRIDGE RD_CHARLTON | 50440 | INCOMINCCHARLTON-01507PV2000NM | 2 | 2 | 1.078 | 0 | Charlton | MA | WMA | Massachusetts Electric Company
41204 | MA_358_1.2 PV_40 E BELCHER RD_FOXBORO | 50100 | FOXBOROLANDFILL-02035PV1200NM | 1.2 | 1.2 | 0.573 | 0 | Foxboro | MA | RI | Massachusetts Electric Company
41207 | MA_364_0.420147 PV_100 LOTHROP ST_NORTH EASTON | 49383 | EASTONHS-02356PV370NM | 0.37 | 0.37 | 0.187 | 0 | North Easton | MA | SEMA | Massachusetts Electric Company
41209 | MA_318_1.5 PV_247 BLACKMERE RD_SOUTHBRIDGE | 43422 | EPG SOLAR 1 - 01550PV1500NM | 1.5 | 1.5 | 0.578 | 0 | Southbridge | MA | WMA | Massachusetts Electric Company
41211 | MA_368_0.42 PV_81 CEDAR ST_COHASSET | 50208 | COHSOLARLLC-02025PV420NM | 0.42 | 0.42 | 0.211 | 0 | Cohasset | MA | SEMA | Massachusetts Electric Company
41213 | MA_390_0.952 PV_87 SPRING ST_WEST WARREN | 48721 | HOUSATONIC SPRING-01092PV952NM | 0.952 | 0.952 | 0.495 | 0 | WEST WARREN | MA | WMA | Massachusetts Electric Company
41214 | MA_319_1.5 PV_247 BLACKMERE RD_SOUTHBRIDGE | 43423 | EPG SOLAR 2 - 01550PV1500NM | 1.5 | 1.5 | 0.685 | 0 | Southbridge | MA | WMA | Massachusetts Electric Company
41216 | MA_400_0.452 PV_914 WEST ST_LUDLOW | 49282 | KEARSARGE914WEST-01056PV450NM | 0.45 | 0.45 | 0.172 | 0 | Ludlow | MA | WMA | Massachusetts Electric Company
41217 | MA_334_1 PV_12A ORCHARD RD_N BROOKFIELD | 43919 | SOLVENTERRA 1-01535PV1000NM | 1 | 1 | 0.534 | 0 | NORTH BROOKFIELD | MA | WMA | Massachusetts Electric Company
41218 | MA_410_2.355 PV_170 GLENDALE RD_NORTHAMPTON | 50720 | CITYNORTHAMPTON-01062PV2355NM | 2.355 | 2.355 | 1.297 | 0 | Northampton | MA | WMA | Massachusetts Electric Company
41219 | MA_417_0.499 PV_659 S MAIN ST_GT BARRINGTON | 50122 | FAIRGROUNDSREALTY-01230PV499NM | 0.499 | 0.499 | 0.25 | 0 | Great Barrington | MA | WMA | Massachusetts Electric Company
41220 | MA_423_1.296 PV_515 MAIN ST_SAUGUS | 50460 | MAINSAUGUSLLC-01906PV1296NM | 1.296 | 1.296 | 0.691 | 0 | Saugus | MA | BOSTON | Massachusetts Electric Company
41221 | MA_425_0.84 PV_39 TOZER RD_BEVERLY | 48743 | ECASOLAR39TOZERRD-01915PV840NM | 0.84 | 0.84 | 0.244 | 0 | Beverly | MA | BOSTON | Massachusetts Electric Company
41222 | MA_431_0.5 PV_105 RABBIT RD_SALISBURY | 50183 | GREENDOTSOLARLLC-01952PV500NM | 0.5 | 0.5 | 0.266 | 0 | Salisbury | MA | BOSTON | Massachusetts Electric Company
41228 | MA_32_1 PV_300 S MAIN ST_HOPEDALE | 50147 | BWC19LLCHOPEDALE-01747PV1000NM | 1 | 1 | 0.496 | 0 | Hopedale | MA | RI | Massachusetts Electric Company
41231 | MA_7_3.78 PV_2 JOHNSON DR_RANDOLPH | 50592 | SOLTENRANDOLPH-02368PV3780NM | 3.78 | 3.78 | 1.856 | 0 | Randolph | MA | SEMA | Massachusetts Electric Company
41234 | MA_9_3.084 PV_35 UNITED DR_W BRIDGEWATER | 50743 | AJAXSOLARLLC-02379PV3084NM | 3.084 | 3.084 | 0.496 | 0 | W Bridgewater | MA | SEMA | Massachusetts Electric Company
41237 | MA_395_2 PV_201 Sturbridge Road_Brimfield | 46646 | SOLTAS ENERGY-01010PV2000NM | 2 | 2 | 1.701 | 0 | Brimfield | MA | WMA | Massachusetts Electric Company
41238 | MA_440_2 PV_48 Ayers Village Rd_METHUEN | 46915 | NEXAMP-01844PV2000NM | 2 | 2 | 0.97 | 0 | Methuen | MA | BOSTON | Massachusetts Electric Company
41241 | MA_47_0.996 PV_1291 BROADWAY_HAVERHILL | 50600 | CECSOLAR1096-01832PV996NM | 0.996 | 0.996 | 0.505 | 0 | Haverhill | MA | BOSTON | Massachusetts Electric Company
41242 | MA_48_0.996 PV_150 OAK ST_SWANSEA | 50632 | CECSOLAR1098-02777PV996NM | 0.996 | 0.996 | 0.6 | 0 | Swansea | MA | RI | Massachusetts Electric Company
41244 | MA_53_0.99 PV_190 BALDWINVILLE RD_PHILLIPSTON | 50107 | CECSOLAR#1059-01331PV990NM | 0.99 | 0.99 | 0.472 | 0 | Phillipston | MA | WMA | Massachusetts Electric Company
41245 | MA_62_0.96 PV_232 GARDNER RD_HUBBARDSTON | 49788 | 510PV232GARDNERRD-01452PV960NM | 0.96 | 0.96 | 0.35 | 0 | Hubbardston | MA | WMA | Massachusetts Electric Company
41246 | MA_63_0.96 PV_240 GARDNER RD_HUBBARDSTON | 49793 | 510PV240GARDNERRD-01452PV960NM | 0.96 | 0.96 | 0.332 | 0 | Hubbardston | MA | WMA | Massachusetts Electric Company
41248 | MA_66_0.85 PV_56 WALKER RD_SHIRLEY | 49397 | NEXTSUNSHIRLEY-01464PV920NM | 0.92 | 0.92 | 0.317 | 0 | Shirley | MA | CMA/NEMA | Massachusetts Electric Company
41249 | MA_67_0.92 PV_7 NEW-ATHOL RD_ORANGE | 49934 | CECSOLAR#1062-01364PV792NM | 0.792 | 0.792 | 0.374 | 0 | Orange | MA | WMA | Massachusetts Electric Company
41250 | MA_82_0.499 PV_39 STONY-HILL RD_HAMPDEN | 48075 | STONY HILL SOLAR-01036PV499NM | 0.499 | 0.499 | 0.175 | 0 | Hampden | MA | WMA | Massachusetts Electric Company
41251 | MA_92_0.499 PV_0 S STATE ST_NORTH ADAMS | 50203 | HOLLANDCOMPANY-01247PV499NM | 0.499 | 0.499 | 0.216 | 0 | North Adams | MA | WMA | Massachusetts Electric Company
41254 | MA_316_0.984 PV_726 GUELPHWOOD RD_SOUTHBRIDGE | 50832 | TOSSOLAR2/726-01550PV984NM | 0.984 | 0.984 | 0.525 | 0 | Southbridge | MA | WMA | Massachusetts Electric Company
41256 | MA_17_3.96 PV_466 STAFFORD ST_LEICESTER | 66075 | 510PVPROJDEV466A-01524PV2000NM | 2 | 2 | 1.024 | 0 | Leicester | MA | WMA | Massachusetts Electric Company
41257 | MA_43_1 PV_72 W DUDLEY RD_DUDLEY | 66239 | SOLARMAMGMT2-01571SOLAR1000NM | 1 | 1 | 0.442 | 0 | Dudley | MA | WMA | Massachusetts Electric Company
41258 | MA_44_1 PV_72 W DUDLEY RD_DUDLEY | 66237 | SOLARMAMGMT3-01571SOLAR1000NM | 1 | 1 | 0.424 | 0 | Dudley | MA | WMA | Massachusetts Electric Company
41259 | MA_50_0.984 PV_173 NASHUA RD_PEPPERELL | 48767 | 510PVDEVNASHUARD-01463PV990NM | 0.99 | 0.99 | 0.5 | 0 | Pepperell | MA | CMA/NEMA | Massachusetts Electric Company
41260 | MA_102_0.4929 PV_0 WEST ST_W BRIDGEWATER | 67390 | SOLVENTERRA_02379PV496NM | 0.496 | 0.496 | 0.266 | 0 | W Bridgewater | MA | SEMA | Massachusetts Electric Company
41261 | MA_51_0.99 PV_127 GOSHEN RD_WILLIAMSBURG | 50058 | CECSOLAR#1058-01096PV990NM | 0.99 | 0.99 | 0.507 | 0 | Williamsburg | MA | WMA | Massachusetts Electric Company
41262 | MA_54_0.99 PV_1006 RIVER RD_CLARKSBURG | 50108 | CECSOLAR#1081-01247PV990NM | 0.99 | 0.99 | 0.504 | 0 | Clarksburg | MA | WMA | Massachusetts Electric Company
41263 | MA_55_0.99 PV_251 RESERVOIR RD_NORTH ADAMS | 50111 | CECSolar#1079-01247PV990NM | 0.99 | 0.99 | 0.5 | 0 | North Adams | MA | WMA | Massachusetts Electric Company
41264 | MA_200_4.016 PV_33 GILBERTVILLE RD_WARE | 50091 | VHWBROOKFIELDLLC-01082PV4008NM | 4.008 | 4.008 | 2.331 | 0 | Ware | MA | WMA | Massachusetts Electric Company
41265 | MA_56_0.99 PV_251 RESERVOIR RD_NORTH ADAMS | 50112 | CECSolar#1080-01247PV990NM | 0.99 | 0.99 | 0.341 | 0 | North Adams | MA | WMA | Massachusetts Electric Company
41266 | MA_280_6.5 PV_20 NIPPNAPP TR_WORCESTER | 50146 | WORC.LANDFILL#1-01602PV4400NM | 4.4 | 4.4 | 0.685 | 0 | Worcester | MA | CMA/NEMA | Massachusetts Electric Company
41267 | MA_57_0.96 PV_80 WORCESTER-PROVIDENCE TP_SUTTON | 50157 | CECSOLAR#1054-01590PV960NM | 0.96 | 0.96 | 0.334 | 0 | Sutton | MA | CMA/NEMA | Massachusetts Electric Company
41268 | MA_58_0.99 PV_207 PROVIDENCE RD_GRAFTON | 50800 | CECSOLAR1056LLC-01519PV990NM | 0.99 | 0.99 | 0.539 | 0 | Grafton | MA | CMA/NEMA | Massachusetts Electric Company
41269 | MA_289_0.99 PV_3 KENWOOD CT_RUTLAND | 49366 | RUTLANDSOLAR-01543PV990NM | 0.99 | 0.99 | 0.332 | 0 | Rutland | MA | WMA | Massachusetts Electric Company
41270 | MA_65_0.95 PV_890 MONAHAN DR_UXBRIDGE | 48741 | CECSOLAR#1050-01569PV950NM | 0.95 | 0.95 | 0.336 | 0 | Uxbridge | MA | RI | Massachusetts Electric Company
41271 | MA_72_0.644 PV_128 BAY-STATE RD_REHOBOTH | 50793 | KEARSARGEBAYSTATE-02769PV812NM | 0.812 | 0.812 | 0.247 | 0 | Rehoboth | MA | RI | Massachusetts Electric Company
41272 | MA_291_0.26 PV_297 AYER RD_HARVARD | 46607 | HARVARD SOLAR-01451PV460NM | 0.46 | 0.46 | 0.189 | 0 | Harvard | MA | CMA/NEMA | Massachusetts Electric Company
41273 | MA_74_0.75 PV_2720 BOSTON RD_WILBRAHAM | 48862 | R.E.DEV.WILBRAHAM-01095PV750NM | 0.75 | 0.75 | 0.389 | 0 | Wilbraham | MA | WMA | Massachusetts Electric Company
41274 | MA_293_2 PV_56 WALKER RD_SHIRLEY | 48815 | NEXTSUNWALKERRD-01464PV2000NM | 2 | 2 | 0.662 | 0 | Shirley | MA | CMA/NEMA | Massachusetts Electric Company
41275 | MA_84_0.452 PV_188 EAST ST_GRANBY | 49277 | KEARSARGE188EAST-01033PV450NM | 0.45 | 0.45 | 0.26 | 0 | Granby | MA | WMA | Massachusetts Electric Company
41276 | MA_85_0.452 PV_190 EAST ST_GRANBY | 49278 | KEARSARGE190EAST-01033PV450NM | 0.45 | 0.45 | 0.234 | 0 | Granby | MA | WMA | Massachusetts Electric Company
41277 | MA_294_1.08 PV_111 ADAMS RD_CLINTON | 50823 | TOWNOFWENDELL-01510PV1000NM | 1 | 1 | 0.562 | 0 | Clinton | MA | CMA/NEMA | Massachusetts Electric Company
41278 | MA_86_0.452 PV_229R EAST ST_GRANBY | 49280 | KEARSARGE229REAST-01033PV450NM | 0.45 | 0.45 | 0.231 | 0 | Granby | MA | WMA | Massachusetts Electric Company
41279 | MA_87_0.452 PV_220R EAST ST_GRANBY | 49283 | KEARSARGE220REAST-01033PV450NM | 0.45 | 0.45 | 0.244 | 0 | Granby | MA | WMA | Massachusetts Electric Company
41280 | MA_321_1 PV_1 HARE RD_STURBRIDGE | 50457 | BWCSTURBRIDGE#1-01566PV1000NM | 1 | 1 | 0.415 | 0 | Sturbridge | MA | WMA | Massachusetts Electric Company
41281 | MA_326_0.499 PV_154 CENTER-DEPOT RD_CHARLTON | 50809 | LODESTARSOLAR3-01507PV499NM | 0.499 | 0.499 | 0.245 | 0 | Charlton | MA | WMA | Massachusetts Electric Company
41282 | MA_327_0.499 PV_142 BROOKFIELD RD_CHARLTON | 50810 | LODESTARSOLAR2-01507PV499NM | 0.499 | 0.499 | 0.251 | 0 | Charlton | MA | WMA | Massachusetts Electric Company
41283 | MA_328_0.499 PV_111 BROOKFIELD RD_CHARLTON | 50802 | LODESTARSOLARHOST-01507PV499NM | 0.499 | 0.499 | 0.24 | 0 | Charlton | MA | WMA | Massachusetts Electric Company
41295 | MA_436_1 PV_0 KENSINGTON AV_METHUEN | 43955 | CITY OF METHUEN-01844PV1000NM | 1 | 1 | 0.385 | 0 | Methuen | MA | BOSTON | Massachusetts Electric Company
41297 | MA_437_0.48 PV_251 Spring Hill Road_Barre | 47951 | LANDOFTHESKY251-01005PVNM | 0.48 | 0.48 | 0.201 | 0 | Barre | MA | WMA | Massachusetts Electric Company
41298 | MA_432_0.75 PV_7A SPOFFORD RD_BOXFORD | 50241 | SPOFFORDRDSOLAR-01921PV750NM | 0.75 | 0.75 | 0.364 | 0 | Boxford | MA | BOSTON | Massachusetts Electric Company
41299 | MA_382_0.48 PV_2553 BARRE RD_HARDWICK | 49636 | 510PVHARDWICK#2-01037PV480NM | 0.48 | 0.48 | 0.252 | 0 | Hardwick | MA | WMA | Massachusetts Electric Company
41300 | MA_383_0.48 PV_0 CLEVELAND RD_HARDWICK | 49588 | 510PVDEVHARDWICK-01037PV480NM | 0.48 | 0.48 | 0.244 | 0 | Hardwick | MA | WMA | Massachusetts Electric Company
41301 | MA_392_0.99 PV_581 SOUTH ST_WARREN | 49767 | 510PVDEVWARREN-01083PV990NM | 0.99 | 0.99 | 0.557 | 0 | Warren | MA | WMA | Massachusetts Electric Company
41302 | MA_412_0.996 PV_700 W SHAFT RD_NORTH ADAMS | 50461 | WESTSHAFTSOLAR-01247PV996NM | 0.996 | 0.996 | 0.524 | 0 | North Adams | MA | WMA | Massachusetts Electric Company
41304 | RI_85_RE Growth PV_0 GRAY LN_ASHAWAY | 67639 | HOPKINTONINDPK02804SOLAR1165RE | 1.165 | 1.165 | 0.648 | 0 | Ashaway | RI | RI | The Narragansett Electric Company
41306 | Happy Hollow Road Solar 1 (ESS) | 68486 | HAPPY HOLLOW_GEN | 3.3 | 3.3 | 3.2 | 3.2 | WINCHENDON | MA | WMA | Galt Power Inc.
41309 | MA_4_4.995 PV_311 EMERY ST_PALMER | 48170 | SYNCARPHA PALMER-01069PV4995NM | 4.995 | 4.995 | 2.49 | 0 | Palmer | MA | WMA | Massachusetts Electric Company
41311 | MA_68_0.9 PV_500 DUNSTABLE RD_TYNGSBORO | 49360 | TYNGS.LANDFILL#2-01879PV900NM | 0.9 | 0.9 | 0.424 | 0 | Tyngsboro | MA | CMA/NEMA | Massachusetts Electric Company
41312 | Happy Hollow Road Solar 1 (PV) | 68371 | PVPROJ01475SOLAR4950SMAOBC | 4.95 | 4.95 | 1.75 | 0 | WINCHENDON | MA | WMA | Massachusetts Electric Company
41313 | MA_70_0.99 PV_194 BERKSHIRE TR E_GOSHEN | 50052 | CECSOLAR#1052-01032PV852NM | 0.852 | 0.852 | 0.435 | 0 | Goshen | MA | WMA | Massachusetts Electric Company
41314 | Kear - S Martin PV | 68585 | KEARSARGE01913SOLAR3294AOBC | 3.294 | 3.294 | 2.086 | 0 | AMESBURY | MA | BOSTON | Massachusetts Electric Company
41315 | Kear - S Martin Rd Storage | 68760 | KEARSARGE AMESBURY_GEN | 1.6 | 1.6 | 1.5 | 1.5 | AMESBURY | MA | BOSTON | Galt Power Inc.
41316 | MA_356_0.495 PV_370 PATRIOT PL_FOXBORO | 42612 | NPPDEVELOP-370PATRIOT-02035-PV | 0.495 | 0.495 | 0.173 | 0 | FOXBORO | MA | RI | Massachusetts Electric Company
41317 | MA_359_2.34 PV_234 THATCHER ST_E BRIDGEWATER | 50609 | SOLTENEBRDGWTR-002333PV2610NM | 2.61 | 2.61 | 0.94 | 0 | E Bridgewater | MA | SEMA | Massachusetts Electric Company
41318 | MA_360_0.75 PV_0 FAIRLEE LN_NORTON | 48819 | BLUEWAVE7629-02766PV500NM | 0.75 | 0.75 | 0.274 | 0 | Norton | MA | SEMA | Massachusetts Electric Company
41319 | MA_365_2 PV_880 BEECH ST_ROCKLAND | 43908 | NEXTSUN ENERGY-02370PV2000NM | 2 | 2 | 0.788 | 0 | Rockland | MA | SEMA | Massachusetts Electric Company
41320 | MA_399_2 PV_105 NORTH ST_PALMER | 43907 | PALMER SOLAR-01069PV2000NM | 2 | 2 | 0.98 | 0 | PALMER | MA | WMA | Massachusetts Electric Company
41321 | MA_401_0.8 PV_750 S BARRE RD_BARRE | 42603 | BARRE1-750BARRE-01005-PV | 0.8 | 0.8 | 0.325 | 0 | Barre | MA | WMA | Massachusetts Electric Company
41322 | MA_405_1 PV_702 S MAIN ST_ORANGE | 43707 | CITY OF LOWELL2-01364PV1000NM | 1 | 1 | 0.849 | 0 | ORANGE | MA | WMA | Massachusetts Electric Company
41324 | MA_406_2 PV_702 S MAIN ST_ORANGE | 43706 | CITY OF LOWELL1-01364PV2000NM | 2 | 2 | 0.494 | 0 | ORANGE | MA | WMA | Massachusetts Electric Company
41326 | MA_411_0.4995 PV_650 W CROSS RD_CLARKSBURG | 50127 | CLARKSBURGSOLAR-01247PV499NM | 0.499 | 0.499 | 0.223 | 0 | Clarksburg | MA | WMA | Massachusetts Electric Company
41328 | MA_375_0.3 PV_454 S MAIN ST_W BRIDGEWATER | 43991 | PROFETTY-02379PV300NM | 0.3 | 0.3 | 0.134 | 0 | W. Bridgewater | MA | SEMA | Massachusetts Electric Company
41329 | MA_413_0.499 PV_926 N STATE RD_CHESHIRE | 50124 | LODESTARSOLAR-01225PV499NM | 0.499 | 0.499 | 0.26 | 0 | Cheshire | MA | WMA | Massachusetts Electric Company
41330 | MA_414_1 PV_300 EAST RD_ADAMS | 43916 | TOWN OF ADAMS-01220PV1000NM | 1 | 1 | 0.383 | 0 | ADAMS | MA | WMA | Massachusetts Electric Company
41332 | MA_379_0.936 PV_33 GILBERTVILLE RD_WARE | 50130 | VHWBROOKFIELD#2-01082PV936NM | 0.936 | 0.936 | 0.535 | 0 | Ware | MA | WMA | Massachusetts Electric Company
41333 | MA_415_0.999 PV_76 E STAHL RD_ASHLEY FALLS | 47364 | HA MA SOLAR-01222PV999NM | 0.999 | 0.999 | 0.543 | 0 | Ashley Falls | MA | WMA | Massachusetts Electric Company
41334 | MA_384_3.8 PV_2189 BAPTIST-HILL RD_PALMER | 49374 | BLUEWAVE CAPITAL-01069PV3800NM | 3.8 | 3.8 | 1.609 | 0 | Palmer | MA | WMA | Massachusetts Electric Company
41335 | MA_418_0.499 PV_49 LIME-KILN RD_SHEFFIELD | 50148 | SHMASHEFFIELD-01257PV499NM | 0.499 | 0.499 | 0.26 | 0 | Sheffield | MA | WMA | Massachusetts Electric Company
41336 | MA_386_0.496 PV_0 TINKHAM RD_WILBRAHAM | 49248 | GE.TINKHAMRD-01095PV496NM | 0.496 | 0.496 | 0.214 | 0 | Wilbraham | MA | WMA | Massachusetts Electric Company
41337 | MA_391_0.96 PV_70 WARE RD_WEST WARREN | 48719 | HOUSATONIC-WARE-01092PV960NM | 0.96 | 0.96 | 0.493 | 0 | WEST WARREN | MA | WMA | Massachusetts Electric Company
41338 | MA_420_2.5 PV_293 PARK ST_HOUSATONIC | 48674 | RES.RD.HOLDINGS-02136PV2500NM | 2.5 | 2.5 | 1.334 | 0 | Housatonic | MA | WMA | Massachusetts Electric Company
41339 | MA_52_0.99 PV_189 MENDON ST_UXBRIDGE | 50059 | CECSOLAR#1084-01569PV990NM | 0.99 | 0.99 | 0.444 | 0 | Uxbridge | MA | RI | Massachusetts Electric Company
41340 | MA_393_1 PV_414 LITTLE-REST RD_WARREN | 43922 | SOLVENTERRA 4-01083PV1000NM | 1 | 1 | 0.555 | 0 | WARREN | MA | WMA | Massachusetts Electric Company
41341 | MA_422_0.6 PV_100 SIMPLEX DR_WESTMINSTER | 48232 | TOWN OF WENDELL-01473PV600NM | 0.6 | 0.6 | 0.254 | 0 | Westminster | MA | WMA | Massachusetts Electric Company
41342 | MA_96_0.499 PV_0 THEODORE DR_WESTMINSTER | 50874 | THEODRSOLARLLC_C-01473PV499NM | 0.499 | 0.499 | 0.261 | 0 | Westminster | MA | WMA | Massachusetts Electric Company
41343 | MA_97_0.499 PV_0 THEODORE DR_WESTMINSTER | 50875 | THEODRSOLARLLC_B-01473PV499NM | 0.499 | 0.499 | 0.25 | 0 | Westminster | MA | WMA | Massachusetts Electric Company
41345 | MA_433_3 PV_1050 HILLDALE AV_HAVERHILL | 50413 | BWCFIVEMILERIVER-01832PV3000NM | 3 | 3 | 1.693 | 0 | Haverhill | MA | BOSTON | Massachusetts Electric Company
41346 | MA_443_1 PV_72 W DUDLEY RD_DUDLEY | 66238 | SOLARMAMGMT1-01571SOLAR1000NM | 1 | 1 | 0.429 | 0 | Dudley | MA | WMA | Massachusetts Electric Company
41347 | MA_301_2 PV_0 SHIRLEY RD_LANCASTER | 46914 | BILLERICA-01523PV2499NM | 2.499 | 2.499 | 0.87 | 0 | Lancaster | MA | CMA/NEMA | Massachusetts Electric Company
41348 | MA_302_1.5 PV_169 LEOMINSTER RD_SHIRLEY | 49895 | SHIRLEYLANDFILL-01464PV1000NM | 1 | 1 | 0.505 | 0 | Shirley | MA | CMA/NEMA | Massachusetts Electric Company
41349 | MA_322_1 PV_1 HARE RD_STURBRIDGE | 50456 | BWCSTURBRIDGE#2-01566PV1000NM | 1 | 1 | 0.39 | 0 | Sturbridge | MA | WMA | Massachusetts Electric Company
41350 | MA_8_3.72 PV_0 THATCHER ST_BROCKTON | 50201 | BROCKTONHOUSING-02302PV3720NM | 3.72 | 3.72 | 1.18 | 0 | Brockton | MA | SEMA | Massachusetts Electric Company
41351 | MA_330_1.4 PV_175-185 E MAIN RD_W BROOKFIELD | 48720 | WESTBROOKFIELD-01585PV1400NM | 1.4 | 1.4 | 0.6 | 0 | W BROOKFIELD | MA | WMA | Massachusetts Electric Company
41352 | MA_340_3.334 PV_280 SUMMER ST_REHOBOTH | 47444 | SUN EDISON ORIG3-02769PV3334NM | 3.334 | 3.334 | 1.649 | 0 | Rehoboth | MA | RI | Massachusetts Electric Company
41353 | MA_331_0.8 PV_94 JOHN-GILBERT RD_W BROOKFIELD | 48749 | ARSENAULT2103-01585PV800NM | 0.8 | 0.8 | 0.39 | 0 | W Brookfield | MA | WMA | Massachusetts Electric Company
41354 | MA_333_3 PV_38 MADBROOK RD_N BROOKFIELD | 46567 | NORTH BROOKFIELD-01535PV3000NM | 3 | 3 | 1.371 | 0 | North Brookfield | MA | WMA | Massachusetts Electric Company
41355 | MA_83_0.499 PV_1401 WILLIAMS ST_DIGHTON | 48801 | BELLAENERGY5140-02715PV499NM | 0.499 | 0.499 | 0.246 | 0 | Dighton | MA | SEMA | Massachusetts Electric Company
41356 | MA_297_4.95 PV_125 STILL-RIVER RD_BOLTON | 43892 | SYNCARPHA SOLAR-01740PV4950NM | 4.95 | 4.95 | 2.387 | 0 | BOLTON | MA | CMA/NEMA | Massachusetts Electric Company
41357 | MA_98_0.499 PV_0 THEODORE DR_WESTMINSTER | 50879 | THEODRSOLARLLC_A-01473PV499NM | 0.499 | 0.499 | 0.249 | 0 | Westminster | MA | WMA | Massachusetts Electric Company
41358 | MA_99_0.5 PV_55 W DUDLEY RD_DUDLEY | 50234 | DUDLEYSOLAR#4-01571PV500NM | 0.5 | 0.5 | 0.243 | 0 | Dudley | MA | WMA | Massachusetts Electric Company
41359 | MA_300_2.5 PV_0 SHIRLEY RD_LANCASTER | 46924 | BILLERICA-01523PV2500NM | 2.5 | 2.5 | 1.088 | 0 | Lancaster | MA | CMA/NEMA | Massachusetts Electric Company
41360 | MA_304_2.75 PV_51 FEDERAL-HILL RD_OXFORD | 46644 | UGT RENEW ENERGY-01540PV2750NM | 2.75 | 2.75 | 1.409 | 0 | Oxford | MA | WMA | Massachusetts Electric Company
41361 | MA_213_0.995 PV_6 MCNEIL HW_LEICESTER | 67810 | ANTANAVICA01524SOLAR1000NM | 1 | 1 | 0.439 | 0 | Leicester | MA | WMA | Massachusetts Electric Company
41363 | MA_311_1.38 PV_23 CUDWORTH RD_WEBSTER | 49288 | BLUEWAVEWEBSTER-01570PV1380NM | 1.38 | 1.38 | 0.659 | 0 | Webster | MA | WMA | Massachusetts Electric Company
41364 | MA_222_0.48 PV_26 THEODORE DR_WESTMINSTER | 67556 | CLEANFOOTPRINT01473SOLAR480NM | 0.48 | 0.48 | 0.27 | 0 | Westminster | MA | WMA | Massachusetts Electric Company
41365 | MA_345_0.25 PV_1140 AIRPORT RD_FALL RIVER | 46566 | PRECISE PACKAGING-02720PV250NM | 0.25 | 0.25 | 0.046 | 0 | Fall River | MA | SEMA | Massachusetts Electric Company
41366 | MA_286_1 PV_19 WOODCHUCK LN_SPENCER | 50826 | WOODCHUCKLNSOLAR-01562PV1000NM | 1 | 1 | 0.522 | 0 | Spencer | MA | WMA | Massachusetts Electric Company
41367 | MA_348_1.82 PV_120 South Street_WESTBOROUGH | 46653 | WESTBORO SOLAR-01581PV1820NM | 1.82 | 1.82 | 0.797 | 0 | Westborough | MA | CMA/NEMA | Massachusetts Electric Company
41368 | MA_295_2.196 PV_100 ADAMS RD_CLINTON | 50412 | TOWNOFWENDELL-01510PV1954NM | 1.954 | 1.954 | 1.126 | 0 | Clinton | MA | CMA/NEMA | Massachusetts Electric Company
41370 | MA_343_0.5 PV_247 BAKER RD_SWANSEA | 42631 | CABRAL-247BAKER-02777-PV | 0.5 | 0.5 | 0.197 | 0 | Swansea | MA | SEMA | Massachusetts Electric Company
41371 | MA_344_3.13 PV_2729 ELM ST_DIGHTON | 50077 | NRGDIGHTONLLC-02715PV3130NM | 3.13 | 3.13 | 1.591 | 0 | dighton | MA | SEMA | Massachusetts Electric Company
41372 | MA_346_0.65 PV_0 SCHOOL ST_SOUTHBOROUGH | 50820 | SECURITYREALTY-01772PV650NM | 0.65 | 0.65 | 0.306 | 0 | Southborough | MA | CMA/NEMA | Massachusetts Electric Company
41374 | MA_350_1.91 PV_116 Milford Road_South Grafton | 43698 | NTHBRDGE SOLAR-01560PV1910NM | 1.91 | 1.91 | 1.123 | 0 | SOUTH GRAFTON | MA | RI | Massachusetts Electric Company
41376 | MA_351_3 PV_436 NE MAIN ST_DOUGLAS | 43682 | NEXTSUN ENERGY-01516PV3000NM | 3 | 3 | 1.508 | 0 | DOUGLAS | MA | RI | Massachusetts Electric Company
41378 | MA_376_1.5 PV_280 DRIFTWAY_SCITUATE | 43683 | TWN OF SCITUATE1-02066PV1500NM | 1.5 | 1.5 | 0.213 | 0 | SCITUATE | MA | SEMA | Massachusetts Electric Company
41380 | MA_377_1.5 PV_280 DRIFTWAY_SCITUATE | 43659 | TWN OF SCITUATE2-02066PV1500NM | 1.5 | 1.5 | 0.343 | 0 | SCITUATE | MA | SEMA | Massachusetts Electric Company
41383 | MA_396_1 PV_203 STATE ST_PALMER | 46657 | INDIAN HILL-01069PV1000NM | 1 | 1 | 0.522 | 0 | Palmer | MA | WMA | Massachusetts Electric Company
41384 | MA_397_1 PV_203 STATE ST_PALMER | 46660 | STATE SOLAR-01069PV1000NM | 1 | 1 | 0.542 | 0 | Palmer | MA | WMA | Massachusetts Electric Company
41385 | MA_398_1 PV_203 STATE ST_PALMER | 46659 | BROWN SOLAR-01069PV1000NM | 1 | 1 | 0.534 | 0 | Palmer | MA | WMA | Massachusetts Electric Company
41387 | MA_427_1.31101 PV_1020 WESTFORD ST_LOWELL | 43918 | CITY OF LOWELL-01851PV1333NM | 1.333 | 1.333 | 0.344 | 0 | LOWELL | MA | CMA/NEMA | Massachusetts Electric Company
41389 | MA_435_1.8 PV_100 DANTON DR_METHUEN | 46220 | BERKELEY-01844PV2000NM | 2 | 2 | 0.722 | 0 | Methuen | MA | BOSTON | Massachusetts Electric Company
41393 | MA_441_0.26 PV_360 LYNN-FELLS PK_MELROSE | 43993 | CITY OF MELROSE-02176PV260NM | 0.26 | 0.26 | 0.11 | 0 | Melrose | MA | BOSTON | Massachusetts Electric Company
41395 | MA_281_4.883 PV_370 Auburn St_LEICESTER | 47210 | LEICESTER ONE-01524PV4883NM | 4.883 | 4.883 | 2.265 | 0 | Leicester | MA | WMA | Massachusetts Electric Company
41406 | Rear Somers PV | 73558 | SOMER01036SOLAR3875AOBC | 3.875 | 3.875 | 3.528 | 2.277 | HAMPDEN | MA | WMA | Enel X North America, Inc.
41407 | Nugen PV - East Greenwich, RI 1 | 71235 | NUGEN02818SOLAR4980NM | 4.98 | 4.98 | 1.92 | 0 | EAST GREENWICH | RI | RI | The Narragansett Electric Company
41409 | MA_388_1 PV_547-B LITTLE-REST RD_WARREN | 43937 | SOLVENTERRA 2-01083PV1000NM | 1 | 1 | 0.559 | 0 | WARREN | MA | WMA | Massachusetts Electric Company
41413 | MA_380_1.89 PV_262 LOWER RD_GILBERTVILLE | 47447 | BWC 5 MILE RIVER-01031PV1890NM | 1.89 | 1.89 | 0.798 | 0 | Gilbertville | MA | WMA | Massachusetts Electric Company
41417 | MA_381_1 PV_262 LOWER RD_GILBERTVILLE | 47448 | BWC 5 MILE RIVER-01031PV1000NM | 1 | 1 | 0.429 | 0 | Gilbertville | MA | WMA | Massachusetts Electric Company
41419 | MA_421_3.5 PV_229 SOMERS RD_HAMPDEN | 47443 | HA MA SOLAR-01036PV3500NM | 3.5 | 3.5 | 1.735 | 0 | Hampden | MA | WMA | Massachusetts Electric Company
41420 | MA_389_1 PV_547-A LITTLE-REST RD_WARREN | 43936 | SOLVENTERRA 1-01083PV1000NM | 1 | 1 | 0.541 | 0 | WARREN | MA | WMA | Massachusetts Electric Company
41421 | MA_424_2 PV_3 CAILIN RD_BEVERLY | 46565 | CABOT BEVERLY-01915PV2000NM | 2 | 2 | 0.424 | 0 | Beverly | MA | BOSTON | Massachusetts Electric Company
41422 | MA_416_1.988 PV_67 VAN-DEUSENVILLE RD_HOUSATONIC | 48742 | HOUSATONIC 1734-01236PV2100NM | 2.1 | 2.1 | 1.057 | 0 | Housatonic | MA | WMA | Massachusetts Electric Company
41423 | MA_419_0.25 PV_1399 N MAIN ST_SHEFFIELD | 50156 | SHMASHEFFIELD3-01257PV250NM | 0.25 | 0.25 | 0.128 | 0 | Sheffield | MA | WMA | Massachusetts Electric Company
41424 | MA_430_0.308 PV_500 PRINCETON WA_WESTFORD | 50216 | PRINCETONWORC.-01886PV323NM | 0.323 | 0.323 | 0.124 | 0 | Westford | MA | CMA/NEMA | Massachusetts Electric Company
41425 | MA_439_2.85 PV_200 IRON-HORSE PA_BILLERICA | 49668 | IRONHORSESOLAR-01862PV2850NM | 2.85 | 2.85 | 1.458 | 0 | North Billerica | MA | CMA/NEMA | Massachusetts Electric Company
41427 | MA_282_0.499 PV_1A BOUTILIER RD_LEICESTER | 66097 | BOUTILIERSOLAR-01524PV499NM | 2.886 | 2.886 | 0.275 | 0 | Leicester | MA | WMA | Massachusetts Electric Company
41429 | MA_366_0.332 PV_146 CAMPANELLI PK_STOUGHTON | 43491 | 146 CAMPANELLI-02072PV332NM | 0.332 | 0.332 | 0.123 | 0 | Stoughton | MA | SEMA | Massachusetts Electric Company
41430 | MA_387_1 PV_547 LITTLE-REST RD_WARREN | 43938 | SOLVENTERRA 3-01083PV1000NM | 1 | 1 | 0.521 | 0 | WARREN | MA | WMA | Massachusetts Electric Company
41434 | MA_116_0.45 PV_891 MONAHAN DR_UXBRIDGE | 48778 | CECSOLAR#1051-01569PV450NM | 0.45 | 0.45 | 0.21 | 0 | Uxbridge | MA | RI | Massachusetts Electric Company
41435 | MA_371_2.4 PV_174 HOBOMOCK ST_PEMBROKE | 50829 | ONYXDEVGRP-02359PV2400NM | 2.4 | 2.4 | 1.296 | 0 | Pembroke | MA | SEMA | Massachusetts Electric Company
41436 | MA_372_2.492 PV_0 MONPONSETT ST_HALIFAX | 48171 | HALIFAX SOLAR NG-02338PV2500NM | 2.5 | 2.5 | 1.312 | 0 | Halifax | MA | SEMA | Massachusetts Electric Company
41438 | MA_2_4.968 PV_0 WILLOW AV_HAVERHILL | 50106 | SALISBURYHOUSING-01830PV4968NM | 4.968 | 4.968 | 2.14 | 0 | Haverhill | MA | BOSTON | Massachusetts Electric Company
41476 | MA_394_2 PV_205 STURBRIDGE RD_BRIMFIELD | 46641 | 205 STURBRIDGE-01010PV2998NM | 2.998 | 2.998 | 0.611 | 0 | Brimfield | MA | WMA | Massachusetts Electric Company
41516 | WODS | 49370 | 90 WOODS HILL RD. POMFRET CT | 20 | 20 | 10.564 | 0 | Pomfret | CT | CT | Woods Hill Solar, LLC
41519 | Altus New Marlborough | 74592 | ALTUSNEWMARLBOROUGH_SOG_QF | 2 | 2 | 2 | 1 | NEW MARLBOROUGH | MA | WMA | Tyr Energy, LLC
41535 | FGE Solarway Capacity | 50584 | SOLARWAY (PV) | 1 | 1 | 0.072 | 0 | Fitchburg | MA | WMA | Fitchburg Gas & Electric Light Company
41536 | Kearsarge Kenyon Woods | 71674 | KEARSARGE02879SOLAR3168NM | 3.168 | 3.168 | 1.61 | 0 | WAKEFIELD | RI | RI | The Narragansett Electric Company
41539 | Kearsarge Westerly | 69704 | KEARSARGE02808SOLAR4000NM | 4 | 4 | 2.57 | 0 | BRADFORD | RI | RI | The Narragansett Electric Company
41540 | Kearsarge Tiverton | 69650 | COOK02878SOLAR2376NM | 2.376 | 2.376 | 1.091 | 0 | TIVERTON | RI | SEMA | The Narragansett Electric Company
41546 | Kearsarge Upper Union ESS | 69235 | KEARSARGE - FRANKLIN_GEN | 0.8 | 0.8 | 0.8 | 0.8 | FRANKLIN | MA | RI | Galt Power Inc.
41548 | Kearsarge Montague BD ESS | 69228 | KEARSARGE - MONTAGUE_GEN | 1.27 | 1.27 | 1.253 | 1.253 | MONTAGUE | MA | WMA | Galt Power Inc.
41549 | Kearsarge Haverhill PV | 69819 | KEARSARGE01835SOLAR4800AOBC | 4.8 | 4.8 | 1.49 | 0 | HAVERHILL | MA | BOSTON | Massachusetts Electric Company
41550 | Kearsarge Haverhill ESS | 69232 | KEARSARGE - HAVERHILL_GEN | 2 | 2 | 2 | 2 | HAVERHILL | MA | BOSTON | Galt Power Inc.
41551 | Kearsarge William Way PV | 71636 | KEARSARGE02019SOLAR4400AOBC | 4.4 | 4.4 | 2.415 | 0 | BELLINGHAM | MA | RI | Massachusetts Electric Company
41552 | Kearsarge William Way ESS | 69816 | KEARSARGE WILLIAM WAY CSF_GEN | 2.64 | 2.64 | 2.55 | 2.55 | BELLINGHAM | MA | RI | Galt Power Inc.
41555 | Alton Bradford Road Solar | 50835 | ALTON BRADFORD ROAD SOLAR | 13.875 | 13.875 | 5.141 | 0 | Hopkinton | RI | RI | Galt Power Inc.
41557 | Hope Farm Solar | 49029 | HOPE FARM SOLAR | 10.4 | 10.4 | 4.362 | 0 | Hope | RI | RI | Galt Power Inc.
41563 | Gravel Pit Solar 1 | 74351 | GRAVEL PIT SOLAR | 120 | 120 | 10 | 0 | BROAD BROOK | CT | CT | Gravel Pit Solar, LLC
41566 | Great Lakes Millinocket | 69256 | MILLINOCKET RENEWABLE BES_GEN | 20 | 20 | 20 | 20 | MILLINOCKET | ME | BHE | Brookfield Renewable Trading And Marketing LP
41593 | Berkshire Wind Phase 2 | 67726 | BERKSHIRE WIND PHASE 2 | 4.6 | 4.6 | 0.918 | 2.175 | Hancock | MA | WMA | Massachusetts Municipal Wholesale Electric Company
44103 | Breckenridge | 69516 | BRECKENRIDGE01069SOLAR4950AOBC | 4.95 | 4.95 | 4.388 | 2.208 | PALMER | MA | WMA | Enel X North America, Inc.
44104 | Williamsville | 71375 | WILLIAMSVILLE | 4.95 | 4.95 | 4.95 | 3.25 | Hubbardston | MA | WMA | Enel X North America, Inc.
44110 | 0008 - Clark - PV+BESS | 73719 | TJA01440SOLAR4990AOBC2 | 4.99 | 4.99 | 4.485 | 3 | GARDNER | MA | WMA | Nexamp Markets, LLC
44111 | 0008 - Brockelman - PV+BESS | 73717 | PVPRO01523SOLAR1000AOBC2 | 1 | 1 | 0.987 | 0.987 | LANCASTER | MA | CMA/NEMA | Nexamp Markets, LLC
44115 | Lunenburg Solar [Elec] | 74758 | 190 ELECTRIC AVE [LUNENBURG] | 0.999 | 0.999 | 0.999 | 0.999 | Lunenburg | MA | WMA | Nexamp Markets, LLC
44116 | NuGen PV - Bristol Landfill, RI | 74794 | NUGENMINTURN02809SOLAR4648NM | 4.98 | 4.98 | 1.992 | 0 | BRISTOL | RI | RI | The Narragansett Electric Company
44127 | Northbridge Solar [McQuade] | 75414 | MCQUADE01534SOLAR2930AOBC | 2.93 | 2.93 | 2.93 | 2 | Northbridge | MA | RI | Nexamp Markets, LLC
44128 | 0008 - Conway - PV+BESS | 73715 | SM_AOBC_NEXAMP_CONWAY PV+BESS | 4.4 | 4.4 | 4.4 | 2 | CONWAY | MA | WMA | SYSO Inc.
44174 | Heron Crossing Solar | 74748 | HERON02072PV2000AOBC | 2 | 2 | 2 | 1 | Stoughton | MA | SEMA | Nexamp Markets, LLC
44197 | 0721 - Bowden - PV | 68193 | ZEROPTENG01057SLR2000SMQF | 2 | 2 | 0.744 | 0 | Monson | MA | WMA | SYSO Inc.
44209 | Kearsarge East Providence | 69735 | KEARSARGE02914SOLAR2000NM | 2 | 2 | 1.008 | 0 | EAST PROVIDENCE | RI | RI | The Narragansett Electric Company
44210 | Kearsarge Burrillville | 71764 | LOG02830SOLAR3900NM | 3.9 | 3.9 | 2.104 | 0 | BURRILLVILLE | RI | RI | The Narragansett Electric Company
44211 | Kearsarge Portsmouth | 73584 | KEASERGSOLARLLC028714999NM | 4.999 | 4.999 | 2.822 | 0 | PORTSMOUTH | RI | SEMA | The Narragansett Electric Company
44212 | Kearsarge Richmond | 71703 | ISM02898SOLAR2800NM | 2.8 | 2.8 | 1.63 | 0 | WYOMNIG | RI | RI | The Narragansett Electric Company
44213 | Kearsarge Smithfield | 73236 | KEARSARGE SMITHFIELD PV | 8 | 8 | 4.714 | 0 | SMITHFIELD | RI | RI | Galt Power Inc.
44214 | Kearsarge URI Parking | 74318 | KEARSARGEURI02881S0LAR1000NM | 1 | 1 | 0.632 | 0 | KINGSTON | RI | RI | The Narragansett Electric Company
44219 | MSGT Alexander Cotton Solar | 71885 | MSGT ALEXANDER COTTON SOLAR | 6.13 | 6.13 | 1.735 | 0 | LUDLOW | MA | WMA | Massachusetts Municipal Wholesale Electric Company
44227 | Kearsarge Beverly HS PV | 74198 | KBEVERLY01915SOLAR2000AOBC | 2 | 2 | 0.996 | 0 | Beverly | MA | BOSTON | Massachusetts Electric Company
44228 | Kearsarge Beverly HS ESS | 71906 | KEARSARGE BEVERLY HS_GEN | 1.76 | 1.76 | 1.5 | 1.5 | BEVERLY | MA | BOSTON | Galt Power Inc.
44231 | Kearsarge Upper Union PV1 | 73735 | KUUNION02038SOLAR996QF | 0.996 | 0.996 | 0.591 | 0 | FRANKLIN | MA | RI | Massachusetts Electric Company
44234 | E_Gramercy | 73679 | GRAMERCY02379SOLAR1400SMQF2 | 2.4 | 2.4 | 1.4 | 1 | WEST BRIDGEWATER | MA | SEMA | Enel X North America, Inc.
44239 | S_Holliston | 73710 | SM_AOBC MARSHALL ST ID 2387342 | 4.999 | 4.999 | 4.999 | 4.999 | HOLLISTON | MA | BOSTON | Enel X North America, Inc.
44242 | S_Lake | 73708 | SM_AOBC PLYMP LAKE ID2279426 | 2.5 | 2.5 | 2.5 | 2.5 | PLYMPTON | MA | SEMA | Galt Power Inc.
44248 | 0729 - Ring Road - PV + BESS | 75028 | SM_AOBC RING ROAD ID9370393 | 2 | 2 | 2 | 2 | Plympton | MA | SEMA | SYSO Inc.
44256 | 0711 - Westerly - PV | 69844 | AMERESCO SPRINGBROOK RD SOLAR | 6.474 | 6.474 | 2.606 | 0 | WESTERLY | RI | RI | SYSO Inc.
44282 | Grasshopper 142 Blackstone | 74593 | 142BLACKSTONE_SOG_AOBC | 3.6 | 3.6 | 3.078 | 2.5 | BLACKSTONE | MA | RI | Tyr Energy, LLC
44287 | A_North Brookfield | 75460 | NBROOKFIELDAOBC | 4.2 | 4.2 | 4.2 | 3.465 | NORTH BROOKFIELD | MA | WMA | Enel X North America, Inc.
44288 | A_Coy Hill | 74165 | COYHILL01083SOLAR4000AOBC | 4 | 4 | 4 | 2.522 | WARREN | MA | WMA | Enel X North America, Inc.
44289 | A_Driving Range A (West) | 71428 | DRIVING RANGE A | 4.95 | 4.95 | 4.95 | 3.364 | LANCASTER | MA | WMA | Enel X North America, Inc.
44290 | A_Driving Range C (East) | 74168 | DRANC01523SOLAR4600AOBC | 4.95 | 4.95 | 3.027 | 3.027 | LANCASTER | MA | CMA/NEMA | Enel X North America, Inc.
44291 | A_Randall | 74167 | RANDALLMA01503SOLAR4950AOBC | 4.95 | 4.95 | 4.95 | 3.029 | BERLIN | MA | WMA | Enel X North America, Inc.
44293 | Grasshopper Wilson Street | 74594 | WILSON STREET_SOG | 1.8 | 1.8 | 1.73 | 1.3 | HOPKINTON | MA | BOSTON | Tyr Energy, LLC
44306 | Ware Palmer Solar PV and Battery | 71276 | DPALMER01082SOLAR3000AOBC | 3 | 3 | 2.952 | 1.862 | WARE | MA | WMA | Massachusetts Electric Company
44307 | 0711 - Westport - PV | 68630 | SM_P2 HIXBRIDGESOLAR ID2227530 | 0.48 | 0.48 | 0.183 | 0 | WESTPORT | MA | SEMA | SYSO Inc.
44308 | 0711 - Gardner - PV | 68339 | AMERESCO01440SOLAR2500SMQF | 2.5 | 2.5 | 0.922 | 0 | GARDNER | MA | CMA/NEMA | SYSO Inc.
44313 | Wallum Solar PV and Battery | 71709 | WALLUM01516SOLAR4998AOBC | 4.998 | 4.998 | 4.918 | 3.724 | DOUGLAS | MA | RI | Massachusetts Electric Company
44314 | East Brookfield Adams Solar PV and Battery | 71274 | DADAMS01515SOLAR4980AOBC | 4.98 | 4.98 | 4.843 | 2.909 | EAST BROOKFIELD | MA | WMA | Massachusetts Electric Company
44317 | 0711 - Hampden - PV+BESS | 75553 | SM_AOBC HAMPDEN | 3.818 | 3.818 | 3.818 | 2.417 | Hampden | MA | WMA | SYSO Inc.
44330 | Berlin Renewable BES | 73290 | BERLIN RENEWABLE CSF_GEN | 14 | 14 | 13.977 | 13.83 | BERLIN | NH | NH | Brookfield Renewable Trading And Marketing LP
44331 | Rumford Renewable BES | 73286 | RUMFORD RENEWABLE CSF_GEN | 8 | 8 | 7.98 | 6.926 | RUMFORD | ME | ME | Brookfield Renewable Trading And Marketing LP
44335 | Bonny Eagle Renewable BES | 73278 | BONNY EAGLE RENEWABLE CSF_GEN | 8 | 8 | 8 | 7.794 | HOLLIS CENTER | ME | SME | Brookfield White Pine Hydro LLC
44337 | C_77 Farm to Market | 71699 | SM_AOBC 77FTMWHAM8 ID2260144 | 4.999 | 4.999 | 4.999 | 2.31 | WAREHAM | MA | SEMA | Enel X North America, Inc.
44343 | Partridge Road (PV) | 73595 | SM_AOBC_ENGIE_LANESBOROUGH | 4.99 | 4.99 | 2.043 | 0 | LANESBOROUGH | MA | WMA | Genbright, LLC
44344 | Partridge Road (ESS) | 71894 | GENBRIGHT PARTRIDGE_GEN | 3 | 3 | 2.948 | 2.948 | Lanesborough | MA | WMA | Genbright, LLC
44345 | Syncarpha Blandford - Battery 1063 | 68491 | BLANDFORD_GEN | 3.9 | 3.9 | 3.9 | 3.9 | BLANDFORD | MA | WMA | Marie's Way Solar I, LLC
44346 | Syncarpha Blandford - Solar 1063 | 68611 | SM_AOBC-SYNCARPHA BLANDFORD PV | 4.92 | 4.92 | 1.099 | 0 | BLANDFORD | MA | WMA | NSTAR Electric Company
44349 | Hartford Pike Solar II | 69941 | 2HARTFORD02825SOLAR2586NM | 2.586 | 2.586 | 0.948 | 0 | FOSTER | RI | RI | The Narragansett Electric Company
44358 | Grasshopper Brook Street | 76130 | GRASSHOPPER BROOK STREET | 2.7 | 2.7 | 1.73 | 1.75 | DIGHTON | MA | SEMA | Tyr Energy, LLC
44363 | 0462 - Amherst - PV+BESS | 73449 | SM_AOBC_CARVAL_AMHERST SOLAR | 2.5 | 2.5 | 1.925 | 1.925 | AMHERST | MA | WMA | SYSO Inc.
44366 | C_Maple | 71689 | SM_AOBC MAPLESTSOLAR ID2292179 | 4 | 4 | 4 | 2.31 | Bellingham | MA | RI | Enel X North America, Inc.
44368 | C_Tihonet | 71693 | SM_AOBC 160TIHWHAM8 ID2247819 | 4.999 | 4.999 | 5 | 3.3 | WAREHAM | MA | SEMA | Enel X North America, Inc.
44370 | C_299 Farm to Market | 71697 | SM_AOBC 299F2M WHAM8 ID2260699 | 3 | 3 | 3 | 2.31 | WAREHAM | MA | SEMA | Enel X North America, Inc.
44395 | Valta Fort Pond | 69841 | FORT POND CSF_GEN | 3.003 | 3.003 | 3 | 3 | LANCASTER | MA | CMA/NEMA | Tyr Energy, LLC
44422 | Old Frontier III | 74753 | SM_AOBC_OLD FRONTIER III PV | 2 | 2 | 2 | 1 | SOUTH DEERFIELD | MA | WMA | Nexamp Markets, LLC
44431 | C_Charlotte Furnace | 71698 | SM_AOBC 71CFRWHAM8 ID2253372 | 1 | 1 | 1 | 1 | WEST WAREHAM | MA | SEMA | Enel X North America, Inc.
44445 | 0008 - Hedges Pond - PV+BESS | 74164 | SM_AOBC_2274654_HEDGES POND | 3.525 | 3.525 | 1.629 | 1.629 | PLYMOUTH | MA | SEMA | Nexamp Markets, LLC
44446 | Syncarpha Carver - Battery | 73242 | SYNCARPHA CARVER CSF_GEN | 3.968 | 3.968 | 3.968 | 3.968 | Carver | MA | SEMA | Marie's Way Solar I, LLC
44447 | Syncarpha Carver - Solar | 76020 | SM_AOBC 104TREMONT ID2277381 | 4.98 | 4.98 | 0.999 | 0 | Carver | MA | SEMA | Marie's Way Solar I, LLC
44473 | Bernardston | 74752 | QF_AOBC_BERNARDSTON MA PV | 1.41 | 1.41 | 1.307 | 1.41 | Bernardston | MA | WMA | Nexamp Markets, LLC
44478 | Syncarpha Dewitt - Solar | 73492 | DEWITT SOLAR, LLC | 4.5 | 4.5 | 2.305 | 0 | Old Town | ME | BHE | Versant Power
44488 | CVE Wing Lane PV | 73452 | SM_AOBC SUNRISE WING ID2301808 | 2.5 | 2.5 | 1.38 | 0 | Acushnet | MA | SEMA | Genbright, LLC
44489 | CVE Wing Lane ESS | 71315 | CVE WING LANE APOLLO_CSF_GEN | 1.12 | 1.12 | 1.12 | 1.12 | ACUSHNET | MA | SEMA | Genbright, LLC
44497 | Blodgett | 71284 | BLODGETT01827SOLARSTORAGE4999 | 4.999 | 4.999 | 4.99 | 3.9 | DUNSTABLE | MA | CMA/NEMA | Enel X North America, Inc.
44498 | Brookwood | 71690 | SM_AOBC BROOKWOODSOL ID2274649 | 4.999 | 4.999 | 4.99 | 3 | Westport | MA | SEMA | Enel X North America, Inc.
44499 | Pleasant | 71427 | PLEASANT | 4.5 | 4.5 | 4.5 | 4.455 | DUNSTABLE | MA | CMA/NEMA | Enel X North America, Inc.
44500 | Syncarpha Leicester | 74630 | LEICESTER_SOG_AOBC | 2.6 | 2.6 | 2.592 | 2 | Leicester | MA | WMA | Marie's Way Solar I, LLC
44571 | COMERFORD_1 | 47366 | COMERFORD 1 | 22 | 22 | 21.807 | 21.936 | Monroe | NH | NH | Great River Hydro, LLC
44572 | COMERFORD_2 | 47367 | COMERFORD 2 | 49 | 49 | 48.109 | 48.393 | Monroe | NH | NH | Great River Hydro, LLC
44573 | COMERFORD_3 | 47368 | COMERFORD 3 | 49 | 49 | 48.109 | 48.393 | Monroe | NH | NH | Great River Hydro, LLC
44574 | COMERFORD_4 | 47369 | COMERFORD 4 | 49 | 49 | 48.11 | 48.394 | Monroe | NH | NH | Great River Hydro, LLC
44575 | MOORE_1 | 47370 | MOORE 1 | 47.825 | 47.825 | 47.258 | 47.761 | Littleton | NH | NH | Great River Hydro, LLC
44576 | MOORE_2 | 47371 | MOORE 2 | 47.825 | 47.825 | 47.258 | 47.761 | Littleton | NH | NH | Great River Hydro, LLC
44577 | MOORE_3 | 47372 | MOORE 3 | 47.825 | 47.825 | 47.258 | 47.761 | Littleton | NH | NH | Great River Hydro, LLC
44578 | MOORE_4 | 47373 | MOORE 4 | 47.825 | 47.825 | 47.258 | 47.761 | Littleton | NH | NH | Great River Hydro, LLC
44579 | MOORE_5 | 69828 | MOORE 5 | 4.5 | 4.5 | 4.5 | 4.5 | LITTLETON | NH | NH | Great River Hydro, LLC
44584 | 0423 - River Street Associates - PV+BESS | 74213 | RIVER02338SOLAR1500QF2 | 1.5 | 1.5 | 1.5 | 1.242 | HALIFAX | MA | SEMA | SYSO Inc.
44587 | Leicester Street Solar (166253) | 71605 | AGILITAS AUBURN CSF_GEN | 4.875 | 4.875 | 4.875 | 3.625 | AUBURN | MA | WMA | Leicester Street Solar, LLC
44594 | 0789 - 118 Echo Rd - PV+BESS | 75555 | SM_QF 118 ECHO RD | 0.5 | 0.5 | 0.5 | 0.5 | Mashpee | MA | SEMA | SYSO Inc.
44597 | Kearsarge Kingston PV & ESS | 76144 | KEARSARGEKINGSTON ESS PV | 0.9 | 0.9 | 0.9 | 0.9 | KINGSTON | MA | SEMA | Vermont Public Power Supply Authority
44598 | 0711 - Cumberland Manville - PV | 70095 | MANVILLE02864SOLAR4482NM | 4.482 | 4.482 | 2.529 | 0 | CUMBERLAND | RI | RI | SYSO Inc.
44601 | 0008 - Blacksmith - PV+BESS | 73495 | SM_AOBC_2322598_BLACKSMITH RD | 4.95 | 4.95 | 4.95 | 3.3 | EAST FALMOUTH | MA | SEMA | Nexamp Markets, LLC
44602 | 0711 - Bethel Landfill - PV | 73419 | BETHEL LANDFILL PV | 0.75 | 0.75 | 0.403 | 0 | BETHEL | CT | SWCT | SYSO Inc.
44607 | Agawam PV | 71701 | SM_AOBCAGAWAMPVESS_6S5606-2019 | 3.6 | 3.6 | 3.6 | 1.25 | Agawam | MA | WMA | Galt Power Inc.
44608 | 0711 - Tiverton Crandall Rd 1 - PV | 69708 | AMERSCO02878SOLAR1826NM | 1.826 | 1.826 | 1.015 | 0 | TIVERTON | RI | SEMA | SYSO Inc.
44609 | 0711 - Tiverton Crandall Rd 2 - PV | 69716 | AMERSCO02878SOLAR1660NM | 1.66 | 1.66 | 1.043 | 0 | TIVERTON | RI | SEMA | SYSO Inc.
44611 | Old Middleboro Road Solar, LLC | 73543 | AGILITAS ROCHESTER CSF_GEN | 4.975 | 4.975 | 4.975 | 4.5 | ROCHESTER | MA | SEMA | Old Middleboro Road Solar, LLC
44617 | 0789 - 15 Lincoln - PV+BESS | 74301 | SM_QF NEXTGRD SWTGUM ID2341849 | 1 | 1 | 0.779 | 0.472 | NORFOLK | MA | SEMA | SYSO Inc.
44618 | 0789 - 1490 Central - PV+BESS | 73537 | NGBIRCH02072SOLAR250SMQF | 0.25 | 0.25 | 0.246 | 0.244 | STOUGHTON | MA | SEMA | SYSO Inc.
44619 | Cotuit Solar PV and Battery | 74902 | SM_AOBC ASDCOTUITSOI ID2296564 | 3.11 | 1.412 | 2.869 | 1.412 | SANDWICH | MA | SEMA | PSE US Holdings Inc.
44623 | 0789 - 665 Scenic Highway - PV+BESS | 74984 | SM_QF 665 SCENIC HIGHWAY | 4.999 | 4.999 | 4.999 | 4.999 | Bourne | MA | SEMA | SYSO Inc.
44636 | 0789 - 376 Nash - PV+BESS | 76057 | SM_QF 376 NASH ID2402897 | 0.499 | 0.499 | 0.499 | 0.499 | New Bedford | MA | SEMA | SYSO Inc.
44639 | Mousam Solar | 75636 | MOUSAM RIVER SOLAR | 20 | 20 | 16.544 | 0 | SANFORD | ME | SME | Walden Renewables Development LLC
44646 | Lawsbrook | 73250 | STANDARD LAWSBROOK CSF_GEN | 2 | 2 | 1.926 | 1.926 | ACTON | MA | BOSTON | Tyr Energy, LLC
44647 | Ice House Road | 77217 | ICE HOUSE ROAD 2352302 | 1.326 | 1.326 | 0.56 | 0.56 | MEDFIELD | MA | BOSTON | Tyr Energy, LLC
44648 | Grasshopper 307 Blackstone | 75042 | GRASSHOPPER 307 BLACKSTONE | 4.56 | 4.56 | 4.31 | 3 | BLACKSTONE | MA | RI | Tyr Energy, LLC
44649 | Dudley | 76082 | DUDLEY BESS/PV | 1.25 | 1.25 | 0.491 | 0.491 | DUDLEY | MA | WMA | Tyr Energy, LLC
44651 | C_0 Hammond | 71845 | SM_AOBC HAMWHAM8SOL ID2288775 | 4.95 | 4.95 | 4.849 | 4.849 | Carver | MA | SEMA | Enel X North America, Inc.
44656 | ENA Skyline - Solar | 75601 | SM_AOBC_ENGIE_405_SOUTH_MAIN | 4.536 | 4.536 | 1.536 | 0 | LANESBOROUGH | MA | WMA | Genbright, LLC
44658 | ENA Skyline - Battery | 71898 | GENBRIGHT SKYLINE_GEN | 3 | 3 | 3 | 2.3 | Lanesborough | MA | WMA | Genbright, LLC
44659 | ENA Saddleback - Solar | 73745 | SM_AOBC ENGIE 550 MAIN LANESB | 3.6 | 3.6 | 1.1 | 0 | LANESBOROUGH | MA | WMA | Genbright, LLC
44661 | ENA Saddleback - Battery | 71902 | GENBRIGHT SADDLEBACK_GEN | 2.5 | 2.5 | 2.5 | 2.1 | Lanesborough | MA | WMA | Genbright, LLC
44711 | 0051 - Granville - PV | 73401 | SM_AOBC GRANVILLE SOLAR | 4.5 | 4.5 | 2.828 | 0 | GRANVILLE | MA | WMA | SYSO Inc.
44715 | Madison Middle Road | 74986 | CHATHAM_MIDDLEROAD_SOG | 2.5 | 2.5 | 1.82 | 1.32 | Chatham | MA | SEMA | Tyr Energy, LLC
44716 | S_Main St | 73709 | SM_AOBC PLYMP MAIN ID 2279636 | 4.998 | 4.998 | 4.568 | 3 | PLYMPTON | MA | SEMA | Galt Power Inc.
44719 | C_276 Federal | 71696 | 276 FEDERAL RD ID2250250 | 4.999 | 4.999 | 4.849 | 3.201 | CARVER | MA | SEMA | Enel X North America, Inc.
44721 | C_196 Tremont | 71694 | SM_QF 196TREWHAM8 ID2255727 | 1.455 | 1.455 | 1.455 | 1.455 | CARVER | MA | SEMA | Enel X North America, Inc.
44723 | C_59 Federal | 71695 | SM_AOBC 59FEDWHAM8PV ID2107748 | 4.849 | 4.849 | 4.849 | 4.849 | CARVER | MA | SEMA | Enel X North America, Inc.
44724 | C_35 Ventura | 73459 | SM_AOBC VENTURADR ID2305925 | 0.999 | 0.999 | 0.999 | 0.999 | DARTMOUTH | MA | SEMA | Enel X North America, Inc.
44725 | C_560 Faunce Corner | 74479 | SM_AOBCFAUNCE COR ID2305846_V2 | 0.999 | 0.999 | 0.999 | 0.999 | DARTMOUTH | MA | SEMA | Enel X North America, Inc.
44728 | 0462 - Beacon - PV+BESS | 73795 | SM_AOBC_CARVAL_BEACON | 4.998 | 4.998 | 4.947 | 3.24 | EASTHAMPTON | MA | WMA | SYSO Inc.
44732 | Three Rivers Solar PV and Battery | 75418 | ASD01095SOLAR4000AOBC | 4 | 4 | 3.183 | 1.271 | WILBRAHAM | MA | WMA | PSE US Holdings Inc.
44823 | Turners Falls | 16089 | TURNERS FALLS HYDRO LLC | 0.937 | 0.937 | 0.937 | 0.88 | Turners Falls | MA | WMA | Eagle Creek Renewable Energy Holdings, LLC
44837 | Catalyze Blackstone Solar | 71591 | CATALYZE BLACKSTONE SOLAR | 4.2 | 4.2 | 4.2 | 2.84 | BLACKSTONE | MA | RI | Galt Power Inc.
44869 | Garvins | 768 | GARVINS | 13.205 | 13.205 | 13.205 | 12.4 | Hooksett | NH | NH | Central Rivers Power NH, LLC
44870 | Hooksett | 73724 | HOOKSETT | 1.6 | 1.6 | 1.6 | 1.6 | HOOKSETT | NH | NH | Central Rivers Power NH, LLC
44871 | NB Fuel Cells | 74366 | NB FUEL CELL | 20 | 20 | 19.5 | 19.5 | NEW BRITAIN | CT | CT | Generate NB Fuel Cells, LLC
44874 | 0729 - Black Cat - PV+BESS | 75027 | SM_AOBC BLACK CAT ID10042307 | 0.5 | 0.5 | 0.38 | 0.38 | PLYMOUTH | MA | SEMA | SYSO Inc.
44876 | 0714 - Buttonwoods - PV | 68568 | GREENDEVELOP02898SOLAR1250NM | 1.25 | 1.25 | 0.607 | 0 | WYOMING | RI | RI | SYSO Inc.
44877 | LSE Ophiuchus LLC | 74502 | SM_NMHOLLISTON HA ID 2323654 | 1.992 | 1.992 | 1.88 | 0.996 | SANDWICH | MA | SEMA | Galt Power Inc.
44880 | 0714 - GW Solar - PV | 67689 | GREENDVLPMT02865SOLAR3000NM | 3 | 3 | 1.26 | 0 | Lincoln | RI | RI | SYSO Inc.
44881 | 0714 - Kingstown 1 - PV | 50819 | WEDKINGSTOWNWEST-02898PV1500NM | 1.5 | 1.5 | 0.639 | 0 | Richmond | RI | RI | SYSO Inc.
44882 | 0714 - Kingstown 2 - PV | 50821 | WEDKINGSTOWNEAST-02898PV3000NM | 3 | 3 | 1.432 | 0 | Richmond | RI | RI | SYSO Inc.
44883 | 0714 - Victory - PV | 68566 | GREENDEVELOP02817SOLAR1750NM | 1.75 | 1.75 | 0.794 | 0 | WEST GREENWICH | RI | RI | SYSO Inc.
44902 | 0452 - River Valley Co-op - PV+BESS | 74992 | SM_AOBC RIVER VALLEY CO-OP | 0.498 | 0.498 | 0.493 | 0.182 | EASTHAMPTON | MA | WMA | SYSO Inc.
44903 | 0452 - Kendrick St - PV+BESS | 74989 | SM_QF KENDRICK | 0.75 | 0.75 | 0.75 | 0.313 | NEEDHAM | MA | BOSTON | SYSO Inc.
44914 | Bloom Colchester Clean Energy Project FCA 18 | 69247 | BLOOM ENERGY FUEL CELL | 10 | 10 | 9.775 | 9.775 | COLCHESTER | CT | CT | Generate Colchester Fuel Cells, LLC
44916 | Bluewave Sykes Palmer | 75038 | BLUEWAVE PALMER | 4.98 | 4.98 | 4.22 | 4.894 | Palmer | MA | WMA | Tyr Energy, LLC
44918 | Bluewave North Dighton | 75058 | BLUEWAVE DIGHTON | 2 | 2 | 2 | 1.996 | NORTH DIGHTON | MA | SEMA | Tyr Energy, LLC
44920 | 0789 - 1 Commercial - PV+BESS | 74884 | SM_QF 1 COMMERCIAL | 0.499 | 0.499 | 0.499 | 0.474 | SHARON | MA | SEMA | SYSO Inc.
44922 | 0789 - 5 Berry - PV+BESS | 74665 | BERRY02762SOLAR4107AOBC | 4.107 | 4.107 | 3.636 | 2.85 | PLAINVILLE | MA | RI | SYSO Inc.
44935 | 0789 - 401 South - PV+BESS | 75019 | SM_QF 401 SOUTH | 0.499 | 0.499 | 0.48 | 0.399 | DALTON | MA | WMA | SYSO Inc.
44936 | 0789 - 969 Shawmut - PV+BESS | 74983 | SM_QF 969 SHAWMUT | 0.499 | 0.499 | 0.499 | 0.25 | New Bedford | MA | SEMA | SYSO Inc.
44938 | 0789 - 989 Freemans - PV+BESS | 75554 | SM_QF 989 FREEMANS | 0.999 | 0.999 | 0.799 | 0.799 | Brewster | MA | SEMA | SYSO Inc.
44939 | Bluewave Douglas | 76148 | BLUEWAVE DOUGLAS OAK | 2 | 2 | 0 | 0 | DOUGLAS | MA | RI | Tyr Energy, LLC
44940 | 0735 - Copicut - PV+BESS | 75783 | SM_AOBC COPICUT ID2277113 | 4.99 | 4.99 | 3.992 | 3.992 | Freetown | MA | SEMA | SYSO Inc.
44947 | 0 Horne Homestead Rd Charlton PV + BESS | 68597 | PVPROJECT01507SOLAR2980QF | 1.98 | 1.98 | 0 | 0 | CHARLTON | MA | WMA | Massachusetts Electric Company
44948 | 1152 Main Street Northbridge PV + BESS | 71685 | MECO01534SOLAR4970QF | 4.97 | 4.97 | 0 | 0 | NORTHBRIDGE | MA | RI | Massachusetts Electric Company
44950 | 0 Cedar Road Attleboro PV + BESS | 69727 | SOUTHERN02763SOLAR3469QF | 3.469 | 3.469 | 0 | 0 | ATTLEBORO FALLS | MA | RI | Massachusetts Electric Company
44999 | Frankland Road Solar | 74625, 75081 | FRANKLAND ROAD SOLAR CSF_GEN, FRANKLAND ROAD SOLAR ID2343104 | 7.475 | 7.475 | 4.475 | 3 | HOPKINTON | MA | BOSTON | Frankland Road Solar, LLC
45024 | Syncarpha Acton - Battery 2 | 75430 | SYNCARPHA ACTON CSF_GEN | 4 | 4 | 3.968 | 3.968 | Acton | MA | BOSTON | Marie's Way Solar I, LLC
45027 | NERP Fitchburg, LLC | 538 | NERP FITCHBURG, LLC | 17.55 | 17.55 | 14 | 15 | Westminster | MA | WMA | Hartree Partners, LP
45065 | 0729 - Upland - PV+BESS | 75018 | SM_AOBC UPLAND | 4.95 | 4.95 | 3.268 | 1.784 | PLYMPTON | MA | SEMA | SYSO Inc.
45066 | 0976 - 1110 Central - PV | 75127 | 1110CENTRAL02861SOLAR299NM | 0.299 | 0.299 | 0 | 0 | PAWTUCKET | RI | RI | The Narragansett Electric Company
45081 | 1014 - Richardson - PV+BESS | 75266 | SM_AOBC ATTLEBORO | 4.482 | 4.482 | 4.201 | 2.4 | ATTLEBORO | MA | RI | SYSO Inc.
45084 | 1014 - Bernardston - PV+BESS | 75128 | SM_AOBC_1417_BERNARDSTON | 4.482 | 4.482 | 4.196 | 1.2 | GREENFIELD | MA | WMA | SYSO Inc.
45130 | Valta Fort Pond PV | 74656 | FORTR01523SOLAR4980SMQF | 4.98 | 4.98 | 1.3 | 0 | LANCASTER | MA | CMA/NEMA | Massachusetts Electric Company
45131 | Lawsbrook PV | 73385 | SM_QF ACTONWTRSOLPTR ID2271183 | 3.04 | 3.04 | 0.7 | 0 | Acton | MA | BOSTON | NSTAR Electric Company
45161 | Green Lake Hydro | 75034 | GREEN LAKE HYDRO | 0.425 | 0.425 | 0.425 | 0.425 | Ellsworth | ME | BHE | Versant Power
45162 | Sebec Pumpkin Composite | 42114, 75265 | PUMPKIN HILL, SEBEC HYDRO | 1.756 | 1.756 | 1.662 | 1.662 | Lowell | ME | BHE | Versant Power
45191 | Studley Solar, LLC | 75428 | STUDLEY SOLAR | 9.1 | 9.1 | 5 | 0 | WEST GREENWICH | RI | RI | Galt Power Inc.
45192 | Robin Hollow Solar 1 | 73541 | ROBIN HOLLOW SOLAR | 40.7 | 40.7 | 18 | 0 | W GREENWICH | RI | RI | Galt Power Inc.
45193 | Derby FC | 73813 | DERBY PARK FUEL CELL PLANT | 13.736 | 13.88 | 13.736 | 13.755 | DERBY | CT | SWCT | Derby Fuel Cell, LLC
45194 | TPE Warren RI_Nexamp | 73814 | TPE WARREN SOLAR | 6.93 | 6.93 | 3.768 | 0 | WARREN | RI | RI | Nexamp Markets, LLC
45202 | 0471 - Goyette - PV+BESS | 76069 | SM_QF GOYETTE ID4556981 | 0.999 | 0.999 | 0.999 | 0.999 | NEW BEDFORD | MA | SEMA | SYSO Inc.
45204 | Dry Bridge Solar1 | 71608 | DRY BRIDGE SOLAR UNIT 1 | 9.925 | 9.925 | 5 | 0 | NORTH KINGSTOWN | RI | RI | Galt Power Inc.
45205 | Dry Bridge Solar2 | 71609 | DRY BRIDGE SOLAR UNIT 2 | 9.925 | 9.925 | 5 | 0 | NORTH KINGSTOWN | RI | RI | Galt Power Inc.
45206 | Dry Bridge Solar3 | 71610 | DRY BRIDGE SOLAR UNIT 3 | 9.925 | 9.925 | 5 | 0 | NORTH KINGSTOWN | RI | RI | Galt Power Inc.
45207 | Dry Bridge Solar4 | 71611 | DRY BRIDGE SOLAR UNIT 4 | 9.925 | 9.925 | 5 | 0 | NORTH KINGSTOWN | RI | RI | Galt Power Inc.
45247 | Stetson Wind CNRC | 15464 | STETSON WIND FARM | 61.8 | 61.2 | 5.7 | 10.8 | North Washington | ME | BHE | Stetson Holdings, LLC
45248 | Stetson 2 | 16612 | STETSON II WIND FARM | 26 | 26 | 2.4 | 5 | North Washington | ME | BHE | Stetson Wind II, LLC
45249 | Rollins | 37175 | ROLLINS WIND PLANT | 61.2 | 61.2 | 5.3 | 14.6 | Lincoln | ME | BHE | Evergreen Wind Power III, LLC
45250 | Orono A - Hydro | 68727 | ORONO A | 2.78 | 2.78 | 0.37 | 1.485 | Orono | ME | BHE | Black Bear Hydro Partners, LLC
45251 | Orono B - Hydro | 68728 | ORONO B | 4 | 4 | 2.102 | 2.936 | Orono | ME | BHE | Black Bear Hydro Partners, LLC
45252 | Stillwater_B_Hydro | 38084 | STILLWATER B HYDRO | 2.4 | 2.4 | 1.267 | 1.496 | Old Town | ME | BHE | Black Bear Hydro Partners, LLC
45290 | Salem 5 | 48695 | SALEM 5 | 357.8 | 357.8 | 337 | 337 | Salem | MA | BOSTON | Salem Harbor Power Development LP
45291 | Salem 6 | 48696 | SALEM 6 | 357.8 | 357.8 | 337 | 337 | Salem | MA | BOSTON | Salem Harbor Power Development LP
45304 | Fore River 11 | 40327 | FORE RIVER 11 | 400 | 421.5 | 361.812 | 421.5 | Weymouth | MA | SEMA | Calpine Energy Services, LP
45305 | Fore River 12 | 40328 | FORE RIVER 12 | 400 | 421.5 | 361.812 | 421.5 | Weymouth | MA | SEMA | Calpine Energy Services, LP
45306 | Granite Ridge 1A | 48120 | GRANITE RIDGE ENERGY 1A | 381 | 406 | 339 | 402.85 | Londonderry | NH | NH | Calpine Energy Services, LP
45307 | Granite Ridge 1B | 48121 | GRANITE RIDGE ENERGY 1B | 381 | 406 | 339 | 402.85 | Londonderry | NH | NH | Calpine Energy Services, LP
45308 | Westbrook G1 | 14177 | WESTBROOK ENERGY CENTER G1 | 269 | 298.5 | 265 | 287 | Westbrook | ME | SME | Calpine Energy Services, LP
45309 | Westbrook G2 | 14178 | WESTBROOK ENERGY CENTER G2 | 269 | 298.5 | 265 | 287 | Westbrook | ME | SME | Calpine Energy Services, LP
| NO RESOURCE | 345 | ND PAPER | 75 | 75 | N/A | N/A | Rumford | ME | ME | American PowerNet Management, LP
| NO RESOURCE | 591 | SAPPI NORTH AMERICA, INC | 43.07 | 49.103 | N/A | N/A | Westbrook | ME | SME | NextEra Energy Marketing, LLC
| NO RESOURCE | 11827 | PORTSMOUTH ABBEY WIND QF | 0.445 | 0.66 | N/A | N/A | Portsmouth | RI | SEMA | The Narragansett Electric Company
| NO RESOURCE | 11889 | IBEW LOCAL 99 SOLAR QF | 0.029 | 0.05 | N/A | N/A | Cranston | RI | RI | The Narragansett Electric Company
| NO RESOURCE | 14925 | ICE HOUSE PARTNERS INC. | 0.221 | 0.221 | N/A | N/A | Ayer | MA | CMA/NEMA | Massachusetts Electric Company
| NO RESOURCE | 16188 | WILSON HOLDINGS LLC - PV QF | 0.135 | 0.135 | N/A | N/A | Oxford | MA | CMA/NEMA | Massachusetts Electric Company
| NO RESOURCE | 16233 | CITY OF MEDFORD WIND QF | 0.1 | 0.1 | N/A | N/A | Medford | MA | BOSTON | Massachusetts Electric Company
| NO RESOURCE | 17128 | OTIS_AF_WIND_TURBINE | 1.5 | 1.5 | N/A | N/A | Buzzards Bay | MA | SEMA | NSTAR Electric Company
| NO RESOURCE | 36882 | NOTUS WIND I | 1.5 | 1.5 | N/A | N/A | Falmouth | MA | SEMA | NSTAR Electric Company
| NO RESOURCE | 37230 | UNITED NAT. FOODS PROV. RI PV | 0.075 | 0.075 | N/A | N/A | Providence | RI | RI | The Narragansett Electric Company
| NO RESOURCE | 37266 | CARLSON ORCH HARVARD MA PV | 0.2 | 0.2 | N/A | N/A | Harvard | MA | CMA/NEMA | Massachusetts Electric Company
| NO RESOURCE | 37965 | BIO-DETEK PAWTUCKET RI PV | 0.165 | 0.165 | N/A | N/A | Pawtucket | RI | RI | The Narragansett Electric Company
| NO RESOURCE | 37972 | DARTMOUTHBUSPARK_PV_ID1592 | 1.6 | 1.6 | N/A | N/A | Dartmouth | MA | SEMA | NSTAR Electric Company
| NO RESOURCE | 38417 | PASSADUMKEAG WIND PROJECT | 39.975 | 39.975 | N/A | N/A | Greenbush | ME | BHE | EDF Trading North America, LLC
| NO RESOURCE | 39663 | BARNSTABLE_DPW_ID1545 | 0.2 | 0.2 | N/A | N/A | Hyannis | MA | SEMA | NSTAR Electric Company
| NO RESOURCE | 39664 | DART_BLDG_SUPPLY_ID1470 | 0.2 | 0.2 | N/A | N/A | North Dartmouth | MA | SEMA | NSTAR Electric Company
| NO RESOURCE | 39665 | YARMOUTH_DPW_ID1740 | 0.265 | 0.265 | N/A | N/A | Yarmouth | MA | SEMA | NSTAR Electric Company
| NO RESOURCE | 39722 | GTR_BOSTON_FOODBANKS_ID1628 | 0.177 | 0.177 | N/A | N/A | Roxbury | MA | BOSTON | NSTAR Electric Company
| NO RESOURCE | 39724 | EASTERN_AVE_HOLDINGS_PV_ID1652 | 0.16 | 0.16 | N/A | N/A | Chelsea | MA | BOSTON | NSTAR Electric Company
| NO RESOURCE | 39738 | MWRA_LORING_RD_ID1400 | 0.189 | 0.189 | N/A | N/A | Weston | MA | BOSTON | NSTAR Electric Company
| NO RESOURCE | 40050 | EXETER AGRI ENERGY | 0.98 | 0.98 | N/A | N/A | Exeter | ME | BHE | Vermont Public Power Supply Authority
| NO RESOURCE | 40066 | OLDBARNST_RD_MASHPEE_PV_ID1798 | 0.312 | 0.312 | N/A | N/A | MASHPEE | MA | SEMA | NSTAR Electric Company
| NO RESOURCE | 40243 | SOLAR SHOP LLC BLDG 14_PV | 0.256 | 0.256 | N/A | N/A | Whitinsville | MA | RI | Massachusetts Electric Company
| NO RESOURCE | 40244 | SOLAR SHOP LLC BLDG 10_PV | 0.12 | 0.12 | N/A | N/A | Whitinsville | MA | RI | Massachusetts Electric Company
| NO RESOURCE | 40247 | QUABBIN BARRE - WIND | 1 | 1 | N/A | N/A | Barre | MA | WMA | Massachusetts Electric Company
| NO RESOURCE | 40248 | JJ CARROLL WW PLANT_PV | 0.3 | 0.3 | N/A | N/A | Marlborough | MA | CMA/NEMA | Massachusetts Electric Company
| NO RESOURCE | 40249 | WESTBORO SUITES | 0.266 | 0.266 | N/A | N/A | Westborough | MA | CMA/NEMA | Massachusetts Electric Company
| NO RESOURCE | 40259 | COMMERCE_PK_RD_PV_ID1871 | 0.35 | 0.35 | N/A | N/A | Brewster | MA | SEMA | NSTAR Electric Company
| NO RESOURCE | 40343 | BULL HILL WIND | 34.485 | 34.485 | N/A | N/A | East Hancock | ME | BHE | Blue Sky East, LLC
| NO RESOURCE | 40482 | DURFEE UNION MILLS BLDG 9 - PV | 0.12 | 0.12 | N/A | N/A | Fall River | MA | SEMA | Massachusetts Electric Company
| NO RESOURCE | 40520 | MANCHESTER-BOSTON REGIONAL PV | 0.5 | 0.5 | N/A | N/A | Manchester | NH | NH | Public Service Company of New Hampshire
| NO RESOURCE | 40555 | BLACKCOMB WORC MA PV | 0.43 | 0.43 | N/A | N/A | Worcester | MA | CMA/NEMA | Massachusetts Electric Company
| NO RESOURCE | 41428 | NM UCCT SOLAR GROUP_ID2101008 | 0.468 | 0.468 | N/A | N/A | Bourne | MA | SEMA | NSTAR Electric Company
| NO RESOURCE | 41807 | NM-PITTSFIELD WWTP | 1.5 | 1.5 | N/A | N/A | Pittsfield | MA | WMA | NSTAR Electric Company
| NO RESOURCE | 41816 | QUABOAG REGIONAL ELEM - PV | 0.1 | 0.1 | N/A | N/A | West Warren | MA | WMA | Massachusetts Electric Company
| NO RESOURCE | 41821 | NEW ENGLAND TECH WIND | 1 | 1 | N/A | N/A | WARWICK | RI | RI | The Narragansett Electric Company
| NO RESOURCE | 41822 | SOLTAS CBIS INC - PV | 0.3 | 0.3 | N/A | N/A | West Brookfield | MA | WMA | Massachusetts Electric Company
| NO RESOURCE | 41827 | TOWN_OF_FAIRHAVEN_WT_ID1663 | 1.5 | 1.5 | N/A | N/A | Fairhaven | MA | SEMA | NSTAR Electric Company
| NO RESOURCE | 41828 | TOWN_OF_FAIRHAVEN_WT_ID1664 | 1.5 | 1.5 | N/A | N/A | Fairhaven | MA | SEMA | NSTAR Electric Company
| NO RESOURCE | 41829 | MWRA_ALFORD_ST_WT_ID1638 | 1.5 | 1.5 | N/A | N/A | Charlestown | MA | BOSTON | NSTAR Electric Company
| NO RESOURCE | 41838 | WEST BROOKFIELD ELEM - PV | 0.096 | 0.096 | N/A | N/A | West Brookfield | MA | WMA | Massachusetts Electric Company
| NO RESOURCE | 41839 | ARPIN ASSOCIATES - PV | 0.15 | 0.15 | N/A | N/A | West Warwick | RI | RI | The Narragansett Electric Company
| NO RESOURCE | 41841 | EXAJOULE FRANKLIN PV | 0.26 | 0.26 | N/A | N/A | Franklin | MA | RI | Massachusetts Electric Company
| NO RESOURCE | 41842 | KB SOLAR LLC - PV | 0.25 | 0.25 | N/A | N/A | Grafton | MA | CMA/NEMA | Massachusetts Electric Company
| NO RESOURCE | 41847 | FISHERMENS MEMORIAL PARK- WIND | 0.1 | 0.1 | N/A | N/A | Narragansett | RI | RI | The Narragansett Electric Company
| NO RESOURCE | 41848 | SOLAR SHOP WHITINSVILLE - PV | 0.5 | 0.5 | N/A | N/A | Whitinsville | MA | RI | Massachusetts Electric Company
| NO RESOURCE | 41857 | HI- GEAR (QF) | 0.675 | 0.675 | N/A | N/A | Fitchburg | MA | WMA | Fitchburg Gas & Electric Light Company
| NO RESOURCE | 41864 | NM-EHAMPTON MA LANDFILL | 2 | 2 | N/A | N/A | Easthampton | MA | WMA | NSTAR Electric Company
| NO RESOURCE | 41868 | AGREEN01543SOLAR980NM | 0.98 | 0.98 | N/A | N/A | Rutland | MA | WMA | Massachusetts Electric Company
| NO RESOURCE | 41871 | QUABBIN SOLAR - PV | 1 | 1 | N/A | N/A | Barre | MA | WMA | Massachusetts Electric Company
| NO RESOURCE | 41882 | NEXAMP CAP-NASHOBA VALLEY THS | 0.096 | 0.096 | N/A | N/A | Westford | MA | CMA/NEMA | Massachusetts Electric Company
| NO RESOURCE | 41923 | BLACKCOMB SOLAR III-PV | 1 | 1 | N/A | N/A | Northbridge | MA | RI | Massachusetts Electric Company
| NO RESOURCE | 42045 | NM-GREENFIELD MA LANDFILL | 2 | 2 | N/A | N/A | Greenfield | MA | WMA | NSTAR Electric Company
| NO RESOURCE | 42048 | TANTASQUA HIGH- PV | 0.586 | 0.586 | N/A | N/A | Sturbridge | MA | WMA | Massachusetts Electric Company
| NO RESOURCE | 42050 | PETE'S TIRE BARN | 0.155 | 0.155 | N/A | N/A | Orange | MA | WMA | Massachusetts Electric Company
| NO RESOURCE | 42083 | CANTON_LANDFILL_PV_ID1726 | 3 | 3 | N/A | N/A | Canton | MA | SEMA | NSTAR Electric Company
| NO RESOURCE | 42107 | 4M_ALDRINRDPV_ID1856 | 0.2 | 0.2 | N/A | N/A | Plymouth | MA | SEMA | NSTAR Electric Company
| NO RESOURCE | 42108 | BROADWAY_RENEWABLE_ID1772 | 0.907 | 0.907 | N/A | N/A | Wareham | MA | SEMA | NSTAR Electric Company
| NO RESOURCE | 42109 | COCHITUATERD_FRAMPV_ID1873 | 0.204 | 0.204 | N/A | N/A | Framingham | MA | BOSTON | NSTAR Electric Company
| NO RESOURCE | 42111 | HYANNIS_SELF_STOR_ID1946 | 0.475 | 0.475 | N/A | N/A | Hyannis | MA | SEMA | NSTAR Electric Company
| NO RESOURCE | 42112 | POND_ST_ASHLAND_ID1736 | 0.5 | 0.5 | N/A | N/A | Ashland | MA | BOSTON | NSTAR Electric Company
| NO RESOURCE | 42115 | GLC_ACUSHNETLLC_ID1821_1824 | 3.5 | 3.5 | N/A | N/A | Wareham | MA | SEMA | NSTAR Electric Company
| NO RESOURCE | 42116 | DSD_REALTY_TRUST_ID1672 | 1.72 | 1.72 | N/A | N/A | Dartmouth | MA | SEMA | NSTAR Electric Company
| NO RESOURCE | 42117 | CONST_SOLAR_NORFOLK_ID1846 | 1.6 | 1.6 | N/A | N/A | Norfolk | MA | RI | NSTAR Electric Company
| NO RESOURCE | 42118 | CONED_HIXVILLERD_ID1862 | 2 | 2 | N/A | N/A | Dartmouth | MA | SEMA | NSTAR Electric Company
| NO RESOURCE | 42149 | FAVORITE FOODS PV | 0.045 | 0.045 | N/A | N/A | Somersworth | NH | NH | Public Service Company of New Hampshire
| NO RESOURCE | 42202 | DR AMP 100 AMES POND - PV | 0.082 | 0.082 | N/A | N/A | Tewksbury | MA | CMA/NEMA | Massachusetts Electric Company
| NO RESOURCE | 42214 | ORCHARD MADE PRODUCTS | 0.19 | 0.19 | N/A | N/A | Methuen | MA | BOSTON | Massachusetts Electric Company
| NO RESOURCE | 42344 | CAMELOT_WIND_ID1240 | 1.5 | 1.5 | N/A | N/A | Plymouth | MA | SEMA | NSTAR Electric Company
| NO RESOURCE | 42347 | CONSTELLATION SOLAR-UXBRG-PV | 2 | 2 | N/A | N/A | Uxbridge | MA | RI | Massachusetts Electric Company
| NO RESOURCE | 42351 | OMA GROUP-CHARLTON-PV | 1 | 1 | N/A | N/A | Charlton | MA | WMA | Massachusetts Electric Company
| NO RESOURCE | 42352 | OSG SOLAR 1-ORANGE-PV | 1 | 1 | N/A | N/A | Orange | MA | WMA | Massachusetts Electric Company
| NO RESOURCE | 42353 | OSG SOLAR 2-ORANGE-PV | 1 | 1 | N/A | N/A | Orange | MA | WMA | Massachusetts Electric Company
| NO RESOURCE | 42354 | OSG SOLAR 3-ORANGE-PV | 0.75 | 0.75 | N/A | N/A | Orange | MA | WMA | Massachusetts Electric Company
| NO RESOURCE | 42355 | CIL CEDAR-MARLBORO-PV | 0.433 | 0.433 | N/A | N/A | Marlborough | MA | CMA/NEMA | Massachusetts Electric Company
| NO RESOURCE | 42357 | UP BLACKSTONE WWTP-MILLBURY-PV | 0.3 | 0.3 | N/A | N/A | Millbury | MA | CMA/NEMA | Massachusetts Electric Company
| NO RESOURCE | 42364 | CAPITAL GROUP-SOUTHBORO-PV | 1 | 1 | N/A | N/A | Southborough | MA | CMA/NEMA | Massachusetts Electric Company
| NO RESOURCE | 42365 | LOFT 27-LOWELL-PV | 0.275 | 0.275 | N/A | N/A | Lowell | MA | CMA/NEMA | Massachusetts Electric Company
| NO RESOURCE | 42366 | SOLTAS SPECTOR-LAWRENCE-PV | 0.3 | 0.3 | N/A | N/A | Lawrence | MA | CMA/NEMA | Massachusetts Electric Company
| NO RESOURCE | 42394 | WINDENERGYDEV-NKINGSTOWN-WIND | 1.5 | 1.5 | N/A | N/A | North Kingstown | RI | RI | The Narragansett Electric Company
| NO RESOURCE | 42439 | CITY OF BROCKTON-SWANSEA-PV1 | 1 | 1 | N/A | N/A | Swansea | MA | SEMA | Massachusetts Electric Company
| NO RESOURCE | 42440 | CITY OF BROCKTON-SWANSEA-PV2 | 1 | 1 | N/A | N/A | Swansea | MA | SEMA | Massachusetts Electric Company
| NO RESOURCE | 42448 | CITY OF GLOUCESTER 1 - WIND | 2 | 2 | N/A | N/A | Gloucester | MA | BOSTON | Massachusetts Electric Company
| NO RESOURCE | 42449 | CITY OF GLOUCESTER 2 - WIND | 2 | 2 | N/A | N/A | Gloucester | MA | BOSTON | Massachusetts Electric Company
| NO RESOURCE | 42482 | CITY_OF_WALTHAM_PV_ID1805 | 0.193 | 0.193 | N/A | N/A | Waltham | MA | BOSTON | NSTAR Electric Company
| NO RESOURCE | 42483 | FIRST_HIGHLAND_PV_ID2021 | 0.975 | 0.975 | N/A | N/A | Hyde Park | MA | BOSTON | NSTAR Electric Company
| NO RESOURCE | 42484 | UNITEDSALVAGE_PV_ID1966 | 0.808 | 0.808 | N/A | N/A | Framingham | MA | BOSTON | NSTAR Electric Company
| NO RESOURCE | 42485 | SOLCHEMY_PV_ID1969 | 0.293 | 0.293 | N/A | N/A | West Tisbury | MA | SEMA | NSTAR Electric Company
| NO RESOURCE | 42486 | AIRPORT_WAY_PV_ID1875 | 1.238 | 1.238 | N/A | N/A | Hyannis | MA | SEMA | NSTAR Electric Company
| NO RESOURCE | 42487 | BILL_BENNETT_PV_ID1967 | 0.593 | 0.593 | N/A | N/A | Edgartown | MA | SEMA | NSTAR Electric Company
| NO RESOURCE | 42496 | HANOVER SOLAR-LEICESTER-PV | 1 | 1 | N/A | N/A | Rochdale | MA | WMA | Massachusetts Electric Company
| NO RESOURCE | 42597 | GPT JACLEN-BEVERLY-CHP | 0.075 | 0.075 | N/A | N/A | Beverly | MA | BOSTON | Massachusetts Electric Company
| NO RESOURCE | 42641 | NATICKMEMORIALSCHOOL_PV_ID1892 | 0.14 | 0.14 | N/A | N/A | Natick | MA | BOSTON | NSTAR Electric Company
| NO RESOURCE | 42812 | PEGASUS_PV_ID1809 | 1 | 1 | N/A | N/A | ACUSHNET | MA | SEMA | NSTAR Electric Company
| NO RESOURCE | 42817 | IKEA 158-0223PV520QF | 0.52 | 0.52 | N/A | N/A | Avon | MA | SEMA | Massachusetts Electric Company
| NO RESOURCE | 42821 | GLC-MA ACUSHNET_PV_ID2109 | 0.649 | 0.649 | N/A | N/A | Freetown | MA | SEMA | NSTAR Electric Company
| NO RESOURCE | 43409 | GLC-MA ACUSHNET_PV_ID1827 | 1.304 | 1.304 | N/A | N/A | Freetown | MA | SEMA | NSTAR Electric Company
| NO RESOURCE | 43424 | PINGREE SCHL - 01982PV200QF | 0.2 | 0.2 | N/A | N/A | Hamilton | MA | BOSTON | Massachusetts Electric Company
| NO RESOURCE | 43426 | ABBOTT MILL - 01886PV235NM | 0.235 | 0.235 | N/A | N/A | Westford | MA | CMA/NEMA | Massachusetts Electric Company
| NO RESOURCE | 43492 | NARR BAY - 02903WT4500NM | 4.5 | 4.5 | N/A | N/A | Providence | RI | RI | The Narragansett Electric Company
| NO RESOURCE | 43509 | DOUGLAS SOLAR-01516PV2000NM | 2 | 2 | N/A | N/A | Douglas | MA | RI | Massachusetts Electric Company
| NO RESOURCE | 43510 | SANDF MGMNT-02725PV623NM | 0.623 | 0.623 | N/A | N/A | Somerset | MA | RI | Massachusetts Electric Company
| NO RESOURCE | 43531 | 28 HASTINGS - 01756PV100NM | 0.1 | 0.1 | N/A | N/A | Mendon | MA | RI | Massachusetts Electric Company
| NO RESOURCE | 43572 | JDH_SOLAR_SYSTEMS_PV_2221 | 0.65 | 0.65 | N/A | N/A | PLYMOUTH | MA | SEMA | NSTAR Electric Company
| NO RESOURCE | 43574 | TOWN_OF_FAIRHAVEN_LF_PV_1714 | 0.5 | 0.5 | N/A | N/A | Fairhaven | MA | SEMA | NSTAR Electric Company
| NO RESOURCE | 43575 | NE_ELEMENTARY_WALTHAM_PV_1872 | 0.259 | 0.259 | N/A | N/A | Waltham | MA | BOSTON | NSTAR Electric Company
| NO RESOURCE | 43576 | GLC_ACUSHNET_PV_1888 | 0.917 | 0.917 | N/A | N/A | North Dartmouth | MA | SEMA | NSTAR Electric Company
| NO RESOURCE | 43577 | GLC_ACUSHNET_PV_1889 | 0.917 | 0.917 | N/A | N/A | NORTH DARTMOUTH | MA | SEMA | NSTAR Electric Company
| NO RESOURCE | 43578 | GLC_ACUSHNET_PV_1890 | 0.917 | 0.917 | N/A | N/A | NORTH DARTMOUTH | MA | SEMA | NSTAR Electric Company
| NO RESOURCE | 43579 | GOIS_SOLAR_ONE_PV_2040 | 0.822 | 0.822 | N/A | N/A | ASHLAND | MA | BOSTON | NSTAR Electric Company
| NO RESOURCE | 43587 | TRAVIS_HOSPITALITY_PV_2239 | 0.145 | 0.145 | N/A | N/A | Yarmouth | MA | SEMA | NSTAR Electric Company
| NO RESOURCE | 43652 | TWN W BRDGEWTR-02379PV1500NM | 1.5 | 1.5 | N/A | N/A | West Bridgewater | MA | SEMA | Massachusetts Electric Company
| NO RESOURCE | 43654 | 3 COUNTY FAIR ASN-01060PV250NM | 0.25 | 0.25 | N/A | N/A | Northampton | MA | WMA | Massachusetts Electric Company
| NO RESOURCE | 43657 | RIPTA - 02907PV300NM | 0.3 | 0.3 | N/A | N/A | Providence | RI | RI | The Narragansett Electric Company
| NO RESOURCE | 43678 | DISCOVER MARBLE - 01527PV142NM | 0.142 | 0.142 | N/A | N/A | MILLBURY | MA | CMA/NEMA | Massachusetts Electric Company
| NO RESOURCE | 43684 | KEY BOSTON-02038PV2000NM | 2 | 2 | N/A | N/A | FRANKLIN | MA | RI | Massachusetts Electric Company
| NO RESOURCE | 43685 | CONANICUT MARINE-02835PV120DG | 0.12 | 0.12 | N/A | N/A | JAMESTOWN | RI | SEMA | The Narragansett Electric Company
| NO RESOURCE | 43687 | SUNGEN ORANGE1-01364PV1500NM | 1.5 | 1.5 | N/A | N/A | ORANGE | MA | WMA | Massachusetts Electric Company
| NO RESOURCE | 43688 | SUNGEN ORANGE2-01364PV1500NM | 0.5 | 0.5 | N/A | N/A | ORANGE | MA | WMA | Massachusetts Electric Company
| NO RESOURCE | 43709 | CITY OF LOWELL 1-01331PV1000NM | 1 | 1 | N/A | N/A | Athol | MA | WMA | Massachusetts Electric Company
| NO RESOURCE | 43710 | CITY OF LOWELL 2-01331PV1000NM | 1 | 1 | N/A | N/A | Athol | MA | WMA | Massachusetts Electric Company
| NO RESOURCE | 43711 | CITY OF LOWELL 3-01331PV1000NM | 1 | 1 | N/A | N/A | Athol | MA | WMA | Massachusetts Electric Company
| NO RESOURCE | 43717 | ASSUMPTION-01562PV2000NM | 2 | 2 | N/A | N/A | Spencer | MA | CMA/NEMA | Massachusetts Electric Company
| NO RESOURCE | 43750 | CANTON HIGH SCHOOL 2009 | 0.5 | 0.5 | N/A | N/A | Canton | MA | SEMA | NSTAR Electric Company
| NO RESOURCE | 43840 | SOLVENTERRA-01069PV1000NM | 1 | 1 | N/A | N/A | Palmer | MA | WMA | Massachusetts Electric Company
| NO RESOURCE | 43869 | FRPV WEST-02720PV1000NM | 1 | 1 | N/A | N/A | FALL RIVER | MA | SEMA | Massachusetts Electric Company
| NO RESOURCE | 43870 | FRPV EAST-02720PV1000NM | 1 | 1 | N/A | N/A | FALL RIVER | MA | SEMA | Massachusetts Electric Company
| NO RESOURCE | 43874 | MASS MOCA1-01247PV225NM | 0.225 | 0.225 | N/A | N/A | NORTH ADAMS | MA | WMA | Massachusetts Electric Company
| NO RESOURCE | 43884 | MASS MOCA3 01247PV177NM | 0.177 | 0.177 | N/A | N/A | NORTH ADAMS | MA | WMA | Massachusetts Electric Company
| NO RESOURCE | 43921 | COXCOM-02893PV135DG | 0.135 | 0.135 | N/A | N/A | WEST WARWICK | RI | RI | The Narragansett Electric Company
| NO RESOURCE | 43923 | PLYMOUTH PUBLIC SCHOOLS-#2062 | 4 | 4 | N/A | N/A | PLYMPTON | MA | SEMA | NSTAR Electric Company
| NO RESOURCE | 43924 | TOWN OF DARTMOUTH #1777 | 1.25 | 1.25 | N/A | N/A | DARTMOUTH | MA | SEMA | NSTAR Electric Company
| NO RESOURCE | 43927 | SOUTHERN SKY-CARVER #1 (1997) | 1 | 1 | N/A | N/A | Carver | MA | SEMA | NSTAR Electric Company
| NO RESOURCE | 43928 | SOUTHERN SKY-CARVER #2 (1998) | 1 | 1 | N/A | N/A | Carver | MA | SEMA | NSTAR Electric Company
| NO RESOURCE | 43929 | SOUTHERN SKY-CARVER #4 (2000) | 1 | 1 | N/A | N/A | Carver | MA | SEMA | NSTAR Electric Company
| NO RESOURCE | 43930 | SOUTHERN SKY-CARVER #5 (2001) | 1 | 1 | N/A | N/A | Carver | MA | SEMA | NSTAR Electric Company
| NO RESOURCE | 43932 | SOUTHERN SKY-CARVER #3 (1999) | 1 | 1 | N/A | N/A | Carver | MA | SEMA | NSTAR Electric Company
| NO RESOURCE | 43954 | NM-LUDLOW LANDFILL | 2 | 2 | N/A | N/A | LUDLOW | MA | WMA | NSTAR Electric Company
| NO RESOURCE | 43956 | MILLWORK-02920PV495NM | 0.495 | 0.495 | N/A | N/A | Cranston | RI | RI | The Narragansett Electric Company
| NO RESOURCE | 44023 | WRTA-01608PV75QF | 0.075 | 0.075 | N/A | N/A | Worcester | MA | WMA | Massachusetts Electric Company
| NO RESOURCE | 46294 | LAWRENCE 1-01840PV100NM | 0.1 | 0.1 | N/A | N/A | Lawrence | MA | CMA/NEMA | Massachusetts Electric Company
| NO RESOURCE | 46295 | LAWRENCE 2-01840PV100NM | 0.1 | 0.1 | N/A | N/A | Lawrence | MA | CMA/NEMA | Massachusetts Electric Company
| NO RESOURCE | 46479 | CANTON_MIDDLE_SCHOOL_2013 | 0.225 | 0.225 | N/A | N/A | Canton | MA | SEMA | NSTAR Electric Company
| NO RESOURCE | 46480 | CEDAR_SOLAR1_2411 | 0.085 | 0.085 | N/A | N/A | Dorchester | MA | BOSTON | NSTAR Electric Company
| NO RESOURCE | 46481 | TOWN_OF_MARSHFIELD_1865 | 3 | 3 | N/A | N/A | Marshfield | MA | SEMA | NSTAR Electric Company
| NO RESOURCE | 46482 | NEWBEDFORD_DPI_1843_1844 | 3.5 | 3.5 | N/A | N/A | East Freetown | MA | SEMA | NSTAR Electric Company
| NO RESOURCE | 46483 | MILFORD INDUSTRIAL-0175PV82NM | 0.082 | 0.082 | N/A | N/A | Milford | MA | RI | Massachusetts Electric Company
| NO RESOURCE | 46539 | BCC SEA QALIBC-01854PV66NM | 0.066 | 0.066 | N/A | N/A | Lowell | MA | CMA/NEMA | Massachusetts Electric Company
| NO RESOURCE | 46540 | NPP DEVELOPMENT-02035PV62NM | 0.062 | 0.062 | N/A | N/A | Foxboro | MA | RI | Massachusetts Electric Company
| NO RESOURCE | 46569 | NUGEN NCMC (PV) | 1 | 1 | N/A | N/A | Lunenburg | MA | WMA | Fitchburg Gas & Electric Light Company
| NO RESOURCE | 46570 | NUGEN LUN (PV) | 2.5 | 2.5 | N/A | N/A | Lunenburg | MA | WMA | Fitchburg Gas & Electric Light Company
| NO RESOURCE | 46647 | BLUEWAVE CAPITAL-02769PV1000NM | 1 | 1 | N/A | N/A | Rehoboth | MA | RI | Massachusetts Electric Company
| NO RESOURCE | 46691 | CORNERSTONE-01057PV3000NM | 3 | 3 | N/A | N/A | Monson | MA | WMA | Massachusetts Electric Company
| NO RESOURCE | 46717 | EAST BAY-02915PV70NM | 0.07 | 0.07 | N/A | N/A | East Providence | RI | RI | The Narragansett Electric Company
| NO RESOURCE | 46733 | TKS SOLAR-02301PV180NM | 0.18 | 0.18 | N/A | N/A | Brockton | MA | SEMA | Massachusetts Electric Company
| NO RESOURCE | 46913 | WOONSOCKET-02895PV190DG | 0.19 | 0.19 | N/A | N/A | Woonsocket | RI | RI | The Narragansett Electric Company
| NO RESOURCE | 46917 | NEWPORT VINEYARDS-02882PV50DG | 0.05 | 0.05 | N/A | N/A | Middletown | RI | SEMA | The Narragansett Electric Company
| NO RESOURCE | 46926 | STILLWATER-02917PV56DG | 0.056 | 0.056 | N/A | N/A | Smithfield | RI | RI | The Narragansett Electric Company
| NO RESOURCE | 46948 | MILFORD IND-01757PV170NM | 0.17 | 0.17 | N/A | N/A | Milford | MA | RI | Massachusetts Electric Company
| NO RESOURCE | 46949 | NEW SALEM-01452PV675NM | 0.675 | 0.675 | N/A | N/A | Hubbardston | MA | WMA | Massachusetts Electric Company
| NO RESOURCE | 46951 | OAKFIELD WIND | 135.5 | 135.5 | N/A | N/A | Oakfield | ME | BHE | Evergreen Wind Power II, LLC
| NO RESOURCE | 46952 | TOWN OF WENDELL-01876PV260NM | 0.26 | 0.26 | N/A | N/A | Tewksbury | MA | CMA/NEMA | Massachusetts Electric Company
| NO RESOURCE | 46992 | RIN LOGISTICS-02720PV1500NM | 1.5 | 1.5 | N/A | N/A | Fall River | MA | SEMA | Massachusetts Electric Company
| NO RESOURCE | 46998 | STEERE ELECTRIC-02814PV72DG | 0.072 | 0.072 | N/A | N/A | Chepachet | RI | RI | The Narragansett Electric Company
| NO RESOURCE | 47061 | WHITTIER FARMS-01590PV114NM | 0.114 | 0.114 | N/A | N/A | Sutton | MA | CMA/NEMA | Massachusetts Electric Company
| NO RESOURCE | 47095 | MILFORD IND PLAZA-01757PV170NM | 0.17 | 0.17 | N/A | N/A | Milford | MA | RI | Massachusetts Electric Company
| NO RESOURCE | 47265 | LMP FRANKLIN-02038PV490NM | 0.49 | 0.49 | N/A | N/A | Franklin | MA | RI | Massachusetts Electric Company
| NO RESOURCE | 47281 | SWANSEA MALL-02777PV260QF | 0.26 | 0.26 | N/A | N/A | Swansea | MA | RI | Massachusetts Electric Company
| NO RESOURCE | 47283 | NATIONAL MARKER-02896PV186NM | 0.186 | 0.186 | N/A | N/A | North Smithfield | RI | RI | The Narragansett Electric Company
| NO RESOURCE | 47284 | LARRY LUNDIN-02333PV180NM | 0.18 | 0.18 | N/A | N/A | East Bridgewater | MA | SEMA | Massachusetts Electric Company
| NO RESOURCE | 47311 | PETERBOROUGH WWTF PV | 0.75 | 0.75 | N/A | N/A | Peterborough | NH | NH | Public Service Company of New Hampshire
| NO RESOURCE | 47391 | CHELMSFORD DPW-01824PV335NM | 0.335 | 0.335 | N/A | N/A | Chelmsford | MA | CMA/NEMA | Massachusetts Electric Company
| NO RESOURCE | 47392 | MCCARTHY SCHOOL-01824PV300NM | 0.3 | 0.3 | N/A | N/A | Chelmsford | MA | CMA/NEMA | Massachusetts Electric Company
| NO RESOURCE | 47393 | HARRINGTON SCHOOL-01824PV295NM | 0.295 | 0.295 | N/A | N/A | North Chelmsford | MA | CMA/NEMA | Massachusetts Electric Company
| NO RESOURCE | 47399 | NM-BWC ORIGINATION | 0.833 | 0.833 | N/A | N/A | Hadley | MA | WMA | NSTAR Electric Company
| NO RESOURCE | 47407 | NM-LYNN EDWARDS | 0.095 | 0.095 | N/A | N/A | Hadley | MA | WMA | NSTAR Electric Company
| NO RESOURCE | 47410 | CHELMSFORD HIGH-01824PV225NM | 0.225 | 0.225 | N/A | N/A | North Chelmsford | MA | CMA/NEMA | Massachusetts Electric Company
| NO RESOURCE | 47411 | PARKER SCHOOL-01824PV225NM | 0.225 | 0.225 | N/A | N/A | Chelmsford | MA | CMA/NEMA | Massachusetts Electric Company
| NO RESOURCE | 47412 | BYAM SCHOOL-01824-PV225NM | 0.225 | 0.225 | N/A | N/A | Chelmsford | MA | CMA/NEMA | Massachusetts Electric Company
| NO RESOURCE | 47420 | NM-TOWN OF LONGMEADOW | 3.34 | 3.34 | N/A | N/A | Tolland | MA | WMA | NSTAR Electric Company
| NO RESOURCE | 47421 | NM-TOWN OF ASHFIELD | 2.5 | 2.5 | N/A | N/A | Hadley | MA | WMA | NSTAR Electric Company
| NO RESOURCE | 47422 | NM-UMASS AMHERST | 2 | 2 | N/A | N/A | Whately | MA | WMA | NSTAR Electric Company
| NO RESOURCE | 47455 | BROCKTON WALMART-02301PV252QF | 0.252 | 0.252 | N/A | N/A | Brockton | MA | SEMA | Massachusetts Electric Company
| NO RESOURCE | 47477 | TOWN OF WAREHAM 2155 | 4.75 | 4.75 | N/A | N/A | Plymouth | MA | SEMA | NSTAR Electric Company
| NO RESOURCE | 47484 | TOWN OF DARTMOUTH 1924 | 2.75 | 2.75 | N/A | N/A | Dartmouth | MA | SEMA | NSTAR Electric Company
| NO RESOURCE | 47485 | TOWN OF DARTMOUTH 1925 | 4 | 4 | N/A | N/A | Dartmouth | MA | SEMA | NSTAR Electric Company
| NO RESOURCE | 47486 | PLAINVILLE GAMING-02762PV615QF | 0.615 | 0.615 | N/A | N/A | Plainville | MA | RI | Massachusetts Electric Company
| NO RESOURCE | 47530 | SEEKONK WALMART-02771PV230QF | 0.23 | 0.23 | N/A | N/A | Seekonk | MA | RI | Massachusetts Electric Company
| NO RESOURCE | 47731 | 245 RIVER STREET PLACE LLC | 0.4 | 0.4 | N/A | N/A | Fitchburg | MA | WMA | Fitchburg Gas & Electric Light Company
| NO RESOURCE | 47749 | UI RCP BGPT PV | 2.2 | 2.2 | N/A | N/A | Bridgeport | CT | SWCT | United Illuminating Company, The
| NO RESOURCE | 47752 | AMPERSAND BROOKLYN DAM HYDRO | 0.6 | 0.6 | N/A | N/A | Northumberland | NH | NH | Public Service Company of New Hampshire
| NO RESOURCE | 47836 | QUABBIN WIRE-01082PV70NM | 0.07 | 0.07 | N/A | N/A | Ware | MA | WMA | Massachusetts Electric Company
| NO RESOURCE | 47837 | QUABBIN WIRE-01082PV224NM | 0.224 | 0.224 | N/A | N/A | Ware | MA | WMA | Massachusetts Electric Company
| NO RESOURCE | 47838 | GOODING FAMILY-02302PV250NM | 0.25 | 0.25 | N/A | N/A | Brockton | MA | SEMA | Massachusetts Electric Company
| NO RESOURCE | 47954 | WINN SOLAR THREE-01841PV115NM | 0.115 | 0.115 | N/A | N/A | Lawrence | MA | CMA/NEMA | Massachusetts Electric Company
| NO RESOURCE | 47955 | BELLINGHAM PLAZA-02019PV198QF | 0.198 | 0.198 | N/A | N/A | Bellingham | MA | RI | Massachusetts Electric Company
| NO RESOURCE | 47959 | ZORENA-01590PV100NM | 0.1 | 0.1 | N/A | N/A | Sutton | MA | CMA/NEMA | Massachusetts Electric Company
| NO RESOURCE | 47985 | DENNISON LUBRICANT01607PV308QF | 0.308 | 0.308 | N/A | N/A | Worcester | MA | CMA/NEMA | Massachusetts Electric Company
| NO RESOURCE | 47991 | SOLTERRA LLC SOLAR PROJECT | 16.53 | 16.53 | N/A | N/A | Spencer | MA | WMA | Clearway Power Marketing LLC
| NO RESOURCE | 47992 | BREAKAWAY ICE-01876PV120NM | 0.12 | 0.12 | N/A | N/A | TEWKSBURY | MA | BOSTON | Massachusetts Electric Company
| NO RESOURCE | 47993 | 217 EAST RD SOLAR-01220PV996NM | 0.996 | 0.996 | N/A | N/A | Adams | MA | WMA | Massachusetts Electric Company
| NO RESOURCE | 48022 | WINN SOLAR THREE-01852PV120NM | 0.12 | 0.12 | N/A | N/A | Lowell | MA | CMA/NEMA | Massachusetts Electric Company
| NO RESOURCE | 48081 | APOLLO SOLAR-01876PV268NM | 0.268 | 0.268 | N/A | N/A | Tewksbury | MA | CMA/NEMA | Massachusetts Electric Company
| NO RESOURCE | 48082 | HANCOCK WIND | 51 | 51 | N/A | N/A | Hancock County | ME | BHE | Hancock Wind, LLC
| NO RESOURCE | 48166 | MAYBURY01028SOLAR250NM | 0.25 | 0.25 | N/A | N/A | E Longmeadow | MA | WMA | Massachusetts Electric Company
| NO RESOURCE | 48177 | PARKRIDGE-01835PV92.4NM | 0.092 | 0.092 | N/A | N/A | Haverhill | MA | BOSTON | Massachusetts Electric Company
| NO RESOURCE | 48178 | PLAINVILLE TARGET-02762PV414QF | 0.414 | 0.414 | N/A | N/A | Plainville | MA | RI | Massachusetts Electric Company
| NO RESOURCE | 48205 | GENERAL WOODWKNG2-01851PV100NM | 0.1 | 0.1 | N/A | N/A | Lowell | MA | CMA/NEMA | Massachusetts Electric Company
| NO RESOURCE | 48206 | GENERAL WOODWKNG1-01851PV224NM | 0.224 | 0.224 | N/A | N/A | Lowell | MA | CMA/NEMA | Massachusetts Electric Company
| NO RESOURCE | 48221 | 146 SUPPLY CTR-01527PV98NM | 0.098 | 0.098 | N/A | N/A | Millbury | MA | CMA/NEMA | Massachusetts Electric Company
| NO RESOURCE | 48225 | SWANSEA TARGET-02777PV483NM | 0.483 | 0.483 | N/A | N/A | Swansea | MA | RI | Massachusetts Electric Company
| NO RESOURCE | 48226 | UXBRIDGE PRO STGE-01569PV265NM | 0.265 | 0.265 | N/A | N/A | Uxbridge | MA | RI | Massachusetts Electric Company
| NO RESOURCE | 48239 | CYN OIL CORP-02072PV100NM | 0.1 | 0.1 | N/A | N/A | Stoughton | MA | SEMA | Massachusetts Electric Company
| NO RESOURCE | 48249 | WORC BURNCOAT-01606PV252QF | 0.252 | 0.252 | N/A | N/A | Worcester | MA | CMA/NEMA | Massachusetts Electric Company
| NO RESOURCE | 48250 | WORC FOREST GROVE-01605PV87NM | 0.087 | 0.087 | N/A | N/A | Worcester | MA | CMA/NEMA | Massachusetts Electric Company
| NO RESOURCE | 48321 | WORC CHANDLER-01602PV100QF | 0.1 | 0.1 | N/A | N/A | Worcester | MA | CMA/NEMA | Massachusetts Electric Company
| NO RESOURCE | 48401 | EVERSOURCE PV N2123 | 0.121 | 0.121 | N/A | N/A | Londonderry | NH | NH | Public Service Company of New Hampshire
| NO RESOURCE | 48402 | MERCURY WIRE-01562PV224NM | 0.224 | 0.224 | N/A | N/A | Spencer | MA | CMA/NEMA | Massachusetts Electric Company
| NO RESOURCE | 48403 | FACILITY MGT CORP-01747PV200NM | 0.2 | 0.2 | N/A | N/A | Hopedale | MA | RI | Massachusetts Electric Company
| NO RESOURCE | 48406 | HERRICKS INC-01364PV112NM | 0.112 | 0.112 | N/A | N/A | Orange | MA | WMA | Massachusetts Electric Company
| NO RESOURCE | 48407 | ENRIGHT LLC-01879PV300NM | 0.3 | 0.3 | N/A | N/A | Tyngsboro | MA | CMA/NEMA | Massachusetts Electric Company
| NO RESOURCE | 48426 | 19 POND RD LLC-01930PV200NM | 0.2 | 0.2 | N/A | N/A | Gloucester | MA | BOSTON | Massachusetts Electric Company
| NO RESOURCE | 48588 | SOLARCITY CORP-01096PV2266NM | 2.266 | 2.266 | N/A | N/A | Williamsburg | MA | WMA | Massachusetts Electric Company
| NO RESOURCE | 48643 | DURHAM PV N3524 | 0.504 | 0.504 | N/A | N/A | Lee | NH | NH | Public Service Company of New Hampshire
| NO RESOURCE | 48645 | PISGAH MOUNTAIN WIND | 9.075 | 9.075 | N/A | N/A | Clifton | ME | BHE | WEB Renewable Energy USA, LLC
| NO RESOURCE | 48651 | TRINITYEMS01853PV64.8NM | 0.065 | 0.065 | N/A | N/A | Lowell | MA | CMA/NEMA | Massachusetts Electric Company
| NO RESOURCE | 48659 | MILTON PV N3084 | 0.75 | 0.75 | N/A | N/A | Milton | NH | NH | Public Service Company of New Hampshire
| NO RESOURCE | 48665 | IMPERIAL DELTAH-02914PV264NM | 0.264 | 0.264 | N/A | N/A | East Providence | RI | RI | The Narragansett Electric Company
| NO RESOURCE | 48675 | HARBOR02324PV2967NM | 2.967 | 2.967 | N/A | N/A | BRIDGEWATER | MA | SEMA | Massachusetts Electric Company
| NO RESOURCE | 48694 | MERCURY (198)-01543PV2000NM | 2 | 2 | N/A | N/A | Rutland | MA | WMA | Massachusetts Electric Company
| NO RESOURCE | 48722 | BURTONVILLAGE01452PV96NM | 0.096 | 0.096 | N/A | N/A | HUBBARDSTON | MA | CMA/NEMA | Massachusetts Electric Company
| NO RESOURCE | 48723 | INDEPENDENCE2575-02072PV1725NM | 1.725 | 1.725 | N/A | N/A | Stoughton | MA | SEMA | Massachusetts Electric Company
| NO RESOURCE | 48747 | BRAUNSEXPRESS-01747PV164NM | 0.164 | 0.164 | N/A | N/A | Hopedale | MA | RI | Massachusetts Electric Company
| NO RESOURCE | 48750 | BLUEWAVE 8861-01540PV1500NM | 1.5 | 1.5 | N/A | N/A | Oxford | MA | WMA | Massachusetts Electric Company
| NO RESOURCE | 48758 | CEDEV.MEETINGST-02905PV75NM | 0.075 | 0.075 | N/A | N/A | Providence | RI | RI | The Narragansett Electric Company
| NO RESOURCE | 48787 | KNIGHT FARM-02828PV70NM | 0.07 | 0.07 | N/A | N/A | Greenville | RI | RI | The Narragansett Electric Company
| NO RESOURCE | 48788 | HOWLANDASS.-02865PV136NM | 0.136 | 0.136 | N/A | N/A | Lincoln | RI | RI | The Narragansett Electric Company
| NO RESOURCE | 48811 | ALVES238E.MAINRD-02842PV86.4NM | 0.086 | 0.086 | N/A | N/A | Middletown | RI | RI | The Narragansett Electric Company
| NO RESOURCE | 48824 | KJA PROPERTIES-02842PV63NM | 0.063 | 0.063 | N/A | N/A | Middletown | RI | SEMA | The Narragansett Electric Company
| NO RESOURCE | 48828 | WINNSOLARWATERST-01604PV75.6NM | 0.076 | 0.076 | N/A | N/A | Worcester | MA | CMA/NEMA | Massachusetts Electric Company
| NO RESOURCE | 48858 | 530MAINSTR.E.LLC-01510PV183NM | 0.183 | 0.183 | N/A | N/A | Clinton | MA | CMA/NEMA | Massachusetts Electric Company
| NO RESOURCE | 48863 | WESTBOROTENNIS-01510PV486QF | 0.486 | 0.486 | N/A | N/A | Westborough | MA | CMA/NEMA | Massachusetts Electric Company
| NO RESOURCE | 48874 | CLARKUNIVERSITY01610PV140NM | 0.14 | 0.14 | N/A | N/A | Worcester | MA | WMA | Massachusetts Electric Company
| NO RESOURCE | 48879 | WAREHAM_MA1_LLC_ID1972361 | 2 | 2 | N/A | N/A | Wareham | MA | SEMA | NSTAR Electric Company
| NO RESOURCE | 48880 | TOWN_OF_MASHPEE_ID2049 | 1.5 | 1.5 | N/A | N/A | Mashpee | MA | SEMA | NSTAR Electric Company
| NO RESOURCE | 48881 | CITY_OF_NEWBEDFORD_ID1939 | 1.5 | 1.5 | N/A | N/A | New Bedford | MA | SEMA | NSTAR Electric Company
| NO RESOURCE | 48883 | TOWN_OF_DENNIS_ID1712 | 2.499 | 2.499 | N/A | N/A | Dennis | MA | SEMA | NSTAR Electric Company
| NO RESOURCE | 48885 | UMASS_DARTMOUTH_ID1849 | 4.5 | 4.5 | N/A | N/A | East Freetown | MA | SEMA | NSTAR Electric Company
| NO RESOURCE | 48886 | TOWN_OF_SANDWICH_ID2043 | 3.5 | 3.5 | N/A | N/A | Sandwich | MA | SEMA | NSTAR Electric Company
| NO RESOURCE | 48887 | PLYMOUTH_PUB_SCHS_ID1895 | 2.9 | 2.9 | N/A | N/A | East Freetown | MA | SEMA | NSTAR Electric Company
| NO RESOURCE | 48888 | TOWN_OF_DENNIS_ID2115 | 2.499 | 2.499 | N/A | N/A | Dennis | MA | SEMA | NSTAR Electric Company
| NO RESOURCE | 48913 | VALLEYST.MILL-02909PV98NM | 0.098 | 0.098 | N/A | N/A | Providence | RI | RI | The Narragansett Electric Company
| NO RESOURCE | 49001 | NEXAMPFACTORYST-02893PV384NM | 0.384 | 0.384 | N/A | N/A | West Warwick | RI | RI | The Narragansett Electric Company
| NO RESOURCE | 49010 | ROCHESTER PV N3365 | 0.5 | 0.5 | N/A | N/A | Rochester | NH | NH | Public Service Company of New Hampshire
| NO RESOURCE | 49063 | TOWN_OF_MEDWAY_ID1972386 | 4.5 | 4.5 | N/A | N/A | Carver | MA | SEMA | NSTAR Electric Company
| NO RESOURCE | 49064 | TOWN_OF_WESTON_ID2055868 | 1.795 | 1.795 | N/A | N/A | Weston | MA | BOSTON | NSTAR Electric Company
| NO RESOURCE | 49065 | DOVER PV N3015 | 0.267 | 0.267 | N/A | N/A | Dover | NH | NH | Public Service Company of New Hampshire
| NO RESOURCE | 49070 | TOWN_OF_NEEDHAM_ID1989732 | 3.12 | 3.12 | N/A | N/A | Needham | MA | BOSTON | NSTAR Electric Company
| NO RESOURCE | 49073 | CES_TIHONET_SOLAR_ID2350 | 1 | 1 | N/A | N/A | Wareham | MA | SEMA | NSTAR Electric Company
| NO RESOURCE | 49074 | WAREHAM_FIRE_DISTRICT_ID2128 | 0.583 | 0.583 | N/A | N/A | Wareham | MA | SEMA | NSTAR Electric Company
| NO RESOURCE | 49075 | TOPEKA_SOLAR1_ID2191 | 1 | 1 | N/A | N/A | Assonet/Freetown | MA | SEMA | NSTAR Electric Company
| NO RESOURCE | 49076 | MASSDOT_ID1977739 | 0.5 | 0.5 | N/A | N/A | Plymouth | MA | SEMA | NSTAR Electric Company
| NO RESOURCE | 49077 | IGS_SOLARLLC_ID2094068 | 0.3 | 0.3 | N/A | N/A | Dennis | MA | SEMA | NSTAR Electric Company
| NO RESOURCE | 49078 | BWC_ORIGIN_FAIRHAVEN_ID1964211 | 0.75 | 0.75 | N/A | N/A | Fairhaven | MA | SEMA | NSTAR Electric Company
| NO RESOURCE | 49081 | TOWN_OF_DUXBURY_ID2143 | 0.5 | 0.5 | N/A | N/A | Duxbury | MA | SEMA | NSTAR Electric Company
| NO RESOURCE | 49082 | GLC_ACUSHNET_ID1819 | 1 | 1 | N/A | N/A | Carver | MA | SEMA | NSTAR Electric Company
| NO RESOURCE | 49083 | TOWN_OF_CHILMARK_ID1981127 | 0.173 | 0.173 | N/A | N/A | Chilmark | MA | SEMA | NSTAR Electric Company
| NO RESOURCE | 49086 | BRALEY_ROAD_SOLAR4_ID1896 | 1 | 1 | N/A | N/A | East Freetown | MA | SEMA | NSTAR Electric Company
| NO RESOURCE | 49087 | SIPPICAN_COMM_SOLAR_ID2029145 | 0.783 | 0.783 | N/A | N/A | Marion | MA | SEMA | NSTAR Electric Company
| NO RESOURCE | 49094 | FRIENDS_ACADEMY_ID2326 | 0.134 | 0.134 | N/A | N/A | Dartmouth | MA | SEMA | NSTAR Electric Company
| NO RESOURCE | 49096 | MCCARTHY_PROPERTIES_ID2077939 | 0.2 | 0.2 | N/A | N/A | West Wareham | MA | SEMA | NSTAR Electric Company
| NO RESOURCE | 49097 | 815_MAIN_ST_SOLARLLC_ID2077567 | 0.13 | 0.13 | N/A | N/A | Wareham | MA | SEMA | NSTAR Electric Company
| NO RESOURCE | 49197 | SHREDKING-02343PV180NM | 0.18 | 0.18 | N/A | N/A | Holbrook | MA | SEMA | Massachusetts Electric Company
| NO RESOURCE | 49241 | DINO'SPARK&SHOP-02814PV196RE | 0.196 | 0.196 | N/A | N/A | Chepachet | RI | RI | The Narragansett Electric Company
| NO RESOURCE | 49252 | BUXTONRDSOLARLLC-01569PV1000NM | 1 | 1 | N/A | N/A | Uxbridge | MA | RI | Massachusetts Electric Company
| NO RESOURCE | 49253 | VIRGINIOSARDINIA-01757PV292.8N | 0.292 | 0.292 | N/A | N/A | Milford | MA | RI | Massachusetts Electric Company
| NO RESOURCE | 49260 | USFLUIDS01028PV110NM | 0.11 | 0.11 | N/A | N/A | E Longmeadow | MA | WMA | Massachusetts Electric Company
| NO RESOURCE | 49289 | FUREYROOFINGCO-02888PV29NM | 0.029 | 0.029 | N/A | N/A | Warwick | RI | RI | The Narragansett Electric Company
| NO RESOURCE | 49292 | NATCOPRODUCTS-02893PV375NM | 0.375 | 0.375 | N/A | N/A | West Warwick | RI | RI | The Narragansett Electric Company
| NO RESOURCE | 49324 | PITTSFIELD SOLAR | 9.9 | 9.9 | N/A | N/A | Pittsfield | ME | ME | Cianbro Energy, LLC
| NO RESOURCE | 49328 | MILLREALTYTRUST-02370PV86QF | 0.086 | 0.086 | N/A | N/A | Rockland | MA | SEMA | Massachusetts Electric Company
| NO RESOURCE | 49331 | SHALOMHOUSING-02886WT100NM | 0.1 | 0.1 | N/A | N/A | Warwick | RI | RI | The Narragansett Electric Company
| NO RESOURCE | 49354 | SEAVIEWINNLLC-02842PV180NM | 0.18 | 0.18 | N/A | N/A | Middletown | RI | SEMA | The Narragansett Electric Company
| NO RESOURCE | 49359 | GERIATRIC01757SOLAR225NM | 0.225 | 0.225 | N/A | N/A | Milford | MA | RI | Massachusetts Electric Company
| NO RESOURCE | 49361 | CROMWELLVENTURES-02907PV69NM | 0.069 | 0.069 | N/A | N/A | Providence | RI | RI | The Narragansett Electric Company
| NO RESOURCE | 49371 | ECASOLARAFF.INT.-01453PV2800QF | 2.8 | 2.8 | N/A | N/A | Leominster | MA | CMA/NEMA | Massachusetts Electric Company
| NO RESOURCE | 49376 | SYNC.STILLRIVER-01740PV1980NM | 1.98 | 1.98 | N/A | N/A | Bolton | MA | CMA/NEMA | Massachusetts Electric Company
| NO RESOURCE | 49398 | MADBURY PV N5466 | 0.222 | 0.222 | N/A | N/A | Madbury | NH | NH | Public Service Company of New Hampshire
| NO RESOURCE | 49399 | PORTSMOUTH PV N5465A | 0.108 | 0.108 | N/A | N/A | Portsmouth | NH | NH | Public Service Company of New Hampshire
| NO RESOURCE | 49400 | PORTSMOUTH PV N5465 | 0.144 | 0.144 | N/A | N/A | Portsmouth | NH | NH | Public Service Company of New Hampshire
| NO RESOURCE | 49401 | ROCHESTER PV N5486 | 0.2 | 0.2 | N/A | N/A | Rochester | NH | NH | Public Service Company of New Hampshire
| NO RESOURCE | 49402 | NASHUA PV N5606 | 0.833 | 0.833 | N/A | N/A | Nashua | NH | VT | Public Service Company of New Hampshire
| NO RESOURCE | 49404 | PKPROPERTIES-02914PV120NM | 0.12 | 0.12 | N/A | N/A | East Providence | RI | RI | The Narragansett Electric Company
| NO RESOURCE | 49405 | SFP&L HYDRO | 0.189 | 0.189 | N/A | N/A | Rochester | NH | NH | Public Service Company of New Hampshire
| NO RESOURCE | 49409 | GMHMIL.HOUSING-02842PV612NM | 0.612 | 0.612 | N/A | N/A | Middletown | RI | SEMA | The Narragansett Electric Company
| NO RESOURCE | 49411 | NBC COV WIND | 4.5 | 4.5 | N/A | N/A | Coventry | RI | RI | Green Development, LLC
| NO RESOURCE | 49412 | W WARWICK COV WIND | 4.5 | 4.5 | N/A | N/A | Coventry | RI | RI | Green Development, LLC
| NO RESOURCE | 49413 | WED COV WIND | 6 | 6 | N/A | N/A | Coventry | RI | RI | Galt Power Inc.
| NO RESOURCE | 49414 | LUCY'SHEARTH-02842PV29NM | 0.029 | 0.029 | N/A | N/A | Middletown | RI | SEMA | The Narragansett Electric Company
| NO RESOURCE | 49427 | ANWELT APTS PV | 0.185 | 0.185 | N/A | N/A | Fitchburg | MA | WMA | Fitchburg Gas & Electric Light Company
| NO RESOURCE | 49512 | SCHNEIDERELECF-01801PV143QF | 0.143 | 0.143 | N/A | N/A | Andover | MA | CMA/NEMA | Massachusetts Electric Company
| NO RESOURCE | 49513 | SCHNEIDERELECA&B-01810PV161QF | 0.161 | 0.161 | N/A | N/A | Andover | MA | CMA/NEMA | Massachusetts Electric Company
| NO RESOURCE | 49637 | EQUITYINDUSTRIAL-02301PV998NM | 0.998 | 0.998 | N/A | N/A | Brockton | MA | SEMA | Massachusetts Electric Company
| NO RESOURCE | 49669 | OUTLANDRENEWABLE-01562PV3000NM | 3 | 3 | N/A | N/A | Spencer | MA | WMA | Massachusetts Electric Company
| NO RESOURCE | 49689 | PELHAMAVEREALTY-01844PV120QF | 0.12 | 0.12 | N/A | N/A | Methuen | MA | BOSTON | Massachusetts Electric Company
| NO RESOURCE | 49693 | LOWER VILLAGE | 1.4 | 1.4 | N/A | N/A | Claremont | NH | NH | Messalonskee Stream Hydro, LLC
| NO RESOURCE | 49695 | 225 INDUSTRIAL RD SOLAR | 0.488 | 0.488 | N/A | N/A | Fitchburg | MA | WMA | Fitchburg Gas & Electric Light Company
| NO RESOURCE | 49768 | AQUIDNECKCUSTOM-02809PV28NM | 0.028 | 0.028 | N/A | N/A | Bristol | RI | RI | The Narragansett Electric Company
| NO RESOURCE | 49863 | STERGISALUMINUM-02703PV250QF | 0.25 | 0.25 | N/A | N/A | Attleboro | MA | RI | Massachusetts Electric Company
| NO RESOURCE | 49867 | GIDEONLLC-02189PV428NM | 0.428 | 0.428 | N/A | N/A | Weymouth | MA | SEMA | Massachusetts Electric Company
| NO RESOURCE | 49930 | FINEEDGETOOL-02703PV72QF | 0.072 | 0.072 | N/A | N/A | Attleboro | MA | RI | Massachusetts Electric Company
| NO RESOURCE | 49931 | KEARSARGEBELL.-02019PV3108NM | 3.108 | 3.108 | N/A | N/A | Bellingham | MA | RI | Massachusetts Electric Company
| NO RESOURCE | 50001 | SHEACONCRETE-01913PV80QF | 0.08 | 0.08 | N/A | N/A | Amesbury | MA | BOSTON | Massachusetts Electric Company
| NO RESOURCE | 50057 | ORBITENERGY-02919PV3200DG | 3.2 | 3.2 | N/A | N/A | Johnston | RI | RI | The Narragansett Electric Company
| NO RESOURCE | 50060 | QUALITYDRIVELLC-02865PV1116NM | 1.116 | 1.116 | N/A | N/A | Lincoln | RI | RI | The Narragansett Electric Company
| NO RESOURCE | 50078 | EMBRACELOANS#25-02842PV133NM | 0.133 | 0.133 | N/A | N/A | Middletown | RI | SEMA | The Narragansett Electric Company
| NO RESOURCE | 50087 | RGCMILLWESTBLDG36-01845PV108QF | 0.108 | 0.108 | N/A | N/A | North Andover | MA | BOSTON | Massachusetts Electric Company
| NO RESOURCE | 50120 | MWRAFISHHATCHERY-01082PV65NM | 0.065 | 0.065 | N/A | N/A | Ware | MA | WMA | Massachusetts Electric Company
| NO RESOURCE | 50129 | GRANITE&MARBLEINC-01507PV100QF | 0.1 | 0.1 | N/A | N/A | Charlton | MA | WMA | Massachusetts Electric Company
| NO RESOURCE | 50133 | TUFTSUNIVERSITY-01536PV2000QF | 2 | 2 | N/A | N/A | North Grafton | MA | CMA/NEMA | Massachusetts Electric Company
| NO RESOURCE | 50169 | WESTMINSTERSOLAR-01473PV450NM | 0.45 | 0.45 | N/A | N/A | Westminster | MA | WMA | Massachusetts Electric Company
| NO RESOURCE | 50185 | CECSOLAR#1063-02379PV1656NM | 1.656 | 1.656 | N/A | N/A | West Bridgewater | MA | SEMA | Massachusetts Electric Company
| NO RESOURCE | 50197 | ARDENJEWELRY-02919PV108NM | 0.108 | 0.108 | N/A | N/A | Johnston | RI | RI | The Narragansett Electric Company
| NO RESOURCE | 50202 | WORC.LANDFILL#2-01602PV2100NM | 2.1 | 2.1 | N/A | N/A | Worcester | MA | CMA/NEMA | Massachusetts Electric Company
| NO RESOURCE | 50213 | UPTONSOLARLLC213-01568PV1000NM | 1 | 1 | N/A | N/A | Upton | MA | RI | Massachusetts Electric Company
| NO RESOURCE | 50215 | UPTONSOLARLLC#2-01568PV1000NM | 1 | 1 | N/A | N/A | Upton | MA | RI | Massachusetts Electric Company
| NO RESOURCE | 50223 | COV.SCHOOL-SOLECT-02816PV100NM | 0.1 | 0.1 | N/A | N/A | Coventry | RI | RI | The Narragansett Electric Company
| NO RESOURCE | 50230 | EMBRACELOANS110-02842PV133NM | 0.133 | 0.133 | N/A | N/A | Middletown | RI | SEMA | The Narragansett Electric Company
| NO RESOURCE | 50232 | AAANORTHEASTLNC-02915PV150NM | 0.15 | 0.15 | N/A | N/A | Riverside | RI | RI | The Narragansett Electric Company
| NO RESOURCE | 50462 | CASSIOPEIA SOLAR | 1.848 | 1.848 | N/A | N/A | Ashby | MA | WMA | Fitchburg Gas & Electric Light Company
| NO RESOURCE | 50525 | AYERSOLARLLCI-01432PV864NM | 0.864 | 0.864 | N/A | N/A | Ayer | MA | CMA/NEMA | Massachusetts Electric Company
| NO RESOURCE | 50574 | LODESTARSOLAR-01230PV1000NM | 1 | 1 | N/A | N/A | Great Barrington | MA | WMA | Massachusetts Electric Company
| NO RESOURCE | 50590 | CLARKUNIV.CHP-01610CHP2000QF | 2 | 2 | N/A | N/A | Worcester | MA | WMA | Massachusetts Electric Company
| NO RESOURCE | 50593 | CHERRYVALLEYSLR-01524PV1000NM | 1 | 1 | N/A | N/A | Leicester | MA | WMA | Massachusetts Electric Company
| NO RESOURCE | 50594 | MILLSCOFFEEROAST-02905PV37.8NM | 0.038 | 0.038 | N/A | N/A | Providence | RI | RI | The Narragansett Electric Company
| NO RESOURCE | 50595 | FAIRGROUNDSREALTY-02892PV144NM | 0.144 | 0.144 | N/A | N/A | West Kingston | RI | RI | The Narragansett Electric Company
| NO RESOURCE | 50598 | EPPING PV N3455 | 0.56 | 0.56 | N/A | N/A | Epping | NH | NH | Public Service Company of New Hampshire
| NO RESOURCE | 50607 | COMMUNITY HEALTH CONN INC (PV) | 0.168 | 0.168 | N/A | N/A | Fitchburg | MA | WMA | Fitchburg Gas & Electric Light Company
| NO RESOURCE | 50610 | BWCWADINGRIVER-01756PV1000NM | 1 | 1 | N/A | N/A | Mendon | MA | RI | Massachusetts Electric Company
| NO RESOURCE | 50613 | BWCPROVIDENCEST-01756PV1000NM | 1 | 1 | N/A | N/A | Mendon | MA | RI | Massachusetts Electric Company
| NO RESOURCE | 50617 | HOUSATONICSOLAR1-01266PV2000NM | 2 | 2 | N/A | N/A | West Stockbridge | MA | WMA | Massachusetts Electric Company
| NO RESOURCE | 50626 | WARWICKPOULTRY-02908PV252NM | 0.252 | 0.252 | N/A | N/A | Providence | RI | RI | The Narragansett Electric Company
| NO RESOURCE | 50628 | BWCTHAYERRD-01756PV1000NM | 1 | 1 | N/A | N/A | Mendon | MA | RI | Massachusetts Electric Company
| NO RESOURCE | 50630 | TIM'S FABRICATORS (PV) | 0.113 | 0.113 | N/A | N/A | Fitchburg | MA | WMA | Fitchburg Gas & Electric Light Company
| NO RESOURCE | 50637 | PLAINFIELD II WIND | 3 | 3 | N/A | N/A | JOHNSTON | RI | RI | Green Development, LLC
| NO RESOURCE | 50638 | PLAINFIELD I WIND | 3 | 3 | N/A | N/A | JOHNSTON | RI | RI | Green Development, LLC
| NO RESOURCE | 50639 | GREEN HILL WIND | 3 | 3 | N/A | N/A | JOHNSTON | RI | RI | Green Development, LLC
| NO RESOURCE | 50640 | PLAINFIELD III WIND | 3 | 3 | N/A | N/A | JOHNSTON | RI | RI | Green Development, LLC
| NO RESOURCE | 50641 | SHUN III WIND | 3 | 3 | N/A | N/A | JOHNSTON | RI | RI | Green Development, LLC
| NO RESOURCE | 50642 | SHUN II WIND | 3 | 3 | N/A | N/A | JOHNSTON | RI | RI | Green Development, LLC
| NO RESOURCE | 50643 | SHUN I WIND | 3 | 3 | N/A | N/A | JOHNSTON | RI | RI | Green Development, LLC
| NO RESOURCE | 50645 | NRG_COMM_HOST_ID2137495 | 1.86 | 1.86 | N/A | N/A | Carver | MA | SEMA | NSTAR Electric Company
| NO RESOURCE | 50649 | CEC_SOLAR_1114_ID2093189 | 1.692 | 1.692 | N/A | N/A | Fairhaven | MA | SEMA | NSTAR Electric Company
| NO RESOURCE | 50654 | WESTPORT_MA1-2_LLC_ID2068650 | 2.55 | 2.55 | N/A | N/A | Westport | MA | SEMA | NSTAR Electric Company
| NO RESOURCE | 50655 | CEC_SOLAR_1040-1041_ID2020238 | 1.57 | 1.57 | N/A | N/A | Kingston | MA | SEMA | NSTAR Electric Company
| NO RESOURCE | 50659 | THE_BOG_LLC_ID2117310 | 0.48 | 0.48 | N/A | N/A | Kingston | MA | SEMA | NSTAR Electric Company
| NO RESOURCE | 50670 | CARVER_MA_1_LLC_ID2108025 | 2 | 2 | N/A | N/A | Carver | MA | SEMA | NSTAR Electric Company
| NO RESOURCE | 50693 | 195LIBERTYSTRLTY-02301PV259NM | 0.259 | 0.259 | N/A | N/A | Brockton | MA | SEMA | Massachusetts Electric Company
| NO RESOURCE | 50695 | LENOXWILLOWCRK-01240PV606NM | 0.606 | 0.606 | N/A | N/A | Lenox | MA | WMA | Massachusetts Electric Company
| NO RESOURCE | 50699 | KAMMANFOOD-02169PV466.2QF | 0.466 | 0.466 | N/A | N/A | Quincy | MA | SEMA | Massachusetts Electric Company
| NO RESOURCE | 50700 | KLEARVU-02720PV180NM | 0.18 | 0.18 | N/A | N/A | Fall River | MA | SEMA | Massachusetts Electric Company
| NO RESOURCE | 50710 | ISMSOLARDIGHTON2-02715PV2000NM | 2 | 2 | N/A | N/A | Dighton | MA | SEMA | Massachusetts Electric Company
| NO RESOURCE | 50721 | SUNEDISONGRAFTON-01519PV1000NM | 1 | 1 | N/A | N/A | Grafton | MA | CMA/NEMA | Massachusetts Electric Company
| NO RESOURCE | 50724 | 276WEYMOUTHST-02370PV166.5QF | 0.166 | 0.166 | N/A | N/A | Rockland | MA | SEMA | Massachusetts Electric Company
| NO RESOURCE | 50737 | WEBSTERSOLAR-01570PV1000NM | 1 | 1 | N/A | N/A | Webster | MA | WMA | Massachusetts Electric Company
| NO RESOURCE | 50742 | MCCRACKENFINANC-01821PV112QF | 0.112 | 0.112 | N/A | N/A | Billerica | MA | CMA/NEMA | Massachusetts Electric Company
| NO RESOURCE | 50744 | EASTERNSCHLSOLAR-02356PV189NM | 0.189 | 0.189 | N/A | N/A | North Easton | MA | SEMA | Massachusetts Electric Company
| NO RESOURCE | 50790 | COHASSESOLARLLC-01550PV1000NM | 1 | 1 | N/A | N/A | Southbridge | MA | WMA | Massachusetts Electric Company
| NO RESOURCE | 50791 | MILFORD01757SOLAR168QF | 0.168 | 0.168 | N/A | N/A | Milford | MA | RI | Massachusetts Electric Company
| NO RESOURCE | 50799 | STORAGEUSA741-02919PV86.4NM | 0.09 | 0.09 | N/A | N/A | Johnston | RI | RI | The Narragansett Electric Company
| NO RESOURCE | 50801 | JJCARDOSI-02915PV69RE | 0.07 | 0.07 | N/A | N/A | Riverside | RI | RI | The Narragansett Electric Company
| NO RESOURCE | 50804 | THURSTONSAILS-02809PV35NM | 0.035 | 0.035 | N/A | N/A | Bristol | RI | RI | The Narragansett Electric Company
| NO RESOURCE | 50808 | WORCESTERSCHOOLS-01065PV339QF | 0.339 | 0.339 | N/A | N/A | Worcester | MA | CMA/NEMA | Massachusetts Electric Company
| NO RESOURCE | 50811 | PROVWATERSUPPLY-02907PV496NM | 0.496 | 0.496 | N/A | N/A | Providence | RI | RI | The Narragansett Electric Company
| NO RESOURCE | 50812 | 87TOMHARVEYRD-02891PV167NM | 0.167 | 0.167 | N/A | N/A | Westerly | RI | RI | The Narragansett Electric Company
| NO RESOURCE | 50824 | FOUNDRY01852SOLAR266.400SMAOBC | 0.266 | 0.266 | N/A | N/A | Lowell | MA | CMA/NEMA | Massachusetts Electric Company
| NO RESOURCE | 50825 | ALTERNATEPWR-02147PV995NM | 0.995 | 0.995 | N/A | N/A | Clarksburg | MA | WMA | Massachusetts Electric Company
| NO RESOURCE | 50834 | GOODINGBUSSPACE-02809PV156RE | 0.156 | 0.156 | N/A | N/A | Bristol | RI | RI | The Narragansett Electric Company
| NO RESOURCE | 50866 | WAREHAM 1 | 1.4 | 1.4 | N/A | N/A | Wareham | MA | SEMA | SYSO Inc.
| NO RESOURCE | 50867 | WAREHAM 2 | 1 | 1 | N/A | N/A | Wareham | MA | SEMA | SYSO Inc.
| NO RESOURCE | 50868 | WAREHAM 3 | 1.4 | 1.4 | N/A | N/A | Wareham | MA | SEMA | SYSO Inc.
| NO RESOURCE | 50869 | WAREHAM 4 | 4 | 4 | N/A | N/A | Wareham | MA | SEMA | SYSO Inc.
| NO RESOURCE | 50872 | EXTRASPACESTORAGE-02891PV60NM | 0.058 | 0.058 | N/A | N/A | Cranston | RI | RI | The Narragansett Electric Company
| NO RESOURCE | 50873 | TRSRLTY01851SOLAR231SMAOBC | 0.231 | 0.231 | N/A | N/A | Lowell | MA | CMA/NEMA | Massachusetts Electric Company
| NO RESOURCE | 50880 | TOWNOFWESTERLY-02891PV60NM | 0.06 | 0.06 | N/A | N/A | Westerly | RI | RI | The Narragansett Electric Company
| NO RESOURCE | 50894 | PIERCLEANERS-02879PV35NM | 0.035 | 0.035 | N/A | N/A | Wakefield | RI | RI | The Narragansett Electric Company
| NO RESOURCE | 50905 | WFYOUNG-01028PV72NM | 0.072 | 0.072 | N/A | N/A | East Longmeadow | MA | WMA | Massachusetts Electric Company
| NO RESOURCE | 66005 | SHANIX-02920PV46NM | 0.046 | 0.046 | N/A | N/A | Cranston | RI | RI | The Narragansett Electric Company
| NO RESOURCE | 66076 | HORSESHOEFARM-02891PV46NM | 0.046 | 0.046 | N/A | N/A | Bradford | RI | RI | The Narragansett Electric Company
| NO RESOURCE | 66078 | 510PVPROJDEV466B-01524PV2000NM | 2 | 2 | N/A | N/A | Leicester | MA | WMA | Massachusetts Electric Company
| NO RESOURCE | 66096 | CHURCHCOMMHOUSING_02878PV43NM | 0.043 | 0.043 | N/A | N/A | Tiverton | RI | SEMA | The Narragansett Electric Company
| NO RESOURCE | 66105 | CHOICECOLLISION-02885PM98NM | 0.098 | 0.098 | N/A | N/A | Warren | RI | RI | The Narragansett Electric Company
| NO RESOURCE | 66106 | AMPMAJOEJENNYLLC_01540PV1500NM | 1.5 | 1.5 | N/A | N/A | Oxford | MA | WMA | Massachusetts Electric Company
| NO RESOURCE | 66132 | NM-SA NRG COMMUNITY HOST A | 0.996 | 0.996 | N/A | N/A | Ludlow | MA | WMA | NSTAR Electric Company
| NO RESOURCE | 66133 | NM-SA NRG COMMUNITY HOST B | 0.996 | 0.996 | N/A | N/A | Ludlow | MA | WMA | NSTAR Electric Company
| NO RESOURCE | 66134 | NM-SA NRG COMMUNITY HOST C | 0.78 | 0.78 | N/A | N/A | Ludlow | MA | WMA | NSTAR Electric Company
| NO RESOURCE | 66138 | NM-SA LSDP II, LLC | 4.45 | 4.45 | N/A | N/A | Deerfield | MA | WMA | NSTAR Electric Company
| NO RESOURCE | 66139 | NM-SA ALTERNATE POWER- CLOVER | 1.48 | 1.48 | N/A | N/A | Pittsfield | MA | WMA | NSTAR Electric Company
| NO RESOURCE | 66150 | HANNAFORD192_01826PV100QF | 0.1 | 0.1 | N/A | N/A | Dracut | MA | CMA/NEMA | Massachusetts Electric Company
| NO RESOURCE | 66159 | ABINGTONSCHL_02351PV323QF | 0.323 | 0.323 | N/A | N/A | Abington | MA | SEMA | Massachusetts Electric Company
| NO RESOURCE | 66160 | COMPLETERECYCLE_02720PV240QF | 0.24 | 0.24 | N/A | N/A | Fall River | MA | SEMA | Massachusetts Electric Company
| NO RESOURCE | 66169 | ECAMAINLLC_02301PV540NM | 0.54 | 0.54 | N/A | N/A | Brockton | MA | SEMA | Massachusetts Electric Company
| NO RESOURCE | 66170 | KBSURFACESLLC_02876PV216NM | 0.216 | 0.216 | N/A | N/A | North Smithfield | RI | RI | The Narragansett Electric Company
| NO RESOURCE | 66188 | ECAMAINLLC_02072PV650NM | 0.65 | 0.65 | N/A | N/A | Stoughton | MA | SEMA | Massachusetts Electric Company
| NO RESOURCE | 66199 | CHEPACHETPROF_02814PV46NM | 0.046 | 0.046 | N/A | N/A | Chepachet | RI | RI | The Narragansett Electric Company
| NO RESOURCE | 66213 | UFPTECH_01950PV200QF | 0.2 | 0.2 | N/A | N/A | Newburyport | MA | BOSTON | Massachusetts Electric Company
| NO RESOURCE | 66241 | JAMESTOWNFOOD-02835SOLAR56NM | 0.06 | 0.06 | N/A | N/A | Jamestown | RI | RI | The Narragansett Electric Company
| NO RESOURCE | 66242 | HOME DEPOTMA #2685 - METHUEN | 0.3 | 0.3 | N/A | N/A | Methuen | MA | BOSTON | Yellow Jacket Energy, LLC
| NO RESOURCE | 66244 | HOME DEPOTMA #2684 - WORCESTER | 0.3 | 0.3 | N/A | N/A | Worcester | MA | CMA/NEMA | Yellow Jacket Energy, LLC
| NO RESOURCE | 66245 | HOME DEPOTMA #2615 - SEEKONK | 0.3 | 0.3 | N/A | N/A | Seekonk | MA | RI | Yellow Jacket Energy, LLC
| NO RESOURCE | 66259 | BCPSTOR-02921PV120NM | 0.12 | 0.12 | N/A | N/A | Cranston | RI | RI | The Narragansett Electric Company
| NO RESOURCE | 66263 | HEALTHALLIANCE-01453CHP1965QF | 1.965 | 1.965 | N/A | N/A | Leominster | MA | WMA | Massachusetts Electric Company
| NO RESOURCE | 66264 | SUNEDISONRIVERST-01475PV2000NM | 2 | 2 | N/A | N/A | Winchendon | MA | WMA | Massachusetts Electric Company
| NO RESOURCE | 66284 | 310COMPASSCIRCLE02852-1(MW)NM | 1 | 1 | N/A | N/A | North Kingstown | RI | RI | The Narragansett Electric Company
| NO RESOURCE | 66285 | BRUCEDIAMOND-02703PV136QF | 0.136 | 0.136 | N/A | N/A | Attleboro | MA | RI | Massachusetts Electric Company
| NO RESOURCE | 67289 | KEARSARGEWPLAINRD01230PV1920NM | 1.92 | 1.92 | N/A | N/A | Great Barrington | MA | WMA | Massachusetts Electric Company
| NO RESOURCE | 67295 | BIRD_MACHINE_SOLAR_ID2000815 | 3.45 | 3.45 | N/A | N/A | South Walpole | MA | SEMA | NSTAR Electric Company
| NO RESOURCE | 67297 | INDIANRUN_02879PV225NM | 0.225 | 0.225 | N/A | N/A | Wakefield | RI | RI | The Narragansett Electric Company
| NO RESOURCE | 67298 | ECONOXGRPARCADIA_02832PV154RE | 0.154 | 0.154 | N/A | N/A | Hope Valley | RI | RI | The Narragansett Electric Company
| NO RESOURCE | 67359 | MAELECPHASE3_01331PV200QF | 0.2 | 0.2 | N/A | N/A | Athol | MA | WMA | Massachusetts Electric Company
| NO RESOURCE | 67360 | NM-SA PITTSFIELD HOUSING PV | 3.3 | 3.3 | N/A | N/A | Pittsfield | MA | WMA | NSTAR Electric Company
| NO RESOURCE | 67364 | NM-SA CITY OF PITTSFIELD SOLAR | 2.34 | 2.34 | N/A | N/A | Pittsfield | MA | WMA | NSTAR Electric Company
| NO RESOURCE | 67395 | NEWGENDEV_01527PV1000NM | 1 | 1 | N/A | N/A | Millbury | MA | CMA/NEMA | Massachusetts Electric Company
| NO RESOURCE | 67396 | NM-SA HATFIELD RENEWABLES PV | 1.89 | 1.89 | N/A | N/A | Hatfield | MA | WMA | NSTAR Electric Company
| NO RESOURCE | 67404 | AMERICANCAPITOL01843SOLAR349NM | 0.349 | 0.349 | N/A | N/A | Lawrence | MA | CMA/NEMA | Massachusetts Electric Company
| NO RESOURCE | 67405 | NRGWAUWINETRD01005SOLAR960NM | 0.96 | 0.96 | N/A | N/A | Barre | MA | WMA | Massachusetts Electric Company
| NO RESOURCE | 67412 | PEACEDALEMILLS02879SOLAR216NM | 0.216 | 0.216 | N/A | N/A | South Kingstown | RI | RI | The Narragansett Electric Company
| NO RESOURCE | 67413 | ECONOXKENYONLN02833SOLAR216RE | 0.216 | 0.216 | N/A | N/A | Ashaway | RI | RI | The Narragansett Electric Company
| NO RESOURCE | 67414 | TOWNOFGRAFTON01569SOLAR1872NM | 1.872 | 1.872 | N/A | N/A | Uxbridge | MA | RI | Massachusetts Electric Company
| NO RESOURCE | 67431 | SOUTHERNSKY02886SOLAR4992NM | 4.992 | 4.992 | N/A | N/A | Warwick | RI | RI | The Narragansett Electric Company
| NO RESOURCE | 67433 | CITYOFNEWTON_ID2148462 | 1.671 | 1.671 | N/A | N/A | Auburndale | MA | BOSTON | NSTAR Electric Company
| NO RESOURCE | 67438 | SOUTHERNSKY02904SOLAR2100NM | 2.1 | 2.1 | N/A | N/A | N Providence | RI | RI | The Narragansett Electric Company
| NO RESOURCE | 67439 | FINLAYEXTRACT02852SOLAR133.2NM | 0.133 | 0.133 | N/A | N/A | North Kingstown | RI | RI | The Narragansett Electric Company
| NO RESOURCE | 67441 | FRAMINGHAMHOUSEAUTH_ID2052252 | 2.413 | 2.413 | N/A | N/A | Ashland | MA | BOSTON | NSTAR Electric Company
| NO RESOURCE | 67442 | UMASSBOSTON_ID1990011 | 3 | 3 | N/A | N/A | Hyde Park | MA | BOSTON | NSTAR Electric Company
| NO RESOURCE | 67446 | STATEOFRI02920SOLAR84NM | 0.084 | 0.084 | N/A | N/A | Cranston | RI | RI | The Narragansett Electric Company
| NO RESOURCE | 67448 | ECONOX02892SOLAR216RE | 0.216 | 0.216 | N/A | N/A | West Kingston | RI | RI | The Narragansett Electric Company
| NO RESOURCE | 67459 | MANCHESTERSCL01944SOLAR144QF | 0.144 | 0.144 | N/A | N/A | Manchester | MA | BOSTON | Massachusetts Electric Company
| NO RESOURCE | 67460 | ECONOX02833SOLAR216RE | 0.216 | 0.216 | N/A | N/A | Hope Valley | RI | RI | The Narragansett Electric Company
| NO RESOURCE | 67462 | NM-SA ALTERNATE POWER-MAPLE | 1.988 | 1.988 | N/A | N/A | Hinsdale | MA | WMA | NSTAR Electric Company
| NO RESOURCE | 67463 | NM-SA TOWN OF OTIS | 1.5 | 1.5 | N/A | N/A | OTIS | MA | WMA | NSTAR Electric Company
| NO RESOURCE | 67476 | KANESELFST01752SLRSMAOBC | 0.11 | 0.11 | N/A | N/A | Marlborough | MA | CMA/NEMA | Massachusetts Electric Company
| NO RESOURCE | 67477 | GRAFTONSEWER01560SOLAR225QF | 0.225 | 0.225 | N/A | N/A | S. Grafton | MA | RI | Massachusetts Electric Company
| NO RESOURCE | 67478 | LAURELLNREC02892SOLAR106.4NM | 0.106 | 0.106 | N/A | N/A | West Kingston | RI | RI | The Narragansett Electric Company
| NO RESOURCE | 67479 | BWCHMLTNBRK02790SLR3500SMTAOBC | 3.5 | 3.5 | N/A | N/A | Westport | MA | SEMA | Massachusetts Electric Company
| NO RESOURCE | 67487 | CASCO BAY ENERGY STORAGE_GEN | 16.2 | 16.2 | N/A | N/A | Yarmouth | ME | SME | NextEra Energy Marketing, LLC
| NO RESOURCE | 67499 | STATEOFRI328_01752SOLAR43.2NM | 0.043 | 0.043 | N/A | N/A | Warwick | RI | RI | The Narragansett Electric Company
| NO RESOURCE | 67533 | 150BLACKSTONERVR01607SLR1992NM | 1.992 | 1.992 | N/A | N/A | Worcester | MA | CMA/NEMA | Massachusetts Electric Company
| NO RESOURCE | 67536 | SOUTHERNSKY_01607PV780NM | 0.78 | 0.78 | N/A | N/A | Warwick | RI | RI | The Narragansett Electric Company
| NO RESOURCE | 67537 | CLEANFOOTPRINT1475SOLAR3100NM | 3.1 | 3.1 | N/A | N/A | Winchendon | MA | WMA | Massachusetts Electric Company
| NO RESOURCE | 67541 | WESTWOOD SOLAR PV FACILITY | 0.302 | 0.302 | N/A | N/A | Westwood | MA | SEMA | NSTAR Electric Company
| NO RESOURCE | 67547 | BWCCTRIVR02790SOLAR2375SMTAOBC | 2.375 | 2.375 | N/A | N/A | Westport | MA | SEMA | Massachusetts Electric Company
| NO RESOURCE | 67548 | BWCHAMILTONBRK02790SOLAR1000NM | 1 | 1 | N/A | N/A | Westport | MA | SEMA | Massachusetts Electric Company
| NO RESOURCE | 67550 | D&PLIQUORS02808SOLAR40NM | 0.04 | 0.04 | N/A | N/A | Bradford | RI | RI | The Narragansett Electric Company
| NO RESOURCE | 67553 | HOUSATONICSLR102919SOLAR3000NM | 3 | 3 | N/A | N/A | Johnston | RI | RI | The Narragansett Electric Company
| NO RESOURCE | 67555 | SANDBERGENT02830SOLAR196RE | 0.196 | 0.196 | N/A | N/A | Mapleville | RI | RI | The Narragansett Electric Company
| NO RESOURCE | 67557 | FOSTERRNBLS02857SOLAR780RE | 0.78 | 0.78 | N/A | N/A | N Scituate | RI | RI | The Narragansett Electric Company
| NO RESOURCE | 67559 | GRANITESTRG02891SOLAR99.9NM | 0.099 | 0.099 | N/A | N/A | Westerly | RI | RI | The Narragansett Electric Company
| NO RESOURCE | 67563 | ECONOXSWITCHRD02832SOLAR216RE | 0.216 | 0.216 | N/A | N/A | Hope Valley | RI | RI | The Narragansett Electric Company
| NO RESOURCE | 67564 | OCEANSTVET02818SOLAR105.3NM | 0.105 | 0.105 | N/A | N/A | E Greenwich | RI | RI | The Narragansett Electric Company
| NO RESOURCE | 67565 | BANKOFNEWPORT02842SOLAR300NM | 0.3 | 0.3 | N/A | N/A | Middletown | RI | SEMA | The Narragansett Electric Company
| NO RESOURCE | 67566 | MERRIMACK PV D1123 | 2.4 | 2.4 | N/A | N/A | Merrimack | NH | NH | Devonshire Energy LLC
| NO RESOURCE | 67568 | CLEANFOOTPRINT2_01506SOLR480NM | 0.48 | 0.48 | N/A | N/A | Brookfield | MA | WMA | Massachusetts Electric Company
| NO RESOURCE | 67569 | HUDSONDSGNGRP-01845PV300NM | 0.3 | 0.3 | N/A | N/A | North Andover | MA | BOSTON | Massachusetts Electric Company
| NO RESOURCE | 67570 | RIVERVALLEYSCH01950SOLAR86.4NM | 0.086 | 0.086 | N/A | N/A | Newburyport | MA | BOSTON | Massachusetts Electric Company
| NO RESOURCE | 67571 | CLEANFOOTPRINT01506SOLAR480NM | 0.48 | 0.48 | N/A | N/A | Brookfield | MA | WMA | Massachusetts Electric Company
| NO RESOURCE | 67574 | BARNSTABLE HSG AUTH ID2038192 | 4.5 | 4.5 | N/A | N/A | Mattapoisett | MA | SEMA | NSTAR Electric Company
| NO RESOURCE | 67575 | NB_REALTY01532SOLAR72QF | 0.072 | 0.072 | N/A | N/A | Northborough | MA | CMA/NEMA | Massachusetts Electric Company
| NO RESOURCE | 67576 | UMASSMEMORIAL01605CHP2649QF | 2.649 | 2.649 | N/A | N/A | Worcester | MA | CMA/NEMA | Massachusetts Electric Company
| NO RESOURCE | 67578 | SW MA SOLAR LLC ID2129908 | 1.25 | 1.25 | N/A | N/A | Framingham | MA | BOSTON | NSTAR Electric Company
| NO RESOURCE | 67579 | CITY OF CAMBRIDGE ID2105436 | 2.28 | 2.28 | N/A | N/A | S. Boston | MA | BOSTON | NSTAR Electric Company
| NO RESOURCE | 67580 | AES ENERGY SOLUTIONS ID2061451 | 1.95 | 1.95 | N/A | N/A | Walpole | MA | SEMA | NSTAR Electric Company
| NO RESOURCE | 67581 | CITY OF WOBURN ID2064809 | 2.64 | 2.64 | N/A | N/A | Woburn | MA | BOSTON | NSTAR Electric Company
| NO RESOURCE | 67583 | KEENE PV T0454 | 0.487 | 0.487 | N/A | N/A | Keene | NH | VT | Public Service Company of New Hampshire
| NO RESOURCE | 67584 | MASSAMERICA02149SLR133.2SMAOBC | 0.133 | 0.133 | N/A | N/A | Everett | MA | BOSTON | Massachusetts Electric Company
| NO RESOURCE | 67586 | WASHBURNRDSOLARLLC_ID2113074 | 1.98 | 1.98 | N/A | N/A | East Freetown | MA | SEMA | NSTAR Electric Company
| NO RESOURCE | 67606 | NSMITHFIELDSLR02896SLR1250NM | 1.25 | 1.25 | N/A | N/A | North Smithfield | RI | RI | The Narragansett Electric Company
| NO RESOURCE | 67615 | FORBESSTSLRLL_02915SOLAR2990RE | 2.99 | 2.99 | N/A | N/A | Riverside | RI | RI | The Narragansett Electric Company
| NO RESOURCE | 67628 | SUNNECTIVITY01379SOLAR1000NM | 1 | 1 | N/A | N/A | Wendell | MA | WMA | Massachusetts Electric Company
| NO RESOURCE | 67630 | BARDEN02857SOLAR27.2NM | 0.027 | 0.027 | N/A | N/A | N. Scituate | RI | RI | The Narragansett Electric Company
| NO RESOURCE | 67638 | CRDMETALWRKS01053SOLAR248QF | 0.248 | 0.248 | N/A | N/A | Leeds | MA | WMA | Massachusetts Electric Company
| NO RESOURCE | 67640 | NRGCOMMHOSTB-C-D_ID2096227 | 3.912 | 3.912 | N/A | N/A | Plymouth | MA | SEMA | NSTAR Electric Company
| NO RESOURCE | 67653 | NRGCOMMHOST1-2-3_ID2065453 | 4.95 | 4.95 | N/A | N/A | Plympton | MA | SEMA | NSTAR Electric Company
| NO RESOURCE | 67654 | HERRESHOFF02809SOLAR43.2NM | 0.043 | 0.043 | N/A | N/A | Bristol | RI | RI | The Narragansett Electric Company
| NO RESOURCE | 67684 | SOUTHERNSKY1_02919SOLAR1200NM | 1.2 | 1.2 | N/A | N/A | Johnston | RI | RI | The Narragansett Electric Company
| NO RESOURCE | 67685 | SOUTHRNSKY2_02919SOLAR1620NM | 1.62 | 1.62 | N/A | N/A | Johnston | RI | RI | The Narragansett Electric Company
| NO RESOURCE | 67690 | SOLECT02809SOLAR48.8RE | 0.049 | 0.049 | N/A | N/A | Bristol | RI | RI | The Narragansett Electric Company
| NO RESOURCE | 67692 | NORTHEASTSLR02333SOLAR72AOBC | 0.072 | 0.072 | N/A | N/A | E Bridgewater | MA | SEMA | Massachusetts Electric Company
| NO RESOURCE | 67696 | NM SHARONHSGAUTH1981_ID2100653 | 2.25 | 2.25 | N/A | N/A | Dartmouth | MA | SEMA | NSTAR Electric Company
| NO RESOURCE | 67699 | NM WESPORTMA3LLC_ID2061122 | 2 | 2 | N/A | N/A | Westport | MA | SEMA | NSTAR Electric Company
| NO RESOURCE | 67704 | NM TOWNOFFALMOUTH_ID2024739 | 3 | 3 | N/A | N/A | Hatchville | MA | SEMA | NSTAR Electric Company
| NO RESOURCE | 67716 | TGDEVELOPERLLC02917SOLAR80RE | 0.08 | 0.08 | N/A | N/A | Smithfield | RI | RI | The Narragansett Electric Company
| NO RESOURCE | 67717 | SOUTHCOUNTY02892SOLAR66.6NM | 0.067 | 0.067 | N/A | N/A | West Kingston | RI | RI | The Narragansett Electric Company
| NO RESOURCE | 67723 | GUIDOSFRSHMKT01824SOLARR275NM | 0.275 | 0.275 | N/A | N/A | Gt Barrington | MA | WMA | Massachusetts Electric Company
| NO RESOURCE | 67730 | LEONARDLSREAL01915SOLAR150NM | 0.15 | 0.15 | N/A | N/A | Worcester | MA | CMA/NEMA | Massachusetts Electric Company
| NO RESOURCE | 67786 | SUNRAISE01824SLR330SMAOBC | 0.33 | 0.33 | N/A | N/A | Chelmsford | MA | CMA/NEMA | Massachusetts Electric Company
| NO RESOURCE | 67793 | RICHMONDSLR1_02894SOLAR4005NM | 4.005 | 4.005 | N/A | N/A | Wood River JT | RI | RI | The Narragansett Electric Company
| NO RESOURCE | 67794 | RICHMONDSLR1_02894SOLAR675RE | 0.675 | 0.675 | N/A | N/A | Wood River JT | RI | RI | The Narragansett Electric Company
| NO RESOURCE | 67795 | OXFORDLTDRES02905SOLAR43.2RE | 0.043 | 0.043 | N/A | N/A | Providence | RI | RI | The Narragansett Electric Company
| NO RESOURCE | 67802 | NSMITHFIELDSOLR02896SOLAR750RE | 0.75 | 0.75 | N/A | N/A | North Smithfield | RI | RI | The Narragansett Electric Company
| NO RESOURCE | 67804 | ARKLAND02860SOLAR30NM | 0.03 | 0.03 | N/A | N/A | Pawtucket | RI | RI | The Narragansett Electric Company
| NO RESOURCE | 67805 | CITYOFHAVERHILL01821SOLAR288NM | 0.288 | 0.288 | N/A | N/A | Billerica | MA | CMA/NEMA | Massachusetts Electric Company
| NO RESOURCE | 67816 | NM CITY OF CAMBRIDGE_ID2124992 | 0.96 | 0.96 | N/A | N/A | Dedham | MA | BOSTON | NSTAR Electric Company
| NO RESOURCE | 67836 | 207HPLLC02871SOLAR198RE | 0.198 | 0.198 | N/A | N/A | Portsmouth | RI | SEMA | The Narragansett Electric Company
| NO RESOURCE | 67853 | COVENTRYSOLAR02827SOLAR780RE | 0.78 | 0.78 | N/A | N/A | Greene | RI | RI | The Narragansett Electric Company
| NO RESOURCE | 67919 | STATEOFRI2809SOLAR50NM | 0.05 | 0.05 | N/A | N/A | Bristol | RI | RI | The Narragansett Electric Company
| NO RESOURCE | 67952 | SOLECTENERGY02809SOLAR40.25RE | 0.043 | 0.043 | N/A | N/A | Bristol | RI | RI | The Narragansett Electric Company
| NO RESOURCE | 68009 | NM MILLIS MA 1 LLC_ID2072811 | 1.002 | 1.002 | N/A | N/A | Millis | MA | RI | NSTAR Electric Company
| NO RESOURCE | 68029 | NM NRG COMMUNITY_ID2203698 | 1.98 | 1.98 | N/A | N/A | Hopkinton | MA | RI | NSTAR Electric Company
| NO RESOURCE | 68034 | NM NRG COMM HOST LLC_ID2108032 | 3.984 | 3.984 | N/A | N/A | East Freetown | MA | SEMA | NSTAR Electric Company
| NO RESOURCE | 68083 | SUNRAISEDEV01842SOLAR396QF | 0.396 | 0.396 | N/A | N/A | Chelmsford | MA | CMA/NEMA | Massachusetts Electric Company
| NO RESOURCE | 68111 | SOLECTENERGY02809SOLAR48RE | 0.048 | 0.048 | N/A | N/A | Bristol | RI | RI | The Narragansett Electric Company
| NO RESOURCE | 68120 | SOLECTENERGY02809SOLAR57.5RE | 0.058 | 0.058 | N/A | N/A | Bristol | RI | RI | The Narragansett Electric Company
| NO RESOURCE | 68121 | SHAWFARM012836SOLAR240SMQF | 0.24 | 0.24 | N/A | N/A | Dracut | MA | CMA/NEMA | Massachusetts Electric Company
| NO RESOURCE | 68182 | JERRYSPAINT02882SOLAR26.88NM | 0.027 | 0.027 | N/A | N/A | Narragansett | RI | RI | The Narragansett Electric Company
| NO RESOURCE | 68184 | WALMARTEAST02852SOLAR360NM | 0.36 | 0.36 | N/A | N/A | North Kingstown | RI | RI | The Narragansett Electric Company
| NO RESOURCE | 68189 | BAYCOAST02878SOLAR26.4NM | 0.026 | 0.026 | N/A | N/A | Tiverton | RI | SEMA | The Narragansett Electric Company
| NO RESOURCE | 68191 | HERRICK&WHITE02864SOLAR187NM | 0.187 | 0.187 | N/A | N/A | Cumberland | RI | RI | The Narragansett Electric Company
| NO RESOURCE | 68192 | LSDP12LLC01072SOLAR4500AOBC | 4.5 | 4.5 | N/A | N/A | Shutesbury | MA | WMA | Massachusetts Electric Company
| NO RESOURCE | 68194 | SOLECTENERGY02766SOLAR998NM | 0.998 | 0.998 | N/A | N/A | Norton | MA | RI | Massachusetts Electric Company
| NO RESOURCE | 68196 | MILLBURYMA01527SOLAR1000NM | 1 | 1 | N/A | N/A | Millbury | MA | CMA/NEMA | Massachusetts Electric Company
| NO RESOURCE | 68214 | RALCOLND02895SOLAR120NM | 0.12 | 0.12 | N/A | N/A | Woonsocket | RI | RI | The Narragansett Electric Company
| NO RESOURCE | 68215 | DYNAMICENGY01032SOLAR3995SMQF | 3.995 | 3.995 | N/A | N/A | Goshen | MA | WMA | Massachusetts Electric Company
| NO RESOURCE | 68218 | NATREALTY02914SOLAR500RE | 0.216 | 0.216 | N/A | N/A | East Providence | RI | RI | The Narragansett Electric Company
| NO RESOURCE | 68219 | TARGSTORET140401569SOLAR462RE | 0.462 | 0.462 | N/A | N/A | Smithfield | RI | RI | The Narragansett Electric Company
| NO RESOURCE | 68259 | ECONGRPINC02875SOLAR200RE | 0.2 | 0.2 | N/A | N/A | Richmond | RI | RI | The Narragansett Electric Company
| NO RESOURCE | 68260 | 270 ELECTRIC AVENUE REALTY | 0.24 | 0.24 | N/A | N/A | Lunenburg | MA | WMA | Fitchburg Gas & Electric Light Company
| NO RESOURCE | 68267 | HANNAFORD01331SOLAR240QF | 0.24 | 0.24 | N/A | N/A | Athol | MA | WMA | Massachusetts Electric Company
| NO RESOURCE | 68269 | HILLTOPSELF01560SOLAR250SMQF | 0.25 | 0.25 | N/A | N/A | S Grafton | MA | RI | Massachusetts Electric Company
| NO RESOURCE | 68270 | BAKEFORDPROP02852SOLAR30 | 0.03 | 0.03 | N/A | N/A | North Kingstown | RI | RI | The Narragansett Electric Company
| NO RESOURCE | 68295 | NM NBEDFORD HSG AUTH_ID2116312 | 1.98 | 1.98 | N/A | N/A | Carver | MA | SEMA | NSTAR Electric Company
| NO RESOURCE | 68306 | PETERJENCKS02809SOLAR50RE | 0.05 | 0.05 | N/A | N/A | Bristol | RI | RI | The Narragansett Electric Company
| NO RESOURCE | 68308 | WARDHILL01835SOLAR250SMQF | 0.25 | 0.25 | N/A | N/A | Haverhill | MA | BOSTON | Massachusetts Electric Company
| NO RESOURCE | 68309 | CAPTONAPART02919SOLAR2010NM | 2.01 | 2.01 | N/A | N/A | Johnston | RI | RI | The Narragansett Electric Company
| NO RESOURCE | 68311 | SMTROMPROP02804SOLAR99.9RE | 0.1 | 0.1 | N/A | N/A | Ashaway | RI | RI | The Narragansett Electric Company
| NO RESOURCE | 68313 | ISMSOLARDEV02839SOLAR2540NM | 2.54 | 2.54 | N/A | N/A | Mapleville | RI | RI | The Narragansett Electric Company
| NO RESOURCE | 68323 | NEXAMPLLC01543SOLAR2230SMQF | 2 | 2 | N/A | N/A | Rutland | MA | WMA | Massachusetts Electric Company
| NO RESOURCE | 68332 | MANCHAUG01590SOLARSMQF250 | 0.25 | 0.25 | N/A | N/A | SUTTON | MA | RI | Massachusetts Electric Company
| NO RESOURCE | 68333 | JHDAVISLLC02860SOLARNM37.8 | 0.037 | 0.037 | N/A | N/A | PAWTUCKET | RI | RI | The Narragansett Electric Company
| NO RESOURCE | 68341 | JPMCARI02914SOLAR144RE | 0.144 | 0.144 | N/A | N/A | E PROVIDENCE | RI | RI | The Narragansett Electric Company
| NO RESOURCE | 68343 | BELLAENERGY02864SOLAR852RE | 0.852 | 0.852 | N/A | N/A | CUMBERLAND | RI | RI | The Narragansett Electric Company
| NO RESOURCE | 68344 | 510PVPROJDEV01069SOLAR3468SMQF | 3.468 | 3.468 | N/A | N/A | PALMER | MA | WMA | Massachusetts Electric Company
| NO RESOURCE | 68356 | TRAWLWORKS02882SOLAR35.4RE | 0.033 | 0.033 | N/A | N/A | NARRAGANSETT | RI | RI | The Narragansett Electric Company
| NO RESOURCE | 68360 | SOLECTHALEST01830SOLAR150SMQF | 0.15 | 0.15 | N/A | N/A | HAVERHILL | MA | BOSTON | Massachusetts Electric Company
| NO RESOURCE | 68361 | WALMART0288SOLAR360NM | 0.36 | 0.36 | N/A | N/A | WARWICK | RI | RI | The Narragansett Electric Company
| NO RESOURCE | 68368 | TRINITYAQ01841SOLAR180SMQF | 0.18 | 0.18 | N/A | N/A | LAWRENCE | MA | CMA/NEMA | Massachusetts Electric Company
| NO RESOURCE | 68372 | SPENCER01562LFG995NM | 0.995 | 0.995 | N/A | N/A | SPENCER | MA | WMA | Massachusetts Electric Company
| NO RESOURCE | 68373 | MELFORD01851SOLAR73.3QF | 0.073 | 0.073 | N/A | N/A | LOWELL | MA | CMA/NEMA | Massachusetts Electric Company
| NO RESOURCE | 68397 | STEDMAN02879SOLAR30NM | 0.03 | 0.03 | N/A | N/A | WAKEFIELD | RI | RI | The Narragansett Electric Company
| NO RESOURCE | 68456 | COLUMBIA02339SOLAR400AOBC | 0.4 | 0.4 | N/A | N/A | HANOVER | MA | SEMA | Massachusetts Electric Company
| NO RESOURCE | 68457 | FOUNDERS02871SOLAR4500NM | 4.5 | 4.5 | N/A | N/A | PORTSMOUTH | RI | SEMA | The Narragansett Electric Company
| NO RESOURCE | 68471 | AUTOZONE02907SOLAR45NM | 0.045 | 0.045 | N/A | N/A | PROVIDENCE | RI | RI | The Narragansett Electric Company
| NO RESOURCE | 68481 | REDWOOD02864SOLAR57.6NM | 0.058 | 0.058 | N/A | N/A | CUMBERLAND | RI | RI | The Narragansett Electric Company
| NO RESOURCE | 68483 | UNIVERSITY SOLAR 1 | 8 | 8 | N/A | N/A | WEST GREENWICH | RI | RI | AES Renewable Holdings, LLC
| NO RESOURCE | 68484 | UNIVERSITY SOLAR 2 | 8 | 8 | N/A | N/A | WEST GREENWICH | RI | RI | AES Renewable Holdings, LLC
| NO RESOURCE | 68485 | UNIVERSITY SOLAR 3 | 8 | 8 | N/A | N/A | WEST GREENWICH | RI | RI | AES Renewable Holdings, LLC
| NO RESOURCE | 68492 | N. BROOKFIELD SOLAR - RYAN RD | 4.171 | 4.171 | N/A | N/A | N. BROOKFIELD | MA | WMA | AES Renewable Holdings, LLC
| NO RESOURCE | 68493 | N. BROOKFIELD SOLAR - LANE AVE | 1.455 | 1.455 | N/A | N/A | N BROOKFIELD | MA | WMA | AES Renewable Holdings, LLC
| NO RESOURCE | 68494 | ORANGE SOLAR - WILBUR WOODS | 4.995 | 4.995 | N/A | N/A | ORANGE | MA | WMA | AES Renewable Holdings, LLC
| NO RESOURCE | 68495 | ORANGE SOLAR - W. ORANGE | 4.995 | 4.995 | N/A | N/A | ORANGE | MA | WMA | AES Renewable Holdings, LLC
| NO RESOURCE | 68496 | DRESSER HILL PV 1 | 2 | 2 | N/A | N/A | SOUTHBRIDGE | MA | WMA | AES Renewable Holdings, LLC
| NO RESOURCE | 68497 | DRESSER HILL PV 2 | 2.5 | 2.5 | N/A | N/A | SOUTHBRDIGE | MA | WMA | AES Renewable Holdings, LLC
| NO RESOURCE | 68498 | DRESSER HILL PV 3 | 2.8 | 2.8 | N/A | N/A | SOUTHBRIDGE | MA | WMA | AES Renewable Holdings, LLC
| NO RESOURCE | 68499 | DRESSER HILL PV 4 | 4.3 | 4.3 | N/A | N/A | SOUTHBRIDGE | MA | WMA | AES Renewable Holdings, LLC
| NO RESOURCE | 68510 | TRUTH02907SOLAR60RE | 0.06 | 0.06 | N/A | N/A | PROVIDENCE | RI | RI | The Narragansett Electric Company
| NO RESOURCE | 68523 | EAST WINCHENDON SOLAR UN2 | 3.15 | 3.15 | N/A | N/A | WINCHENDON | MA | WMA | AES Renewable Holdings, LLC
| NO RESOURCE | 68524 | EAST WINCHENDON SOLAR UN3 | 4.89 | 4.89 | N/A | N/A | WINCHENDON | MA | WMA | AES Renewable Holdings, LLC
| NO RESOURCE | 68537 | HAVANA02886SOLAR33.6NM | 0.034 | 0.034 | N/A | N/A | WARWICK | RI | RI | The Narragansett Electric Company
| NO RESOURCE | 68538 | ARLIN01852SOLAR186SMQF | 0.186 | 0.186 | N/A | N/A | LOWELL | MA | CMA/NEMA | Massachusetts Electric Company
| NO RESOURCE | 68547 | BARTLETTS02554SOLAR1000SMQF | 1 | 1 | N/A | N/A | NANTUCKET | MA | SEMA | Massachusetts Electric Company
| NO RESOURCE | 68553 | HALIFAX02338SOLAR4950AOBC | 4.95 | 4.95 | N/A | N/A | HALIFAX | MA | SEMA | Massachusetts Electric Company
| NO RESOURCE | 68554 | OAKSQUARE02898SOLAR780RE | 0.78 | 0.78 | N/A | N/A | RICHMOND | RI | RI | The Narragansett Electric Company
| NO RESOURCE | 68557 | CENTURY01843SOLAR400SMQF | 0.4 | 0.4 | N/A | N/A | LAWRENCE | MA | CMA/NEMA | Massachusetts Electric Company
| NO RESOURCE | 68558 | MASSAMER01851SOLAR249.8AOBC | 0.25 | 0.25 | N/A | N/A | LOWELL | MA | CMA/NEMA | Massachusetts Electric Company
| NO RESOURCE | 68559 | MEGAWATT02882SOLAR199.8RE | 0.2 | 0.2 | N/A | N/A | NARRAGANSETT | RI | RI | The Narragansett Electric Company
| NO RESOURCE | 68560 | DANIELSON02825SOLAR720RE | 0.72 | 0.72 | N/A | N/A | FOSTER | RI | RI | The Narragansett Electric Company
| NO RESOURCE | 68561 | CEDNORTH01062SOLAR4320AOBC | 4.32 | 4.32 | N/A | N/A | NORTHAMPTON | MA | WMA | Massachusetts Electric Company
| NO RESOURCE | 68562 | ARENHALL01453SOLAR200AOBC | 0.2 | 0.2 | N/A | N/A | LEOMINSTER | MA | WMA | Massachusetts Electric Company
| NO RESOURCE | 68563 | MASSAMER01832SOLAR179.9AOBC | 0.18 | 0.18 | N/A | N/A | HAVERHILL | MA | BOSTON | Massachusetts Electric Company
| NO RESOURCE | 68564 | NORFOLK02375SOLAR250AOBC | 0.25 | 0.25 | N/A | N/A | SOUTH EASTON | MA | SEMA | Massachusetts Electric Company
| NO RESOURCE | 68565 | INDEP01453SOLAR466.6AOBC | 0.467 | 0.467 | N/A | N/A | LEOMINSTER | MA | CMA/NEMA | Massachusetts Electric Company
| NO RESOURCE | 68569 | HIGHST02833SOLAR828RE | 0.72 | 0.72 | N/A | N/A | Hopkinton | RI | RI | The Narragansett Electric Company
| NO RESOURCE | 68571 | MATT&NICK01062SOLAR498SMQF | 0.498 | 0.498 | N/A | N/A | FLORENCE | MA | WMA | Massachusetts Electric Company
| NO RESOURCE | 68572 | SOUTHERN02832SOLAR180RE | 0.18 | 0.18 | N/A | N/A | HOPE VALLEY | RI | RI | The Narragansett Electric Company
| NO RESOURCE | 68573 | PALMER02833SOLAR780RE | 0.78 | 0.78 | N/A | N/A | HOPKINTON | RI | RI | The Narragansett Electric Company
| NO RESOURCE | 68574 | COOLEY02920SOLAR336RE | 0.336 | 0.336 | N/A | N/A | CRANSTON | RI | RI | The Narragansett Electric Company
| NO RESOURCE | 68575 | HILLSIDE01950SOLAR125SMQF | 0.125 | 0.125 | N/A | N/A | NEWBURYPORT | MA | BOSTON | Massachusetts Electric Company
| NO RESOURCE | 68576 | SKGLENROCK02892SOLAR216RE | 0.216 | 0.216 | N/A | N/A | WEST KINGSTON | RI | RI | The Narragansett Electric Company
| NO RESOURCE | 68577 | WOODSAMBUL01440SOLAR100SMQF | 0.1 | 0.1 | N/A | N/A | GARDNER | MA | CMA/NEMA | Massachusetts Electric Company
| NO RESOURCE | 68578 | PVPROJECT02375SOLAR990AOBC | 0.99 | 0.99 | N/A | N/A | SOUTH EASTON | MA | SEMA | Massachusetts Electric Company
| NO RESOURCE | 68579 | GREENDEVLOP02879SOLAR630RE | 0.63 | 0.63 | N/A | N/A | SOUTH KINGSTOWN | RI | RI | The Narragansett Electric Company
| NO RESOURCE | 68584 | SOCOREA01475SOLAR984SMNM | 0.984 | 0.984 | N/A | N/A | WINCHENDON | MA | WMA | Massachusetts Electric Company
| NO RESOURCE | 68587 | SKFAIRGROUNDS02892SOLAR216RE | 0.216 | 0.216 | N/A | N/A | SOUTH KINGSTOWN | RI | RI | The Narragansett Electric Company
| NO RESOURCE | 68588 | ALECXANDRO01507SOLAR496SMQF | 0.496 | 0.496 | N/A | N/A | CHARLTON | MA | WMA | Massachusetts Electric Company
| NO RESOURCE | 68589 | SMTROMBINO02808SOLAR800RE | 0.8 | 0.8 | N/A | N/A | BRADFORD | RI | RI | The Narragansett Electric Company
| NO RESOURCE | 68590 | HOLTROAD01845SOLAR249SMQF | 0.249 | 0.249 | N/A | N/A | NORTH ANDOVER | MA | BOSTON | Massachusetts Electric Company
| NO RESOURCE | 68591 | NM CARVER MA 2 LLC_ID2221535 | 2 | 2 | N/A | N/A | CARVER | MA | SEMA | NSTAR Electric Company
| NO RESOURCE | 68592 | NM PLYMOUTH HSG AUTH_ID1992844 | 4.95 | 4.95 | N/A | N/A | MATTAPOISETT | MA | SEMA | NSTAR Electric Company
| NO RESOURCE | 68593 | NM HOPKINTON MA1 LLC_ID2189509 | 2 | 2 | N/A | N/A | HOPKINTON | MA | RI | NSTAR Electric Company
| NO RESOURCE | 68594 | NM FAIRHAVENHSGAUTH ID2051477 | 2 | 2 | N/A | N/A | MATTAPOISETT | MA | SEMA | NSTAR Electric Company
| NO RESOURCE | 68595 | ECOGY01069SOLAR432.9AOBC | 0.433 | 0.433 | N/A | N/A | PALMER | MA | WMA | Massachusetts Electric Company
| NO RESOURCE | 68596 | HASTINGS01756SOLAR240SMQF | 0.24 | 0.24 | N/A | N/A | MENDON | MA | RI | Massachusetts Electric Company
| NO RESOURCE | 68599 | SHEAHAN02895SOLAR30NM | 0.03 | 0.03 | N/A | N/A | WOONSOCKET | RI | RI | The Narragansett Electric Company
| NO RESOURCE | 68601 | SM_AOBC-GREEN EARTH ENERGY PV | 0.24 | 0.24 | N/A | N/A | SPRINGFIELD | MA | WMA | NSTAR Electric Company
| NO RESOURCE | 68602 | SM_AOBC ALTUS POWER AMERICA PV | 1 | 1 | N/A | N/A | BLANDFORD | MA | WMA | NSTAR Electric Company
| NO RESOURCE | 68605 | SOCORE01475SOLAR984SMNM | 0.984 | 0.984 | N/A | N/A | WINCHENDON | MA | WMA | Massachusetts Electric Company
| NO RESOURCE | 68607 | SM_AOBC-DORADO SOLAR LLC | 2 | 2 | N/A | N/A | SOUTHWICK | MA | WMA | NSTAR Electric Company
| NO RESOURCE | 68608 | SM_AOBC-DRACO SOLAR LLC | 2 | 2 | N/A | N/A | SOUTHWICK | MA | WMA | NSTAR Electric Company
| NO RESOURCE | 68609 | SM_AOBC-LSE FORMAX LLC | 4.98 | 4.98 | N/A | N/A | AMHERST | MA | WMA | NSTAR Electric Company
| NO RESOURCE | 68610 | SM_P2-LONG PLAIN SOLAR LLC | 2 | 2 | N/A | N/A | SOUTH DEERFIELD | MA | WMA | NSTAR Electric Company
| NO RESOURCE | 68614 | ECONOXA02879SOLAR120NM | 0.12 | 0.12 | N/A | N/A | WAKEFIELD-PEACEDALE | RI | RI | The Narragansett Electric Company
| NO RESOURCE | 68621 | PVPROJECT01440SOLAR4950SMQF | 4.95 | 4.95 | N/A | N/A | GARDNER | MA | CMA/NEMA | Massachusetts Electric Company
| NO RESOURCE | 68622 | PVPROJECT02762SOLAR7260AOBC | 4.95 | 4.95 | N/A | N/A | PLAINVILLE | MA | RI | Massachusetts Electric Company
| NO RESOURCE | 68629 | SUNSHINE02852SOLAR66.6NM | 0.067 | 0.067 | N/A | N/A | N KINGSTOWN | RI | RI | The Narragansett Electric Company
| NO RESOURCE | 68631 | SM_AOBC ADVANCEENERGYID2257795 | 0.48 | 0.48 | N/A | N/A | PLYMOUTH | MA | SEMA | NSTAR Electric Company
| NO RESOURCE | 68637 | DYNAMIC01475SOLAR4980SMQF | 4.98 | 4.98 | N/A | N/A | WINCHENDON | MA | WMA | Massachusetts Electric Company
| NO RESOURCE | 68639 | SM_P2 ECA SEMA WPS 4 ID2231851 | 0.326 | 0.326 | N/A | N/A | WALPOLE | MA | SEMA | NSTAR Electric Company
| NO RESOURCE | 68640 | SOLECT01821SOLAR250SMQF | 0.25 | 0.25 | N/A | N/A | BILLERICA | MA | CMA/NEMA | Massachusetts Electric Company
| NO RESOURCE | 68642 | SM_QF 14 SOUTH ST ID2295385 | 0.266 | 0.266 | N/A | N/A | NEW BEDFORD | MA | SEMA | NSTAR Electric Company
| NO RESOURCE | 68643 | STOCKBRIDGE01262SOLAR668NM | 0.668 | 0.668 | N/A | N/A | STOCKBRIDGE | MA | WMA | Massachusetts Electric Company
| NO RESOURCE | 68671 | BELL MILL HYDRO | 0.1 | 0.1 | N/A | N/A | PETERBOROUGH | NH | VT | Public Service Company of New Hampshire
| NO RESOURCE | 68679 | PARTRIDGE01331SOLAR3960AOBC | 3.96 | 3.96 | N/A | N/A | ATHOL | MA | WMA | Massachusetts Electric Company
| NO RESOURCE | 68681 | RESTIVO02919SOLAR37.41NM | 0.037 | 0.037 | N/A | N/A | JOHNSTON | RI | RI | The Narragansett Electric Company
| NO RESOURCE | 68693 | OXFORD01540SOLAR4000SMQF | 4 | 4 | N/A | N/A | OXFORD | MA | WMA | Massachusetts Electric Company
| NO RESOURCE | 68700 | SOLECTA02322SOLAR240SMQF | 0.24 | 0.24 | N/A | N/A | AVON | MA | SEMA | Massachusetts Electric Company
| NO RESOURCE | 68734 | WEAVER WIND | 72.6 | 72.6 | N/A | N/A | HANCOCK COUNTY | ME | BHE | Weaver Wind, LLC
| NO RESOURCE | 68764 | NEXTGRID01844SOLAR180AOBC | 0.18 | 0.18 | N/A | N/A | METHUEN | MA | BOSTON | Massachusetts Electric Company
| NO RESOURCE | 68766 | ECONOX02895SOLAR200RE | 0.2 | 0.2 | N/A | N/A | WOONSOCKET | RI | RI | The Narragansett Electric Company
| NO RESOURCE | 68770 | SPENCER01562SOLAR2450AOBC | 2.45 | 2.45 | N/A | N/A | SPENCER | MA | WMA | Massachusetts Electric Company
| NO RESOURCE | 68772 | PARTNERS HEALTHCARE DATACENTER | 0.473 | 0.473 | N/A | N/A | MARLBOROUGH | MA | CMA/NEMA | Yellow Jacket Energy, LLC
| NO RESOURCE | 68773 | PARTNERS HEALTHCARE DATACTR-B | 0.394 | 0.394 | N/A | N/A | MARLBOROUGH | MA | CMA/NEMA | Yellow Jacket Energy, LLC
| NO RESOURCE | 68777 | SOLECTENERGY01519SOLAR250SMQF | 0.25 | 0.25 | N/A | N/A | GRAFTON | MA | CMA/NEMA | Massachusetts Electric Company
| NO RESOURCE | 68782 | SKINGSTOWN02892SOLAR216RE | 0.216 | 0.216 | N/A | N/A | WEST KINGSTON | RI | RI | The Narragansett Electric Company
| NO RESOURCE | 68788 | ECONOX02842SOLAR840RE | 0.84 | 0.84 | N/A | N/A | MIDDLETOWN | RI | SEMA | The Narragansett Electric Company
| NO RESOURCE | 68813 | FRANKLIN PV N3377 | 0.952 | 0.952 | N/A | N/A | FRANKLIN | NH | NH | Public Service Company of New Hampshire
| NO RESOURCE | 68817 | ZEROPOINT01543SOLAR2000AOBC | 2 | 2 | N/A | N/A | UXBRIDGE | MA | RI | Massachusetts Electric Company
| NO RESOURCE | 68841 | BAKEFORD02852SOLAR113.5NM | 0.114 | 0.114 | N/A | N/A | N KINGSTOWN | RI | RI | The Narragansett Electric Company
| NO RESOURCE | 68902 | HOPKINTON02808SOLAR216RE | 0.216 | 0.216 | N/A | N/A | BRADFORD | RI | RI | The Narragansett Electric Company
| NO RESOURCE | 68926 | ADVANCED02842SOLAR43.2RE | 0.043 | 0.043 | N/A | N/A | MIDDLETOWN | RI | SEMA | The Narragansett Electric Company
| NO RESOURCE | 69002 | MIRROR02860SOLAR43.2NM | 0.043 | 0.043 | N/A | N/A | PAWTUCKET | RI | RI | The Narragansett Electric Company
| NO RESOURCE | 69027 | PINE RIDGE INVESTOR'S GROUP | 0.75 | 0.75 | N/A | N/A | TOWNSEND | MA | WMA | Fitchburg Gas & Electric Light Company
| NO RESOURCE | 69031 | SHEEPSCOT SOLAR | 0.046 | 0.046 | N/A | N/A | WHITEFIELD | ME | ME | Central Maine Power Company
| NO RESOURCE | 69034 | SOUTHERN02832SOLAR180RE3 | 0.18 | 0.18 | N/A | N/A | HOPE VALLEY | RI | RI | The Narragansett Electric Company
| NO RESOURCE | 69035 | FEROLBINK02878SOLAR31.9NM | 0.032 | 0.032 | N/A | N/A | TIVERTON | RI | SEMA | The Narragansett Electric Company
| NO RESOURCE | 69036 | MEGAWATT02895SOLAR199.8RE | 0.2 | 0.2 | N/A | N/A | WOONSOCKET | RI | RI | The Narragansett Electric Company
| NO RESOURCE | 69047 | MONARCH02905SOLAR66.6NM | 0.067 | 0.067 | N/A | N/A | PROVIDENCE | RI | RI | The Narragansett Electric Company
| NO RESOURCE | 69073 | PARTNERS NORTH SHORE MEDICAL | 0.9 | 0.9 | N/A | N/A | SALEM | MA | BOSTON | Yellow Jacket Energy, LLC
| NO RESOURCE | 69074 | PVDEV01083SOLAR1500AOBC | 1.5 | 1.5 | N/A | N/A | WARREN | MA | WMA | Massachusetts Electric Company
| NO RESOURCE | 69080 | STATEOFRI02818SOLAR166.5NM | 0.167 | 0.167 | N/A | N/A | EAST GREENWICH | RI | RI | The Narragansett Electric Company
| NO RESOURCE | 69081 | AYEREAST01432SOLAR750AOBC | 0.75 | 0.75 | N/A | N/A | AYER | MA | CMA/NEMA | Massachusetts Electric Company
| NO RESOURCE | 69084 | NEXAMP01507SOLAR1393AOBC | 1.393 | 1.393 | N/A | N/A | CHARLTON | MA | WMA | Massachusetts Electric Company
| NO RESOURCE | 69088 | BARRE01005SOLAR360NM | 0.36 | 0.36 | N/A | N/A | BARRE | MA | WMA | Massachusetts Electric Company
| NO RESOURCE | 69099 | TJA01473SOLAR4536AOBC | 4.536 | 4.536 | N/A | N/A | WESTMINSTER | MA | WMA | Massachusetts Electric Company
| NO RESOURCE | 69100 | DEPOT02019SOLAR100SMQF | 0.1 | 0.1 | N/A | N/A | BELLINGHAM | MA | RI | Massachusetts Electric Company
| NO RESOURCE | 69102 | MILO_HYDRO | 0.67 | 0.67 | N/A | N/A | MILO | ME | BHE | Versant Power
| NO RESOURCE | 69103 | SM_AOBC SHANACHIESLR ID2264232 | 0.178 | 0.178 | N/A | N/A | N DARTMOUTH | MA | SEMA | NSTAR Electric Company
| NO RESOURCE | 69104 | SM_P2 MANISONSONEHM ID2314501 | 0.15 | 0.15 | N/A | N/A | STONEHAM | MA | BOSTON | NSTAR Electric Company
| NO RESOURCE | 69105 | SM_P2 MONOMOY ENERGY ID2333242 | 0.25 | 0.25 | N/A | N/A | HYANNIS | MA | SEMA | NSTAR Electric Company
| NO RESOURCE | 69110 | SM_P2 PATTERSONBRRTY ID2265247 | 0.202 | 0.202 | N/A | N/A | WEST WAREHAM | MA | SEMA | NSTAR Electric Company
| NO RESOURCE | 69111 | SM_P2 2384 CRANBYHWY ID2278333 | 0.202 | 0.202 | N/A | N/A | WEST WAREHAM | MA | SEMA | NSTAR Electric Company
| NO RESOURCE | 69112 | SM_P2 PRESTIGE WAY ID2341861 | 0.144 | 0.144 | N/A | N/A | PLYMOUTH | MA | SEMA | NSTAR Electric Company
| NO RESOURCE | 69113 | SM_P2 ECA SEMA WPS15 ID2231849 | 0.402 | 0.402 | N/A | N/A | WALPOLE | MA | SEMA | NSTAR Electric Company
| NO RESOURCE | 69114 | SM_P2 NEXTGRIDALDER ID2295246 | 0.086 | 0.086 | N/A | N/A | NEW BEDFORD | MA | SEMA | NSTAR Electric Company
| NO RESOURCE | 69116 | SM_P2 SAFARIENGYMA1 ID2303429 | 0.144 | 0.144 | N/A | N/A | PLYMOUTH | MA | SEMA | NSTAR Electric Company
| NO RESOURCE | 69117 | SM_P2 SB RLTYLTDPSHP ID2345033 | 0.496 | 0.496 | N/A | N/A | NEW BEDFORD | MA | SEMA | NSTAR Electric Company
| NO RESOURCE | 69118 | SM_P2 ECA SEMA WPS19 ID2233722 | 0.268 | 0.268 | N/A | N/A | WALPOLE | MA | SEMA | NSTAR Electric Company
| NO RESOURCE | 69119 | SM_P2 MANISONSTONEHAMID2314500 | 0.072 | 0.072 | N/A | N/A | STONEHAM | MA | BOSTON | NSTAR Electric Company
| NO RESOURCE | 69120 | SM_P2 ASHLAND SOLAR ID2220527 | 4.45 | 4.45 | N/A | N/A | ASHLAND | MA | BOSTON | NSTAR Electric Company
| NO RESOURCE | 69121 | ZEROPOINT01562SOLAR2000AOBC | 2 | 2 | N/A | N/A | SPENCER | MA | WMA | Massachusetts Electric Company
| NO RESOURCE | 69122 | NM LAURIE DAVID ID2311303 | 0.084 | 0.084 | N/A | N/A | CHILMARK | MA | SEMA | NSTAR Electric Company
| NO RESOURCE | 69123 | NM PLYMOUTHHANGARGRP ID2334186 | 0.144 | 0.144 | N/A | N/A | PLYMOUTH | MA | SEMA | NSTAR Electric Company
| NO RESOURCE | 69124 | NM SOLAR INVICTUS IV ID2275151 | 0.5 | 0.5 | N/A | N/A | VINEYARD HAVEN | MA | SEMA | NSTAR Electric Company
| NO RESOURCE | 69125 | ZEROP01507SOLAR2000AOBC | 2 | 2 | N/A | N/A | CHARLTON | MA | WMA | Massachusetts Electric Company
| NO RESOURCE | 69126 | SM_AOBC REARDONRLTYMAID2345649 | 0.25 | 0.25 | N/A | N/A | SOUTH YARMOUTH | MA | SEMA | NSTAR Electric Company
| NO RESOURCE | 69128 | ECONOX02917SOLAR216RE | 0.216 | 0.216 | N/A | N/A | SMITHFIELD | RI | RI | The Narragansett Electric Company
| NO RESOURCE | 69129 | BALD02886SOLAR199.8RE | 0.2 | 0.2 | N/A | N/A | WARWICK | RI | RI | The Narragansett Electric Company
| NO RESOURCE | 69130 | FAITH02895SOLAR206.5RE | 0.207 | 0.207 | N/A | N/A | WOONSOCKET | RI | RI | The Narragansett Electric Company
| NO RESOURCE | 69177 | DYNAMIC01585SOLAR4500AOBC | 4.5 | 4.5 | N/A | N/A | WEST BROOKFIELD | MA | WMA | Massachusetts Electric Company
| NO RESOURCE | 69178 | GARDEN01028SOLAR486SMQF | 0.486 | 0.486 | N/A | N/A | EAST LONGMEADOW | MA | WMA | Massachusetts Electric Company
| NO RESOURCE | 69179 | BD SOLAR 1 LLC | 20 | 20 | N/A | N/A | MILO | ME | BHE | Acadia Renewable Energy, L.L.C.
| NO RESOURCE | 69182 | MASSAM01852SOLAR249.8AOBC | 0.25 | 0.25 | N/A | N/A | LOWELL | MA | CMA/NEMA | Massachusetts Electric Company
| NO RESOURCE | 69188 | FIDELITY02917SOLAR2640NM | 2.64 | 2.64 | N/A | N/A | SMITHFIELD | RI | RI | The Narragansett Electric Company
| NO RESOURCE | 69198 | ECONOX02839SOLAR180RE | 0.18 | 0.18 | N/A | N/A | MAPLEVILLE | RI | RI | The Narragansett Electric Company
| NO RESOURCE | 69199 | GEORGIAVILLE02917SOLAR40NM | 0.04 | 0.04 | N/A | N/A | SMITHFIELD | RI | RI | The Narragansett Electric Company
| NO RESOURCE | 69248 | ND PAPER OLD TOWN MAINE | 8 | 8 | N/A | N/A | OLD TOWN | ME | BHE | American PowerNet Management, LP
| NO RESOURCE | 69249 | TPE KING SOLAR | 12.672 | 12.672 | N/A | N/A | NORTH SMITHFIELD | RI | RI | SYSO Inc.
| NO RESOURCE | 69269 | HELIO02072SOLAR30AOBC | 0.72 | 0.72 | N/A | N/A | STOUGHTON | MA | SEMA | Massachusetts Electric Company
| NO RESOURCE | 69277 | STOUGHTON02072SOLAR960AOBC | 0.96 | 0.96 | N/A | N/A | STOUGHTON | MA | SEMA | Massachusetts Electric Company
| NO RESOURCE | 69279 | SHEAHANA02895SOLAR30NM | 0.03 | 0.03 | N/A | N/A | WOONSOCKET | RI | RI | The Narragansett Electric Company
| NO RESOURCE | 69280 | WATERSUPPLY02919SOLAR4999NM | 4.999 | 4.999 | N/A | N/A | JOHNSTON | RI | RI | The Narragansett Electric Company
| NO RESOURCE | 69282 | FALMOUTH LIBRARY | 0.058 | 0.058 | N/A | N/A | FALMOUTH | ME | SME | Central Maine Power Company
| NO RESOURCE | 69284 | FREEPORT SOLAR LLC | 0.65 | 0.65 | N/A | N/A | FAIRFIELD | ME | ME | Central Maine Power Company
| NO RESOURCE | 69295 | CUMBERLAND SOLAR | 0.36 | 0.36 | N/A | N/A | CUMBERLAND | ME | SME | Central Maine Power Company
| NO RESOURCE | 69299 | SOLARMA01540SOLAR1748NM | 1.74 | 1.74 | N/A | N/A | OXFORD | MA | WMA | Massachusetts Electric Company
| NO RESOURCE | 69300 | ECHO02893SOLAR373REC | 0.373 | 0.373 | N/A | N/A | WEST WARWICK | RI | RI | The Narragansett Electric Company
| NO RESOURCE | 69306 | NEWAGAWAM02916SOLAR200NM | 0.2 | 0.2 | N/A | N/A | RUMFORD | RI | RI | The Narragansett Electric Company
| NO RESOURCE | 69308 | AHOLD STOP & SHOP STORE #0028 | 0.263 | 0.263 | N/A | N/A | NORWELL | MA | SEMA | Yellow Jacket Energy, LLC
| NO RESOURCE | 69310 | AHOLD STOP & SHOP STORE #0444 | 0.21 | 0.21 | N/A | N/A | WHITMAN | MA | SEMA | Yellow Jacket Energy, LLC
| NO RESOURCE | 69311 | GOOD SHEPHERD | 0.267 | 0.267 | N/A | N/A | AUBURN | ME | ME | Central Maine Power Company
| NO RESOURCE | 69312 | NEW DIMENSIONS FCU | 0.016 | 0.016 | N/A | N/A | WATERVILLE | ME | ME | Central Maine Power Company
| NO RESOURCE | 69313 | ZEROPOINT01507SOLAR4500AOBC | 4.5 | 4.5 | N/A | N/A | CHARLTON | MA | WMA | Massachusetts Electric Company
| NO RESOURCE | 69315 | VICTORY02827SOLAR216RE | 0.216 | 0.216 | N/A | N/A | COVENTRY | RI | RI | The Narragansett Electric Company
| NO RESOURCE | 69316 | SOLECTB01915SOLAR458AOBC | 0.458 | 0.458 | N/A | N/A | BEVERLY | MA | BOSTON | Massachusetts Electric Company
| NO RESOURCE | 69318 | ECOGY02035SOLAR432.9AOBC | 0.433 | 0.433 | N/A | N/A | FOXBORO | MA | RI | Massachusetts Electric Company
| NO RESOURCE | 69319 | NATHANIEL01057SOLAR250AOBC | 0.25 | 0.25 | N/A | N/A | MONSON | MA | WMA | Massachusetts Electric Company
| NO RESOURCE | 69320 | ECA02766SOLAR3330AOBC | 3.33 | 3.33 | N/A | N/A | NORTON | MA | RI | Massachusetts Electric Company
| NO RESOURCE | 69321 | SM_P2 ROUNEVILLESLR1 ID2189508 | 2.706 | 2.706 | N/A | N/A | ROCHESTER | MA | SEMA | NSTAR Electric Company
| NO RESOURCE | 69322 | SM_QF FEDLRLTYINVTR ID2273723 | 0.15 | 0.15 | N/A | N/A | CHELSEA | MA | BOSTON | NSTAR Electric Company
| NO RESOURCE | 69323 | SM_QFP2 BURROWS PROJ ID2271377 | 0.25 | 0.25 | N/A | N/A | BREWSTER | MA | SEMA | NSTAR Electric Company
| NO RESOURCE | 69324 | SM_QFP2 BURROWSPROJ ID2271201 | 0.25 | 0.25 | N/A | N/A | BREWSTER | MA | SEMA | NSTAR Electric Company
| NO RESOURCE | 69325 | SM_QF STONEHAM RETL ID2356835 | 0.086 | 0.086 | N/A | N/A | STONEHAM | MA | BOSTON | NSTAR Electric Company
| NO RESOURCE | 69326 | SM_QF JPERL ASSC LLC ID2336013 | 0.2 | 0.2 | N/A | N/A | CANTON | MA | SEMA | NSTAR Electric Company
| NO RESOURCE | 69327 | PVPROJECT02771SOLAR990NM | 0.99 | 0.99 | N/A | N/A | SEEKONK | MA | RI | Massachusetts Electric Company
| NO RESOURCE | 69328 | PVPROJECT02771SOLAR3960NM2 | 3.96 | 3.96 | N/A | N/A | SEEKONK | MA | RI | Massachusetts Electric Company
| NO RESOURCE | 69329 | SM_QF MATPSETSELFSTG ID2322525 | 0.115 | 0.115 | N/A | N/A | MATTAPOISETT | MA | SEMA | NSTAR Electric Company
| NO RESOURCE | 69330 | SM_P2 MONOMOY ENERGY ID2332061 | 0.25 | 0.25 | N/A | N/A | MASHPEE | MA | SEMA | NSTAR Electric Company
| NO RESOURCE | 69332 | SM_NM BACKLUND DVLPT ID2268196 | 0.067 | 0.067 | N/A | N/A | NORFOLK | MA | SEMA | NSTAR Electric Company
| NO RESOURCE | 69333 | SM_QF ECA SEMA CAN ID2273880 | 0.496 | 0.496 | N/A | N/A | CANTON | MA | SEMA | NSTAR Electric Company
| NO RESOURCE | 69334 | SM_AOBC CEDAR GR APT ID2330259 | 0.233 | 0.233 | N/A | N/A | WOBURN | MA | BOSTON | NSTAR Electric Company
| NO RESOURCE | 69335 | SM_QF 155WILLCANTON ID2313802 | 0.1 | 0.1 | N/A | N/A | CANTON | MA | SEMA | NSTAR Electric Company
| NO RESOURCE | 69336 | SM_QFP2 SUNSQUARE ID2282637 | 0.24 | 0.24 | N/A | N/A | MEDFIELD | MA | SEMA | NSTAR Electric Company
| NO RESOURCE | 69337 | SM_QFP2 ADVENGYABUND ID2261355 | 0.25 | 0.25 | N/A | N/A | CANTON | MA | SEMA | NSTAR Electric Company
| NO RESOURCE | 69338 | SM_AOBC ARLNGTNCOMAC ID2264047 | 0.125 | 0.125 | N/A | N/A | FRAMINGHAM | MA | BOSTON | NSTAR Electric Company
| NO RESOURCE | 69343 | SM_QFP2 NEI SOLAR ID2287284 | 0.25 | 0.25 | N/A | N/A | FRAMINGHAM | MA | BOSTON | NSTAR Electric Company
| NO RESOURCE | 69344 | KLP02864SOLAR30NM | 0.03 | 0.03 | N/A | N/A | CUMBERLAND | RI | RI | The Narragansett Electric Company
| NO RESOURCE | 69347 | NM KEARSARGE SOLAR ID2093250 | 0.99 | 0.99 | N/A | N/A | CARVER | MA | SEMA | NSTAR Electric Company
| NO RESOURCE | 69348 | SM_P2 -BERNARDSTON FIRE & H20 | 0.18 | 0.18 | N/A | N/A | BERNARDSTON | MA | WMA | NSTAR Electric Company
| NO RESOURCE | 69349 | SM_NM CHURCHILL SOLAR LLC | 0.499 | 0.499 | N/A | N/A | PITTSFIELD | MA | WMA | NSTAR Electric Company
| NO RESOURCE | 69350 | NM TWN OF BELLINGHAM ID2051046 | 1.904 | 1.904 | N/A | N/A | ACUSHNET | MA | SEMA | NSTAR Electric Company
| NO RESOURCE | 69351 | SM_P2 -BLANDFORD SUNSOLAR | 4.7 | 4.7 | N/A | N/A | BLANDFORD | MA | WMA | NSTAR Electric Company
| NO RESOURCE | 69352 | SM_AOBC-CITIZEN OAK ST SOLAR | 3.5 | 3.5 | N/A | N/A | SPRINGFIELD | MA | WMA | NSTAR Electric Company
| NO RESOURCE | 69353 | SM_AOBC-ALTERNATE PWR CHRUCHL | 1.38 | 1.38 | N/A | N/A | PITTSFIELD | MA | WMA | NSTAR Electric Company
| NO RESOURCE | 69358 | LEVESQUE02917SOLAR43.44NM | 0.043 | 0.043 | N/A | N/A | SMITHFIELD | RI | RI | The Narragansett Electric Company
| NO RESOURCE | 69361 | SM_P2 -PITTS. LAWN & TRACTOR | 0.249 | 0.249 | N/A | N/A | PITTSFIELD | MA | WMA | NSTAR Electric Company
| NO RESOURCE | 69362 | SM_NM-US LIGHT ENERGY 3 | 0.499 | 0.499 | N/A | N/A | PITTSFIELD | MA | WMA | NSTAR Electric Company
| NO RESOURCE | 69363 | SM_AOBC_P2 ENERGY PRICE MNG | 0.999 | 0.999 | N/A | N/A | HINSDALE | MA | WMA | NSTAR Electric Company
| NO RESOURCE | 69364 | SOLECT01606SOLAR150SMQF | 0.15 | 0.15 | N/A | N/A | WORCESTER | MA | CMA/NEMA | Massachusetts Electric Company
| NO RESOURCE | 69366 | DRIFTWOOD02888SOLAR34.2NM | 0.026 | 0.026 | N/A | N/A | WARWICK | RI | RI | The Narragansett Electric Company
| NO RESOURCE | 69372 | ONISKEY02155SOLAR250SMQF | 0.15 | 0.15 | N/A | N/A | MEDFORD | MA | BOSTON | Massachusetts Electric Company
| NO RESOURCE | 69380 | MBTA02324WIND750NM | 0.75 | 0.75 | N/A | N/A | BRIDGEWATER | MA | SEMA | Massachusetts Electric Company
| NO RESOURCE | 69381 | SOUTHERN02919SOLAR198RE | 0.198 | 0.198 | N/A | N/A | JOHNSTON | RI | RI | The Narragansett Electric Company
| NO RESOURCE | 69382 | AZIMUTH02885SOLAR57.6NM | 0.058 | 0.058 | N/A | N/A | WARREN | RI | RI | The Narragansett Electric Company
| NO RESOURCE | 69383 | BURRILLVILLEB02830SOLAR960RE | 0.96 | 0.96 | N/A | N/A | Burrillville | RI | RI | The Narragansett Electric Company
| NO RESOURCE | 69384 | BURRILLVILLEA02830SOLAR2340RE | 2.34 | 2.34 | N/A | N/A | MAPLEVILLE | RI | RI | The Narragansett Electric Company
| NO RESOURCE | 69385 | SM_NM TOWN OF MONTAGUE | 0.996 | 0.996 | N/A | N/A | TURNERS FALLS | MA | WMA | NSTAR Electric Company
| NO RESOURCE | 69386 | SM_NM KEARSARGE GII MONTAGUE | 4.176 | 4.176 | N/A | N/A | MONTAGUE | MA | WMA | NSTAR Electric Company
| NO RESOURCE | 69387 | WHITMAN01473HYDRO174NM | 0.174 | 0.174 | N/A | N/A | WESTMINSTER | MA | WMA | Massachusetts Electric Company
| NO RESOURCE | 69388 | MSAD 75 | 0.5 | 0.5 | N/A | N/A | TOPSHAM | ME | ME | Central Maine Power Company
| NO RESOURCE | 69390 | HOPKINTON02804SOLAR2500RE | 2.5 | 2.5 | N/A | N/A | ASHAWAY | RI | RI | The Narragansett Electric Company
| NO RESOURCE | 69391 | LINCOLN02906SOLAR50.46NM | 0.05 | 0.05 | N/A | N/A | PROVIDENCE | RI | RI | The Narragansett Electric Company
| NO RESOURCE | 69418 | PROVYARN02860SOLAR33.3NM | 0.033 | 0.033 | N/A | N/A | PAWTUCKET | RI | RI | The Narragansett Electric Company
| NO RESOURCE | 69439 | ECOGY02909SOLAR233.1RE | 0.233 | 0.233 | N/A | N/A | PROVIDENCE | RI | RI | The Narragansett Electric Company
| NO RESOURCE | 69450 | NM TOWN OF MAYNARD ID1961 | 1 | 1 | N/A | N/A | MAYNARD | MA | BOSTON | NSTAR Electric Company
| NO RESOURCE | 69453 | LOCKE BROOK SOLAR, LLC | 0.998 | 0.998 | N/A | N/A | TOWNSEND | MA | WMA | Fitchburg Gas & Electric Light Company
| NO RESOURCE | 69457 | RANDY02878SOLAR57.6NM | 0.058 | 0.058 | N/A | N/A | TIVERTON | RI | SEMA | The Narragansett Electric Company
| NO RESOURCE | 69458 | CLEAN01863SOLAR720AOBC | 0.72 | 0.72 | N/A | N/A | NORTH CHELMSFORD | MA | CMA/NEMA | Massachusetts Electric Company
| NO RESOURCE | 69462 | BATES02189SOLAR150SMQF | 0.15 | 0.15 | N/A | N/A | WEYMOUTH | MA | SEMA | Massachusetts Electric Company
| NO RESOURCE | 69466 | MASSAM02333SOLAR499.5AOBC | 0.5 | 0.5 | N/A | N/A | EAST BRIDGEWATER | MA | SEMA | Massachusetts Electric Company
| NO RESOURCE | 69487 | TOMHARVEY02891SOLAR144RE | 0.144 | 0.144 | N/A | N/A | WESTERLY | RI | RI | The Narragansett Electric Company
| NO RESOURCE | 69488 | MASSAM01879SOLAR249.8AOBC | 0.25 | 0.25 | N/A | N/A | TYNGSBORO | MA | CMA/NEMA | Massachusetts Electric Company
| NO RESOURCE | 69489 | NM TOWN OF HOPKINTON ID2389 | 1.3 | 1.3 | N/A | N/A | HOLLISTON | MA | RI | NSTAR Electric Company
| NO RESOURCE | 69492 | COMPASS02852SOLAR199.8RE | 0.2 | 0.2 | N/A | N/A | NORTH KINGSTOWN | RI | RI | The Narragansett Electric Company
| NO RESOURCE | 69493 | ADVANCED01569SOLAR252SMQF | 0.252 | 0.252 | N/A | N/A | UXBRIDGE | MA | RI | Massachusetts Electric Company
| NO RESOURCE | 69494 | NM IGS SOLAR ID2043278 | 1 | 1 | N/A | N/A | BOURNE | MA | SEMA | NSTAR Electric Company
| NO RESOURCE | 69495 | OHBURG02072SOLAR100AOBC | 0.1 | 0.1 | N/A | N/A | STOUGHTON | MA | SEMA | Massachusetts Electric Company
| NO RESOURCE | 69502 | NM BWC BUCKMASTER PD ID 217764 | 1 | 1 | N/A | N/A | DOVER | MA | BOSTON | NSTAR Electric Company
| NO RESOURCE | 69504 | FOUNDRY01852SOLAR266.4AOBC | 0.266 | 0.266 | N/A | N/A | LOWELL | MA | CMA/NEMA | Massachusetts Electric Company
| NO RESOURCE | 69505 | NM CEDARVILLE SOL 3 ID2132061 | 2 | 2 | N/A | N/A | PLYMOUTH | MA | SEMA | NSTAR Electric Company
| NO RESOURCE | 69506 | NM WALPOLE 2 LLC ID2120 | 1 | 1 | N/A | N/A | WALPOLE | MA | SEMA | NSTAR Electric Company
| NO RESOURCE | 69508 | SOLECT01604SOLAR488SMQF | 0.488 | 0.488 | N/A | N/A | WORCESTER | MA | CMA/NEMA | Massachusetts Electric Company
| NO RESOURCE | 69509 | JOEL01082SOLAR980AOBC | 0.98 | 0.98 | N/A | N/A | WARE | MA | WMA | Massachusetts Electric Company
| NO RESOURCE | 69510 | CHESTNUT02903SOLAR43.2NM | 0.043 | 0.043 | N/A | N/A | PROVIDENCE | RI | RI | The Narragansett Electric Company
| NO RESOURCE | 69511 | NM WALPOLE 2 LLC ID2121 | 1 | 1 | N/A | N/A | WALPOLE | MA | SEMA | NSTAR Electric Company
| NO RESOURCE | 69522 | HAVERHILL01835LFG995NM | 0.995 | 0.995 | N/A | N/A | HAVERHILL | MA | BOSTON | Massachusetts Electric Company
| NO RESOURCE | 69564 | BD SOLAR AUGUSTA | 7.2 | 7.2 | N/A | N/A | AUGUSTA | ME | ME | Acadia Renewable Energy, L.L.C.
| NO RESOURCE | 69565 | BD SOLAR 2 (WINSLOW) | 6.999 | 6.999 | N/A | N/A | WINSLOW | ME | ME | Acadia Renewable Energy, L.L.C.
| NO RESOURCE | 69566 | BD SOLAR HANCOCK | 7 | 7 | N/A | N/A | HANCOCK | ME | BHE | Acadia Renewable Energy, L.L.C.
| NO RESOURCE | 69568 | BD SOLAR HANCOCK NORTH | 7 | 7 | N/A | N/A | HANCOCK | ME | BHE | Acadia Renewable Energy, L.L.C.
| NO RESOURCE | 69599 | GRNEARTH01028SOLAR246.6AOBC | 0.246 | 0.246 | N/A | N/A | EAST LONGMEADOW | MA | WMA | Massachusetts Electric Company
| NO RESOURCE | 69606 | JORDAN01364SOLAR990AOBC | 0.99 | 0.99 | N/A | N/A | ORANGE | MA | WMA | Massachusetts Electric Company
| NO RESOURCE | 69623 | NSESTAG02072SOLAR816AOBC | 0.816 | 0.816 | N/A | N/A | STOUGHTON | MA | SEMA | Massachusetts Electric Company
| NO RESOURCE | 69624 | VP_S1 | 0.198 | 0.198 | N/A | N/A | HAMPDEN | ME | BHE | Versant Power
| NO RESOURCE | 69625 | SM_AOBC_NXTGRD DOGWD ID2324745 | 0.133 | 0.133 | N/A | N/A | DENNIS | MA | SEMA | NSTAR Electric Company
| NO RESOURCE | 69627 | SM_AOBC ASSONET PV1 ID2274652 | 4.999 | 4.999 | N/A | N/A | FREETOWN | MA | SEMA | NSTAR Electric Company
| NO RESOURCE | 69629 | SM_AOBC NG ALLSPICE ID2357995 | 0.1 | 0.1 | N/A | N/A | DENNIS | MA | SEMA | NSTAR Electric Company
| NO RESOURCE | 69635 | CF NORTH HAVEN LLC | 4.98 | 4.98 | N/A | N/A | NORTH HAVEN | CT | SWCT | Vermont Public Power Supply Authority
| NO RESOURCE | 69636 | GD3HOPKINTON02804SOLAR3875RE | 3.875 | 3.875 | N/A | N/A | HOPKINTON | RI | RI | The Narragansett Electric Company
| NO RESOURCE | 69642 | QF SAFARI ENERGY MA ID2323699 | 0.072 | 0.072 | N/A | N/A | WESTPORT | MA | SEMA | NSTAR Electric Company
| NO RESOURCE | 69644 | NM C OF SOMERVILLE 3 ID2246431 | 0.978 | 0.978 | N/A | N/A | EAST BOSTON | MA | BOSTON | NSTAR Electric Company
| NO RESOURCE | 69645 | NM KIIT RENEWABLE EN ID2264634 | 0.704 | 0.704 | N/A | N/A | CANTON | MA | SEMA | NSTAR Electric Company
| NO RESOURCE | 69647 | TURNING02817SOLAR3340NM | 3.34 | 3.34 | N/A | N/A | WEST GREENWICH | RI | RI | The Narragansett Electric Company
| NO RESOURCE | 69648 | TURNINGA02817SOLAR3340NM | 3.34 | 3.34 | N/A | N/A | WEST GREENWICH | RI | RI | The Narragansett Electric Company
| NO RESOURCE | 69649 | ISM02715SOLAR2800AOBC | 2.8 | 2.8 | N/A | N/A | DIGHTON | MA | SEMA | Massachusetts Electric Company
| NO RESOURCE | 69652 | DYNAMIC01515SOLAR1000AOBC | 1 | 1 | N/A | N/A | EAST BROOKFIELD | MA | WMA | Massachusetts Electric Company
| NO RESOURCE | 69656 | MARKRICHEY01950WIND600NM | 0.6 | 0.6 | N/A | N/A | NEWBURYPORT | MA | BOSTON | Massachusetts Electric Company
| NO RESOURCE | 69657 | WALLINGFORD SOLAR I | 4.99 | 4.99 | N/A | N/A | WALLINGFORD | CT | SWCT | NextEra Energy Marketing, LLC
| NO RESOURCE | 69658 | WALLINGFORD SOLAR II | 4.99 | 4.99 | N/A | N/A | WALLINGFORD | CT | SWCT | NextEra Energy Marketing, LLC
| NO RESOURCE | 69659 | WALLINGFORD SOLAR III | 4.99 | 4.99 | N/A | N/A | WALLINGFORD | CT | SWCT | NextEra Energy Marketing, LLC
| NO RESOURCE | 69660 | NM 510 PV PROJECT DEV LLC | 4.95 | 4.95 | N/A | N/A | BECKET | MA | WMA | NSTAR Electric Company
| NO RESOURCE | 69663 | NM BERKSHIRE2 MNT RENEWABLE PV | 0.5 | 0.5 | N/A | N/A | LANESBOROUGH | MA | WMA | NSTAR Electric Company
| NO RESOURCE | 69665 | SM_AOBC CVE NORTH AMERICA PV | 2.988 | 2.988 | N/A | N/A | RUSSELL | MA | WMA | NSTAR Electric Company
| NO RESOURCE | 69667 | SM_AOBC ECOGY MA III LLC PV | 0.2 | 0.2 | N/A | N/A | SPRINGFIELD | MA | WMA | NSTAR Electric Company
| NO RESOURCE | 69668 | SM_AOBC_ERVING POPLAR MNT PV | 0.99 | 0.99 | N/A | N/A | ERVING | MA | WMA | NSTAR Electric Company
| NO RESOURCE | 69671 | SM_AOBC_SOLTAGE, LLC PV | 2.46 | 2.46 | N/A | N/A | EASTHAMPTON | MA | WMA | NSTAR Electric Company
| NO RESOURCE | 69673 | SM_NM WHATELY PV | 1.115 | 1.115 | N/A | N/A | SOUTH DEERFIELD | MA | WMA | NSTAR Electric Company
| NO RESOURCE | 69675 | TOWN OF WINDHAM | 0.42 | 0.42 | N/A | N/A | WINDHAM | ME | SME | Central Maine Power Company
| NO RESOURCE | 69676 | GREEN01028SOLAR233.1AOBC | 0.233 | 0.233 | N/A | N/A | EAST LONGMEADOW | MA | WMA | Massachusetts Electric Company
| NO RESOURCE | 69677 | MELINK01550SOLAR936AOBC | 0.936 | 0.936 | N/A | N/A | SOUTHBRIDGE | MA | WMA | Massachusetts Electric Company
| NO RESOURCE | 69678 | DIRT SOLAR | 2.625 | 2.625 | N/A | N/A | SKOWHEGAN | ME | ME | Central Maine Power Company
| NO RESOURCE | 69684 | BLACKHORSE02885SOLAR3750NM | 3.75 | 3.75 | N/A | N/A | WARREN | RI | RI | The Narragansett Electric Company
| NO RESOURCE | 69685 | AHOLD STOP & SHOP STORE #0020 | 0.263 | 0.263 | N/A | N/A | QUINCY | MA | SEMA | Yellow Jacket Energy, LLC
| NO RESOURCE | 69692 | NAVISUN01507SOLAR1980AOBC | 1.98 | 1.98 | N/A | N/A | CHARLTON | MA | WMA | Massachusetts Electric Company
| NO RESOURCE | 69693 | SETTLER'S SOLAR, LLC | 4.99 | 4.99 | N/A | N/A | LUNENBERG | MA | WMA | Fitchburg Gas & Electric Light Company
| NO RESOURCE | 69694 | ZERO01095SOLAR1000AOBC | 1 | 1 | N/A | N/A | WILBRAHAM | MA | WMA | Massachusetts Electric Company
| NO RESOURCE | 69695 | GEPOWER01752SOLAR466.6SMQF | 0.467 | 0.467 | N/A | N/A | MARLBOROUGH | MA | CMA/NEMA | Massachusetts Electric Company
| NO RESOURCE | 69696 | WILL02771SOLAR80SMNM | 0.08 | 0.08 | N/A | N/A | SEEKONK | MA | RI | Massachusetts Electric Company
| NO RESOURCE | 69697 | BLUEWAVE01095SOLAR4000AOBC | 4 | 4 | N/A | N/A | WILBRAHAM | MA | WMA | Massachusetts Electric Company
| NO RESOURCE | 69699 | BLUEWAVE01915SOLAR3520AOBC | 3.52 | 3.52 | N/A | N/A | BEVERLY | MA | BOSTON | Massachusetts Electric Company
| NO RESOURCE | 69700 | NESG SOLAR HOLDING CO.1, LLC | 3.204 | 3.204 | N/A | N/A | FITCHBURG | MA | WMA | Fitchburg Gas & Electric Light Company
| NO RESOURCE | 69701 | VP_S2 | 0.23 | 0.23 | N/A | N/A | HAMPDEN | ME | BHE | Versant Power
| NO RESOURCE | 69702 | ASTRUM02895SOLAR150RE | 0.15 | 0.15 | N/A | N/A | WOONSOCKET | RI | RI | The Narragansett Electric Company
| NO RESOURCE | 69705 | RENEWABLE02703SOLAR4268AOBC | 4.268 | 4.268 | N/A | N/A | ATTLEBORO | MA | RI | Massachusetts Electric Company
| NO RESOURCE | 69706 | INDEPA01562SOLAR3000AOBC | 3 | 3 | N/A | N/A | SPENCER | MA | WMA | Massachusetts Electric Company
| NO RESOURCE | 69707 | INDEPB01562SOLAR4940AOBC | 4.94 | 4.94 | N/A | N/A | SPENCER | MA | WMA | Massachusetts Electric Company
| NO RESOURCE | 69712 | MASSAM02339SOLAR249.8AOBC | 0.25 | 0.25 | N/A | N/A | HANOVER | MA | SEMA | Massachusetts Electric Company
| NO RESOURCE | 69713 | NSESTAGE02072SOLAR233.33AOBC | 0.233 | 0.233 | N/A | N/A | STOUGHTON | MA | SEMA | Massachusetts Electric Company
| NO RESOURCE | 69714 | GRAY LANDFILL | 0.3 | 0.3 | N/A | N/A | GRAY | ME | SME | Central Maine Power Company
| NO RESOURCE | 69715 | HOPE02860SOLAR296.6NM | 0.497 | 0.497 | N/A | N/A | PAWTUCKET | RI | RI | The Narragansett Electric Company
| NO RESOURCE | 69717 | MELINK01550SOLAR999AOBC | 0.999 | 0.999 | N/A | N/A | SOUTHBRIDGE | MA | WMA | Massachusetts Electric Company
| NO RESOURCE | 69719 | SHAW BROTHERS CONSTRUCTION | 2.4 | 2.4 | N/A | N/A | BUXTON | ME | SME | Central Maine Power Company
| NO RESOURCE | 69720 | SUNBUG01930SOLAR147.6SMQF | 0.148 | 0.148 | N/A | N/A | GLOUCESTER | MA | BOSTON | Massachusetts Electric Company
| NO RESOURCE | 69721 | MELINK01550SOLAR3744AOBC | 3.744 | 3.744 | N/A | N/A | SOUTHBRIDGE | MA | WMA | Massachusetts Electric Company
| NO RESOURCE | 69722 | EUPHORIA 415, LLC | 0.063 | 0.063 | N/A | N/A | SCARBOROUGH | ME | ME | Central Maine Power Company
| NO RESOURCE | 69723 | NEXAPEX01752SOLAR333.2AOBC | 0.333 | 0.333 | N/A | N/A | MARLBOROUGH | MA | CMA/NEMA | Massachusetts Electric Company
| NO RESOURCE | 69724 | GREEN02827SOLAR3000RE | 3 | 3 | N/A | N/A | COVENTRY | RI | RI | The Narragansett Electric Company
| NO RESOURCE | 69725 | MELINK01550SOLAR936AOBC2 | 0.936 | 0.936 | N/A | N/A | SOUTHBRIDGE | MA | WMA | Massachusetts Electric Company
| NO RESOURCE | 69726 | CLC YMCA | 0.133 | 0.133 | N/A | N/A | DAMARISCOTTA | ME | ME | Central Maine Power Company
| NO RESOURCE | 69731 | WATERSON02896SOLAR29.49NM | 0.029 | 0.029 | N/A | N/A | NORTH SMITHFIELD | RI | RI | The Narragansett Electric Company
| NO RESOURCE | 69734 | RSM02909SOLAR72NM | 0.072 | 0.072 | N/A | N/A | PROVIDENCE | RI | RI | The Narragansett Electric Company
| NO RESOURCE | 69736 | GREENWO02814SOLAR1800NM | 1.8 | 1.8 | N/A | N/A | NORTH SCITUATE | RI | RI | The Narragansett Electric Company
| NO RESOURCE | 69737 | BRENDANS02915SOLAR28NM | 0.028 | 0.028 | N/A | N/A | RIVERSIDE | RI | RI | The Narragansett Electric Company
| NO RESOURCE | 69739 | ISM02920SOLAR2375NM | 2.375 | 2.375 | N/A | N/A | CRANSTON | RI | RI | The Narragansett Electric Company
| NO RESOURCE | 69740 | TOWN OF OAKLAND | 0.36 | 0.36 | N/A | N/A | OAKLAND | ME | ME | Central Maine Power Company
| NO RESOURCE | 69748 | AHOLD STOP & SHOP STORE #0406 | 0.263 | 0.263 | N/A | N/A | HYANNIS | MA | SEMA | Yellow Jacket Energy, LLC
| NO RESOURCE | 69749 | AHOLD STOP & SHOP STORE #0087 | 0.21 | 0.21 | N/A | N/A | MASHPEE | MA | SEMA | Yellow Jacket Energy, LLC
| NO RESOURCE | 69750 | AHOLD STOP & SHOP STORE #0474 | 0.263 | 0.263 | N/A | N/A | EAST WAREHAM | MA | SEMA | Yellow Jacket Energy, LLC
| NO RESOURCE | 69751 | AHOLD STOP & SHOP STORE #0425 | 0.263 | 0.263 | N/A | N/A | EAST FALMOUTH | MA | SEMA | Yellow Jacket Energy, LLC
| NO RESOURCE | 69752 | AHOLD STOP & SHOP STORE #0012 | 0.263 | 0.263 | N/A | N/A | SANDWICH | MA | SEMA | Yellow Jacket Energy, LLC
| NO RESOURCE | 69754 | AHOLD STOP & SHOP STORE #0066 | 0.21 | 0.21 | N/A | N/A | MARSTONS MILLS | MA | SEMA | Yellow Jacket Energy, LLC
| NO RESOURCE | 69757 | GSPP02379SOLAR1128AOBC | 1.128 | 1.128 | N/A | N/A | WEST BRIDGEWATER | MA | SEMA | Massachusetts Electric Company
| NO RESOURCE | 69762 | EQUAL02379SOLAR480SMQF | 0.48 | 0.48 | N/A | N/A | WEST BRIDGEWATER | MA | SEMA | Massachusetts Electric Company
| NO RESOURCE | 69776 | ASTRUM02865SOLAR187.5RE | 0.188 | 0.188 | N/A | N/A | LINCOLN | RI | RI | The Narragansett Electric Company
| NO RESOURCE | 69779 | NSE01581SOLAR780AOBC | 0.78 | 0.78 | N/A | N/A | WESTBOROUGH | MA | CMA/NEMA | Massachusetts Electric Company
| NO RESOURCE | 69780 | GREEN02842SOLAR952NM | 0.952 | 0.952 | N/A | N/A | MIDDLETOWN | RI | SEMA | The Narragansett Electric Company
| NO RESOURCE | 69781 | MASSELECTRIC01532SOLAR750QF | 0.75 | 0.75 | N/A | N/A | NORTHBOROUGH | MA | CMA/NEMA | Massachusetts Electric Company
| NO RESOURCE | 69785 | BROOK01510SOLAR249.8QF | 0.25 | 0.25 | N/A | N/A | CLINTON | MA | CMA/NEMA | Massachusetts Electric Company
| NO RESOURCE | 69796 | UNICORNA02061SOLAR366.6SMQF | 0.367 | 0.367 | N/A | N/A | NORWELL | MA | SEMA | Massachusetts Electric Company
| NO RESOURCE | 69797 | UNICORNB02061SOLAR233.3SMQF | 0.233 | 0.233 | N/A | N/A | NORWELL | MA | SEMA | Massachusetts Electric Company
| NO RESOURCE | 69805 | DOWNEAST CONCEPTS | 0.075 | 0.075 | N/A | N/A | YARMOUTH | ME | SME | Central Maine Power Company
| NO RESOURCE | 69822 | NM BOSTON HSG AUTH ID2157007 | 0.18 | 0.18 | N/A | N/A | WALTHAM | MA | BOSTON | NSTAR Electric Company
| NO RESOURCE | 69823 | NM BRANDEIS UNIV PV ID2104994 | 0.576 | 0.576 | N/A | N/A | SOMERVILLE | MA | BOSTON | NSTAR Electric Company
| NO RESOURCE | 69824 | HOSPICE OF SOUTHERN MAINE | 0.1 | 0.1 | N/A | N/A | SCARBOROUGH | ME | SME | Central Maine Power Company
| NO RESOURCE | 69829 | STONEHILL02356SOLAR4391QF | 4.166 | 4.166 | N/A | N/A | NORTH EASTON | MA | SEMA | Massachusetts Electric Company
| NO RESOURCE | 69834 | NM MATTAPOISETT R-V ID2234593 | 0.108 | 0.108 | N/A | N/A | WALPOLE | MA | SEMA | NSTAR Electric Company
| NO RESOURCE | 69835 | NM ACTON-BOX REGL ID2082549 | 0.495 | 0.495 | N/A | N/A | WOBURN | MA | BOSTON | NSTAR Electric Company
| NO RESOURCE | 69845 | NM PLYMOUTH CTY SHER ID2233507 | 0.336 | 0.336 | N/A | N/A | WALPOLE | MA | SEMA | NSTAR Electric Company
| NO RESOURCE | 69848 | NM PLYMOUTH CTY SH 2 ID2230560 | 0.53 | 0.53 | N/A | N/A | WALPOLE | MA | SEMA | NSTAR Electric Company
| NO RESOURCE | 69853 | NM BLUEHILLSREGLTECH ID2212756 | 0.33 | 0.33 | N/A | N/A | CANTON | MA | SEMA | NSTAR Electric Company
| NO RESOURCE | 69854 | NM BLUEHILLSREGLTECH ID2214562 | 0.462 | 0.462 | N/A | N/A | CANTON | MA | SEMA | NSTAR Electric Company
| NO RESOURCE | 69856 | QF ELSON CLOVERLEAF ID2350187 | 0.466 | 0.466 | N/A | N/A | NATICK | MA | BOSTON | NSTAR Electric Company
| NO RESOURCE | 69860 | NM ALTERNATEPWR 1-4 ID2071689 | 1.7 | 1.7 | N/A | N/A | W Wareham | MA | SEMA | NSTAR Electric Company
| NO RESOURCE | 69861 | NM MATTAPOISETT R-V ID2233726 | 0.554 | 0.554 | N/A | N/A | WALPOLE | MA | SEMA | NSTAR Electric Company
| NO RESOURCE | 69862 | NM PLYMOUTH CTY SH 1 ID2234091 | 0.632 | 0.632 | N/A | N/A | WALPOLE | MA | SEMA | NSTAR Electric Company
| NO RESOURCE | 69863 | ECOGY01607SOLAR199.8AOBC | 0.2 | 0.2 | N/A | N/A | WORCESTER | MA | CMA/NEMA | Massachusetts Electric Company
| NO RESOURCE | 69864 | TANGENT01473SOLAR3000AOBC | 3 | 3 | N/A | N/A | WESTMINSTER | MA | WMA | Massachusetts Electric Company
| NO RESOURCE | 69869 | NM_OLIVE STREET PV6F1500-2016 | 0.096 | 0.096 | N/A | N/A | MONTAGUE | MA | WMA | NSTAR Electric Company
| NO RESOURCE | 69870 | NM_FULL BLOOM PV 6A1252-2015 | 0.496 | 0.496 | N/A | N/A | SOUTH DEERFIELD | MA | WMA | NSTAR Electric Company
| NO RESOURCE | 69871 | NM SUNFARM 1 PV_6B521-2015 | 0.499 | 0.499 | N/A | N/A | PITTSFIELD | MA | WMA | NSTAR Electric Company
| NO RESOURCE | 69874 | NM_SUNFARM 2 PV_ 6B522-2015 | 0.499 | 0.499 | N/A | N/A | PITTSFIELD | MA | WMA | NSTAR Electric Company
| NO RESOURCE | 69875 | NM_SUNFARM PV 3_ 6B525-2015 | 0.499 | 0.499 | N/A | N/A | PITTSFIELD | MA | WMA | NSTAR Electric Company
| NO RESOURCE | 69876 | NM_US LIGHT ENERGY 1_PV | 0.499 | 0.499 | N/A | N/A | PITTSFIELD | MA | WMA | NSTAR Electric Company
| NO RESOURCE | 69878 | NM_US LIGHT ENERGY 2_PV | 0.499 | 0.499 | N/A | N/A | PITTSFIELD | MA | WMA | NSTAR Electric Company
| NO RESOURCE | 69879 | NM_WILLOW HILL RD PV | 0.448 | 0.448 | N/A | N/A | LENOX DALE | MA | WMA | NSTAR Electric Company
| NO RESOURCE | 69889 | EHOUSING01507SOLAR1000NM | 1 | 1 | N/A | N/A | CHARLTON | MA | WMA | Massachusetts Electric Company
| NO RESOURCE | 69900 | NSE02766SOLAR966.6AOBC | 0.967 | 0.967 | N/A | N/A | NORTON | MA | RI | Massachusetts Electric Company
| NO RESOURCE | 69928 | PUBLIC01886SOLAR99.9SMQF | 0.1 | 0.1 | N/A | N/A | WESTFORD | MA | CMA/NEMA | Massachusetts Electric Company
| NO RESOURCE | 69929 | ALTUS01036SOLAR2000SMQF | 2 | 2 | N/A | N/A | HAMPDEN | MA | WMA | Massachusetts Electric Company
| NO RESOURCE | 69930 | MELVILLE02871SOLAR3000NM | 3 | 3 | N/A | N/A | PORTSMOUTH | RI | SEMA | The Narragansett Electric Company
| NO RESOURCE | 69934 | WILCO02886SOLAR200RE | 0.2 | 0.2 | N/A | N/A | WARWICK | RI | RI | The Narragansett Electric Company
| NO RESOURCE | 69940 | 1HARTFORD02825SOLAR2000RE | 2 | 2 | N/A | N/A | FOSTER | RI | RI | The Narragansett Electric Company
| NO RESOURCE | 69945 | NEXTGRID02019SOLAR500SMQF | 0.5 | 0.5 | N/A | N/A | BELLINGHAM | MA | RI | Massachusetts Electric Company
| NO RESOURCE | 69954 | AFINNELL02188SOLAR240SMQF | 0.24 | 0.24 | N/A | N/A | WEYMOUTH | MA | SEMA | Massachusetts Electric Company
| NO RESOURCE | 69956 | EFINNELL02188SOLAR240SMQF | 0.24 | 0.24 | N/A | N/A | WEYMOUTH | MA | SEMA | Massachusetts Electric Company
| NO RESOURCE | 69960 | DAIRY01757SOLAR109.9QF | 0.11 | 0.11 | N/A | N/A | MILFORD | MA | RI | Massachusetts Electric Company
| NO RESOURCE | 69967 | BFINNELL02188SOLAR240SMQF | 0.24 | 0.24 | N/A | N/A | WEYMOUTH | MA | SEMA | Massachusetts Electric Company
| NO RESOURCE | 69968 | BVD01257SOLAR240AOBC | 0.24 | 0.24 | N/A | N/A | SHEFFIELD | MA | WMA | Massachusetts Electric Company
| NO RESOURCE | 69969 | DFINNELL02188SOLAR492SMQF | 0.492 | 0.492 | N/A | N/A | WEYMOUTH | MA | SEMA | Massachusetts Electric Company
| NO RESOURCE | 69970 | CFINNELL02188SOLAR240SMQF | 0.24 | 0.24 | N/A | N/A | WEYMOUTH | MA | SEMA | Massachusetts Electric Company
| NO RESOURCE | 69972 | HOME01257SOLAR1980AOBC | 1.98 | 1.98 | N/A | N/A | Sheffield | MA | WMA | Massachusetts Electric Company
| NO RESOURCE | 69977 | OAKHAM01068SOLAR2000SMNM | 2 | 2 | N/A | N/A | OAKHAM | MA | WMA | Massachusetts Electric Company
| NO RESOURCE | 69978 | LONSDALE02863SOLAR233.1RE | 0.233 | 0.233 | N/A | N/A | CENTRAL FALLS | RI | RI | The Narragansett Electric Company
| NO RESOURCE | 69982 | OAKORANGE01364SOLAR4980SMQF | 4.98 | 4.98 | N/A | N/A | ORANGE | MA | WMA | Massachusetts Electric Company
| NO RESOURCE | 70001 | JEFFREY02871SOLAR32.77NM | 0.033 | 0.033 | N/A | N/A | PORTSMOUTH | RI | SEMA | The Narragansett Electric Company
| NO RESOURCE | 70018 | BLUESTONE02864SOLAR206.5RE | 0.207 | 0.207 | N/A | N/A | CUMBERLAND | RI | RI | The Narragansett Electric Company
| NO RESOURCE | 70041 | UNION FARM EQUIPMENT | 0.034 | 0.034 | N/A | N/A | UNION | ME | ME | Central Maine Power Company
| NO RESOURCE | 70052 | BVD01247SOLAR240AOBC | 0.24 | 0.24 | N/A | N/A | CLARKSBURG | MA | WMA | Massachusetts Electric Company
| NO RESOURCE | 70062 | MILLBURY01519SOLAR250SMQF | 0.25 | 0.25 | N/A | N/A | GRAFTON | MA | CMA/NEMA | Massachusetts Electric Company
| NO RESOURCE | 70067 | REDWOOD02864SOLAR220RE | 0.22 | 0.22 | N/A | N/A | CUMBERLAND | RI | RI | The Narragansett Electric Company
| NO RESOURCE | 70093 | AUTOZONE02891SOLAR33.3NM | 0.033 | 0.033 | N/A | N/A | WESTERLY | RI | RI | The Narragansett Electric Company
| NO RESOURCE | 70096 | GSPPBRISTOL02375SOLAR710SMQF | 0.71 | 0.71 | N/A | N/A | SOUTH EASTON | MA | SEMA | Massachusetts Electric Company
| NO RESOURCE | 70097 | BD SOLAR FAIRFIELD | 4.99 | 4.99 | N/A | N/A | FAIRFIELD | ME | ME | Acadia Renewable Energy, L.L.C.
| NO RESOURCE | 70099 | STOUGHTON02072SOLAR99.9QF | 0.1 | 0.1 | N/A | N/A | STOUGHTON | MA | SEMA | Massachusetts Electric Company
| NO RESOURCE | 70100 | CLAYTON01222SOLAR2079SMQF | 2.079 | 2.079 | N/A | N/A | ASHLEY FALLS | MA | WMA | Massachusetts Electric Company
| NO RESOURCE | 70101 | WVCB02909SOLAR66.6NM | 0.067 | 0.067 | N/A | N/A | PROVIDENCE | RI | RI | The Narragansett Electric Company
| NO RESOURCE | 70102 | AUTOZONE02888SOLAR33.3NM | 0.033 | 0.033 | N/A | N/A | WARWICK | RI | RI | The Narragansett Electric Company
| NO RESOURCE | 71116 | BELLEAU02914SOLAR30NM | 0.03 | 0.03 | N/A | N/A | EAST PROVIDENCE | RI | RI | The Narragansett Electric Company
| NO RESOURCE | 71142 | STBRENDANS02915SOLAR38.5NM | 0.039 | 0.039 | N/A | N/A | RIVERSIDE | RI | RI | The Narragansett Electric Company
| NO RESOURCE | 71143 | PUBLIC02149SOLAR133.2SMQF | 0.133 | 0.133 | N/A | N/A | EVERETT | MA | WMA | Massachusetts Electric Company
| NO RESOURCE | 71146 | GSPPPEARL02148SOLAR340AOBC | 0.34 | 0.34 | N/A | N/A | MALDEN | MA | BOSTON | Massachusetts Electric Company
| NO RESOURCE | 71147 | COSMO02920SOLAR25.2NM | 0.025 | 0.025 | N/A | N/A | CRANSTON | RI | RI | The Narragansett Electric Company
| NO RESOURCE | 71160 | VCT02904SOLAR300RE | 0.3 | 0.3 | N/A | N/A | PROVIDENCE | RI | RI | The Narragansett Electric Company
| NO RESOURCE | 71162 | PSMYSTIC02155SOLAR106SMQF | 0.106 | 0.106 | N/A | N/A | MEDFORD | MA | BOSTON | Massachusetts Electric Company
| NO RESOURCE | 71165 | AVESTA LIVERMORE TERRACE | 0.1 | 0.1 | N/A | N/A | EAST WATERBORO | ME | SME | Central Maine Power Company
| NO RESOURCE | 71166 | PSEASTERN02148SOLAR133.2SMQF | 0.133 | 0.133 | N/A | N/A | MALDEN | MA | BOSTON | Massachusetts Electric Company
| NO RESOURCE | 71167 | CUTLER02885SOLAR199.8RE | 0.2 | 0.2 | N/A | N/A | WARREN | RI | RI | The Narragansett Electric Company
| NO RESOURCE | 71170 | EDF01473SOLAR4875SMQF | 4.875 | 4.875 | N/A | N/A | WESTMINSTER | MA | WMA | Massachusetts Electric Company
| NO RESOURCE | 71171 | AIM02920SOLAR133.2NM | 0.133 | 0.133 | N/A | N/A | CRANSTON | RI | RI | The Narragansett Electric Company
| NO RESOURCE | 71173 | QF FALMOUTH RETAIL ID2402100 | 0.133 | 0.133 | N/A | N/A | FALMOUTH | MA | SEMA | NSTAR Electric Company
| NO RESOURCE | 71174 | NM MARION MA 1 LLC ID2062768 | 0.882 | 0.882 | N/A | N/A | MARION | MA | SEMA | NSTAR Electric Company
| NO RESOURCE | 71176 | NM JULIANA FLANDERS ID2372255 | 0.167 | 0.167 | N/A | N/A | CHILMARK | MA | SEMA | NSTAR Electric Company
| NO RESOURCE | 71177 | POTASH01879SOLAR250SMQF | 0.25 | 0.25 | N/A | N/A | TYNGSBORO | MA | CMA/NEMA | Massachusetts Electric Company
| NO RESOURCE | 71179 | QF SAFENERGYMA4-2020 ID2351639 | 0.15 | 0.15 | N/A | N/A | DARTMOUTH | MA | SEMA | NSTAR Electric Company
| NO RESOURCE | 71180 | QF NEXTGRID WILLOW ID2333807 | 0.4 | 0.4 | N/A | N/A | SOUTH DENNIS | MA | SEMA | NSTAR Electric Company
| NO RESOURCE | 71181 | QF LORDPHILLIPSSOLAR ID2268649 | 0.12 | 0.12 | N/A | N/A | NEW BEDFORD | MA | SEMA | NSTAR Electric Company
| NO RESOURCE | 71182 | QF LORDPHILLIPSSOLAR ID2268650 | 0.12 | 0.12 | N/A | N/A | NEW BEDFORD | MA | SEMA | NSTAR Electric Company
| NO RESOURCE | 71183 | QF LORDPHILLIPSSOLAR ID2269021 | 0.12 | 0.12 | N/A | N/A | NEW BEDFORD | MA | SEMA | NSTAR Electric Company
| NO RESOURCE | 71184 | QF NEXTGRIDLARCH ID2350400 | 0.112 | 0.112 | N/A | N/A | HYANNIS | MA | SEMA | NSTAR Electric Company
| NO RESOURCE | 71185 | AOBC NEXTGRIDCHITTWD ID2331027 | 0.133 | 0.133 | N/A | N/A | ORLEANS | MA | SEMA | NSTAR Electric Company
| NO RESOURCE | 71186 | QF PLYMOUTH PAR LLC ID2294151 | 0.133 | 0.133 | N/A | N/A | PLYMOUTH | MA | SEMA | NSTAR Electric Company
| NO RESOURCE | 71187 | QF MILLBROOK SOL LTD ID2346979 | 0.15 | 0.15 | N/A | N/A | DUXBURY | MA | SEMA | NSTAR Electric Company
| NO RESOURCE | 71188 | QF NEXTGRIDBUCKTHORN ID2355147 | 0.25 | 0.25 | N/A | N/A | SOUTH YARMOUTH | MA | SEMA | NSTAR Electric Company
| NO RESOURCE | 71189 | QF HYANNISAIRSERVICE ID2328863 | 0.1 | 0.1 | N/A | N/A | HYANNIS | MA | SEMA | NSTAR Electric Company
| NO RESOURCE | 71190 | QF CATLYZACRE8THATCH ID2286965 | 0.139 | 0.139 | N/A | N/A | WEST WAREHAM | MA | SEMA | NSTAR Electric Company
| NO RESOURCE | 71191 | AOBC NEXTGRIDSPRUCE ID2368090 | 0.2 | 0.2 | N/A | N/A | BREWSTER | MA | SEMA | NSTAR Electric Company
| NO RESOURCE | 71192 | NM BOSTONHSGAUTH ID2147800 | 0.336 | 0.336 | N/A | N/A | BOSTON | MA | BOSTON | NSTAR Electric Company
| NO RESOURCE | 71193 | ENELBELLAIR02886SOLAR180RE | 0.18 | 0.18 | N/A | N/A | WARWICK | RI | RI | The Narragansett Electric Company
| NO RESOURCE | 71194 | PUBLICN02368SOLAR186.6SMQF | 0.187 | 0.187 | N/A | N/A | RANDOLPH | MA | SEMA | Massachusetts Electric Company
| NO RESOURCE | 71198 | SUNRISE01230SOLAR4930AOBC | 4.93 | 4.93 | N/A | N/A | New Marlboro | MA | WMA | Massachusetts Electric Company
| NO RESOURCE | 71201 | NONNI CORP LLC | 0.066 | 0.066 | N/A | N/A | SCARBOROUGH | ME | SME | Central Maine Power Company
| NO RESOURCE | 71202 | LOADSTAR01523SOLAR3875AOBC | 3.875 | 3.875 | N/A | N/A | LANCASTER | MA | CMA/NEMA | Massachusetts Electric Company
| NO RESOURCE | 71203 | ASTRUM02908SOLAR100RE | 0.1 | 0.1 | N/A | N/A | PROVIDENCE | RI | RI | The Narragansett Electric Company
| NO RESOURCE | 71204 | QF NEXTGRID HOLLY ID2335447 | 0.466 | 0.466 | N/A | N/A | SOUTH DENNIS | MA | SEMA | NSTAR Electric Company
| NO RESOURCE | 71206 | QF NEXTGRID ACACIA ID2350752 | 0.333 | 0.333 | N/A | N/A | DENNIS | MA | SEMA | NSTAR Electric Company
| NO RESOURCE | 71207 | MECO01610SOLAR800QF | 0.8 | 0.8 | N/A | N/A | WORCESTER | MA | WMA | Massachusetts Electric Company
| NO RESOURCE | 71208 | AOBC SUNRISEONDRIFT ID2243995 | 2.4 | 2.4 | N/A | N/A | WESTPORT | MA | SEMA | NSTAR Electric Company
| NO RESOURCE | 71210 | NM CITY OF CAMBRIDGE ID2157900 | 0.498 | 0.498 | N/A | N/A | BOSTON | MA | BOSTON | NSTAR Electric Company
| NO RESOURCE | 71218 | NM SOUTHERNSKYRENENE ID2051273 | 1.5 | 1.5 | N/A | N/A | CARVER | MA | SEMA | NSTAR Electric Company
| NO RESOURCE | 71224 | BD SOLAR OXFORD 1 | 4.6 | 4.6 | N/A | N/A | OXFORD | ME | ME | Acadia Renewable Energy, L.L.C.
| NO RESOURCE | 71225 | BD SOLAR OXFORD 2 | 4.6 | 4.6 | N/A | N/A | OXFORD | ME | ME | Acadia Renewable Energy, L.L.C.
| NO RESOURCE | 71226 | S.COUNTY02879SOLAR32.19NM | 0.032 | 0.032 | N/A | N/A | WAKEFIELD | RI | RI | The Narragansett Electric Company
| NO RESOURCE | 71228 | SM_AOBC TWNNATICKSOL ID2353437 | 0.496 | 0.496 | N/A | N/A | NATICK | MA | BOSTON | NSTAR Electric Company
| NO RESOURCE | 71230 | SM_AOBC KERSRGEARSNL ID2366415 | 0.353 | 0.353 | N/A | N/A | WATERTOWN | MA | BOSTON | NSTAR Electric Company
| NO RESOURCE | 71231 | SM_AOBC KERSRGEARSNL ID2366357 | 0.48 | 0.48 | N/A | N/A | WATERTOWN | MA | BOSTON | NSTAR Electric Company
| NO RESOURCE | 71232 | SM_AOBC 15PRESSOLAR ID2311476 | 0.25 | 0.25 | N/A | N/A | WOBURN | MA | BOSTON | NSTAR Electric Company
| NO RESOURCE | 71234 | MORNINGSTAR MARBLE & GRANITE | 0.133 | 0.133 | N/A | N/A | TOPSHAM | ME | ME | Central Maine Power Company
| NO RESOURCE | 71236 | UNICORN02339SOLAR400SMQF | 0.4 | 0.4 | N/A | N/A | HANOVER | MA | SEMA | Massachusetts Electric Company
| NO RESOURCE | 71238 | ASTRUM02852SOLAR180RE | 0.18 | 0.18 | N/A | N/A | North Kingstown | RI | RI | The Narragansett Electric Company
| NO RESOURCE | 71239 | ROWELL'S GARAGE | 0.04 | 0.04 | N/A | N/A | DOVER FOXCROFT | ME | ME | Central Maine Power Company
| NO RESOURCE | 71241 | SM_AOBC CVE NO AM 6B1762-2018 | 3.32 | 3.32 | N/A | N/A | Peru | MA | WMA | NSTAR Electric Company
| NO RESOURCE | 71242 | SM_AOBC CVE NO AM 6A3031-2017 | 4.98 | 4.98 | N/A | N/A | Westhampton | MA | WMA | NSTAR Electric Company
| NO RESOURCE | 71243 | SM_AOBC ENGIE C6S3544-2017 | 4.99 | 4.99 | N/A | N/A | Agawam | MA | WMA | NSTAR Electric Company
| NO RESOURCE | 71245 | SM_AOBC CVE NO AM 6B1628-2017 | 4.98 | 4.98 | N/A | N/A | Tolland | MA | WMA | NSTAR Electric Company
| NO RESOURCE | 71273 | NORTH NOBLEBORO SOLAR | 2.5 | 2.5 | N/A | N/A | WALDOBORO | ME | ME | Central Maine Power Company
| NO RESOURCE | 71275 | ALTUS01230SOLAR1000SMQF | 1 | 1 | N/A | N/A | NEW MARLBOROUGH | MA | WMA | Massachusetts Electric Company
| NO RESOURCE | 71277 | TES02886SOLAR660RE | 0.66 | 0.66 | N/A | N/A | WARWICK | RI | RI | The Narragansett Electric Company
| NO RESOURCE | 71278 | CEDAR02151SOLAR153.2SMQF | 0.153 | 0.153 | N/A | N/A | REVERE | MA | BOSTON | Massachusetts Electric Company
| NO RESOURCE | 71281 | MOOSE02857SOLAR43.2NM | 0.043 | 0.043 | N/A | N/A | NORTH SCITUATE | RI | RI | The Narragansett Electric Company
| NO RESOURCE | 71283 | CUMBERLAND02864SOLAR30NM | 0.03 | 0.03 | N/A | N/A | CUMBERLAND | RI | RI | The Narragansett Electric Company
| NO RESOURCE | 71308 | IRON MINE SOLAR 1 | 9.601 | 9.601 | N/A | N/A | N. SMITHFIELD | RI | RI | Green Development, LLC
| NO RESOURCE | 71309 | IRON MINE SOLAR 2 | 9.601 | 9.601 | N/A | N/A | N. SMITHFIELD | RI | RI | Green Development, LLC
| NO RESOURCE | 71310 | IRON MINE SOLAR 3 | 9.601 | 9.601 | N/A | N/A | N. SMITHFIELD | RI | RI | Green Development, LLC
| NO RESOURCE | 71311 | IRON MINE SOLAR 4 | 9.601 | 9.601 | N/A | N/A | NORTH SMITHFIELD | RI | RI | Green Development, LLC
| NO RESOURCE | 71313 | UNIVERSITY02817SOLAR4000NM | 4 | 4 | N/A | N/A | WEST GREENWICH | RI | RI | The Narragansett Electric Company
| NO RESOURCE | 71328 | PATRIOT02909SOLAR40NM | 0.04 | 0.04 | N/A | N/A | PROVIDENCE | RI | RI | The Narragansett Electric Company
| NO RESOURCE | 71329 | ZACHARY02809SOLAR69.5NM | 0.07 | 0.07 | N/A | N/A | BRISTOL | RI | RI | The Narragansett Electric Company
| NO RESOURCE | 71358 | CHELMSFORD01863SOLAR910AOBC | 0.91 | 0.91 | N/A | N/A | NORTH CHELMSFORD | MA | CMA/NEMA | Massachusetts Electric Company
| NO RESOURCE | 71359 | 60EMAIN02893SOLAR30.74NM | 0.031 | 0.031 | N/A | N/A | WEST WARWICK | RI | RI | The Narragansett Electric Company
| NO RESOURCE | 71360 | PSWARD02151SOLAR106.6SMQF | 0.107 | 0.107 | N/A | N/A | REVERE | MA | BOSTON | Massachusetts Electric Company
| NO RESOURCE | 71361 | PROVYARN02860SOLAR187.5RE | 0.188 | 0.188 | N/A | N/A | PAWTUCKET | RI | RI | The Narragansett Electric Company
| NO RESOURCE | 71362 | STPATS02908SOLAR50NM | 0.05 | 0.05 | N/A | N/A | PROVIDENCE | RI | RI | The Narragansett Electric Company
| NO RESOURCE | 71364 | SM_AOBC 510PVPROJDEV ID2238661 | 4.99 | 4.99 | N/A | N/A | East Freetown | MA | SEMA | NSTAR Electric Company
| NO RESOURCE | 71376 | CHEBACCO01982SOLAR731AOBC | 0.731 | 0.731 | N/A | N/A | HAMILTON | MA | BOSTON | Massachusetts Electric Company
| NO RESOURCE | 71377 | PSGOODHUE01970SOLAR120SMQF | 0.12 | 0.12 | N/A | N/A | SALEM | MA | BOSTON | Massachusetts Electric Company
| NO RESOURCE | 71379 | SSOLUTIONS01752SOLAR66.6SMQF | 0.067 | 0.067 | N/A | N/A | MARLBOROUGH | MA | CMA/NEMA | Massachusetts Electric Company
| NO RESOURCE | 71380 | MASSAMER01879SOLAR249.8AOBC | 0.25 | 0.25 | N/A | N/A | TYNGSBORO | MA | CMA/NEMA | Massachusetts Electric Company
| NO RESOURCE | 71387 | DIAMOND02864SOLAR199.8RE | 0.2 | 0.2 | N/A | N/A | CUMBERLAND | RI | RI | The Narragansett Electric Company
| NO RESOURCE | 71389 | BLUESTONE02860SOLAR499.5RE | 0.5 | 0.5 | N/A | N/A | PAWTUCKET | RI | RI | The Narragansett Electric Company
| NO RESOURCE | 71406 | VP_S3 | 0.22 | 0.22 | N/A | N/A | Brewer | ME | BHE | Versant Power
| NO RESOURCE | 71407 | SM_AOBC BROOKSTPLYMP ID2239531 | 3 | 3 | N/A | N/A | Plympton | MA | SEMA | NSTAR Electric Company
| NO RESOURCE | 71414 | BWC MACES POND | 3.55 | 3.55 | N/A | N/A | ROCKPORT | ME | ME | Central Maine Power Company
| NO RESOURCE | 71419 | CEC01339SOLAR2500AOBC | 2.5 | 2.5 | N/A | N/A | CHARLEMONT | MA | WMA | Massachusetts Electric Company
| NO RESOURCE | 71431 | NEW GEN VENTURES_S_PORTLAND | 0.133 | 0.133 | N/A | N/A | SOUTH PORTLAND | ME | SME | Central Maine Power Company
| NO RESOURCE | 71436 | GWH02865SOLAR100NM | 0.1 | 0.1 | N/A | N/A | LINCOLN | RI | RI | The Narragansett Electric Company
| NO RESOURCE | 71445 | SOLAR MGT INT_WATERBORO | 4.99 | 4.99 | N/A | N/A | Waterboro | ME | SME | Central Maine Power Company
| NO RESOURCE | 71449 | VIKON02865SOLAR299.7RE | 0.3 | 0.3 | N/A | N/A | LINCOLN | RI | RI | The Narragansett Electric Company
| NO RESOURCE | 71455 | AMERESCO01844SOLAR1750AOBC | 1.75 | 1.75 | N/A | N/A | METHUEN | MA | BOSTON | Massachusetts Electric Company
| NO RESOURCE | 71466 | SM_AOBC KEARSARGENB ID2296559 | 4.95 | 4.95 | N/A | N/A | New Bedford | MA | SEMA | NSTAR Electric Company
| NO RESOURCE | 71469 | SM_AOBC KEARSARGESCH ID2334013 | 0.48 | 0.48 | N/A | N/A | Walpole | MA | SEMA | NSTAR Electric Company
| NO RESOURCE | 71471 | OAK01473SOLAR900AOBC | 0.9 | 0.9 | N/A | N/A | WESTMINISTER | MA | WMA | Massachusetts Electric Company
| NO RESOURCE | 71472 | VIDETTA02830SOLAR49.2NM | 0.049 | 0.049 | N/A | N/A | BURRILLVILLE | RI | RI | The Narragansett Electric Company
| NO RESOURCE | 71473 | CARRS02827SOLAR750RE | 0.75 | 0.75 | N/A | N/A | COVENTRY | RI | RI | The Narragansett Electric Company
| NO RESOURCE | 71477 | NEXTGRID02333SOLAR780SMQF | 0.78 | 0.78 | N/A | N/A | EAST BRIDGEWATER | MA | SEMA | Massachusetts Electric Company
| NO RESOURCE | 71478 | COVENTRY02816SOLAR300RE | 0.3 | 0.3 | N/A | N/A | COVENTRY | RI | RI | The Narragansett Electric Company
| NO RESOURCE | 71479 | EMAIN01757SOLAR250NM | 0.25 | 0.25 | N/A | N/A | MILFORD | MA | RI | Massachusetts Electric Company
| NO RESOURCE | 71480 | SHANNOCK02875SOLAR249RE | 0.25 | 0.25 | N/A | N/A | SHANNOCK | RI | RI | The Narragansett Electric Company
| NO RESOURCE | 71482 | BISSELL BROTHERS BREWING CO. | 0.086 | 0.086 | N/A | N/A | Portland | ME | SME | Central Maine Power Company
| NO RESOURCE | 71484 | ECA MAINE BET | 4.8 | 4.8 | N/A | N/A | Bethel | ME | ME | Central Maine Power Company
| NO RESOURCE | 71485 | JEFFERSON01970SOLAR86.4SMQF | 0.086 | 0.086 | N/A | N/A | SALEM | MA | BOSTON | Massachusetts Electric Company
| NO RESOURCE | 71488 | MUDDY01756SOLAR1000AOBC | 1 | 1 | N/A | N/A | MENDON | MA | RI | Massachusetts Electric Company
| NO RESOURCE | 71489 | MIDDLE02842SOLAR129.6NM | 0.13 | 0.13 | N/A | N/A | MIDDLETOWN | RI | SEMA | The Narragansett Electric Company
| NO RESOURCE | 71496 | TUPELO02809SOLAR200NM | 0.2 | 0.2 | N/A | N/A | BRISTOL | RI | RI | The Narragansett Electric Company
| NO RESOURCE | 71514 | AQUIDNECK02842SOLAR133.2RE | 0.133 | 0.133 | N/A | N/A | MIDDLETOWN | RI | SEMA | The Narragansett Electric Company
| NO RESOURCE | 71519 | CAMDEN SOLAR LF | 3.892 | 3.892 | N/A | N/A | Livermore Falls | ME | ME | Central Maine Power Company
| NO RESOURCE | 71524 | NJR02896SOLAR840RE | 0.84 | 0.84 | N/A | N/A | NORTH SMITHFIELD | RI | RI | The Narragansett Electric Company
| NO RESOURCE | 71526 | BATTEN01570SOLAR1000QF | 1 | 1 | N/A | N/A | WEBSTER | MA | WMA | Massachusetts Electric Company
| NO RESOURCE | 71528 | NAPLES CASCO SOLAR 1 | 2 | 2 | N/A | N/A | Casco | ME | ME | Central Maine Power Company
| NO RESOURCE | 71529 | ZERO01562SOLAR1000AOBC | 1 | 1 | N/A | N/A | SPENCER | MA | WMA | Massachusetts Electric Company
| NO RESOURCE | 71538 | FOXHILL02835SOLAR26.68NM | 0.027 | 0.027 | N/A | N/A | JAMESTOWN | RI | RI | The Narragansett Electric Company
| NO RESOURCE | 71540 | ACTON H ROAD SOLAR 1 | 3.45 | 3.45 | N/A | N/A | Acton | ME | SME | Central Maine Power Company
| NO RESOURCE | 71546 | REVISION-110 MAIN ST | 0.1 | 0.1 | N/A | N/A | Scarborough | ME | SME | Central Maine Power Company
| NO RESOURCE | 71612 | OAK01364SOLAR840AOBC | 0.84 | 0.84 | N/A | N/A | ORANGE | MA | WMA | Massachusetts Electric Company
| NO RESOURCE | 71615 | NEA02920SOLAR28.8NM | 0.028 | 0.028 | N/A | N/A | Westerly | RI | RI | The Narragansett Electric Company
| NO RESOURCE | 71616 | HARBOR01225SOLAR1980AOBC | 1.98 | 1.98 | N/A | N/A | CHESHIRE | MA | WMA | Massachusetts Electric Company
| NO RESOURCE | 71617 | KOVACIC02891SOLAR150RE | 0.15 | 0.15 | N/A | N/A | WESTERLY | RI | RI | The Narragansett Electric Company
| NO RESOURCE | 71618 | SOUTHERN02894SOLAR180RE | 0.18 | 0.18 | N/A | N/A | WOOD RIVER JT | RI | RI | The Narragansett Electric Company
| NO RESOURCE | 71621 | THOMASTON POLLUTION CONTROL | 0.36 | 0.36 | N/A | N/A | Thomaston | ME | ME | Central Maine Power Company
| NO RESOURCE | 71627 | KENYON02833SOLAR200RE | 0.2 | 0.2 | N/A | N/A | HOPKINTON | RI | RI | The Narragansett Electric Company
| NO RESOURCE | 71628 | PARADISE PARK | 0.18 | 0.18 | N/A | N/A | Old Orchard Beach | ME | SME | Central Maine Power Company
| NO RESOURCE | 71629 | ECOGY02919SOLAR200RE | 0.2 | 0.2 | N/A | N/A | JOHNSTON | RI | RI | The Narragansett Electric Company
| NO RESOURCE | 71632 | FOREFRONT01082SOLAR1320AOBC | 1.32 | 1.32 | N/A | N/A | WARE | MA | WMA | Massachusetts Electric Company
| NO RESOURCE | 71633 | DEAN02864SOLAR375RE | 0.375 | 0.375 | N/A | N/A | CUMBERLAND | RI | RI | The Narragansett Electric Company
| NO RESOURCE | 71634 | FESTIVAL02840SOLAR331.2RE | 0.331 | 0.331 | N/A | N/A | NEWPORT | RI | RI | The Narragansett Electric Company
| NO RESOURCE | 71635 | DONALD02895SOLAR800RE | 0.8 | 0.8 | N/A | N/A | WOONSOCKET | RI | RI | The Narragansett Electric Company
| NO RESOURCE | 71637 | PORT PROPERTY MGT | 0.187 | 0.187 | N/A | N/A | Scarborough | ME | SME | Central Maine Power Company
| NO RESOURCE | 71638 | LODE01230SOLAR2000AOBC | 2 | 2 | N/A | N/A | GREAT BARRINGTON | MA | WMA | Massachusetts Electric Company
| NO RESOURCE | 71639 | DSM02919SOLAR487.5NM | 0.488 | 0.488 | N/A | N/A | JOHNSTON | RI | RI | The Narragansett Electric Company
| NO RESOURCE | 71646 | GREEN02905WIND3000RE | 3 | 3 | N/A | N/A | PROVIDENCE | RI | RI | The Narragansett Electric Company
| NO RESOURCE | 71650 | SWEB01506SOLAR4875AOBC | 3.375 | 3.375 | N/A | N/A | BROOKFIELD | MA | WMA | Massachusetts Electric Company
| NO RESOURCE | 71651 | PUBLIC02190SOLAR100SMQF | 0.1 | 0.1 | N/A | N/A | WEYMOUTH | MA | SEMA | Massachusetts Electric Company
| NO RESOURCE | 71658 | HEP USA SPV5 UNITY LLC | 4.98 | 4.98 | N/A | N/A | Unity | ME | ME | Central Maine Power Company
| NO RESOURCE | 71669 | SNAKE02864SOLAR200RE | 0.2 | 0.2 | N/A | N/A | GLOCESTER | RI | RI | The Narragansett Electric Company
| NO RESOURCE | 71671 | SWEB01010SOLAR1875AOBC | 1.875 | 1.875 | N/A | N/A | BRIMFIELD | MA | WMA | Massachusetts Electric Company
| NO RESOURCE | 71672 | TORAY02852SOLAR480RE | 0.48 | 0.48 | N/A | N/A | NORTH KINGSTOWN | RI | RI | The Narragansett Electric Company
| NO RESOURCE | 71673 | GORHAM SAVINGS | 0.625 | 0.625 | N/A | N/A | GORHAM | ME | SME | Central Maine Power Company
| NO RESOURCE | 71675 | AIRPORT02720SOLAR249.8NM | 0.25 | 0.25 | N/A | N/A | FALL RIVER | MA | SEMA | Massachusetts Electric Company
| NO RESOURCE | 71676 | UNITED01824SOLAR1992SMQF | 1.992 | 1.992 | N/A | N/A | CHELMSFORD | MA | CMA/NEMA | Massachusetts Electric Company
| NO RESOURCE | 71677 | GREEN02905WIND1500RE | 1.5 | 1.5 | N/A | N/A | PROVIDENCE | RI | RI | The Narragansett Electric Company
| NO RESOURCE | 71679 | GREEN01028SOLAR350AOBC | 0.35 | 0.35 | N/A | N/A | EAST LONGMEADOW | MA | WMA | Massachusetts Electric Company
| NO RESOURCE | 71680 | MCOLLEGE01247CHP75QF | 0.075 | 0.075 | N/A | N/A | NORTH ADAMS | MA | WMA | Massachusetts Electric Company
| NO RESOURCE | 71681 | BCM02840SOLAR43.2NM | 0.043 | 0.043 | N/A | N/A | NEWPORT | RI | RI | The Narragansett Electric Company
| NO RESOURCE | 71682 | SCITUATE02919SOLAR4250RE | 4.25 | 4.25 | N/A | N/A | JOHNSTON | RI | RI | The Narragansett Electric Company
| NO RESOURCE | 71683 | EDWIN02822SOLAR40.4NM | 0.04 | 0.04 | N/A | N/A | EXETER | RI | RI | The Narragansett Electric Company
| NO RESOURCE | 71684 | MASSAM02301SOLAR133.2AOBC | 0.133 | 0.133 | N/A | N/A | BROCKTON | MA | SEMA | Massachusetts Electric Company
| NO RESOURCE | 71686 | MIDCOAST RECREATION CENTER | 0.333 | 0.333 | N/A | N/A | Rockport | ME | ME | Central Maine Power Company
| NO RESOURCE | 71688 | HEP USA SPV 6 HARTLAND | 4 | 4 | N/A | N/A | Hartland | ME | ME | Central Maine Power Company
| NO RESOURCE | 71692 | PSMAIN02301SOLAR133.2SMQF | 0.133 | 0.133 | N/A | N/A | BROCKTON | MA | SEMA | Massachusetts Electric Company
| NO RESOURCE | 71700 | RONNIE02804SOLAR400RE | 0.4 | 0.4 | N/A | N/A | ASHAWAY | RI | RI | The Narragansett Electric Company
| NO RESOURCE | 71707 | JB BROWN & SON PORTLAND | 0.48 | 0.48 | N/A | N/A | Portland | ME | SME | Central Maine Power Company
| NO RESOURCE | 71708 | HILLTOP01560SOLAR240SMQF | 0.24 | 0.24 | N/A | N/A | GRAFTON | MA | RI | Massachusetts Electric Company
| NO RESOURCE | 71710 | LENOX01240SOLAR133.3SMQF | 0.133 | 0.133 | N/A | N/A | LENOX | MA | WMA | Massachusetts Electric Company
| NO RESOURCE | 71712 | 9PEARL01060SOLAR158.4QF | 0.158 | 0.158 | N/A | N/A | NORTHAMPTON | MA | WMA | Massachusetts Electric Company
| NO RESOURCE | 71732 | STEPHEN02896SOLAR25.23NM | 0.025 | 0.025 | N/A | N/A | NORTH SMITHFIELD | RI | RI | The Narragansett Electric Company
| NO RESOURCE | 71733 | NM_AOBC REDP GODFREY ID2247816 | 2.5 | 2.5 | N/A | N/A | Carver | MA | SEMA | NSTAR Electric Company
| NO RESOURCE | 71735 | NORRIDGEWOCK RIVER ROAD | 4.999 | 4.999 | N/A | N/A | Norridgewocck | ME | ME | Central Maine Power Company
| NO RESOURCE | 71736 | OSGOOD01845SOLAR3384NM | 3.384 | 3.384 | N/A | N/A | NORTH ANDOVER | MA | BOSTON | Massachusetts Electric Company
| NO RESOURCE | 71737 | BSEASON02861SOLAR50RE | 0.05 | 0.05 | N/A | N/A | PAWTUCKET | RI | RI | The Narragansett Electric Company
| NO RESOURCE | 71738 | ASEASON02861SOLAR66.6RE | 0.067 | 0.067 | N/A | N/A | PAWTUCKET | RI | RI | The Narragansett Electric Company
| NO RESOURCE | 71739 | VISION CARE OF MAINE, BANGOR | 0.15 | 0.15 | N/A | N/A | BANGOR | ME | BHE | Versant Power
| NO RESOURCE | 71755 | NEW GEN VENTURES_YARMOUTH | 0.034 | 0.034 | N/A | N/A | Yarmouth | ME | SME | Central Maine Power Company
| NO RESOURCE | 71757 | MAINE DG HOLDINGS - MONMOUTH | 4.95 | 4.95 | N/A | N/A | Monmouth | ME | ME | Central Maine Power Company
| NO RESOURCE | 71758 | MAINE DG HOLDING - W BALDWIN | 4.95 | 4.95 | N/A | N/A | West Baldwin | ME | SME | Central Maine Power Company
| NO RESOURCE | 71759 | MAINE DG HOLDING - AUGUSTA | 2.475 | 2.475 | N/A | N/A | Augusta | ME | ME | Central Maine Power Company
| NO RESOURCE | 71761 | TIFFT02896SOLAR990NM | 0.99 | 0.99 | N/A | N/A | NORTH SMITHFIELD | RI | RI | The Narragansett Electric Company
| NO RESOURCE | 71762 | AUGUSTA ROAD BOWDOIN | 3.638 | 3.638 | N/A | N/A | BOWDOIN | ME | ME | Central Maine Power Company
| NO RESOURCE | 71767 | BWCA01519SOLAR1760AOBC | 1.76 | 1.76 | N/A | N/A | GRAFTON | MA | CMA/NEMA | Massachusetts Electric Company
| NO RESOURCE | 71786 | CENTURY01844SOLAR150SMQF | 0.15 | 0.15 | N/A | N/A | METHUEN | MA | BOSTON | Massachusetts Electric Company
| NO RESOURCE | 71787 | ARCOR01824SOLAR875AOBC | 0.875 | 0.875 | N/A | N/A | CHELMSFORD | MA | CMA/NEMA | Massachusetts Electric Company
| NO RESOURCE | 71788 | S&S02762CHP210QF | 0.21 | 0.21 | N/A | N/A | PLAINVILLE | MA | RI | Massachusetts Electric Company
| NO RESOURCE | 71836 | VCTLLC02886SOLAR200NM | 0.2 | 0.2 | N/A | N/A | WARWICK | RI | RI | The Narragansett Electric Company
| NO RESOURCE | 71884 | TOWN OF SEARSPORT | 0.15 | 0.15 | N/A | N/A | Searsport | ME | ME | Central Maine Power Company
| NO RESOURCE | 71887 | SILVER MAPLE WIND | 20 | 20 | N/A | N/A | Clifton | ME | BHE | WEB Renewable Energy USA, LLC
| NO RESOURCE | 71913 | RE SIDNEY RD SOLAR | 2 | 2 | N/A | N/A | Sidney | ME | ME | Central Maine Power Company
| NO RESOURCE | 71914 | ORIENTAL JADE | 0.1 | 0.1 | N/A | N/A | BANGOR | ME | BHE | Versant Power
| NO RESOURCE | 71916 | SEARSMONT RD LINCOLNVILLE | 4 | 4 | N/A | N/A | Lincolnville | ME | ME | Central Maine Power Company
| NO RESOURCE | 71922 | BWCB01519SOLAR240QF | 0.24 | 0.24 | N/A | N/A | GRAFTON | MA | CMA/NEMA | Massachusetts Electric Company
| NO RESOURCE | 71924 | DAYNNITE02861SOLAR33.3NM | 0.034 | 0.034 | N/A | N/A | PAWTUCKET | RI | RI | The Narragansett Electric Company
| NO RESOURCE | 71925 | RI ARMY 02818SOLAR500NM | 0.5 | 0.5 | N/A | N/A | EAST GREENWICH | RI | RI | The Narragansett Electric Company
| NO RESOURCE | 71936 | PEPSICOLA02920SOLAR60NM | 0.6 | 0.6 | N/A | N/A | CRANSTON | RI | RI | The Narragansett Electric Company
| NO RESOURCE | 71946 | SM_AOBC FAIRHAVENMA2 ID2255728 | 2.875 | 2.875 | N/A | N/A | Fairhaven | MA | SEMA | NSTAR Electric Company
| NO RESOURCE | 71948 | CITY OF S PORTLAND REC | 0.166 | 0.166 | N/A | N/A | S Portland | ME | SME | Central Maine Power Company
| NO RESOURCE | 71949 | CHURCH HILL AUGUSTA | 3.75 | 3.75 | N/A | N/A | augusta | ME | ME | Central Maine Power Company
| NO RESOURCE | 71950 | BIDDEFORD MORIN ST SOLAR | 0.7 | 0.7 | N/A | N/A | Biddeford | ME | SME | Central Maine Power Company
| NO RESOURCE | 71951 | FSS INC | 0.26 | 0.26 | N/A | N/A | Belfast | ME | ME | Central Maine Power Company
| NO RESOURCE | 71958 | SM_QF ECA SOLAR ID2302390 | 1.359 | 1.359 | N/A | N/A | Canton | MA | SEMA | NSTAR Electric Company
| NO RESOURCE | 71961 | SM_QF NEXTGRID SYCAM ID2296072 | 3.51 | 3.51 | N/A | N/A | Kingston | MA | SEMA | NSTAR Electric Company
| NO RESOURCE | 71973 | SM_AOBC SUNWEALTHPWR ID2325016 | 0.243 | 0.243 | N/A | N/A | Woburn | MA | BOSTON | NSTAR Electric Company
| NO RESOURCE | 71974 | SM_AOBC ECOGYMAII ID2270750 | 0.2 | 0.2 | N/A | N/A | Millis | MA | RI | NSTAR Electric Company
| NO RESOURCE | 71975 | SM_AOBC 2-8PEQUOTWAY ID2297082 | 0.167 | 0.167 | N/A | N/A | Canton | MA | SEMA | NSTAR Electric Company
| NO RESOURCE | 71976 | SM_AOBC NEWTONMUNIII ID2333672 | 0.36 | 0.36 | N/A | N/A | Newton | MA | BOSTON | NSTAR Electric Company
| NO RESOURCE | 71977 | ECOGY02842SOLAR166.5RE | 0.167 | 0.167 | N/A | N/A | MIDDLETOWN | RI | SEMA | The Narragansett Electric Company
| NO RESOURCE | 71981 | CITY OF S PORTLAND TRANSFER | 0.99 | 0.99 | N/A | N/A | SOUTH PORTLAND | ME | SME | Central Maine Power Company
| NO RESOURCE | 71982 | LITTLEFIELD SOLAR LLC | 4.9 | 4.9 | N/A | N/A | Wells | ME | SME | Central Maine Power Company
| NO RESOURCE | 72983 | SM_AOBC EDGEWOODBOGS ID2272654 | 0.099 | 0.099 | N/A | N/A | Carver | MA | SEMA | NSTAR Electric Company
| NO RESOURCE | 72984 | SM_AOBC 83SCHLSTSOL ID2337102 | 0.484 | 0.484 | N/A | N/A | Carlisle | MA | BOSTON | NSTAR Electric Company
| NO RESOURCE | 72985 | SM_QF SOLECTENERGY ID2343832 | 0.072 | 0.072 | N/A | N/A | East Falmouth | MA | SEMA | NSTAR Electric Company
| NO RESOURCE | 72986 | SM_QF POMEWORTH30 ID2357040 | 0.057 | 0.057 | N/A | N/A | Stoneham | MA | BOSTON | NSTAR Electric Company
| NO RESOURCE | 72987 | SM_QF MENOMOYENERGY ID2326896 | 0.117 | 0.117 | N/A | N/A | Chatham | MA | SEMA | NSTAR Electric Company
| NO RESOURCE | 72988 | KNOLL01752CHP75QF | 0.075 | 0.075 | N/A | N/A | MARLBOROUGH | MA | CMA/NEMA | Massachusetts Electric Company
| NO RESOURCE | 72989 | INDUSTRIAL RD ELLSWORTH | 1.875 | 1.875 | N/A | N/A | ELLSWORTH | ME | BHE | Versant Power
| NO RESOURCE | 72990 | MARIAVILLE RD ELLSWORTH | 1.625 | 1.625 | N/A | N/A | ELLSWORTH | ME | BHE | Versant Power
| NO RESOURCE | 72991 | AAA02886SOLAR100NM | 0.1 | 0.1 | N/A | N/A | WARWICK | RI | RI | The Narragansett Electric Company
| NO RESOURCE | 72992 | SOMERSET02726SOLAR617QF | 0.617 | 0.617 | N/A | N/A | SOMERSET | MA | SEMA | Massachusetts Electric Company
| NO RESOURCE | 73004 | WILLIAMS01752SOLAR100SMQF | 0.1 | 0.1 | N/A | N/A | MARLBOROUGH | MA | CMA/NEMA | Massachusetts Electric Company
| NO RESOURCE | 73026 | SM_AOBC FALMLANDFILL ID2246979 | 1.5 | 1.5 | N/A | N/A | Falmouth | MA | SEMA | NSTAR Electric Company
| NO RESOURCE | 73027 | SM_AOBC CVETORPEDO ID2364982 | 0.5 | 0.5 | N/A | N/A | Acushnet | MA | SEMA | NSTAR Electric Company
| NO RESOURCE | 73028 | SM_NM CCREGLTRANSIT ID2259134 | 0.15 | 0.15 | N/A | N/A | South Dennis | MA | SEMA | NSTAR Electric Company
| NO RESOURCE | 73029 | SM_QF NEXTGRIDAILANT ID2395010 | 0.101 | 0.101 | N/A | N/A | Dennis | MA | SEMA | NSTAR Electric Company
| NO RESOURCE | 73030 | SM_QF NXTGRIDINKWOOD ID2370503 | 0.133 | 0.133 | N/A | N/A | Chatham | MA | SEMA | NSTAR Electric Company
| NO RESOURCE | 73042 | SM_QF SOLENERGYDEV ID2340718 | 0.25 | 0.25 | N/A | N/A | Dennis Port | MA | SEMA | NSTAR Electric Company
| NO RESOURCE | 73043 | SM_QF DH-MASOLAROWN1 ID4355122 | 0.062 | 0.062 | N/A | N/A | East Freetown | MA | SEMA | NSTAR Electric Company
| NO RESOURCE | 73044 | SM_NM EC COTTLEINC ID2247507 | 0.1 | 0.1 | N/A | N/A | Edgartown | MA | SEMA | NSTAR Electric Company
| NO RESOURCE | 73045 | SM_QF GSPP EFREETOWN ID2301315 | 0.242 | 0.242 | N/A | N/A | East Freetown | MA | SEMA | NSTAR Electric Company
| NO RESOURCE | 73046 | SM_QF GSPPKR HYANNIS ID2316959 | 0.5 | 0.5 | N/A | N/A | Hyannis | MA | SEMA | NSTAR Electric Company
| NO RESOURCE | 73053 | SM_QF MASOLAROWNER1 ID4590902 | 0.061 | 0.061 | N/A | N/A | Acushnet | MA | SEMA | NSTAR Electric Company
| NO RESOURCE | 73054 | SM_NM FAIRHAVENMA1 ID2201063 | 2 | 2 | N/A | N/A | Fairhaven | MA | SEMA | NSTAR Electric Company
| NO RESOURCE | 73055 | SM_QF SAFARIENERGY ID2319914 | 0.406 | 0.406 | N/A | N/A | Kingston | MA | SEMA | NSTAR Electric Company
| NO RESOURCE | 73081 | FMGLOBAL02919812500NM | 0.812 | 0.812 | N/A | N/A | JOHNSTON | RI | RI | The Narragansett Electric Company
| NO RESOURCE | 73083 | PARKVIEWEXCHANGELLC0286160RE | 0.06 | 0.06 | N/A | N/A | PAWTUCKET | RI | RI | The Narragansett Electric Company
| NO RESOURCE | 73084 | PEACEDALE CONG CH0287943.2NM | 0.043 | 0.043 | N/A | N/A | WAKEFIELD | RI | RI | The Narragansett Electric Company
| NO RESOURCE | 73085 | SM_ QF LAKEVIEWBLDG8 ID2397824 | 0.101 | 0.101 | N/A | N/A | Natick | MA | BOSTON | NSTAR Electric Company
| NO RESOURCE | 73086 | SM_ QF LAKEVIEWBLDG5 ID2400946 | 0.101 | 0.101 | N/A | N/A | Natick | MA | BOSTON | NSTAR Electric Company
| NO RESOURCE | 73087 | SM_ QF LAKEVIEWBLDG3 ID2398227 | 0.101 | 0.101 | N/A | N/A | Natick | MA | BOSTON | NSTAR Electric Company
| NO RESOURCE | 73088 | SM_ QF LAKEVIEWBLDG7 ID2397818 | 0.101 | 0.101 | N/A | N/A | Natick | MA | BOSTON | NSTAR Electric Company
| NO RESOURCE | 73089 | SM_ QF LAKEVIEWBLDG1 ID2398079 | 0.101 | 0.101 | N/A | N/A | Natick | MA | BOSTON | NSTAR Electric Company
| NO RESOURCE | 73090 | SM_ QF LAKEVIEWBLDG4 ID2399596 | 0.101 | 0.101 | N/A | N/A | Natick | MA | BOSTON | NSTAR Electric Company
| NO RESOURCE | 73091 | SM_ QF LAKEVIEWBLDG9 ID2399566 | 0.101 | 0.101 | N/A | N/A | Natick | MA | BOSTON | NSTAR Electric Company
| NO RESOURCE | 73092 | SM_ QF LAKEVIEWBLDG6 ID2399607 | 0.101 | 0.101 | N/A | N/A | Natick | MA | BOSTON | NSTAR Electric Company
| NO RESOURCE | 73093 | SM_ QF LAKEVIEWBLDG2 ID2398175 | 0.101 | 0.101 | N/A | N/A | Natick | MA | BOSTON | NSTAR Electric Company
| NO RESOURCE | 73094 | SM_QF ELMPARTNERS ID2321147 | 0.1 | 0.1 | N/A | N/A | Watertown | MA | BOSTON | NSTAR Electric Company
| NO RESOURCE | 73095 | SM_QF SAFARIENERGY4 ID2346407 | 0.133 | 0.133 | N/A | N/A | Watertown | MA | BOSTON | NSTAR Electric Company
| NO RESOURCE | 73096 | BD SOLAR PALMYRA | 4.99 | 4.99 | N/A | N/A | PALMYRA | ME | ME | Acadia Renewable Energy, L.L.C.
| NO RESOURCE | 73097 | SM_NM ECA SOLAR ID2287543 | 1.31 | 1.31 | N/A | N/A | Woburn | MA | BOSTON | NSTAR Electric Company
| NO RESOURCE | 73098 | SM_QF OLYMPIANOMTR ID2325824 | 0.25 | 0.25 | N/A | N/A | Woburn | MA | BOSTON | NSTAR Electric Company
| NO RESOURCE | 73099 | SM_QF SAFARIENERGY4 ID2343632 | 0.067 | 0.067 | N/A | N/A | Woburn | MA | BOSTON | NSTAR Electric Company
| NO RESOURCE | 73100 | SM_QF SUBEST TRUST ID2360146 | 0.24 | 0.24 | N/A | N/A | Woburn | MA | BOSTON | NSTAR Electric Company
| NO RESOURCE | 73101 | SM_QF NEXTGRIDWOBURN ID2340946 | 0.48 | 0.48 | N/A | N/A | Woburn | MA | BOSTON | NSTAR Electric Company
| NO RESOURCE | 73102 | SM_QF SAFARIENERGY2 ID2326814 | 0.233 | 0.233 | N/A | N/A | Woburn | MA | BOSTON | NSTAR Electric Company
| NO RESOURCE | 73106 | JAMESTOWN DISTRIB02809200RE | 0.2 | 0.2 | N/A | N/A | BRISTOL | RI | RI | The Narragansett Electric Company
| NO RESOURCE | 73133 | SM_NM LUMINOUS SOLAR ID2373810 | 0.088 | 0.088 | N/A | N/A | Orleans | MA | SEMA | NSTAR Electric Company
| NO RESOURCE | 73134 | SM_QF NEXTGRIDBANYAN ID2351619 | 0.15 | 0.15 | N/A | N/A | New Bedford | MA | SEMA | NSTAR Electric Company
| NO RESOURCE | 73135 | SM_QF LUMINOUS SOLAR ID2363855 | 0.095 | 0.095 | N/A | N/A | Hyannis | MA | SEMA | NSTAR Electric Company
| NO RESOURCE | 73136 | SM_QF LORDPHILLIPS ID2268869 | 0.12 | 0.12 | N/A | N/A | New Bedford | MA | SEMA | NSTAR Electric Company
| NO RESOURCE | 73137 | SM_QF LORDPHILLIPS ID2268420 | 0.12 | 0.12 | N/A | N/A | New Bedford | MA | SEMA | NSTAR Electric Company
| NO RESOURCE | 73138 | SM_QF LORDPHILLIPS ID2268866 | 0.12 | 0.12 | N/A | N/A | New Bedford | MA | SEMA | NSTAR Electric Company
| NO RESOURCE | 73139 | SM_QF LORDPHILLIPS ID2268651 | 0.12 | 0.12 | N/A | N/A | New Bedford | MA | SEMA | NSTAR Electric Company
| NO RESOURCE | 73149 | MAINE DG HOLDINGS_HARMONY | 4.91 | 4.91 | N/A | N/A | harmony | ME | ME | Central Maine Power Company
| NO RESOURCE | 73151 | LINKLEN LLC02865150RE | 0.15 | 0.15 | N/A | N/A | LINCOLN | RI | RI | The Narragansett Electric Company
| NO RESOURCE | 73152 | DONNA TURNER0287926.4NM | 0.026 | 0.026 | N/A | N/A | PEACE DALE | RI | RI | The Narragansett Electric Company
| NO RESOURCE | 73156 | SM_NM MAINSTTIMES ID4305225 | 0.086 | 0.086 | N/A | N/A | Hyannis | MA | SEMA | NSTAR Electric Company
| NO RESOURCE | 73157 | SM_QF CATALYZEACRE42 ID2355141 | 0.174 | 0.174 | N/A | N/A | Yarmouth | MA | SEMA | NSTAR Electric Company
| NO RESOURCE | 73158 | SM_QF TONKATRUCK ID2375823 | 0.171 | 0.171 | N/A | N/A | Plymouth | MA | SEMA | NSTAR Electric Company
| NO RESOURCE | 73159 | SM_QF DARNITLANDINGS ID2394787 | 0.1 | 0.1 | N/A | N/A | New Bedford | MA | SEMA | NSTAR Electric Company
| NO RESOURCE | 73160 | SM_QF NEXTGRIDLAUREL ID2352065 | 0.325 | 0.325 | N/A | N/A | Provincetown | MA | SEMA | NSTAR Electric Company
| NO RESOURCE | 73161 | NEW GEN VENTURES FREEPORT | 0.036 | 0.036 | N/A | N/A | Freeport | ME | SME | Central Maine Power Company
| NO RESOURCE | 73162 | SM_QF PARETOHOLDINGS ID2387744 | 0.113 | 0.113 | N/A | N/A | Hyannis | MA | SEMA | NSTAR Electric Company
| NO RESOURCE | 73163 | SM_QF NEXTGRIDLEMON ID2351939 | 0.092 | 0.092 | N/A | N/A | South Yarmouth | MA | SEMA | NSTAR Electric Company
| NO RESOURCE | 73164 | SM_QF NEXTGRIDCAMPHR ID2356024 | 0.1 | 0.1 | N/A | N/A | South Yarmouth | MA | SEMA | NSTAR Electric Company
| NO RESOURCE | 73165 | SM_QF NEXTGRIDEUCALY ID2373431 | 0.113 | 0.113 | N/A | N/A | Sandwich | MA | SEMA | NSTAR Electric Company
| NO RESOURCE | 73166 | SM_QF NEXTGRIDCAMPHR ID2356386 | 0.063 | 0.063 | N/A | N/A | Hyannis | MA | SEMA | NSTAR Electric Company
| NO RESOURCE | 73172 | GRAY FARM PROJECT LLC | 0.023 | 0.023 | N/A | N/A | Trenton | ME | BHE | Versant Power
| NO RESOURCE | 73187 | SM_QF NEXTGRIDCAMPHR ID2355569 | 0.063 | 0.063 | N/A | N/A | Hyannis | MA | SEMA | NSTAR Electric Company
| NO RESOURCE | 73188 | SM_QF DHMASOLOWNER1 ID2403535 | 0.149 | 0.149 | N/A | N/A | Wareham | MA | SEMA | NSTAR Electric Company
| NO RESOURCE | 73189 | SM_QF FACTORY5RACING ID2358028 | 0.15 | 0.15 | N/A | N/A | Wareham | MA | SEMA | NSTAR Electric Company
| NO RESOURCE | 73190 | SM_QF UPS ID2320835 | 0.498 | 0.498 | N/A | N/A | West yarmouth | MA | SEMA | NSTAR Electric Company
| NO RESOURCE | 73191 | SM_QF NEXTGRIDMEDLAR ID2371521 | 0.25 | 0.25 | N/A | N/A | Hyannis | MA | SEMA | NSTAR Electric Company
| NO RESOURCE | 73192 | SM_QF COLESNECKSOLAR ID2281067 | 0.7 | 0.7 | N/A | N/A | Wellfleet | MA | SEMA | NSTAR Electric Company
| NO RESOURCE | 73194 | SM_QF SAFARIENRGYMA4 ID2355013 | 0.133 | 0.133 | N/A | N/A | Hyannis | MA | SEMA | NSTAR Electric Company
| NO RESOURCE | 73195 | SM_QF JANSEBASTIANPV ID2284071 | 0.193 | 0.193 | N/A | N/A | Sandwich | MA | SEMA | NSTAR Electric Company
| NO RESOURCE | 73196 | SM_QF FARLANDCORP ID2390961 | 0.15 | 0.15 | N/A | N/A | N. Dartmouth | MA | SEMA | NSTAR Electric Company
| NO RESOURCE | 73197 | SM_QF NEXTGRIDINKWD ID2340125 | 0.2 | 0.2 | N/A | N/A | New Bedford | MA | SEMA | NSTAR Electric Company
| NO RESOURCE | 73198 | SM_QF ENELXMAPVPORT1 ID2368753 | 0.2 | 0.2 | N/A | N/A | Hyannis | MA | SEMA | NSTAR Electric Company
| NO RESOURCE | 73199 | SM_QF BABBITTSTMSPEC ID2366298 | 0.2 | 0.2 | N/A | N/A | New Bedford | MA | SEMA | NSTAR Electric Company
| NO RESOURCE | 73200 | SM_QF SOLECTENERGY ID2370785 | 0.15 | 0.15 | N/A | N/A | New Bedford | MA | SEMA | NSTAR Electric Company
| NO RESOURCE | 73201 | SM_QF SOLECTENERGY ID2360141 | 0.2 | 0.2 | N/A | N/A | North Dartmouth | MA | SEMA | NSTAR Electric Company
| NO RESOURCE | 73202 | SM_QF DHMASOLAROWNER ID2395483 | 0.149 | 0.149 | N/A | N/A | W. Freetown | MA | SEMA | NSTAR Electric Company
| NO RESOURCE | 73203 | SM_QF RPMASOLAR1 ID2312381 | 0.999 | 0.999 | N/A | N/A | Bourne | MA | SEMA | NSTAR Electric Company
| NO RESOURCE | 73204 | SM_NM REDPCANOPYSOL ID2246980 | 1 | 1 | N/A | N/A | Rochester | MA | SEMA | NSTAR Electric Company
| NO RESOURCE | 73205 | NORTHERNFOR4SEASONS0286133.3RE | 0.033 | 0.033 | N/A | N/A | PAWTUCKET | RI | RI | The Narragansett Electric Company
| NO RESOURCE | 73208 | LAWRENCE01841SOLAR90NM | 0.09 | 0.09 | N/A | N/A | LAWRENCE | MA | BOSTON | Massachusetts Electric Company
| NO RESOURCE | 73211 | SM_QF BREENWESTRLTY ID2412922 | 0.25 | 0.25 | N/A | N/A | Medfield | MA | BOSTON | NSTAR Electric Company
| NO RESOURCE | 73212 | SM_QF EMERSONREALTY ID2403624 | 0.144 | 0.144 | N/A | N/A | Waltham | MA | BOSTON | NSTAR Electric Company
| NO RESOURCE | 73213 | SM_QF EXTRASPACEMGMT ID2320829 | 0.4 | 0.4 | N/A | N/A | Dedham | MA | BOSTON | NSTAR Electric Company
| NO RESOURCE | 73214 | SM_QF NXTGRDTHOMPSON ID2398711 | 0.211 | 0.211 | N/A | N/A | Somerville | MA | BOSTON | NSTAR Electric Company
| NO RESOURCE | 73215 | SM_QF DAUGHTRSSTPAUL ID4489427 | 0.4 | 0.4 | N/A | N/A | Jamaica Plain | MA | BOSTON | NSTAR Electric Company
| NO RESOURCE | 73216 | SM_QF 130COMMERCEWAY ID2366729 | 0.25 | 0.25 | N/A | N/A | Woburn | MA | BOSTON | NSTAR Electric Company
| NO RESOURCE | 73217 | NM ELLISHAVENINC ID2106 | 0.5 | 0.5 | N/A | N/A | Plymouth | MA | SEMA | NSTAR Electric Company
| NO RESOURCE | 73218 | FARM FRESH RI02909208.3NM | 0.208 | 0.208 | N/A | N/A | PROVIDENCE | RI | RI | The Narragansett Electric Company
| NO RESOURCE | 73222 | MASON'S BREWERY | 0.048 | 0.048 | N/A | N/A | BREWER | ME | BHE | Versant Power
| NO RESOURCE | 73223 | SM_QF ESTASSOCIATES ID5333657 | 0.086 | 0.086 | N/A | N/A | Needham | MA | BOSTON | NSTAR Electric Company
| NO RESOURCE | 73224 | SM_QF 54MONTVALEAVE ID2352776 | 0.167 | 0.167 | N/A | N/A | Stoneham | MA | BOSTON | NSTAR Electric Company
| NO RESOURCE | 73225 | SM_QF PRESIDENTSLR ID2298290 | 0.84 | 0.84 | N/A | N/A | Woburn | MA | BOSTON | NSTAR Electric Company
| NO RESOURCE | 73226 | SM_QF PSG SOLAR ID5354925 | 0.233 | 0.233 | N/A | N/A | Hopkinton | MA | RI | NSTAR Electric Company
| NO RESOURCE | 73227 | SM_QF SOLECTENERGY ID2389477 | 0.133 | 0.133 | N/A | N/A | Natick | MA | BOSTON | NSTAR Electric Company
| NO RESOURCE | 73228 | WELLS SOLAR LLC | 4.752 | 4.752 | N/A | N/A | wells | ME | SME | Central Maine Power Company
| NO RESOURCE | 73230 | SM_QF ANITABEKENSTN ID2370024 | 0.08 | 0.08 | N/A | N/A | Wayland | MA | BOSTON | NSTAR Electric Company
| NO RESOURCE | 73231 | SM_QF 73R OAKLAND ST ID2378489 | 0.23 | 0.23 | N/A | N/A | Medway | MA | RI | NSTAR Electric Company
| NO RESOURCE | 73232 | NM VS CANTON ID2093030 | 0.99 | 0.99 | N/A | N/A | Canton | MA | SEMA | NSTAR Electric Company
| NO RESOURCE | 73233 | NM MASSDOT ID2171656 | 0.433 | 0.433 | N/A | N/A | Hopinton | MA | RI | NSTAR Electric Company
| NO RESOURCE | 73234 | ST. JOSEPH SOLAR 1 | 9.996 | 9.996 | N/A | N/A | West Greenwich | RI | RI | Green Development, LLC
| NO RESOURCE | 73235 | ST. JOSEPH SOLAR 2 | 9.996 | 9.996 | N/A | N/A | West Greenwich | RI | RI | Green Development, LLC
| NO RESOURCE | 73257 | STURGEON SOLAR GRAY LLC | 4.915 | 4.915 | N/A | N/A | Gray | ME | SME | Central Maine Power Company
| NO RESOURCE | 73260 | MADISON SOLAR ONE LLC | 4.999 | 4.999 | N/A | N/A | MADISON | ME | ME | Central Maine Power Company
| NO RESOURCE | 73267 | NEXAMP SOLAR_RUMFORD | 4.99 | 4.99 | N/A | N/A | Rumford | ME | ME | Central Maine Power Company
| NO RESOURCE | 73269 | INFEWSION LLC0A288972RE | 0.072 | 0.072 | N/A | N/A | WARWICK | RI | RI | The Narragansett Electric Company
| NO RESOURCE | 73273 | NM REDP BURGESSSOLAR ID2054376 | 0.5 | 0.5 | N/A | N/A | Plymouth | MA | SEMA | NSTAR Electric Company
| NO RESOURCE | 73274 | SM_QF LUMINOUSSOLAR ID4621310 | 0.063 | 0.063 | N/A | N/A | Truro | MA | SEMA | NSTAR Electric Company
| NO RESOURCE | 73275 | SM_NM ROMCATHBISHFAL ID2394463 | 0.133 | 0.133 | N/A | N/A | New Bedford | MA | SEMA | NSTAR Electric Company
| NO RESOURCE | 73276 | SM_NM STFRANXAVSCH ID2394461 | 0.1 | 0.1 | N/A | N/A | Acushnet | MA | SEMA | NSTAR Electric Company
| NO RESOURCE | 73277 | SM_AOBC DARTBLDGSUP ID4581517 | 0.2 | 0.2 | N/A | N/A | Dartmouth | MA | SEMA | NSTAR Electric Company
| NO RESOURCE | 73279 | EXETER RENEWABLES | 10 | 10 | N/A | N/A | Exeter | RI | RI | AES Renewable Holdings, LLC
| NO RESOURCE | 73285 | CF WATERFORD LLC | 16 | 16 | N/A | N/A | Waterford | CT | CT | SYSO Inc.
| NO RESOURCE | 73323 | NM ASHLANDTOWN ID2197716 | 0.728 | 0.728 | N/A | N/A | Ashland | MA | BOSTON | NSTAR Electric Company
| NO RESOURCE | 73324 | NM BOSTONHSGAUTH ID2274149 | 0.18 | 0.18 | N/A | N/A | Woburn | MA | BOSTON | NSTAR Electric Company
| NO RESOURCE | 73325 | NM GESMEGA15BEDFORD ID2127134 | 0.324 | 0.324 | N/A | N/A | Bedford | MA | BOSTON | NSTAR Electric Company
| NO RESOURCE | 73326 | NM POUTROCK ID2133577 | 0.756 | 0.756 | N/A | N/A | Ashland | MA | BOSTON | NSTAR Electric Company
| NO RESOURCE | 73327 | NM ACTONSELFSTG ID2261525 | 0.143 | 0.143 | N/A | N/A | Acton | MA | BOSTON | NSTAR Electric Company
| NO RESOURCE | 73329 | ADMIRAL PACKAGING INC02908NM | 0.133 | 0.133 | N/A | N/A | PROVIDENCE | RI | RI | The Narragansett Electric Company
| NO RESOURCE | 73330 | CITY OF SOUTH PORTLAND | 2.5 | 2.5 | N/A | N/A | SOUTH PORTLAND | ME | SME | Central Maine Power Company
| NO RESOURCE | 73331 | NOREEN DREXEL0285335.53NM | 0.036 | 0.036 | N/A | N/A | JAMESTOWN | RI | RI | The Narragansett Electric Company
| NO RESOURCE | 73333 | PROTECH AUTOMOTIVE0291950NM | 0.05 | 0.05 | N/A | N/A | JOHNSTON | RI | RI | The Narragansett Electric Company
| NO RESOURCE | 73334 | NM STONEGATEEAST ID2227941 | 0.96 | 0.96 | N/A | N/A | Framingham | MA | BOSTON | NSTAR Electric Company
| NO RESOURCE | 73336 | NM GES MEGA14BOSTON1 ID2126921 | 0.168 | 0.168 | N/A | N/A | Boston | MA | BOSTON | NSTAR Electric Company
| NO RESOURCE | 73337 | NM GES MEGA14BOSTON2 ID2126922 | 0.264 | 0.264 | N/A | N/A | Boston | MA | BOSTON | NSTAR Electric Company
| NO RESOURCE | 73338 | NM GES MEGA14WOBURN3 ID2126828 | 0.12 | 0.12 | N/A | N/A | Woburn | MA | BOSTON | NSTAR Electric Company
| NO RESOURCE | 73350 | NM MASHPEECOMMONS ID2095832 | 0.264 | 0.264 | N/A | N/A | Mashpee | MA | SEMA | NSTAR Electric Company
| NO RESOURCE | 73352 | NM TWNBURLINGTNSCH ID2123809 | 0.672 | 0.672 | N/A | N/A | Burlington | MA | BOSTON | NSTAR Electric Company
| NO RESOURCE | 73353 | NM TIBASOLAR ID2272442 | 0.167 | 0.167 | N/A | N/A | Watertown | MA | BOSTON | NSTAR Electric Company
| NO RESOURCE | 73354 | NM CITYOFSOMERVILLE1 ID2235692 | 0.133 | 0.133 | N/A | N/A | Somerville | MA | BOSTON | NSTAR Electric Company
| NO RESOURCE | 73355 | NM TOWNOFBELLINGHAM1 ID2068158 | 0.499 | 0.499 | N/A | N/A | Bellingham | MA | RI | NSTAR Electric Company
| NO RESOURCE | 73356 | NM TOWNOFBELLINGHAM2 ID2164625 | 0.498 | 0.498 | N/A | N/A | Bellingham | MA | RI | NSTAR Electric Company
| NO RESOURCE | 73357 | NM CITYOFSOMERVILLE2 ID2217046 | 0.996 | 0.996 | N/A | N/A | Chelsea | MA | BOSTON | NSTAR Electric Company
| NO RESOURCE | 73358 | NM REDP BIGGEORGESOL ID2054256 | 1 | 1 | N/A | N/A | Plymouth | MA | SEMA | NSTAR Electric Company
| NO RESOURCE | 73360 | OSD PALMER CIR02832816RE | 0.819 | 0.819 | N/A | N/A | HOPE VALLEY | RI | RI | The Narragansett Electric Company
| NO RESOURCE | 73362 | JAYABA INC0286139.690NM | 0.039 | 0.039 | N/A | N/A | PAWTUCKET | RI | RI | The Narragansett Electric Company
| NO RESOURCE | 73363 | NM_KEARSARGE MILLERS FALLS LLC | 0.8 | 0.8 | N/A | N/A | MILLERS FALLS | MA | WMA | NSTAR Electric Company
| NO RESOURCE | 73364 | NM_KEARSARGE LUDLOW, LLC | 3.3 | 3.3 | N/A | N/A | LUDLOW | MA | WMA | NSTAR Electric Company
| NO RESOURCE | 73365 | NM_KEARSARGE SOLAR, LLC | 1.38 | 1.38 | N/A | N/A | PITTSFIELD | MA | WMA | NSTAR Electric Company
| NO RESOURCE | 73366 | NM_KEARSARGE WINDSOR, LLC | 0.999 | 0.999 | N/A | N/A | WINDSOR | MA | WMA | NSTAR Electric Company
| NO RESOURCE | 73383 | SM_NM 7COUNTRYWAY ESMAEX-00145 | 0.25 | 0.25 | N/A | N/A | Hopkinton | MA | RI | NSTAR Electric Company
| NO RESOURCE | 73384 | SM_QF WOODLANDOPER ID2184406 | 0.48 | 0.48 | N/A | N/A | Newton | MA | BOSTON | NSTAR Electric Company
| NO RESOURCE | 73386 | SM_QF PARSONSSACHER ID5174138 | 0.2 | 0.2 | N/A | N/A | Ashland | MA | BOSTON | NSTAR Electric Company
| NO RESOURCE | 73387 | SM_QF WNATICKFUNDIII ID2397836 | 0.39 | 0.39 | N/A | N/A | Natick | MA | BOSTON | NSTAR Electric Company
| NO RESOURCE | 73388 | SM_QF 554BPRLLC ID2403835 | 0.2 | 0.2 | N/A | N/A | Sudbury | MA | BOSTON | NSTAR Electric Company
| NO RESOURCE | 73389 | SM_QF WPCLEANENGNDHM ID5693201 | 0.25 | 0.25 | N/A | N/A | Needham | MA | BOSTON | NSTAR Electric Company
| NO RESOURCE | 73399 | SM_QF HI MA SOLAR | 3 | 3 | N/A | N/A | HINSDALE | MA | WMA | NSTAR Electric Company
| NO RESOURCE | 73400 | SM_AOBC GTR GREENFIELD SOLAR | 1.2 | 1.2 | N/A | N/A | GREENFIELD | MA | WMA | NSTAR Electric Company
| NO RESOURCE | 73402 | SM_AOBC CATAMOUNT STOR SOLAR | 0.25 | 0.25 | N/A | N/A | SHELBURNE FALLS | MA | WMA | NSTAR Electric Company
| NO RESOURCE | 73403 | SM_QF SAFARIENERGYMA ID2250080 | 0.964 | 0.964 | N/A | N/A | Canton | MA | SEMA | NSTAR Electric Company
| NO RESOURCE | 73404 | SM_QF WALTHAMXING ID2350448 | 0.133 | 0.133 | N/A | N/A | Waltham | MA | BOSTON | NSTAR Electric Company
| NO RESOURCE | 73405 | SM_QF ECASEMA960TPK ID2304052 | 0.467 | 0.467 | N/A | N/A | Canton | MA | SEMA | NSTAR Electric Company
| NO RESOURCE | 73406 | SM_QF ECANEMACLINTON ID2358332 | 0.18 | 0.18 | N/A | N/A | Framingham | MA | BOSTON | NSTAR Electric Company
| NO RESOURCE | 73407 | SM_QF JANUSSOLARFUND ID2313793 | 0.25 | 0.25 | N/A | N/A | Boston | MA | BOSTON | NSTAR Electric Company
| NO RESOURCE | 73408 | SM_AOBC PHYTOMAYNARD ID4614920 | 0.086 | 0.086 | N/A | N/A | Maynard | MA | BOSTON | NSTAR Electric Company
| NO RESOURCE | 73409 | SM_QF FREEMANSWAYSOL ID2347755 | 1.49 | 1.49 | N/A | N/A | Brewster | MA | SEMA | NSTAR Electric Company
| NO RESOURCE | 73410 | FRYEBURG SOLAR LLC | 4.875 | 4.875 | N/A | N/A | Fryeburg | ME | ME | Central Maine Power Company
| NO RESOURCE | 73413 | ASTRUM02891SOLAR200RE | 0.2 | 0.2 | N/A | N/A | WESTERLY | RI | RI | The Narragansett Electric Company
| NO RESOURCE | 73415 | DIAMONDSOLAR02864164NM | 0.164 | 0.164 | N/A | N/A | CUMBERLAND | RI | RI | The Narragansett Electric Company
| NO RESOURCE | 73416 | NORTHFOR4SEASONS0291436RE | 0.036 | 0.036 | N/A | N/A | EAST PROVIDENCE | RI | RI | The Narragansett Electric Company
| NO RESOURCE | 73418 | ELMWOOD02914SOLAR66.6NM | 0.067 | 0.067 | N/A | N/A | EAST PROVIDENCE | RI | RI | The Narragansett Electric Company
| NO RESOURCE | 73425 | BERKLEYBUSINESSCTR02864499.5NM | 0.5 | 0.5 | N/A | N/A | CUMBERLAND | RI | RI | The Narragansett Electric Company
| NO RESOURCE | 73426 | NORTHKINGSTOWNLLC028521900RE | 1.9 | 1.9 | N/A | N/A | NORTH KINGSTOWN | RI | RI | The Narragansett Electric Company
| NO RESOURCE | 73427 | SHEPARD01843SOLAR600NM | 0.6 | 0.6 | N/A | N/A | LAWRENCE | MA | CMA/NEMA | Massachusetts Electric Company
| NO RESOURCE | 73435 | UNICORN02359SOLAR400SMQF | 0.4 | 0.4 | N/A | N/A | PEMBROKE | MA | SEMA | Massachusetts Electric Company
| NO RESOURCE | 73436 | ECOGYENERGY02895199.8RE | 0.2 | 0.2 | N/A | N/A | WOONSOCKET | RI | RI | The Narragansett Electric Company
| NO RESOURCE | 73437 | PS02368SOLAR199.8SMQF | 0.2 | 0.2 | N/A | N/A | RANDOLPH | MA | SEMA | Massachusetts Electric Company
| NO RESOURCE | 73442 | HOPEVLLYFIRE0283234.2NM | 0.034 | 0.034 | N/A | N/A | HOPE VALLEY | RI | RI | The Narragansett Electric Company
| NO RESOURCE | 73444 | SCS HARPSWELL_BRUNSWICK | 4.999 | 4.999 | N/A | N/A | BRUNSWICK | ME | ME | Central Maine Power Company
| NO RESOURCE | 73448 | PARTICA01096SOLAR4950AOBC | 4.95 | 4.95 | N/A | N/A | WILLIAMSBURG | MA | WMA | Massachusetts Electric Company
| NO RESOURCE | 73451 | BROOKS01824NG600CHP | 0.6 | 0.6 | N/A | N/A | CHELMSFORD | MA | CMA/NEMA | Massachusetts Electric Company
| NO RESOURCE | 73457 | ESS02169SOLAR100QF | 0.1 | 0.1 | N/A | N/A | QUINCY | MA | SEMA | Massachusetts Electric Company
| NO RESOURCE | 73463 | DARLING'S | 0.987 | 0.987 | N/A | N/A | BREWER | ME | BHE | Versant Power
| NO RESOURCE | 73465 | ESS01952SOLAR246.5QF | 0.247 | 0.247 | N/A | N/A | SALISBURY | MA | BOSTON | Massachusetts Electric Company
| NO RESOURCE | 73466 | POC, LLC | 0.135 | 0.135 | N/A | N/A | MILLINOCKET | ME | BHE | Versant Power
| NO RESOURCE | 73467 | STGOBAIN01606NG4900CHP | 4.9 | 4.9 | N/A | N/A | WORCESTER | MA | CMA/NEMA | Massachusetts Electric Company
| NO RESOURCE | 73470 | CORINTH MAIN STREET SOLAR LLC | 4.999 | 4.999 | N/A | N/A | CORINTH | ME | BHE | Versant Power
| NO RESOURCE | 73487 | JB BROWN SAUNDERS WAY | 0.76 | 0.76 | N/A | N/A | Westbrook | ME | SME | Central Maine Power Company
| NO RESOURCE | 73505 | BOSTONSOLAR02871200RE | 0.2 | 0.2 | N/A | N/A | PORTSMOUTH | RI | SEMA | The Narragansett Electric Company
| NO RESOURCE | 73511 | PHILLIPS01810NG130CHP | 0.13 | 0.13 | N/A | N/A | ANDOVER | MA | BOSTON | Massachusetts Electric Company
| NO RESOURCE | 73519 | SM_QF GSPPNSABRIGHTN ID2367836 | 0.456 | 0.456 | N/A | N/A | Brighton | MA | BOSTON | NSTAR Electric Company
| NO RESOURCE | 73520 | SM_QF SWPREALTYCORP ID2357591 | 0.072 | 0.072 | N/A | N/A | Stoneham | MA | BOSTON | NSTAR Electric Company
| NO RESOURCE | 73521 | SM_QF GSPPMEADOWRD ID2258582 | 0.986 | 0.986 | N/A | N/A | Hyde Park | MA | BOSTON | NSTAR Electric Company
| NO RESOURCE | 73522 | SM_QF ECA SOLAR ID2288242 | 0.496 | 0.496 | N/A | N/A | Sharon | MA | SEMA | NSTAR Electric Company
| NO RESOURCE | 73523 | SM_QF ECOPLMBGHTGSUP ID2352639 | 0.2 | 0.2 | N/A | N/A | Dorchester | MA | BOSTON | NSTAR Electric Company
| NO RESOURCE | 73529 | CEDAR02038SOLAR905.8SMQF | 0.906 | 0.906 | N/A | N/A | FRANKLIN | MA | RI | Massachusetts Electric Company
| NO RESOURCE | 73530 | PEARL02301SOLAR199.8SMQF | 0.199 | 0.199 | N/A | N/A | BROCKTON | MA | SEMA | Massachusetts Electric Company
| NO RESOURCE | 73531 | AUBUCHON01473SOLAR500NM | 0.5 | 0.5 | N/A | N/A | WESTMINSTER | MA | WMA | Massachusetts Electric Company
| NO RESOURCE | 73536 | ABRAVAWAY028652900NM | 2.9 | 2.9 | N/A | N/A | Lincoln | RI | RI | The Narragansett Electric Company
| NO RESOURCE | 73538 | SHEFF01257SOLAR2125AOBC | 2.125 | 2.125 | N/A | N/A | SHEFFIELD | MA | WMA | Massachusetts Electric Company
| NO RESOURCE | 73539 | PLEASANT02379SOLAR150AOBC | 0.15 | 0.15 | N/A | N/A | WEST BRIDGEWATER | MA | SEMA | Massachusetts Electric Company
| NO RESOURCE | 73548 | PARKVIEWEXCHANGEBLDG30286133RE | 0.033 | 0.033 | N/A | N/A | PAWTUCKET | RI | RI | The Narragansett Electric Company
| NO RESOURCE | 73549 | NORTHERNFRST40291450RE | 0.05 | 0.05 | N/A | N/A | EAST PROVIDENCE | RI | RI | The Narragansett Electric Company
| NO RESOURCE | 73550 | STAFFORD01603SOLAR250AOBC | 0.25 | 0.25 | N/A | N/A | WORCESTER | MA | WMA | Massachusetts Electric Company
| NO RESOURCE | 73556 | NORTHERN4SEASON0291460RE | 0.06 | 0.06 | N/A | N/A | EAST PROVIDENCE | RI | RI | The Narragansett Electric Company
| NO RESOURCE | 73557 | KENNEBUNK SAVINGS BANK | 0.1 | 0.1 | N/A | N/A | Wells | ME | SME | Central Maine Power Company
| NO RESOURCE | 73566 | STURGEON QUARRY SOLAR LLC | 4.999 | 4.999 | N/A | N/A | NORTH BERWICK | ME | SME | Central Maine Power Company
| NO RESOURCE | 73567 | WYMAN HILL SOLAR | 3.984 | 3.984 | N/A | N/A | RUmford | ME | ME | Central Maine Power Company
| NO RESOURCE | 73569 | HEP BAREFOOT SPV | 4.32 | 4.32 | N/A | N/A | FAIRFIELD | ME | ME | Central Maine Power Company
| NO RESOURCE | 73570 | CARPENTER01507SOLAR3500AOBC | 3.5 | 3.5 | N/A | N/A | CHARLTON | MA | WMA | Massachusetts Electric Company
| NO RESOURCE | 73572 | BAYCOAST02871374NM | 0.037 | 0.037 | N/A | N/A | PORTSMOUTH | RI | SEMA | The Narragansett Electric Company
| NO RESOURCE | 73574 | RT 3 CHINA SOLAR | 4.478 | 4.478 | N/A | N/A | CHINA | ME | ME | Central Maine Power Company
| NO RESOURCE | 73580 | ECONOXABSALONA02814840RE | 0.84 | 0.84 | N/A | N/A | CHEPACHET | RI | RI | The Narragansett Electric Company
| NO RESOURCE | 73581 | ASTRUM02359SOLAR3200AOBC | 3.2 | 3.2 | N/A | N/A | PEMBROKE | MA | SEMA | Massachusetts Electric Company
| NO RESOURCE | 73582 | AYER01432SOLAR750AOBC? | 0.75 | 0.75 | N/A | N/A | AYER | MA | CMA/NEMA | Massachusetts Electric Company
| NO RESOURCE | 73586 | SNOW POND SOLAR | 0.25 | 0.25 | N/A | N/A | Sidney | ME | ME | Central Maine Power Company
| NO RESOURCE | 73590 | CRANSTONCTRYCLUB029211148NM | 0.114 | 0.114 | N/A | N/A | CRANSTON | RI | RI | The Narragansett Electric Company
| NO RESOURCE | 73592 | MIDDLESEX SOLAR | 4.99 | 4.99 | N/A | N/A | TOPSHAM | ME | ME | Central Maine Power Company
| NO RESOURCE | 73593 | GORHAM SOLAR LLC | 4.99 | 4.99 | N/A | N/A | Gorham | ME | SME | Central Maine Power Company
| NO RESOURCE | 73594 | WOONSOCKETIND02895200RE | 0.2 | 0.2 | N/A | N/A | WOONSOCKET | RI | RI | The Narragansett Electric Company
| NO RESOURCE | 73597 | ECONOXGROUPPUTNAM02814200RE | 0.2 | 0.2 | N/A | N/A | HARMONY | RI | RI | The Narragansett Electric Company
| NO RESOURCE | 73598 | NORWAY HYDRO_KEI | 0.35 | 0.35 | N/A | N/A | Norway | ME | ME | Central Maine Power Company
| NO RESOURCE | 73599 | SACCUCCIHONDA02842143NM | 0.143 | 0.143 | N/A | N/A | MIDDLETOWN | RI | SEMA | The Narragansett Electric Company
| NO RESOURCE | 73600 | SUNEDISION01569SOLAR4000AOBC | 4 | 4 | N/A | N/A | UXBRIDGE | MA | RI | Massachusetts Electric Company
| NO RESOURCE | 73602 | SM_QF GSPPIND ID2356387 | 0.499 | 0.499 | N/A | N/A | MEDWAY | MA | RI | NSTAR Electric Company
| NO RESOURCE | 73603 | SM_QF250 WOODROW SOL ID2388772 | 0.121 | 0.121 | N/A | N/A | DORCHESTER | MA | BOSTON | NSTAR Electric Company
| NO RESOURCE | 73604 | SM_QFSAFARI ENERGY ID2337333 | 0.12 | 0.12 | N/A | N/A | CANTON | MA | SEMA | NSTAR Electric Company
| NO RESOURCE | 73605 | SM_QF270 DORCHESTER ID2383520 | 0.266 | 0.266 | N/A | N/A | HYDE PARK | MA | BOSTON | NSTAR Electric Company
| NO RESOURCE | 73606 | SM_QFECA SOLAR, LLC ID2241001 | 0.244 | 0.244 | N/A | N/A | SHARON | MA | SEMA | NSTAR Electric Company
| NO RESOURCE | 73607 | SM_QFCSN REALTY ID2345953 | 0.24 | 0.24 | N/A | N/A | CANTON | MA | SEMA | NSTAR Electric Company
| NO RESOURCE | 73608 | SM_QFGSPP HBD HOL ID2364172 | 0.24 | 0.24 | N/A | N/A | HOLLISTON | MA | RI | NSTAR Electric Company
| NO RESOURCE | 73609 | SM_QFSOLECT ENERGY ID2346031 | 0.1 | 0.1 | N/A | N/A | NEWTON | MA | BOSTON | NSTAR Electric Company
| NO RESOURCE | 73610 | SM_QFMILFORD SBS LLC ID2401948 | 0.216 | 0.216 | N/A | N/A | HOLLISTON | MA | RI | NSTAR Electric Company
| NO RESOURCE | 73611 | SM_QFOFFICE JOINT ID2397865 | 0.2 | 0.2 | N/A | N/A | HOLLISTON | MA | RI | NSTAR Electric Company
| NO RESOURCE | 73612 | SM_QFSOLECT ENERGY ID2348729 | 0.144 | 0.144 | N/A | N/A | ASHLAND | MA | BOSTON | NSTAR Electric Company
| NO RESOURCE | 73613 | SM_QFSOLECT ENERGY ID2348725 | 0.129 | 0.129 | N/A | N/A | ASHLAND | MA | BOSTON | NSTAR Electric Company
| NO RESOURCE | 73614 | SM_QFSOLECT ENERGY ID2349389 | 0.129 | 0.129 | N/A | N/A | ASHLAND | MA | BOSTON | NSTAR Electric Company
| NO RESOURCE | 73615 | SM_NMSUNWEALTH POWER ID2361940 | 0.25 | 0.25 | N/A | N/A | LEXINGTON | MA | BOSTON | NSTAR Electric Company
| NO RESOURCE | 73616 | SM_QFWILSHIRE SOLAR ID2370582 | 0.158 | 0.158 | N/A | N/A | SHARON | MA | SEMA | NSTAR Electric Company
| NO RESOURCE | 73617 | SM_QFGSPP WALPOLE ID2326033 | 0.912 | 0.912 | N/A | N/A | EAST WALPOLE | MA | SEMA | NSTAR Electric Company
| NO RESOURCE | 73618 | SM_QFEXTRA SPACE MGT ID2322158 | 0.345 | 0.345 | N/A | N/A | ASHLAND | MA | BOSTON | NSTAR Electric Company
| NO RESOURCE | 73619 | SM_NMSUNWEALTH PROJ ID2323400 | 0.48 | 0.48 | N/A | N/A | WALTHAM | MA | BOSTON | NSTAR Electric Company
| NO RESOURCE | 73620 | SM_QFECA SEMA NOR ID2291293 | 0.89 | 0.89 | N/A | N/A | NORFOLK | MA | SEMA | NSTAR Electric Company
| NO RESOURCE | 73621 | SM_QFEXTRA SPACE MGT ID2321151 | 0.12 | 0.12 | N/A | N/A | DEDHAM | MA | BOSTON | NSTAR Electric Company
| NO RESOURCE | 73622 | SM_QFNEXTGRIDARDISIA ID2351221 | 0.25 | 0.25 | N/A | N/A | BURLINGTON | MA | BOSTON | NSTAR Electric Company
| NO RESOURCE | 73623 | SM_QF348 TPKE SOL ID2410727 | 0.188 | 0.188 | N/A | N/A | CANTON | MA | SEMA | NSTAR Electric Company
| NO RESOURCE | 73624 | SM_QFNEXTGRID NBERRY ID2385800 | 0.188 | 0.188 | N/A | N/A | FRAMINGHAM | MA | BOSTON | NSTAR Electric Company
| NO RESOURCE | 73625 | SM_AOBC66 WIN SOLAR ID2349180 | 0.133 | 0.133 | N/A | N/A | NEWTON | MA | BOSTON | NSTAR Electric Company
| NO RESOURCE | 73626 | SM_QF705PLANTATION ID2388879 | 0.4 | 0.4 | N/A | N/A | FRAMINGHAM | MA | BOSTON | NSTAR Electric Company
| NO RESOURCE | 73627 | SM_QFPSG SOLAR LLC ID5112763 | 0.167 | 0.167 | N/A | N/A | HOPKINTON | MA | RI | NSTAR Electric Company
| NO RESOURCE | 73628 | SM_QF QIKSILVA PROP ID4352135 | 0.1 | 0.1 | N/A | N/A | BEDFORD | MA | BOSTON | NSTAR Electric Company
| NO RESOURCE | 73629 | SM_QF PARSONS S SOL ID5132026 | 0.2 | 0.2 | N/A | N/A | HOLLISTON | MA | RI | NSTAR Electric Company
| NO RESOURCE | 73630 | SM_QFNORDOSTII ID ESMAEX-00605 | 0.042 | 0.042 | N/A | N/A | HOLLISTON | MA | RI | NSTAR Electric Company
| NO RESOURCE | 73631 | SM_NMWINDMILL SQR ID4945583 | 0.12 | 0.12 | N/A | N/A | HYANNIS | MA | SEMA | NSTAR Electric Company
| NO RESOURCE | 73632 | SM_QFEXTRA SPACEMGT ID2321149 | 0.2 | 0.2 | N/A | N/A | DEDHAM | MA | BOSTON | NSTAR Electric Company
| NO RESOURCE | 73633 | SM_AOBC106 ADAMS ID2352954 | 0.15 | 0.15 | N/A | N/A | MEDFIELD | MA | RI | NSTAR Electric Company
| NO RESOURCE | 73635 | SM_QFNEXTGRID CHERY ID6439496 | 0.122 | 0.122 | N/A | N/A | FALMOUTH | MA | SEMA | NSTAR Electric Company
| NO RESOURCE | 73636 | SM_AOBC MANOMET SOL ID2288600 | 0.78 | 0.78 | N/A | N/A | PLYMOUTH | MA | SEMA | NSTAR Electric Company
| NO RESOURCE | 73637 | SM_QF 612 PLAIN ST ID2392719 | 0.25 | 0.25 | N/A | N/A | MARSHFIELD | MA | SEMA | NSTAR Electric Company
| NO RESOURCE | 73638 | SM_QF CTR ST CARVER ID2328021 | 0.499 | 0.499 | N/A | N/A | CARVER | MA | SEMA | NSTAR Electric Company
| NO RESOURCE | 73639 | SM_QF NXTGRID MBERY ID2384954 | 0.438 | 0.438 | N/A | N/A | SOUTH YARMOUTH | MA | SEMA | NSTAR Electric Company
| NO RESOURCE | 73640 | SM_AOBC SUNWEALTH ID2328190 | 0.06 | 0.06 | N/A | N/A | FRAMINGHAM | MA | BOSTON | NSTAR Electric Company
| NO RESOURCE | 73641 | SM_QF SOLAR P1 19 ID2298553 | 0.49 | 0.49 | N/A | N/A | WOBURN | MA | BOSTON | NSTAR Electric Company
| NO RESOURCE | 73642 | SM_AOBC DARN IT ID5597791 | 0.167 | 0.167 | N/A | N/A | NEW BEDFORD | MA | SEMA | NSTAR Electric Company
| NO RESOURCE | 73643 | RANDOLPH SOLAR | 4.99 | 4.99 | N/A | N/A | RANDOLPH | ME | ME | Central Maine Power Company
| NO RESOURCE | 73674 | A & A MARKET | 0.05 | 0.05 | N/A | N/A | DEXTER | ME | ME | Central Maine Power Company
| NO RESOURCE | 73675 | PORT PROPERTY MGMT_BIDDEFORD | 0.067 | 0.067 | N/A | N/A | BIDDEFORD | ME | SME | Central Maine Power Company
| NO RESOURCE | 73677 | ECOGYENERGY029191998RE | 0.199 | 0.199 | N/A | N/A | JOHNSTON | RI | RI | The Narragansett Electric Company
| NO RESOURCE | 73685 | NORWAY RD SOLAR | 4.99 | 4.99 | N/A | N/A | HARRISON | ME | ME | Central Maine Power Company
| NO RESOURCE | 73686 | SACO RIVER HYDRO | 0.6 | 0.6 | N/A | N/A | Fryeburg | ME | ME | Central Maine Power Company
| NO RESOURCE | 73688 | BOOTHBAY REGIONAL YMCA | 0.26 | 0.26 | N/A | N/A | Boothbay Harbor | ME | ME | Central Maine Power Company
| NO RESOURCE | 73689 | SALT PUMP CLIMBING CENTER | 0.5 | 0.5 | N/A | N/A | SCARBOROUGH | ME | SME | Central Maine Power Company
| NO RESOURCE | 73690 | ECOGYENERGY029161998RE | 0.199 | 0.199 | N/A | N/A | RUMFORD | RI | RI | The Narragansett Electric Company
| NO RESOURCE | 73718 | STURGEON TOWN HOUSE | 4.999 | 4.999 | N/A | N/A | CHELSEA | ME | ME | Central Maine Power Company
| NO RESOURCE | 73725 | GORHAM ME 1 LLC | 4.826 | 4.826 | N/A | N/A | GORHAM | ME | SME | Central Maine Power Company
| NO RESOURCE | 73726 | CASCO STANDISH SOLAR LLC | 4.99 | 4.99 | N/A | N/A | STANDISH | ME | SME | Central Maine Power Company
| NO RESOURCE | 73730 | BALDHILL02886SOLAR120RE | 0.12 | 0.12 | N/A | N/A | WARWICK | RI | RI | The Narragansett Electric Company
| NO RESOURCE | 73739 | MANTONRVR02909SOLAR75NM | 0.075 | 0.075 | N/A | N/A | PROVIDENCE | RI | RI | The Narragansett Electric Company
| NO RESOURCE | 73742 | HEP BROADHEAD SPV | 4.92 | 4.92 | N/A | N/A | Waterville | ME | ME | Central Maine Power Company
| NO RESOURCE | 73743 | DFIGROUP02920SOLAR745NM | 0.745 | 0.745 | N/A | N/A | CRANSTON | RI | RI | The Narragansett Electric Company
| NO RESOURCE | 73744 | SM_QFPS SAFARI ENERGY | 0.2 | 0.2 | N/A | N/A | SPRINGFIELD | MA | WMA | NSTAR Electric Company
| NO RESOURCE | 73751 | NGCOLTON02766SOLAR1380SMQF | 1.38 | 1.38 | N/A | N/A | NORTON | MA | RI | Massachusetts Electric Company
| NO RESOURCE | 73758 | WRENTHAM02093SOLAR468NM | 0.468 | 0.468 | N/A | N/A | WRENTHAM | MA | RI | Massachusetts Electric Company
| NO RESOURCE | 73765 | SOUTHSKYREN02919SOLAR4000NM | 4 | 4 | N/A | N/A | JOHNSTON | RI | RI | The Narragansett Electric Company
| NO RESOURCE | 73766 | SOUTHSKYREN02919SOLAR625RE | 0.625 | 0.625 | N/A | N/A | JOHNSTON | RI | RI | The Narragansett Electric Company
| NO RESOURCE | 73774 | WESTBOUND01473SOLAR4785AOBC | 4.785 | 4.785 | N/A | N/A | WESTMINSTER | MA | WMA | Massachusetts Electric Company
| NO RESOURCE | 73780 | SOUTHSKYREN02920SOLAR780RE | 0.78 | 0.78 | N/A | N/A | CRANSTON | RI | RI | The Narragansett Electric Company
| NO RESOURCE | 73793 | GREEN02703SOLAR1080SMQF | 1.08 | 1.08 | N/A | N/A | ATTLEBORO | MA | RI | Massachusetts Electric Company
| NO RESOURCE | 73796 | MELROSESCH02835SOLAR150NM | 0.15 | 0.15 | N/A | N/A | JAMESTOWN | RI | SEMA | The Narragansett Electric Company
| NO RESOURCE | 73797 | SM_NM 3 KENDRICK RD ID8813549 | 0.12 | 0.12 | N/A | N/A | NEW BEDFORD | MA | SEMA | NSTAR Electric Company
| NO RESOURCE | 73798 | SM_QF PHYTOPLANKTON ID4887381 | 0.466 | 0.466 | N/A | N/A | WALTHAM | MA | BOSTON | NSTAR Electric Company
| NO RESOURCE | 73799 | NM CAMBRIDGE COMM ID2398561 | 0.2 | 0.2 | N/A | N/A | CAMBRIDGE | MA | BOSTON | NSTAR Electric Company
| NO RESOURCE | 73800 | SM_QF BOWMAN LLC ID2295025 | 0.96 | 0.96 | N/A | N/A | MATTAPOISETT | MA | SEMA | NSTAR Electric Company
| NO RESOURCE | 73801 | SM_QF EMMARSH LLC ID2311127 | 2.1 | 2.1 | N/A | N/A | MARSHFIELD | MA | SEMA | NSTAR Electric Company
| NO RESOURCE | 73802 | SM_QF NEXT HICKORY ID2334058 | 0.699 | 0.699 | N/A | N/A | HYANNIS | MA | SEMA | NSTAR Electric Company
| NO RESOURCE | 73803 | SM_QF 718 REALTY LLC ID8598154 | 0.22 | 0.22 | N/A | N/A | SOUTH DARTMOUTH | MA | SEMA | NSTAR Electric Company
| NO RESOURCE | 73804 | OSJLHOPEVLY02898SOLAR199RE | 0.199 | 0.199 | N/A | N/A | WYOMING | RI | RI | The Narragansett Electric Company
| NO RESOURCE | 73805 | PARSON01581SOLAR150QF | 0.15 | 0.15 | N/A | N/A | WESTBOROUGH | MA | CMA/NEMA | Massachusetts Electric Company
| NO RESOURCE | 73807 | UNICORN02061SOLAR72SMQF | 0.072 | 0.072 | N/A | N/A | NORWELL | MA | SEMA | Massachusetts Electric Company
| NO RESOURCE | 73815 | PHILIPS WAY SOLAR LLC | 4.999 | 4.999 | N/A | N/A | DEDHAM | ME | BHE | Versant Power
| NO RESOURCE | 73816 | MAINE PINES RACQUET CLUB | 0.1 | 0.1 | N/A | N/A | BRUNSWICK | ME | ME | Central Maine Power Company
| NO RESOURCE | 73817 | MASSAM02359SOLAR249.8NM | 0.25 | 0.25 | N/A | N/A | PEMBROKE | MA | SEMA | Massachusetts Electric Company
| NO RESOURCE | 74119 | BVD01220SOLAR240SMQF | 0.24 | 0.24 | N/A | N/A | ADAMS | MA | WMA | Massachusetts Electric Company
| NO RESOURCE | 74122 | KEARSARGEB01915SOLAR146AOBC | 0.146 | 0.146 | N/A | N/A | BEVERLY | MA | BOSTON | Massachusetts Electric Company
| NO RESOURCE | 74123 | TES PRESUMPSCOT SOLAR 23 LLC | 0.875 | 0.875 | N/A | N/A | FALMOUTH | ME | SME | Central Maine Power Company
| NO RESOURCE | 74124 | LAWNSCHOOL02835SOLAR67NM | 0.067 | 0.067 | N/A | N/A | JAMESTOWN | RI | SEMA | The Narragansett Electric Company
| NO RESOURCE | 74125 | WORCESTER01603SOLAR792.6QF | 0.793 | 0.793 | N/A | N/A | WORCESTER | MA | WMA | Massachusetts Electric Company
| NO RESOURCE | 74127 | RE GARDINER SOLAR | 3.852 | 3.852 | N/A | N/A | Gardiner | ME | ME | Central Maine Power Company
| NO RESOURCE | 74133 | POPE MEMORIAL HUMANE SOCIETY | 0.067 | 0.067 | N/A | N/A | Thomaston | ME | ME | Central Maine Power Company
| NO RESOURCE | 74134 | FORESTFARM02842SOLAR43NM | 0.043 | 0.043 | N/A | N/A | MIDDLETOWN | RI | SEMA | The Narragansett Electric Company
| NO RESOURCE | 74135 | NEWBRAINTREE01531SOLAR997SMQF | 0.997 | 0.997 | N/A | N/A | NEW BRAINTREE | MA | WMA | Massachusetts Electric Company
| NO RESOURCE | 74156 | DLYNCH02852SOLAR26NM | 0.026 | 0.026 | N/A | N/A | NORTH KINGSTOWN | RI | RI | The Narragansett Electric Company
| NO RESOURCE | 74157 | WMARTISH02852SOLARNM | 0.045 | 0.045 | N/A | N/A | NORTH KINGSTOWN | RI | RI | The Narragansett Electric Company
| NO RESOURCE | 74158 | RWPGATEWAY02905SOLARNM | 0.028 | 0.028 | N/A | N/A | Providence | RI | RI | The Narragansett Electric Company
| NO RESOURCE | 74161 | KEARSARGEA01915SOLAR175AOBC | 0.175 | 0.175 | N/A | N/A | BEVERLY | MA | BOSTON | Massachusetts Electric Company
| NO RESOURCE | 74163 | WAGNERFARM02837SOLARNM | 0.034 | 0.034 | N/A | N/A | Little Compton | RI | SEMA | The Narragansett Electric Company
| NO RESOURCE | 74178 | BWC BEECH RIDGE BROOK LLC | 4.955 | 4.955 | N/A | N/A | SCARBOROUGH | ME | SME | Central Maine Power Company
| NO RESOURCE | 74181 | BEVERLY01915SOLAR842AOBC | 0.842 | 0.842 | N/A | N/A | BEVERLY | MA | BOSTON | Massachusetts Electric Company
| NO RESOURCE | 74202 | OMNI201824SOLAR180AOBC | 0.18 | 0.18 | N/A | N/A | CHELMSFORD | MA | CMA/NEMA | Massachusetts Electric Company
| NO RESOURCE | 74205 | OMNI401824SOLAR166.6QF | 0.167 | 0.167 | N/A | N/A | CHEMLSFORD | MA | CMA/NEMA | Massachusetts Electric Company
| NO RESOURCE | 74208 | HAYWOOD01879SOLAR240QF | 0.24 | 0.24 | N/A | N/A | TYNGSBORO | MA | CMA/NEMA | Massachusetts Electric Company
| NO RESOURCE | 74212 | ALBION RD BENTON SOLAR | 0.873 | 0.873 | N/A | N/A | BENTON | ME | ME | Central Maine Power Company
| NO RESOURCE | 74215 | UNICORNE02359SOLAR72SMQF | 0.072 | 0.072 | N/A | N/A | PEMBROKE | MA | SEMA | Massachusetts Electric Company
| NO RESOURCE | 74216 | MENDONROAD02895SOLAR820RE | 0.82 | 0.82 | N/A | N/A | WOONSOCKET | RI | RI | The Narragansett Electric Company
| NO RESOURCE | 74218 | UNICORNN02359SOLAR72SMQF | 0.072 | 0.072 | N/A | N/A | PEMBROKE | MA | SEMA | Massachusetts Electric Company
| NO RESOURCE | 74220 | WINTHROP CENTER SOLAR 1 LLC | 4.99 | 4.99 | N/A | N/A | WINTHROP | ME | ME | Central Maine Power Company
| NO RESOURCE | 74222 | SM_QF NAVISUN BLNGTN ID2299348 | 0.84 | 0.84 | N/A | N/A | PLYMOUTH | MA | SEMA | NSTAR Electric Company
| NO RESOURCE | 74223 | SM_AOBC FREETOWN1 ID2197199 | 0.999 | 0.999 | N/A | N/A | EAST FREETOWN | MA | SEMA | NSTAR Electric Company
| NO RESOURCE | 74224 | SM_QF NXTGRD MARLBRY ID5174339 | 0.172 | 0.172 | N/A | N/A | MARSHFIELD | MA | SEMA | NSTAR Electric Company
| NO RESOURCE | 74225 | SM_QF 128 BRALEY SOL ID5724100 | 0.069 | 0.069 | N/A | N/A | EAST FREETOWN | MA | SEMA | NSTAR Electric Company
| NO RESOURCE | 74226 | SM_QF TGN MDLBORO ID7045381 | 0.15 | 0.15 | N/A | N/A | EAST FREETOWN | MA | SEMA | NSTAR Electric Company
| NO RESOURCE | 74227 | SM_QF 128 BRALEY ID5723941 | 0.069 | 0.069 | N/A | N/A | EAST FREETOWN | MA | SEMA | NSTAR Electric Company
| NO RESOURCE | 74228 | SM_AOBC THDPLYMOUTH ID2336042 | 0.366 | 0.366 | N/A | N/A | PLYMOUTH | MA | SEMA | NSTAR Electric Company
| NO RESOURCE | 74229 | SM_AOBC PHYTO WLTHM ID4683376 | 0.166 | 0.166 | N/A | N/A | WALTHAM | MA | BOSTON | NSTAR Electric Company
| NO RESOURCE | 74231 | SM_QF QUEEN ANNE ID4999717 | 0.212 | 0.212 | N/A | N/A | HARWICH | MA | SEMA | NSTAR Electric Company
| NO RESOURCE | 74248 | WOLFE'S NECK FARM FOUNDATION | 0.033 | 0.033 | N/A | N/A | FREEPORT | ME | SME | Central Maine Power Company
| NO RESOURCE | 74249 | NELSON01605SOLAR250SMQF | 0.25 | 0.25 | N/A | N/A | WORCESTER | MA | CMA/NEMA | Massachusetts Electric Company
| NO RESOURCE | 74250 | NORTHHS01604SOLAR480QF | 0.48 | 0.48 | N/A | N/A | WORCESTER | MA | CMA/NEMA | Massachusetts Electric Company
| NO RESOURCE | 74297 | WESTFALLMFG02809SOLAR62NM | 0.062 | 0.062 | N/A | N/A | BRISTOL | RI | RI | The Narragansett Electric Company
| NO RESOURCE | 74298 | DOUGLASPIKE02826SOLAR1800NM | 1.8 | 1.8 | N/A | N/A | Burrillville | RI | RI | The Narragansett Electric Company
| NO RESOURCE | 74299 | GILLEPSIECOURT02816SOLAR499RE | 0.499 | 0.499 | N/A | N/A | COVENTRY | RI | RI | The Narragansett Electric Company
| NO RESOURCE | 74300 | JAYSEA02818SOLAR100RE | 0.1 | 0.1 | N/A | N/A | EAST GREENWICH | RI | RI | The Narragansett Electric Company
| NO RESOURCE | 74307 | GREEN VALLE FARM | 0.074 | 0.074 | N/A | N/A | NEWBURGH | ME | BHE | Versant Power
| NO RESOURCE | 74314 | BOSTONPIZZA02865SOLAR360RE | 0.36 | 0.36 | N/A | N/A | LINCOLN | RI | RI | The Narragansett Electric Company
| NO RESOURCE | 74316 | STONEGATEFARMS02871SOLAR99RE | 0.099 | 0.099 | N/A | N/A | PORTSMOUTH | RI | SEMA | The Narragansett Electric Company
| NO RESOURCE | 74317 | LONGFELLOW'S GREENHOUSE | 0.091 | 0.091 | N/A | N/A | manchester | ME | ME | Central Maine Power Company
| NO RESOURCE | 74324 | MEVS DOT LLC EXIT 109 | 1.703 | 1.703 | N/A | N/A | Augusta | ME | ME | Central Maine Power Company
| NO RESOURCE | 74325 | ECOGYENERGYV02860SOLAR133RE | 0.133 | 0.133 | N/A | N/A | PAWTUCKET | RI | RI | The Narragansett Electric Company
| NO RESOURCE | 74331 | OMNI601824SOLAR133.2QF | 0.133 | 0.133 | N/A | N/A | CHELMSFORD | MA | CMA/NEMA | Massachusetts Electric Company
| NO RESOURCE | 74333 | MEV WATERVILLE | 4.95 | 4.95 | N/A | N/A | Waterville | ME | ME | Central Maine Power Company
| NO RESOURCE | 74334 | SM_AOBC FRENCH KING | 4.98 | 4.98 | N/A | N/A | ERVING | MA | WMA | NSTAR Electric Company
| NO RESOURCE | 74343 | IRONBARK01532SOLAR249SMQF | 0.249 | 0.249 | N/A | N/A | NORTHBOROUGH | MA | CMA/NEMA | Massachusetts Electric Company
| NO RESOURCE | 74344 | COLTON01527SOLAR3400SMQF | 3.4 | 3.4 | N/A | N/A | MILLBURY | MA | CMA/NEMA | Massachusetts Electric Company
| NO RESOURCE | 74349 | SOLARSKY02920SOLAR780RE | 0.78 | 0.78 | N/A | N/A | CRANSTON | RI | RI | The Narragansett Electric Company
| NO RESOURCE | 74358 | RICHHAUS02825SOLARNM | 0.028 | 0.028 | N/A | N/A | FOSTER | RI | RI | The Narragansett Electric Company
| NO RESOURCE | 74365 | BRAYTON ROAD SOLAR | 11.8 | 11.8 | N/A | N/A | TIVERTON | RI | SEMA | Green Development, LLC
| NO RESOURCE | 74367 | SOLAR BREAKER TANK FARM | 10.99 | 10.99 | N/A | N/A | Portsmouth | RI | SEMA | NextEra Energy Marketing, LLC
| NO RESOURCE | 74373 | ROYAL RIVER NATURAL FOODS | 0.03 | 0.03 | N/A | N/A | FREEPORT | ME | SME | Central Maine Power Company
| NO RESOURCE | 74383 | RE SKOWHEGAN SOLAR | 4.925 | 4.925 | N/A | N/A | SKOWHEGAN | ME | ME | Central Maine Power Company
| NO RESOURCE | 74384 | MSD WISCASSET | 4.95 | 4.95 | N/A | N/A | WISCASSET | ME | ME | Central Maine Power Company
| NO RESOURCE | 74389 | AARON SLEEPER | 0.18 | 0.18 | N/A | N/A | LIMINGTON | ME | SME | Central Maine Power Company
| NO RESOURCE | 74390 | MEV WHITTEN RD | 0.5 | 0.5 | N/A | N/A | Augusta | ME | ME | Central Maine Power Company
| NO RESOURCE | 74391 | GARDINER A LLC | 4 | 4 | N/A | N/A | Gardiner | ME | ME | Central Maine Power Company
| NO RESOURCE | 74392 | MEV DOT CIVIC CENTER DR | 0.996 | 0.996 | N/A | N/A | augusta | ME | ME | Central Maine Power Company
| NO RESOURCE | 74422 | ISRAEL02148SOLAR67.3QF | 0.067 | 0.067 | N/A | N/A | MALDEN | MA | BOSTON | Massachusetts Electric Company
| NO RESOURCE | 74423 | TJMAXX01603SOLAR900QF | 0.9 | 0.9 | N/A | N/A | WORCESTER | MA | WMA | Massachusetts Electric Company
| NO RESOURCE | 74424 | UNICORNO02359SOLAR72SMQF | 0.072 | 0.072 | N/A | N/A | PEMBROKE | MA | SEMA | Massachusetts Electric Company
| NO RESOURCE | 74425 | UNICORNP02359SOLAR72SMQF | 0.072 | 0.072 | N/A | N/A | PEMBROKE | MA | SEMA | Massachusetts Electric Company
| NO RESOURCE | 74426 | UNICORNQ02359SOLAR72SMQF | 0.072 | 0.072 | N/A | N/A | PEMBROKE | MA | SEMA | Massachusetts Electric Company
| NO RESOURCE | 74432 | JILLMILNE02806SOLAR25NM | 0.025 | 0.025 | N/A | N/A | BARRINGTON | RI | RI | The Narragansett Electric Company
| NO RESOURCE | 74435 | SUNSHINEOIL02809SOLAR50NM | 0.05 | 0.05 | N/A | N/A | BRISTOL | RI | RI | The Narragansett Electric Company
| NO RESOURCE | 74449 | UNIVERSITY OF NE_BIDDEFORD | 0.24 | 0.24 | N/A | N/A | BIDDEFORD | ME | SME | Central Maine Power Company
| NO RESOURCE | 74469 | BROOKSIDEBLDGC02818SOLAR43NM | 0.043 | 0.043 | N/A | N/A | EAST GREENWICH | RI | RI | The Narragansett Electric Company
| NO RESOURCE | 74470 | BROOKSIDEBLDGD02818SOLAR43NM | 0.043 | 0.043 | N/A | N/A | EAST GREENWICH | RI | RI | The Narragansett Electric Company
| NO RESOURCE | 74472 | 50INDSTRLCRCLE02865SOLAR200RE | 0.2 | 0.2 | N/A | N/A | LINCOLN | RI | RI | The Narragansett Electric Company
| NO RESOURCE | 74473 | NORTON ROAD SOLAR 1 LLC | 4.878 | 4.878 | N/A | N/A | STRONG | ME | ME | Central Maine Power Company
| NO RESOURCE | 74474 | MAINE DG SOLAR PITTSFIELD | 4.875 | 4.875 | N/A | N/A | PITTSFIELD | ME | ME | Central Maine Power Company
| NO RESOURCE | 74475 | MEVS ASA LLC | 4.875 | 4.875 | N/A | N/A | Augusta | ME | ME | Central Maine Power Company
| NO RESOURCE | 74476 | BRIGHT02072SOLAR250AOBC | 0.25 | 0.25 | N/A | N/A | STOUGHTON | MA | SEMA | Massachusetts Electric Company
| NO RESOURCE | 74480 | TREASURE LANE SOLAR | 4.5 | 4.5 | N/A | N/A | Manchester | ME | ME | Central Maine Power Company
| NO RESOURCE | 74484 | WINDHAM01810SOLAR144QF | 0.144 | 0.144 | N/A | N/A | ANDOVER | MA | BOSTON | Massachusetts Electric Company
| NO RESOURCE | 74485 | NEXTGRID BITTERBUSH, LLC | 4.6 | 4.6 | N/A | N/A | Bangor | ME | BHE | Versant Power
| NO RESOURCE | 74486 | MEVS CLARK | 4.98 | 4.98 | N/A | N/A | Bingham | ME | ME | Central Maine Power Company
| NO RESOURCE | 74487 | CUSTOMCOMP02920SOLAR25NM | 0.025 | 0.025 | N/A | N/A | CRANSTON | RI | RI | The Narragansett Electric Company
| NO RESOURCE | 74491 | GREEN MILE SOLAR | 4.999 | 4.999 | N/A | N/A | Woolwich | ME | ME | Central Maine Power Company
| NO RESOURCE | 74493 | DAVIS ROAD SENIOR HOUSING | 0.1 | 0.1 | N/A | N/A | BANGOR | ME | BHE | Versant Power
| NO RESOURCE | 74500 | SOL ME AUGUSTA 13 YORK FARM | 0.999 | 0.999 | N/A | N/A | AUGUSTA | ME | ME | Central Maine Power Company
| NO RESOURCE | 74501 | SM_QFNXTGRD SNOWBRY ID 2370560 | 0.488 | 0.488 | N/A | N/A | HOLLISTON | MA | RI | NSTAR Electric Company
| NO RESOURCE | 74503 | SM_QFSTANDARD HLDG ID 11610751 | 0.1 | 0.1 | N/A | N/A | HYANNIS | MA | SEMA | NSTAR Electric Company
| NO RESOURCE | 74504 | SM_QF NXG CANELLA HISTEX-69779 | 0.365 | 0.365 | N/A | N/A | FRAMINGHAM | MA | BOSTON | NSTAR Electric Company
| NO RESOURCE | 74505 | SM_NM LUMINOUS ID 2387970 | 0.491 | 0.491 | N/A | N/A | MASHPEE | MA | SEMA | NSTAR Electric Company
| NO RESOURCE | 74507 | SM_AOBC119 MULLER ESMAEX-00337 | 0.138 | 0.138 | N/A | N/A | BURLINGTON | MA | BOSTON | NSTAR Electric Company
| NO RESOURCE | 74508 | SM_QFDIVINE STNWRKS ID 9864390 | 0.24 | 0.24 | N/A | N/A | ASHLAND | MA | BOSTON | NSTAR Electric Company
| NO RESOURCE | 74509 | SM_AOBC FORGE ST ID 7794508 | 0.099 | 0.099 | N/A | N/A | WATERTOWN | MA | BOSTON | NSTAR Electric Company
| NO RESOURCE | 74510 | SM_AOBC FORGE ROOF ID 7906020 | 0.499 | 0.499 | N/A | N/A | WATERTOWN | MA | BOSTON | NSTAR Electric Company
| NO RESOURCE | 74511 | SM_AOBC CUBESMT 556 ID 6744800 | 0.1 | 0.1 | N/A | N/A | BOSTON | MA | BOSTON | NSTAR Electric Company
| NO RESOURCE | 74512 | 40 HUDSON CANTON RF ID 5509120 | 0.25 | 0.25 | N/A | N/A | CANTON | MA | SEMA | NSTAR Electric Company
| NO RESOURCE | 74513 | SM_AOBC SED 540 MAIN ID7480084 | 0.22 | 0.22 | N/A | N/A | HYANNIS | MA | SEMA | NSTAR Electric Company
| NO RESOURCE | 74514 | SM_QFNXTGD LOCUST ID 2328724 | 0.195 | 0.195 | N/A | N/A | NORFOLK | MA | SEMA | NSTAR Electric Company
| NO RESOURCE | 74515 | SM_AOBCNARDONE ID 2403255 | 0.063 | 0.063 | N/A | N/A | WOBURN | MA | BOSTON | NSTAR Electric Company
| NO RESOURCE | 74516 | NJRCLEANENERGY02857SOLAR3000RE | 3 | 3 | N/A | N/A | NORTH SCITUATE | RI | RI | The Narragansett Electric Company
| NO RESOURCE | 74519 | BLUEBIRD SCARBOROUGH LLC | 0.2 | 0.2 | N/A | N/A | SCARBOROUGH | ME | SME | Central Maine Power Company
| NO RESOURCE | 74520 | 50QUAKERLANE02886SOLAR100RE | 0.1 | 0.1 | N/A | N/A | WARWICK | RI | RI | The Narragansett Electric Company
| NO RESOURCE | 74521 | AMERICAN STEEL & ALUMINUM LLC | 0.39 | 0.39 | N/A | N/A | BATH | ME | ME | Central Maine Power Company
| NO RESOURCE | 74523 | WATERFALL ARTS | 0.05 | 0.05 | N/A | N/A | Belfast | ME | ME | Central Maine Power Company
| NO RESOURCE | 74524 | SOUTH THOMASTON SOLAR LLC | 4 | 4 | N/A | N/A | SOUTH THOMASTON | ME | ME | Central Maine Power Company
| NO RESOURCE | 74525 | TOWN OF TRENTON | 0.1 | 0.1 | N/A | N/A | TRENTON | ME | BHE | Versant Power
| NO RESOURCE | 74528 | GURNA02914SOLAR31.9NM | 0.032 | 0.032 | N/A | N/A | EAST PROVIDENCE | RI | RI | The Narragansett Electric Company
| NO RESOURCE | 74529 | BODWELL CPD INC | 0.05 | 0.05 | N/A | N/A | BRUNSWICK | ME | ME | Central Maine Power Company
| NO RESOURCE | 74534 | OAKSQUAREVAL02817SOLAR740NM | 0.74 | 0.74 | N/A | N/A | WEST GREENWICH | RI | RI | The Narragansett Electric Company
| NO RESOURCE | 74535 | SUTTON01540SOLAR249.8AOBC | 0.25 | 0.25 | N/A | N/A | OXFORD | MA | WMA | Massachusetts Electric Company
| NO RESOURCE | 74536 | DOW01826SOLAR150QF | 0.15 | 0.15 | N/A | N/A | DRACUT | MA | CMA/NEMA | Massachusetts Electric Company
| NO RESOURCE | 74550 | ER PLEASANT ST SOLAR | 3 | 3 | N/A | N/A | WILTON | ME | ME | Central Maine Power Company
| NO RESOURCE | 74551 | HEP FARMINGTON SPV | 4.875 | 4.875 | N/A | N/A | Farmington | ME | ME | Central Maine Power Company
| NO RESOURCE | 74552 | ME CDG 003 NORWAY | 0.875 | 0.875 | N/A | N/A | norway | ME | ME | Central Maine Power Company
| NO RESOURCE | 74553 | PLANKTON01028SOLAR240QF | 0.24 | 0.24 | N/A | N/A | EAST LONGMEADOW | MA | WMA | Massachusetts Electric Company
| NO RESOURCE | 74559 | NONESUCH RIVER BREWING | 0.08 | 0.08 | N/A | N/A | SCARBOROUGH | ME | SME | Central Maine Power Company
| NO RESOURCE | 74575 | ASHBIONHYDRO02864HYDRO480RE | 0.52 | 0.52 | N/A | N/A | CUMBERLAND | RI | RI | The Narragansett Electric Company
| NO RESOURCE | 74577 | EVANSFIND02914SOLAR240NM | 0.24 | 0.24 | N/A | N/A | EAST PROVIDENCE | RI | RI | The Narragansett Electric Company
| NO RESOURCE | 74578 | NEWGEN VENTURES_70 ME MALL RD | 0.066 | 0.066 | N/A | N/A | S Portland | ME | SME | Central Maine Power Company
| NO RESOURCE | 74581 | TOWN OF POLAND | 0.08 | 0.08 | N/A | N/A | POLAND | ME | ME | Central Maine Power Company
| NO RESOURCE | 74582 | WEIRS MOTOR SALES ARUNDEL | 0.16 | 0.16 | N/A | N/A | ARUNDEL | ME | SME | Central Maine Power Company
| NO RESOURCE | 74583 | ME RICHMOND LINCOLN ST LLC | 1.75 | 1.75 | N/A | N/A | RICHMOND | ME | ME | Central Maine Power Company
| NO RESOURCE | 74584 | SM_AOBC SUDBRYBOSPST ID5343412 | 0.4 | 0.4 | N/A | N/A | Sudbury | MA | BOSTON | NSTAR Electric Company
| NO RESOURCE | 74586 | SM_AOBC SURECRANSVCS ID7105178 | 0.196 | 0.196 | N/A | N/A | Wareham | MA | SEMA | NSTAR Electric Company
| NO RESOURCE | 74587 | SM_QF MARYILYNRTLY ID11753851 | 0.26 | 0.26 | N/A | N/A | Kingston | MA | SEMA | NSTAR Electric Company
| NO RESOURCE | 74590 | NBRAIN01531SOLAR1650SMQF | 1.65 | 1.65 | N/A | N/A | NEW BRAINTREE | MA | WMA | Massachusetts Electric Company
| NO RESOURCE | 74595 | NEWPORTEQSTRN02842SOLAR30NM | 0.03 | 0.03 | N/A | N/A | MIDDLETOWN | RI | SEMA | The Narragansett Electric Company
| NO RESOURCE | 74597 | ARCTARIS SADDLEBACK SOLAR | 4.885 | 4.885 | N/A | N/A | RANGELEY | ME | ME | Central Maine Power Company
| NO RESOURCE | 74604 | WESTBORO01581SOLAR220NM | 0.22 | 0.22 | N/A | N/A | WESTBOROUGH | MA | CMA/NEMA | Massachusetts Electric Company
| NO RESOURCE | 74605 | IMMAC01950SOLAR67.3QF | 0.067 | 0.067 | N/A | N/A | NEWBURYPORT | MA | BOSTON | Massachusetts Electric Company
| NO RESOURCE | 74607 | CHRISTIANBROS02882SOLAR175NM | 0.175 | 0.175 | N/A | N/A | NARRAGANSETT | RI | RI | The Narragansett Electric Company
| NO RESOURCE | 74608 | YORK SEWER DISTRICT | 0.017 | 0.017 | N/A | N/A | YORK | ME | SME | Central Maine Power Company
| NO RESOURCE | 74614 | SR NORTH STONINGTON SOLAR | 8.35 | 8.35 | N/A | N/A | NORTH STONINGTON | CT | CT | Galt Power Inc.
| NO RESOURCE | 74615 | RJOL HYDRO | 26.63 | 26.63 | N/A | N/A | JAY | ME | ME | Eagle Creek Renewable Energy Holdings, LLC
| NO RESOURCE | 74631 | AES CATERPILLAR HILL ROAD | 4.99 | 4.99 | N/A | N/A | Sedgwick | ME | BHE | Versant Power
| NO RESOURCE | 74633 | 116GMC01832SOLAR149.9AOBC | 0.149 | 0.149 | N/A | N/A | HAVERHILL | MA | BOSTON | Massachusetts Electric Company
| NO RESOURCE | 74637 | NRG02188SOLAR499.5SMQF | 0.499 | 0.499 | N/A | N/A | WEYMOUTH | MA | SEMA | Massachusetts Electric Company
| NO RESOURCE | 74640 | NUSUNALVES02842SOLAR160RE | 0.16 | 0.16 | N/A | N/A | MIDDLETOWN | RI | SEMA | The Narragansett Electric Company
| NO RESOURCE | 74643 | MEDLINE01569SOLAR4966SMQF | 4.966 | 4.966 | N/A | N/A | UXBRIDGE | MA | RI | Massachusetts Electric Company
| NO RESOURCE | 74644 | OVERLOOK SOLAR PARTNERS LLC | 4.899 | 4.899 | N/A | N/A | BRISTOL | ME | ME | Central Maine Power Company
| NO RESOURCE | 74645 | RE PITTSTON | 4.95 | 4.95 | N/A | N/A | PITTSTON | ME | ME | Central Maine Power Company
| NO RESOURCE | 74651 | 112GMC01832SOLAR133.2AOBC | 0.133 | 0.133 | N/A | N/A | HAVERHILL | MA | BOSTON | Massachusetts Electric Company
| NO RESOURCE | 74652 | 108GMC01832SOLAR149.9AOBC | 0.15 | 0.15 | N/A | N/A | HAVERHILL | MA | BOSTON | Massachusetts Electric Company
| NO RESOURCE | 74653 | NEWBURY01922SOLAR1980AOBC | 1.98 | 1.98 | N/A | N/A | BYFIELD | MA | BOSTON | Massachusetts Electric Company
| NO RESOURCE | 74654 | WISHCAMPER COMPANIES | 4.95 | 4.95 | N/A | N/A | Hampden | ME | BHE | Versant Power
| NO RESOURCE | 74657 | PHYTO02038SOLAR240AOBC | 0.24 | 0.24 | N/A | N/A | FRANKLIN | MA | RI | Massachusetts Electric Company
| NO RESOURCE | 74659 | ORIONRETAIL02865SOLAR600NM | 0.6 | 0.6 | N/A | N/A | LINCOLN | RI | RI | The Narragansett Electric Company
| NO RESOURCE | 74660 | MALIBUINVEST02886SOLAR100NM | 0.1 | 0.1 | N/A | N/A | WARWICK | RI | RI | The Narragansett Electric Company
| NO RESOURCE | 74661 | SHANNOCKSLR02875SOLAR200RE | 0.2 | 0.2 | N/A | N/A | SHANNOCK | RI | RI | The Narragansett Electric Company
| NO RESOURCE | 74662 | GREYSAILBREW02891SOLAR36NM | 0.036 | 0.036 | N/A | N/A | WESTERLY | RI | RI | The Narragansett Electric Company
| NO RESOURCE | 74664 | SWIFT01069SOLAR1986AOBC | 1.986 | 1.986 | N/A | N/A | PALMER | MA | WMA | Massachusetts Electric Company
| NO RESOURCE | 74666 | BWC UNITY POND LLC | 4.45 | 4.45 | N/A | N/A | BENTON | ME | ME | Central Maine Power Company
| NO RESOURCE | 74670 | COUNTY OF WALDO | 0.033 | 0.033 | N/A | N/A | BELFAST | ME | ME | Central Maine Power Company
| NO RESOURCE | 74671 | NEWGEN VENTURES_50 ME MALL RD | 0.999 | 0.999 | N/A | N/A | SOUTH PORTLAND | ME | SME | Central Maine Power Company
| NO RESOURCE | 74672 | TOWER SOLAR PARTNERS LLC | 4.999 | 4.999 | N/A | N/A | EMBDEN | ME | ME | Central Maine Power Company
| NO RESOURCE | 74673 | CEDAR WORKS INC | 0.3 | 0.3 | N/A | N/A | ROCKLAND | ME | ME | Central Maine Power Company
| NO RESOURCE | 74674 | RIZKBROOK02893SOLAR600RE | 0.6 | 0.6 | N/A | N/A | WEST WARWICK | RI | RI | The Narragansett Electric Company
| NO RESOURCE | 74675 | AUTOZONE02860SOLAR29.9NM | 0.029 | 0.029 | N/A | N/A | PAWTUCKET | RI | RI | The Narragansett Electric Company
| NO RESOURCE | 74676 | BRUNSWICK SCHOOL DEPT_MCKEEN | 0.16 | 0.16 | N/A | N/A | BRUNSWICK | ME | ME | Central Maine Power Company
| NO RESOURCE | 74677 | LGC CLINICAL DIAGNOSTICS INC | 0.3 | 0.3 | N/A | N/A | CUMBERLAND FORESIDE | ME | SME | Central Maine Power Company
| NO RESOURCE | 74678 | BRADFORD GENERAL | 0.05 | 0.05 | N/A | N/A | Bradford | ME | BHE | Versant Power
| NO RESOURCE | 74679 | FOREFRONT PARTNERS 1 LP | 0.1 | 0.1 | N/A | N/A | Portland | ME | SME | Central Maine Power Company
| NO RESOURCE | 74680 | BRUNSWICK SCHOOL DEPT_JORDAN | 0.26 | 0.26 | N/A | N/A | BRUNSWICK | ME | ME | Central Maine Power Company
| NO RESOURCE | 74681 | SABATTUS SB 01 LLC | 4.876 | 4.876 | N/A | N/A | SABATTUS | ME | ME | Central Maine Power Company
| NO RESOURCE | 74682 | HARRIS DAIRY FARM | 0.035 | 0.035 | N/A | N/A | DAYTON | ME | SME | Central Maine Power Company
| NO RESOURCE | 74683 | NATIONAL DISTRIBUTORS INC | 0.35 | 0.35 | N/A | N/A | SOUTH PORTLAND | ME | SME | Central Maine Power Company
| NO RESOURCE | 74684 | JOHN LAFAYETTE | 0.23 | 0.23 | N/A | N/A | HAMPDEN | ME | BHE | Central Maine Power Company
| NO RESOURCE | 74685 | SOUTH PARIS PV LLC | 4.851 | 4.851 | N/A | N/A | SOUTH PARIS | ME | ME | Central Maine Power Company
| NO RESOURCE | 74687 | ME CDG 007 LLC | 0.84 | 0.84 | N/A | N/A | DOVER FOXCROFT | ME | ME | Central Maine Power Company
| NO RESOURCE | 74691 | HARDYPOND DEVELOPMENT CO, LLC | 0.035 | 0.035 | N/A | N/A | SACO | ME | SME | Central Maine Power Company
| NO RESOURCE | 74693 | JENCKESEPC02865SOLAR3000NM | 3 | 3 | N/A | N/A | LINCOLN | RI | RI | The Narragansett Electric Company
| NO RESOURCE | 74694 | JENCKESCARPORT02865SOLAR600NM | 0.6 | 0.6 | N/A | N/A | LINCOLN | RI | RI | The Narragansett Electric Company
| NO RESOURCE | 74697 | ADVANCEDAUTO02879SOLAR51NM | 0.051 | 0.051 | N/A | N/A | WAKEFIELD | RI | RI | The Narragansett Electric Company
| NO RESOURCE | 74701 | SIMJUL02809SOLAR200RE | 0.2 | 0.2 | N/A | N/A | BRISTOL | RI | RI | The Narragansett Electric Company
| NO RESOURCE | 74704 | GREEN01028SOLAR83.3AOBC | 0.083 | 0.083 | N/A | N/A | EAST LONGMEADOW | MA | WMA | Massachusetts Electric Company
| NO RESOURCE | 74729 | BANGOR SAVINGS BANK - UNION | 0.146 | 0.146 | N/A | N/A | UNION | ME | ME | Central Maine Power Company
| NO RESOURCE | 74755 | BWCCAMP01832SOLAR1594AOBC | 1.594 | 1.594 | N/A | N/A | HAVERHILL | MA | BOSTON | Massachusetts Electric Company
| NO RESOURCE | 74757 | SHEPARD BROTHERS | 0.2 | 0.2 | N/A | N/A | THOMASTON | ME | ME | Central Maine Power Company
| NO RESOURCE | 74780 | HEP WATERBORO SPV LLC | 4.875 | 4.875 | N/A | N/A | EAST WATERBORO | ME | SME | Central Maine Power Company
| NO RESOURCE | 74783 | MAINE DG HOLDINGS_VASSALBORO | 3.178 | 3.178 | N/A | N/A | VASSALBORO | ME | ME | Central Maine Power Company
| NO RESOURCE | 74789 | FRYEBURG REC DEPARTMENT | 0.034 | 0.034 | N/A | N/A | FRYEBURG | ME | ME | Central Maine Power Company
| NO RESOURCE | 74790 | TOWN OF CASCO | 0.115 | 0.115 | N/A | N/A | CASCO | ME | ME | Central Maine Power Company
| NO RESOURCE | 74791 | EAGLE INDUSTRIES | 0.12 | 0.12 | N/A | N/A | HOLLIS CENTER | ME | SME | Central Maine Power Company
| NO RESOURCE | 74792 | OAK HILL SENIOR HOUSING LP | 0.085 | 0.085 | N/A | N/A | SCARBOROUGH | ME | SME | Central Maine Power Company
| NO RESOURCE | 74793 | ME ATHENS RIDGE RD SOLAR LLC | 2.749 | 2.749 | N/A | N/A | ATHENS | ME | ME | Central Maine Power Company
| NO RESOURCE | 74795 | 49WESTFIELD02907SOLAR50NM | 0.05 | 0.05 | N/A | N/A | PROVIDENCE | RI | RI | The Narragansett Electric Company
| NO RESOURCE | 74800 | 51WORTHINGTON02920SOLAR120RE | 0.12 | 0.12 | N/A | N/A | CRANSTON | RI | RI | The Narragansett Electric Company
| NO RESOURCE | 74807 | NEXTGRID01453SOLAR499.9SMQF | 0.5 | 0.5 | N/A | N/A | LEOMINSTER | MA | CMA/NEMA | Massachusetts Electric Company
| NO RESOURCE | 74830 | LITCHFIELD SOLAR | 19.8 | 19.8 | N/A | N/A | Torrington | CT | CT | Galt Power Inc.
| NO RESOURCE | 74835 | PENOBSCOT NARROWS SOLAR | 4.98 | 4.98 | N/A | N/A | BUCKSPORT | ME | BHE | Central Maine Power Company
| NO RESOURCE | 74882 | 300HIGHPOINT02871SOLAR300NM | 0.3 | 0.3 | N/A | N/A | PORTSMOUTH | RI | SEMA | The Narragansett Electric Company
| NO RESOURCE | 74890 | STERLING02370SOLAR100QF | 0.1 | 0.1 | N/A | N/A | ROCKLAND | MA | SEMA | Massachusetts Electric Company
| NO RESOURCE | 74893 | 22V2HOLDINGS02878SOLAR34.2NM | 0.034 | 0.034 | N/A | N/A | TIVERTON | RI | SEMA | The Narragansett Electric Company
| NO RESOURCE | 74900 | MADOT01605SOLAR832.5SMQF | 0.833 | 0.833 | N/A | N/A | WORCESTER | MA | CMA/NEMA | Massachusetts Electric Company
| NO RESOURCE | 74908 | BROOKSIDEBLDGB02818SOLAR43.2NM | 0.043 | 0.043 | N/A | N/A | EAST GREENWICH | RI | RI | The Narragansett Electric Company
| NO RESOURCE | 74909 | BROOKSIDEBLDGA02818SOLAR43.2NM | 0.043 | 0.043 | N/A | N/A | EAST GREENWICH | RI | RI | The Narragansett Electric Company
| NO RESOURCE | 74917 | COLTON02359SOLAR200SMQF | 0.2 | 0.2 | N/A | N/A | PEMBROKE | MA | SEMA | Massachusetts Electric Company
| NO RESOURCE | 74924 | VENUS02703SOLAR250AOBC | 0.25 | 0.25 | N/A | N/A | SOUTH ATTLEBORO | MA | RI | Massachusetts Electric Company
| NO RESOURCE | 74932 | SWEENORSOLAR14002852NM | 0.014 | 0.014 | N/A | N/A | NORTH KINGSTOWN | RI | RI | The Narragansett Electric Company
| NO RESOURCE | 74933 | DEINIREALTYSOLAR66.602878RE | 0.066 | 0.066 | N/A | N/A | TIVERTON | RI | SEMA | The Narragansett Electric Company
| NO RESOURCE | 74934 | HMSASSOCSOLAR12002915NM | 0.12 | 0.12 | N/A | N/A | RIVERSIDE | RI | RI | The Narragansett Electric Company
| NO RESOURCE | 74935 | GRIVER01350HYDRO230NM | 0.23 | 0.23 | N/A | N/A | MONROE | MA | WMA | Massachusetts Electric Company
| NO RESOURCE | 74937 | UNION ME 2 LLC | 4.875 | 4.875 | N/A | N/A | Union | ME | ME | Central Maine Power Company
| NO RESOURCE | 74938 | PETERFLODSOLAR34.202835NM | 0.034 | 0.034 | N/A | N/A | Jamestown | RI | SEMA | The Narragansett Electric Company
| NO RESOURCE | 74939 | CATAMOREHOLDSOLAR20002914RE | 0.2 | 0.2 | N/A | N/A | EAST PROVIDENCE | RI | RI | The Narragansett Electric Company
| NO RESOURCE | 74952 | INFEWSION02860SOLAR333RE | 0.333 | 0.333 | N/A | N/A | Pawtucket | RI | RI | The Narragansett Electric Company
| NO RESOURCE | 74954 | BERLIN01503SOLAR250NM | 0.25 | 0.25 | N/A | N/A | BERLIN | MA | CMA/NEMA | Massachusetts Electric Company
| NO RESOURCE | 74955 | AVESTA US ROUTE ONE LP | 0.05 | 0.05 | N/A | N/A | Scarborough | ME | SME | Central Maine Power Company
| NO RESOURCE | 74956 | WATERVILLE SOLAR LLC | 3.5 | 3.5 | N/A | N/A | Waterville | ME | ME | Central Maine Power Company
| NO RESOURCE | 74957 | PERENNIAL PLEASANT ST SOLAR | 0.4 | 0.4 | N/A | N/A | Hallowell | ME | ME | Central Maine Power Company
| NO RESOURCE | 74995 | ANDROMEDA02858SOLAR187.5RE | 0.188 | 0.188 | N/A | N/A | BURRILLVILLE | RI | RI | The Narragansett Electric Company
| NO RESOURCE | 75005 | PARTNERS FOR WORLD HEALTH | 0.05 | 0.05 | N/A | N/A | PORTLAND | ME | SME | Central Maine Power Company
| NO RESOURCE | 75011 | BALDHILLREAL02886SOLAR37.392NM | 0.067 | 0.067 | N/A | N/A | WARWICK | RI | RI | The Narragansett Electric Company
| NO RESOURCE | 75013 | GANNONSCOTT02920SOLAR125NM | 0.125 | 0.125 | N/A | N/A | CRANSTON | RI | RI | The Narragansett Electric Company
| NO RESOURCE | 75014 | 51WASHINGTONAVE02920SOLAR150RE | 0.15 | 0.15 | N/A | N/A | CRANSTON | RI | RI | The Narragansett Electric Company
| NO RESOURCE | 75015 | SEP01571SOLAR3630AOBC | 3.63 | 3.63 | N/A | N/A | DUDLEY | MA | WMA | Massachusetts Electric Company
| NO RESOURCE | 75029 | WASHINGTON02035SOLAR500NM | 0.5 | 0.5 | N/A | N/A | FOXBOROUGH | MA | RI | Massachusetts Electric Company
| NO RESOURCE | 75031 | PAWTUCKETSD02860SOLAR62.5NM | 0.065 | 0.065 | N/A | N/A | PAWTUCKET | RI | RI | The Narragansett Electric Company
| NO RESOURCE | 75035 | MDDLTWNSELFSTOR02842SOLAR100NM | 0.1 | 0.1 | N/A | N/A | MIDDLETOWN | RI | SEMA | The Narragansett Electric Company
| NO RESOURCE | 75036 | DIGHTON02715SOLAR3625AOBC | 3.625 | 3.625 | N/A | N/A | DIGHTON | MA | SEMA | Massachusetts Electric Company
| NO RESOURCE | 75037 | BERKLEYBUSCTR02864SOLAR499.5RE | 0.5 | 0.5 | N/A | N/A | CUMBERLAND | RI | RI | The Narragansett Electric Company
| NO RESOURCE | 75039 | MECO01519SOLAR4300NA | 4.3 | 4.3 | N/A | N/A | GRAFTON | MA | CMA/NEMA | Massachusetts Electric Company
| NO RESOURCE | 75040 | KIEVE WAVUS EDUCATION INC | 0.104 | 0.104 | N/A | N/A | JEFFERSON | ME | ME | Central Maine Power Company
| NO RESOURCE | 75044 | COLTON02155SOLAR240SMQF | 0.24 | 0.24 | N/A | N/A | MEDFORD | MA | BOSTON | Massachusetts Electric Company
| NO RESOURCE | 75056 | WILBURS CHOCOLATES | 0.043 | 0.043 | N/A | N/A | FREEPORT | ME | SME | Central Maine Power Company
| NO RESOURCE | 75057 | VACUUM01832SOLAR470QF | 0.47 | 0.47 | N/A | N/A | HAVERHILL | MA | BOSTON | Massachusetts Electric Company
| NO RESOURCE | 75062 | LANGSBOWLARAMA02907SOLAR144RE | 0.144 | 0.144 | N/A | N/A | CRANSTON | RI | RI | The Narragansett Electric Company
| NO RESOURCE | 75065 | COLTON01427SOLAR495AOBC | 0.495 | 0.495 | N/A | N/A | NORTH ADAMS | MA | WMA | Massachusetts Electric Company
| NO RESOURCE | 75066 | DARLINGS - WESTERN AVENUE | 0.15 | 0.15 | N/A | N/A | AUGUSTA | ME | ME | Central Maine Power Company
| NO RESOURCE | 75083 | RE SIDNEY SOLAR II LLC | 1.95 | 1.95 | N/A | N/A | SIDNEY | ME | ME | Central Maine Power Company
| NO RESOURCE | 75097 | TAFTPEIRCEBUILD02895SOLAR240RE | 0.24 | 0.24 | N/A | N/A | WOONSOCKET | RI | RI | The Narragansett Electric Company
| NO RESOURCE | 75108 | WESTERN MAINE RENEWABLES | 57.7 | 57.7 | N/A | N/A | Moscow | ME | ME | Galt Power Inc.
| NO RESOURCE | 75109 | DOWNEAST WIND | 126 | 126 | N/A | N/A | Columbia | ME | BHE | Downeast Wind, LLC
| NO RESOURCE | 75118 | THELANDING02840SOLAR57.71NM | 0.058 | 0.058 | N/A | N/A | NEWPORT | RI | RI | The Narragansett Electric Company
| NO RESOURCE | 75120 | CHESTER A LLC | 4.97 | 4.97 | N/A | N/A | CHESTER | ME | BHE | Versant Power
| NO RESOURCE | 75121 | LEEDS SOLAR | 20 | 20 | N/A | N/A | Leeds | ME | ME | Galt Power Inc.
| NO RESOURCE | 75122 | BEAVER RIVER ROAD SOLAR | 5.25 | 5.25 | N/A | N/A | West Kingston | RI | RI | Green Development, LLC
| NO RESOURCE | 75126 | SM_QF CANPY2 100DUCH ID2273298 | 1.384 | 1.384 | N/A | N/A | New Bedford | MA | SEMA | NSTAR Electric Company
| NO RESOURCE | 75129 | CASCO BREWER SOLAR LLC | 4.99 | 4.99 | N/A | N/A | BREWER | ME | BHE | Versant Power
| NO RESOURCE | 75130 | NWHS02343SOLAR100AOBC | 0.1 | 0.1 | N/A | N/A | HOLBROOK | MA | SEMA | Massachusetts Electric Company
| NO RESOURCE | 75135 | SM_NM UNITEDELECCON ID2300922 | 0.433 | 0.433 | N/A | N/A | WATERTOWN | MA | BOSTON | NSTAR Electric Company
| NO RESOURCE | 75136 | SM_NM DISCOVERY MSM ID2395297 | 0.24 | 0.24 | N/A | N/A | ACTON | MA | BOSTON | NSTAR Electric Company
| NO RESOURCE | 75137 | SM_AOBC HT BERRY CO ID7591045 | 0.4 | 0.4 | N/A | N/A | CANTON | MA | SEMA | NSTAR Electric Company
| NO RESOURCE | 75138 | SM_NM HOMEDEPOT USA ID2355844 | 0.25 | 0.25 | N/A | N/A | BELLINGHAM | MA | RI | NSTAR Electric Company
| NO RESOURCE | 75139 | SM_QF NXTGRD SOPHORA ID2370546 | 0.463 | 0.463 | N/A | N/A | CANTON | MA | SEMA | NSTAR Electric Company
| NO RESOURCE | 75145 | BOURNENET0LLC02878SOLAR200NM | 0.2 | 0.2 | N/A | N/A | TIVERTON | RI | SEMA | The Narragansett Electric Company
| NO RESOURCE | 75146 | COLTON01960SOLAR240AOBC | 0.24 | 0.24 | N/A | N/A | SAUGUS | MA | BOSTON | Massachusetts Electric Company
| NO RESOURCE | 75147 | SM_QF 53JEFFREYAVE ID9486852 | 0.25 | 0.25 | N/A | N/A | Holliston | MA | BOSTON | NSTAR Electric Company
| NO RESOURCE | 75148 | SM_QF SOLECT LESSEE ID10540508 | 0.25 | 0.25 | N/A | N/A | Acton | MA | BOSTON | NSTAR Electric Company
| NO RESOURCE | 75149 | SM_NM SUNWEALTH133PR ID2322632 | 0.18 | 0.18 | N/A | N/A | Acton | MA | BOSTON | NSTAR Electric Company
| NO RESOURCE | 75150 | SM_QF 125JEFFREY ID5025553 | 0.121 | 0.121 | N/A | N/A | Holliston | MA | BOSTON | NSTAR Electric Company
| NO RESOURCE | 75151 | SM_QF EXTRASPACE141 ID5530688 | 0.2 | 0.2 | N/A | N/A | Boston | MA | BOSTON | NSTAR Electric Company
| NO RESOURCE | 75152 | SM_AOBC PHYTOPLANSOL ID8756600 | 0.24 | 0.24 | N/A | N/A | Framingham | MA | BOSTON | NSTAR Electric Company
| NO RESOURCE | 75156 | SM_QF IZSCHWARTZ ID6852472 | 0.1 | 0.1 | N/A | N/A | N. Dartmouth | MA | SEMA | NSTAR Electric Company
| NO RESOURCE | 75157 | SM_AOBC ECOGY4966FAL ID2376383 | 0.2 | 0.2 | N/A | N/A | Cotuit | MA | SEMA | NSTAR Electric Company
| NO RESOURCE | 75158 | SM_QF 62MAINSTSOLAR ID2388590 | 0.067 | 0.067 | N/A | N/A | Kingston | MA | SEMA | NSTAR Electric Company
| NO RESOURCE | 75171 | SM_AOBC JAMESDUMAS ID10300109 | 0.22 | 0.22 | N/A | N/A | Hopkinton | MA | RI | NSTAR Electric Company
| NO RESOURCE | 75172 | SM_QF SRMASSSOLAR21 ID6269018 | 0.149 | 0.149 | N/A | N/A | N. Dartmouth | MA | SEMA | NSTAR Electric Company
| NO RESOURCE | 75176 | SABATTUS SOLAR LLC | 0.9 | 0.9 | N/A | N/A | SABATTUS | ME | ME | Central Maine Power Company
| NO RESOURCE | 75177 | ELLSWORTH ME 1 SOLAR | 4.875 | 4.875 | N/A | N/A | ELLSWORTH | ME | BHE | Versant Power
| NO RESOURCE | 75181 | BWC DEEP BROOK LLC | 4.8 | 4.8 | N/A | N/A | SACO | ME | SME | Central Maine Power Company
| NO RESOURCE | 75183 | WINSLOW PV LLC | 4.125 | 4.125 | N/A | N/A | Winslow | ME | ME | Central Maine Power Company
| NO RESOURCE | 75184 | ER DAIRY FARM SOLAR LLC | 4 | 4 | N/A | N/A | Anson | ME | ME | Central Maine Power Company
| NO RESOURCE | 75185 | BARTLETT WOODS NORTH | 0.046 | 0.046 | N/A | N/A | Rockland | ME | ME | Central Maine Power Company
| NO RESOURCE | 75186 | BARTLETT WOODS SOUTH | 0.057 | 0.057 | N/A | N/A | Rockland | ME | ME | Central Maine Power Company
| NO RESOURCE | 75187 | AIDMAINTAINENC02860SOLAR25NM | 0.025 | 0.025 | N/A | N/A | PAWTUCKET | RI | RI | The Narragansett Electric Company
| NO RESOURCE | 75188 | GIRI CHERRYFIELD SOLAR | 2.125 | 2.125 | N/A | N/A | CHERRYFIELD | ME | BHE | Versant Power
| NO RESOURCE | 75189 | WESTMAINSOLAR102871SOLAR2475NM | 2.475 | 2.475 | N/A | N/A | PORTSMOUTH | RI | SEMA | The Narragansett Electric Company
| NO RESOURCE | 75193 | WESTMAINSOLAR202871SOLAR2475NM | 2.475 | 2.475 | N/A | N/A | PORTSMOUTH | RI | SEMA | The Narragansett Electric Company
| NO RESOURCE | 75220 | TNADOVER01845SOLAR900NM | 0.9 | 0.9 | N/A | N/A | NORTH ANDOVER | MA | BOSTON | Massachusetts Electric Company
| NO RESOURCE | 75221 | SM_QF COMMERCEPKSOL ID2348521 | 0.48 | 0.48 | N/A | N/A | Brewster | MA | SEMA | NSTAR Electric Company
| NO RESOURCE | 75222 | SM_QF RMORRISON107CH ID2395036 | 0.149 | 0.149 | N/A | N/A | East Freetown | MA | SEMA | NSTAR Electric Company
| NO RESOURCE | 75223 | SM_AOBC SUNWLT250ELM ID9314123 | 0.099 | 0.099 | N/A | N/A | New Bedford | MA | SEMA | NSTAR Electric Company
| NO RESOURCE | 75224 | SM_QF NRGTREE186SUMR ID4675384 | 0.499 | 0.499 | N/A | N/A | Kingston | MA | SEMA | NSTAR Electric Company
| NO RESOURCE | 75225 | SM_QF SWANHOLTSOLAR ID2272658 | 2.98 | 2.98 | N/A | N/A | Carver | MA | SEMA | NSTAR Electric Company
| NO RESOURCE | 75226 | WILTON ROUTE 2 SOLAR LLC | 0.7 | 0.7 | N/A | N/A | WILTON | ME | ME | Central Maine Power Company
| NO RESOURCE | 75228 | EBN02151SOLAR100QF | 0.1 | 0.1 | N/A | N/A | REVERE | MA | BOSTON | Massachusetts Electric Company
| NO RESOURCE | 75237 | SM_QF PROACUSHNETMA1 ID5703293 | 0.999 | 0.999 | N/A | N/A | Acushnet | ME | SEMA | NSTAR Electric Company
| NO RESOURCE | 75238 | SM_NM VILLAGECOMMON ID2367955 | 0.1 | 0.1 | N/A | N/A | East Falmouth | MA | SEMA | NSTAR Electric Company
| NO RESOURCE | 75239 | SM_AOBC 960MASSAVE ID2932480 | 0.25 | 0.25 | N/A | N/A | BOSTON | MA | BOSTON | NSTAR Electric Company
| NO RESOURCE | 75240 | SM_QF KEYSOL14SHIRE ID2288776 | 0.2 | 0.2 | N/A | N/A | Norfolk | MA | SEMA | NSTAR Electric Company
| NO RESOURCE | 75241 | SM_QF 61TRIPPSTSOLAR ID2384624 | 0.4 | 0.4 | N/A | N/A | Framingham | MA | BOSTON | NSTAR Electric Company
| NO RESOURCE | 75242 | SM_AOBC SEDROYSONPRP ID5000850 | 0.25 | 0.25 | N/A | N/A | Kingston | MA | SEMA | NSTAR Electric Company
| NO RESOURCE | 75249 | BANGOR ME 1 LLC | 4.88 | 4.88 | N/A | N/A | Bangor | ME | BHE | Versant Power
| NO RESOURCE | 75253 | KEYESSTORAGELLC02893SOLAR120NM | 0.12 | 0.12 | N/A | N/A | WEST WARWICK | RI | RI | The Narragansett Electric Company
| NO RESOURCE | 75254 | REC SOLAR COMMERCIAL OPERATION | 4.88 | 4.88 | N/A | N/A | Deblois | ME | BHE | Versant Power
| NO RESOURCE | 75261 | STROUDWATER APARTMENTS LP | 0.034 | 0.034 | N/A | N/A | WESTBROOK | ME | SME | Central Maine Power Company
| NO RESOURCE | 75264 | SODCOINC02877SOLAR38NM | 0.038 | 0.038 | N/A | N/A | Slocum | RI | RI | The Narragansett Electric Company
| NO RESOURCE | 75267 | 45FONDI01832SOLAR290SMQF | 0.29 | 0.29 | N/A | N/A | HAVERHILL | MA | BOSTON | Massachusetts Electric Company
| NO RESOURCE | 75268 | SM_QF EXTRASPACE20 ID10355087 | 0.282 | 0.282 | N/A | N/A | Canton | MA | SEMA | NSTAR Electric Company
| NO RESOURCE | 75269 | SM_AOBC PHYTOPLANKTN ID6238764 | 0.233 | 0.233 | N/A | N/A | Waltham | MA | BOSTON | NSTAR Electric Company
| NO RESOURCE | 75270 | SM_AOBC SOLECTENRGY ID10602528 | 0.25 | 0.25 | N/A | N/A | Hopkinton | MA | RI | NSTAR Electric Company
| NO RESOURCE | 75271 | HOPKINTONPD02833SOLAR51.9NM | 0.052 | 0.052 | N/A | N/A | HOPKINTON | RI | RI | The Narragansett Electric Company
| NO RESOURCE | 75272 | SM_QF HIGHRCKCHURCH ID13036104 | 0.067 | 0.067 | N/A | N/A | Arlington | MA | BOSTON | NSTAR Electric Company
| NO RESOURCE | 75277 | BREWER PV LLC | 4.95 | 4.95 | N/A | N/A | Brewer | ME | BHE | Versant Power
| NO RESOURCE | 75278 | TOSCA02072SOLAR480AOBC | 0.48 | 0.48 | N/A | N/A | STOUGHTON | MA | SEMA | Massachusetts Electric Company
| NO RESOURCE | 75279 | GERVAIS01851SOLAR150SMQF | 0.15 | 0.15 | N/A | N/A | LOWELL | MA | CMA/NEMA | Massachusetts Electric Company
| NO RESOURCE | 75280 | LINCOLNHSATHBLG02865SOLAR200NM | 0.2 | 0.2 | N/A | N/A | LINCOLN | RI | RI | The Narragansett Electric Company
| NO RESOURCE | 75281 | LINCOLNHIGHSCH02865SOLAR62.5NM | 0.063 | 0.063 | N/A | N/A | LINCOLN | RI | RI | The Narragansett Electric Company
| NO RESOURCE | 75283 | QUIRK AUTO | 0.75 | 0.75 | N/A | N/A | Bangor | ME | BHE | Versant Power
| NO RESOURCE | 75284 | BARRYFETNER02840SOLAR69.7NM | 0.07 | 0.07 | N/A | N/A | NEWPORT | RI | RI | The Narragansett Electric Company
| NO RESOURCE | 75301 | MAINE ORAL & MAXILLOFACIAL | 0.022 | 0.022 | N/A | N/A | AUBURN | ME | ME | Central Maine Power Company
| NO RESOURCE | 75305 | FRANKLIN ME 2 LLC | 4.995 | 4.995 | N/A | N/A | Franklin | ME | BHE | Versant Power
| NO RESOURCE | 75307 | LITTLECOMPTONSD02837SOLAR150NM | 0.15 | 0.15 | N/A | N/A | LITTLE COMPTON | RI | SEMA | The Narragansett Electric Company
| NO RESOURCE | 75415 | BWC SWAN POND CREEK LLC | 4.99 | 4.99 | N/A | N/A | DAYTON | ME | SME | Central Maine Power Company
| NO RESOURCE | 75416 | DARLINGS - OLD WINTHROP ROAD | 0.149 | 0.149 | N/A | N/A | AUGUSTA | ME | ME | Central Maine Power Company
| NO RESOURCE | 75417 | WINTHROP BOONS TRAIL SOLAR LLC | 0.7 | 0.7 | N/A | N/A | WINTHROP | ME | ME | Central Maine Power Company
| NO RESOURCE | 75420 | CHUCKRAN02324SOLAR131.6SMQF | 0.132 | 0.132 | N/A | N/A | BRIDGEWATER | MA | SEMA | Massachusetts Electric Company
| NO RESOURCE | 75421 | VCP PIR PORTLAND ME LLC | 0.85 | 0.85 | N/A | N/A | PORTLAND | ME | SME | Central Maine Power Company
| NO RESOURCE | 75422 | 77FEDERALST02895SOLAR100NM | 0.1 | 0.1 | N/A | N/A | WOONSOCKET | RI | RI | The Narragansett Electric Company
| NO RESOURCE | 75442 | JEWISH COMMUNITY ALLIANCE | 0.067 | 0.067 | N/A | N/A | PORTLAND | ME | SME | Central Maine Power Company
| NO RESOURCE | 75444 | GO LOGIC LLC | 0.04 | 0.04 | N/A | N/A | BELFAST | ME | ME | Central Maine Power Company
| NO RESOURCE | 75451 | RIECUMBERLAND02864SOLAR70NM | 0.07 | 0.07 | N/A | N/A | CUMBERLAND | RI | RI | The Narragansett Electric Company
| NO RESOURCE | 75452 | SHMMILLCREEK02852SOLAR108NM | 0.108 | 0.108 | N/A | N/A | NORTH KINGSTOWN | RI | RI | The Narragansett Electric Company
| NO RESOURCE | 75453 | REVITYCENTRAL102919SOLAR900RE | 0.9 | 0.9 | N/A | N/A | JOHNSTON | RI | RI | The Narragansett Electric Company
| NO RESOURCE | 75464 | PARKMAN SOLAR DG LLC | 4.875 | 4.875 | N/A | N/A | PARKMAN | ME | ME | Central Maine Power Company
| NO RESOURCE | 75469 | LAMOINE SALT SHED | 0.068 | 0.068 | N/A | N/A | Lamoine | ME | BHE | Versant Power
| NO RESOURCE | 75470 | ME L'HEUREUX CSG LLC | 0.85 | 0.85 | N/A | N/A | LEWISTON | ME | ME | Central Maine Power Company
| NO RESOURCE | 75473 | BERWICK HUBBARD SOLAR | 3.34 | 3.34 | N/A | N/A | BERWICK | ME | SME | Central Maine Power Company
| NO RESOURCE | 75474 | ER ALPINE ST SOLAR | 2.375 | 2.375 | N/A | N/A | OAKLAND | ME | ME | Central Maine Power Company
| NO RESOURCE | 75475 | ER BROOKS SOLAR LLC | 4 | 4 | N/A | N/A | BROOKS | ME | ME | Central Maine Power Company
| NO RESOURCE | 75476 | LEBANON W. LEBANON SOLAR 1 LLC | 1.999 | 1.999 | N/A | N/A | LEBANON | ME | SME | Central Maine Power Company
| NO RESOURCE | 75477 | MEVS PULK LLC | 4.945 | 4.945 | N/A | N/A | SABATTUS | ME | ME | Central Maine Power Company
| NO RESOURCE | 75478 | WAYNFLETE SCHOOL | 0.067 | 0.067 | N/A | N/A | PORTLAND | ME | SME | Central Maine Power Company
| NO RESOURCE | 75479 | BWC BREWER LAKE LLC | 4 | 4 | N/A | N/A | Orrington | ME | BHE | Versant Power
| NO RESOURCE | 75481 | SM_HYPERION | 0.375 | 0.375 | N/A | N/A | HADLEY | MA | WMA | NSTAR Electric Company
| NO RESOURCE | 75482 | SYMBOL APARTMENTS LP | 0.035 | 0.035 | N/A | N/A | WESTBROOK | ME | SME | Central Maine Power Company
| NO RESOURCE | 75487 | LAMOINE CONSOLIDATED SCHOOL | 0.05 | 0.05 | N/A | N/A | Lamoine | ME | BHE | Versant Power
| NO RESOURCE | 75488 | BARRE01531SOLAR1000NM | 1 | 1 | N/A | N/A | NEW BRAINTREE | MA | WMA | Massachusetts Electric Company
| NO RESOURCE | 75489 | SUMMIT01531SOLAR1800AOBC | 1.8 | 1.8 | N/A | N/A | NEW BRAINTREE | MA | WMA | Massachusetts Electric Company
| NO RESOURCE | 75495 | SSIQUAHOGSOLAR02832SOLAR4500NM | 4.5 | 4.5 | N/A | N/A | HOPE VALLEY | RI | RI | The Narragansett Electric Company
| NO RESOURCE | 75496 | A1ROOFING02842SOLAR75RE | 0.075 | 0.075 | N/A | N/A | MIDDLETOWN | RI | SEMA | The Narragansett Electric Company
| NO RESOURCE | 75497 | TANGENT ENERGY | 4.875 | 4.875 | N/A | N/A | Clifton | ME | BHE | Versant Power
| NO RESOURCE | 75498 | AMERICAN UNAGI LLC | 0.15 | 0.15 | N/A | N/A | WALDOBORO | ME | ME | Central Maine Power Company
| NO RESOURCE | 75500 | BWC JIMMIE POND LLC | 4.99 | 4.99 | N/A | N/A | Hampden | ME | BHE | Versant Power
| NO RESOURCE | 75502 | PHYCAN01610SOLAR133.3AOBC | 0.133 | 0.133 | N/A | N/A | WORCESTER | MA | WMA | Massachusetts Electric Company
| NO RESOURCE | 75503 | MEVS LLC - WATERHOUSE 2 | 1.95 | 1.95 | N/A | N/A | SCARBOROUGH | ME | SME | Central Maine Power Company
| NO RESOURCE | 75504 | PRESUMPSCOT HYDRO LLC - GAMBO | 1.999 | 1.999 | N/A | N/A | WINDHAM | ME | SME | Central Maine Power Company
| NO RESOURCE | 75505 | NUGENCAPITOLMGT02818SOLAR180RE | 0.18 | 0.18 | N/A | N/A | EAST GREENWICH | RI | RI | The Narragansett Electric Company
| NO RESOURCE | 75506 | NRGSOLARDGLLC02822SOLAR2750NM | 2.75 | 2.75 | N/A | N/A | EXETER | RI | RI | The Narragansett Electric Company
| NO RESOURCE | 75507 | KENTCOWATERAU02817SOLAR487.5NM | 0.488 | 0.488 | N/A | N/A | WEST GREENWICH | RI | RI | The Narragansett Electric Company
| NO RESOURCE | 75508 | PHYWEST01581SOLAR80AOBC | 0.08 | 0.08 | N/A | N/A | WESTBOROUGH | MA | SEMA | Massachusetts Electric Company
| NO RESOURCE | 75517 | WHITEBROOKLLC02817SOLAR4000NM | 4 | 4 | N/A | N/A | WEST GREENWICH | RI | RI | The Narragansett Electric Company
| NO RESOURCE | 75518 | UNICORNK02359SOLAR233.3SMQF | 0.233 | 0.233 | N/A | N/A | PEMBROKE | MA | SEMA | Massachusetts Electric Company
| NO RESOURCE | 75519 | UNIH02359SOLAR300SMQF | 0.3 | 0.3 | N/A | N/A | PEMBROKE | MA | SEMA | Massachusetts Electric Company
| NO RESOURCE | 75520 | WEBSTER01570HYDRO250NM | 0.25 | 0.25 | N/A | N/A | WEBSTER | MA | WMA | Pioneer Hydro Electric Co., Inc.
| NO RESOURCE | 75521 | HASKELL ROAD SOLAR ARRAY LLC | 0.5 | 0.5 | N/A | N/A | Bangor | ME | BHE | Versant Power
| NO RESOURCE | 75522 | EXETERMAILLLC02822SOLAR4995NM | 4.945 | 4.945 | N/A | N/A | EXETER | RI | RI | The Narragansett Electric Company
| NO RESOURCE | 75526 | DANTON01844SOLAR499AOBC | 0.499 | 0.499 | N/A | N/A | METHUEN | MA | BOSTON | Massachusetts Electric Company
| NO RESOURCE | 75527 | MARKJBERGERON02921SOLAR34.5NM | 0.035 | 0.035 | N/A | N/A | CRANSTON | RI | RI | The Narragansett Electric Company
| NO RESOURCE | 75528 | PDHUMPHREYCO02878SOLAR75NM | 0.075 | 0.075 | N/A | N/A | TIVERTON | RI | SEMA | The Narragansett Electric Company
| NO RESOURCE | 75529 | YAZMINCHILONER0281SOLAR34.5NM | 0.035 | 0.035 | N/A | N/A | PORTSMOUTH | RI | SEMA | The Narragansett Electric Company
| NO RESOURCE | 75532 | AMBER MAINE COLD STORAGE LLC | 0.72 | 0.72 | N/A | N/A | PORTLAND | ME | SME | Central Maine Power Company
| NO RESOURCE | 75534 | SM_AOBC PHYTOPLANKTN ID2407210 | 0.48 | 0.48 | N/A | N/A | Hopkinton | MA | BOSTON | NSTAR Electric Company
| NO RESOURCE | 75535 | SM_AOBC PROJACUSHNET ID5715459 | 0.995 | 0.995 | N/A | N/A | Acushnet | MA | SEMA | NSTAR Electric Company
| NO RESOURCE | 75536 | SM_QF WOODNBLLC ID5355312 | 0.48 | 0.48 | N/A | N/A | New Bedford | MA | SEMA | NSTAR Electric Company
| NO RESOURCE | 75537 | SM_QF 1632STATERDSOL ID2337311 | 0.195 | 0.195 | N/A | N/A | Plymouth | MA | SEMA | NSTAR Electric Company
| NO RESOURCE | 75538 | SM_QF PARSONSASHLND ID14186254 | 0.2 | 0.2 | N/A | N/A | Ashland | MA | BOSTON | NSTAR Electric Company
| NO RESOURCE | 75549 | MARLOWE01475SOLAR3900SMQF | 3.9 | 3.9 | N/A | N/A | WINCHENDON | MA | WMA | Massachusetts Electric Company
| NO RESOURCE | 75552 | BRAEBURNCHATHAM02904SOLAR50NM | 0.05 | 0.05 | N/A | N/A | PROVIDENCE | RI | RI | The Narragansett Electric Company
| NO RESOURCE | 75556 | LEE AUTO MALL_NISSAN | 0.1 | 0.1 | N/A | N/A | TOPSHAM | ME | ME | Central Maine Power Company
| NO RESOURCE | 75557 | LEE AUTO MALL_TOYOTA | 0.12 | 0.12 | N/A | N/A | TOPSHAM | ME | ME | Central Maine Power Company
| NO RESOURCE | 75558 | NOK001-WESTFORD | 0.6 | 0.6 | N/A | N/A | WESTFORD | MA | CMA/NEMA | Yellow Jacket Energy, LLC
| NO RESOURCE | 75562 | 655FRENCHTOWNCDM02818SOLAR60NM | 0.06 | 0.06 | N/A | N/A | EAST GREENWICH | RI | RI | The Narragansett Electric Company
| NO RESOURCE | 75583 | WICKFORDAPPLIANC02914SOLAR50NM | 0.05 | 0.05 | N/A | N/A | EAST PROVIDENCE | RI | RI | The Narragansett Electric Company
| NO RESOURCE | 75589 | CHARLESAMBUL02813SOLAR37.62NM | 0.038 | 0.038 | N/A | N/A | CHARLESTOWN | RI | RI | The Narragansett Electric Company
| NO RESOURCE | 75590 | 55CONDUITSTLLC02865SOLAR200RE | 0.2 | 0.2 | N/A | N/A | LINCOLN | RI | RI | The Narragansett Electric Company
| NO RESOURCE | 75591 | BS01752SOLAR120AOBC | 0.12 | 0.12 | N/A | N/A | MARLBOROUGH | MA | CMA/NEMA | Massachusetts Electric Company
| NO RESOURCE | 75598 | BARTKAVANAUGH02809SOLAR49NM | 0.049 | 0.049 | N/A | N/A | BRISTOL | RI | RI | The Narragansett Electric Company
| NO RESOURCE | 75603 | WPAASSOCIATES02864SOLAR34.6NM | 0.035 | 0.035 | N/A | N/A | CUMBERLAND | RI | RI | The Narragansett Electric Company
| NO RESOURCE | 75604 | DORSEY FURNITURE | 0.075 | 0.075 | N/A | N/A | Holden | ME | BHE | Versant Power
| NO RESOURCE | 75605 | MTMDEVELOPMENT02898SOLAR100NM | 0.1 | 0.1 | N/A | N/A | RICHMOND | RI | RI | The Narragansett Electric Company
| NO RESOURCE | 75607 | FREEPORT HOTEL LLC | 0.16 | 0.16 | N/A | N/A | BRUNSWICK | ME | ME | Central Maine Power Company
| NO RESOURCE | 75608 | STANLEY CHEVROLET BUICK | 0.1 | 0.1 | N/A | N/A | BELFAST | ME | ME | Central Maine Power Company
| NO RESOURCE | 75616 | SALMONSOLARLLC02909SOLAR100RE | 0.1 | 0.1 | N/A | N/A | PROVIDENCE | RI | RI | The Narragansett Electric Company
| NO RESOURCE | 75619 | 90ROYALLITTLE02904SOLAR260NM | 0.26 | 0.26 | N/A | N/A | PROVIDENCE | RI | RI | The Narragansett Electric Company
| NO RESOURCE | 75629 | MSD GALBRAITH - PROJECT 1 | 0.996 | 0.996 | N/A | N/A | SKOWHEGAN | ME | ME | Central Maine Power Company
| NO RESOURCE | 75631 | TRIMACKPLASTICS02809SOLAR720NM | 0.72 | 0.72 | N/A | N/A | BRISTOL | RI | RI | The Narragansett Electric Company
| NO RESOURCE | 75637 | RENAISSANCE PROPERTIES LLC | 0.3 | 0.3 | N/A | N/A | WATERVILLE | ME | ME | Central Maine Power Company
| NO RESOURCE | 75641 | HOPKINTON SOLAR | 6.75 | 6.75 | N/A | N/A | Hopkinton | RI | RI | Green Development, LLC
| NO RESOURCE | 75753 | UNILJ02359SOLAR244.8SMQF | 0.245 | 0.245 | N/A | N/A | PEMBROKE | MA | SEMA | Massachusetts Electric Company
| NO RESOURCE | 75771 | AUBURN MASONIC ASSOCIATION | 0.067 | 0.067 | N/A | N/A | AUBURN | ME | ME | Central Maine Power Company
| NO RESOURCE | 75772 | GRANGERWARWICK02888SOLAR41.5NM | 0.042 | 0.042 | N/A | N/A | WARWICK | RI | RI | The Narragansett Electric Company
| NO RESOURCE | 75795 | ROSE01082SOLAR4000QF | 4 | 4 | N/A | N/A | WARE | MA | WMA | Massachusetts Electric Company
| NO RESOURCE | 75800 | NORMANSPAUL02837SOLAR36NM | 0.036 | 0.036 | N/A | N/A | LITTLE COMPTON | RI | SEMA | The Narragansett Electric Company
| NO RESOURCE | 75801 | WEST MAIN ST SEARSPORT SOLAR | 0.749 | 0.749 | N/A | N/A | SEARSPORT | ME | ME | Central Maine Power Company
| NO RESOURCE | 75802 | 8FORGE02038SOLAR297QF | 0.297 | 0.297 | N/A | N/A | FRANKLIN | MA | RI | Massachusetts Electric Company
| NO RESOURCE | 75803 | 10FORGE02038SOLAR300QF | 0.3 | 0.3 | N/A | N/A | FRANKLIN | MA | RI | Massachusetts Electric Company
| NO RESOURCE | 75804 | UNIAB02359SOLAR147.6SMQF | 0.148 | 0.148 | N/A | N/A | Pembroke | MA | SEMA | Massachusetts Electric Company
| NO RESOURCE | 75805 | UNIF02359SOLAR366.6SMQF | 0.367 | 0.367 | N/A | N/A | Pembroke | MA | SEMA | Massachusetts Electric Company
| NO RESOURCE | 75806 | UNIC02359SOLAR144SMQF | 0.144 | 0.144 | N/A | N/A | PEMBROKE | MA | SEMA | Massachusetts Electric Company
| NO RESOURCE | 75808 | UNIG02359SOLAR233.3SMQF | 0.233 | 0.233 | N/A | N/A | PEMBROKE | MA | SEMA | Massachusetts Electric Company
| NO RESOURCE | 75811 | BAR HARBOR COMMUNITY SOLAR | 0.999 | 0.999 | N/A | N/A | Bar Harbor | ME | BHE | Versant Power
| NO RESOURCE | 75814 | JTHOLDINGLLC02891SOLAR160RE | 0.16 | 0.16 | N/A | N/A | WESTERLY | RI | RI | The Narragansett Electric Company
| NO RESOURCE | 75815 | SOLECTENERGY02860SOLAR200RE | 0.2 | 0.2 | N/A | N/A | PAWTUCKET | RI | SEMA | The Narragansett Electric Company
| NO RESOURCE | 75816 | NGINK02324SOLAR499.9QF | 0.5 | 0.5 | N/A | N/A | BRIDGEWATER | MA | SEMA | Massachusetts Electric Company
| NO RESOURCE | 75822 | NM ECANEMAWOBURN ID2381571 | 2.451 | 2.451 | N/A | N/A | Woburn | MA | BOSTON | NSTAR Electric Company
| NO RESOURCE | 75823 | SM_AOBC 51ALDERST ID13610144 | 0.2 | 0.2 | N/A | N/A | Medway | MA | RI | NSTAR Electric Company
| NO RESOURCE | 75824 | SM_QF 77SOUTHST#A ID14470069 | 0.12 | 0.12 | N/A | N/A | Hopkinton | MA | RI | NSTAR Electric Company
| NO RESOURCE | 75825 | MADISON ENERGY HOLDINGS-CHINA | 0.975 | 0.975 | N/A | N/A | CHINA | ME | ME | Central Maine Power Company
| NO RESOURCE | 75826 | SM_QF HAJJARSOLAR ID8813127 | 0.075 | 0.075 | N/A | N/A | Barnstable | MA | SEMA | NSTAR Electric Company
| NO RESOURCE | 75827 | SM_QF SUNISLANDSTOR ID8846445 | 0.156 | 0.156 | N/A | N/A | Falmouth | MA | SEMA | NSTAR Electric Company
| NO RESOURCE | 75828 | SM_NM REDPLONGPNDSOL ID2260703 | 1 | 1 | N/A | N/A | Rochester | MA | SEMA | NSTAR Electric Company
| NO RESOURCE | 75829 | SM_AOBC PINEHILLSOL ID2277112 | 3.25 | 3.25 | N/A | N/A | Westport | MA | SEMA | NSTAR Electric Company
| NO RESOURCE | 75830 | SM_QF 718REALTY ID16706421 | 0.15 | 0.15 | N/A | N/A | Dartmouth | MA | SEMA | NSTAR Electric Company
| NO RESOURCE | 75831 | HOUSEOFHOPE02886SOLAR34.6RE | 0.035 | 0.035 | N/A | N/A | WARWICK | RI | RI | The Narragansett Electric Company
| NO RESOURCE | 75832 | SM_QF 1THOMASSETWAY ID6702112 | 0.15 | 0.15 | N/A | N/A | East Freetown | MA | SEMA | NSTAR Electric Company
| NO RESOURCE | 75833 | SM_AOBC WESTPORTSAND ID2287931 | 4.95 | 4.95 | N/A | N/A | Westport | MA | SEMA | NSTAR Electric Company
| NO RESOURCE | 75838 | KNOX COUNTY REGIONAL AIRPORT | 0.36 | 0.36 | N/A | N/A | OWLS HEAD | ME | ME | Central Maine Power Company
| NO RESOURCE | 75852 | REVISION ENERGY_ACADIA HWY | 0.153 | 0.153 | N/A | N/A | MONTVILLE | ME | ME | Central Maine Power Company
| NO RESOURCE | 75867 | TOWN OF EXETER | 1.5 | 1.5 | N/A | N/A | Exeter | NH | NH | Unitil Energy Systems, Inc.
| NO RESOURCE | 75868 | RECPROPERTIES02809SOLAR173RE | 0.173 | 0.173 | N/A | N/A | BRISTOL | RI | RI | The Narragansett Electric Company
| NO RESOURCE | 75905 | IGSSOLARLLC02822SOLAR34.2NM | 0.034 | 0.034 | N/A | N/A | SAUNDERSTOWN | RI | RI | The Narragansett Electric Company
| NO RESOURCE | 75906 | MARTINCANAVAN02917SOLAR23.04RE | 0.023 | 0.023 | N/A | N/A | SMITHFIELD | RI | RI | The Narragansett Electric Company
| NO RESOURCE | 75909 | BUTTONHOLE02919SOLAR34.6NM | 0.035 | 0.035 | N/A | N/A | JOHNSTON | RI | RI | The Narragansett Electric Company
| NO RESOURCE | 76016 | IDGR15LLC02879SOLAR182.5NM | 0.183 | 0.183 | N/A | N/A | WAKEFIELD | RI | RI | The Narragansett Electric Company
| NO RESOURCE | 76021 | MILLSCH01527SOLAR133.2QF | 0.133 | 0.133 | N/A | N/A | MILLBURY | MA | CMA/NEMA | Massachusetts Electric Company
| NO RESOURCE | 76059 | ADMIRALPACKINC02908SOLAR220RE | 0.22 | 0.22 | N/A | N/A | PROVIDENCE | RI | RI | The Narragansett Electric Company
| NO RESOURCE | 76084 | CTC01562SOLAR2200AOBC | 2.2 | 2.2 | N/A | N/A | SPENCER | MA | WMA | Massachusetts Electric Company
| NO RESOURCE | 76099 | NORTH BRANCH ENERGY LLC | 4.394 | 4.394 | N/A | N/A | Fitchburg | MA | WMA | Fitchburg Gas & Electric Light Company
| NO RESOURCE | 76116 | DC MAVERICK LP | 0.15 | 0.15 | N/A | N/A | ROCKLAND | ME | ME | Central Maine Power Company
| NO RESOURCE | 76117 | SED01757SOLAR466.6SMQF | 0.467 | 0.467 | N/A | N/A | MILFORD | MA | RI | Massachusetts Electric Company
| NO RESOURCE | 76125 | MSD SANFORD | 0.996 | 0.996 | N/A | N/A | SANFORD | ME | SME | Central Maine Power Company
| NO RESOURCE | 76126 | ME LEWISTON ROAD CSG LLC | 0.975 | 0.975 | N/A | N/A | NEW GLOUCESTER | ME | ME | Central Maine Power Company
| NO RESOURCE | 76141 | SEDFORTUNE01757SOLARQF | 0.233 | 0.233 | N/A | N/A | MILFORD | MA | RI | Massachusetts Electric Company
| NO RESOURCE | 76142 | FERN'S BODY SHOP INC | 0.08 | 0.08 | N/A | N/A | LISBON FALLS | ME | ME | Central Maine Power Company
| NO RESOURCE | 76152 | QUARRYHILL02891SOLAR41.88NM | 0.042 | 0.042 | N/A | N/A | WESTERLY | RI | RI | The Narragansett Electric Company
| NO RESOURCE | 76155 | RIVERS EDGE LLC | 0.48 | 0.48 | N/A | N/A | WATERFORD | ME | ME | Central Maine Power Company
| NO RESOURCE | 76161 | CROSSPARKCANOPY02852SOLAR480NM | 0.48 | 0.48 | N/A | N/A | NORTH KINGSTOWN | RI | RI | The Narragansett Electric Company
| NO RESOURCE | 76162 | TILTEDBARNBREW02852SOLAR60.9NM | 0.061 | 0.061 | N/A | N/A | EXETER | RI | RI | The Narragansett Electric Company
| NO RESOURCE | 77179 | READFIELD MAIN STREET SOLAR | 0.975 | 0.975 | N/A | N/A | READFIELD | ME | ME | Central Maine Power Company
| NO RESOURCE | 77180 | YARMOUTH WATER DISTRICT | 0.233 | 0.233 | N/A | N/A | NORTH YARMOUTH | ME | SME | Central Maine Power Company
| NO RESOURCE | 77182 | NM TOWNOFARLINGTON ID7995846 | 0.167 | 0.167 | N/A | N/A | Arlington | MA | BOSTON | NSTAR Electric Company
| NO RESOURCE | 77183 | NM PROVIDENCEHWYSOL ID2283230 | 0.486 | 0.486 | N/A | N/A | Walpole | MA | SEMA | NSTAR Electric Company
| NO RESOURCE | 77184 | NAUTILUSSOLAR02896SOLAR2500NM | 2.5 | 2.5 | N/A | N/A | NORTH SMITHFIELD | RI | RI | The Narragansett Electric Company
| NO RESOURCE | 77185 | NM BWC BLUEFISH RVR ID1988677 | 0.84 | 0.84 | N/A | N/A | Plympton | MA | SEMA | NSTAR Electric Company
| NO RESOURCE | 77186 | NM SPS SECOND AVE ID2089144 | 0.06 | 0.06 | N/A | N/A | Waltham | MA | BOSTON | NSTAR Electric Company
| NO RESOURCE | 77187 | NM LEXINGTONCLARKSCH ID2009625 | 0.171 | 0.171 | N/A | N/A | Lexington | MA | BOSTON | NSTAR Electric Company
| NO RESOURCE | 77188 | RISPCA02886SOLAR120NM | 0.12 | 0.12 | N/A | N/A | WARWICK | RI | RI | The Narragansett Electric Company
| NO RESOURCE | 77191 | HANSON RIDGE SOLAR LLC | 0.996 | 0.996 | N/A | N/A | SANFORD | ME | SME | Central Maine Power Company
| NO RESOURCE | 77192 | NM MEADOWATT ID2114929 | 0.392 | 0.392 | N/A | N/A | Rochester | MA | SEMA | NSTAR Electric Company
| NO RESOURCE | 77193 | NM CANTON SOLAR ID2105434 | 0.63 | 0.63 | N/A | N/A | Canton | MA | SEMA | NSTAR Electric Company
| NO RESOURCE | 77194 | SM_AOBC SOLECTENRGY ID12283527 | 0.12 | 0.12 | N/A | N/A | Holliston | MA | RI | NSTAR Electric Company
| NO RESOURCE | 77195 | SM_QF CUBESMART ID6744867 | 0.4 | 0.4 | N/A | N/A | Walpole | MA | SEMA | NSTAR Electric Company
| NO RESOURCE | 77196 | SM_NM 359 SUMMERROOF ID5597833 | 0.1 | 0.1 | N/A | N/A | New Bedford | MA | SEMA | NSTAR Electric Company
| NO RESOURCE | 77197 | SM_QF 188SUMMERSOL ID10206064 | 0.24 | 0.24 | N/A | N/A | Kingston | MA | SEMA | NSTAR Electric Company
| NO RESOURCE | 77198 | SM_AOBC SIKACANTON ID12240039 | 0.24 | 0.24 | N/A | N/A | Canton | MA | SEMA | NSTAR Electric Company
| NO RESOURCE | 77204 | GSPP01606SOLAR1530SMQF | 1.53 | 1.53 | N/A | N/A | WORCESTER | MA | CMA/NEMA | Massachusetts Electric Company
| NO RESOURCE | 77205 | LMEPRAMUKH140102920SOLAR100RE | 0.1 | 0.1 | N/A | N/A | CRANSTON | RI | RI | The Narragansett Electric Company
| NO RESOURCE | 77206 | LMEPRAMUKH137502920SOLAR100RE | 0.1 | 0.1 | N/A | N/A | CRANSTON | RI | RI | The Narragansett Electric Company
| NO RESOURCE | 77207 | PALETTA02852SOLAR45.6NM | 0.046 | 0.046 | N/A | N/A | NORTH KINGSTOWN | RI | RI | The Narragansett Electric Company
| NO RESOURCE | 77208 | SM_QF BPL3-15NORMAC ID10354992 | 0.238 | 0.238 | N/A | N/A | Woburn | MA | BOSTON | NSTAR Electric Company
| NO RESOURCE | 77209 | SM_AOBC MAYNARDSOL9 ID9470272 | 0.125 | 0.125 | N/A | N/A | Maynard | MA | BOSTON | NSTAR Electric Company
| NO RESOURCE | 77210 | SM_AOBC MAYNARDSOL4 ID9470861 | 0.125 | 0.125 | N/A | N/A | Maynard | MA | BOSTON | NSTAR Electric Company
| NO RESOURCE | 77211 | SM_AOBC MAYNARDSOL3 ID9470398 | 0.063 | 0.063 | N/A | N/A | Maynard | MA | BOSTON | NSTAR Electric Company
| NO RESOURCE | 77212 | SM_QF NXTGRDFALSEBOX ID2370583 | 0.125 | 0.125 | N/A | N/A | Ashland | MA | BOSTON | NSTAR Electric Company
| NO RESOURCE | 77213 | SM_QF DHD 32 SECOND ID6028523 | 0.5 | 0.5 | N/A | N/A | Burlington | MA | BOSTON | NSTAR Electric Company
| NO RESOURCE | 77214 | SM_AOBC PHYTOPLNKTN ID14940694 | 0.1 | 0.1 | N/A | N/A | Boston | MA | BOSTON | NSTAR Electric Company
| NO RESOURCE | 77215 | ABB000-WORCESTER | 3 | 3 | N/A | N/A | WORCESTER | MA | CMA/NEMA | Yellow Jacket Energy, LLC
| NO RESOURCE | 77216 | APPIANWAYPROP02917SOLAR100RE | 0.1 | 0.1 | N/A | N/A | SMITHFIELD | RI | RI | The Narragansett Electric Company
| NO RESOURCE | 77221 | 690GEOWASHLLC02865SOLAR30NM | 0.03 | 0.03 | N/A | N/A | LINCOLN | RI | RI | The Narragansett Electric Company
| NO RESOURCE | 77222 | BRAMREALTYLLC02865SOLAR62.5NM | 0.063 | 0.063 | N/A | N/A | LINCOLN | RI | RI | The Narragansett Electric Company
| NO RESOURCE | 77223 | SANDEEPJAISWAL02821SOLAR38.4NM | 0.038 | 0.038 | N/A | N/A | CRANSTON | RI | RI | The Narragansett Electric Company
| NO RESOURCE | 77225 | SM_AOBC 195MTGHOUSE ID6764639 | 0.18 | 0.18 | N/A | N/A | Chatham | MA | SEMA | NSTAR Electric Company
| NO RESOURCE | 77226 | SM_NM BSTNCOLLGIATE ID14582505 | 0.48 | 0.48 | N/A | N/A | Holliston | MA | BOSTON | NSTAR Electric Company
| NO RESOURCE | 77227 | SM_QF BRALEYRD PV2 ID16764494 | 0.2 | 0.2 | N/A | N/A | East Freetown | MA | SEMA | NSTAR Electric Company
| NO RESOURCE | 77228 | SM_NM MASSDOT ID5256465 | 0.249 | 0.249 | N/A | N/A | Harwich | MA | SEMA | NSTAR Electric Company
| NO RESOURCE | 77229 | SM_QF ONYXDEVGROUP ID10565063 | 0.21 | 0.21 | N/A | N/A | WOBURN | MA | BOSTON | NSTAR Electric Company
| NO RESOURCE | 77244 | EMANUELLUTHERAN02893SOLAR32NM | 0.032 | 0.032 | N/A | N/A | WEST WARWICK | RI | RI | The Narragansett Electric Company
| NO RESOURCE | 77253 | ARARAT FARMS LLC | 0.06 | 0.06 | N/A | N/A | LINCOLNVILLE | ME | ME | Central Maine Power Company
| NO RESOURCE | 77254 | RE ANDOVER SOLAR LLC | 0.999 | 0.999 | N/A | N/A | ANDOVER | ME | ME | Central Maine Power Company
| NO RESOURCE | 77258 | SM_AOBC_36_SOUTHWICK | 4.6 | 4.6 | N/A | N/A | SOUTHWICK | MA | WMA | NSTAR Electric Company
| NO RESOURCE | 77259 | SM_AOBC_935_RIVERDALE | 0.25 | 0.25 | N/A | N/A | WEST SPRINGFIELD | MA | WMA | NSTAR Electric Company
| NO RESOURCE | 77260 | DISTR02148SOLAR300QF | 0.3 | 0.3 | N/A | N/A | MALDEN | MA | BOSTON | Massachusetts Electric Company
| NO RESOURCE | 77264 | SERREALESTATE02896SOLAR34.5NM | 0.035 | 0.035 | N/A | N/A | NORTH SMITHFIELD | RI | RI | The Narragansett Electric Company
| NO RESOURCE | 77266 | JEREMYKANE02878SOLAR34.5NM | 0.035 | 0.035 | N/A | N/A | TIVERTON | RI | SEMA | The Narragansett Electric Company
| NO RESOURCE | 77271 | WILLIAM M LOWE INC | 0.1 | 0.1 | N/A | N/A | ROCKLAND | ME | ME | Central Maine Power Company
| NO RESOURCE | 77273 | PERENNIAL GARDINER SOLAR LLC | 0.975 | 0.975 | N/A | N/A | GARDINER | ME | ME | Central Maine Power Company
| NO RESOURCE | 77274 | VITIMERCEDES02878SOLAR50NM | 0.05 | 0.05 | N/A | N/A | TIVERTON | RI | SEMA | The Narragansett Electric Company
| NO RESOURCE | 77277 | OCEANSTATELIQ02891SOLAR57.42NM | 0.057 | 0.057 | N/A | N/A | WESTERLY | RI | RI | The Narragansett Electric Company
| NO RESOURCE | 77278 | BELFAST COOP STORE INC | 0.04 | 0.04 | N/A | N/A | BELFAST | ME | ME | Central Maine Power Company
| NO RESOURCE | 77279 | ABL000 | 0.9 | 0.9 | N/A | N/A | NEW HAVEN | CT | SWCT | Yellow Jacket Energy, LLC
| NO RESOURCE | 77288 | AAANORTHEAST02904SOLAR499NM | 0.499 | 0.499 | N/A | N/A | PROVIDENCE | RI | RI | The Narragansett Electric Company
| NO RESOURCE | 77289 | MDC0002.B | 2.3 | 2.3 | N/A | N/A | NORTH HAVEN | CT | CT | Yellow Jacket Energy, LLC
| NO RESOURCE | 77290 | NM SQUIRREL ISLAND ID2086312 | 0.999 | 0.999 | N/A | N/A | West Wareham | MA | SEMA | NSTAR Electric Company
| NO RESOURCE | 77291 | NM CUBESMART FALLON ID2170420 | 0.084 | 0.084 | N/A | N/A | Stoneham | MA | BOSTON | NSTAR Electric Company
| NO RESOURCE | 77292 | QF LONGFELLOWGLEN ID2200633 | 0.112 | 0.112 | N/A | N/A | Sudbury | MA | BOSTON | NSTAR Electric Company
| NO RESOURCE | 77300 | JJACORP02814SOLAR69.12NM | 0.069 | 0.069 | N/A | N/A | CHEPACHET | RI | RI | The Narragansett Electric Company
| NO RESOURCE | 77301 | WILLIAMGIBB02825SOLAR32.8NM | 0.033 | 0.033 | N/A | N/A | FOSTER | RI | RI | The Narragansett Electric Company
| NO RESOURCE | 77303 | HADLEYARNOLD02885SOLAR30.4NM | 0.03 | 0.03 | N/A | N/A | WARREN | RI | RI | The Narragansett Electric Company
| NO RESOURCE | 77308 | TRENTON SOLAR LLC | 4.975 | 4.975 | N/A | N/A | Trenton | ME | BHE | Versant Power
| NO RESOURCE | 77334 | ATTLE02703SOLAR199.8QF | 0.199 | 0.199 | N/A | N/A | EAST ATTLEBORO | MA | RI | Massachusetts Electric Company
| NO RESOURCE | 77335 | LINCOLN COUNTY PUBLISHING | 0.054 | 0.054 | N/A | N/A | NEWCASTLE | ME | ME | Central Maine Power Company
| NO RESOURCE | 77336 | LINCOLN ME 2 LLC | 2 | 2 | N/A | N/A | Lincoln | ME | BHE | Versant Power
| NO RESOURCE | 77437 | RIEKINGSTOWN02852SOLAR120NM | 0.12 | 0.12 | N/A | N/A | NORTH KINGSTOWN | RI | RI | The Narragansett Electric Company
| NO RESOURCE | 77438 | DIRECTSOLARENER02891SOLAR750RE | 0.75 | 0.75 | N/A | N/A | WESTERLY | RI | RI | The Narragansett Electric Company
| NO RESOURCE | 77448 | BENJAMINLEADER02835SOLAR30NM | 0.03 | 0.03 | N/A | N/A | JAMESTOWN | RI | RI | The Narragansett Electric Company
| NO RESOURCE | 77449 | MILK01504SOLAR2460 | 2.46 | 2.46 | N/A | N/A | Blackstone | MA | RI | Massachusetts Electric Company
| NO RESOURCE | 77450 | ME ROCKY HILL SOLAR LLC | 0.999 | 0.999 | N/A | N/A | WESTBROOK | ME | SME | Central Maine Power Company
| NO RESOURCE | 77451 | NM FLEXO CONCEPTS ID2203287 | 0.208 | 0.208 | N/A | N/A | Plymouth | MA | SEMA | NSTAR Electric Company
| NO RESOURCE | 77452 | WISCASSET GARDINER SOLAR LLC | 0.975 | 0.975 | N/A | N/A | WISCASSET | ME | ME | Central Maine Power Company
| NO RESOURCE | 77453 | NM BURLINGTN MID SCH ID2127236 | 0.17 | 0.17 | N/A | N/A | Burlington | MA | BOSTON | NSTAR Electric Company
| NO RESOURCE | 77454 | NM GENERAL ELEC INTL ID2139847 | 0.96 | 0.96 | N/A | N/A | Newton | MA | BOSTON | NSTAR Electric Company
| NO RESOURCE | 77455 | NM ROXBRY COMM COLL ID2148650 | 0.936 | 0.936 | N/A | N/A | Boston | MA | BOSTON | NSTAR Electric Company
| NO RESOURCE | 77456 | NM CEDRVLLESOL1 REDP ID1945871 | 0.5 | 0.5 | N/A | N/A | Plymouth | MA | SEMA | NSTAR Electric Company
| NO RESOURCE | 77457 | NM 21 STRATSOL LLC ID2094705 | 0.075 | 0.075 | N/A | N/A | Natick | MA | BOSTON | NSTAR Electric Company
| NO RESOURCE | 77458 | SM_AOBC SCSNATHAN E ID2317177 | 0.999 | 0.999 | N/A | N/A | Hatchville | MA | SEMA | NSTAR Electric Company
| NO RESOURCE | 77459 | SM_AOBC SCSNATHAN W ID2316966 | 4 | 4 | N/A | N/A | Hatchville | MA | SEMA | NSTAR Electric Company
| NO RESOURCE | 77462 | TIFFANY&CO02864SOLAR216NM | 0.216 | 0.216 | N/A | N/A | CUMBERLAND | RI | RI | The Narragansett Electric Company
| NO RESOURCE | 77463 | SUMMERSTREETHP02903SOLAR150NM | 0.15 | 0.15 | N/A | N/A | PROVIDENCE | RI | RI | The Narragansett Electric Company
| NO RESOURCE | 77465 | MERCEDED02878SOLAR75NM | 0.075 | 0.075 | N/A | N/A | TIVERTON | RI | SEMA | The Narragansett Electric Company
| NO RESOURCE | 77467 | OCEANVIEW RETIREMENT COMMUNITY | 0.54 | 0.54 | N/A | N/A | TOPSHAM | ME | ME | Central Maine Power Company
| NO RESOURCE | 77469 | 316COLUMBIALLC02879SOLAR100RE | 0.1 | 0.1 | N/A | N/A | PEACE DALE | RI | RI | The Narragansett Electric Company
| NO RESOURCE | 77470 | SM_AOBC 8SEAFOODWAY ID15023677 | 0.3 | 0.3 | N/A | N/A | Boston | MA | BOSTON | NSTAR Electric Company
| NO RESOURCE | 77471 | SM_QF 352ROUTE6 ID16787265 | 0.254 | 0.254 | N/A | N/A | Truro | MA | SEMA | NSTAR Electric Company
| NO RESOURCE | 77472 | SM_AOBC 950BLUEHILL ID7547399 | 0.13 | 0.13 | N/A | N/A | Boston | MA | BOSTON | NSTAR Electric Company
| NO RESOURCE | 77473 | SM_NM UMANAACADBOS ID8620127 | 0.25 | 0.25 | N/A | N/A | Boston | MA | BOSTON | NSTAR Electric Company
| NO RESOURCE | 77474 | NM 77SOUTHSTCANOPY ID14633749 | 0.199 | 0.199 | N/A | N/A | Hopkinton | MA | RI | NSTAR Electric Company
| NO RESOURCE | 77475 | SM_QF 123HAMILTONST ID7458449 | 0.098 | 0.098 | N/A | N/A | Boston | MA | BOSTON | NSTAR Electric Company
| NO RESOURCE | 77476 | SM_AOBC 27DRAPERST ID13594300 | 0.15 | 0.15 | N/A | N/A | Woburn | MA | BOSTON | NSTAR Electric Company
| NO RESOURCE | 77477 | SM_AOBC 111WELLSCNPY ID9101753 | 0.492 | 0.492 | N/A | N/A | Newton | MA | BOSTON | NSTAR Electric Company
| NO RESOURCE | 77478 | CAMPJORI02879SOLAR115.2NM | 0.115 | 0.115 | N/A | N/A | WAKEFIELD | RI | RI | The Narragansett Electric Company
| NO RESOURCE | 77479 | SECONDORHOLD02895SOLAR180RE | 0.18 | 0.18 | N/A | N/A | WOONSOCKET | RI | RI | The Narragansett Electric Company
| NO RESOURCE | 77481 | NGH02703SOLAR480QF | 0.48 | 0.48 | N/A | N/A | ATTLEBORO | MA | RI | Massachusetts Electric Company
| NO RESOURCE | 77482 | JPMSOLARLLC02893SOLAR3600NM | 3.6 | 3.6 | N/A | N/A | WEST WARWICK | RI | RI | The Narragansett Electric Company
| NO RESOURCE | 77491 | BODWELL02322SOLAR249QF | 0.249 | 0.249 | N/A | N/A | AVON | MA | SEMA | Massachusetts Electric Company
| NO RESOURCE | 77492 | N C HUNT INC | 0.154 | 0.154 | N/A | N/A | JEFFERSON | ME | ME | Central Maine Power Company
| NO RESOURCE | 77494 | NEIEPLLC02886SOLAR200NM | 0.2 | 0.2 | N/A | N/A | WARWICK | RI | RI | The Narragansett Electric Company
| NO RESOURCE | 77495 | MCAU01850SOLAR160QF | 0.16 | 0.16 | N/A | N/A | LOWELL | MA | CMA/NEMA | Massachusetts Electric Company
| NO RESOURCE | 77496 | SEDJUNE01850SOLARQF | 0.22 | 0.22 | N/A | N/A | LOWELL | MA | CMA/NEMA | Massachusetts Electric Company
| NO RESOURCE | 77498 | ALGON01532SOLAR250QF | 0.25 | 0.25 | N/A | N/A | NORTHBOROUGH | MA | CMA/NEMA | Massachusetts Electric Company
| NO RESOURCE | 77499 | WANG01854SOLAR240QF | 0.24 | 0.24 | N/A | N/A | LOWELL | MA | CMA/NEMA | Massachusetts Electric Company
| NO RESOURCE | 77500 | COLF01852SOLAR250QF | 0.25 | 0.25 | N/A | N/A | LOWELL | MA | CMA/NEMA | Massachusetts Electric Company
| NO RESOURCE | 77501 | RANDOLPH02368SOLAR120QF | 0.12 | 0.12 | N/A | N/A | RANDOLPH | MA | SEMA | Massachusetts Electric Company
| NO RESOURCE | 77502 | ESMWEY02189SOLAR120QF | 0.12 | 0.12 | N/A | N/A | WEYMOUTH | MA | SEMA | Massachusetts Electric Company
| NO RESOURCE | 77503 | TAMERISK01747SOLAR240QF | 0.24 | 0.24 | N/A | N/A | HOPEDALE | MA | RI | Massachusetts Electric Company
| NO RESOURCE | 77504 | WSDCOVENTRY02816SOLAR4975NM | 4.975 | 4.975 | N/A | N/A | COVENTRY | RI | RI | The Narragansett Electric Company
| NO RESOURCE | 77507 | WELLVESTLLC02903SOLAR26.047NM | 0.026 | 0.026 | N/A | N/A | PROVIDENCE | RI | RI | The Narragansett Electric Company
| NO RESOURCE | 77510 | 35HURDISSTLLCC02904SOLAR100RE | 0.1 | 0.1 | N/A | N/A | PROVIDENCE | RI | RI | The Narragansett Electric Company
| NO RESOURCE | 77511 | PENOBSCOT NATION SOLARLOGIX | 0.2 | 0.2 | N/A | N/A | Indian Island | ME | BHE | Versant Power
| NO RESOURCE | 77514 | JOSEDUTRA02806SOLAR34.2NM | 0.034 | 0.034 | N/A | N/A | BARRINGTON | RI | RI | The Narragansett Electric Company
| NO RESOURCE | 77516 | ROBERTOBRIEN02822SOLAR26.6NM | 0.026 | 0.026 | N/A | N/A | EXETER | RI | RI | The Narragansett Electric Company
| NO RESOURCE | 77517 | PRESUMPSCOT NORTH - EEL WEIR | 4.2 | 4.2 | N/A | N/A | Standish | ME | SME | Collins Hydro LLC
| NO RESOURCE | 77521 | STEPHENCLARK02885SOLAR34.2NM | 0.034 | 0.034 | N/A | N/A | WARREN | RI | RI | The Narragansett Electric Company
| NO RESOURCE | 77523 | WINDMOELLERHOEL02865SOLAR125NM | 0.125 | 0.125 | N/A | N/A | LINCOLN | RI | RI | The Narragansett Electric Company
| NO RESOURCE | 77525 | NM 104MEADOWRD ID2166557 | 0.525 | 0.525 | N/A | N/A | Dedham | MA | BOSTON | NSTAR Electric Company
| NO RESOURCE | 77526 | SM_AOBC 29DRAPERST ID13594005 | 0.24 | 0.24 | N/A | N/A | Woburn | MA | BOSTON | NSTAR Electric Company
| NO RESOURCE | 77527 | ME SKOWHEGAN REID CSG LLC | 0.35 | 0.35 | N/A | N/A | SKOWHEGAN | ME | ME | Central Maine Power Company
| NO RESOURCE | 77532 | SM_NM 1038MTPLEASANT ID5256352 | 0.445 | 0.445 | N/A | N/A | New Bedford | MA | SEMA | NSTAR Electric Company
| NO RESOURCE | 77533 | NM 346PROVIDENCEHWY ID10136819 | 0.15 | 0.15 | N/A | N/A | Dedham | MA | BOSTON | NSTAR Electric Company
| NO RESOURCE | 77534 | SM_NM 155TALBOTAVEPV ID8662030 | 0.48 | 0.48 | N/A | N/A | Boston | MA | BOSTON | NSTAR Electric Company
| NO RESOURCE | 77535 | SM_AOBC 31DRAPERST ID13594259 | 0.2 | 0.2 | N/A | N/A | Woburn | MA | BOSTON | NSTAR Electric Company
| NO RESOURCE | 77536 | SM_AOBC 57WELLAVEPV ID9031480 | 0.24 | 0.24 | N/A | N/A | Newton | MA | BOSTON | NSTAR Electric Company
| NO RESOURCE | 77537 | SHARPESOLAR02920SOLAR400RE | 0.4 | 0.4 | N/A | N/A | CRANSTON | RI | RI | The Narragansett Electric Company
| NO RESOURCE | 77544 | COAST OF MAINE ORGANIC | 0.027 | 0.027 | N/A | N/A | East Machias | ME | BHE | Versant Power
| NO RESOURCE | 77546 | COMMPREPSCHOOL02907SOLAR46NM | 0.046 | 0.046 | N/A | N/A | PROVIDENCE | RI | RI | The Narragansett Electric Company
| NO RESOURCE | 77548 | NORTHKINGSTOWN02852SOLAR34.2NM | 0.034 | 0.034 | N/A | N/A | NORTH KINGSTOWN | RI | RI | The Narragansett Electric Company
| NO RESOURCE | 77549 | CAMDEN ROCKPORT HOTEL | 0.022 | 0.022 | N/A | N/A | ROCKPORT | ME | ME | Central Maine Power Company
| NO RESOURCE | 77553 | NM PARTNERSHEALTH ID2093280 | 0.999 | 0.999 | N/A | N/A | Somerville | MA | BOSTON | NSTAR Electric Company
| NO RESOURCE | 77554 | NM CH MA SOLAR LLC ID2125197 | 0.491 | 0.491 | N/A | N/A | Chelsea | MA | BOSTON | NSTAR Electric Company
| NO RESOURCE | 77555 | SM_AOBC BWCFORTPOND ID2385734 | 0.2 | 0.2 | N/A | N/A | Acton | MA | BOSTON | NSTAR Electric Company
| NO RESOURCE | 77556 | NM OLYMPIA NOMINEE ID2157251 | 0.499 | 0.499 | N/A | N/A | Woburn | MA | BOSTON | NSTAR Electric Company
| NO RESOURCE | 77557 | SM_AOBC 23DRAPERST ID13551311 | 0.2 | 0.2 | N/A | N/A | Woburn | MA | BOSTON | NSTAR Electric Company
| NO RESOURCE | 77561 | RSU 13 ASH POINT SCHOOL | 0.1 | 0.1 | N/A | N/A | OWLS HEAD | ME | ME | Central Maine Power Company
| NO RESOURCE | 77565 | ANTRON02019SOLAR240QF | 0.24 | 0.24 | N/A | N/A | BELLINGHAM | MA | RI | Massachusetts Electric Company
| NO RESOURCE | 77566 | NM CONTINENTAL RES ID2133471 | 0.312 | 0.312 | N/A | N/A | Bedford | MA | BOSTON | NSTAR Electric Company
| NO RESOURCE | 77567 | NM SOLAR ARRAY LLC ID2169546 | 0.105 | 0.105 | N/A | N/A | Somerville | MA | BOSTON | NSTAR Electric Company
| NO RESOURCE | 77568 | NM 162 PONDST RLTYTR ID2162591 | 0.149 | 0.149 | N/A | N/A | Ashland | MA | BOSTON | NSTAR Electric Company
| NO RESOURCE | 77569 | SM_AOBC 295SERVICERD ID5671258 | 0.25 | 0.25 | N/A | N/A | Sandwich | MA | SEMA | NSTAR Electric Company
| NO RESOURCE | 77570 | WESTBRK SCH DEPT_410 BRIDGE ST | 0.15 | 0.15 | N/A | N/A | WESTBROOK | ME | SME | Central Maine Power Company
| NO RESOURCE | 77571 | YWCA01844SOLAR100QF | 0.1 | 0.1 | N/A | N/A | METHUEN | MA | BOSTON | Massachusetts Electric Company
| NO RESOURCE | 77575 | PUTNAMPIKELLC02814SOLAR200RE | 0.2 | 0.2 | N/A | N/A | CHEPACHET | RI | RI | The Narragansett Electric Company
| NO RESOURCE | 77580 | BIDDEFORD SCHOOL DEPT | 0.39 | 0.39 | N/A | N/A | BIDDEFORD | ME | SME | Central Maine Power Company
| NO RESOURCE | 77587 | MANTONDEV02909SOLAR150NM | 0.15 | 0.15 | N/A | N/A | PROVIDENCE | RI | RI | The Narragansett Electric Company
| NO RESOURCE | 77595 | NM LEXINGTON HIGHSCH ID2009595 | 0.388 | 0.388 | N/A | N/A | Lexington | MA | BOSTON | NSTAR Electric Company
| NO RESOURCE | 77596 | NM LEXINGTON BOWMAN ID2009615 | 0.079 | 0.079 | N/A | N/A | Lexington | MA | BOSTON | NSTAR Electric Company
| NO RESOURCE | 77597 | NM LEXINGTNHARRINGTN ID2009605 | 0.135 | 0.135 | N/A | N/A | Lexington | MA | BOSTON | NSTAR Electric Company
| NO RESOURCE | 77598 | NM LEXINGTNESTABROOK ID2009611 | 0.135 | 0.135 | N/A | N/A | Lexington | MA | BOSTON | NSTAR Electric Company
| NO RESOURCE | 77599 | NM CIRCLE FURNITURE ID2013623 | 0.126 | 0.126 | N/A | N/A | Acton | MA | BOSTON | NSTAR Electric Company
| NO RESOURCE | 77600 | NM 440MCCLELLANSOL ID2063964 | 0.499 | 0.499 | N/A | N/A | E Boston | MA | BOSTON | NSTAR Electric Company
| NO RESOURCE | 77601 | NM LONGVIEW PLACE ID2167216 | 0.073 | 0.073 | N/A | N/A | Waltham | MA | BOSTON | NSTAR Electric Company
| NO RESOURCE | 77602 | BALISETLLC02888SOLAR360RE | 0.36 | 0.36 | N/A | N/A | WARWICK | RI | RI | The Narragansett Electric Company
| NO RESOURCE | 77605 | SM_QF EXTRASPACEMGT ID10507843 | 0.073 | 0.073 | N/A | N/A | Waltham | MA | BOSTON | NSTAR Electric Company
| NO RESOURCE | 77606 | NM ZOONEWENGLAND ID11252225 | 0.25 | 0.25 | N/A | N/A | Natick | MA | BOSTON | NSTAR Electric Company
| NO RESOURCE | 77607 | SM_QF VSCANTONSMART ID9458605 | 0.25 | 0.25 | N/A | N/A | Canton | MA | SEMA | NSTAR Electric Company
| NO RESOURCE | 77608 | SM_NM AMERESCOINC ID8597882 | 0.375 | 0.375 | N/A | N/A | Chelsea | MA | BOSTON | NSTAR Electric Company
| NO RESOURCE | 77609 | SM_QF D-SMARKETPROP ID15516846 | 0.24 | 0.24 | N/A | N/A | Natick | MA | BOSTON | NSTAR Electric Company
| NO RESOURCE | 77611 | S&H02368SOLAE75QF | 0.075 | 0.075 | N/A | N/A | RANDOLPH | MA | SEMA | Massachusetts Electric Company
| NO RESOURCE | 77625 | SM_QF_84_WESTOVER | 0.212 | 0.212 | N/A | N/A | LUDLOW | MA | WMA | NSTAR Electric Company
| NO RESOURCE | 77626 | SM_NM_303_CRANE | 0.24 | 0.24 | N/A | N/A | PITTSFIELD | MA | WMA | NSTAR Electric Company
| NO RESOURCE | 77628 | SM_QF_TINKHAM_MGMT | 0.108 | 0.108 | N/A | N/A | SPRINGFIELD | MA | WMA | NSTAR Electric Company
| NO RESOURCE | 77629 | SM_NM_179_DAGGETT | 0.225 | 0.225 | N/A | N/A | WEST SPRINGFIELD | MA | WMA | NSTAR Electric Company
| NO RESOURCE | 77630 | SM_QF_201_NEXTGRID | 0.24 | 0.24 | N/A | N/A | SOUTHWICK | MA | WMA | NSTAR Electric Company
| NO RESOURCE | 77632 | SM_QF_151_SPRINGFIELD | 0.2 | 0.2 | N/A | N/A | AGAWAM | MA | WMA | NSTAR Electric Company
| NO RESOURCE | 77633 | NM ALTERNATEPOWER ID2102456 | 0.499 | 0.499 | N/A | N/A | Wareham | MA | SEMA | NSTAR Electric Company
| NO RESOURCE | 77634 | SM_QF TCD234WELLSPRO ID8920691 | 0.48 | 0.48 | N/A | N/A | Newton | MA | BOSTON | NSTAR Electric Company
| NO RESOURCE | 77635 | SM_AOBC SECONDORHLDG ID9343638 | 0.48 | 0.48 | N/A | N/A | Framingham | MA | BOSTON | NSTAR Electric Company
| NO RESOURCE | 77636 | QF TOWNOFSHARON ID14281319 | 0.48 | 0.48 | N/A | N/A | Sharon | MA | SEMA | NSTAR Electric Company
| NO RESOURCE | 77637 | SM_QF 27BOYLSTONST ID13963984 | 0.063 | 0.063 | N/A | N/A | Chestnut Hill | MA | BOSTON | NSTAR Electric Company
| NO RESOURCE | 77639 | SM_AOBC_FORT RIVER | 3.83 | 3.83 | N/A | N/A | AMHERST | MA | WMA | NSTAR Electric Company

## 5.2 Sys Planning DCR Assumption
Link: | Transmission Planning Technical Guide
Load Zone | Resource Type | Resource Sub-Type | Dispatch Zone (1) | Capacity Commitment Period (FCA #)
|  |  |  | 2026/2027 (FCA 17) |  | 2027/2028 (FCA 18)
|  |  |  | Summer | Winter | Summer | Winter
CT | Active DCR | ADCR | Eastern CT | 44.519 | 45.075 | 44.519 | 45.075
|  |  | Northern CT | 55.676 | 55.677 | 48.275 | 48.275
|  |  | Norwalk ̶ Stamford | 3.078 | 3.078 | 3.078 | 3.078
|  |  | Western CT | 72.67 | 71.749 | 56.261 | 55.34
|  | Total active |  | 175.943 | 175.579 | 152.133 | 151.768
| Passive DCR | On-Peak |  | 231.78 | 72.81 | 190.01 | 68.566
|  | Seasonal Peak |  | 449.445 | 517.323 | 412.044 | 450.84
|  | Total passive |  | 681.225 | 590.133 | 602.054 | 519.406
| Total CT DCR |  |  | 857.168 | 765.712 | 754.187 | 671.174
ME | Active DCR | ADCR | Bangor Hydro | 2.43 | 2.652 | 2.43 | 2.652
|  |  | Maine | 118.765 | 139.441 | 118.765 | 139.441
|  |  | Portland Maine | 16.608 | 13.606 | 16.608 | 13.606
|  | Total active |  | 137.803 | 155.699 | 137.803 | 155.699
| Passive DCR | On-Peak |  | 176.364 | 180.005 | 120.458 | 121.083
|  | Seasonal Peak |  | 0 | 0 | 0 | 0
|  | Total passive |  | 176.364 | 180.005 | 120.458 | 121.083
| Total ME DCR |  |  | 314.167 | 335.704 | 258.261 | 276.782
NEMA | Active DCR | ADCR | Boston | 83.402 | 83.402 | 77.514 | 77.514
|  |  | North Shore | 20.04 | 20.141 | 14.692 | 14.793
|  | Total active |  | 103.442 | 103.543 | 92.206 | 92.307
| Passive DCR | On-Peak |  | 543.367 | 422.375 | 471.16 | 402.823
|  | Seasonal Peak |  | 0 | 0 | 0 | 0
|  | Total passive |  | 543.367 | 422.375 | 471.16 | 402.823
| Total NEMA DCR |  |  | 646.809 | 525.918 | 563.366 | 495.13
NH | Active DCR | ADCR | New Hampshire | 35.219 | 34.5 | 35.219 | 34.5
|  |  | Seacoast | 8.199 | 9.017 | 8.199 | 9.017
|  | Total active |  | 43.418 | 43.517 | 43.418 | 43.517
| Passive DCR | On-Peak |  | 144.131 | 145.464 | 134.776 | 137.773
|  | Seasonal Peak |  | 0 | 0 | 0 | 0
|  | Total passive |  | 144.131 | 145.464 | 134.776 | 137.773
| Total NH DCR |  |  | 187.549 | 188.981 | 178.194 | 181.29
RI | Active DCR | ADCR | Rhode Island | 47.476 | 46.182 | 43.33 | 42.187
|  | Total active |  | 47.476 | 46.182 | 43.33 | 42.187
| Passive DCR | On-Peak |  | 193.127 | 168.435 | 179.576 | 163.172
|  | Seasonal Peak |  | 0 | 0 | 0 | 0
|  | Total passive |  | 193.127 | 168.435 | 179.576 | 163.172
| Total RI DCR |  |  | 240.603 | 214.617 | 222.906 | 205.359
SEMA | Active DCR | ADCR | Lower SEMA | 11.801 | 11.801 | 11.801 | 11.801
|  |  | SEMA | 48.739 | 47.263 | 41.386 | 41.677
|  | Total active |  | 60.54 | 59.064 | 53.187 | 53.478
| Passive DCR | On-Peak |  | 315.938 | 255.736 | 286.83 | 248.033
|  | Seasonal Peak |  | 0 | 0 | 0 | 0
|  | Total passive |  | 315.938 | 255.736 | 286.83 | 248.033
| Total SEMA DCR |  |  | 376.478 | 314.8 | 340.017 | 301.511
VT | Active DCR | ADCR | Northwest Vermont | 37.461 | 41.765 | 36.099 | 40.403
|  |  | Vermont | 12.157 | 15.343 | 11.667 | 14.852
|  | Total active |  | 49.618 | 57.108 | 47.766 | 55.255
| Passive DCR | On-Peak |  | 107.666 | 137.125 | 105.657 | 137.514
|  | Seasonal Peak |  | 0 | 0 | 0 | 0
|  | Total passive |  | 107.666 | 137.125 | 105.657 | 137.514
| Total VT DCR |  |  | 157.284 | 194.233 | 153.423 | 192.769
WCMA | Active DCR | ADCR | Central MA | 42.076 | 40.492 | 36.652 | 36.652
|  |  | Springfield MA | 21.154 | 21.153 | 21.153 | 21.153
|  |  | Western MA | 41.096 | 40.192 | 37.181 | 35.137
|  | Total active |  | 104.326 | 101.837 | 94.986 | 92.942
| Passive DCR | On-Peak |  | 350.622 | 322.152 | 342.826 | 309.061
|  | Seasonal Peak |  | 17.61 | 14.778 | 12.941 | 11.656
|  | Total passive |  | 368.232 | 336.93 | 355.767 | 320.717
| Total WCMA DCR |  |  | 472.558 | 438.767 | 450.753 | 413.659
ISO New England Total | Active DCR | ADCR |  | 722.566 | 742.529 | 664.829 | 687.153
|  | Total active |  | 722.566 | 742.529 | 664.829 | 687.153
| Passive DCR | On-Peak |  | 2062.995 | 1704.102 | 1831.293 | 1588.025
|  | Seasonal Peak |  | 467.055 | 532.101 | 424.985 | 462.496
|  | Total passive |  | 2530.05 | 2236.203 | 2256.278 | 2050.521
| Total ISO-NE DCR |  |  | 3252.616 | 2978.732 | 2921.107 | 2737.674

## 6.1 Transmission Proj Links
Link: | Regional System Plan and Related Analyses
Link: | Interconnection Request Queue
Link: | Transmission Owner Planning Advisory Committee

## 6.2 Forecasts for Trans Pln
Links: | Transmission Planning Technical Guide
90/10 Peak Forecast of Gross Absent Large Load (1, 2)
SUMMER
Load Zone | 2026 | 2027 | 2028 | 2029 | 2030 | 2031 | 2032 | 2033 | 2034 | 2035 | 2036
CT | 7046 | 7080 | 7121 | 7176 | 7239 | 7307 | 7388 | 7437 | 7506 | 7564 | 7631
ME | 2255 | 2267 | 2286 | 2311 | 2351 | 2379 | 2402 | 2425 | 2446 | 2472 | 2499
NEMA | 5662 | 5693 | 5733 | 5770 | 5843 | 5920 | 5982 | 6045 | 6097 | 6148 | 6207
NH | 2768 | 2786 | 2800 | 2830 | 2851 | 2875 | 2899 | 2931 | 2961 | 2986 | 3013
RI | 1967 | 1977 | 1985 | 1998 | 2017 | 2036 | 2052 | 2069 | 2084 | 2102 | 2123
SEMA | 3896 | 3922 | 3944 | 3992 | 4043 | 4084 | 4129 | 4175 | 4222 | 4278 | 4326
VT | 1064 | 1068 | 1072 | 1075 | 1083 | 1092 | 1101 | 1112 | 1121 | 1131 | 1144
WCMA | 3862 | 3885 | 3908 | 3936 | 3968 | 4008 | 4048 | 4096 | 4138 | 4181 | 4231
MA (Sum of NEMA, SEMA, WCMA) | 13420 | 13500 | 13585 | 13698 | 13854 | 14012 | 14159 | 14316 | 14457 | 14607 | 14764
ISO-NE | 28520 | 28678 | 28849 | 29089 | 29395 | 29701 | 30001 | 30291 | 30576 | 30863 | 31174
WINTER
Load Zone | 2026/2027 | 2027/2028 | 2028/2029 | 2029/2030 | 2030/2031 | 2031/2032 | 2032/2033 | 2033/2034 | 2034/2035 | 2035/2036 | 2036/2037
CT | 4992 | 5037 | 5110 | 5200 | 5314 | 5463 | 5629 | 5821 | 6045 | 6287 | 6526
ME | 2207 | 2278 | 2365 | 2480 | 2618 | 2771 | 2955 | 3147 | 3351 | 3559 | 3768
NEMA | 4181 | 4236 | 4316 | 4414 | 4533 | 4677 | 4846 | 5042 | 5233 | 5437 | 5648
NH | 2140 | 2163 | 2194 | 2236 | 2289 | 2349 | 2414 | 2491 | 2579 | 2681 | 2795
RI | 1355 | 1372 | 1395 | 1423 | 1460 | 1505 | 1559 | 1625 | 1696 | 1771 | 1854
SEMA | 2636 | 2686 | 2751 | 2835 | 2940 | 3050 | 3186 | 3334 | 3493 | 3653 | 3817
VT | 1016 | 1046 | 1085 | 1141 | 1203 | 1275 | 1360 | 1452 | 1557 | 1662 | 1767
WCMA | 2975 | 3035 | 3120 | 3224 | 3351 | 3510 | 3682 | 3874 | 4071 | 4271 | 4478
MA (Sum of NEMA, SEMA, WCMA) | 9792 | 9957 | 10187 | 10473 | 10824 | 11237 | 11714 | 12250 | 12797 | 13361 | 13943
ISO-NE | 21502 | 21852 | 22336 | 22954 | 23707 | 24600 | 25632 | 26785 | 28025 | 29321 | 30652
PV Forecast(3, 4, 5)
June 1 Total Nameplate Capacity
Load Zone | 2026 | 2027 | 2028 | 2029 | 2030 | 2031 | 2032 | 2033 | 2034 | 2035 | 2036
CT | 1508.146 | 1658.1994 | 1790.4241 | 1898.416 | 1984.1655 | 2061.4902 | 2135.4736 | 2210.8386 | 2288.4989 | 2366.1784 | 2444.4237
ME | 1199.2279 | 1253.4759 | 1300.7819 | 1341.3419 | 1380.6359 | 1420.2036 | 1460.7213 | 1502.1731 | 1544.4319 | 1586.5943 | 1627.556
NEMA | 774.4294 | 857.7002 | 941.5277 | 1014.1613 | 1067.9414 | 1105.3937 | 1130.8238 | 1157.1837 | 1187.2571 | 1219.5511 | 1253.2888
NH | 343.1757 | 376.6985 | 411.4168 | 444.0974 | 472.8687 | 499.277 | 525.2916 | 553.3696 | 584.0526 | 616.3384 | 650.3218
RI | 521.5161 | 573.5754 | 621.0016 | 663.4639 | 700.5577 | 733.8642 | 765.3857 | 796.0378 | 826.1361 | 856.0554 | 885.0511
SEMA | 1658.7974 | 1785.423 | 1915.7041 | 2035.0718 | 2121.5797 | 2178.4634 | 2218.4821 | 2259.685 | 2304.5942 | 2351.2983 | 2399.0508
VT | 611.8081 | 656.0998 | 697.7168 | 735.7326 | 772.6485 | 808.5186 | 841.799 | 874.767 | 906.5803 | 938.1761 | 969.7644
WCMA | 1953.8481 | 2059.7725 | 2165.7497 | 2259.2496 | 2329.0866 | 2376.3782 | 2409.8955 | 2442.9045 | 2476.5752 | 2510.4143 | 2543.9653
MA (Sum of NEMA, SEMA, WCMA) | 4387.0749 | 4702.8957 | 5022.9815 | 5308.4827 | 5518.6077 | 5660.2353 | 5759.2014 | 5859.7732 | 5968.4264 | 6081.2638 | 6196.3049
ISO-NE | 8570.9486 | 9220.9446 | 9844.3226 | 10391.5345 | 10829.4841 | 11183.589 | 11487.8726 | 11796.9593 | 12118.1263 | 12444.6063 | 12773.4221
BTM BESS Forecast(6,7)
June 1 Total Nameplate Capacity
Load Zone | 2026 | 2027 | 2028 | 2029 | 2030 | 2031 | 2032 | 2033 | 2034 | 2035 | 2036
CT | 1.933 | 8.0359 | 14.3938 | 20.0255 | 23.5299 | 24.9439 | 24.9439 | 24.9439 | 24.9439 | 25.1062 | 25.7701
ME | 0.43866 | 1.8319 | 3.3041 | 4.6174 | 5.4393 | 5.8017 | 5.928 | 6.1188 | 6.2787 | 6.3669 | 6.4635
NEMA | 1.9616 | 8.8483 | 17.3922 | 25.1587 | 30.5517 | 32.7475 | 32.9503 | 33.5599 | 34.3563 | 35.0957 | 35.8922
NH | 0.22844 | 0.98338 | 1.8517 | 2.6538 | 3.1693 | 3.3773 | 3.3773 | 3.3962 | 3.4736 | 3.6062 | 3.7683
RI | 0.10531 | 0.45353 | 0.97026 | 1.7327 | 2.3593 | 2.6122 | 2.6122 | 2.6122 | 2.6122 | 2.6122 | 2.6122
SEMA | 2.9809 | 13.4465 | 27.5875 | 42.6948 | 53.1849 | 57.4562 | 57.5368 | 57.5368 | 57.5368 | 57.5368 | 57.6448
VT | 0.71129 | 2.7341 | 4.2341 | 5.2405 | 5.8781 | 6.4493 | 6.958 | 7.4327 | 7.8566 | 8.2443 | 8.6059
WCMA | 1.6106 | 7.2652 | 15.1034 | 23.8308 | 29.8909 | 32.3584 | 32.405 | 32.405 | 32.4803 | 32.7255 | 32.9285
MA (Sum of NEMA, SEMA, WCMA) | 6.5531 | 29.5601 | 60.0831 | 91.6843 | 113.6275 | 122.5621 | 122.8921 | 123.5017 | 124.3734 | 125.3579 | 126.4655
ISO-NE | 9.9698 | 43.5989 | 84.837 | 125.9542 | 154.0035 | 165.7465 | 166.7115 | 168.0055 | 169.5385 | 171.2936 | 173.6854

## 6.3 Forecasts for ARAs
Links: | Long-Term Load Forecast Methodology Overview
|  | Summer Peak (MW) |  |  | Winter Peak (MW)
CCP | Reconfiguration Auction | Adjusted 50/50 Gross | Adjusted 90/10 Gross | Adjustment | Adjusted 50/50 Gross | Adjusted 90/10 Gross | Adjustment
2027/2028 | ARA 3 | 27810 | 29753 | -25.323 | 22485 | 23361 | 24.3915

## Appendix A.1 Resources
A.1 Resources
Link: | Glossary and Acronyms
Link: | System Planning Subareas
Link: | Load Zones
Generator Type
Fuel Type

## Appendix A.2 References
A.2 References
“Auction Reports and Supporting Data.” Webpage. Accessed April 1, 2026.
https://www.iso-ne.com/fca-results
“CELT Reports.” Webpage. Accessed April 1, 2026.
https://www.iso-ne.com/celt
“Distributed Generation Forecast.” Webpage. Accessed April 1, 2026.
https://www.iso-ne.com/dg-forecast
“Distributed Generation Forecast Working Group.” Webpage. Accessed April 1, 2026.
https://www.iso-ne.com/dgfwg
“Forward Capacity Auction Obligations.” Spreadsheet. Last modified Feb. 21, 2024.
https://www.iso-ne.com/static-assets/documents/2018/02/fca_obligations.xlsx
Final 2026 Heating Electrification Forecast (2026)
https://www.iso-ne.com/static-assets/documents/100034/heatfx2026final.pdf
Final 2026 Transportation Electrification Forecast (2026)
https://www.iso-ne.com/static-assets/documents/100034/transfx2026final.pdf
“Final RSP Project List — March 2026.” Spreadsheet. Last modified April 9, 2026.
https://www.iso-ne.com/static-assets/documents/100034/final_rsp_project_list_mar2026.xlsx
“Final Asset Condition List — March 2026.” Spreadsheet. Last modified April 9, 2026.
https://www.iso-ne.com/static-assets/documents/100034/final_asset_condition_list_mar2026.xlsx
“Forward Capacity Market.” Webpage. Accessed April 1, 2026.
https://www.iso-ne.com/fcm
“Glossary and Acronyms.” Webpage. Accessed April 1, 2026.
https://www.iso-ne.com/glossary
“Interconnection Process Guide.” Webpage. Accessed April 1, 2026.
https://www.iso-ne.com/interconnections
“Interconnection Request Queue.” Webpage. Accessed April 1, 2026.
https://www.iso-ne.com/irq
ISO New England Inc. Transmission, Markets, and Services Tariff, Section I — General Terms and Conditions. Last Modified March 1, 2025.
https://www.iso-ne.com/static-assets/documents/regulatory/tariff/sect_1/sect_i.pdf
ISO New England Inc. Transmission, Markets, and Services Tariff, Section III — Market Rule 1. Last modified April 11, 2026.
https://www.iso-ne.com/marketrule1
“ISO Operating Procedures.” Webpage. Accessed April 1, 2026.
https://www.iso-ne.com/ops
ISO New England Open Access Transmission Tariff (OATT). Last modified April 3, 2026.
https://www.iso-ne.com/oatt
“Load Forecast.” Webpage. Accessed April 1, 2026.
https://www.iso-ne.com/lf
“Load Forecast Committee.” Webpage. Accessed April 1, 2026.
https://www.iso-ne.com/lfc
OATT, Schedule 22 — Large Generator Interconnection Procedures. Last modified Aug. 12, 2024.
https://www.iso-ne.com/sched22-lgip
OATT, Schedule 23 — Small Generator Interconnection Procedures. Last modified Aug. 12, 2024.
https://www.iso-ne.com/sched23-sgip
Operating Procedure No. 14, Technical Requirements for Generators, Demand Response Resources, Asset Related Demands, and Alternative Technology Regulation Resources. Holyoke, MA: ISO New England, June 3, 2024.
https://www.iso-ne.com/op14
“Regional System Plan and Related Analyses.” Webpage. Accessed April 1, 2026.
https://www.iso-ne.com/rsp
“Reliability Committee.” Webpage. Accessed April 1, 2026.
https://www.iso-ne.com/rc
“Seasonal Claimed Capability.” Website. Last modified April 5, 2026.
https://www.iso-ne.com/scc
“Transmission Owner Planning Advisory Committee.” Webpage. Accessed April 1, 2026.
https://www.iso-ne.com/topac
Transmission Planning Technical Guide, Rev. 8.4. Holyoke, MA: ISO New England, Sept. 30, 2025.
https://www.iso-ne.com/static-assets/documents/100028/tptg_rev8_4.pdf
US Energy Information Administration. “Form EIA-860 detailed data with previous form data (EIA-860A/860B).” Webpage. Last modified Sept. 9, 2025.
https://www.eia.gov/electricity/data/eia860/