## Introduction
Introduction
2016 ISO New England (ISO-NE) Reliability Coordinator Area Forecast
The “2016-2025 Forecast Report of Capacity, Energy, Loads, and Transmission” (CELT Report) is a source of assumptions for use in electric planning and operations reliability studies. This report provides assumptions for the ISO New England Reliability Coordinator area.
In previous CELT Reports, total New England Load and Total New England Capacity, which included northern Maine, were included in the Section 1 summaries for reference purposes. However, in this year's report those lines have been removed since they are no longer used by ISO New England System Planning.
In this edition of the CELT Report, there have been some changes to the reporting of behind-the-meter (BTM) PV in Section 3.1, "Forecast of Solar Photovoltaic (PV) Resources by State". Section 3.1 consists of total state-by-state solar PV forecasts based on nameplate rating, as well as the estimated summer seasonal peak load reductions and estimated energy production from behind-the-meter (BTM) PV. In contrast to the 2015 CELT, for which BTM PV was further subdivided into two categories, behind-the-meter PV embedded in load (BTMEL) and behind-the-meter PV not embedded in load (BTMNEL), full PV reconstitution allowed ISO to combine these two categories into one (BTM) category. The forecast methodology and assumptions are available at http://www.iso-ne.com/system-planning/system-forecasting/distributed-generation-forecast.
In Section 1, the ISO New England Reliability Coordinator area reference load forecast may be characterized as having a fifty percent chance of being exceeded. The load forecast distributions for the years 2016 through 2025 are included in Section 1.6 of this report. Additional information on the load forecast, including the forecast bandwidths, is available on the ISO New England web site (see links below).
The capacity values in Section 1 are based on the Capacity Supply Obligations (CSO) for the Forward Capacity Market’s (FCM) 2015-2016, 2016-2017, 2017-2018, 2018-2019 and 2019-2020 Capacity Commitment Periods as of March 18, 2016. These include new and existing generating resources, demand resources, and imports.
The CSOs for each of the commitment periods are based on the following FCM auction results:
| 2015-2016 | Annual Reconfiguration Auction 3
| 2016-2017 | Annual Reconfiguration Auction 3
| 2017-2018 | Annual Reconfiguration Auction 1
| 2018-2019 | Forward Capacity Auction
| 2019-2020 | Forward Capacity Auction
The generating resource and demand resource CSO totals for the 2019­2020 Capacity Commitment Period are assumed to remain in place for the remainder of the CELT reporting period. Imports beyond the 2019-2020 Capacity Commitment Period reflect only known, long-term contracts.
The annual generating capacity totals based on Seasonal Claimed Capability (SCC)2 are included as a line item in Sections 1.1 and 1.2. Those values are based on the SCCs of existing assets plus the expected capability of future FCM and non-FCM resources. The non-FCM resources are those that do not have FCM obligations, but are part of the ISO New England Generator Interconnection Queue3 and are expected to become commercial in 2016 or 2017.
Section 2.1 of the CELT Report lists details for all generating assets as of January 1, 2016. It also includes SCC values for the winter 2015/16 peak, which occurred on February 15, 2016, and projected summer SCC values for August 1, 2016.
Section 4.1 summarizes the results of the 2015-2016, 2016-2017, 2017-2018, 2018-2019, and 2019-2020 Forward Capacity Market Capacity Supply Obligations (CSOs) by Load Zone as of March 18, 2016. In the case of 2015-16, monthly auction results are not taken into consideration; the results shown are for the third Annual Reconfiguration Auction (ARA3).
The October 31, 2008 Forward Capacity Market (FCM)/Queue Amendments filing (FERC Docket ER09237 http://www.iso-ne.com/static-assets/documents/regulatory/ferc/filings/2008/oct/er09_237_000_10_8_31_fcm_queue.pdf) established the Network Resource Capability (NRC) and Capacity Network Resource Capability (CNRC) values for each generating resource. Section 5.1, “Network Resource Capability (NRC) & Capacity Network Resource Capability (CNRC) List”, lists the NRC & CNRC values calculated consistent with Schedules 22 and 23 of the Open Access Transmission Tariff (the Large and Small Generator Interconnection Procedures).
Section 6 lists links associated with transmission related documents available on the ISO New England website at: http://www.iso-ne.com.
The appendices in the report are as follows:
- Appendix A defines the commonly used terms and abbreviations used in this report;
- Appendix B provides a list of the Federal Information Processing Standard (FIPS) Codes and the list of Regional System Plan (RSP) Subareas;
- Appendix C includes two graphs that illustrate the summer Capacity Supply Obligations and load forecast;
- Appendix D tracks the CSOs for each Commitment Period, by Load Zone, from the Forward Capacity Auction (FCA) results through the subsequent proration, bilaterals, and Annual Reconfiguration Auctions;
- Appendix E lists the Qualified and Cleared Capacity for all Resources that qualified to participate in the tenth Forward Capacity Auction (FCA 10);
- Appendix F is the most recent update of the New England geographic transmission map.
CELT Reports and related documents are available on the ISO New England website at:
http://www.iso-ne.com/system-planning/system-plans-studies/celt
http://www.iso-ne.com/isoexpress/web/reports/operations/-/tree/seasonal-claimed-capability
http://www.iso-ne.com/system-planning/system-plans-studies/rsp
http://www.iso-ne.com/participate/applications-status-changes/new-modified-interconnections
http://www.iso-ne.com/system-planning/transmission-planning/interconnection-request-queue
Please do not hesitate to contact ISO New England at custserv@iso-ne.com with any questions or comments regarding the information contained herein.
1 ISO New England is the Reliability Coordinator (RC), Balancing Authority (BA) and Transmission Operator (TOP) for New England. Throughout this document, the ISO is referred to as the RC since the RC has responsibility for overseeing the other two functions.
2 For more information on generating assets, refer to the Seasonal Claimed Capability Report at: http://www.iso-ne.com/isoexpress/web/reports/operations/-/tree/seasonal-claimed-capability.
3 The Generator Interconnection Queue is posted on the ISO New England website at http://www.iso­ne.com/system-planning/transmission-planning/interconnection-request-queue.

## Preface
Preface
This 2016 edition of the "Forecast Report of Capacity, Energy, Loads, and Transmission" (CELT) reflects a load forecast based upon demographic, economic, and market information available through winter 2015-16 for publication in May 2016. Accordingly, this CELT edition supersedes prior CELT publications.
This report presents the ISO-NE Reliability Coordinator area 2016 - 2025 forecast of:
· Electric energy demand and peak load;
· Existing ISO-NE Control Area electrical capacity and proposed changes;
· Scheduled and proposed transmission changes; with listings of existing and summaries of proposed generation projects.
Generating asset details are represented in Section 2.1 of this report for three different periods: a snapshot of January 1, 2016, a snapshot of the winter peak on February 15, 2016, and a projection for the summer of 2016. This report represents the efforts of Market Participants' staffs, jointly with ISO-NE, under the review of the Load Forecasting and Reliability Committees. Additional information regarding the documentation of the electric energy demand and peak load forecasts presented in this report may be found on ISO-NE’s web site at:
http://www.iso-ne.com/system-planning/system-plans-studies/celt

## Table of Contents
Table of Contents
Introduction
Preface
Section 1 Summaries | Section 6 Transmission Information
1.1 Summer Peak Capabilities and Load Forecast | 6.1 Transmission Project Links
1.2 Winter Peak Capabilities and Load Forecast
1.3 Summary Summer Capability by Fuel/Unit Type | Appendix A
1.4 Summary Winter Capability by Fuel/Unit Type | A.1 Definitions
1.5 Actual and Estimated Energy and Peak Loads | A.2 Company Abbreviations
1.6 Seasonal Peak Load Forecast Distributions | A.3 Column Abbreviations - Prime Mover (Unit Type)
A.4 Column Abbreviations Energy Source (Fuel)
Section 2 Control Area Capability
2.1 Generator List with Existing and Expected Seasonal Claimed Capability (SCC) | Appendix B
2.1 Endnotes | B.1 Federal Information Processing Standard (FIPS) Codes
2.2 Net of Imports and Exports | B.2 Regional System Plan (RSP) Subarea Descriptions
Section 3 Solar Forecast | Appendix C
3.1 Forecast of Solar Photovoltaic (PV) Resources by State | C.1 CSO and Load Graphs
3.1.1 Nameplate Rating
3.1.2 Estimated Summer Seasonal Peak Load Reductions - BTM PV | Appendix D
3.1.3 Estimated Annual Energy - BTM PV | 2015-2016 through 2019-2020 Capacity Supply Obligations by Load Zone
Section 4 FCM Capacity Supply Obligations | Appendix E
4.1 Summary of Capacity Supply Obligations (CSO) | List of FCA 10 Qualified and Cleared Capacity for All Resources
Section 5 Forward Capacity Market Resource Capabilities | Appendix F
5.1 Network Resource Capability (NRC) and Capacity Network Resource Capability (CNRC) List | New England Geographic Transmission Map
5.2 Summary of Demand Resource Capacity (MW) Used in System Planning Studies

## 1.1 Summer Peak
1.1 Summer Peak Capabilities and Load Forecast (MW)
|  | 2015 | 2016 | 2017 | 2018 | 2019 | 2020 | 2021 | 2022 | 2023 | 2024 | 2025
ISO-NE RELIABILITY COORDINATOR AREA
1. LOAD (1, 2, 3)
| 1.1 REFERENCE - Without reductions | 28660 | 28966 | 29307 | 29652 | 29975 | 30276 | 30578 | 30883 | 31190 | 31493 | 31794
| 1.1.1 Behind-the-Meter (BTM) PV (4) | 313.9383 | 422.9458 | 519.5134 | 582.1565 | 631.5855 | 675.5579 | 714.2695 | 745.9188 | 775.0334 | 801.7104 | 827.6434
| 1.2 REFERENCE - With reduction for BTM PV | 28346.0617 | 28543 | 28788 | 29070 | 29344 | 29601 | 29863 | 30137 | 30415 | 30691 | 30966
| 1.2.1 Passive DR (PDR) used in System Planning (5) | 1685 | 1839 | 2089 | 2306 | 2561 | 2812 | 3047 | 3267 | 3473 | 3665 | 3844
| 1.3 REFERENCE - With reduction for BTM PV and PDR | 26661.0617 | 26704 | 26698 | 26765 | 26783 | 26789 | 26816 | 26870 | 26942 | 27026 | 27122
2. CAPACITY BASED ON FCM OBLIGATIONS
| 2.1 GENERATING RESOURCES (6) | 29725.614 | 29887.967 | 29547.132 | 30393.105 | 31340.576 | 31440.576 | 31440.576 | 31440.576 | 31440.576 | 31440.576 | 31440.576
| 2.2 DEMAND RESOURCES (6, 7) | 2325.851 | 2441.355 | 2797.735 | 2750.641 | 2746.156 | 2746.156 | 2746.156 | 2746.156 | 2746.156 | 2746.156 | 2746.156
| 2.2.1 ACTIVE DR | 638.393 | 556.453 | 841.072 | 596.701 | 377.525 | 377.525 | 377.525 | 377.525 | 377.525 | 377.525 | 377.525
| 2.2.2 PASSIVE DR | 1687.458 | 1884.902 | 1956.663 | 2153.94 | 2368.631 | 2368.631 | 2368.631 | 2368.631 | 2368.631 | 2368.631 | 2368.631
| 2.3 IMPORTS (8) | 1337.037 | 1162.202 | 1405.53 | 1479 | 1479.8 | 96 | 90 | 90 | 90 | 90 | 90
| 2.4 TOTAL (9) | 33388.502 | 33491.524 | 33750.397 | 34622.746 | 35566.532 | 34282.732 | 34276.732 | 34276.732 | 34276.732 | 34276.732 | 34276.732
3. CAPACITY BASED ON SEASONAL CLAIMED CAPABILITY (SCC) (10) (11)
| 3.1 GENERATION CLAIMED FOR CAPABILITY | 30580 | 30581.1016 | 29908.172 | 30968.428 | 32118.376 | 32111.376 | 32121.376 | 32127.376 | 32133.376 | 32138.376 | 32144.376
4. RESERVES - Based on Reference Load with reduction for Passive DR
4.1 INSTALLED RESERVES - Based on CSOs of Generating Resources (line 2.1), Active DR (line 2.2.1), and Imports (line 2.3)
| 4.1.1 MW | 5039.9823 | 4902.622 | 5095.734 | 5703.806 | 6414.901 | 5125.101 | 5092.101 | 5038.101 | 4966.101 | 4882.101 | 4786.101
| 4.1.2 % OF LOAD | 18.9039 | 18.3591 | 19.0866 | 21.3107 | 23.9514 | 19.1314 | 18.989 | 18.7499 | 18.4326 | 18.0645 | 17.6466
4.2 INSTALLED RESERVES - Based on Generation SCC (line 3.1), Active DR (line 2.2.1), Imports (line 2.3), and Exports (see footnote 12)
| 4.2.1 MW | 5794.3683 | 5495.7566 | 5356.774 | 6179.129 | 7092.701 | 5795.901 | 5772.901 | 5724.901 | 5658.901 | 5579.901 | 5489.901
| 4.2.2 % OF LOAD | 21.7334 | 20.5803 | 20.0643 | 23.0866 | 26.4821 | 21.6354 | 21.5278 | 21.3059 | 21.004 | 20.6464 | 20.2415
KEY:
| 4.1.1 = 2.1 + 2.2.1 + 2.3 – 1.3 | 2015: 4.2.2 = (4.2.1 / 1.3 ) x 100
| 4.1.2 = (4.1.1 / 1.3 ) x 100 | 2015: 2.4 = 2.1 + 2.2 + 2.3
4.2.1 = (3.1 + 2.2.1 + 2.3) – 1.3
FOOTNOTES:
See Section 1.1 Footnotes on following sheet

## 1.1 Footnotes
1.1 Footnotes
-1 | Represents MW load level associated with a reference forecast having a 50% chance of being exceeded. More information on the April 2016 CELT forecast, including the high and low bandwidths, is available on the ISO-NE Website located at http://www.iso-ne.com/system-planning/system-plans-studies/celt.
-2 | Three versions of the seasonal peak load forecast are shown. The first forecast does not reflect the peak and energy savings of Passive Demand Resources (PDR) or Behind-the-Meter (BTM) PV. The second forecast shown reflects a reduction for BTM PV. The third forecast shown reflects the reductions of BTM PV and PDR. Detailed forecast documentation on the ISO-NE website includes all three versions of the forecast.
-3 | The 2015 summer peak load shown reflects weather normalization. Prior to weather normalization, the actual metered 2015 summer peak of 24,437 MW occurred on July 20, 2015 at hour ending 17:00. See Section 1.5 for actual and estimated peaks and energies. The reconstituted (for the load reducing action of FCM Passive Demand Resources) peak of 26,472 MW occurred on July 20, 2015 at hour ending 17:00.
-4 | Line 1.1.1 consists of Behind-the-Meter PV estimated summer peak load reductions as of July 1 of that year, including an 8% transmission and distribution loss gross up. Refer to Section 3.1 for more details on these values.
-5 | The passive DR shown on line 1.2.1 consists of the Qualified Capacity (QC) of existing resources and primary auction (FCA) results for new resources. These values are used by ISO-NE System Planning in their long-term Needs Assessments and Solutions Studies (see Sec. 5.2 of this report for a breakdown by Load Zone and DR type), and are different from the Capacity Supply Obligations shown on line 2.2.2. Beginning in 2020-2021, passive DR includes an ISO-NE forecast of incremental EE beyond the FCM.
-6 | The 2016 through 2019 capacity for generating and demand resources consists of the current Forward Capacity Market CSOs as of March 18, 2016, and the 2015 CSOs are based on the 2015-2016 ARA 3 results. The 2019 FCM CSO is assumed to remain in place through the end of the CELT reporting period. It is assumed that the 211 MW of Static De-List Bids that were cleared to leave the 2019-2020 Forward Capacity Auction will remain de-listed through the reporting period. The Citizens Block Load CSO is treated as an import rather than a generating resource.
-7 | The demand resource values are based on DR with FCM CSOs, including an 8% transmission and distribution loss gross-up. A passive DR forecast is included with the QC-based DR values on line 1.2.1, beginning in 2020.
-8 | The 2015 through 2019 imports are based on FCM import CSOs. An Administrative Export De-List of 100 MW, which expires on May 31, 2020, is taken into account in the generation capability values from 2015 through 2019. The purchases beyond the 2019-2020 Capacity Commitment Period reflect only known, long-term contracts. Note that one of those long-term contracts is a 6 MW contract that ends October 2020. The FCA #11 qualification process will take this into account in determining its qualified capacity for the upcoming auction.
-9 | May not equal sum due to rounding.
-10 | The generating capability based on SCC values includes all existing ISO New England generating assets as well as projected additions and retirements. Future generating assets consist of non-FCM resources that are expected to go commercial in 2016 or 2017, and all new resources with FCM CSOs. The capabilities of the FCM resources are based on their Qualified Capacity. Also included is a forecast of non-FCM PV capacity, which is based on the nameplate PV forecast shown in Section 3.1.1, together with the assumed percentage of annual growth (37% in service by July 1), and estimated summer seasonal peak load reduction (in % of nameplate) for each year, as shown in Section 3.2.2.
-11 | The 2016 SCC value of 30,581 MW is consistent with the total capacity projected for August 1 in the Section 2.1 Generator List.
-12 | Exports consist of a 100 MW Administrative Export De-List through 2019.

## 1.2 Winter Peak
1.2 Winter Peak Capabilities and Load Forecast (MW)
|  | 15/16 | 16/17 | 17/18 | 18/19 | 19/20 | 20/21 | 21/22 | 22/23 | 23/24 | 24/25 | 25/26
ISO-NE RELIABILITY COORDINATOR AREA
1. LOAD (1, 2, 3)
| 1.1 REFERENCE - Without reductions | 22860 | 22992 | 23170 | 23353 | 23507 | 23633 | 23758 | 23890 | 24022 | 24151 | 24276
| 1.1.1 Behind-the-Meter (BTM) PV (4) | 0 | 0 | 0 | 0 | 0 | 0 | 0 | 0 | 0 | 0 | 0
| 1.2 REFERENCE - With reduction for BTM PV | 22860 | 22992 | 23170 | 23353 | 23507 | 23633 | 23758 | 23890 | 24022 | 24151 | 24276
| 1.2.1 Passive DR (PDR) used in System Planning (5) | 1663 | 1652 | 1832 | 2171 | 2371 | 2604 | 2821 | 3025 | 3215 | 3393 | 3559
| 1.3 REFERENCE - With reduction for BTM PV and PDR | 21197 | 21340 | 21338 | 21183 | 21136 | 21029 | 20937 | 20865 | 20807 | 20758 | 20717
2. CAPACITY BASED ON FCM OBLIGATIONS
| 2.1 GENERATING RESOURCES (6) | 30070.371 | 30177.631 | 29871.776 | 31107.951 | 31990.3 | 32090.3 | 32090.3 | 32090.3 | 32090.3 | 32090.3 | 32090.3
| 2.2 DEMAND RESOURCES (6, 7) | 2285.107 | 2426.833 | 2798.807 | 2752.153 | 2746.156 | 2746.156 | 2746.156 | 2746.156 | 2746.156 | 2746.156 | 2746.156
| 2.2.1 ACTIVE DR | 599.863 | 543.1 | 842.69 | 598.214 | 377.525 | 377.525 | 377.525 | 377.525 | 377.525 | 377.525 | 377.525
| 2.2.2 PASSIVE DR | 1685.244 | 1883.733 | 1956.117 | 2153.939 | 2368.631 | 2368.631 | 2368.631 | 2368.631 | 2368.631 | 2368.631 | 2368.631
| 2.3 IMPORTS (8) | 1326.103 | 1137.202 | 1405.53 | 1017 | 1068.8 | 89 | 89 | 89 | 89 | 89 | 89
| 2.4 TOTAL (9) | 33681.581 | 33741.666 | 34076.113 | 34877.104 | 35805.256 | 34925.456 | 34925.456 | 34925.456 | 34925.456 | 34925.456 | 34925.456
3. CAPACITY BASED ON SEASONAL CLAIMED CAPABILITY (SCC) (10)
| 3.1 GENERATION CLAIMED FOR CAPABILITY | 33067.57 | 33045.165 | 32309.334 | 33413.607 | 34690.461 | 34690.461 | 34690.461 | 34690.461 | 34690.461 | 34690.461 | 34690.461
4. RESERVES - Based on Reference Load with reduction for Passive DR
4.1 INSTALLED RESERVES - Based on CSOs of Generating Resources (line 2.1), Active DR (line 2.2.1), and Imports (line 2.3)
| 4.1.1 MW | 10799.337 | 10517.933 | 10781.996 | 11540.165 | 12300.625 | 11527.825 | 11619.825 | 11691.825 | 11749.825 | 11798.825 | 11839.825
| 4.1.2 % OF LOAD | 50.9475 | 49.2874 | 50.5296 | 54.4784 | 58.1975 | 54.8187 | 55.499 | 56.0356 | 56.4705 | 56.8399 | 57.1503
4.2 INSTALLED RESERVES - Based on Generation SCC (line 3.1), Active DR (line 2.2.1), Imports (line 2.3), and Exports (see footnote 11)
| 4.2.1 MW | 13696.536 | 13285.467 | 13119.554 | 13745.821 | 14900.786 | 14127.986 | 14219.986 | 14291.986 | 14349.986 | 14398.986 | 14439.986
| 4.2.2 % OF LOAD | 64.6154 | 62.2562 | 61.4845 | 64.8908 | 70.4996 | 67.1833 | 67.918 | 68.4974 | 68.9671 | 69.366 | 69.7011
KEY:
| 4.1.1 = 2.1 + 2.2.1 + 2.3 – 1.3 | 15/16: 4.2.2 = (4.2.1 / 1.3 ) x 100
| 4.1.2 = (4.1.1 / 1.3 ) x 100 | 15/16: 2.4 = 2.1 + 2.2 + 2.3
4.2.1 = (3.1 + 2.2.1 + 2.3) – 1.3
FOOTNOTES:
See Section 1.2 Footnotes on following sheet

## 1.2 Footnotes
1.2 Footnotes
-1 | Represents MW load level associated with a reference forecast having a 50% chance of being exceeded. More information on the April 2016 CELT forecast, including the high and low bandwidths, is available on the ISO-NE Website located at http://www.iso-ne.com/system-planning/system-plans-studies/celt.
-2 | Two versions of the seasonal peak load forecast are shown. The first forecast does not reflect the peak and energy savings of the passive demand resources. The second forecast shown reflects a reduction for that passive DR. Detailed forecast documentation on the ISO-NE website includes both the original CELT forecast and the forecast minus passive demand resources.
-3 | The 2015/16 winter peak load shown reflects weather normalization. Prior to weather normalization, the actual metered 2015/16 winter peak of 19,524 MW occurred on February 15, 2016 at hour ending 18:00. See Section 1.5 for actual and estimated peaks and energies. The reconstituted (for the load reducing action of FCM Passive Demand Resources) peak of 21,860 MW occurred on February 15, 2016 at hour ending 18:00.
-4 | Behing-the-Meter PV is assumed to be zero during the winter peak.
-5 | The passive DR shown on line 1.2.1 consists of the Qualified Capacity (QC) of existing resources and primary auction (FCA) results for new resources. These values are used by ISO-NE System Planning in their long-term Needs Assessments and Solutions Studies (see Sec. 5.2 of this report for a breakdown by Load Zone and DR type), and are different from the Capacity Supply Obligations shown on line 2.2.2. Beginning in 2020-2021, passive DR includes an ISO-NE forecast of incremental EE beyond the FCM.
-6 | The 2016/17 through 2019/20 capacity for generating and demand resources consists of the Forward Capacity Market CSOs current as of March 18, 2016, and the 2015/16 CSOs are based on the ARA 3 results. The 2019/20 FCM CSO is assumed to remain in place through the end of the CELT reporting period. It is assumed that the 211 MW of Static De-List Bids that were cleared to leave the 2019-2020 Forward Capacity Auction will remain de-listed through the reporting period. The Citizens Block Load CSO is treated as an import rather than a generating resource.
-7 | The demand resource values are based on DR with FCM CSOs, including an 8% transmission and distribution loss gross-up. A passive DR forecast is included with the QC-based DR values on line 1.2.1, beginning in 2019/20.
-8 | The 2015/16 through 2019/20 imports are based on FCM import CSOs. An Administrative Export De-List of 100 MW, which expires on May 31, 2020, is taken into account in the generation capability values from 2015/16 through 2019/20. The purchases beyond the 2019-2020 Capacity Commitment Period reflect only known, long-term contracts. Note that one of those long-term contracts is a 6 MW contract that ends October 2020. The FCA #11 qualification process will take this into account in determining its qualified capacity for the upcoming auction.
-9 | May not equal sum due to rounding.
-10 | The generating capability based on SCC values includes all existing ISO New England generating assets as well as projected additions and retirements. Future generating assets consist of non-FCM resources that are expected to go commercial in 2016 or 2017, and all new resources with FCM CSOs. The capabilities of the FCM resources are based on their Qualified Capacity.
-11 | Exports consist of a 100 MW Administrative Export De-List through 2019/20.

## 1.3 Summer by Fuel-Unit Type
1.3 - Summary Summer Capability by Fuel/Unit Type (MW) (1)
|  | 2015 | 2016 | 2017 | 2018 | 2019 | 2020 | 2021 | 2022 | 2023 | 2024 | 2025
| NUCLEAR STEAM | 3877.395 | 4009.806 | 4023.007 | 4023.769 | 3346.91 | 3346.91 | 3346.91 | 3346.91 | 3346.91 | 3346.91 | 3346.91
| HYDRO (DAILY CYCLE - PONDAGE) | 326.708 | 338.349 | 338.938 | 337.573 | 339.774 | 339.774 | 339.774 | 339.774 | 339.774 | 339.774 | 339.774
| HYDRO (DAILY CYCLE - RUN OF RIVER) | 299.595 | 261.399 | 292.357 | 273.684 | 239.436 | 239.436 | 239.436 | 239.436 | 239.436 | 239.436 | 239.436
| HYDRO (WEEKLY CYCLE) | 859.457 | 867.593 | 844.441 | 841.318 | 872.051 | 872.051 | 872.051 | 872.051 | 872.051 | 872.051 | 872.051
| HYDRO (PUMPED STORAGE) | 1623.707 | 1677.098 | 1679.419 | 1642.842 | 1665.191 | 1765.191 | 1765.191 | 1765.191 | 1765.191 | 1765.191 | 1765.191
| GAS COMBINED CYCLE | 8857.081 | 8282.783 | 8999.465 | 9729.114 | 10361.799 | 10361.799 | 10361.799 | 10361.799 | 10361.799 | 10361.799 | 10361.799
| GAS/OIL COMBINED CYCLE | 3202.289 | 3956.801 | 4017.5 | 4020.442 | 4004.541 | 4004.541 | 4004.541 | 4004.541 | 4004.541 | 4004.541 | 4004.541
| GAS COMBUSTION (GAS) TURBINE | 345.132 | 218.64 | 232.49 | 517.29 | 1334.935 | 1334.935 | 1334.935 | 1334.935 | 1334.935 | 1334.935 | 1334.935
| GAS/OIL COMBUSTION (GAS) TURBINE | 629.385 | 541.919 | 554.256 | 552.059 | 548.774 | 548.774 | 548.774 | 548.774 | 548.774 | 548.774 | 548.774
| OIL COMBUSTION (GAS) TURBINE | 1613.138 | 1695.183 | 1680.151 | 1694.154 | 1709.501 | 1709.501 | 1709.501 | 1709.501 | 1709.501 | 1709.501 | 1709.501
| COAL STEAM | 1980.787 | 1947.251 | 926.851 | 921.877 | 916.864 | 916.864 | 916.864 | 916.864 | 916.864 | 916.864 | 916.864
| GAS/OIL STEAM | 2776.857 | 2831.295 | 2481.27 | 2496.967 | 2489.974 | 2489.974 | 2489.974 | 2489.974 | 2489.974 | 2489.974 | 2489.974
| OIL STEAM | 2183.509 | 2127.62 | 2200.505 | 2147.596 | 2192.249 | 2192.249 | 2192.249 | 2192.249 | 2192.249 | 2192.249 | 2192.249
| GAS INTERNAL COMBUSTION | 2.563 | 5 | 4.871 | 4.871 | 4.871 | 4.871 | 4.871 | 4.871 | 4.871 | 4.871 | 4.871
| GAS/OIL INTERNAL COMBUSTION | 9.495 | 9.495 | 9.495 | 9.495 | 9.495 | 9.495 | 9.495 | 9.495 | 9.495 | 9.495 | 9.495
| OIL INTERNAL COMBUSTION | 111.427 | 115.568 | 118.079 | 112.084 | 110.141 | 110.141 | 110.141 | 110.141 | 110.141 | 110.141 | 110.141
| BIO/REFUSE | 908 | 897.047 | 1000.83 | 923.193 | 977.139 | 977.139 | 977.139 | 977.139 | 977.139 | 977.139 | 977.139
| WIND TURBINE | 101.731 | 79.48 | 123.446 | 109.076 | 134.576 | 134.576 | 134.576 | 134.576 | 134.576 | 134.576 | 134.576
| GAS FUEL CELL | 15.554 | 20.594 | 15.554 | 15.554 | 20.594 | 20.594 | 20.594 | 20.594 | 20.594 | 20.594 | 20.594
| PHOTOVOLTAIC | 1.804 | 5.046 | 4.207 | 20.147 | 61.761 | 61.761 | 61.761 | 61.761 | 61.761 | 61.761 | 61.761
SUBTOTAL ISO-NE RELIABILITY COORDINATOR AREA CAPACITY (2) (4) |  | 29725.614 | 29887.967 | 29547.132 | 30393.105 | 31340.576 | 31440.576 | 31440.576 | 31440.576 | 31440.576 | 31440.576 | 31440.576
| DEMAND RESOURCES (2) | 2325.851 | 2441.355 | 2797.735 | 2750.641 | 2746.156 | 2746.156 | 2746.156 | 2746.156 | 2746.156 | 2746.156 | 2746.156
| IMPORTS (3) | 1337.037 | 1162.202 | 1405.53 | 1479 | 1479.8 | 96 | 90 | 90 | 90 | 90 | 90
TOTAL ISO-NE RELIABILITY COORDINATOR AREA CAPACITY (4) |  | 33388.502 | 33491.524 | 33750.397 | 34622.746 | 35566.532 | 34282.732 | 34276.732 | 34276.732 | 34276.732 | 34276.732 | 34276.732
FOOTNOTES:
-1 | Gas/oil units are not necessarily fully operable on both fuels.
-2 | The 2015 through 2019 capacity values consist of the Forward Capacity Market CSOs current as of March 18, 2016. The 2019 FCM CSO is assumed to remain in place through the end of the CELT reporting period. It is assumed that the 211 MW of Static De-List Bids that were cleared to leave the 2019/20 Forward Capacity Auction will remain de-listed through the reporting period.
-3 | Imports are from entities outside the ISO-NE Reliability Coordinator area boundary. The 2015 through 2019 imports are based on FCM import CSOs. An Export De-List of 100 MW is taken into account in the generation capability values through 2019. The imports beyond the 2019/20 Capacity Commitment Period reflect only known, long-term contracts.
-4 | May not equal sum due to rounding.

## 1.4 Winter by Fuel-Unit Type
1.4 - Summary Winter Capability by Fuel/Unit Type (MW) (1)
|  | 15/16 | 16/17 | 17/18 | 18/19 | 19/20 | 20/21 | 21/22 | 22/23 | 23/24 | 24/25 | 25/26
| NUCLEAR STEAM | 3877.36 | 4009.773 | 4023.007 | 4023.769 | 3346.91 | 3346.91 | 3346.91 | 3346.91 | 3346.91 | 3346.91 | 3346.91
| HYDRO (DAILY CYCLE - PONDAGE) | 327.355 | 338.945 | 339.624 | 338.578 | 339.774 | 339.774 | 339.774 | 339.774 | 339.774 | 339.774 | 339.774
| HYDRO (DAILY CYCLE - RUN OF RIVER) | 404.542 | 384.012 | 457.62 | 434.341 | 411.226 | 411.226 | 411.226 | 411.226 | 411.226 | 411.226 | 411.226
| HYDRO (WEEKLY CYCLE) | 860.13 | 859.864 | 843.177 | 839.253 | 853.715 | 853.715 | 853.715 | 853.715 | 853.715 | 853.715 | 853.715
| HYDRO (PUMPED STORAGE) | 1623.389 | 1676.779 | 1657.07 | 1642.842 | 1654.592 | 1754.592 | 1754.592 | 1754.592 | 1754.592 | 1754.592 | 1754.592
| GAS COMBINED CYCLE | 8897.67 | 8285.159 | 9022.102 | 10146.137 | 10639.657 | 10639.657 | 10639.657 | 10639.657 | 10639.657 | 10639.657 | 10639.657
| GAS/OIL COMBINED CYCLE | 3289.956 | 3982.648 | 4019.876 | 4027.442 | 4089.541 | 4089.541 | 4089.541 | 4089.541 | 4089.541 | 4089.541 | 4089.541
| GAS COMBUSTION (GAS) TURBINE | 374.271 | 220.991 | 238.85 | 523.36 | 1334.935 | 1334.935 | 1334.935 | 1334.935 | 1334.935 | 1334.935 | 1334.935
| GAS/OIL COMBUSTION (GAS) TURBINE | 629.385 | 541.919 | 554.256 | 552.059 | 548.774 | 548.774 | 548.774 | 548.774 | 548.774 | 548.774 | 548.774
| OIL COMBUSTION (GAS) TURBINE | 1613.138 | 1718.728 | 1701.514 | 1735.582 | 1769.716 | 1769.716 | 1769.716 | 1769.716 | 1769.716 | 1769.716 | 1769.716
| COAL STEAM | 1980.787 | 1947.251 | 926.851 | 921.877 | 916.864 | 916.864 | 916.864 | 916.864 | 916.864 | 916.864 | 916.864
| GAS/OIL STEAM | 2776.857 | 2831.295 | 2481.27 | 2481.27 | 2478.949 | 2478.949 | 2478.949 | 2478.949 | 2478.949 | 2478.949 | 2478.949
| OIL STEAM | 2184.716 | 2127.62 | 2200.505 | 2147.596 | 2192.249 | 2192.249 | 2192.249 | 2192.249 | 2192.249 | 2192.249 | 2192.249
| GAS INTERNAL COMBUSTION | 2.563 | 5 | 4.871 | 4.871 | 4.871 | 4.871 | 4.871 | 4.871 | 4.871 | 4.871 | 4.871
| GAS/OIL INTERNAL COMBUSTION | 9.495 | 9.495 | 9.495 | 9.495 | 9.495 | 9.495 | 9.495 | 9.495 | 9.495 | 9.495 | 9.495
| OIL INTERNAL COMBUSTION | 111.427 | 115.568 | 118.079 | 112.084 | 110.141 | 110.141 | 110.141 | 110.141 | 110.141 | 110.141 | 110.141
| BIO/REFUSE | 913.32 | 902.03 | 1010.696 | 934.108 | 988.463 | 988.463 | 988.463 | 988.463 | 988.463 | 988.463 | 988.463
| WIND TURBINE | 178.456 | 199.961 | 247.359 | 217.733 | 279.834 | 279.834 | 279.834 | 279.834 | 279.834 | 279.834 | 279.834
| GAS FUEL CELL | 15.554 | 20.594 | 15.554 | 15.554 | 20.594 | 20.594 | 20.594 | 20.594 | 20.594 | 20.594 | 20.594
| PHOTOVOLTAIC | 0 | -0.001 | 0 | 0 | 0 | 0 | 0 | 0 | 0 | 0 | 0
SUBTOTAL ISO-NE RELIABILITY COORDINATOR AREA CAPACITY (2) (4) |  | 30070.371 | 30177.631 | 29871.776 | 31107.951 | 31990.3 | 32090.3 | 32090.3 | 32090.3 | 32090.3 | 32090.3 | 32090.3
| DEMAND RESOURCES (2) | 2285.107 | 2426.833 | 2798.807 | 2752.153 | 2746.156 | 2746.156 | 2746.156 | 2746.156 | 2746.156 | 2746.156 | 2746.156
| IMPORTS (3) | 1326.103 | 1137.202 | 1405.53 | 1017 | 1068.8 | 89 | 89 | 89 | 89 | 89 | 89
TOTAL ISO-NE RELIABILITY COORDINATOR AREA CAPACITY (4) |  | 33681.581 | 33741.666 | 34076.113 | 34877.104 | 35805.256 | 34925.456 | 34925.456 | 34925.456 | 34925.456 | 34925.456 | 34925.456
FOOTNOTES:
-1 | Gas/oil units are not necessarily fully operable on both fuels.
-2 | The 2015/16 through 2019/20 capacity values consist of the Forward Capacity Market CSOs as of March 18, 2016. The 2019/20 FCM CSO is assumed to remain in place through the end of the CELT reporting period. It is assumed that the 211 MW of Static De-List Bids that were cleared to leave the 2019/20 Forward Capacity Auction will remain de-listed through the reporting period.
-3 | Imports are from entities outside the ISO-NE Reliability Coordinator Area boundary. The 2015/16 through 2019/20 imports are based on FCM import CSOs. An Export De-List of 100 MW is taken into account in the generation capability values through 2019/20. The imports beyond the 2019/20 Capacity Commitment Period reflect only known, long-term contracts.
-4 | May not equal sum due to rounding.

## 1.5 Energy & Peak Lds
1.5 - Actual and Forecasted Energy and Peak Loads (Forecast is Reference with reduction for BTM PV) (1)
2015 ACTUAL
|  | JAN |  | FEB |  | MAR | APR | MAY | JUN | JUL | AUG | SEP | OCT | NOV | DEC
MONTHLY PEAK LOAD - MW |  | 20583 |  | 20108 |  | 18848 | 16455 | 19544 | 20923 | 24437 | 24216 | 24368 | 16247 | 17643 | 18157
MONTHLY NET ENERGY - GWH |  | 11732 |  | 11032 |  | 10869 | 9239 | 9729 | 10161 | 12099 | 12229 | 10735 | 9495 | 9419 | 10160
2016 FORECAST
|  | JAN |  | FEB |  | MAR | APR | MAY | JUN | JUL | AUG | SEP | OCT | NOV | DEC
MONTHLY PEAK LOAD - MW |  | 19421 | A | 19524 | A | 21185 | 17858 | 19845 | 24827 | 28543 | 28543 | 23251 | 18512 | 20038 | 22992
MONTHLY NET ENERGY - GWH |  | 10986 | A | 10095 | A | 11690 | 10134 | 10413 | 11652 | 13290 | 13076 | 11003 | 10563 | 10812 | 12217
2017 FORECAST
|  | JAN |  | FEB |  | MAR | APR | MAY | JUN | JUL | AUG | SEP | OCT | NOV | DEC
MONTHLY PEAK LOAD - MW |  | 22992 |  | 22062 |  | 21383 | 17996 | 19941 | 25031 | 28788 | 28788 | 23439 | 18621 | 20192 | 23170
MONTHLY NET ENERGY - GWH |  | 12947 |  | 11434 |  | 11803 | 10218 | 10501 | 11756 | 13414 | 13200 | 11108 | 10672 | 10929 | 12359
CAGR (6)
|  | 2015 |  | 2016 |  | 2017 | 2018 | 2019 | 2020 | 2021 | 2022 | 2023 | 2024 | 2025 | 2016 to 2025
SUMMER PEAK - MW |  | 24437 | A | 28543 |  | 28788 | 29070 | 29344 | 29601 | 29863 | 30137 | 30415 | 30691 | 30966 | 0.90942
WINTER PEAK - MW (2) |  | 19524 | A | 22992 |  | 23170 | 23353 | 23507 | 23633 | 23758 | 23890 | 24022 | 24151 | 24276 | 0.60563
NET ANNUAL ENERGY - GWH (3, 4) |  | 126899 | A | 138968 | -5 | 140342 | 141877 | 143171 | 144208 | 145262 | 146400 | 147554 | 148677 | 149772 | 0.83536
FOOTNOTES:
A | = ACTUAL
-1 | Recognizing that the seasonal peaks usually occur within a few months of the year, the forecasted monthly peaks of July and August have been replaced by the summer peak, and December and January have been replaced by the winter peak.
-2 | Winter beginning in December of the year shown.
-3 | May not equal sum due to rounding.
-4 | The Net Annual Energy does not include a reduction for Passive DR. With a reduction for PDR, the CAGR would be -0.2%. Refer to the ISO website for the full forecast details: http://www.iso-ne.com/system-planning/system-plans-studies/celt
-5 | Forecasted value only; does not include the January 2016 actual monthly net energy shown above.
-6 | Compound Annual Growth Rate (%).

## 1.6 Frcst Distributions
1.6 - Seasonal Peak Load Forecast Distributions (Forecast is Reference with reduction for BTM PV)
|  |  | Peak Load Forecast at Milder Than Expected Weather |  |  |  | Reference Forecast at Expected Weather | Peak Load Forecast at More Extreme Than Expected Weather
| Summer (MW) | 2016 | 27147 | 27397 | 27735 | 28117 | 28543 | 28995 | 29457 | 30119 | 30880 | 31547
|  | 2017 | 27370 | 27624 | 27967 | 28355 | 28788 | 29247 | 29716 | 30388 | 31161 | 31837
|  | 2018 | 27632 | 27889 | 28238 | 28631 | 29070 | 29536 | 30012 | 30695 | 31479 | 32166
|  | 2019 | 27884 | 28145 | 28499 | 28898 | 29344 | 29816 | 30300 | 30992 | 31788 | 32485
|  | 2020 | 28120 | 28385 | 28744 | 29149 | 29601 | 30080 | 30571 | 31273 | 32081 | 32788
|  | 2021 | 28361 | 28630 | 28994 | 29405 | 29863 | 30350 | 30847 | 31560 | 32379 | 33096
|  | 2022 | 28614 | 28886 | 29255 | 29672 | 30137 | 30631 | 31135 | 31858 | 32689 | 33416
|  | 2023 | 28870 | 29146 | 29520 | 29943 | 30415 | 30915 | 31427 | 32159 | 33002 | 33739
|  | 2024 | 29125 | 29405 | 29785 | 30213 | 30691 | 31198 | 31717 | 32460 | 33314 | 34062
|  | 2025 | 29379 | 29663 | 30047 | 30482 | 30966 | 31480 | 32006 | 32759 | 33625 | 34383
|  | WTHI (1) | 78.49 | 78.73 | 79 | 79.39 | 79.88 | 80.3 | 80.72 | 81.14 | 81.96 | 82.33
|  | Dry-Bulb Temperature (2) | 88.5 | 88.9 | 89.2 | 89.9 | 90.2 | 91.2 | 92.2 | 92.9 | 94.2 | 95.4
| Probability of Forecast Being Exceeded |  | 90% | 80% | 70% | 60% | 50% | 40% | 30% | 20% | 10% | 5%
| Winter (MW) | 2016/17 | 22558 | 22679 | 22776 | 22839 | 22992 | 23147 | 23318 | 23423 | 23680 | 24055
|  | 2017/18 | 22736 | 22857 | 22954 | 23017 | 23170 | 23325 | 23496 | 23601 | 23858 | 24233
|  | 2018/19 | 22919 | 23041 | 23137 | 23200 | 23353 | 23508 | 23679 | 23784 | 24041 | 24417
|  | 2019/20 | 23073 | 23194 | 23291 | 23354 | 23507 | 23662 | 23833 | 23938 | 24195 | 24570
|  | 2020/21 | 23199 | 23320 | 23417 | 23480 | 23633 | 23787 | 23959 | 24063 | 24321 | 24696
|  | 2021/22 | 23325 | 23446 | 23542 | 23605 | 23758 | 23913 | 24084 | 24189 | 24447 | 24822
|  | 2022/23 | 23456 | 23577 | 23674 | 23737 | 23890 | 24045 | 24216 | 24321 | 24578 | 24953
|  | 2023/24 | 23589 | 23710 | 23806 | 23869 | 24022 | 24177 | 24348 | 24453 | 24711 | 25086
|  | 2024/25 | 23717 | 23838 | 23935 | 23998 | 24151 | 24306 | 24477 | 24582 | 24839 | 25214
|  | 2025/26 | 23842 | 23964 | 24060 | 24123 | 24276 | 24431 | 24602 | 24707 | 24964 | 25340
|  | Dry-Bulb Temperature (3) | 10.72 | 9.66 | 8.84 | 8.3 | 7.03 | 5.77 | 4.4 | 3.58 | 1.61 | -1.15
FOOTNOTES:
-1 | WTHI - a three-day weighted temperature-humidity index for eight New England weather stations. It is the weather variable used in producing the summer peak load forecast. For more information on the weather variables see http://www.iso-ne.com/system-planning/system-plans-studies/celt.
-2 | Dry-bulb temperature (in degrees Fahrenheit) shown in the summer season is for informational purposes only.
-3 | Dry-bulb temperature (in degrees Fahrenheit) shown in the winter season is a weighted value from eight New England weather stations.

## 2.1 Generator List
2.1 Generator List with Existing and Expected Seasonal Claimed Capability (SCC)
- Generator Information as of January 1, 2016
- Summer and Winter SCC as of January 1, 2016, and as of the 2015/16 Winter and 2016 Summer Peaks
[16 empty] | As of Jan. 1, 2016 |  | As of 2015/16 Winter and 2016 Summer Peaks
ASSET ID | ASSET NAME | RE-SOURCE ID | RESOURCE NAME | GEN TYPE ID | PRIM FUEL TYPE | ALT FUEL TYPE | FUEL GEN TYPE DESC | IN-SERVICE DATE (ACTUAL OR EXPECTED) | LEAD PARTICIPANT NAME | LEAD PARTICI-PANT ACRONYM | STATE | FIPS COUNTY | RSP AREA | LOAD ZONE NAME | EIA PLANT NUMBER | WINTER SCC (MW) | SUMMER SCC (MW) | WINTER PEAK SCC FEB 15, 2016 | EXPECTED SUMMER PEAK SCC AUG 1, 2016 | Change in Summer SCC from 8/1/15
194 | FOUR HILLS LOAD REDUCER | 194 | FOUR HILLS LOAD REDUCER | IC | LFG |  | BIO/REFUSE | 1996-04-01 05:00 | Public Service Company of New Hampshire | PSNH | NH | 11 | NH | NH | 55006 | 0 | 0 |  |  | 0
253 | TURNKEY LANDFILL | 253 | TURNKEY LANDFILL | IC | LFG |  | BIO/REFUSE | 1992-03-01 05:00 | Public Service Company of New Hampshire | PSNH | NH | 17 | NH | NH | 54663 | 0.717 | 0.708 | 0.717 | 0.708 | -0.024
321 | MANCHESTER 10/10A CC | 321 | MANCHESTER 10 10A CC | CC | NG | DFO | GAS/OIL COMBINED CYCLE | 1995-11-15 05:00 | Dominion Energy Marketing, Inc. | DEM | RI | 07 | RI | RI | 3236 | 170 | 157.421 | 170 | 157.421 | -1.579
322 | MANCHESTER 11/11A CC | 322 | MANCHESTER 11 11A CC | CC | NG | DFO | GAS/OIL COMBINED CYCLE | 1995-10-01 04:00 | Dominion Energy Marketing, Inc. | DEM | RI | 07 | RI | RI | 3236 | 170 | 158.658 | 170 | 158.658 | -0.342
323 | MANCHESTER 9/9A CC | 323 | MANCHESTER 9 9A CC | CC | NG | DFO | GAS/OIL COMBINED CYCLE | 1995-11-14 05:00 | Dominion Energy Marketing, Inc. | DEM | RI | 07 | RI | RI | 3236 | 169.785 | 155.852 | 170 | 155.852 | -3.148
324 | CDECCA | 324 | CDECCA | CC | NG | DFO | GAS/OIL COMBINED CYCLE | 1988-11-01 05:00 | Pawtucket Power Holding Company LLC | PPH | CT | 03 | CT | CT | 50498 | 61.334 | 50.092 | 61.334 | 50.092 | 0.57
326 | ALTRESCO | 326 | ALTRESCO | CC | NG | DFO | GAS/OIL COMBINED CYCLE | 1990-09-01 04:00 | Pawtucket Power Holding Company LLC | PPH | MA | 03 | WMA | WCMA | 50002 | 182.82 | 145.457 | 182.82 | 145.457 | 0.845
327 | AMOSKEAG | 327 | AMOSKEAG | HDP | WAT |  | HYDRO (DAILY CYCLE - PONDAGE) | 1922-01-01 05:00 | Public Service Company of New Hampshire | PSNH | NH | 11 | NH | NH | 2354 | 17.5 | 17.041 | 17.5 | 17.041 | 0.26
328 | GULF ISLAND COMPOSITE | 328 | GULF ISLAND COMPOSITE Incremental | HW | WAT |  | HYDRO (WEEKLY CYCLE) | 1926-01-01 05:00 | Brookfield White Pine Hydro LLC | FPLEMH | ME | 01 | ME | ME | 1480 | 33.44 | 33.44 | 33.44 | 33.44 | 0.47
329 | ASCUTNEY GT | 329 | ASCUTNEY GT | GT | DFO |  | OIL COMBUSTION (GAS) TURBINE | 1961-11-01 05:00 | Green Mountain Power Corporation | GMP | VT | 27 | VT | VT | 3708 | 12.581 | 8.259 | 12.581 | 8.259 | -0.244
330 | AYERS ISLAND | 330 | AYERS ISLAND | HDP | WAT |  | HYDRO (DAILY CYCLE - PONDAGE) | 1925-01-01 05:00 | Public Service Company of New Hampshire | PSNH | NH | 01 | NH | NH | 2355 | 8.943 | 8.29 | 8.943 | 8.29 | -0.184
331 | AZISCOHOS HYDRO | 331 | AZISCOHOS HYDRO | HDP | WAT |  | HYDRO (DAILY CYCLE - PONDAGE) | 1988-07-01 04:00 | Brookfield Energy Marketing, LP | BEMLP | ME | 19 | ME | ME | 50999 | 6.645 | 6.645 | 6.645 | 6.645 | -0.155
332 | BAR HARBOR DIESELS 1-4 | 332 | BAR HARBOR DIESELS 1-4 | IC | DFO |  | OIL INTERNAL COMBUSTION | 1960-01-01 05:00 | Energy New England LLC | ENE | ME | 09 | BHE | ME | 1466 | 4 | 0 | 4 |  | 0
335 | BELLOWS FALLS | 335 | BELLOWS FALLS | HDP | WAT |  | HYDRO (DAILY CYCLE - PONDAGE) | 1928-01-01 05:00 | TransCanada Power Marketing, Ltd. | TCPM | VT | 25 | VT | NH | 3745 | 47.216 | 47.216 | 47.216 | 47.216 | -1.324
336 | BERLIN 1 GT | 336 | BERLIN 1 GT | GT | KER |  | OIL COMBUSTION (GAS) TURBINE | 1972-01-01 05:00 | Green Mountain Power Corporation | GMP | VT | 23 | VT | VT | 3734 | 50.409 | 40.26 | 50.409 | 40.26 | 0
337 | BETHLEHEM | 337 | BETHLEHEM | ST | WDS |  | BIO/REFUSE | 1986-12-01 05:00 | GDF Suez Energy Marketing NA, Inc. | SUEZ | NH | 07 | NH | NH | 50208 | 15.279 | 15.239 | 15.279 | 15.239 | -0.064
340 | BRIDGEPORT HARBOR 3 | 340 | BRIDGEPORT HARBOR 3 | ST | SUB |  | COAL STEAM | 1968-08-01 04:00 | PSEG Energy Resources & Trade LLC | PSEG | CT | 01 | SWCT | CT | 568 | 384.984 | 383.426 | 384.984 | 383.426 | 0
341 | BRIDGEPORT HARBOR 4 | 341 | BRIDGEPORT HARBOR 4 | GT | JF |  | OIL COMBUSTION (GAS) TURBINE | 1967-10-01 04:00 | PSEG Energy Resources & Trade LLC | PSEG | CT | 01 | SWCT | CT | 568 | 21.924 | 17.024 | 21.816 | 17.024 | 0.117
345 | CATALYST CO-GEN | 345 | MEAD | ST | BIT | OBS | COAL STEAM | 1990-02-01 05:00 | American PowerNet Management, LP | APNM | ME | 17 | ME | ME | 10495 | 0 | 0 | 0 | 0 | 0
346 | BOLTON FALLS | 346 | BOLTON FALLS | HDR | WAT |  | HYDRO (DAILY CYCLE - RUN OF RIVER) | 1980-01-01 05:00 | Green Mountain Power Corporation | GMP | VT | 23 | VT | VT | 7056 | 2.918 | 1.507 | 2.918 | 1.507 | 1.507
348 | BOOT MILLS | 348 | BOOT MILLS | HDR | WAT |  | HYDRO (DAILY CYCLE - RUN OF RIVER) | 1985-11-01 05:00 | NSTAR Electric Company | NSTAR | MA | 17 | CMA/NEMA | WCMA | 10556 | 8.655 | 4.71 | 8.655 | 4.71 | -1.3
349 | WHEELABRATOR BRIDGEPORT, L.P. | 349 | WHEELABRATOR BRIDGEPORT, L.P. | ST | MSW |  | BIO/REFUSE | 1988-04-01 05:00 | Wheelabrator Bridgeport, L.P. | WB | CT | 01 | SWCT | CT | 50883 | 58.965 | 58.651 | 58.965 | 58.651 | -0.418
350 | BRAYTON PT 1 | 350 | BRAYTON PT 1 | ST | BIT |  | COAL STEAM | 1963-08-01 04:00 | Brayton Point Energy, LLC | BPE | MA | 05 | RI | SEMA | 1619 | 241.366 | 225.23 | 233.216 | 225.23 | 0
351 | BRAYTON PT 2 | 351 | BRAYTON PT 2 | ST | BIT |  | COAL STEAM | 1964-07-01 04:00 | Brayton Point Energy, LLC | BPE | MA | 05 | RI | SEMA | 1619 | 242.455 | 237.842 | 236.938 | 237.842 | 0
352 | BRAYTON PT 3 | 352 | BRAYTON PT 3 | ST | BIT |  | COAL STEAM | 1969-07-01 04:00 | Brayton Point Energy, LLC | BPE | MA | 05 | RI | SEMA | 1619 | 598.606 | 574.99 | 584.895 | 574.99 | -21.299
353 | BRAYTON PT 4 | 353 | BRAYTON PT 4 | ST | RFO | NG | GAS/OIL STEAM | 1974-12-01 05:00 | Brayton Point Energy, LLC | BPE | MA | 05 | RI | SEMA | 1619 | 445.52 | 435 | 445.52 | 435 | 0.975
354 | BRAYTON DIESELS 1-4 | 354 | Brayton Diesels 1-4 Incremental | IC | DFO |  | OIL INTERNAL COMBUSTION | 1967-03-01 05:00 | Brayton Point Energy, LLC | BPE | MA | 05 | RI | SEMA | 1619 | 0 | 0 | 0 | 0 | 0
355 | BRANFORD 10 | 355 | BRANFORD 10 | GT | KER |  | OIL COMBUSTION (GAS) TURBINE | 1969-01-01 05:00 | NRG Power Marketing LLC | NRGPM | CT | 09 | SWCT | CT | 540 | 20.95 | 15.84 | 20.95 | 15.84 | 0
356 | BRISTOL REFUSE | 356 | BRISTOL REFUSE | ST | MSW |  | BIO/REFUSE | 1988-05-01 04:00 | Covanta Energy Marketing, LLC | CEM | CT | 03 | CT | CT | 50648 | 13.344 | 13.387 | 13.344 | 13.387 | 0.446
357 | BRIDGEWATER | 357 | BRIDGEWATER | ST | WDS |  | BIO/REFUSE | 1987-09-01 04:00 | Bridgewater Power Company, L.P. | BPCLP | NH | 09 | NH | NH | 10290 | 14.611 | 14.462 | 14.611 | 14.462 | 0.292
358 | BRUNSWICK | 358 | BRUNSWICK | HDR | WAT |  | HYDRO (DAILY CYCLE - RUN OF RIVER) | 1982-03-01 05:00 | Brookfield White Pine Hydro LLC | FPLEMH | ME | 05 | ME | ME | 1483 | 11.224 | 6.621 | 11.224 | 6.621 | -3.964
359 | J. COCKWELL 1 | 359 | J. COCKWELL 1 | PS | WAT |  | HYDRO (PUMPED STORAGE) | 1974-09-01 04:00 | Bear Swamp Power Company LLC | BSP | MA | 03 | WMA | WCMA | 8005 | 292.275 | 292.275 | 292.275 | 292.275 | 0
360 | J. COCKWELL 2 | 360 | J. COCKWELL 2 | PS | WAT |  | HYDRO (PUMPED STORAGE) | 1974-10-01 04:00 | Bear Swamp Power Company LLC | BSP | MA | 03 | WMA | WCMA | 8005 | 292.113 | 293.238 | 292.113 | 293.238 | 0
362 | BULLS BRIDGE | 362 | BULLS BRIDGE | HDR | WAT |  | HYDRO (DAILY CYCLE - RUN OF RIVER) | 1903-01-01 05:00 | GDF Suez Energy Marketing NA, Inc. | SUEZ | CT | 05 | SWCT | CT | 541 | 4.148 | 1.37 | 4.148 | 1.37 | -4.018
363 | BURLINGTON GT | 363 | BURLINGTON GT | GT | DFO |  | OIL COMBUSTION (GAS) TURBINE | 1971-07-01 04:00 | Burlington Electric Department | BED | VT | 07 | VT | VT | 3754 | 23.354 | 18.767 | 23.354 | 18.767 | -0.337
365 | CANAL 1 | 365 | CANAL 1 | ST | RFO |  | OIL STEAM | 1968-07-01 04:00 | Genon Energy Management, LLC | MET | MA | 01 | SEMA | SEMA | 1599 | 562.305 | 562.22 | 562.305 | 562.22 | -3.02
366 | CANAL 2 | 366 | CANAL 2 | ST | RFO | NG | GAS/OIL STEAM | 1976-02-01 05:00 | Genon Energy Management, LLC | MET | MA | 01 | SEMA | SEMA | 1599 | 558.75 | 558.5 | 558.75 | 558.5 | -0.25
367 | CAPE GT 4 | 367 | CAPE GT 4 | GT | DFO |  | OIL COMBUSTION (GAS) TURBINE | 1970-01-01 05:00 | NextEra Energy Power Marketing, LLC | FPLP | ME | 05 | SME | ME | 1484 | 20.011 | 14.933 | 20.011 | 14.933 | -0.554
368 | CAPE GT 5 | 368 | CAPE GT 5 | GT | DFO |  | OIL COMBUSTION (GAS) TURBINE | 1970-01-01 05:00 | NextEra Energy Power Marketing, LLC | FPLP | ME | 05 | SME | ME | 1484 | 20.272 | 15.822 | 20.272 | 15.822 | 0
369 | CATARACT EAST | 369 | CATARACT EAST | HDP | WAT |  | HYDRO (DAILY CYCLE - PONDAGE) | 1937-01-01 05:00 | Brookfield White Pine Hydro LLC | FPLEMH | ME | 31 | SME | ME | 1486 | 7.733 | 7.373 | 7.733 | 7.373 | -0.402
370 | COS COB 10 | 370 | COS COB 10 | GT | KER |  | OIL COMBUSTION (GAS) TURBINE | 1969-09-01 04:00 | NRG Power Marketing LLC | NRGPM | CT | 01 | NOR | CT | 542 | 23 | 18.932 | 23 | 18.932 | 0
371 | COS COB 11 | 371 | COS COB 11 | GT | KER |  | OIL COMBUSTION (GAS) TURBINE | 1969-01-01 05:00 | NRG Power Marketing LLC | NRGPM | CT | 01 | NOR | CT | 542 | 23 | 18.724 | 23 | 18.724 | 0
372 | COS COB 12 | 372 | COS COB 12 | GT | KER |  | OIL COMBUSTION (GAS) TURBINE | 1969-01-01 05:00 | NRG Power Marketing LLC | NRGPM | CT | 01 | NOR | CT | 542 | 23 | 19.082 | 23 | 19.082 | 0
375 | CLEARY 9/9A CC | 375 | CLEARY 9 9A CC | CC | NG | DFO | GAS/OIL COMBINED CYCLE | 1975-12-01 05:00 | Taunton Municipal Lighting Plant | TMLP | MA | 05 | SEMA | SEMA | 1682 | 109.931 | 104.931 | 109.931 | 104.931 | 0
376 | CLEARY 8 | 376 | CLEARY 8 | ST | RFO |  | OIL STEAM | 1966-01-01 05:00 | Taunton Municipal Lighting Plant | TMLP | MA | 05 | SEMA | SEMA | 1682 | 22.253 | 24.825 | 22.253 | 24.825 | 0
379 | COBBLE MOUNTAIN | 379 | COBBLE MOUNTAIN | HW | WAT |  | HYDRO (WEEKLY CYCLE) | 1923-01-01 05:00 | Holyoke Gas & Electric Department | HGE | MA | 13 | WMA | WCMA | 1630 | 32.48 | 26.5 | 32.48 | 26.5 | -4.626
380 | COMERFORD | 380 | COMERFORD | HW | WAT |  | HYDRO (WEEKLY CYCLE) | 1930-01-01 05:00 | TransCanada Power Marketing, Ltd. | TCPM | NH | 09 | NH | NH | 2349 | 168.111 | 166.135 | 168.111 | 166.135 | 0
382 | MERRIMACK CT1 | 382 | MERRIMACK CT1 | GT | KER |  | OIL COMBUSTION (GAS) TURBINE | 1969-07-01 04:00 | Public Service Company of New Hampshire | PSNH | NH | 13 | NH | NH | 2364 | 21.676 | 16.826 | 21.676 | 16.826 | 0
383 | MERRIMACK CT2 | 383 | MERRIMACK CT2 | GT | KER |  | OIL COMBUSTION (GAS) TURBINE | 1968-08-01 04:00 | Public Service Company of New Hampshire | PSNH | NH | 13 | NH | NH | 2364 | 21.304 | 16.804 | 21.304 | 16.804 | 0
388 | DARTMOUTH POWER | 388 | DARTMOUTH POWER | CC | NG | DFO | GAS/OIL COMBINED CYCLE | 1992-05-01 04:00 | Consolidated Edison Energy, Inc | CEEI | MA | 05 | SEMA | SEMA | 52026 | 67.656 | 60.711 | 67.656 | 60.711 | 0.254
389 | DERBY DAM | 389 | DERBY DAM | HDP | WAT |  | HYDRO (DAILY CYCLE - PONDAGE) | 1989-03-01 05:00 | Connecticut Light and Power Company, The | CLP | CT | 01 | SWCT | CT | 10063 | 7.05 | 6.753 | 7.05 | 6.753 | -0.297
393 | DEERFIELD 5 | 393 | DEERFIELD 5 | HDP | WAT |  | HYDRO (DAILY CYCLE - PONDAGE) | 1974-10-01 04:00 | TransCanada Power Marketing, Ltd. | TCPM | MA | 11 | WMA | WCMA | 1620 | 13.99 | 13.965 | 13.99 | 13.965 | 0.262
395 | DOREEN | 395 | DOREEN | GT | KER |  | OIL COMBUSTION (GAS) TURBINE | 1969-01-01 05:00 | Essential Power Massachusetts, LLC | NAEA-EM | MA | 03 | WMA | WCMA | 1631 | 20.67 | 15.82 | 20.385 | 15.82 | 0
396 | DEVON 10 | 396 | DEVON 10 | GT | KER |  | OIL COMBUSTION (GAS) TURBINE | 1988-04-01 05:00 | NRG Power Marketing LLC | NRGPM | CT | 09 | SWCT | CT | 544 | 18.852 | 14.407 | 18.852 | 14.407 | 0
397 | DEVON 11 | 397 | DEVON 11 | GT | KER | NG | OIL COMBUSTION (GAS) TURBINE | 1996-10-01 04:00 | NRG Power Marketing LLC | NRGPM | CT | 09 | SWCT | CT | 544 | 38.819 | 29.299 | 38.819 | 29.299 | 0
398 | DEVON 12 | 398 | DEVON 12 | GT | KER | NG | OIL COMBUSTION (GAS) TURBINE | 1996-10-01 04:00 | NRG Power Marketing LLC | NRGPM | CT | 09 | SWCT | CT | 544 | 38.437 | 29.227 | 38.437 | 29.227 | 0
399 | DEVON 13 | 399 | DEVON 13 | GT | KER | NG | OIL COMBUSTION (GAS) TURBINE | 1996-10-01 04:00 | NRG Power Marketing LLC | NRGPM | CT | 09 | SWCT | CT | 544 | 38.967 | 29.967 | 38.967 | 29.967 | 0
400 | DEVON 14 | 400 | DEVON 14 | GT | KER | NG | OIL COMBUSTION (GAS) TURBINE | 1996-10-01 04:00 | NRG Power Marketing LLC | NRGPM | CT | 09 | SWCT | CT | 544 | 40.274 | 29.704 | 40.274 | 29.704 | 0
401 | EASTMAN FALLS | 401 | EASTMAN FALLS | HDP | WAT |  | HYDRO (DAILY CYCLE - PONDAGE) | 1912-01-01 05:00 | Public Service Company of New Hampshire | PSNH | NH | 13 | NH | NH | 2356 | 6.098 | 5.33 | 6.098 | 5.33 | -0.252
405 | ELLSWORTH HYDRO | 405 | ELLSWORTH HYDRO | HW | WAT |  | HYDRO (WEEKLY CYCLE) | 1919-01-01 05:00 | Black Bear Hydro Partners, LLC | BBHP | ME | 09 | BHE | ME | 1469 | 9.05 | 9.044 | 9.05 | 9.044 | 0
407 | EASTPORT DIESELS 1-3 | 407 | EASTPORT DIESELS 1-3 | IC | DFO |  | OIL INTERNAL COMBUSTION | 1948-01-01 05:00 | Energy New England LLC | ENE | ME | 29 | BHE | ME | 1468 | 2.1 | 1.9 | 2.1 | 1.9 | 0.1
410 | ESSEX 19 HYDRO | 410 | ESSEX 19 HYDRO | HDR | WAT |  | HYDRO (DAILY CYCLE - RUN OF RIVER) | 1917-01-01 05:00 | Green Mountain Power Corporation | GMP | VT | 07 | VT | VT | 3737 | 3.6 | 3.672 | 3.6 | 3.672 | 1.406
411 | EXETER | 411 | EXETER | ST | TDF |  | BIO/REFUSE | 1991-12-01 05:00 | ReEnergy Sterling CT Limited Partnership | REESTER | CT | 13 | CT | CT | 50736 | 0 | 0 | 0 | 0 | 0
412 | FALLS VILLAGE | 412 | FALLS VILLAGE | HDR | WAT |  | HYDRO (DAILY CYCLE - RUN OF RIVER) | 1914-01-01 05:00 | GDF Suez Energy Marketing NA, Inc. | SUEZ | CT | 05 | CT | CT | 560 | 4.48 | 1.053 | 4.48 | 1.053 | -2.886
413 | FIFE BROOK | 413 | FIFE BROOK | HDR | WAT |  | HYDRO (DAILY CYCLE - RUN OF RIVER) | 1974-10-01 04:00 | Bear Swamp Power Company LLC | BSP | MA | 03 | WMA | WCMA | 8004 | 5.122 | 0.24 | 5.122 | 0.24 | -5.849
417 | FRAMINGHAM JET 1 | 417 | FRAMINGHAM JET 1 | GT | DFO |  | OIL COMBUSTION (GAS) TURBINE | 1969-09-01 04:00 | Exelon Generation Company, LLC | EXGC | MA | 17 | BOSTON | NEMA | 1586 | 14.175 | 10.145 | 14.175 | 10.145 | 0
418 | FRAMINGHAM JET 2 | 418 | FRAMINGHAM JET 2 | GT | DFO |  | OIL COMBUSTION (GAS) TURBINE | 1969-09-01 04:00 | Exelon Generation Company, LLC | EXGC | MA | 17 | BOSTON | NEMA | 1586 | 15.686 | 10.049 | 15.686 | 10.049 | 0.306
419 | FRAMINGHAM JET 3 | 419 | FRAMINGHAM JET 3 | GT | DFO |  | OIL COMBUSTION (GAS) TURBINE | 1969-09-01 04:00 | Exelon Generation Company, LLC | EXGC | MA | 17 | BOSTON | NEMA | 1586 | 15.25 | 11.25 | 15.25 | 11.25 | 0.46
420 | FRANKLIN DRIVE 10 | 420 | FRANKLIN DRIVE 10 | GT | KER |  | OIL COMBUSTION (GAS) TURBINE | 1968-11-01 05:00 | NRG Power Marketing LLC | NRGPM | CT | 05 | CT | CT | 561 | 20.527 | 15.417 | 20.527 | 15.417 | 0
421 | FRONT STREET DIESELS 1-3 | 421 | FRONT STREET DIESELS 1-3 | IC | DFO |  | OIL INTERNAL COMBUSTION | 1980-12-01 05:00 | Chicopee Municipal Lighting Plant | CMLP | MA | 13 | WMA | WCMA | 7396 | 8.25 | 7.715 | 7.706 | 7.715 | 0.002
424 | GREAT LAKES - MILLINOCKET | 424 | GREAT LAKES - MILLINOCKET | HW | WAT |  | HYDRO (WEEKLY CYCLE) | 1987-03-01 05:00 | Brookfield Energy Marketing, LP | BEMLP | ME | 19 | BHE | ME | 55830 | 71.822 | 74.958 | 71.822 | 90.836 | 15.878
426 | GORGE 1 DIESEL | 426 | GORGE 1 DIESEL | GT | DFO |  | OIL COMBUSTION (GAS) TURBINE | 1965-01-01 05:00 | Green Mountain Power Corporation | GMP | VT | 07 | VT | VT | 3735 | 11 | 7.09 | 11 | 7.09 | 7.09
427 | GORHAM | 427 | GORHAM | HDR | WAT |  | HYDRO (DAILY CYCLE - RUN OF RIVER) | 1909-01-01 05:00 | Public Service Company of New Hampshire | PSNH | NH | 07 | NH | NH | 2358 | 1.389 | 0.933 | 1.389 | 0.933 | -0.501
432 | HARRIS 1 | 432 | HARRIS 1 | HW | WAT |  | HYDRO (WEEKLY CYCLE) | 1954-01-01 05:00 | Brookfield White Pine Hydro LLC | FPLEMH | ME | 25 | ME | ME | 1492 | 16.776 | 16.79 | 16.776 | 16.79 | 0
433 | HARRIS 2 | 433 | HARRIS 2 | HW | WAT |  | HYDRO (WEEKLY CYCLE) | 1954-01-01 05:00 | Brookfield White Pine Hydro LLC | FPLEMH | ME | 25 | ME | ME | 1492 | 34.5 | 34.865 | 34.5 | 34.865 | 0
434 | HARRIS 3 | 434 | HARRIS 3 | HW | WAT |  | HYDRO (WEEKLY CYCLE) | 1953-01-01 05:00 | Brookfield White Pine Hydro LLC | FPLEMH | ME | 25 | ME | ME | 1492 | 33.905 | 34.21 | 33.905 | 34.21 | 0
435 | HARRIMAN | 435 | HARRIMAN | HW | WAT |  | HYDRO (WEEKLY CYCLE) | 1924-01-01 05:00 | TransCanada Power Marketing, Ltd. | TCPM | VT | 25 | WMA | WCMA | 3746 | 38.663 | 40.943 | 38.471 | 40.943 | 0
436 | HEMPHILL 1 | 436 | HEMPHILL 1 | ST | WDS |  | BIO/REFUSE | 1987-12-01 05:00 | Springfield Power, LLC | SPRING | NH | 19 | NH | NH | 10838 | 16.89 | 16.818 | 16.89 | 16.818 | -0.15
440 | HIRAM | 440 | HIRAM | HDP | WAT |  | HYDRO (DAILY CYCLE - PONDAGE) | 1917-01-01 05:00 | Brookfield White Pine Hydro LLC | FPLEMH | ME | 05 | SME | ME | 1493 | 11.24 | 10.067 | 11.24 | 10.067 | -1.122
445 | COVANTA WEST ENFIELD | 445 | COVANTA WEST ENFIELD | ST | WDS |  | BIO/REFUSE | 1987-11-01 05:00 | Covanta Maine, LLC | CM | ME | 19 | BHE | ME | 10766 | 21.446 | 20.461 | 21.446 | 20.461 | 0
446 | COVANTA JONESBORO | 446 | COVANTA JONESBORO | ST | WDS |  | BIO/REFUSE | 1987-11-01 05:00 | Covanta Maine, LLC | CM | ME | 29 | BHE | ME | 10765 | 20.226 | 20.226 | 20.226 | 20.226 | 0
448 | IPSWICH DIESELS | 448 | IPSWICH DIESELS | IC | DFO | NG | GAS/OIL INTERNAL COMBUSTION | 1951-01-01 05:00 | Ipswich Municipal Light Department | IMLD | MA | 09 | BOSTON | NEMA | 1670 | 9.495 | 9.099 | 9.495 | 9.099 | -0.63
449 | JACKMAN | 449 | JACKMAN | HW | WAT |  | HYDRO (WEEKLY CYCLE) | 1926-02-01 05:00 | Public Service Company of New Hampshire | PSNH | NH | 11 | NH | NH | 2360 | 3.541 | 3.565 | 3.541 | 3.565 | -0.035
452 | KENDALL JET 1 | 452 | KENDALL JET 1 | GT | DFO |  | OIL COMBUSTION (GAS) TURBINE | 1970-09-24 04:00 | Kendall Green Energy, LLC | KENDALL | MA | 17 | BOSTON | NEMA | 1595 | 23 | 18 | 23 | 18 | 0
457 | LAWRENCE HYDRO | 457 | LAWRENCE HYDRO | HDR | WAT |  | HYDRO (DAILY CYCLE - RUN OF RIVER) | 1981-11-01 05:00 | CHI Power Marketing, Inc. | CHIPM | MA | 09 | CMA/NEMA | WCMA | 50545 | 9.755 | 4.286 | 9.755 | 4.286 | -1.874
460 | LOCKWOOD | 460 | LOCKWOOD | HDR | WAT |  | HYDRO (DAILY CYCLE - RUN OF RIVER) | 1984-12-01 05:00 | Brookfield Energy Marketing, LP | BEMLP | ME | 11 | ME | ME | 10066 | 3.338 | 3.244 | 3.338 | 3.244 | -0.802
461 | LENERGIA ENERGY CENTER | 12521 | Lowell Power Reactivation | CC | NG | DFO | GAS/OIL COMBINED CYCLE | 1993-03-11 05:00 | EDF Trading North America, LLC | EDFT | MA | 17 | CMA/NEMA | WCMA | 54586 | 78.446 | 74.638 | 78.446 | 74.638 | 0
462 | LISBON RESOURCE RECOVERY | 462 | LISBON RESOURCE RECOVERY | ST | MSW |  | BIO/REFUSE | 1996-01-01 05:00 | Connecticut Light and Power Company, The | CLP | CT | 11 | CT | CT | 54758 | 13.141 | 13.527 | 13.141 | 13.527 | 0.202
463 | REENERGY LIVERMORE FALLS | 463 | AEI LIVERMORE | ST | WDS |  | BIO/REFUSE | 1992-10-01 04:00 | ReEnergy Stratton LLC | REESTR | ME | 01 | ME | ME | 10354 | 34.43 | 34.695 | 35.63 | 35.3 | 0.605
464 | LOST NATION | 464 | LOST NATION | GT | DFO |  | OIL COMBUSTION (GAS) TURBINE | 1969-09-01 04:00 | Public Service Company of New Hampshire | PSNH | NH | 07 | NH | NH | 2362 | 17.992 | 13.774 | 17.992 | 13.774 | -0.152
465 | DEERFIELD 2/LWR DRFIELD | 465 | DEERFIELD 2 LWR DRFIELD | HDP | WAT |  | HYDRO (DAILY CYCLE - PONDAGE) | 1912-01-01 05:00 | TransCanada Power Marketing, Ltd. | TCPM | MA | 11 | WMA | WCMA | 6047, 6083, 6119 | 18.667 | 18.58 | 18.667 | 18.58 | -0.695
466 | L STREET JET | 466 | L STREET JET | GT | DFO |  | OIL COMBUSTION (GAS) TURBINE | 1966-09-01 04:00 | Exelon Generation Company, LLC | EXGC | MA | 25 | BOSTON | NEMA | 1587 | 21.77 | 16.03 | 21.77 | 16.03 | 0
467 | MARBLEHEAD DIESELS | 467 | MARBLEHEAD DIESELS | IC | DFO |  | OIL INTERNAL COMBUSTION | 1998-09-25 04:00 | Marblehead Municipal Light Department | MMLD | MA | 09 | BOSTON | NEMA | 6586 | 5 | 5 | 5 | 5 | 0
468 | MARSHFIELD 6 HYDRO | 468 | MARSHFIELD 6 HYDRO | HW | WAT |  | HYDRO (WEEKLY CYCLE) | 1927-01-01 05:00 | Green Mountain Power Corporation | GMP | VT | 23 | NH | VT | 3739 | 4.65 | 4.508 | 4.65 | 4.508 | 0.096
472 | M STREET JET | 472 | M STREET JET | GT | KER |  | OIL COMBUSTION (GAS) TURBINE | 1978-01-01 05:00 | Massachusetts Bay Transportation Authority | MBTA | MA | 25 | BOSTON | NEMA | 10176 | 67.2 | 47 | 67.2 | 47 | 0
473 | MCINDOES | 473 | MCINDOES | HDP | WAT |  | HYDRO (DAILY CYCLE - PONDAGE) | 1931-01-01 05:00 | TransCanada Power Marketing, Ltd. | TCPM | NH | 09 | NH | NH | 6483 | 10.764 | 10.17 | 10.764 | 10.17 | 0.104
474 | J C MCNEIL | 474 | J C MCNEIL | ST | WDS |  | BIO/REFUSE | 1984-02-01 05:00 | Burlington Electric Department | BED | VT | 07 | VT | VT | 589 | 54 | 52 | 54 | 52 | 0
475 | MEDWAY DIESELS 1-4 | 475 | MEDWAY DIESELS 1-4 | IC | DFO |  | OIL INTERNAL COMBUSTION | 1960-01-01 05:00 | Energy New England LLC | ENE | ME | 19 | BHE | ME | 1474 | 6.412 | 4.029 | 6.412 |  | -4.029
478 | MIDDLETOWN 10 | 478 | MIDDLETOWN 10 | GT | JF |  | OIL COMBUSTION (GAS) TURBINE | 1966-01-01 05:00 | NRG Power Marketing LLC | NRGPM | CT | 07 | CT | CT | 562 | 20.015 | 15.515 | 20.015 | 15.515 | 0
480 | MIDDLETOWN 2 | 480 | MIDDLETOWN 2 | ST | RFO | NG | GAS/OIL STEAM | 1958-01-01 05:00 | NRG Power Marketing LLC | NRGPM | CT | 07 | CT | CT | 562 | 120 | 117 | 120 | 117 | 0
481 | MIDDLETOWN 3 | 481 | MIDDLETOWN 3 | ST | RFO | NG | GAS/OIL STEAM | 1964-01-01 05:00 | NRG Power Marketing LLC | NRGPM | CT | 07 | CT | CT | 562 | 244.398 | 226.75 | 244.398 | 226.75 | -6.929
482 | MIDDLETOWN 4 | 482 | MIDDLETOWN 4 | ST | RFO |  | OIL STEAM | 1973-06-01 04:00 | NRG Power Marketing LLC | NRGPM | CT | 07 | CT | CT | 562 | 402 | 399.923 | 402 | 399.923 | 0
484 | MILLSTONE POINT 2 | 484 | MILLSTONE POINT 2 | ST | NUC |  | NUCLEAR STEAM | 1975-12-01 05:00 | Dominion Energy Marketing, Inc. | DEM | CT | 11 | CT | CT | 566 | 875.912 | 867.839 | 875.912 | 867.839 | -3.016
485 | MILLSTONE POINT 3 | 485 | MILLSTONE POINT 3 | ST | NUC |  | NUCLEAR STEAM | 1986-04-01 05:00 | Dominion Energy Marketing, Inc. | DEM | CT | 11 | CT | CT | 566 | 1235.001 | 1220.013 | 1235.001 | 1220.013 | -4.987
486 | MILFORD POWER | 486 | MILFORD POWER | CC | NG |  | GAS COMBINED CYCLE | 1994-01-01 05:00 | Repsol Energy North America Corporation | REPSOL | MA | 27 | RI | SEMA | 54805 | 170.73 | 149 | 170.73 | 149 | 0
487 | MILLER HYDRO | 487 | MILLER HYDRO | HDR | WAT |  | HYDRO (DAILY CYCLE - RUN OF RIVER) | 1984-04-01 05:00 | Energy New England LLC | ENE | ME | 01 | ME | ME | 50278 | 9.724 | 6.172 | 9.724 | 6.172 | -3.256
489 | MERRIMACK 1 | 489 | MERRIMACK 1 | ST | BIT |  | COAL STEAM | 1960-12-01 05:00 | Public Service Company of New Hampshire | PSNH | NH | 13 | NH | NH | 2364 | 108.05 | 108 | 108.05 | 108 | 0
490 | MERRIMACK 2 | 490 | MERRIMACK 2 | ST | BIT |  | COAL STEAM | 1968-04-30 04:00 | Public Service Company of New Hampshire | PSNH | NH | 13 | NH | NH | 2364 | 330.513 | 328.137 | 330.513 | 328.137 | -1.863
492 | MONTVILLE 10 AND 11 | 492 | MONTVILLE 10 and 11 | IC | KER |  | OIL INTERNAL COMBUSTION | 1967-01-01 05:00 | NRG Power Marketing LLC | NRGPM | CT | 11 | CT | CT | 546 | 5.354 | 5.296 | 5.354 | 5.296 | 0
493 | MONTVILLE 5 | 493 | MONTVILLE 5 | ST | RFO | NG | GAS/OIL STEAM | 1954-01-01 05:00 | NRG Power Marketing LLC | NRGPM | CT | 11 | CT | CT | 546 | 81.59 | 81 | 81.59 | 81 | 0
494 | MONTVILLE 6 | 494 | MONTVILLE 6 | ST | RFO |  | OIL STEAM | 1971-07-01 04:00 | NRG Power Marketing LLC | NRGPM | CT | 11 | CT | CT | 546 | 406.659 | 386.048 | 406.659 | 386.048 | -5.672
495 | MONTY | 495 | MONTY | HDP | WAT |  | HYDRO (DAILY CYCLE - PONDAGE) | 1980-01-01 05:00 | Brookfield White Pine Hydro LLC | FPLEMH | ME | 25 | ME | ME | 805 | 26.96 | 26.96 | 26.96 | 26.96 | -1.04
496 | MOORE | 496 | MOORE | HW | WAT |  | HYDRO (WEEKLY CYCLE) | 1956-01-01 05:00 | TransCanada Power Marketing, Ltd. | TCPM | NH | 09 | NH | NH | 2351 | 190.913 | 189.032 | 190.913 | 189.032 | 0
497 | MASS POWER | 497 | MASS POWER | CC | NG |  | GAS COMBINED CYCLE | 1993-07-01 04:00 | Dynegy Marketing and Trade, LLC | DMT1 | MA | 13 | WMA | WCMA | 10726 | 279.889 | 245.259 | 279.889 | 245.259 | 0
498 | MT TOM | 498 | MT TOM | ST | BIT |  | COAL STEAM | 1960-06-01 04:00 | GDF Suez Energy Marketing NA, Inc. | SUEZ | MA | 13 | WMA | WCMA | 1606 | 0 | 0 | 0 | 0 | 0
502 | MYSTIC 7 | 502 | MYSTIC 7 | ST | NG | RFO | GAS/OIL STEAM | 1975-06-01 04:00 | Exelon Generation Company, LLC | EXGC | MA | 25 | BOSTON | NEMA | 1588 | 559.775 | 575.479 | 559.775 | 575.479 | 4.679
503 | MYSTIC JET | 503 | MYSTIC JET | GT | DFO |  | OIL COMBUSTION (GAS) TURBINE | 1969-06-01 04:00 | Exelon Generation Company, LLC | EXGC | MA | 25 | BOSTON | NEMA | 1588 | 13.218 | 8.275 | 13.218 | 8.275 | -0.793
507 | NEA BELLINGHAM | 507 | NEA BELLINGHAM | CC | NG | DFO | GAS/OIL COMBINED CYCLE | 1991-10-01 04:00 | NextEra Energy Power Marketing, LLC | FPLP | MA | 21 | RI | SEMA | 10307 | 329.957 | 272.051 | 329.957 | 272.051 | -0.814
508 | NEWINGTON 1 | 508 | NEWINGTON 1 | ST | RFO | NG | GAS/OIL STEAM | 1974-06-01 04:00 | Public Service Company of New Hampshire | PSNH | NH | 15 | NH | NH | 8002 | 400.2 | 400.2 | 400.2 | 400.2 | 0
513 | NEW HAVEN HARBOR | 513 | NEW HAVEN HARBOR | ST | RFO | NG | GAS/OIL STEAM | 1975-08-01 04:00 | PSEG Energy Resources & Trade LLC | PSEG | CT | 09 | CT | CT | 6156 | 453.384 | 447.118 | 436.61 | 447.118 | 4.534
515 | NORWICH JET | 515 | NORWICH JET | GT | DFO |  | OIL COMBUSTION (GAS) TURBINE | 1972-09-01 04:00 | Connecticut Municipal Electric Energy Cooperative | CMEEC | CT | 11 | CT | CT | 581 | 18.8 | 15.255 | 18.8 | 15.255 | 0
519 | NORWALK HARBOR 1 | 519 | NORWALK HARBOR 1 | ST | RFO |  | OIL STEAM | 1960-01-01 05:00 | NRG Power Marketing LLC | NRGPM | CT | 01 | NOR | CT | 548 | 0 | 0 | 0 | 0 | 0
520 | NORWALK HARBOR 2 | 520 | NORWALK HARBOR 2 | ST | RFO |  | OIL STEAM | 1963-01-01 05:00 | NRG Power Marketing LLC | NRGPM | CT | 01 | NOR | CT | 548 | 0 | 0 | 0 | 0 | 0
521 | NORWALK HARBOR 10 (3) | 521 | NORWALK HARBOR 10 (3) | GT | KER |  | OIL COMBUSTION (GAS) TURBINE | 1996-10-01 04:00 | NRG Power Marketing LLC | NRGPM | CT | 01 | NOR | CT | 548 | 0 | 0 | 0 | 0 | 0
527 | OGDEN-MARTIN 1 | 527 | OGDEN-MARTIN 1 | ST | MSW | DFO | BIO/REFUSE | 1989-06-01 04:00 | Covanta Haverhill Associates | CHA | MA | 09 | BOSTON | NEMA | 50661 | 41.851 | 39.533 | 41.851 | 39.533 | -0.941
528 | OCEAN ST PWR GT1/GT2/ST1 | 528 | OCEAN ST PWR GT1 GT2 ST1 | CC | NG | DFO | GAS/OIL COMBINED CYCLE | 1990-12-31 05:00 | TransCanada Power Marketing, Ltd. | TCPM | RI | 07 | RI | RI | 51030 | 316.901 | 270.901 | 316.901 | 270.901 | 0
529 | OCEAN ST PWR GT3/GT4/ST2 | 529 | OCEAN ST PWR GT3 GT4 ST2 | CC | NG |  | GAS COMBINED CYCLE | 1991-10-01 04:00 | TransCanada Power Marketing, Ltd. | TCPM | RI | 07 | RI | RI | 54324 | 318.18 | 270.18 | 318.18 | 270.18 | 0
531 | PAWTUCKET POWER | 531 | PAWTUCKET POWER | CC | NG | DFO | GAS/OIL COMBINED CYCLE | 1991-02-01 05:00 | Pawtucket Power Holding Company LLC | PPH | RI | 07 | RI | RI | 54056 | 57.117 | 52.102 | 57.117 | 52.102 | 0.736
532 | PEJEPSCOT | 532 | PEJEPSCOT | HDR | WAT |  | HYDRO (DAILY CYCLE - RUN OF RIVER) | 1987-11-01 05:00 | Black Bear Hydro Partners, LLC | BBHP | ME | 23 | ME | ME | 50758 | 8.413 | 5.471 | 8.413 | 5.471 | -2.679
536 | PERC-ORRINGTON 1 | 536 | PERC-ORRINGTON 1 | ST | MSW |  | BIO/REFUSE | 1988-01-01 05:00 | New Brunswick Energy Marketing Corporation | NBPGC | ME | 19 | BHE | ME | 50051 | 19.997 | 21.559 | 19.997 | 21.559 | -0.511
537 | PILGRIM NUCLEAR POWER STATION | 537 | PILGRIM NUCLEAR POWER STATION | ST | NUC |  | NUCLEAR STEAM | 1972-12-01 05:00 | Entergy Nuclear Power Marketing LLC | ENPM | MA | 23 | SEMA | SEMA | 1590 | 683.421 | 677.284 | 683.421 | 677.284 | 0
538 | PINETREE POWER | 538 | PINETREE POWER | ST | WDS |  | BIO/REFUSE | 1992-11-01 05:00 | GDF Suez Energy Marketing NA, Inc. | SUEZ | MA | 27 | WMA | WCMA | 54620 | 17.309 | 17.115 | 17.309 | 17.115 | 1.332
539 | PONTOOK HYDRO | 539 | PONTOOK HYDRO | HDR | WAT |  | HYDRO (DAILY CYCLE - RUN OF RIVER) | 1986-12-01 05:00 | Brookfield Energy Marketing, LP | BEMLP | NH | 07 | NH | NH | 50741 | 6.543 | 4.671 | 6.543 | 4.671 | -0.046
540 | POTTER 2 CC | 540 | POTTER 2 CC | CC | NG |  | GAS COMBINED CYCLE | 1977-03-01 05:00 | Braintree Electric Light Department, Town of | BELD | MA | 21 | SEMA | SEMA | 1660 | 89.998 | 0 | 89.998 | 71.998 | 0
541 | PROCTOR | 541 | PROCTOR | HDR | WAT |  | HYDRO (DAILY CYCLE - RUN OF RIVER) | 1980-01-01 05:00 | Green Mountain Power Corporation | GMP | VT | 21 | VT | VT | 6450 | 0 | 1.028 | 0 | 1.028 | 1.028
542 | ECO MAINE | 542 | ECO MAINE | ST | MSW |  | BIO/REFUSE | 1988-08-01 04:00 | BP Energy Company | BPE | ME | 05 | SME | ME | 50225 | 9.993 | 11.523 | 9.993 | 11.523 | 0.175
546 | RESCO SAUGUS | 546 | RESCO SAUGUS | ST | MSW |  | BIO/REFUSE | 1985-11-01 05:00 | Wheelabrator North Andover Inc | WNE | MA | 09 | BOSTON | NEMA | 50880 | 30.114 | 30.845 | 30.114 | 30.845 | 0
547 | WHEELABRATOR NORTH ANDOVER | 547 | WHEELABRATOR NORTH ANDOVER | ST | MSW |  | BIO/REFUSE | 1985-08-01 04:00 | Wheelabrator North Andover Inc | WNE | MA | 09 | BOSTON | NEMA | 50877 | 30.067 | 30.259 | 30.067 | 30.259 | 0.537
549 | RUTLAND 5 GT | 549 | RUTLAND 5 GT | GT | DFO |  | OIL COMBUSTION (GAS) TURBINE | 1962-01-01 05:00 | Green Mountain Power Corporation | GMP | VT | 21 | VT | VT | 3723 | 12.203 | 7.718 | 12.203 | 7.718 | -0.201
555 | SEABROOK | 555 | SEABROOK | ST | NUC |  | NUCLEAR STEAM | 1990-04-01 05:00 | NextEra Energy Power Marketing, LLC | FPLP | NH | 15 | NH | NH | 6115 | 1246.65 | 1247.075 | 1249.075 | 1247.9 | 0.825
556 | SCHILLER 4 | 556 | SCHILLER 4 | ST | BIT | RFO | COAL STEAM | 1952-04-01 05:00 | Public Service Company of New Hampshire | PSNH | NH | 15 | NH | NH | 2367 | 48 | 47.5 | 48 | 47.5 | 0
557 | SCHILLER 5 | 557 | SCHILLER 5 | ST | WDS |  | BIO/REFUSE | 1955-05-01 04:00 | Public Service Company of New Hampshire | PSNH | NH | 15 | NH | NH | 2367 | 42.594 | 43.082 | 42.594 | 43.082 | 0
558 | SCHILLER 6 | 558 | SCHILLER 6 | ST | BIT | RFO | COAL STEAM | 1957-07-01 04:00 | Public Service Company of New Hampshire | PSNH | NH | 15 | NH | NH | 2367 | 47.948 | 47.217 | 47.948 | 47.217 | -0.514
559 | SCHILLER CT 1 | 559 | SCHILLER CT 1 | GT | KER |  | OIL COMBUSTION (GAS) TURBINE | 1970-11-01 05:00 | Public Service Company of New Hampshire | PSNH | NH | 15 | NH | NH | 2367 | 18.5 | 17.621 | 18.5 | 17.621 | 17.621
561 | SEARSBURG | 561 | SEARSBURG | HDP | WAT |  | HYDRO (DAILY CYCLE - PONDAGE) | 1922-03-01 05:00 | TransCanada Power Marketing, Ltd. | TCPM | VT | 03 | WMA | WCMA | 6529 | 4.567 | 4.451 | 4.567 | 4.451 | -0.304
562 | SECREC-PRESTON | 562 | SECREC-PRESTON | ST | MSW |  | BIO/REFUSE | 1992-01-01 05:00 | Connecticut Light and Power Company, The | CLP | CT | 11 | CT | CT | 10646 | 15.93 | 15.974 | 15.93 | 15.974 | 0.117
563 | SEMASS 1 | 563 | SEMASS 1 | ST | MSW | DFO | BIO/REFUSE | 1988-10-01 04:00 | NSTAR Electric Company | NSTAR | MA | 23 | SEMA | SEMA | 50290 | 49.743 | 48.712 | 49.743 | 48.712 | -0.473
564 | SEMASS 2 | 564 | SEMASS 2 | ST | MSW | DFO | BIO/REFUSE | 1993-05-01 04:00 | NSTAR Electric Company | NSTAR | MA | 23 | SEMA | SEMA | 50290 | 24.829 | 24.035 | 24.829 | 24.035 | 1.395
565 | SHELDON SPRINGS | 565 | SHELDON SPRINGS | HDR | WAT |  | HYDRO (DAILY CYCLE - RUN OF RIVER) | 1988-05-01 04:00 | Vermont Electric Power Company, Inc. | VELCO | VT | 11 | VT | VT | 10494 | 5.375 | 5.517 | 5.375 | 5.517 | 3.231
566 | SHEPAUG | 566 | SHEPAUG | HW | WAT |  | HYDRO (WEEKLY CYCLE) | 1955-01-01 05:00 | GDF Suez Energy Marketing NA, Inc. | SUEZ | CT | 09 | SWCT | CT | 552 | 42.523 | 41.511 | 42.523 | 41.511 | 0
567 | SHERMAN | 567 | SHERMAN | HW | WAT |  | HYDRO (WEEKLY CYCLE) | 1926-12-01 05:00 | TransCanada Power Marketing, Ltd. | TCPM | MA | 11 | WMA | WCMA | 6012 | 6.22 | 6.154 | 6.22 | 6.154 | 0
568 | SHREWSBURY DIESELS | 35657 | Shrewsbury Diesels | IC | DFO |  | OIL INTERNAL COMBUSTION | 1978-05-01 04:00 | Shrewsbury Electric & Cable Operations | SELP | MA | 27 | CMA/NEMA | WCMA | 6125 | 13.65 | 13.75 | 13.65 | 13.75 | 0
569 | SKELTON | 569 | SKELTON | HDP | WAT |  | HYDRO (DAILY CYCLE - PONDAGE) | 1948-01-01 05:00 | Brookfield White Pine Hydro LLC | FPLEMH | ME | 31 | SME | ME | 1505 | 21.6 | 21.6 | 21.6 | 21.6 | 0
570 | SMITH | 570 | SMITH | HDR | WAT |  | HYDRO (DAILY CYCLE - RUN OF RIVER) | 1948-01-01 05:00 | Public Service Company of New Hampshire | PSNH | NH | 07 | NH | NH | 2368 | 11.14 | 9.634 | 11.14 | 9.634 | 1.281
572 | SO. MEADOW 11 | 572 | SO. MEADOW 11 | GT | DFO |  | OIL COMBUSTION (GAS) TURBINE | 1970-08-01 04:00 | NextEra Energy Power Marketing, LLC | FPLP | CT | 03 | CT | CT | 563 | 46.921 | 35.781 | 46.921 | 35.781 | 0
573 | SO. MEADOW 12 | 573 | SO. MEADOW 12 | GT | DFO |  | OIL COMBUSTION (GAS) TURBINE | 1970-08-01 04:00 | NextEra Energy Power Marketing, LLC | FPLP | CT | 03 | CT | CT | 563 | 47.815 | 37.649 | 47.815 | 37.649 | 0
574 | SO. MEADOW 13 | 574 | SO. MEADOW 13 | GT | DFO |  | OIL COMBUSTION (GAS) TURBINE | 1970-08-01 04:00 | NextEra Energy Power Marketing, LLC | FPLP | CT | 03 | CT | CT | 563 | 47.917 | 38.317 | 47.917 | 38.317 | 0
575 | SO. MEADOW 14 | 575 | SO. MEADOW 14 | GT | DFO |  | OIL COMBUSTION (GAS) TURBINE | 1970-08-01 04:00 | NextEra Energy Power Marketing, LLC | FPLP | CT | 03 | CT | CT | 563 | 46.346 | 36.746 | 46.346 | 36.746 | 0
580 | SO. MEADOW 5 | 580 | SO. MEADOW 5 | ST | MSW |  | BIO/REFUSE | 1987-11-01 05:00 | NextEra Energy Power Marketing, LLC | FPLP | CT | 03 | CT | CT | 563 | 16.479 | 18.144 | 16.479 | 18.144 | -7.992
581 | SO. MEADOW 6 | 581 | SO. MEADOW 6 | ST | MSW |  | BIO/REFUSE | 1987-11-01 05:00 | NextEra Energy Power Marketing, LLC | FPLP | CT | 03 | CT | CT | 563 | 24.273 | 22.842 | 24.273 | 22.842 | 6.219
583 | STONY BROOK 2A | 583 | STONY BROOK 2A | GT | DFO | DFO | OIL COMBUSTION (GAS) TURBINE | 1982-11-01 05:00 | Massachusetts Municipal Wholesale Electric Company | MMWEC | MA | 13 | WMA | WCMA | 6081 | 87.4 | 67.4 | 87.4 | 67.4 | 0
584 | STONY BROOK 2B | 584 | STONY BROOK 2B | GT | DFO |  | OIL COMBUSTION (GAS) TURBINE | 1982-11-01 05:00 | Massachusetts Municipal Wholesale Electric Company | MMWEC | MA | 13 | WMA | WCMA | 6081 | 85.3 | 65.3 | 85.3 | 65.3 | 0
587 | STEVENSON | 587 | STEVENSON | HW | WAT |  | HYDRO (WEEKLY CYCLE) | 1919-01-01 05:00 | GDF Suez Energy Marketing NA, Inc. | SUEZ | CT | 01 | SWCT | CT | 553 | 28.844 | 28.311 | 28.844 | 28.311 | 0
590 | REENERGY STRATTON | 590 | BORALEX STRATTON ENERGY | ST | WDS |  | BIO/REFUSE | 1989-09-01 04:00 | ReEnergy Stratton LLC | REESTR | ME | 07 | ME | ME | 50650 | 44.363 | 45.024 | 44.363 | 45.024 | 0
591 | S.D. WARREN-WESTBROOK | 591 | S.D. WARREN-WESTBROOK | ST | WDS | RFO | BIO/REFUSE | 1997-11-01 05:00 | NextEra Energy Power Marketing, LLC | FPLP | ME | 05 | SME | ME | 50447 | 20.67 | 7.506 | 20.67 | 7.506 | -35.084
592 | TAMWORTH | 592 | TAMWORTH | ST | WDS |  | BIO/REFUSE | 1988-01-01 05:00 | GDF Suez Energy Marketing NA, Inc. | SUEZ | NH | 03 | NH | NH | 50739 | 19.03 | 19.814 | 19.03 | 19.814 | -0.26
595 | TORRINGTON TERMINAL 10 | 595 | TORRINGTON TERMINAL 10 | GT | KER |  | OIL COMBUSTION (GAS) TURBINE | 1967-08-01 04:00 | NRG Power Marketing LLC | NRGPM | CT | 05 | CT | CT | 565 | 20.748 | 15.638 | 20.748 | 15.638 | 0
596 | TUNNEL 10 | 596 | TUNNEL 10 | GT | KER |  | OIL COMBUSTION (GAS) TURBINE | 1969-01-01 05:00 | GDF Suez Energy Marketing NA, Inc. | SUEZ | CT | 11 | CT | CT | 557 | 21.691 | 16.591 | 18.114 | 16.591 | 0.334
598 | VERGENNES 5 AND 6 DIESELS | 598 | VERGENNES 5 and 6 DIESELS | IC | DFO |  | OIL INTERNAL COMBUSTION | 1964-01-01 05:00 | Green Mountain Power Corporation | GMP | VT | 01 | VT | VT | 6519 | 4.24 | 3.94 | 4.24 | 3.94 | 0
599 | VERNON | 599 | VERNON | HDP | WAT |  | HYDRO (DAILY CYCLE - PONDAGE) | 1909-01-01 05:00 | TransCanada Power Marketing, Ltd. | TCPM | VT | 25 | WMA | WCMA | 2352 | 32 | 32 | 32 | 32 | 0
612 | WATERS RIVER JET 1 | 612 | WATERS RIVER JET 1 | GT | NG | DFO | GAS/OIL COMBUSTION (GAS) TURBINE | 1971-12-01 05:00 | Massachusetts Municipal Wholesale Electric Company | MMWEC | MA | 09 | BOSTON | NEMA | 1678 | 21.974 | 15.974 | 21.974 | 15.974 | 0
613 | WATERS RIVER JET 2 | 613 | WATERS RIVER JET 2 | GT | NG | DFO | GAS/OIL COMBUSTION (GAS) TURBINE | 1991-04-01 05:00 | Massachusetts Municipal Wholesale Electric Company | MMWEC | MA | 09 | BOSTON | NEMA | 1678 | 40 | 28.5 | 40 | 28.5 | 0
614 | WATERBURY 22 | 614 | WATERBURY 22 | HW | WAT |  | HYDRO (WEEKLY CYCLE) | 1953-01-01 05:00 | Green Mountain Power Corporation | GMP | VT | 23 | VT | VT | 6520 | 5 | 5 | 5 | 5 | 0
616 | WEST ENFIELD | 616 | WEST ENFIELD | HDR | WAT |  | HYDRO (DAILY CYCLE - RUN OF RIVER) | 1988-05-01 04:00 | New Brunswick Energy Marketing Corporation | NBPGC | ME | 19 | BHE | ME | 10255 | 11.74 | 9.318 | 11.74 | 9.318 | 0.5
617 | WESTON | 617 | WESTON | HDR | WAT |  | HYDRO (DAILY CYCLE - RUN OF RIVER) | 1920-01-01 05:00 | Brookfield White Pine Hydro LLC | FPLEMH | ME | 17 | ME | ME | 1509 | 11.485 | 8.145 | 11.485 | 8.145 | -2.686
618 | DG WHITEFIELD, LLC | 618 | DG WHITEFIELD, LLC | ST | WDS |  | BIO/REFUSE | 1988-04-01 05:00 | Springfield Power, LLC | SPRING | NH | 07 | NH | NH | 10839 | 16.224 | 16.002 | 16.224 | 16.002 | 0.399
619 | WHITE LAKE JET | 619 | WHITE LAKE JET | GT | KER |  | OIL COMBUSTION (GAS) TURBINE | 1968-08-01 04:00 | Public Service Company of New Hampshire | PSNH | NH | 03 | NH | NH | 2369 | 22.397 | 17.447 | 22.397 | 17.447 | 0
620 | WILDER | 620 | WILDER | HW | WAT |  | HYDRO (WEEKLY CYCLE) | 1950-01-01 05:00 | TransCanada Power Marketing, Ltd. | TCPM | VT | 27 | VT | NH | 2353 | 40.698 | 39.083 | 40.698 | 39.083 | 0
621 | WILLIAMS | 621 | WILLIAMS | HDP | WAT |  | HYDRO (DAILY CYCLE - PONDAGE) | 1939-01-01 05:00 | Brookfield White Pine Hydro LLC | FPLEMH | ME | 25 | ME | ME | 1510 | 14.855 | 14.9 | 14.855 | 14.9 | 0
622 | WINOOSKI 1 | 622 | WINOOSKI 1 | HDR | WAT |  | HYDRO (DAILY CYCLE - RUN OF RIVER) | 1993-04-01 05:00 | Burlington Electric Department | BED | VT | 07 | VT | VT | 54355 | 2.124 | 2.355 | 2.124 | 2.355 | 0.992
623 | COVANTA PROJECTS WALLINGFORD | 623 | WALLINGFORD REFUSE | ST | MSW | DFO | BIO/REFUSE | 1989-03-01 05:00 | Covanta Projects of Wallingford, L.P. | CPW | CT | 09 | SWCT | CT | 50664 | 2.346 | 0 | 2.346 | 0 | -5.027
624 | WMI MILLBURY 1 | 624 | WMI MILLBURY 1 | ST | MSW |  | BIO/REFUSE | 1987-09-01 04:00 | New England Power Company | NEP | MA | 27 | CMA/NEMA | WCMA | 50878 | 39.891 | 39.811 | 39.891 | 39.811 | 0
625 | WEST MEDWAY JET 1 | 625 | WEST MEDWAY JET 1 | GT | DFO |  | OIL COMBUSTION (GAS) TURBINE | 1970-07-01 04:00 | Exelon Generation Company, LLC | EXGC | MA | 21 | BOSTON | NEMA | 1592 | 62.915 | 42 | 62.915 | 42 | 0
626 | WEST MEDWAY JET 2 | 626 | WEST MEDWAY JET 2 | GT | DFO |  | OIL COMBUSTION (GAS) TURBINE | 1971-03-01 05:00 | Exelon Generation Company, LLC | EXGC | MA | 21 | BOSTON | NEMA | 1592 | 61.598 | 39.848 | 61.598 | 39.848 | 0
627 | WEST MEDWAY JET 3 | 627 | WEST MEDWAY JET 3 | GT | DFO |  | OIL COMBUSTION (GAS) TURBINE | 1970-07-01 04:00 | Exelon Generation Company, LLC | EXGC | MA | 21 | RI | SEMA | 1592 | 62.401 | 42.001 | 60.742 | 42.001 | 0
628 | WOODLAND ROAD | 628 | WOODLAND ROAD | GT | KER |  | OIL COMBUSTION (GAS) TURBINE | 1969-07-01 04:00 | Essential Power Massachusetts, LLC | NAEA-EM | MA | 03 | WMA | WCMA | 1643 | 20.658 | 15.808 | 20.658 | 15.808 | 0
630 | WEST SPRINGFIELD 10 | 630 | WEST SPRINGFIELD 10 | GT | KER |  | OIL COMBUSTION (GAS) TURBINE | 1968-01-01 05:00 | Essential Power Massachusetts, LLC | NAEA-EM | MA | 13 | WMA | WCMA | 1642 | 21.928 | 16.813 | 21.928 | 16.813 | -0.33
633 | WEST SPRINGFIELD 3 | 633 | WEST SPRINGFIELD 3 | ST | NG | RFO | GAS/OIL STEAM | 1957-01-01 05:00 | Essential Power Massachusetts, LLC | NAEA-EM | MA | 13 | WMA | WCMA | 1642 | 100.087 | 94.276 | 100.087 | 94.276 | 0
636 | WYMAN HYDRO 1 | 636 | WYMAN HYDRO 1 | HW | WAT |  | HYDRO (WEEKLY CYCLE) | 1930-01-01 05:00 | Brookfield White Pine Hydro LLC | FPLEMH | ME | 25 | ME | ME | 1511 | 27.4 | 27.362 | 27.4 | 27.362 | 0
637 | WYMAN HYDRO 2 | 637 | WYMAN HYDRO 2 | HW | WAT |  | HYDRO (WEEKLY CYCLE) | 1931-01-01 05:00 | Brookfield White Pine Hydro LLC | FPLEMH | ME | 25 | ME | ME | 1511 | 29.9 | 29.866 | 29.9 | 29.866 | 0
638 | WYMAN HYDRO 3 | 638 | WYMAN HYDRO 3 | HW | WAT |  | HYDRO (WEEKLY CYCLE) | 1940-01-01 05:00 | Brookfield White Pine Hydro LLC | FPLEMH | ME | 25 | ME | ME | 1511 | 25.7 | 25.548 | 25.7 | 25.548 | 0
639 | YARMOUTH 1 | 639 | YARMOUTH 1 | ST | RFO |  | OIL STEAM | 1957-01-01 05:00 | NextEra Energy Power Marketing, LLC | FPLP | ME | 05 | SME | ME | 1507 | 49.51 | 50.065 | 49.51 | 50.065 | 50.065
640 | YARMOUTH 2 | 640 | YARMOUTH 2 | ST | RFO |  | OIL STEAM | 1958-01-01 05:00 | NextEra Energy Power Marketing, LLC | FPLP | ME | 05 | SME | ME | 1507 | 52.823 | 47.855 | 52.823 | 47.855 | -2.19
641 | YARMOUTH 3 | 641 | YARMOUTH 3 | ST | RFO |  | OIL STEAM | 1965-07-01 04:00 | NextEra Energy Power Marketing, LLC | FPLP | ME | 05 | SME | ME | 1507 | 113.78 | 110.87 | 113.78 | 110.87 | 1.83
642 | YARMOUTH 4 | 642 | YARMOUTH 4 | ST | RFO |  | OIL STEAM | 1978-12-01 05:00 | NextEra Energy Power Marketing, LLC | FPLP | ME | 05 | SME | ME | 1507 | 605.875 | 602.05 | 605.875 | 602.05 | 0
715 | ROCHESTER LANDFILL | 715 | ROCHESTER LANDFILL | GT | LFG |  | BIO/REFUSE | 1998-05-01 04:00 | WM Renewable Energy, L.L.C. | WMRE | NH | 17 | NH | NH | 2007 | 2.196 | 2.126 | 2.196 | 2.126 | -0.066
737 | SIMPSON G LOAD REDUCER | 737 | SIMPSON G LOAD REDUCER | HDR | WAT |  | HYDRO (DAILY CYCLE - RUN OF RIVER) | 1980-01-01 05:00 | Green Mountain Power Corporation | GMP | VT | 09 | NH | VT | 10608 | 2.638 | 2.657 | 2.638 | 2.657 | 0.269
739 | ROCKY RIVER | 739 | ROCKY RIVER | PS | WAT |  | HYDRO (PUMPED STORAGE) | 1928-01-01 05:00 | GDF Suez Energy Marketing NA, Inc. | SUEZ | CT | 09 | SWCT | CT | 539 | 28.127 | 28.795 | 28.127 | 28.795 | -0.058
754 | BAR MILLS | 754 | BAR MILLS | HDR | WAT |  | HYDRO (DAILY CYCLE - RUN OF RIVER) | 1956-01-01 05:00 | Brookfield White Pine Hydro LLC | FPLEMH | ME | 31 | SME | ME | 1481 | 0.952 | 0 | 0.952 | 0 | 0
755 | BONNY EAGLE/W. BUXTON | 755 | BONNY EAGLE W. BUXTON | HDR | WAT |  | HYDRO (DAILY CYCLE - RUN OF RIVER) | 1910-01-01 05:00 | Brookfield White Pine Hydro LLC | FPLEMH | ME | 31 | SME | ME | 1482, 1508 | 8.335 | 3.088 | 8.335 | 3.088 | -13.063
757 | HARRIS 4 | 757 | HARRIS 4 | HW | WAT |  | HYDRO (WEEKLY CYCLE) | 1954-01-01 05:00 | Brookfield White Pine Hydro LLC | FPLEMH | ME | 25 | ME | ME | 1492 | 1.249 | 1.436 | 1.249 | 1.436 | 0
759 | MESSALONSKEE COMPOSITE | 759 | MESSALONSKEE COMPOSITE | HDR | WAT |  | HYDRO (DAILY CYCLE - RUN OF RIVER) | 1917-01-01 05:00 | Messalonskee Stream Hydro, LLC | MESSA | ME | 11 | ME | ME | 1497 | 3.924 | 0 | 3.924 | 0 | -3.948
760 | NORTH GORHAM | 760 | NORTH GORHAM | HDR | WAT |  | HYDRO (DAILY CYCLE - RUN OF RIVER) | 1925-01-01 05:00 | Brookfield White Pine Hydro LLC | FPLEMH | ME | 05 | SME | ME | 1501 | 1.017 | 0.836 | 1.017 | 0.836 | -0.639
761 | SHAWMUT | 761 | SHAWMUT | HDR | WAT |  | HYDRO (DAILY CYCLE - RUN OF RIVER) | 1913-01-01 05:00 | Brookfield White Pine Hydro LLC | FPLEMH | ME | 11 | ME | ME | 1504 | 6.985 | 5.502 | 6.985 | 5.502 | -1.737
767 | SES CONCORD | 767 | SES CONCORD | ST | MSW |  | BIO/REFUSE | 1989-05-01 04:00 | Public Service Company of New Hampshire | PSNH | NH | 13 | NH | NH | 50873 | 12.36 | 12.05 | 12.36 | 12.05 | -0.046
768 | GARVINS/HOOKSETT | 768 | GARVINS HOOKSETT | HDR | WAT |  | HYDRO (DAILY CYCLE - RUN OF RIVER) | 1902-01-01 05:00 | Public Service Company of New Hampshire | PSNH | NH | 13 | NH | NH | 2357, 2359 | 6.147 | 2.532 | 6.147 | 2.532 | -1.321
769 | HADLEY FALLS 1&2 | 769 | HADLEY FALLS 1&2 | HDR | WAT |  | HYDRO (DAILY CYCLE - RUN OF RIVER) | 1983-01-01 05:00 | Holyoke Gas & Electric Department | HGE | MA | 13 | WMA | WCMA | 1605 | 27.353 | 0 | 27.353 | 0 | -20.229
772 | NEWPORT HYDRO | 772 | NEWPORT HYDRO | HW | WAT |  | HYDRO (WEEKLY CYCLE) | 1980-01-01 05:00 | Green Mountain Power Corporation | GMP | VT | 19 | NH | VT | 3731 | 1.317 | 2.026 | 1.317 | 2.026 | 0.811
774 | LOWER LAMOILLE COMPOSITE | 774 | LOWER LAMOILLE COMPOSITE | HW | WAT |  | HYDRO (WEEKLY CYCLE) | 1948-01-01 05:00 | Green Mountain Power Corporation | GMP | VT | 07 | VT | VT | 3711 | 16 | 15.8 | 16 | 15.8 | 5.694
775 | MIDDLEBURY COMPOSITE | 775 | MIDDLEBURY COMPOSITE | HW | WAT |  | HYDRO (WEEKLY CYCLE) | 1917-01-01 05:00 | Green Mountain Power Corporation | GMP | VT | 01 | VT | VT | 3716 | 5.724 | 6.75 | 5.724 | 6.75 | 1.072
776 | N. RUTLAND COMPOSITE | 776 | N. RUTLAND COMPOSITE | HW | WAT |  | HYDRO (WEEKLY CYCLE) | 1980-01-01 05:00 | Green Mountain Power Corporation | GMP | VT | 21 | VT | VT | 3714 | 4.155 | 4.503 | 4.155 | 4.503 | 0
779 | MIDDLESEX 2 | 779 | MIDDLESEX 2 | HDR | WAT |  | HYDRO (DAILY CYCLE - RUN OF RIVER) | 1928-01-01 05:00 | Green Mountain Power Corporation | GMP | VT | 23 | VT | VT | 3740 | 1.297 | 1.202 | 1.297 | 1.202 | 1.202
781 | WEST DANVILLE 1 | 781 | WEST DANVILLE 1 | HDR | WAT |  | HYDRO (DAILY CYCLE - RUN OF RIVER) | 1986-11-01 05:00 | Green Mountain Power Corporation | GMP | VT | 05 | NH | VT | 3743 | 0 | 0 | 0 | 0 | 0
783 | HIGHGATE FALLS | 783 | HIGHGATE FALLS | HDR | WAT |  | HYDRO (DAILY CYCLE - RUN OF RIVER) | 1980-01-01 05:00 | Vermont Public Power Supply Authority | VPPSA | VT | 11 | VT | VT | 6618 | 5.491 | 6.648 | 5.491 | 6.648 | 4.985
789 | CEC 002 PAWTUCKET U5 | 789 | CEC 002 PAWTUCKET U5 | HDR | WAT |  | HYDRO (DAILY CYCLE - RUN OF RIVER) | 1985-03-01 05:00 | The Narragansett Electric Company | NEC | RI | 07 | RI | RI | 3233 | 0.544 | 0 | 0.544 | 0 | 0
792 | CENTENNIAL HYDRO | 792 | CENTENNIAL HYDRO | HDR | WAT |  | HYDRO (DAILY CYCLE - RUN OF RIVER) | 1990-05-01 04:00 | Sterling Municipal Electric Light Department | SMED | MA | 17 | CMA/NEMA | WCMA | 7112 | 0.564 | 0 | 0.564 | 0 | -0.108
793 | METHUEN HYDRO | 793 | METHUEN HYDRO | HDR | WAT |  | HYDRO (DAILY CYCLE - RUN OF RIVER) | 1988-08-01 04:00 | Sterling Municipal Electric Light Department | SMED | MA | 09 | BOSTON | NEMA |  | 0.127 | 0 | 0.127 | 0 | 0
794 | MINIWAWA | 794 | MINIWAWA | HDR | WAT |  | HYDRO (DAILY CYCLE - RUN OF RIVER) | 1992-04-01 05:00 | Littleton Electric Light & Water Department | LELWD | NH | 05 | VT | NH |  | 0.544 | 0.11 | 0.544 | 0.11 | -0.08
795 | RIVER MILL HYDRO | 795 | RIVER MILL HYDRO | HDR | WAT |  | HYDRO (DAILY CYCLE - RUN OF RIVER) | 1989-06-01 04:00 | Middleton Municipal Light Department | MMELD | NH | 09 | NH | NH | 3049 | 0 | 0 | 0 | 0 | 0
796 | GOODWIN DAM | 796 | GOODWIN DAM | HDP | WAT |  | HYDRO (DAILY CYCLE - PONDAGE) | 1986-02-01 05:00 | Connecticut Light and Power Company, The | CLP | CT | 05 | CT | CT | 54302 | 3 | 3 | 3 | 3 | 0
797 | WYRE WYND HYDRO | 797 | CEC 003 WYRE WYND U5 | HDR | WAT |  | HYDRO (DAILY CYCLE - RUN OF RIVER) | 1997-04-01 05:00 | Summit Hydropower, Inc. | SUMMIT | CT | 11 | CT | CT |  | 1.134 | 0.081 | 1.134 | 0.081 | 0.002
798 | COLEBROOK | 798 | COLEBROOK | HDR | WAT |  | HYDRO (DAILY CYCLE - RUN OF RIVER) | 1988-03-01 05:00 | Connecticut Light and Power Company, The | CLP | CT | 05 | CT | CT | 54301 | 0.739 | 0.846 | 0.739 | 0.846 | -0.102
800 | KINNEYTOWN B | 800 | KINNEYTOWN B | HDR | WAT |  | HYDRO (DAILY CYCLE - RUN OF RIVER) | 1986-11-01 05:00 | Connecticut Light and Power Company, The | CLP | CT | 09 | SWCT | CT | 54385 | 0.593 | 0.047 | 0.593 | 0.047 | 0.047
801 | WILLIMANTIC 1 | 801 | WILLIMANTIC 1 | HDR | WAT |  | HYDRO (DAILY CYCLE - RUN OF RIVER) | 1990-06-01 04:00 | Connecticut Light and Power Company, The | CLP | CT | 15 | CT | CT |  | 0.29 | 0 | 0.29 | 0 | 0
802 | WILLIMANTIC 2 | 802 | WILLIMANTIC 2 | HDR | WAT |  | HYDRO (DAILY CYCLE - RUN OF RIVER) | 1990-06-01 04:00 | Connecticut Light and Power Company, The | CLP | CT | 15 | CT | CT |  | 0 | 0 | 0 | 0 | 0
803 | TOUTANT | 803 | TOUTANT | HDR | WAT |  | HYDRO (DAILY CYCLE - RUN OF RIVER) | 1994-02-01 05:00 | Connecticut Light and Power Company, The | CLP | CT | 15 | CT | CT |  | 0.396 | 0.251 | 0.396 | 0.251 | 0
804 | PUTNAM | 804 | PUTNAM | HDR | WAT |  | HYDRO (DAILY CYCLE - RUN OF RIVER) | 1987-10-01 04:00 | Putnam Hydropower, Inc. | PUTNAM | CT | 15 | CT | CT |  | 0.313 | 0 | 0.313 | 0 | 0
806 | MECHANICSVILLE | 806 | MECHANICSVILLE | HDR | WAT |  | HYDRO (DAILY CYCLE - RUN OF RIVER) | 1995-09-01 04:00 | Sterling Municipal Electric Light Department | SMED | CT | 15 | CT | CT |  | 0.099 | 0 | 0.099 | 0 | 0
807 | CEC 004 DAYVILLE POND U5 | 807 | CEC 004 DAYVILLE POND U5 | HDR | WAT |  | HYDRO (DAILY CYCLE - RUN OF RIVER) | 1995-03-01 05:00 | Connecticut Light and Power Company, The | CLP | CT | 15 | CT | CT |  | 0.041 | 0 | 0.041 | 0 | 0
808 | SANDY HOOK HYDRO | 808 | SANDY HOOK HYDRO | HDR | WAT |  | HYDRO (DAILY CYCLE - RUN OF RIVER) | 1989-04-01 05:00 | Connecticut Light and Power Company, The | CLP | CT | 15 | CT | CT |  | 0.055 | 0 | 0.055 | 0 | 0
809 | PINCHBECK | 809 | PINCHBECK | ST | WDS |  | BIO/REFUSE | 1987-07-01 04:00 | Connecticut Light and Power Company, The | CLP | CT | 13 | CT | CT |  | 0 | 0 | 0 | 0 | 0
810 | QUINEBAUG | 810 | QUINEBAUG | HDR | WAT |  | HYDRO (DAILY CYCLE - RUN OF RIVER) | 1990-09-01 04:00 | Connecticut Light and Power Company, The | CLP | CT | 15 | CT | CT | 543 | 0.658 | 0.037 | 0.658 | 0.037 | -0.003
811 | BANTAM | 811 | BANTAM | HDR | WAT |  | HYDRO (DAILY CYCLE - RUN OF RIVER) | 1905-01-01 05:00 | GDF Suez Energy Marketing NA, Inc. | SUEZ | CT | 05 | CT | CT | 6457 | 0 | 0 | 0 | 0 | 0
812 | BEEBE HOLBROOK | 812 | BEEBE HOLBROOK | HDR | WAT |  | HYDRO (DAILY CYCLE - RUN OF RIVER) | 1948-01-01 05:00 | Holyoke Gas & Electric Department | HGE | MA | 13 | WMA | WCMA | 1602 | 0.143 | 0.144 | 0.143 | 0.144 | 0.144
813 | TUNNEL | 813 | TUNNEL | HDR | WAT |  | HYDRO (DAILY CYCLE - RUN OF RIVER) | 1919-01-01 05:00 | GDF Suez Energy Marketing NA, Inc. | SUEZ | CT | 11 | CT | CT | 557 | 1.015 | 0 | 1.015 | 0 | 0
814 | PATCH | 814 | PATCH | HDR | WAT |  | HYDRO (DAILY CYCLE - RUN OF RIVER) | 2000-04-01 05:00 | Green Mountain Power Corporation | GMP | VT | 21 | VT | VT | 3719 | 0.008 | 0 | 0.008 | 0 | -0.031
815 | CARVER FALLS | 815 | CARVER FALLS | HDR | WAT |  | HYDRO (DAILY CYCLE - RUN OF RIVER) | 1998-09-25 04:00 | Green Mountain Power Corporation | GMP | VT | 21 | VT | VT | 6456 | 0.56 | 0 | 0.56 | 0 | 0
816 | CAVENDISH | 816 | CAVENDISH | HDR | WAT |  | HYDRO (DAILY CYCLE - RUN OF RIVER) | 1998-09-25 04:00 | Green Mountain Power Corporation | GMP | VT | 27 | VT | VT | 3710 | 0.477 | 0.159 | 0.477 | 0.159 | -0.178
817 | TAFTSVILLE VT | 817 | TAFTSVILLE VT | HDR | WAT |  | HYDRO (DAILY CYCLE - RUN OF RIVER) | 2000-04-01 05:00 | Green Mountain Power Corporation | GMP | VT | 27 | VT | VT | 3727 | 0 | 0.06 | 0 | 0.06 | 0.06
818 | PIERCE MILLS | 818 | PIERCE MILLS | HDR | WAT |  | HYDRO (DAILY CYCLE - RUN OF RIVER) | 2000-04-01 05:00 | Green Mountain Power Corporation | GMP | VT | 05 | NH | VT | 3721 | 0.115 | 0.161 | 0.115 | 0.161 | 0.105
819 | ARNOLD FALLS | 819 | ARNOLD FALLS | HDR | WAT |  | HYDRO (DAILY CYCLE - RUN OF RIVER) | 1998-09-25 04:00 | Green Mountain Power Corporation | GMP | VT | 05 | NH | VT | 3707 | 0.031 | 0.14 | 0.031 | 0.14 | 0.14
820 | PASSUMPSIC | 820 | PASSUMPSIC | HDR | WAT |  | HYDRO (DAILY CYCLE - RUN OF RIVER) | 2000-04-01 05:00 | Green Mountain Power Corporation | GMP | VT | 05 | NH | VT | 3718 | 0 | 0 | 0 | 0 | -0.077
821 | GAGE | 821 | GAGE | HDR | WAT |  | HYDRO (DAILY CYCLE - RUN OF RIVER) | 2000-04-01 05:00 | Green Mountain Power Corporation | GMP | VT | 05 | VT | VT | 3713 | 0.237 | 0.297 | 0.237 | 0.297 | 0.297
822 | SMITH (CVPS) | 822 | SMITH (CVPS) | HDR | WAT |  | HYDRO (DAILY CYCLE - RUN OF RIVER) | 2000-04-01 05:00 | Green Mountain Power Corporation | GMP | VT | 17 | VT | VT | 3709 | 0.353 | 0.602 | 0.353 | 0.602 | 0.338
823 | EAST BARNET | 823 | EAST BARNET | HDR | WAT |  | HYDRO (DAILY CYCLE - RUN OF RIVER) | 2000-04-01 05:00 | Green Mountain Power Corporation | GMP | VT | 05 | NH | VT | 788 | 0.598 | 0.907 | 0.598 | 0.907 | 0.508
824 | BATH ELECTRIC HYDRO | 824 | BATH ELECTRIC HYDRO | HDR | WAT |  | HYDRO (DAILY CYCLE - RUN OF RIVER) | 1985-06-01 04:00 | Public Service Company of New Hampshire | PSNH | NH | 09 | NH | NH |  | 0.238 | 0.204 | 0.238 | 0.204 | -0.066
827 | SEARSBURG WIND | 827 | SEARSBURG WIND | WT | WND |  | WIND TURBINE | 1997-07-01 04:00 | Green Mountain Power Corporation | GMP | VT | 03 | WMA | WCMA | 7381 | 1.172 | 0.146 | 1.172 | 0.146 | 0.033
828 | BARTON HYDRO | 828 | BARTON HYDRO | HDR | WAT |  | HYDRO (DAILY CYCLE - RUN OF RIVER) | 1931-07-01 04:00 | Vermont Public Power Supply Authority | VPPSA | VT | 19 | NH | VT | 3753 | 0.138 | 0.352 | 0.138 | 0.352 | 0.279
830 | ENOSBURG HYDRO | 830 | ENOSBURG HYDRO | HDR | WAT |  | HYDRO (DAILY CYCLE - RUN OF RIVER) | 1980-01-01 05:00 | Vermont Public Power Supply Authority | VPPSA | VT | 11 | VT | VT | 3757 | 0.471 | 0.432 | 0.471 | 0.432 | -0.025
831 | VAIL & GREAT FALLS | 831 | VAIL & GREAT FALLS | HDR | WAT |  | HYDRO (DAILY CYCLE - RUN OF RIVER) | 1980-01-01 05:00 | Vermont Public Power Supply Authority | VPPSA | VT | 05 | NH | VT | 3726 | 0.409 | 0.291 | 0.409 | 0.291 | 0.095
832 | CENTER RUTLAND | 832 | CENTER RUTLAND | HDR | WAT |  | HYDRO (DAILY CYCLE - RUN OF RIVER) | 1901-08-01 04:00 | Green Mountain Power Corporation | GMP | VT | 21 | VT | VT | 6453 | 0.142 | 0 | 0.142 | 0 | -0.096
833 | BARNET | 833 | BARNET | HDR | WAT |  | HYDRO (DAILY CYCLE - RUN OF RIVER) | 2001-03-01 05:00 | Green Mountain Power Corporation | GMP | VT | 05 | NH | VT |  | 0 | 0.143 | 0 | 0.143 | 0.143
834 | COMTU FALLS | 834 | COMPTU FALLS | HDR | WAT |  | HYDRO (DAILY CYCLE - RUN OF RIVER) | 1982-01-01 05:00 | Green Mountain Power Corporation | GMP | VT | 27 | VT | VT |  | 0.315 | 0.096 | 0.315 | 0.096 | -0.118
835 | DEWEY MILLS | 835 | DEWEY MILLS | HDR | WAT |  | HYDRO (DAILY CYCLE - RUN OF RIVER) | 2001-03-01 05:00 | Green Mountain Power Corporation | GMP | VT | 27 | VT | VT | 10137 | 0.315 | 0 | 0.315 | 0 | -0.641
836 | EMERSON FALLS | 836 | EMERSON FALLS | HDR | WAT |  | HYDRO (DAILY CYCLE - RUN OF RIVER) | 1985-10-01 04:00 | Green Mountain Power Corporation | GMP | VT | 05 | NH | VT |  | 0 | 0 | 0 | 0 | 0
837 | KILLINGTON | 837 | KILLINGTON | HDR | WAT |  | HYDRO (DAILY CYCLE - RUN OF RIVER) | 1995-11-01 05:00 | Green Mountain Power Corporation | GMP | VT | 21 | VT | VT |  | 0.013 | 0 | 0.013 | 0 | -0.014
838 | KINGSBURY | 838 | KINGSBURY | HDR | WAT |  | HYDRO (DAILY CYCLE - RUN OF RIVER) | 1984-03-01 05:00 | Green Mountain Power Corporation | GMP | VT | 23 | VT | VT |  | 0 | 0 |  |  | 0
839 | LADD'S MILL | 839 | LADD'S MILL | HDR | WAT |  | HYDRO (DAILY CYCLE - RUN OF RIVER) | 1986-10-01 04:00 | Green Mountain Power Corporation | GMP | VT | 23 | VT | VT |  | 0.037 | 0.013 | 0.037 | 0.013 | 0.013
840 | MARTINSVILLE | 840 | MARTINSVILLE | HDR | WAT |  | HYDRO (DAILY CYCLE - RUN OF RIVER) | 1986-12-01 05:00 | Green Mountain Power Corporation | GMP | VT | 27 | VT | VT |  | 0.071 | 0.024 | 0.071 | 0.024 | -0.053
841 | MORETOWN 8 | 841 | MORETOWN 8 | HDR | WAT |  | HYDRO (DAILY CYCLE - RUN OF RIVER) | 1989-02-01 05:00 | Green Mountain Power Corporation | GMP | VT | 23 | VT | VT | 52033 | 0.223 | 0.128 | 0.223 | 0.128 | 0.082
842 | NANTANA MILL | 842 | NANTANA MILL | HDR | WAT |  | HYDRO (DAILY CYCLE - RUN OF RIVER) | 1986-05-01 04:00 | Green Mountain Power Corporation | GMP | VT | 23 | VT | VT |  | 0.057 | 0.034 | 0.057 | 0.034 | 0.02
843 | NEWBURY | 843 | NEWBURY | HDR | WAT |  | HYDRO (DAILY CYCLE - RUN OF RIVER) | 1988-01-01 05:00 | Green Mountain Power Corporation | GMP | VT | 17 | VT | VT |  | 0.095 | 0.105 | 0.095 | 0.105 | 0.06
844 | OTTAUQUECHEE | 844 | OTTAUQUECHEE | HDR | WAT |  | HYDRO (DAILY CYCLE - RUN OF RIVER) | 1987-09-01 04:00 | Green Mountain Power Corporation | GMP | VT | 27 | VT | VT | 50126 | 0.365 | 0.306 | 0.365 | 0.306 | 0.013
845 | SLACK DAM | 845 | SLACK DAM | HDR | WAT |  | HYDRO (DAILY CYCLE - RUN OF RIVER) | 1988-01-01 05:00 | Green Mountain Power Corporation | GMP | VT | 27 | VT | VT |  | 0.23 | 0.082 | 0.23 | 0.082 | -0.109
846 | WINOOSKI 8 | 846 | WINOOSKI 8 | HDR | WAT |  | HYDRO (DAILY CYCLE - RUN OF RIVER) | 1985-12-01 05:00 | Green Mountain Power Corporation | GMP | VT | 23 | VT | VT |  | 0.291 | 0.312 | 0.291 | 0.312 | 0.149
847 | WOODSIDE | 847 | WOODSIDE | HDR | WAT |  | HYDRO (DAILY CYCLE - RUN OF RIVER) | 1987-03-01 05:00 | Green Mountain Power Corporation | GMP | VT | 15 | VT | VT |  | 0.043 | 0.038 | 0.043 | 0.038 | -0.026
848 | WRIGHTSVILLE | 848 | WRIGHTSVILLE | HW | WAT |  | HYDRO (WEEKLY CYCLE) | 1985-01-01 05:00 | Vermont Public Power Supply Authority | VPPSA | VT | 23 | VT | VT | 7051 | 0.206 | 0.211 | 0.206 | 0.211 | 0.142
849 | CRESCENT DAM | 849 | CRESCENT DAM | HDR | WAT |  | HYDRO (DAILY CYCLE - RUN OF RIVER) | 1993-01-01 05:00 | CHI Power Marketing, Inc. | CHIPM | MA | 13 | WMA | WCMA |  | 0.237 | 0.291 | 0.237 | 0.291 | -0.244
850 | GLENDALE HYDRO | 850 | GLENDALE HYDRO | HDR | WAT |  | HYDRO (DAILY CYCLE - RUN OF RIVER) | 1989-12-01 05:00 | CHI Power Marketing, Inc. | CHIPM | MA | 03 | WMA | WCMA |  | 0.449 | 0.345 | 0.449 | 0.345 | 0.038
851 | GARDNER FALLS | 851 | GARDNER FALLS | HDR | WAT |  | HYDRO (DAILY CYCLE - RUN OF RIVER) | 1924-01-01 05:00 | Essential Power Massachusetts, LLC | NAEA-EM | MA | 11 | WMA | WCMA | 1634 | 0.846 | 0 | 0.846 | 0 | 0
852 | SOUTH BARRE HYDRO | 852 | SOUTH BARRE HYDRO | HDR | WAT |  | HYDRO (DAILY CYCLE - RUN OF RIVER) | 1989-10-01 04:00 | Massachusetts Municipal Wholesale Electric Company | MMWEC | MA | 27 | CMA/NEMA | WCMA |  | 0.125 | 0 | 0.125 | 0 | 0
853 | WEBSTER HYDRO | 853 | WEBSTER HYDRO | HDR | WAT |  | HYDRO (DAILY CYCLE - RUN OF RIVER) | 1983-02-01 05:00 | Massachusetts Municipal Wholesale Electric Company | MMWEC | MA | 27 | CMA/NEMA | WCMA | 10404 | 0 | 0 | 0 | 0 | 0
854 | ORANGE HYDRO 1 | 854 | ORANGE HYDRO 1 | HDR | WAT |  | HYDRO (DAILY CYCLE - RUN OF RIVER) | 1987-08-01 04:00 | Templeton Municipal Lighting Plant | TTMLP | MA | 11 | WMA | WCMA |  | 0.115 | 0 | 0.115 | 0 | 0
855 | ORANGE HYDRO 2 | 855 | ORANGE HYDRO 2 | HDR | WAT |  | HYDRO (DAILY CYCLE - RUN OF RIVER) | 1993-11-01 05:00 | Templeton Municipal Lighting Plant | TTMLP | MA | 11 | WMA | WCMA |  | 0.163 | 0.061 | 0.163 | 0.061 | -0.027
856 | HUNT'S POND | 856 | HUNT'S POND | HDR | WAT |  | HYDRO (DAILY CYCLE - RUN OF RIVER) | 1996-08-01 04:00 | Templeton Municipal Lighting Plant | TTMLP | MA | 27 | CMA/NEMA | WCMA |  | 0 | 0 | 0 | 0 | 0
857 | OAKDALE HYDRO | 857 | OAKDALE HYDRO | HDR | WAT |  | HYDRO (DAILY CYCLE - RUN OF RIVER) | 1994-07-01 04:00 | Massachusetts Electric Company | MEC | MA | 27 | CMA/NEMA | WCMA | 10824 | 0 | 2.699 | 0 | 2.699 | -0.196
859 | BOATLOCK | 859 | BOATLOCK | HDR | WAT |  | HYDRO (DAILY CYCLE - RUN OF RIVER) | 1924-01-01 05:00 | Holyoke Gas & Electric Department | HGE | MA | 13 | WMA | WCMA | 1603 | 1.523 | 2.431 | 1.523 | 2.431 | 1.496
860 | BRIAR HYDRO | 860 | BRIAR HYDRO | HDR | WAT |  | HYDRO (DAILY CYCLE - RUN OF RIVER) | 1988-01-01 05:00 | Public Service Company of New Hampshire | PSNH | NH | 13 | NH | NH | 50351 | 2.481 | 0.308 | 2.481 | 0.308 | -1.181
861 | CANAAN | 861 | CANAAN | HDR | WAT |  | HYDRO (DAILY CYCLE - RUN OF RIVER) | 1927-01-01 05:00 | Public Service Company of New Hampshire | PSNH | VT | 09 | NH | NH | 3750 | 0.883 | 1.004 | 0.883 | 1.004 | 0.08
862 | CHEMICAL | 862 | CHEMICAL | HDR | WAT |  | HYDRO (DAILY CYCLE - RUN OF RIVER) | 1935-01-01 05:00 | Holyoke Gas & Electric Department | HGE | MA | 13 | WMA | WCMA | 1604 | 0 | 1.113 | 0 | 1.113 | 1.113
863 | CLEMENT DAM | 863 | CLEMENT DAM | HDR | WAT |  | HYDRO (DAILY CYCLE - RUN OF RIVER) | 1985-05-01 04:00 | Massachusetts Municipal Wholesale Electric Company | MMWEC | NH | 01 | NH | NH | 10276 | 0.989 | 0.59 | 0.989 | 0.59 | -0.323
864 | DWIGHT | 864 | DWIGHT | HDR | WAT |  | HYDRO (DAILY CYCLE - RUN OF RIVER) | 1920-01-01 05:00 | Essential Power Massachusetts, LLC | NAEA-EM | MA | 13 | WMA | WCMA | 6378 | 0 | 0 | 0 | 0 | 0
865 | ERROL | 865 | ERROL | HDR | WAT |  | HYDRO (DAILY CYCLE - RUN OF RIVER) | 1986-12-01 05:00 | Public Service Company of New Hampshire | PSNH | NH | 07 | NH | NH | 10570 | 1.863 | 1.892 | 1.863 | 1.892 | -0.076
866 | GREGGS | 866 | GREGGS | HDR | WAT |  | HYDRO (DAILY CYCLE - RUN OF RIVER) | 1986-01-01 05:00 | Massachusetts Municipal Wholesale Electric Company | MMWEC | NH | 11 | NH | NH | 50384 | 1.168 | 0.226 | 1.168 | 0.226 | -0.26
867 | INDIAN ORCHARD | 867 | INDIAN ORCHARD | HDR | WAT |  | HYDRO (DAILY CYCLE - RUN OF RIVER) | 1928-01-01 05:00 | Essential Power Massachusetts, LLC | NAEA-EM | MA | 13 | WMA | WCMA | 6379 | 0.826 | 0 | 0.826 | 0 | 0
868 | MILTON MILLS HYDRO | 868 | MILTON MILLS HYDRO | HDR | WAT |  | HYDRO (DAILY CYCLE - RUN OF RIVER) | 1929-01-01 05:00 | Public Service Company of New Hampshire | PSNH | NH | 17 | NH | NH | 10519 | 0.954 | 0.196 | 0.954 | 0.196 | -0.193
869 | MINE FALLS | 869 | MINE FALLS | HDR | WAT |  | HYDRO (DAILY CYCLE - RUN OF RIVER) | 1985-12-01 05:00 | Power Supply Services, LLC | PSS | NH | 11 | NH | NH | 10183 | 1.522 | 0.146 | 1.522 | 0.146 | -0.422
870 | PEMBROKE | 870 | PEMBROKE | HDR | WAT |  | HYDRO (DAILY CYCLE - RUN OF RIVER) | 1986-01-01 05:00 | Massachusetts Municipal Wholesale Electric Company | MMWEC | NH | 13 | NH | NH | 50312 | 0.881 | 0 | 0.881 | 0 | -0.405
871 | PENNACOOK FALLS LOWER | 871 | PENNACOOK FALLS LOWER | HDR | WAT |  | HYDRO (DAILY CYCLE - RUN OF RIVER) | 1984-11-01 05:00 | Unitil Energy Systems, Inc. | UNITIL-ES | NH | 13 | NH | NH | 50351 | 2.829 | 0.368 | 2.829 | 0.368 | -1.409
872 | PENNACOOK FALLS UPPER | 872 | PENNACOOK FALLS UPPER | HDR | WAT |  | HYDRO (DAILY CYCLE - RUN OF RIVER) | 1986-12-01 05:00 | Public Service Company of New Hampshire | PSNH | NH | 13 | NH | NH | 50414 | 1.959 | 0.344 | 1.959 | 0.344 | -0.893
873 | PUTTS BRIDGE | 873 | PUTTS BRIDGE | HDR | WAT |  | HYDRO (DAILY CYCLE - RUN OF RIVER) | 1918-01-01 05:00 | Essential Power Massachusetts, LLC | NAEA-EM | MA | 13 | WMA | WCMA | 1637 | 1.936 | 0 | 1.936 | 0 | -0.216
874 | RED BRIDGE | 874 | RED BRIDGE | HDR | WAT |  | HYDRO (DAILY CYCLE - RUN OF RIVER) | 1926-01-01 05:00 | Essential Power Massachusetts, LLC | NAEA-EM | MA | 13 | WMA | WCMA | 1638 | 0 | 0 | 0 | 0 | 0
875 | RIVER BEND | 875 | RIVER BEND | HDR | WAT |  | HYDRO (DAILY CYCLE - RUN OF RIVER) | 1986-02-01 05:00 | Massachusetts Municipal Wholesale Electric Company | MMWEC | NH | 13 | NH | NH |  | 0.811 | 0.503 | 0.811 | 0.503 | -0.202
876 | ROBERTSVILLE | 876 | ROBERTSVILLE | HDR | WAT |  | HYDRO (DAILY CYCLE - RUN OF RIVER) | 1924-01-01 05:00 | GDF Suez Energy Marketing NA, Inc. | SUEZ | CT | 03 | CT | CT | 549 | 0 | 0 | 0 | 0 | 0
877 | SCOTLAND | 877 | SCOTLAND | HDR | WAT |  | HYDRO (DAILY CYCLE - RUN OF RIVER) | 1937-01-01 05:00 | GDF Suez Energy Marketing NA, Inc. | SUEZ | CT | 15 | CT | CT | 551 | 0.247 | 0 | 0.247 | 0 | 0
878 | SKINNER | 878 | SKINNER | HDR | WAT |  | HYDRO (DAILY CYCLE - RUN OF RIVER) | 1924-01-01 05:00 | Holyoke Gas & Electric Department | HGE | MA | 13 | WMA | WCMA | 1608 | 0.251 | 0.252 | 0.251 | 0.252 | 0.252
879 | TAFTVILLE CT | 879 | TAFTVILLE CT | HDR | WAT |  | HYDRO (DAILY CYCLE - RUN OF RIVER) | 1906-01-01 05:00 | GDF Suez Energy Marketing NA, Inc. | SUEZ | CT | 11 | CT | CT | 554 | 0.695 | 0 | 0.695 | 0 | 0
882 | FRANKLIN FALLS | 882 | FRANKLIN FALLS | HDR | WAT |  | HYDRO (DAILY CYCLE - RUN OF RIVER) | 1978-02-01 05:00 | Public Service Company of New Hampshire | PSNH | NH | 13 | NH | NH | 10109 | 0.471 | 0.337 | 0.471 | 0.337 | -0.107
883 | SALMON FALLS HYDRO | 883 | SALMON FALLS HYDRO | HDR | WAT |  | HYDRO (DAILY CYCLE - RUN OF RIVER) | 1983-11-01 05:00 | CHI Power Marketing, Inc. | CHIPM | NH | 17 | SME | ME | 50702 | 0.375 | 0 | 0.375 | 0 | 0
884 | SWANS FALLS | 884 | SWANS FALLS | HDR | WAT |  | HYDRO (DAILY CYCLE - RUN OF RIVER) | 1998-10-01 04:00 | Public Service Company of New Hampshire | PSNH | ME | 17 | NH | NH | 1518 | 0.349 | 0.281 | 0.349 | 0.281 | 0.022
886 | COCHECO FALLS | 886 | COCHECO FALLS | HDR | WAT |  | HYDRO (DAILY CYCLE - RUN OF RIVER) | 1983-12-01 05:00 | Public Service Company of New Hampshire | PSNH | NH | 17 | NH | NH |  | 0.197 | 0 | 0.197 | 0 | -0.175
887 | CHINA MILLS DAM | 887 | CHINA MILLS DAM | HDR | WAT |  | HYDRO (DAILY CYCLE - RUN OF RIVER) | 1981-10-01 04:00 | Public Service Company of New Hampshire | PSNH | NH | 13 | NH | NH | 50103 | 0 | 0 | 0 | 0 | 0
888 | NEWFOUND HYDRO | 888 | NEWFOUND HYDRO | HDR | WAT |  | HYDRO (DAILY CYCLE - RUN OF RIVER) | 1983-12-01 05:00 | Power Supply Services, LLC | PSS | NH | 09 | NH | NH | 50324 | 0.726 | 0.112 | 0.726 | 0.112 | -0.125
889 | SUNAPEE HYDRO | 889 | SUNAPEE HYDRO | HDR | WAT |  | HYDRO (DAILY CYCLE - RUN OF RIVER) | 1985-02-01 05:00 | Public Service Company of New Hampshire | PSNH | NH | 19 | NH | NH |  | 0.294 | 0.089 | 0.294 | 0.089 | -0.091
890 | NASHUA HYDRO | 890 | NASHUA HYDRO | HDR | WAT |  | HYDRO (DAILY CYCLE - RUN OF RIVER) | 1984-12-01 05:00 | Public Service Company of New Hampshire | PSNH | NH | 11 | NH | NH |  | 0.769 | 0.104 | 0.769 | 0.104 | -0.183
891 | HILLSBORO MILLS | 891 | HILLSBORO MILLS | HDR | WAT |  | HYDRO (DAILY CYCLE - RUN OF RIVER) | 1988-03-01 05:00 | Public Service Company of New Hampshire | PSNH | NH | 11 | NH | NH | 10036 | 0.04 | 0 | 0.04 | 0 | 0
892 | LAKEPORT DAM | 892 | LAKEPORT DAM | HDR | WAT |  | HYDRO (DAILY CYCLE - RUN OF RIVER) | 1983-12-01 05:00 | Power Supply Services, LLC | PSS | NH | 01 | NH | NH |  | 0.143 | 0.15 | 0.143 | 0.15 | -0.062
893 | WEST HOPKINTON HYDRO | 893 | WEST HOPKINTON HYDRO | HDR | WAT |  | HYDRO (DAILY CYCLE - RUN OF RIVER) | 1982-11-01 05:00 | CHI Power Marketing, Inc. | CHIPM | NH | 13 | NH | NH | 54384 | 0.367 | 0 | 0.367 | 0 | -0.27
894 | LISBON HYDRO | 894 | LISBON HYDRO | HDR | WAT |  | HYDRO (DAILY CYCLE - RUN OF RIVER) | 1986-12-01 05:00 | Public Service Company of New Hampshire | PSNH | NH | 09 | NH | NH |  | 0.254 | 0.247 | 0.254 | 0.247 | 0.006
895 | LOWER ROBERTSON DAM | 895 | LOWER ROBERTSON DAM | HDR | WAT |  | HYDRO (DAILY CYCLE - RUN OF RIVER) | 1987-05-01 04:00 | Massachusetts Municipal Wholesale Electric Company | MMWEC | NH | 05 | VT | NH |  | 0.417 | 0.192 | 0.417 | 0.192 | -0.182
897 | OLD NASH DAM | 897 | OLD NASH DAM | HDR | WAT |  | HYDRO (DAILY CYCLE - RUN OF RIVER) | 1984-12-01 05:00 | Public Service Company of New Hampshire | PSNH | NH | 05 | VT | NH |  | 0.122 | 0 | 0.122 | 0 | -0.041
898 | SUGAR RIVER HYDRO | 898 | SUGAR RIVER HYDRO | HDR | WAT |  | HYDRO (DAILY CYCLE - RUN OF RIVER) | 1986-09-01 04:00 | Public Service Company of New Hampshire | PSNH | NH | 19 | NH | NH |  | 0.094 | 0 | 0.094 | 0 | -0.058
900 | GREAT FALLS LOWER | 900 | GREAT FALLS LOWER | HDR | WAT |  | HYDRO (DAILY CYCLE - RUN OF RIVER) | 1984-06-01 04:00 | Public Service Company of New Hampshire | PSNH | NH | 17 | NH | NH | 50704 | 0.432 | 0 | 0.432 | 0 | -0.168
901 | WATERLOOM FALLS | 901 | WATERLOOM FALLS | HDR | WAT |  | HYDRO (DAILY CYCLE - RUN OF RIVER) | 1981-10-01 04:00 | Public Service Company of New Hampshire | PSNH | NH | 11 | NH | NH |  | 0.022 | 0 | 0.022 | 0 | 0
902 | HOSIERY MILL DAM | 902 | HOSIERY MILL DAM | HDR | WAT |  | HYDRO (DAILY CYCLE - RUN OF RIVER) | 1984-07-01 04:00 | Swift River Trading Company LLC | SRTC | NH | 11 | NH | NH |  | 0.24 | 0 | 0.24 | 0 | -0.001
903 | WYANDOTTE HYDRO | 903 | WYANDOTTE HYDRO | HDR | WAT |  | HYDRO (DAILY CYCLE - RUN OF RIVER) | 1983-05-01 04:00 | Public Service Company of New Hampshire | PSNH | NH | 17 | NH | NH |  | 0.036 | 0 | 0.036 | 0 | 0
904 | LOCHMERE DAM | 904 | LOCHMERE DAM | HDR | WAT |  | HYDRO (DAILY CYCLE - RUN OF RIVER) | 1984-12-01 05:00 | Massachusetts Municipal Wholesale Electric Company | MMWEC | NH | 01 | NH | NH | 54572 | 0.353 | 0.198 | 0.353 | 0.198 | -0.033
905 | ASHUELOT HYDRO | 905 | ASHUELOT HYDRO | HDR | WAT |  | HYDRO (DAILY CYCLE - RUN OF RIVER) | 1987-05-01 04:00 | Massachusetts Municipal Wholesale Electric Company | MMWEC | NH | 05 | VT | NH |  | 0.388 | 0.205 | 0.388 | 0.205 | -0.187
906 | ROLLINSFORD HYDRO | 906 | ROLLINSFORD HYDRO | HDR | WAT |  | HYDRO (DAILY CYCLE - RUN OF RIVER) | 1980-11-01 05:00 | Public Service Company of New Hampshire | PSNH | NH | 17 | NH | NH | 54418 | 0.667 | 0 | 0.667 | 0 | -0.178
908 | OTIS MILL HYDRO | 908 | OTIS MILL HYDRO | HDR | WAT |  | HYDRO (DAILY CYCLE - RUN OF RIVER) | 1982-01-01 05:00 | Public Service Company of New Hampshire | PSNH | NH | 11 | NH | NH | 50080 | 0 | 0 | 0 | 0 | 0
909 | STEELS POND HYDRO | 909 | STEELS POND HYDRO | HDR | WAT |  | HYDRO (DAILY CYCLE - RUN OF RIVER) | 1984-12-01 05:00 | Public Service Company of New Hampshire | PSNH | NH | 11 | NH | NH |  | 0.079 | 0.045 | 0.079 | 0.045 | 0.045
910 | CAMPTON DAM | 910 | CAMPTON DAM | HDR | WAT |  | HYDRO (DAILY CYCLE - RUN OF RIVER) | 1985-12-01 05:00 | Public Service Company of New Hampshire | PSNH | NH | 09 | NH | NH |  | 0.11 | 0.096 | 0.11 | 0.096 | -0.01
911 | KELLEYS FALLS | 911 | KELLEYS FALLS | HDR | WAT |  | HYDRO (DAILY CYCLE - RUN OF RIVER) | 1989-06-01 04:00 | Public Service Company of New Hampshire | PSNH | NH | 11 | NH | NH |  | 0.241 | 0 | 0.241 | 0 | 0
913 | GOODRICH FALLS | 913 | GOODRICH FALLS | HDR | WAT |  | HYDRO (DAILY CYCLE - RUN OF RIVER) | 1981-06-01 04:00 | Public Service Company of New Hampshire | PSNH | NH | 03 | NH | NH |  | 0.25 | 0.114 | 0.25 | 0.114 | -0.075
914 | CHAMBERLAIN FALLS | 914 | CHAMBERLAIN FALLS | HDR | WAT |  | HYDRO (DAILY CYCLE - RUN OF RIVER) | 1983-05-01 04:00 | Public Service Company of New Hampshire | PSNH | NH | 11 | NH | NH |  | 0 | 0 | 0 | 0 | 0
915 | MONADNOCK PAPER MILLS | 915 | MONADNOCK PAPER MILLS | HDR | WAT |  | HYDRO (DAILY CYCLE - RUN OF RIVER) | 1975-06-01 04:00 | Public Service Company of New Hampshire | PSNH | NH | 11 | NH | NH |  | 0 | 0 | 0 | 0 | 0
919 | HOPKINTON HYDRO | 919 | HOPKINTON HYDRO | HDR | WAT |  | HYDRO (DAILY CYCLE - RUN OF RIVER) | 1984-12-01 05:00 | Public Service Company of New Hampshire | PSNH | NH | 13 | NH | NH |  | 0.154 | 0.111 | 0.154 | 0.111 | -0.008
922 | NOONE FALLS | 922 | NOONE FALLS | HDR | WAT |  | HYDRO (DAILY CYCLE - RUN OF RIVER) | 1985-01-01 05:00 | Public Service Company of New Hampshire | PSNH | NH | 11 | NH | NH |  | 0.067 | 0 | 0.067 | 0 | 0
925 | OTTER LANE HYDRO | 925 | OTTER LANE HYDRO | HDR | WAT |  | HYDRO (DAILY CYCLE - RUN OF RIVER) | 1984-02-01 05:00 | Public Service Company of New Hampshire | PSNH | NH | 13 | NH | NH |  | 0.031 | 0 | 0.031 | 0 | -0.015
926 | PETERBOROUGH LOWER HYDRO | 926 | PETERBOROUGH LOWER HYDRO | HDR | WAT |  | HYDRO (DAILY CYCLE - RUN OF RIVER) | 1989-02-01 05:00 | Public Service Company of New Hampshire | PSNH | NH | 11 | NH | NH |  | 0.119 | 0.01 | 0.119 | 0.01 | -0.027
928 | SALMON BROOK STATION 3 | 928 | SALMON BROOK STATION 3 | HDR | WAT |  | HYDRO (DAILY CYCLE - RUN OF RIVER) | 1985-12-01 05:00 | Public Service Company of New Hampshire | PSNH | NH | 13 | NH | NH |  | 0.125 | 0 | 0.125 | 0 | 0
931 | AVERY DAM | 931 | AVERY DAM | HDR | WAT |  | HYDRO (DAILY CYCLE - RUN OF RIVER) | 1985-12-01 05:00 | Public Service Company of New Hampshire | PSNH | NH | 01 | NH | NH |  | 0.171 | 0.154 | 0.171 | 0.154 | -0.021
932 | WATSON DAM | 932 | WATSON DAM | HDR | WAT |  | HYDRO (DAILY CYCLE - RUN OF RIVER) | 1985-01-01 05:00 | Public Service Company of New Hampshire | PSNH | NH | 17 | NH | NH |  | 0.113 | 0 | 0.113 | 0 | -0.066
933 | WESTON DAM | 933 | WESTON DAM | HDR | WAT |  | HYDRO (DAILY CYCLE - RUN OF RIVER) | 1987-02-01 05:00 | Public Service Company of New Hampshire | PSNH | NH | 07 | NH | NH | 1509 | 0.243 | 0.195 | 0.243 | 0.195 | -0.059
935 | SUNNYBROOK HYDRO 2 | 935 | SUNNYBROOK HYDRO 2 | HDR | WAT |  | HYDRO (DAILY CYCLE - RUN OF RIVER) | 1982-12-01 05:00 | Public Service Company of New Hampshire | PSNH | NH | 07 | NH | NH |  | 0.002 | 0.017 | 0.002 | 0.017 | 0.008
941 | PETERBOROUGH UPPER HYDRO | 941 | PETERBOROUGH UPPER HYDRO | HDR | WAT |  | HYDRO (DAILY CYCLE - RUN OF RIVER) | 1990-12-01 05:00 | Public Service Company of New Hampshire | PSNH | NH | 11 | NH | NH |  | 0.152 | 0.004 | 0.152 | 0.004 | 0.004
942 | DUNBARTON ROAD LANDFILL | 942 | DUNBARTON ROAD LANDFILL | IC | LFG |  | BIO/REFUSE | 1989-08-01 04:00 | Public Service Company of New Hampshire | PSNH | NH | 11 | NH | NH | 55779 | 0 | 0 |  |  | 0
943 | FOUR HILLS LANDFILL | 943 | FOUR HILLS LANDFILL | IC | LFG |  | BIO/REFUSE | 1996-04-01 05:00 | Public Service Company of New Hampshire | PSNH | NH | 11 | NH | NH |  | 0.659 | 0.733 | 0.659 | 0.733 | 0.039
947 | RIVERDALE MILLS - QF | 947 | RIVERDALE MILLS - QF | HDR | WAT |  | HYDRO (DAILY CYCLE - RUN OF RIVER) | 1985-07-01 04:00 | Massachusetts Electric Company | MEC | MA | 27 | RI | SEMA | 50601 | 0 | 0 | 0 | 0 | 0
948 | PEPPERELL HYDRO COMPANY LLC | 948 | PEPPERELL HYDRO COMPANY LLC | HDR | WAT |  | HYDRO (DAILY CYCLE - RUN OF RIVER) | 1920-01-01 05:00 | Swift River Trading Company LLC | SRTC | MA | 17 | CMA/NEMA | WCMA | 10694 | 0.81 | 0.165 | 0.81 | 0.165 | -0.281
949 | VALLEY HYDRO - QF | 949 | VALLEY HYDRO - QF | HDR | WAT |  | HYDRO (DAILY CYCLE - RUN OF RIVER) | 1984-01-01 05:00 | The Narragansett Electric Company | NEC | RI | 03 | RI | RI |  | 0 | 0 | 0 | 0 | 0
950 | LP ATHOL - QF | 950 | LP ATHOL - QF | HDR | WAT |  | HYDRO (DAILY CYCLE - RUN OF RIVER) | 1931-01-01 05:00 | Massachusetts Electric Company | MEC | MA | 27 | CMA/NEMA | WCMA |  | 0.068 | 0 | 0.068 | 0 | -0.055
951 | BALTIC MILLS - QF | 951 | BALTIC MILLS - QF | HDR | WAT |  | HYDRO (DAILY CYCLE - RUN OF RIVER) | 1981-02-01 05:00 | Sterling Municipal Electric Light Department | SMED | NH | 09 | NH | NH |  | 0.063 | 0.011 | 0.063 | 0.011 | -0.05
952 | PONTIAC ENERGY - QF | 952 | PONTIAC ENERGY - QF | IC | OBG |  | BIO/REFUSE | 1998-10-01 04:00 | The Narragansett Electric Company | NEC | RI | 07 | RI | RI |  | 0 | 0 |  |  | 0
953 | ATTLEBORO LANDFILL - QF | 953 | ATTLEBORO LANDFILL - QF | IC | OBG |  | BIO/REFUSE | 1997-11-01 05:00 | Massachusetts Electric Company | MEC | MA | 05 | SEMA | SEMA |  | 0.119 | 0.096 | 0.119 | 0.096 | -0.023
954 | MM LOWELL LANDFILL - QF | 954 | MM LOWELL LANDFILL - QF | IC | LFG |  | BIO/REFUSE | 1997-08-01 04:00 | Massachusetts Electric Company | MEC | MA | 17 | CMA/NEMA | WCMA | 55095 | 0.088 | 0 | 0.088 | 0 | -0.077
957 | HG&E HYDRO/CABOT 1-4 | 957 | HG&E HYDRO CABOT 1-4 | HDR | WAT |  | HYDRO (DAILY CYCLE - RUN OF RIVER) | 1980-01-01 05:00 | Holyoke Gas & Electric Department | HGE | MA | 13 | WMA | WCMA | 9864 | 0.986 | 1.317 | 0.986 | 1.317 | 0.395
959 | BARTON 1-4 DIESELS | 959 | BARTON 1-4 DIESELS | IC | DFO |  | OIL INTERNAL COMBUSTION | 1956-07-01 04:00 | Vermont Public Power Supply Authority | VPPSA | VT | 19 | NH | VT | 3753 | 0 | 0 | 0 | 0 | 0
969 | POWDER MILL HYDRO | 969 | POWDER MILL HYDRO | HDR | WAT |  | HYDRO (DAILY CYCLE - RUN OF RIVER) | 1990-02-01 05:00 | Massachusetts Municipal Wholesale Electric Company | MMWEC | MA | 27 | CMA/NEMA | WCMA |  | 0.093 | 0 | 0.093 | 0 | 0
970 | DUDLEY HYDRO | 970 | DUDLEY HYDRO | HDR | WAT |  | HYDRO (DAILY CYCLE - RUN OF RIVER) | 1987-10-01 04:00 | Massachusetts Electric Company | MEC | MA | 27 | CMA/NEMA | WCMA |  | 0.094 | 0 | 0.094 | 0 | 0
973 | CONCORD STEAM |  | No Resource (1) | ST | WDS |  | BIO/REFUSE | 1986-10-01 04:00 | Unitil Energy Systems, Inc. | UNITIL-ES | NH | 13 | NH | NH |  | 0.084 | 0 | 0.084 | 0 | 0
978 | NEW MILFORD | 978 | NEW MILFORD | IC | OBG | DFO | BIO/REFUSE | 1991-08-01 04:00 | Connecticut Light and Power Company, The | CLP | CT | 05 | SWCT | CT | 50564 | 1.181 | 1.04 | 1.181 | 1.04 | -0.137
1005 | DIGHTON POWER LLC | 1005 | BG DIGHTON POWER LLC | CC | NG |  | GAS COMBINED CYCLE | 1999-05-01 04:00 | Dynegy Marketing and Trade, LLC | DMT1 | MA | 05 | SEMA | SEMA | 55026 | 185 | 160.539 | 185 | 160.539 | 0
1028 | BUNKER RD #12 GAS TURB | 1028 | BUNKER RD #12 GAS TURB | GT | DFO |  | OIL COMBUSTION (GAS) TURBINE | 2000-04-01 05:00 | New England Power Company | NEP | MA | 19 | SEMA | SEMA | 1615 | 3.012 | 2.351 | 3.012 | 2.351 | 0
1029 | BUNKER RD #13 GAS TURB | 1029 | BUNKER RD #13 GAS TURB | GT | DFO |  | OIL COMBUSTION (GAS) TURBINE | 2000-04-01 05:00 | New England Power Company | NEP | MA | 19 | SEMA | SEMA | 1615 | 3.281 | 2.806 | 3.281 | 2.806 | 0
1030 | OAK BLUFFS | 1030 | OAK BLUFFS | IC | KER |  | OIL INTERNAL COMBUSTION | 1970-01-01 05:00 | Genon Energy Management, LLC | MET | MA | 07 | SEMA | SEMA | 1597 | 8.12 | 7.471 | 8.12 | 7.471 | 0
1031 | WEST TISBURY | 1031 | WEST TISBURY | IC | KER |  | OIL INTERNAL COMBUSTION | 1975-01-01 05:00 | Genon Energy Management, LLC | MET | MA | 07 | SEMA | SEMA | 6049 | 5.142 | 4.994 | 5.142 | 4.994 | -0.011
1032 | BRIDGEPORT ENERGY 1 | 1032 | BRIDGEPORT ENERGY 1 | CC | NG |  | GAS COMBINED CYCLE | 1998-08-01 04:00 | Emera Energy Services Subsidiary No. 5 LLC | EES5 | CT | 01 | SWCT | CT | 55042 | 519.937 | 476.931 | 576.997 | 477.674 | -9.326
1034 | RIVERSIDE 4-7 | 1034 | RIVERSIDE 4-7 | HDR | WAT |  | HYDRO (DAILY CYCLE - RUN OF RIVER) | 1921-01-01 05:00 | Holyoke Gas & Electric Department | HGE | MA | 13 | WMA | WCMA | 1607 | 1.471 | 2.483 | 1.471 | 2.483 | 1.344
1035 | RIVERSIDE 8 | 1035 | RIVERSIDE 8 | HDR | WAT |  | HYDRO (DAILY CYCLE - RUN OF RIVER) | 1931-01-01 05:00 | Holyoke Gas & Electric Department | HGE | MA | 13 | WMA | WCMA | 1607 | 3.21 | 3.62 | 3.21 | 3.62 | 0.537
1047 | FAIRFAX | 1047 | FAIRFAX | HDR | WAT |  | HYDRO (DAILY CYCLE - RUN OF RIVER) | 1998-09-25 04:00 | Green Mountain Power Corporation | GMP | VT | 11 | VT | VT | 3712 | 2.93 | 1.72 | 2.93 | 1.72 | 0.598
1048 | WARE HYDRO | 1048 | WARE HYDRO | HDR | WAT |  | HYDRO (DAILY CYCLE - RUN OF RIVER) | 1984-03-01 05:00 | Pioneer Hydro Electric Co., Inc. | PHE | MA | 15 | WMA | WCMA | 50419 | 0.675 | 0 | 0.675 | 0 | 0
1049 | COLLINS HYDRO | 1049 | COLLINS HYDRO | HDR | WAT |  | HYDRO (DAILY CYCLE - RUN OF RIVER) | 1984-12-01 05:00 | Ampersand Energy Partners LLC | AMP | MA | 13 | WMA | WCMA | 52166 | 0.663 | 0.208 | 0.663 | 0.208 | -0.026
1050 | CHICOPEE HYDRO | 1050 | CHICOPEE HYDRO | HDR | WAT |  | HYDRO (DAILY CYCLE - RUN OF RIVER) | 1985-05-01 04:00 | Chicopee Municipal Lighting Plant | CMLP | MA | 13 | WMA | WCMA | 50832 | 1.082 | 0.413 | 1.082 | 0.413 | 0.002
1054 | BLACKSTONE HYDRO ASSOC | 1054 | BLACKSTONE HYDRO ASSOC | HDR | WAT |  | HYDRO (DAILY CYCLE - RUN OF RIVER) | 1989-01-01 05:00 | The Narragansett Electric Company | NEC | RI | 07 | RI | RI | 3245 | 0 | 0 | 0 | 0 | 0
1057 | BLACKSTONE HYDRO LOAD REDUCER | 1057 | BLACKSTONE HYDRO LOAD REDUCER | HDR | WAT |  | HYDRO (DAILY CYCLE - RUN OF RIVER) | 1989-01-01 05:00 | Blackstone Hydro, Inc. | BHI | RI | 07 | RI | RI | 50177 | 0.479 | 0.157 | 0.479 | 0.157 | 0.053
1059 | BARRE LANDFILL | 1059 | BARRE LANDFILL | IC | LFG |  | BIO/REFUSE | 1996-07-01 04:00 | Dominion Energy Marketing, Inc. | DEM | MA | 27 | WMA | WCMA | 55776 | 0.641 | 0.632 | 0.641 | 0.632 | -0.026
1061 | MASCOMA HYDRO | 1061 | MASCOMA HYDRO | HDR | WAT |  | HYDRO (DAILY CYCLE - RUN OF RIVER) | 1989-02-01 05:00 | TransCanada Power Marketing, Ltd. | TCPM | NH | 09 | VT | NH | 54471 | 0.361 | 0 | 0.361 | 0 | 0
1062 | MWRA COSGROVE | 1062 | MWRA COSGROVE | HW | WAT |  | HYDRO (WEEKLY CYCLE) | 1995-10-01 04:00 | Massachusetts Electric Company | MEC | MA | 27 | CMA/NEMA | WCMA | 10825 | 0.307 | 0.921 | 0.307 | 0.921 | 0.087
1086 | BERKSHIRE POWER | 1086 | BERKSHIRE POWER | CC | NG |  | GAS COMBINED CYCLE | 2000-06-19 04:00 | Shell Energy North America (US), L.P. | SENA | MA | 13 | WMA | WCMA | 55041 | 246.279 | 229.279 | 246.279 | 229.279 | 0
1107 | SOMERSET | 1107 | SOMERSET | ST | BLQ | WDS | BIO/REFUSE | 1976-01-01 05:00 | NextEra Energy Power Marketing, LLC | FPLP | ME | 11 | ME | ME | 50406 | 0 | 0 | 0 | 0 | 0
1109 | MMWAC | 1109 | MMWAC | ST | MSW |  | BIO/REFUSE | 1992-06-01 04:00 | Mid-Maine Waste Action Corporation | MMWAC | ME | 01 | ME | ME | 50035 | 2.058 | 1.894 | 2.058 | 1.894 | -0.092
1113 | BRASSUA HYDRO | 1113 | BRASSUA HYDRO | HDP | WAT |  | HYDRO (DAILY CYCLE - PONDAGE) | 1989-08-01 04:00 | Brookfield Energy Marketing, LP | BEMLP | ME | 25 | ME | ME | 10555 | 4.203 | 4.203 | 4.203 | 4.203 | 1.507
1114 | MADISON COMPOSITE | 1114 | MADISON COMPOSITE | HDR | WAT |  | HYDRO (DAILY CYCLE - RUN OF RIVER) | 1984-09-01 04:00 | Competitive Energy Services, LLC | CESLLC | ME | 25 | ME | ME | 7469 | 0 | 0 | 0 | 0 | 0
1117 | GREAT WORKS COMPOSITE | 1117 | GREAT WORKS COMPOSITE | HDR | WAT |  | HYDRO (DAILY CYCLE - RUN OF RIVER) | 1984-03-01 05:00 | Blackstone Hydro, Inc. | BHI | ME | 31 | SME | ME |  | 0.05 | 0 | 0.05 | 0 | -0.009
1119 | KENNEBAGO HYDRO | 1119 | KENNEBAGO HYDRO | HDR | WAT |  | HYDRO (DAILY CYCLE - RUN OF RIVER) | 1988-04-01 05:00 | NextEra Energy Power Marketing, LLC | FPLP | ME | 29 | BHE | ME |  | 0.369 | 0.129 | 0.369 | 0.129 | -0.156
1122 | CASCADE-DIAMOND-QF | 1122 | CASCADE-DIAMOND-QF | HDR | WAT |  | HYDRO (DAILY CYCLE - RUN OF RIVER) | 1919-12-31 05:00 | Massachusetts Electric Company | MEC | MA | 13 | WMA | WCMA |  | 0.342 | 0.005 | 0.342 | 0.005 | -0.033
1165 | CADYS FALLS | 1165 | CADYS FALLS | HDR | WAT |  | HYDRO (DAILY CYCLE - RUN OF RIVER) | 1980-01-01 05:00 | Vermont Public Power Supply Authority | VPPSA | VT | 15 | VT | VT | 3765 | 0.385 | 0.253 | 0.385 | 0.253 | 0.027
1166 | MORRISVILLE PLANT #2 | 1166 | MORRISVILLE PLANT #2 | HDR | WAT |  | HYDRO (DAILY CYCLE - RUN OF RIVER) | 1980-01-01 05:00 | Vermont Public Power Supply Authority | VPPSA | VT | 15 | VT | VT | 3764 | 0.222 | 0.163 | 0.222 | 0.163 | 0.028
1167 | WOLCOTT HYDRO #1 | 1167 | WOLCOTT HYDRO #1 | HDR | WAT |  | HYDRO (DAILY CYCLE - RUN OF RIVER) | 1937-01-01 05:00 | Vermont Public Power Supply Authority | VPPSA | VT | 15 | VT | VT | 6477 | 0 | 0.399 | 0 | 0.399 | 0.263
1168 | H.K. SANDERS | 1168 | H.K. SANDERS | HW | WAT |  | HYDRO (WEEKLY CYCLE) | 1983-01-01 05:00 | Vermont Public Power Supply Authority | VPPSA | VT | 15 | VT | VT | 678 | 1.8 | 1.8 | 1.8 | 1.8 | 0
1185 | STONY BROOK GT1A | 1185 | STONY BROOK GT1A | CC | DFO | NG | GAS/OIL COMBINED CYCLE | 1981-11-01 05:00 | Massachusetts Municipal Wholesale Electric Company | MMWEC | MA | 13 | WMA | WCMA | 6081 | 119 | 104 | 113.567 | 104 | 0.142
1186 | STONY BROOK GT1B | 1186 | STONY BROOK GT1B | CC | DFO | NG | GAS/OIL COMBINED CYCLE | 1981-11-01 05:00 | Massachusetts Municipal Wholesale Electric Company | MMWEC | MA | 13 | WMA | WCMA | 6081 | 115.932 | 99.932 | 115.932 | 99.932 | 0
1187 | STONY BROOK GT1C | 1187 | STONY BROOK GT1C | CC | DFO | NG | GAS/OIL COMBINED CYCLE | 1981-11-01 05:00 | Massachusetts Municipal Wholesale Electric Company | MMWEC | MA | 13 | WMA | WCMA | 6081 | 119 | 103.57 | 114.433 | 103.57 | 3.427
1209 | CRRA HARTFORD LANDFILL | 1209 | CRRA HARTFORD LANDFILL | IC | LFG |  | BIO/REFUSE | 1998-08-01 04:00 | Connecticut Light and Power Company, The | CLP | CT | 03 | CT | CT | 55163 | 1.031 | 1.071 | 1.031 | 1.071 | -0.141
1210 | MILLENNIUM | 1210 | MILLENNIUM | CC | NG |  | GAS COMBINED CYCLE | 2001-04-06 04:00 | Consolidated Edison Energy, Inc | CEEI | MA | 27 | WMA | WCMA | 55079 | 383.904 | 334.904 | 383.904 | 334.904 | 0
1221 | ESSEX DIESELS | 1221 | ESSEX DIESELS | IC | DFO |  | OIL INTERNAL COMBUSTION | 1947-01-01 05:00 | Green Mountain Power Corporation | GMP | VT | 07 | VT | VT | 3737 | 7.246 | 7.215 | 7.246 | 7.215 | 0
1225 | TANNERY DAM | 1225 | TANNERY DAM | HDR | WAT |  | HYDRO (DAILY CYCLE - RUN OF RIVER) | 2000-04-01 05:00 | Massachusetts Electric Company | MEC | MA | 27 | CMA/NEMA | WCMA | 55924 | 0 | 0 | 0 | 0 | 0
1226 | TIVERTON POWER | 1226 | TIVERTON POWER | CC | NG |  | GAS COMBINED CYCLE | 2000-08-18 04:00 | Emera Energy Services Subsidiary No. 6 LLC | EES6 | RI | 05 | SEMA | RI | 55048 | 278.756 | 242.727 | 278.756 | 242.727 | -0.481
1255 | RUMFORD POWER | 1255 | RUMFORD POWER | CC | NG |  | GAS COMBINED CYCLE | 2000-10-16 04:00 | Emera Energy Services Subsidiary No. 7 LLC | EES7 | ME | 17 | ME | ME | 55100 | 269.091 | 244.281 | 269.091 | 244.281 | 0
1258 | BHE SMALL HYDRO COMPOSITE | 1258 | BHE SMALL HYDRO COMPOSITE | HDR | WAT |  | HYDRO (DAILY CYCLE - RUN OF RIVER) | 1982-12-01 05:00 | New Brunswick Energy Marketing Corporation | NBPGC | ME | 21 | ME | ME |  | 0.788 | 0.502 | 0.788 | 0.502 | 0.006
1266 | MARSH POWER | 1266 | MARSH POWER | HDR | WAT |  | HYDRO (DAILY CYCLE - RUN OF RIVER) | 1986-02-01 05:00 | Christopher M. Anthony | CMA | ME | 27 | ME | ME | 1469 | 0 | 0 | 0 | 0 | 0
1267 | SPARHAWK | 1267 | SPARHAWK | HDR | WAT |  | HYDRO (DAILY CYCLE - RUN OF RIVER) | 1985-06-01 04:00 | Union Atlantic Electricity | UNION | ME | 05 | SME | ME |  | 0 | 0 | 0 | 0 | 0
1270 | SYSKO STONY BROOK | 1270 | SYSKO STONY BROOK | HDR | WAT |  | HYDRO (DAILY CYCLE - RUN OF RIVER) | 2000-04-01 05:00 | Union Atlantic Electricity | UNION | ME | 17 | ME | ME |  | 0.014 | 0.016 | 0.014 | 0.016 | 0.001
1271 | SYSKO WIGHT BROOK | 1271 | SYSKO WIGHT BROOK | HDR | WAT |  | HYDRO (DAILY CYCLE - RUN OF RIVER) | 1984-01-01 05:00 | Union Atlantic Electricity | UNION | ME | 17 | ME | ME |  | 0.019 | 0 | 0.019 | 0 | 0
1273 | KENNEBEC WATER U5 | 1273 | KENNEBEC WATER U5 | HDR | WAT |  | HYDRO (DAILY CYCLE - RUN OF RIVER) | 1995-03-01 05:00 | Messalonskee Stream Hydro, LLC | MESSA | ME | 11 | ME | ME | 54148 | 0.52 | 0 | 0.52 | 0 | -0.512
1286 | ANP-BLACKSTONE ENERGY 1 | 1286 | ANP-BLACKSTONE ENERGY CO. #1 | CC | NG |  | GAS COMBINED CYCLE | 2001-06-07 04:00 | GDF Suez Energy Marketing NA, Inc. | SUEZ | MA | 27 | RI | SEMA | 55212 | 246.947 | 239.174 | 246.947 | 239.174 | 0
1287 | ANP-BLACKSTONE ENERGY 2 | 1287 | ANP-BLACKSTONE ENERGY 2 | CC | NG |  | GAS COMBINED CYCLE | 2001-07-13 04:00 | GDF Suez Energy Marketing NA, Inc. | SUEZ | MA | 27 | RI | SEMA | 55212 | 249.338 | 237.989 | 249.338 | 237.989 | 3.855
1302 | TCPMCMPAGF GEN1 U5 | 1302 | TCPMCMPAGF GEN1 U5 | IC | OBG |  | BIO/REFUSE | 1983-06-01 04:00 | Verso Maine Energy LLC | VERSO | ME | 07 | ME | ME | 50081 | 0 | 0 | 0 | 0 | 0
1342 | LAKE ROAD 1 | 1342 | LAKE ROAD 1 | CC | NG |  | GAS COMBINED CYCLE | 2002-03-15 05:00 | Dynegy Marketing and Trade, LLC | DMT1 | CT | 15 | CT | CT | 55149 | 281.416 | 245.792 | 281.416 | 245.792 | 0
1343 | LAKE ROAD 2 | 1343 | LAKE ROAD 2 | CC | NG |  | GAS COMBINED CYCLE | 2002-03-15 05:00 | Dynegy Marketing and Trade, LLC | DMT1 | CT | 15 | CT | CT | 55149 | 286.837 | 250.66 | 286.837 | 250.66 | -0.553
1344 | LAKE ROAD 3 | 1344 | LAKE ROAD 3 | CC | NG |  | GAS COMBINED CYCLE | 2002-05-22 04:00 | Dynegy Marketing and Trade, LLC | DMT1 | CT | 15 | CT | CT | 55149 | 289.076 | 254.066 | 289.076 | 254.066 | -1.81
1368 | ROCKY GORGE CORPORATION | 1368 | ROCKY GORGE CORPORATION | HDR | WAT |  | HYDRO (DAILY CYCLE - RUN OF RIVER) | 1984-01-01 05:00 | Rocky Gorge Corporation | RGC | ME | 31 | SME | ME |  | 0.26 | 0.08 | 0.26 | 0.08 | -0.006
1376 | WALLINGFORD UNIT 1 | 1376 | PPL WALLINGFORD UNIT 1 | GT | NG |  | GAS COMBUSTION (GAS) TURBINE | 2001-12-31 05:00 | Twin Eagle Resource Management, LLC | TERM | CT | 09 | SWCT | CT | 55517 | 49.181 | 43.473 | 49.181 | 43.473 | 0.643
1377 | WALLINGFORD UNIT 2 | 1377 | PPL WALLINGFORD UNIT 2 | GT | NG |  | GAS COMBUSTION (GAS) TURBINE | 2002-02-07 05:00 | Twin Eagle Resource Management, LLC | TERM | CT | 09 | SWCT | CT | 55517 | 50 | 43.019 | 50 | 43.019 | 1.373
1378 | WALLINGFORD UNIT 3 | 1378 | PPL WALLINGFORD UNIT 3 | GT | NG |  | GAS COMBUSTION (GAS) TURBINE | 2001-12-31 05:00 | Twin Eagle Resource Management, LLC | TERM | CT | 09 | SWCT | CT | 55517 | 49.177 | 44.566 | 49.177 | 44.566 | 0.661
1379 | WALLINGFORD UNIT 4 | 1379 | PPL WALLINGFORD UNIT 4 | GT | NG |  | GAS COMBUSTION (GAS) TURBINE | 2002-01-23 05:00 | Twin Eagle Resource Management, LLC | TERM | CT | 09 | SWCT | CT | 55517 | 48.049 | 43.157 | 48.049 | 43.157 | 0.011
1380 | WALLINGFORD UNIT 5 | 1380 | PPL WALLINGFORD UNIT 5 | GT | NG |  | GAS COMBUSTION (GAS) TURBINE | 2002-02-07 05:00 | Twin Eagle Resource Management, LLC | TERM | CT | 09 | SWCT | CT | 55517 | 50 | 44.425 | 50 | 44.425 | 0
1385 | MILFORD POWER 1 | 1385 | Milford Power 1 Incremental | CC | NG |  | GAS COMBINED CYCLE | 2004-02-12 05:00 | Dynegy Marketing and Trade, LLC | DMT1 | CT | 09 | SWCT | CT | 55126 | 281.353 | 253.61 | 281.353 | 253.61 | 0
1386 | MILFORD POWER 2 | 1386 | MILFORD POWER 2 | CC | NG |  | GAS COMBINED CYCLE | 2004-05-03 04:00 | Dynegy Marketing and Trade, LLC | DMT1 | CT | 09 | SWCT | CT | 55126 | 287.441 | 253.093 | 287.441 | 253.093 | 0
1412 | ANP-BELLINGHAM 1 | 1412 | ANP-BELLINGHAM 1 | CC | NG |  | GAS COMBINED CYCLE | 2002-10-24 04:00 | GDF Suez Energy Marketing NA, Inc. | SUEZ | MA | 21 | RI | SEMA | 55211 | 284.813 | 254.704 | 284.813 | 254.704 | 0.462
1415 | ANP-BELLINGHAM 2 | 1415 | ANP-BELLINGHAM 2 | CC | NG |  | GAS COMBINED CYCLE | 2002-12-28 05:00 | GDF Suez Energy Marketing NA, Inc. | SUEZ | MA | 21 | RI | SEMA | 55211 | 276.788 | 247.295 | 276.788 | 247.295 | 0.456
1432 | GRS-FALL RIVER | 1432 | GRS-FALL RIVER | GT | LFG |  | BIO/REFUSE | 2000-08-01 04:00 | Taunton Municipal Lighting Plant | TMLP | MA | 05 | SEMA | SEMA | 55589 | 3.824 | 3.028 | 3.824 | 3.028 | 0.073
1478 | MYSTIC 8 | 1478 | MYSTIC 8 | CC | NG |  | GAS COMBINED CYCLE | 2003-04-13 04:00 | Exelon Generation Company, LLC | EXGC | MA | 25 | BOSTON | NEMA | 1588 | 841.564 | 703.324 | 841.564 | 703.324 | 0
1572 | GRANBY SANITARY LANDFILL QF | 1572 | GRANBY SANITARY LANDFILL QF U5 | IC | MSW |  | BIO/REFUSE | 2002-07-12 04:00 | Industrial Power Services Corp | IPSC | MA | 15 | WMA | WCMA |  | 2.276 | 1.95 | 2.276 | 1.95 | -0.23
1616 | MYSTIC 9 | 1616 | MYSTIC 9 | CC | NG |  | GAS COMBINED CYCLE | 2003-06-11 04:00 | Exelon Generation Company, LLC | EXGC | MA | 25 | BOSTON | NEMA | 1588 | 858.366 | 711.141 | 858.366 | 711.141 | -2.759
1625 | GRANITE RIDGE ENERGY | 1625 | GRANITE RIDGE ENERGY | CC | NG |  | GAS COMBINED CYCLE | 2003-04-01 05:00 | Calpine Energy Services, LP | CALP | NH | 11 | NH | NH | 55170 | 773.01 | 675.675 | 773.01 | 675.675 | -43.325
1630 | RISEP | 1630 | RISEP | CC | NG |  | GAS COMBINED CYCLE | 2002-11-05 05:00 | Entergy Nuclear Power Marketing LLC | ENPM | RI | 07 | RI | RI | 55107 | 610.632 | 538.999 | 610.632 | 538.999 | -1.799
1649 | EP NEWINGTON ENERGY, LLC | 1649 | EP Newington Energy, LLC | CC | NG | DFO | GAS/OIL COMBINED CYCLE | 2002-09-18 04:00 | Essential Power Newington, LLC | EPN | NH | 15 | NH | NH | 55661 | 591.812 | 553.48 | 627.44 | 553.48 | -1.505
1656 | HULL WIND TURBINE U5 | 1656 | HULL WIND TURBINE U5 | WT | WND |  | WIND TURBINE | 2001-07-01 04:00 | Hull Municipal Lighting Plant | HULL | MA | 23 | SEMA | SEMA |  | 0.142 | 0.036 | 0.142 | 0.036 | -0.007
1672 | KENDALL CT | 1672 | KENDALL CT | CC | NG | DFO | GAS/OIL COMBINED CYCLE | 2002-12-18 05:00 | Kendall Green Energy, LLC | KENDALL | MA | 17 | BOSTON | NEMA | 1595 | 187.4 | 160.506 | 187.4 | 160.506 | 0
1693 | WEST SPRINGFIELD GT-1 | 1693 | WEST SPRINGFIELD GT-1 | GT | NG | DFO | GAS/OIL COMBUSTION (GAS) TURBINE | 2002-06-07 04:00 | Essential Power Massachusetts, LLC | NAEA-EM | MA | 13 | WMA | WCMA | 1642 | 46.908 | 36.908 | 46.908 | 36.908 | 0
1694 | WEST SPRINGFIELD GT-2 | 1694 | WEST SPRINGFIELD GT-2 | GT | NG | DFO | GAS/OIL COMBUSTION (GAS) TURBINE | 2002-06-07 04:00 | Essential Power Massachusetts, LLC | NAEA-EM | MA | 13 | WMA | WCMA | 1642 | 47.441 | 37.441 | 47.441 | 37.441 | 0
1720 | MIDDLEBURY LOWER | 1720 | MIDDLEBURY LOWER | HDR | WAT |  | HYDRO (DAILY CYCLE - RUN OF RIVER) | 2002-05-01 04:00 | Green Mountain Power Corporation | GMP | VT | 01 | VT | VT | 3716 | 0.701 | 0.323 | 0.701 | 0.323 | -0.351
2278 | BARKER LOWER HYDRO | 2278 | BARKER LOWER HYDRO | HDR | WAT |  | HYDRO (DAILY CYCLE - RUN OF RIVER) | 1980-04-01 05:00 | Blackstone Hydro, Inc. | BHI | ME | 01 | ME | ME | 10728 | 0.743 | 0 | 0.743 | 0 | -0.52
2279 | BARKER UPPER HYDRO | 2279 | BARKER UPPER HYDRO | HDR | WAT |  | HYDRO (DAILY CYCLE - RUN OF RIVER) | 1987-07-01 04:00 | Blackstone Hydro, Inc. | BHI | ME | 01 | ME | ME | 52171 | 0.119 | 0 | 0.119 | 0 | -0.431
2280 | BENTON FALLS HYDRO | 2280 | BENTON FALLS HYDRO | HDR | WAT |  | HYDRO (DAILY CYCLE - RUN OF RIVER) | 1987-12-01 05:00 | Littleton Electric Light & Water Department | LELWD | ME | 11 | ME | ME | 10523 | 1.027 | 0.663 | 1.027 | 0.663 | -0.538
2281 | BROWNS MILL HYDRO | 2281 | BROWNS MILL HYDRO | HDR | WAT |  | HYDRO (DAILY CYCLE - RUN OF RIVER) | 1983-07-01 04:00 | Blackstone Hydro, Inc. | BHI | ME | 21 | ME | ME | 50688 | 0.483 | 0.161 | 0.483 | 0.161 | 0.004
2282 | DAMARISCOTTA HYDRO | 2282 | DAMARISCOTTA HYDRO | HDR | WAT |  | HYDRO (DAILY CYCLE - RUN OF RIVER) | 1984-03-01 05:00 | Blackstone Hydro, Inc. | BHI | ME | 15 | ME | ME | 2282 | 0.169 | 0 | 0.169 | 0 | 0
2283 | EUSTIS HYDRO | 2283 | EUSTIS HYDRO | HDR | WAT |  | HYDRO (DAILY CYCLE - RUN OF RIVER) | 1984-03-01 05:00 | Blackstone Hydro, Inc. | BHI | ME | 07 | ME | ME | 50688 | 0.138 | 0.088 | 0.138 | 0.088 | -0.009
2284 | GARDINER HYDRO | 2284 | GARDINER HYDRO | HDR | WAT |  | HYDRO (DAILY CYCLE - RUN OF RIVER) | 1983-07-01 04:00 | Blackstone Hydro, Inc. | BHI | ME | 11 | ME | ME | 50688 | 0.796 | 0 | 0.796 | 0 | -0.763
2285 | GREENVILLE HYDRO | 2285 | GREENVILLE HYDRO | HDR | WAT |  | HYDRO (DAILY CYCLE - RUN OF RIVER) | 1984-03-01 05:00 | Blackstone Hydro, Inc. | BHI | ME | 21 | ME | ME | 50688 | 0.218 | 0.132 | 0.218 | 0.132 | 0.132
2286 | HACKETT MILLS HYDRO | 2286 | HACKETT MILLS HYDRO | HDR | WAT |  | HYDRO (DAILY CYCLE - RUN OF RIVER) | 1985-12-01 05:00 | Epico USA, Inc. | EPICO | ME | 01 | ME | ME | 2286 | 0.183 | 0 | 0.183 | 0 | 0
2287 | MECHANIC FALLS HYDRO | 2287 | MECHANIC FALLS HYDRO | HDR | WAT |  | HYDRO (DAILY CYCLE - RUN OF RIVER) | 1984-11-01 05:00 | Blackstone Hydro, Inc. | BHI | ME | 01 | ME | ME | 2287 | 0.172 | 0 | 0.172 | 0 | -0.155
2288 | NORWAY HYDRO | 2288 | NORWAY HYDRO | HDR | WAT |  | HYDRO (DAILY CYCLE - RUN OF RIVER) | 1985-05-01 04:00 | Blackstone Hydro, Inc. | BHI | ME | 17 | ME | ME | 50688 | 0 | 0 | 0 | 0 | 0
2289 | PIONEER DAM HYDRO | 2289 | PIONEER DAM HYDRO | HDR | WAT |  | HYDRO (DAILY CYCLE - RUN OF RIVER) | 1985-12-01 05:00 | Christopher M. Anthony | CMA | ME | 25 | ME | ME | 2289 | 0.083 | 0.073 | 0.083 | 0.073 | 0.017
2290 | PITTSFIELD HYDRO | 2290 | PITTSFIELD HYDRO | HDR | WAT |  | HYDRO (DAILY CYCLE - RUN OF RIVER) | 1984-03-01 05:00 | Blackstone Hydro, Inc. | BHI | ME | 25 | ME | ME | 2290 | 0.783 | 0.141 | 0.783 | 0.141 | -0.343
2291 | WAVERLY AVENUE HYDRO | 2291 | WAVERLY AVENUE HYDRO | HDR | WAT |  | HYDRO (DAILY CYCLE - RUN OF RIVER) | 1984-04-01 05:00 | Christopher M. Anthony | CMA | ME | 25 | ME | ME | 2291 | 0.218 | 0.137 | 0.218 | 0.137 | -0.038
2292 | YORK HYDRO | 2292 | YORK HYDRO | HDR | WAT |  | HYDRO (DAILY CYCLE - RUN OF RIVER) | 1984-03-01 05:00 | Blackstone Hydro, Inc. | BHI | ME | 31 | SME | ME | 50688 | 0.661 | 0 | 0.661 | 0 | -0.066
2425 | SPRINGFIELD REFUSE-NEW | 2425 | SPRINGFIELD REFUSE-NEW | ST | MSW |  | BIO/REFUSE | 1988-09-01 04:00 | Covanta Energy Marketing, LLC | CEM | MA | 13 | WMA | WCMA | 50273 | 5.666 | 5.252 | 5.666 | 5.252 | -0.872
2426 | HYDRO KENNEBEC | 2426 | Hydro Kennebec | HDR | WAT |  | HYDRO (DAILY CYCLE - RUN OF RIVER) | 1989-03-01 05:00 | Brookfield Energy Marketing, LP | BEMLP | ME | 11 | ME | ME | 54148 | 7.59 | 0 | 7.59 | 0 | -11.524
2430 | BELDENS-NEW | 2430 | BELDENS-NEW | HDR | WAT |  | HYDRO (DAILY CYCLE - RUN OF RIVER) | 1980-01-01 05:00 | Green Mountain Power Corporation | GMP | VT | 01 | VT | VT | 6451 | 1.823 | 0.5 | 1.823 | 0.5 | -0.406
2431 | DODGE FALLS-NEW | 2431 | DODGE FALLS-NEW | HDR | WAT |  | HYDRO (DAILY CYCLE - RUN OF RIVER) | 1990-11-01 05:00 | Vermont Electric Power Company, Inc. | VELCO | NH | 09 | VT | VT | 10526 | 2.752 | 4.013 | 2.752 | 4.013 | 0.384
2432 | HUNTINGTON FALLS-NEW | 2432 | HUNTINGTON FALLS-NEW | HDR | WAT |  | HYDRO (DAILY CYCLE - RUN OF RIVER) | 1988-11-01 05:00 | Green Mountain Power Corporation | GMP | VT | 01 | VT | VT | 50713 | 2.261 | 1.17 | 2.261 | 1.17 | -0.558
2433 | RYEGATE 1-NEW | 2433 | RYEGATE 1-NEW | ST | WDS |  | BIO/REFUSE | 1992-11-01 05:00 | Vermont Electric Power Company, Inc. | VELCO | VT | 05 | NH | VT | 51026 | 19.58 | 20 | 19.58 | 20 | 0.44
2434 | GORGE 18 HYDRO-NEW | 2434 | GORGE 18 HYDRO-NEW | HDR | WAT |  | HYDRO (DAILY CYCLE - RUN OF RIVER) | 1928-01-01 05:00 | Green Mountain Power Corporation | GMP | VT | 07 | VT | VT | 6475 | 1.361 | 1.505 | 1.361 | 1.505 | 1.505
2435 | VERGENNES HYDRO-NEW | 2435 | VERGENNES HYDRO-NEW | HDR | WAT |  | HYDRO (DAILY CYCLE - RUN OF RIVER) | 1912-01-01 05:00 | Green Mountain Power Corporation | GMP | VT | 01 | VT | VT | 6519 | 1.119 | 0.678 | 1.119 | 0.678 | -0.245
2439 | BROCKWAY MILLS U5 | 2439 | BROCKWAY MILLS U5 | HDR | WAT |  | HYDRO (DAILY CYCLE - RUN OF RIVER) | 2003-03-01 05:00 | Green Mountain Power Corporation | GMP | VT | 25 | VT | VT |  | 0.065 | 0 | 0.065 | 0 | 0
2462 | PLAINVILLE GEN QF U5 | 2462 | PLAINVILLE GEN QF U5 | IC | OBG |  | BIO/REFUSE | 2003-03-24 05:00 | Massachusetts Electric Company | MEC | MA | 21 | SEMA | SEMA |  | 2.089 | 1.941 | 2.089 | 1.941 | -0.165
2466 | CHERRY 7 | 2466 | CHERRY 7 | IC | DFO |  | OIL INTERNAL COMBUSTION | 1951-01-01 05:00 | Hudson Light & Power Department | HLPD | MA | 17 | CMA/NEMA | WCMA | 9038 | 2.8 | 2.5 | 2.8 | 2.5 | -0.3
2467 | CHERRY 8 | 2467 | CHERRY 8 | IC | DFO |  | OIL INTERNAL COMBUSTION | 1951-01-01 05:00 | Hudson Light & Power Department | HLPD | MA | 17 | CMA/NEMA | WCMA | 9038 | 3.4 | 3.4 | 3.4 | 3.4 | 0
2468 | CHERRY 10 | 2468 | CHERRY 10 | IC | DFO |  | OIL INTERNAL COMBUSTION | 1951-01-01 05:00 | Hudson Light & Power Department | HLPD | MA | 17 | CMA/NEMA | WCMA | 9038 | 2.1 | 1.9 | 2.1 | 1.9 | -0.2
2469 | CHERRY 11 | 2469 | CHERRY 11 | IC | DFO |  | OIL INTERNAL COMBUSTION | 1951-01-01 05:00 | Hudson Light & Power Department | HLPD | MA | 17 | CMA/NEMA | WCMA | 9038 | 2.1 | 1.9 | 2.1 | 1.9 | -0.2
2470 | CHERRY 12 | 2470 | CHERRY 12 | IC | DFO |  | OIL INTERNAL COMBUSTION | 1951-01-01 05:00 | Hudson Light & Power Department | HLPD | MA | 17 | CMA/NEMA | WCMA | 9038 | 4.999 | 4.999 | 4.999 | 4.999 | 0
10308 | NECCO COGENERATION FACILITY | 10308 | NECCO COGENERATION FACILITY | IC | NG |  | GAS INTERNAL COMBUSTION | 2003-10-01 04:00 | New England Confectionery Company, Inc | NECCO | MA | 25 | BOSTON | NEMA | 55999 | 0.017 | 0.017 | 0.017 | 0.017 | 0
10347 | KENDALL STEAM 1 | 37040 | KENDALL STEAM | CC | NG |  | GAS COMBINED CYCLE | 1950-01-01 05:00 | Kendall Green Energy, LLC | KENDALL | MA | 17 | BOSTON | NEMA | 1595 | 14.752 | 14.654 | 14.752 | 0 | -14.505
10348 | KENDALL STEAM 2 | 37040 | KENDALL STEAM | CC | NG |  | GAS COMBINED CYCLE | 1950-01-01 05:00 | Kendall Green Energy, LLC | KENDALL | MA | 17 | BOSTON | NEMA | 1595 | 19.669 | 19.539 | 19.669 | 0 | -19.34
10349 | KENDALL STEAM 3 | 37040 | KENDALL STEAM | CC | NG |  | GAS COMBINED CYCLE | 1950-01-01 05:00 | Kendall Green Energy, LLC | KENDALL | MA | 17 | BOSTON | NEMA | 1595 | 20.141 | 20.008 | 20.141 | 20.008 | 0.203
10401 | CELLEY MILL U5 | 10401 | CELLEY MILL U5 | HDR | WAT |  | HYDRO (DAILY CYCLE - RUN OF RIVER) | 1984-12-01 05:00 | Public Service Company of New Hampshire | PSNH | NH | 09 | NH | NH |  | 0.056 | 0.034 | 0.056 | 0.034 | 0.003
10402 | PETTYBORO HYDRO U5 | 10402 | PETTYBORO HYDRO U5 | HDR | WAT |  | HYDRO (DAILY CYCLE - RUN OF RIVER) | 1999-05-09 04:00 | Public Service Company of New Hampshire | PSNH | NH | 09 | NH | NH |  | 0 | 0 | 0 | 0 | 0
10403 | EASTMAN BROOK U5 | 10403 | EASTMAN BROOK U5 | HDR | WAT |  | HYDRO (DAILY CYCLE - RUN OF RIVER) | 1985-06-01 04:00 | Public Service Company of New Hampshire | PSNH | NH | 09 | NH | NH |  | 0.022 | 0.017 | 0.022 | 0.017 | 0.009
10404 | WHEELABRATOR CLAREMONT U5 | 10404 | WHEELABRATOR CLAREMONT U5 | ST | MSW |  | BIO/REFUSE | 2004-03-01 05:00 | Wheelabrator North Andover Inc | WNE | NH | 19 | NH | NH | 50872 | 0 | 0 | 0 | 0 | 0
10406 | LOWER VALLEY HYDRO U5 | 10406 | LOWER VALLEY HYDRO U5 | HDR | WAT |  | HYDRO (DAILY CYCLE - RUN OF RIVER) | 2004-03-01 05:00 | Green Mountain Power Corporation | GMP | NH | 19 | NH | NH |  | 0 | 0 | 0 | 0 | 0
10407 | WOODSVILLE HYDRO U5 | 10407 | WOODSVILLE HYDRO U5 | HDR | WAT |  | HYDRO (DAILY CYCLE - RUN OF RIVER) | 1987-03-01 05:00 | Green Mountain Power Corporation | GMP | NH | 19 | NH | NH |  | 0 | 0 | 0 | 0 | -0.166
10408 | LOWER VILLAGE HYDRO U5 | 10408 | LOWER VILLAGE HYDRO U5 | HDR | WAT |  | HYDRO (DAILY CYCLE - RUN OF RIVER) | 1995-04-01 05:00 | Green Mountain Power Corporation | GMP | NH | 19 | NH | NH | 50285 | 0 | 0 |  |  | 0
10409 | SWEETWATER HYDRO U5 | 10409 | SWEETWATER HYDRO U5 | HDR | WAT |  | HYDRO (DAILY CYCLE - RUN OF RIVER) | 2004-03-01 05:00 | Green Mountain Power Corporation | GMP | NH | 19 | NH | NH |  | 0.182 | 0 | 0.182 | 0 | -0.221
10424 | GREAT LAKES - BERLIN | 10424 | Great Lakes - Berlin Incremental | HDR | WAT |  | HYDRO (DAILY CYCLE - RUN OF RIVER) | 2004-06-22 04:00 | Brookfield Energy Marketing, LP | BEMLP | NH | 07 | NH | NH | 54639 | 12.382 | 5.475 | 12.382 | 5.475 | -3.755
10451 | WESTFIELD #1 U5 | 10451 | WESTFIELD #1 U5 | IC | OBG |  | BIO/REFUSE | 2004-03-01 05:00 | Westfield Gas and Electric Light Department | WGED | MA | 13 | WMA | WCMA |  | 0 | 0 |  |  | 0
10615 | BLUE SPRUCE FARM | 10615 | BLUE SPRUCE FARM U5 | IC | OBG |  | BIO/REFUSE | 2004-11-01 05:00 | Green Mountain Power Corporation | GMP | VT | 21 | VT | VT |  | 0.304 | 0.332 | 0.304 | 0.332 | 0.027
10770 | WEST SPRINGFIELD HYDRO U5 | 10770 | WEST SPRINGFIELD HYDRO U5 | HDR | WAT |  | HYDRO (DAILY CYCLE - RUN OF RIVER) | 2005-01-10 05:00 | Littleton Electric Light & Water Department | LELWD | MA | 13 | WMA | WCMA |  | 0.912 | 0.321 | 0.912 | 0.321 | -0.194
10801 | COVENTRY CLEAN ENERGY | 10801 | COVENTRY CLEAN ENERGY | IC | LFG |  | BIO/REFUSE | 2005-02-01 05:00 | Vermont Public Power Supply Authority | VPPSA | VT | 19 | VT | VT |  | 3.816 | 3.822 | 3.816 | 3.822 | 0.554
10880 | GE LYNN EXCESS REPLACEMENT | 10880 | GE LYNN EXCESS REPLACEMENT | GT | DFO | NG | GAS/OIL COMBUSTION (GAS) TURBINE | 2005-10-11 04:00 | Constellation NewEnergy, Inc. | CNE | MA | 25 | BOSTON | NEMA | 10029 | 0 | 0 | 0 | 0 | 0
10959 | RRIG EXPANSION PHASE 2 | 10959 | RRIG EXPANSION PHASE 2 | IC | LFG |  | BIO/REFUSE | 2005-06-01 04:00 | Rhode Island Engine Genco, LLC | RRIG | RI | 07 | RI | RI | 50365 | 0 | 0 | 0 | 0 | 0
10998 | MASSINNOVATION FITCHBURG | 10998 | MASSINNOVATION FITCHBURG | PV | SUN |  | PHOTOVOLTAIC | 2005-08-01 04:00 | Fitchburg Gas & Electric Light Company | FGE | MA | 27 | WMA | WCMA |  | 0 | 0 | 0 | 0 | 0
11052 | GRTR NEW BEDFORD LFG UTIL PROJ | 11052 | GRTR NEW BEDFORD LFG UTIL PROJ | IC | LFG |  | BIO/REFUSE | 2005-08-15 04:00 | Commonwealth Resource Management Corporation | CRMC | MA | 05 | SEMA | SEMA |  | 2.414 | 2.401 | 2.414 | 2.401 | -0.048
11126 | NORTH HARTLAND HYDRO | 11126 | NORTH HARTLAND HYDRO | HDR | WAT |  | HYDRO (DAILY CYCLE - RUN OF RIVER) | 2006-09-27 04:00 | Green Mountain Power Corporation | GMP | VT | 27 | VT | VT |  | 1.361 | 0.449 | 1.361 | 0.449 | -0.758
11408 | HULL WIND TURBINE II | 11408 | HULL WIND TURBINE II | WT | WND |  | WIND TURBINE | 2005-09-27 04:00 | Hull Municipal Lighting Plant | HULL | MA | 23 | SEMA | SEMA | 56800 | 0.352 | 0.055 | 0.352 | 0.055 | -0.02
11424 | RUMFORD FALLS | 11424 | RUMFORD FALLS | HDR | WAT |  | HYDRO (DAILY CYCLE - RUN OF RIVER) | 2006-07-06 04:00 | Brookfield Energy Marketing, LP | BEMLP | ME | 17 | ME | ME | 10493 | 34.34 | 25.456 | 34.34 | 25.456 | -7.014
11827 | PORTSMOUTH ABBEY WIND QF |  | No Resource (1) | WT | WND |  | WIND TURBINE | 2006-07-25 04:00 | The Narragansett Electric Company | NEC | RI | 05 | RI | RI |  | 0 | 0 | 0 | 0 | 0
11842 | WATERSIDE POWER | 11842 | WATERSIDE POWER | GT | DFO |  | OIL COMBUSTION (GAS) TURBINE | 2004-05-01 04:00 | Waterside Power, LLC | WATERSIDE | CT | 01 | NOR | CT | 56189 | 71.557 | 70.017 | 71.557 | 70.017 | 0
11889 | IBEW LOCAL 99 SOLAR QF |  | No Resource (1) | PV | SUN |  | PHOTOVOLTAIC | 2006-09-01 04:00 | The Narragansett Electric Company | NEC | RI | 07 | RI | RI |  | 0 | 0 | 0 | 0 | 0
11925 | BROCKTON BRIGHTFIELDS | 11925 | BROCKTON BRIGHTFIELDS | PV | SUN |  | PHOTOVOLTAIC | 2006-09-18 04:00 | Exelon Generation Company, LLC | EXGC | MA | 23 | SEMA | SEMA |  | 0 | 0.149 | 0 | 0.149 | -0.003
12108 | FIEC DIESEL | 12108 | FIEC DIESEL | IC | DFO |  | OIL INTERNAL COMBUSTION | 2006-12-01 05:00 | Vermont Public Power Supply Authority | VPPSA | ME | 13 | ME | ME |  | 1.596 | 1.54 | 1.596 | 1.54 | 0
12180 | BERKSHIRE COW POWER | 12180 | BERKSHIRE COW POWER | IC | OBG |  | BIO/REFUSE | 2006-12-06 05:00 | Vermont Electric Cooperative, Inc. | VEC | VT | 11 | VT | VT |  | 0.267 | 0.2 | 0.267 | 0.2 | -0.007
12274 | GREEN MOUNTAIN DAIRY | 12274 | GREEN MOUNTAIN DAIRY | IC | OBG |  | BIO/REFUSE | 2007-02-01 05:00 | Green Mountain Power Corporation | GMP | VT | 11 | VT | VT |  | 0.222 | 0.218 | 0.222 | 0.218 | 0
12323 | COVENTRY CLEAN ENERGY #4 | 12323 | COVENTRY CLEAN ENERGY #4 | IC | LFG |  | BIO/REFUSE | 2007-01-20 05:00 | Vermont Public Power Supply Authority | VPPSA | VT | 19 | VT | VT |  | 2.881 | 2.834 | 2.881 | 2.834 | 0.655
12504 | DEVON 15 | 12504 | Devon 15-18 | GT | KER | NG | OIL COMBUSTION (GAS) TURBINE | 2010-07-12 04:00 | GenConn Energy LLC | GCE | CT | 09 | SWCT | CT | 57070 | 49.2 | 46.889 | 49.2 | 46.889 | 0
12505 | MIDDLETOWN 12 | 12505 | Middletown 12-15 | GT | KER | NG | OIL COMBUSTION (GAS) TURBINE | 2011-06-24 04:00 | GenConn Energy LLC | GCE | CT | 07 | CT | CT | 57068 | 49.2 | 46.9 | 49.2 | 46.9 | 0
12509 | UNH POWER PLANT | 12509 | UNH Power Plant | GT | LFG |  | BIO/REFUSE | 2009-10-20 04:00 | Public Service Company of New Hampshire | PSNH | NH | 17 | NH | NH | 58180 | 4.378 | 3.008 | 4.378 | 3.008 | 0
12510 | SWANTON GT-1 | 12510 | Swanton Gas Turbine 1 | GT | DFO |  | OIL COMBUSTION (GAS) TURBINE | 2010-02-12 05:00 | Vermont Public Power Supply Authority | VPPSA | VT | 11 | VT | VT |  | 23.954 | 19.288 | 23.954 | 19.288 | -0.016
12511 | SWANTON GT-2 | 12511 | Swanton Gas Turbine 2 | GT | DFO |  | OIL COMBUSTION (GAS) TURBINE | 2010-05-24 04:00 | Vermont Public Power Supply Authority | VPPSA | VT | 11 | VT | VT |  | 23.839 | 18.914 | 23.839 | 18.914 | -0.435
12529 | HOOSAC WIND | 38475 | Hoosac Wind Project | WT | WND |  | WIND TURBINE | 2012-12-27 05:00 | Iberdrola Renewables, LLC | IR | MA | 03 | WMA | WCMA | 57380 | 10.412 | 3.969 | 10.412 | 3.969 | 0.027
12530 | SHEFFIELD WIND PLANT | 12530 | Sheffield Wind Farm | WT | WND |  | WIND TURBINE | 2011-10-19 04:00 | Vermont Wind LLC | VTWIND | VT | 05 | VT | VT | 57080 | 10.785 | 2.685 | 10.785 | 2.685 | -0.61
12551 | KIBBY WIND POWER | 12551 | Kibby Wind Power | WT | WND |  | WIND TURBINE | 2009-09-16 04:00 | TransCanada Power Marketing, Ltd. | TCPM | ME | 07 | ME | ME | 56829 | 36.015 | 13.535 | 36.015 | 13.535 | -4.74
12564 | WATERBURY GENERATION FACILITY | 12564 | Waterbury Generation Facility | GT | NG | DFO | GAS/OIL COMBUSTION (GAS) TURBINE | 2009-05-21 04:00 | Waterbury Generation LLC | WATERBURY | CT | 09 | SWCT | CT | 56629 | 98.128 | 94.895 | 98.128 | 94.895 | -0.926
13515 | PIERCE STATION | 12526 | Pierce | GT | NG | DFO | GAS/OIL COMBUSTION (GAS) TURBINE | 2007-10-01 04:00 | Connecticut Municipal Electric Energy Cooperative | CMEEC | CT | 09 | SWCT | CT | 6635 | 94.59 | 74.085 | 94.59 | 74.085 | 0
13669 | EAST WINDSOR NORCAP LFG PLANT | 13669 | Manchester Methane LLC East Windsor Facility | IC | LFG |  | BIO/REFUSE | 2007-05-07 04:00 | Manchester Methane, LLC | MMLLC | CT | 03 | CT | CT |  | 0 | 0.636 | 0 | 0.636 | -0.147
13673 | MATEP (DIESEL) | 13673 | MATEP (DIESEL) | IC | DFO |  | OIL INTERNAL COMBUSTION | 2007-06-28 04:00 | MATEP, LLC | MATEP | MA | 25 | BOSTON | NEMA | 10883 | 17.46 | 17.12 | 17.46 | 17.12 | 0
13675 | MATEP (COMBINED CYCLE) | 13675 | MATEP (COMBINED CYCLE) | CC | NG | DFO | GAS/OIL COMBINED CYCLE | 2007-06-28 04:00 | MATEP, LLC | MATEP | MA | 25 | BOSTON | NEMA | 10883 | 48.275 | 39.61 | 48.275 | 39.61 | -2.905
13703 | VERSO COGEN 1 | 13703 | Verso VCG1 | GT | NG | DFO | GAS/OIL COMBUSTION (GAS) TURBINE | 2000-12-28 05:00 | Verso Maine Energy LLC | VERSO | ME | 07 | ME | ME | 55031 | 53.76 | 42.606 | 53.76 | 42.606 | 0.123
13704 | VERSO COGEN 2 | 13704 | Verso VCG2 | GT | NG | DFO | GAS/OIL COMBUSTION (GAS) TURBINE | 2000-12-28 05:00 | Verso Maine Energy LLC | VERSO | ME | 07 | ME | ME | 55031 | 56.333 | 44.473 | 56.333 | 44.473 | 0.159
13705 | VERSO COGEN 3 | 13705 | Verso VCG3 | GT | NG | DFO | GAS/OIL COMBUSTION (GAS) TURBINE | 2000-12-28 05:00 | Verso Maine Energy LLC | VERSO | ME | 07 | ME | ME | 55031 | 55.123 | 41.689 | 55.123 | 41.689 | -0.273
13933 | JIMINY PEAK WIND QF |  | No Resource (1) | WT | WND |  | WIND TURBINE | 2007-07-01 04:00 | Massachusetts Electric Company | MEC | MA | 03 | WMA | WCMA |  | 0 | 0 | 0 | 0 | 0
13975 | CORRIVEAU HYDROELECTRIC LLC | 13975 | Corriveau Hydroelectric LLC | HDR | WAT |  | HYDRO (DAILY CYCLE - RUN OF RIVER) | 2007-08-10 04:00 | Union Atlantic Electricity | UNION | ME | 17 | ME | ME |  | 0.048 | 0 | 0.048 | 0 | -0.063
14087 | MAT3 | 14087 | MAT3 | IC | DFO |  | OIL INTERNAL COMBUSTION | 2007-12-11 05:00 | MATEP, LLC | MATEP | MA | 25 | BOSTON | NEMA | 10883 | 18.63 | 14.34 | 18.63 | 14.34 | -3.63
14098 | FITCHBURG LANDFILL | 35485 | Fitchburg-FCA-5 | IC | LFG |  | BIO/REFUSE | 2007-08-16 04:00 | Vermont Public Power Supply Authority | VPPSA | MA | 27 | CMA/NEMA | WCMA | 56527 | 3.031 | 3.01 | 3.031 | 3.01 | -0.083
14134 | MONTAGNE FARM | 14134 | MONTAGNE FARM | IC | LFG |  | BIO/REFUSE | 2007-09-17 04:00 | Green Mountain Power Corporation | GMP | VT | 11 | VT | VT |  | 0.064 | 0.07 | 0.064 | 0.07 | 0.07
14157 | COS COB 13 | 12524 | Cos Cob 13&14 | GT | KER |  | OIL COMBUSTION (GAS) TURBINE | 2008-05-29 04:00 | NRG Power Marketing LLC | NRGPM | CT | 01 | NOR | CT | 542 | 22.852 | 19.053 | 22.852 | 19.053 | 0
14158 | COS COB 14 | 12524 | Cos Cob 13&14 | GT | KER |  | OIL COMBUSTION (GAS) TURBINE | 2008-05-29 04:00 | NRG Power Marketing LLC | NRGPM | CT | 01 | NOR | CT | 542 | 22.602 | 19.209 | 22.602 | 19.209 | 0
14177 | WESTBROOK ENERGY CENTER G1 | 1345 | WESTBROOK | CC | NG |  | GAS COMBINED CYCLE | 2001-04-13 04:00 | Calpine Energy Services, LP | CALP | ME | 05 | SME | ME | 55294 | 281.835 | 265.518 | 284.352 | 265.518 | 4.314
14178 | WESTBROOK ENERGY CENTER G2 | 1345 | WESTBROOK | CC | NG |  | GAS COMBINED CYCLE | 2001-04-13 04:00 | Calpine Energy Services, LP | CALP | ME | 05 | SME | ME | 55294 | 285.063 | 265.518 | 286.113 | 265.518 | 4.314
14211 | INDECK ALEXANDRIA | 1631 | Indeck-Energy Alexandria, LLC | ST | WDS |  | BIO/REFUSE | 2008-11-06 05:00 | Indeck Energy-Alexandria, L.L.C. | IEA | NH | 09 | NH | NH |  | 15.049 | 15.031 | 15.049 | 15.031 | 0
14217 | NORTHFIELD MOUNTAIN 1 | 14217 | NORTHFIELD MOUNTAIN 1 | PS | WAT |  | HYDRO (PUMPED STORAGE) | 1972-11-30 05:00 | GDF Suez Energy Marketing NA, Inc. | SUEZ | MA | 11 | WMA | WCMA | 547 | 270 | 270 | 270 | 271.924 | 1.924
14218 | NORTHFIELD MOUNTAIN 2 | 14218 | NORTHFIELD MOUNTAIN 2 | PS | WAT |  | HYDRO (PUMPED STORAGE) | 1972-11-30 05:00 | GDF Suez Energy Marketing NA, Inc. | SUEZ | MA | 11 | WMA | WCMA | 547 | 293.5 | 292.382 | 293.5 | 292.382 | -1.118
14219 | NORTHFIELD MOUNTAIN 3 | 14219 | NORTHFIELD MOUNTAIN 3 | PS | WAT |  | HYDRO (PUMPED STORAGE) | 1972-11-30 05:00 | GDF Suez Energy Marketing NA, Inc. | SUEZ | MA | 11 | WMA | WCMA | 547 | 292 | 292 | 292 | 292 | 0
14220 | NORTHFIELD MOUNTAIN 4 | 14220 | NORTHFIELD MOUNTAIN 4 | PS | WAT |  | HYDRO (PUMPED STORAGE) | 1972-11-30 05:00 | GDF Suez Energy Marketing NA, Inc. | SUEZ | MA | 11 | WMA | WCMA | 547 | 293.5 | 293.5 | 293.5 | 293.5 | 0
14271 | AMERESCO NORTHAMPTON | 14271 | Ameresco Northampton | IC | LFG |  | BIO/REFUSE | 2007-11-01 04:00 | Exelon Generation Company, LLC | EXGC | MA | 15 | WMA | WCMA |  | 0.752 | 0.745 | 0.752 | 0.745 | -0.003
14595 | GRANITE RELIABLE POWER, LLC | 14595 | Granite Reliable Power | WT | WND |  | WIND TURBINE | 2012-02-15 05:00 | Granite Reliable Power, LLC | GRP | NH | 07 | NH | NH | 58004 | 33.102 | 11.808 | 33.102 | 11.808 | -2.226
14610 | PRINCETON WIND FARM PROJECT | 14610 | Princeton Wind Farm Project | WT | WND |  | WIND TURBINE | 2009-09-01 04:00 | Princeton Municipal Light Department | PMLD | MA | 27 | CMA/NEMA | WCMA | 7501 | 0.535 | 0.132 | 0.535 | 0.132 | -0.022
14614 | KLEEN ENERGY | 14614 | Kleen Energy | CC | NG | DFO | GAS/OIL COMBINED CYCLE | 2011-07-12 04:00 | Exelon Generation Company, LLC | EXGC | CT | 07 | CT | CT | 56798 | 620 | 620 | 620 | 620 | 0
14623 | VALLEY HYDRO (STATION NO. 5) | 14623 | Valley Hydro (Station No. 5) | HDR | WAT |  | HYDRO (DAILY CYCLE - RUN OF RIVER) | 2008-04-01 04:00 | Holyoke Gas & Electric Department | HGE | MA | 13 | WMA | WCMA |  | 0 | 0.643 | 0 | 0.643 | 0.643
14652 | TEMPLETON WIND TURBINE | 14652 | Templeton Wind Turbine | WT | WND |  | WIND TURBINE | 2011-05-18 04:00 | Massachusetts Municipal Wholesale Electric Company | MMWEC | MA | 27 | WMA | WCMA |  | 0.129 | 0.06 | 0.129 | 0.06 | 0.002
14665 | RECORD HILL WIND | 14665 | Record Hill Wind | WT | WND |  | WIND TURBINE | 2012-01-31 05:00 | Record Hill Wind, LLC | RHW | ME | 17 | ME | ME | 57568 | 13.528 | 4.852 | 13.528 | 4.852 | -0.316
14695 | ORONO | 14695 | Orono Hydro Station | HDR | WAT |  | HYDRO (DAILY CYCLE - RUN OF RIVER) | 2008-12-29 05:00 | Black Bear Hydro Partners, LLC | BBHP | ME | 19 | BHE | ME | 57184 | 1.838 | 1.472 | 1.838 | 1.472 | -0.318
14707 | COVANTA HAVERHILL - LF GAS | 12553 | Covanta Haverhill Landfill Gas Engine | IC | LFG |  | BIO/REFUSE | 2007-12-05 05:00 | Covanta Haverhill Associates | CHA | MA | 09 | BOSTON | NEMA | 50661 | 0.946 | 1.04 | 0.946 | 1.04 | -0.049
14767 | PINE TREE LFGTE |  | No Resource (1) | IC | LFG |  | BIO/REFUSE | 2008-01-01 05:00 | NextEra Energy Power Marketing, LLC | FPLP | ME | 19 | BHE | ME |  | 0 | 0 | 0 | 0 | 0
14801 | CABOT | 766 | CABOT TURNERS FALLS | HDP | WAT |  | HYDRO (DAILY CYCLE - PONDAGE) | 1905-01-01 05:00 | GDF Suez Energy Marketing NA, Inc. | SUEZ | MA | 11 | WMA | WCMA | 1629 | 61.8 | 61.8 | 61.8 | 61.8 | 0.319
14808 | TURNERSFALLS | 766 | CABOT TURNERS FALLS | HDP | WAT |  | HYDRO (DAILY CYCLE - PONDAGE) | 1905-01-01 05:00 | GDF Suez Energy Marketing NA, Inc. | SUEZ | MA | 11 | WMA | WCMA | 6388 | 6.4 | 6.4 | 6.4 | 6.4 | 0
14816 | NORDEN 1 | 16688 | Nor1 | IC | DFO |  | OIL INTERNAL COMBUSTION | 2009-02-26 05:00 | Connecticut Municipal Electric Energy Cooperative | CMEEC | CT | 01 | NOR | CT | 57689 | 1.76 | 1.789 | 1.76 | 1.789 | 0
14817 | NORDEN 2 | 16750 | Norden #2 | IC | DFO |  | OIL INTERNAL COMBUSTION | 2009-02-26 05:00 | Connecticut Municipal Electric Energy Cooperative | CMEEC | CT | 01 | NOR | CT | 57689 | 1.765 | 1.79 | 1.765 | 1.79 | 0.001
14818 | NORDEN 3 | 16752 | Norden #3 | IC | DFO |  | OIL INTERNAL COMBUSTION | 2009-02-26 05:00 | Connecticut Municipal Electric Energy Cooperative | CMEEC | CT | 01 | NOR | CT | 57689 | 1.753 | 1.777 | 1.753 | 1.777 | 0.002
14823 | NORWICH WWTP |  | No Resource (1) | IC | DFO |  | OIL INTERNAL COMBUSTION | 2008-05-29 04:00 | Connecticut Municipal Electric Energy Cooperative | CMEEC | CT | 11 | CT | CT | 57624 | 2 | 2 | 2 | 2 | 0
14919 | ZBE-001 |  | No Resource (1) | GT | WDS | DFO | BIO/REFUSE | 2008-03-01 05:00 | Public Service Company of New Hampshire | PSNH | NH | 05 | VT | NH |  | 0 | 0 |  |  | 0
14925 | ICE HOUSE PARTNERS INC. |  | No Resource (1) | HDR | WAT |  | HYDRO (DAILY CYCLE - RUN OF RIVER) | 2008-04-01 04:00 | Littleton Electric Light & Water Department | LELWD | MA | 17 | CMA/NEMA | WCMA |  | 0.128 | 0.007 | 0.128 | 0.007 | -0.094
14937 | UNION GAS STATION | 759 | MESSALONSKEE COMPOSITE | HDR | WAT |  | HYDRO (DAILY CYCLE - RUN OF RIVER) | 2008-03-19 04:00 | Messalonskee Stream Hydro, LLC | MESSA | ME | 11 | ME | ME |  | 1.295 | 0 | 1.295 | 0 | -1.218
15097 | KIMB ROCKY RIVER PH2 | 14706 | Kimberly-Clark Corp Energy Independence Project | CC | NG |  | GAS COMBINED CYCLE | 2008-07-15 04:00 | Kimberly-Clark Corporation | KCC | CT | 05 | SWCT | CT | 58084 | 15.803 | 12.272 | 15.803 | 12.272 | -1.581
15115 | LEMPSTER WIND | 14660 | Lempster Wind | WT | WND |  | WIND TURBINE | 2008-09-24 04:00 | Public Service Company of New Hampshire | PSNH | NH | 11 | NH | NH | 56399 | 9.073 | 2.004 | 9.073 | 2.004 | -0.426
15201 | FISKE HYDRO | 35593 | Fiske Hydro | HDR | WAT |  | HYDRO (DAILY CYCLE - RUN OF RIVER) | 2008-06-01 04:00 | Public Service Company of New Hampshire | PSNH | NH | 05 | VT | NH |  | 0 | 0 | 0 | 0 | 0
15462 | HOLY NAME CC JR SR HIGH SCHOOL |  | No Resource (1) | WT | WND |  | WIND TURBINE | 2008-09-01 04:00 | Massachusetts Electric Company | MEC | MA | 27 | CMA/NEMA | WCMA |  | 0 | 0 | 0 | 0 | 0
15464 | STETSON WIND FARM |  | No Resource (1) | WT | WND |  | WIND TURBINE | 2008-12-09 05:00 | Stetson Holdings, LLC | STETSON | ME | 29 | BHE | ME | 56989 | 16.513 | 7.555 | 16.513 | 7.555 | 1.065
15477 | NEW HAVEN HARBOR UNIT 2 | 15477 | New Haven Harbor Units 2, 3, & 4 | GT | KER | NG | OIL COMBUSTION (GAS) TURBINE | 2012-05-30 04:00 | PSEG New Haven, LLC | PSEG-NH | CT | 09 | CT | CT | 6156 | 48.6 | 42.861 | 48.6 | 42.861 | -0.339
15484 | THOMAS A. WATSON UNIT #1 | 12500 | Thomas A. Watson | GT | NG | DFO | GAS/OIL COMBUSTION (GAS) TURBINE | 2009-04-22 04:00 | Braintree Electric Light Department, Town of | BELD | MA | 21 | SEMA | SEMA | 1660 | 57.4 | 52.6 | 57.4 | 52.6 | 0
15485 | THOMAS A. WATSON UNIT #2 | 12500 | Thomas A. Watson | GT | NG | DFO | GAS/OIL COMBUSTION (GAS) TURBINE | 2009-04-14 04:00 | Braintree Electric Light Department, Town of | BELD | MA | 21 | SEMA | SEMA | 1660 | 57.4 | 52.6 | 57.4 | 52.6 | 0
15488 | MIDDLETON BUILDING SUPPLY |  | No Resource (1) | ST | WDS |  | BIO/REFUSE | 2008-10-01 04:00 | Public Service Company of New Hampshire | PSNH | NH | 17 | NH | NH |  | 0 | 0 |  |  | 0
15509 | PLAINFIELD RENEWABLE ENERGY | 15509 | Plainfield Renewable Energy | ST | WDS |  | BIO/REFUSE | 2013-12-12 05:00 | Plainfield Renewable Energy, LLC | PRE | CT | 15 | CT | CT |  | 36.464 | 37.5 | 36.464 | 37.5 | 1.966
15617 | MORETOWN LFGTE | 35728 | Moretown LG | IC | LFG |  | BIO/REFUSE | 2008-12-01 05:00 | Green Mountain Power Corporation | GMP | VT | 23 | VT | VT | 56891 | 3.008 | 2.457 | 3.008 | 2.457 | 0.943
15706 | BEAVER RIDGE WIND | 37072 | Beaver_Ridge_Wind | WT | WND |  | WIND TURBINE | 2008-10-15 04:00 | New Hampshire Electric Cooperative, Inc. | NHEC | ME | 27 | ME | ME | 57130 | 1.259 | 0.455 | 1.259 | 0.455 | 0.048
15787 | WORONOCO HYDRO LLC | 37077 | Woronoco Hydro LLC | HDR | WAT |  | HYDRO (DAILY CYCLE - RUN OF RIVER) | 2008-11-01 04:00 | Swift River Trading Company LLC | SRTC | MA | 13 | WMA | WCMA | 50166 | 0.317 | 0.487 | 0.317 | 0.487 | 0.487
15940 | DARTMOUTH CT GENERATOR 3 | 15415 | Dartmouth Power Expansion | GT | NG | DFO | GAS/OIL COMBUSTION (GAS) TURBINE | 2009-08-12 04:00 | Consolidated Edison Energy, Inc | CEEI | MA | 05 | SEMA | SEMA | 52026 | 20.508 | 19.578 | 20.508 | 19.578 | 0.766
15998 | CROSSROADS LANDFILL | 14663 | WMRE Crossroads | IC | LFG |  | BIO/REFUSE | 2008-12-31 05:00 | WM Renewable Energy, L.L.C. | WMRE | ME | 25 | ME | ME | 57016 | 2.806 | 2.628 | 2.806 | 2.628 | -0.356
16089 | TURNERS FALLS HYDRO LLC |  | No Resource (1) | HDR | WAT |  | HYDRO (DAILY CYCLE - RUN OF RIVER) | 2009-02-01 05:00 | Swift River Trading Company LLC | SRTC | MA | 11 | WMA | WCMA |  | 0 | 0 | 0 | 0 | 0
16183 | RICHEY WOODWORKING WIND QF |  | No Resource (1) | WT | WND |  | WIND TURBINE | 2009-02-18 05:00 | Massachusetts Electric Company | MEC | MA | 09 | BOSTON | NEMA |  | 0 | 0 | 0 | 0 | 0
16188 | WILSON HOLDINGS LLC - PV QF |  | No Resource (1) | PV | SUN |  | PHOTOVOLTAIC | 2009-02-24 05:00 | Massachusetts Electric Company | MEC | MA | 27 | CMA/NEMA | WCMA |  | 0 | 0 | 0 | 0 | 0
16233 | CITY OF MEDFORD WIND QF |  | No Resource (1) | WT | WND |  | WIND TURBINE | 2009-02-27 05:00 | Massachusetts Electric Company | MEC | MA | 17 | BOSTON | NEMA |  | 0 | 0 | 0 | 0 | 0
16234 | CONSTELLATION-MAJILITE PV QF |  | No Resource (1) | PV | SUN |  | PHOTOVOLTAIC | 2009-02-27 05:00 | Massachusetts Electric Company | MEC | MA | 17 | CMA/NEMA | WCMA |  | 0 | 0 | 0 | 0 | 0
16294 | TOWN OF PORTSMOUTH RI WIND QF |  | No Resource (1) | WT | WND |  | WIND TURBINE | 2009-03-21 04:00 | The Narragansett Electric Company | NEC | RI | 05 | RI | RI |  | 0 | 0 |  |  | 0
16295 | PPL VEAZIE | 16295 | PPL Veazie | HDR | WAT |  | HYDRO (DAILY CYCLE - RUN OF RIVER) | 1911-01-01 05:00 | Black Bear Hydro Partners, LLC | BBHP | ME | 19 | BHE | ME | 1479 | 0 | 0 | 0 | 0 | 0
16296 | MILFORD HYDRO | 16296 | Milford Hydro | HDR | WAT |  | HYDRO (DAILY CYCLE - RUN OF RIVER) | 1911-01-01 05:00 | Black Bear Hydro Partners, LLC | BBHP | ME | 19 | BHE | ME | 1475 | 4.892 | 4.833 | 4.892 | 4.833 | 0.197
16331 | QUARRY ENERGY PROJECT |  | No Resource (1) | IC | LFG |  | BIO/REFUSE | 2009-04-03 04:00 | Massachusetts Electric Company | MEC | MA | 21 | SEMA | SEMA |  | 0.246 | 0.38 | 0.246 | 0.38 | 0.001
16332 | BARTLETTS OCEAN VIEW FARM WIND |  | No Resource (1) | WT | WND |  | WIND TURBINE | 2009-04-03 04:00 | Massachusetts Electric Company | MEC | RI | 05 | SEMA | SEMA |  | 0 | 0 | 0 |  | 0
16386 | NATURE'SCLASSROOM-01507WT100NM |  | No Resource (1) | WT | WND |  | WIND TURBINE | 2009-04-24 04:00 | Massachusetts Electric Company | MEC | MA | 27 | WMA | WCMA |  | 0 | 0.021 | 0 | 0.021 | 0.015
16523 | STILLWATER | 16523 | Stillwater | HDR | WAT |  | HYDRO (DAILY CYCLE - RUN OF RIVER) | 1911-01-01 05:00 | Black Bear Hydro Partners, LLC | BBHP | ME | 19 | BHE | ME | 1478 | 1.264 | 1.714 | 1.264 | 1.714 | 0.009
16524 | HOWLAND | 16524 | Howland | HDR | WAT |  | HYDRO (DAILY CYCLE - RUN OF RIVER) | 1911-01-01 05:00 | Black Bear Hydro Partners, LLC | BBHP | ME | 19 | BHE | ME | 1472 | 0 | 0 | 0 | 0 | -0.669
16525 | MEDWAY | 16525 | Medway | HDR | WAT |  | HYDRO (DAILY CYCLE - RUN OF RIVER) | 1911-01-01 05:00 | Black Bear Hydro Partners, LLC | BBHP | ME | 19 | BHE | ME | 55288 | 3.328 | 3.699 | 3.328 | 3.699 | 0.124
16612 | STETSON II WIND FARM |  | No Resource (1) | WT | WND |  | WIND TURBINE | 2010-03-12 05:00 | Stetson Wind II, LLC. | STET2 | ME | 29 | BHE | ME | 56991 | 6.684 | 3.012 | 6.684 | 3.012 | 0.395
16614 | BERKSHIRE WIND POWER PROJECT | 14661 | Berkshire Wind Power Project | WT | WND |  | WIND TURBINE | 2011-05-28 04:00 | Massachusetts Municipal Wholesale Electric Company | MMWEC | MA | 03 | WMA | WCMA | 57721 | 6.664 | 1.714 | 6.664 | 1.714 | 0.171
16631 | VICTORY ROAD DORCHESTER PV | 16631 | Victory Road Dorchester PV | PV | SUN |  | PHOTOVOLTAIC | 2011-12-22 05:00 | Massachusetts Electric Company | MEC | MA | 25 | BOSTON | NEMA |  | 0 | 0.543 | 0 | 0.543 | 0.074
16640 | HILLDALE AVE HAVERHILL PV | 16640 | Hilldale Ave Haverhill PV | PV | SUN |  | PHOTOVOLTAIC | 2011-02-15 05:00 | Massachusetts Electric Company | MEC | MA | 09 | BOSTON | NEMA |  | 0 | 0.372 | 0 | 0.372 | 0.072
16642 | RAILROAD AVENUE REVERE PV | 16642 | Railroad Street Revere PV | PV | SUN |  | PHOTOVOLTAIC | 2011-02-16 05:00 | Massachusetts Electric Company | MEC | MA | 25 | BOSTON | NEMA |  | 0 | 0.279 | 0 | 0.279 | -0.058
16643 | ROVER STREET EVERETT PV | 16643 | Rover Street Everett PV | PV | SUN |  | PHOTOVOLTAIC | 2011-02-18 05:00 | Massachusetts Electric Company | MEC | MA | 17 | BOSTON | NEMA |  | 0 | 0.232 | 0 | 0.232 | -0.026
16644 | MAIN STREET WHITINSVILLE PV | 16644 | Main Street Whitinsville PV | PV | SUN |  | PHOTOVOLTAIC | 2010-07-01 04:00 | Massachusetts Electric Company | MEC | MA | 27 | RI | SEMA |  | 0 | 0.416 | 0 | 0.416 | 0.034
16653 | BURGESS BIOPOWER | 16653 | Berlin Biopower | PB | WDS |  | BIO/REFUSE | 2014-06-17 04:00 | Public Service Company of New Hampshire | PSNH | NH | 07 | NH | NH |  | 67.5 | 67.5 | 67.5 | 67.5 | 0
16659 | IPSWICH WIND FARM 1 | 16659 | Ipswich Wind Farm 1 | WT | WND |  | WIND TURBINE | 2011-07-26 04:00 | Ipswich Municipal Light Department | IMLD | MA | 09 | BOSTON | NEMA | 57855 | 0.319 | 0.162 | 0.319 | 0.162 | 0.021
16675 | FOX ISLAND WIND | 16675 | Fox Island Wind | WT | WND |  | WIND TURBINE | 2009-09-01 04:00 | Vermont Public Power Supply Authority | VPPSA | ME | 13 | ME | ME | 57354 | 0.123 | 0 | 0.123 | 0 | 0
16737 | UDR GLASTONBURY | 16737 | DFC-ERG Hybrid Fuel Cell (3) | FC | NG |  | GAS FUEL CELL | 2016-02-15 | UIL Distributed Resources LLC | UIL | CT | 03 | CT | CT |  | 0 | 0 | 2.774 | 2.774 | 2.774
16738 | DOMINION BRIDGEPORT FUEL CELL | 16738 | BFCP Fuel Cell | FC | NG |  | GAS FUEL CELL | 2013-12-22 05:00 | Dominion Energy Marketing, Inc. | DEM | CT | 01 | SWCT | CT |  | 14.817 | 13.746 | 14.817 | 13.746 | -0.372
16926 | THUNDERMIST HYDRO QF | 37120 | Thundermist Hydropower | HDR | WAT |  | HYDRO (DAILY CYCLE - RUN OF RIVER) | 2009-09-19 04:00 | The Narragansett Electric Company | NEC | RI | 07 | RI | RI | 54688 | 0.585 | 0 | 0.585 | 0 | 0
17023 | NE ENGRS MIDDLETOWN RI WIND QF |  | No Resource (1) | WT | WND |  | WIND TURBINE | 2009-10-29 04:00 | The Narragansett Electric Company | NEC | RI | 05 | SEMA | RI |  | 0 | 0 | 0 | 0 | 0
17044 | DEVON 16 | 12504 | Devon 15-18 | GT | KER | NG | OIL COMBUSTION (GAS) TURBINE | 2010-06-28 04:00 | GenConn Energy LLC | GCE | CT | 09 | SWCT | CT | 57070 | 49.2 | 46.9 | 49.2 | 46.9 | 0
17045 | DEVON 17 | 12504 | Devon 15-18 | GT | KER | NG | OIL COMBUSTION (GAS) TURBINE | 2010-06-15 04:00 | GenConn Energy LLC | GCE | CT | 09 | SWCT | CT | 57070 | 49.2 | 46.9 | 49.2 | 46.9 | 0
17046 | DEVON 18 | 12504 | Devon 15-18 | GT | KER | NG | OIL COMBUSTION (GAS) TURBINE | 2010-06-09 04:00 | GenConn Energy LLC | GCE | CT | 09 | SWCT | CT | 57070 | 49.2 | 46.9 | 49.2 | 46.9 | 0
17085 | AMERESCO-NEWBURYPORT DPW PV QF |  | No Resource (1) | PV | SUN |  | PHOTOVOLTAIC | 2009-11-25 05:00 | Massachusetts Electric Company | MEC | MA | 09 | BOSTON | NEMA |  | 0 | 0.034 | 0 | 0.034 | -0.001
17128 | OTIS_AF_WIND_TURBINE |  | No Resource (1) | WT | WND |  | WIND TURBINE | 2009-12-28 05:00 | NSTAR Electric Company | NSTAR | MA | 01 | SEMA | SEMA | 57253 | 0 | 0.02 | 0 | 0.02 | 0.02
17194 | TOWN_OF_FALMOUTH_WIND_TURBINE |  | No Resource (1) | WT | WND |  | WIND TURBINE | 2010-02-10 05:00 | NSTAR Electric Company | NSTAR | MA | 01 | SEMA | SEMA | 57654 | 0.8 | 0.217 | 0.8 | 0.217 | -0.045
17223 | SUGAR RIVER 2 | 17359 | Sugar River 2 | HDR | WAT |  | HYDRO (DAILY CYCLE - RUN OF RIVER) | 2010-03-08 05:00 | Public Service Company of New Hampshire | PSNH | NH | 19 | NH | NH |  | 0.119 | 0 | 0.119 | 0 | -0.07
17229 | MOUNT ST MARY-WRENTHAM MA WIND |  | No Resource (1) | WT | WND |  | WIND TURBINE | 2010-03-15 04:00 | Massachusetts Electric Company | MEC | MA | 21 | RI | SEMA |  | 0.007 | 0.001 | 0.007 | 0.001 | -0.002
17233 | RAINBOW UNIT 1 | 35658 | Rainbow_1 | HDP | WAT |  | HYDRO (DAILY CYCLE - PONDAGE) | 1980-01-01 05:00 | Connecticut Light and Power Company, The | CLP | CT | 03 | CT | CT | 559 | 4.1 | 4.1 | 4.1 | 4.1 | 0
17234 | RAINBOW UNIT 2 | 35656 | Rainbow_2 | HDP | WAT |  | HYDRO (DAILY CYCLE - PONDAGE) | 1980-01-01 05:00 | Connecticut Light and Power Company, The | CLP | CT | 03 | CT | CT | 559 | 4.1 | 4.1 | 4.1 | 4.1 | 0
17259 | SEAMAN ENERGY LLC | 35442 | Seaman Energy | IC | LFG |  | BIO/REFUSE | 2010-03-31 04:00 | Templeton Municipal Lighting Plant | TTMLP | MA | 27 | WMA | WCMA |  | 0.254 | 0.234 | 0.254 | 0.234 | 0.064
35379 | SPAULDING POND HYDRO | 35594 | Spaulding Pond Hydro | HDR | WAT |  | HYDRO (DAILY CYCLE - RUN OF RIVER) | 2010-05-01 04:00 | Public Service Company of New Hampshire | PSNH | NH | 17 | NH | NH |  | 0.159 | 0 | 0.159 | 0 | -0.035
35555 | GMCW | 35555 | GMCW | WT | WND |  | WIND TURBINE | 2012-12-31 05:00 | Burlington Electric Department | BED | VT | 07 | VT | VT | 58238 | 3.697 | 0.705 | 3.697 | 0.705 | -0.183
35693 | SPRUCE MOUNTAIN WIND | 35693 | Spruce Mountain Wind | WT | WND |  | WIND TURBINE | 2011-12-21 05:00 | Spruce Mountain Wind, LLC | SPRUCE | ME | 17 | ME | ME | 58026 | 7.255 | 2.092 | 7.255 | 2.092 | -0.318
35979 | KINGDOM COMMUNITY WIND | 35979 | Kingdom Community Wind | WT | WND |  | WIND TURBINE | 2012-11-16 05:00 | Green Mountain Power Corporation | GMP | VT | 19 | VT | VT | 57979 | 28.86 | 8.16 | 28.86 | 8.16 | -0.24
36882 | NOTUS WIND I |  | No Resource (1) | WT | WND |  | WIND TURBINE | 2010-06-23 04:00 | NSTAR Electric Company | NSTAR | MA | 01 | SEMA | SEMA | 57414 | 0.635 | 0.012 | 0.635 | 0.012 | -0.268
37050 | GROTON WIND | 37050 | Groton Wind Project | WT | WND |  | WIND TURBINE | 2012-12-28 05:00 | Iberdrola Renewables, LLC | IR | NH | 09 | NH | NH | 58141 | 13.14 | 3.867 | 13.14 | 3.867 | -1.152
37073 | SOUTHBRIDGE LANDFILL | 38178 | Southbridge Landfill Gas to Energy 17-18 | IC | LFG |  | BIO/REFUSE | 2012-02-15 05:00 | NextEra Energy Power Marketing, LLC | FPLP | MA | 27 | CMA/NEMA | WCMA |  | 1.506 | 1.432 | 1.506 | 1.432 | 0.03
37175 | ROLLINS WIND PLANT |  | No Resource (1) | WT | WND |  | WIND TURBINE | 2011-07-26 04:00 | Evergreen Wind Power III, LLC | EWP3 | ME | 19 | BHE | ME | 56990 | 18.004 | 6.367 | 18.004 | 6.367 | -0.024
37224 | PATRIOT PL. D FOXBORO MA PV |  | No Resource (1) | PV | SUN |  | PHOTOVOLTAIC | 2010-10-01 04:00 | Massachusetts Electric Company | MEC | MA | 21 | RI | SEMA |  | 0 | 0.038 | 0 | 0.038 | 0
37225 | PATRIOT PL. E FOXBORO MA PV |  | No Resource (1) | PV | SUN |  | PHOTOVOLTAIC | 2010-10-01 04:00 | Massachusetts Electric Company | MEC | MA | 21 | RI | SEMA |  | 0 | 0 | 0 | 0 | 0
37226 | PATRIOT PL. F FOXBORO MA PV |  | No Resource (1) | PV | SUN |  | PHOTOVOLTAIC | 2010-10-01 04:00 | Massachusetts Electric Company | MEC | MA | 21 | RI | SEMA |  | 0 | 0 | 0 | 0 | -0.042
37227 | PATRIOT PL. H FOXBORO MA PV |  | No Resource (1) | PV | SUN |  | PHOTOVOLTAIC | 2010-10-01 04:00 | Massachusetts Electric Company | MEC | MA | 21 | RI | SEMA |  | 0 | 0.022 | 0 | 0.022 | -0.001
37228 | PATRIOT PL. J FOXBORO MA PV |  | No Resource (1) | PV | SUN |  | PHOTOVOLTAIC | 2010-10-01 04:00 | Massachusetts Electric Company | MEC | MA | 21 | RI | SEMA |  | 0 | 0.038 | 0 | 0.038 | 0
37229 | PATRIOT PL. K FOXBORO MA PV |  | No Resource (1) | PV | SUN |  | PHOTOVOLTAIC | 2010-10-01 04:00 | Massachusetts Electric Company | MEC | MA | 21 | RI | SEMA |  | 0 | 0.033 | 0 | 0.033 | 0
37230 | UNITED NAT. FOODS PROV. RI PV |  | No Resource (1) | PV | SUN |  | PHOTOVOLTAIC | 2010-10-01 04:00 | The Narragansett Electric Company | NEC | RI | 07 | RI | RI |  | 0 | 0 | 0 | 0 | -0.003
37266 | CARLSON ORCH HARVARD MA PV |  | No Resource (1) | PV | SUN |  | PHOTOVOLTAIC | 2010-11-01 04:00 | Massachusetts Electric Company | MEC | MA | 27 | CMA/NEMA | WCMA |  | 0 | 0.091 | 0 | 0.091 | 0.026
37267 | SPRUCE ENV HAVERHILL MA PV |  | No Resource (1) | PV | SUN |  | PHOTOVOLTAIC | 2010-11-01 04:00 | Massachusetts Electric Company | MEC | MA | 09 | BOSTON | NEMA |  | 0 | 0 | 0 | 0 | 0
37366 | MIDDLETOWN 13 | 12505 | Middletown 12-15 | GT | KER | NG | OIL COMBUSTION (GAS) TURBINE | 2011-06-23 04:00 | GenConn Energy LLC | GCE | CT | 07 | CT | CT | 57068 | 49.2 | 46.9 | 49.2 | 46.9 | 0
37367 | MIDDLETOWN 14 | 12505 | Middletown 12-15 | GT | KER | NG | OIL COMBUSTION (GAS) TURBINE | 2011-06-01 04:00 | GenConn Energy LLC | GCE | CT | 07 | CT | CT | 57068 | 49.2 | 46.9 | 49.2 | 46.9 | 0
37368 | MIDDLETOWN 15 | 12505 | Middletown 12-15 | GT | KER | NG | OIL COMBUSTION (GAS) TURBINE | 2011-06-01 04:00 | GenConn Energy LLC | GCE | CT | 07 | CT | CT | 57068 | 49.2 | 46.9 | 49.2 | 46.9 | 0
37721 | ROYAL MILLS WARWICK RI HYDRO |  | No Resource (1) | HDR | WAT |  | HYDRO (DAILY CYCLE - RUN OF RIVER) | 2010-12-01 05:00 | The Narragansett Electric Company | NEC | RI | 03 | RI | RI |  | 0 | 0 | 0 | 0 | 0
37722 | SILVER LAKE SOLAR PV FACILITY | 37051 | Silver lake PV | PV | SUN |  | PHOTOVOLTAIC | 2010-12-06 05:00 | Western Massachusetts Electric Company | WMECO | MA | 03 | WMA | WCMA |  | 0 | 0.767 | 0 | 0.767 | 0.071
37751 | NM-UNISTRESS |  | No Resource (1) | PV | SUN |  | PHOTOVOLTAIC | 2011-01-01 05:00 | Western Massachusetts Electric Company | WMECO | MA | 03 | WMA | WCMA |  | 0 | 0 | 0 | 0 | 0
37752 | NM-COUNTRY |  | No Resource (1) | PV | SUN |  | PHOTOVOLTAIC | 2011-01-01 05:00 | Western Massachusetts Electric Company | WMECO | MA | 03 | WMA | WCMA |  | 0 | 0 | 0 | 0 | 0
37753 | NM-HANCOCK |  | No Resource (1) | PV | SUN |  | PHOTOVOLTAIC | 2011-01-01 05:00 | Western Massachusetts Electric Company | WMECO | MA | 03 | WMA | WCMA |  | 0 | 0.002 | 0 | 0.002 | -0.015
37754 | NM-QUALITY |  | No Resource (1) | PV | SUN |  | PHOTOVOLTAIC | 2011-01-01 05:00 | Western Massachusetts Electric Company | WMECO | MA | 03 | WMA | WCMA |  | 0 | 0 | 0 | 0 | 0
37755 | NM-WOOD |  | No Resource (1) | PV | SUN |  | PHOTOVOLTAIC | 2011-01-01 05:00 | Western Massachusetts Electric Company | WMECO | MA | 11 | WMA | WCMA |  | 0 | 0.034 | 0 | 0.034 | 0.02
37756 | NM-FOURSTAR |  | No Resource (1) | PV | SUN |  | PHOTOVOLTAIC | 2011-01-01 05:00 | Western Massachusetts Electric Company | WMECO | MA | 11 | WMA | WCMA |  | 0 | 0.018 | 0 | 0.018 | -0.002
37757 | NM-ASTRO |  | No Resource (1) | PV | SUN |  | PHOTOVOLTAIC | 2011-01-01 05:00 | Western Massachusetts Electric Company | WMECO | MA | 13 | WMA | WCMA |  | 0 | 0 | 0 | 0 | 0
37758 | NM-MARLEY |  | No Resource (1) | PV | SUN |  | PHOTOVOLTAIC | 2011-01-01 05:00 | Western Massachusetts Electric Company | WMECO | MA | 15 | WMA | WCMA |  | 0 | 0 | 0 | 0 | 0
37759 | NM-STONE |  | No Resource (1) | WT | WND |  | WIND TURBINE | 2011-01-01 05:00 | Western Massachusetts Electric Company | WMECO | MA | 03 | WMA | WCMA |  | 0.068 | 0 | 0.068 | 0 | 0
37760 | NM-RIVERVIEW |  | No Resource (1) | PV | SUN |  | PHOTOVOLTAIC | 2011-01-01 05:00 | Western Massachusetts Electric Company | WMECO | MA | 03 | WMA | WCMA |  | 0 | 0.004 | 0 | 0.004 | -0.002
37761 | NM-PETRICCA |  | No Resource (1) | PV | SUN |  | PHOTOVOLTAIC | 2011-01-01 05:00 | Western Massachusetts Electric Company | WMECO | MA | 03 | WMA | WCMA |  | 0 | 0 | 0 | 0 | 0
37823 | INDIAN RIVER POWER SUPPLY LLC | 37079 | Indian River Power Supply LLC | HDR | WAT |  | HYDRO (DAILY CYCLE - RUN OF RIVER) | 2011-02-01 05:00 | Swift River Trading Company LLC | SRTC | MA | 13 | WMA | WCMA |  | 0.429 | 0.2 | 0.429 | 0.2 | -0.08
37955 | TRANS MED TYNGSBORO MA PV |  | No Resource (1) | PV | SUN |  | PHOTOVOLTAIC | 2011-03-16 04:00 | Massachusetts Electric Company | MEC | MA | 17 | CMA/NEMA | WCMA |  | 0 | 0.029 | 0 | 0.029 | 0.001
37956 | PH HENBIL BILLERICA MA PV |  | No Resource (1) | PV | SUN |  | PHOTOVOLTAIC | 2011-03-16 04:00 | Massachusetts Electric Company | MEC | MA | 17 | CMA/NEMA | WCMA |  | 0 | 0.009 | 0 | 0.009 | -0.001
37957 | CHELM WTR N CHELMSFORD MA PV |  | No Resource (1) | PV | SUN |  | PHOTOVOLTAIC | 2011-03-16 04:00 | Massachusetts Electric Company | MEC | MA | 17 | CMA/NEMA | WCMA |  | 0 | 0 | 0 | 0 | -0.044
37958 | PETER W ELEM LOWELL MA PV |  | No Resource (1) | PV | SUN |  | PHOTOVOLTAIC | 2011-03-16 04:00 | Massachusetts Electric Company | MEC | MA | 17 | CMA/NEMA | WCMA |  | 0 | 0 | 0 | 0 | -0.016
37959 | CIRCLE FIN NEWBURYPORT MA PV |  | No Resource (1) | PV | SUN |  | PHOTOVOLTAIC | 2011-03-16 04:00 | Massachusetts Electric Company | MEC | MA | 09 | BOSTON | NEMA |  | 0 | 0 | 0 | 0 | 0
37965 | BIO-DETEK PAWTUCKET RI PV |  | No Resource (1) | PV | SUN |  | PHOTOVOLTAIC | 2011-03-21 04:00 | The Narragansett Electric Company | NEC | RI | 07 | RI | RI |  | 0 | 0 | 0 | 0 | 0
37966 | LTI HARVARD AP HARVARD MA PV |  | No Resource (1) | PV | SUN |  | PHOTOVOLTAIC | 2011-03-21 04:00 | Massachusetts Electric Company | MEC | MA | 27 | CMA/NEMA | WCMA |  | 0 | 0 | 0 | 0 | 0
37967 | HILLSIDE MARLBOROUGH MA PV |  | No Resource (1) | PV | SUN |  | PHOTOVOLTAIC | 2011-03-21 04:00 | Massachusetts Electric Company | MEC | MA | 17 | CMA/NEMA | WCMA |  | 0 | 0.008 | 0 | 0.008 | 0.006
37968 | LOW MEM AUD LOWELL MA PV |  | No Resource (1) | PV | SUN |  | PHOTOVOLTAIC | 2011-03-21 04:00 | Massachusetts Electric Company | MEC | MA | 17 | CMA/NEMA | WCMA |  | 0 | 0.027 | 0 | 0.027 | 0.001
37972 | DARTMOUTHBUSPARK_PV_ID1592 |  | No Resource (1) | PV | SUN |  | PHOTOVOLTAIC | 2011-03-23 04:00 | NSTAR Electric Company | NSTAR | MA | 05 | SEMA | SEMA | 57473 | 0 | 0.733 | 0 | 0.733 | 0.025
37973 | GENERAL MILLS METHUEN MA PV |  | No Resource (1) | PV | SUN |  | PHOTOVOLTAIC | 2011-03-24 04:00 | Massachusetts Electric Company | MEC | MA | 09 | BOSTON | NEMA |  | 0 | 0 | 0 | 0 | -0.017
38083 | ORONO B HYDRO | 38083 | Orono "B" Hydro | HDR | WAT |  | HYDRO (DAILY CYCLE - RUN OF RIVER) | 2013-10-01 04:00 | Black Bear Hydro Partners, LLC | BBHP | ME | 19 | BHE | ME |  | 3.359 | 3.7 | 3.359 | 3.7 | 0.41
38084 | STILLWATER B HYDRO | 38084 | Stillwater "B" Hydro | HDR | WAT |  | HYDRO (DAILY CYCLE - RUN OF RIVER) | 2013-09-20 04:00 | Black Bear Hydro Partners, LLC | BBHP | ME | 19 | BHE | ME |  | 1.391 | 2.04 | 1.391 | 2.04 | 0.553
38173 | SADDLEBACK RIDGE WIND | 38173 | Saddleback Ridge Wind | WT | WND |  | WIND TURBINE | 2014-12-19 05:00 | Spruce Mountain Wind, LLC | SPRUCE | ME | 07 | ME | ME |  | 2.491 | 0.79 | 12.664 | 0.79 | 0.79
38287 | WMA CHESTER SOLAR 1 | 38287 | WMA Chester Solar 1 | PV | SUN |  | PHOTOVOLTAIC | 2014-07-01 04:00 | Vermont Public Power Supply Authority | VPPSA | MA | 13 | WMA | WCMA |  | 0 | 2.443 | 0 | 2.443 | 0.365
38302 | TOWN_OF_CARVER_PV_1763 | 38302 | Fisher Road Solar I | PV | SUN |  | PHOTOVOLTAIC | 2014-09-03 04:00 | NSTAR Electric Company | NSTAR | MA | 05 | SEMA | SEMA |  | 0 | 2.66 | 0 | 2.66 | 2.66
38373 | BLUEWAVE BOURNE-HOLLISTON 2262 | 38373 | Holliston | PV | SUN |  | PHOTOVOLTAIC | 2015-08-06 04:00 | NSTAR Electric Company | NSTAR | MA | 17 | RI | SEMA |  | 0 | 0 | 0 | 0.33 | 0.33
38441 | UI RCP BGPT FC | 38441 | UI RCP BGPT FC | FC | NG |  | GAS FUEL CELL | 2015-11-16 05:00 | United Illuminating Company, The | UI | CT | 01 | SWCT | CT |  | 2.359 | 2.359 | 2.359 | 2.359 | 2.359
38442 | UI RCP NH FC | 38442 | UI RCP NH FC | FC | NG |  | GAS FUEL CELL | 2015-08-03 04:00 | United Illuminating Company, The | UI | CT | 09 | CT | CT |  | 2.368 | 2.368 | 2.368 | 2.368 | 2.368
39663 | BARNSTABLE_DPW_ID1545 |  | No Resource (1) | WT | WND |  | WIND TURBINE | 2011-08-01 04:00 | NSTAR Electric Company | NSTAR | MA | 01 | SEMA | SEMA |  | 0.028 | 0.319 | 0.028 | 0.319 | -0.001
39664 | DART_BLDG_SUPPLY_ID1470 |  | No Resource (1) | PV | SUN |  | PHOTOVOLTAIC | 2011-08-01 04:00 | NSTAR Electric Company | NSTAR | MA | 05 | SEMA | SEMA |  | 0 | 0.049 | 0 | 0.049 | 0.001
39665 | YARMOUTH_DPW_ID1740 |  | No Resource (1) | PV | SUN |  | PHOTOVOLTAIC | 2011-08-01 04:00 | NSTAR Electric Company | NSTAR | MA | 01 | SEMA | SEMA |  | 0 | 0.115 | 0 | 0.115 | -0.002
39675 | TURKEY HILL |  | No Resource (1) | PV | SUN |  | PHOTOVOLTAIC | 2011-08-01 04:00 | Fitchburg Gas & Electric Light Company | FGE | MA | 27 | CMA/NEMA | WCMA |  | 0 | 0.013 | 0 | 0.013 | -0.003
39717 | HI-GEAR |  | No Resource (1) | PV | SUN |  | PHOTOVOLTAIC | 2011-10-01 04:00 | Fitchburg Gas & Electric Light Company | FGE | MA | 27 | WMA | WCMA |  | 0 | 0.103 | 0 | 0.103 | 0
39722 | GTR_BOSTON_FOODBANKS_ID1628 |  | No Resource (1) | PV | SUN |  | PHOTOVOLTAIC | 2011-10-17 04:00 | NSTAR Electric Company | NSTAR | MA | 25 | BOSTON | NEMA |  | 0 | 0.085 | 0 | 0.085 | -0.004
39724 | EASTERN_AVE_HOLDINGS_PV_ID1652 |  | No Resource (1) | PV | SUN |  | PHOTOVOLTAIC | 2011-10-17 04:00 | NSTAR Electric Company | NSTAR | MA | 25 | BOSTON | NEMA |  | 0 | 0.084 | 0 | 0.084 | -0.005
39738 | MWRA_LORING_RD_ID1400 |  | No Resource (1) | HDR | WAT |  | HYDRO (DAILY CYCLE - RUN OF RIVER) | 2011-11-01 04:00 | NSTAR Electric Company | NSTAR | MA | 17 | BOSTON | NEMA |  | 0.093 | 0.14 | 0.093 | 0.14 | -0.015
40015 | INDIAN ORCHARD SOLAR FACILITY | 38081 | Indian Orchard Solar PV | PV | SUN |  | PHOTOVOLTAIC | 2011-12-01 05:00 | Western Massachusetts Electric Company | WMECO | MA | 13 | WMA | WCMA |  | 0 | 0.936 | 0 | 0.936 | 0.133
40050 | EXETER AGRI ENERGY |  | No Resource (1) | IC | OBG |  | BIO/REFUSE | 2011-12-19 05:00 | Vermont Public Power Supply Authority | VPPSA | ME | 19 | BHE | ME |  | 0.896 | 0.298 | 0.896 | 0.298 | -0.597
40052 | NEW HAVEN HARBOR UNIT 3 | 15477 | New Haven Harbor Units 2, 3, & 4 | GT | KER | NG | OIL COMBUSTION (GAS) TURBINE | 2012-05-30 04:00 | PSEG New Haven, LLC | PSEG-NH | CT | 09 | CT | CT | 6156 | 48.6 | 42.861 | 48.6 | 42.861 | -0.339
40053 | NEW HAVEN HARBOR UNIT 4 | 15477 | New Haven Harbor Units 2, 3, & 4 | GT | KER | NG | OIL COMBUSTION (GAS) TURBINE | 2012-05-30 04:00 | PSEG New Haven, LLC | PSEG-NH | CT | 09 | CT | CT | 6156 | 48.6 | 42.861 | 48.6 | 42.861 | -0.339
40054 | JOHNSTON LFG TURBINE PLANT | 14599 | Rhode Island LFG Genco, LLC - ST | CC | LFG |  | BIO/REFUSE | 2013-05-25 04:00 | Rhode Island Engine Genco, LLC | RRIG | RI | 07 | RI | RI |  | 27.891 | 26.43 | 27.891 | 26.43 | 0
40066 | OLDBARNST_RD_MASHPEE_PV_ID1798 |  | No Resource (1) | PV | SUN |  | PHOTOVOLTAIC | 2012-01-16 05:00 | NSTAR Electric Company | NSTAR | MA | 01 | SEMA | SEMA |  | 0 | 0.061 | 0 | 0.061 | -0.072
40067 | MARION_DR_KINGSTON_WT_ID1656 |  | No Resource (1) | WT | WND |  | WIND TURBINE | 2012-01-16 05:00 | NSTAR Electric Company | NSTAR | MA | 23 | SEMA | SEMA |  | 0.799 | 0.535 | 0.799 | 0.535 | 0.062
40085 | QUABBIN 1_ORANGE MA PV NET |  | No Resource (1) | PV | SUN |  | PHOTOVOLTAIC | 2012-01-25 05:00 | Massachusetts Electric Company | MEC | MA | 11 | WMA | WCMA |  | 0 | 0 | 0 | 0 | 0
40086 | QUABBIN 2_ORANGE MA PV NET |  | No Resource (1) | PV | SUN |  | PHOTOVOLTAIC | 2012-01-25 05:00 | Massachusetts Electric Company | MEC | MA | 11 | WMA | WCMA |  | 0 | 0 |  |  | 0
40116 | DELAWARE VALLEY CORP PV |  | No Resource (1) | PV | SUN |  | PHOTOVOLTAIC | 2012-01-31 05:00 | Massachusetts Electric Company | MEC | MA | 17 | CMA/NEMA | WCMA |  | 0 | 0 | 0 | 0 | 0
40119 | WORCESTER STATE COLLEGE PV |  | No Resource (1) | PV | SUN |  | PHOTOVOLTAIC | 2012-01-31 05:00 | Massachusetts Electric Company | MEC | MA | 27 | CMA/NEMA | WCMA |  | 0 | 0 |  |  | 0
40137 | BERKSHIRE EAST WIND |  | No Resource (1) | WT | WND |  | WIND TURBINE | 2012-02-03 05:00 | Massachusetts Electric Company | MEC | MA | 11 | WMA | WCMA |  | 0 | 0.25 | 0 | 0.25 | -0.013
40176 | NFM SOLAR POWER, LLC | 38078 | NFM Solar Power, LLC | PV | SUN |  | PHOTOVOLTAIC | 2012-02-18 05:00 | GDF Suez Energy Marketing NA, Inc. | SUEZ | MA | 11 | WMA | WCMA | 58210 | 0 | 0.734 | 0 | 0.734 | 0.085
40194 | MICRON |  | No Resource (1) | PV | SUN |  | PHOTOVOLTAIC | 2012-03-01 05:00 | Fitchburg Gas & Electric Light Company | FGE | MA | 27 | WMA | WCMA |  | 0 | 0 | 0 | 0 | 0
40207 | KEZAR UPPER FALLS | 786 | KEZAR LEDGEMERE COMPOSITE | HDR | WAT |  | HYDRO (DAILY CYCLE - RUN OF RIVER) | 2012-03-01 05:00 | Epico USA, Inc. | EPICO | ME | 05 | SME | ME | 7668 | 0.294 | 0 | 0.294 | 0 | -0.118
40208 | KEZAR LOWER FALLS | 786 | KEZAR LEDGEMERE COMPOSITE | HDR | WAT |  | HYDRO (DAILY CYCLE - RUN OF RIVER) | 2012-03-01 05:00 | Epico USA, Inc. | EPICO | ME | 05 | SME | ME | 7668 | 0.346 | 0.079 | 0.346 | 0.079 | -0.169
40209 | LEDGEMERE | 786 | KEZAR LEDGEMERE COMPOSITE | HDR | WAT |  | HYDRO (DAILY CYCLE - RUN OF RIVER) | 2012-03-01 05:00 | Epico USA, Inc. | EPICO | ME | 05 | SME | ME | 7668 | 0.234 | 0.034 | 0.234 | 0.034 | -0.023
40225 | MILLIPORE PV - BILLERICA |  | No Resource (1) | PV | SUN |  | PHOTOVOLTAIC | 2012-03-21 04:00 | Massachusetts Electric Company | MEC | MA | 17 | CMA/NEMA | WCMA |  | 0 | 0 | 0 | 0 | 0
40242 | TANTASQUA JR HIGH_PV |  | No Resource (1) | PV | SUN |  | PHOTOVOLTAIC | 2012-03-30 04:00 | Massachusetts Electric Company | MEC | MA | 27 | WMA | WCMA |  | 0 | 0.018 | 0 | 0.018 | 0.018
40243 | SOLAR SHOP LLC BLDG 14_PV |  | No Resource (1) | PV | SUN |  | PHOTOVOLTAIC | 2012-03-29 04:00 | Massachusetts Electric Company | MEC | MA | 27 | RI | SEMA |  | 0 | 0.038 | 0 | 0.038 | 0
40244 | SOLAR SHOP LLC BLDG 10_PV |  | No Resource (1) | PV | SUN |  | PHOTOVOLTAIC | 2012-03-29 04:00 | Massachusetts Electric Company | MEC | MA | 27 | RI | SEMA |  | 0 | 0.043 | 0 | 0.043 | -0.006
40246 | HODGES BADGE CO_WIND |  | No Resource (1) | WT | WND |  | WIND TURBINE | 2012-03-30 04:00 | The Narragansett Electric Company | NEC | RI | 05 | SEMA | RI |  | 0 | 0 | 0 | 0 | 0
40247 | QUABBIN BARRE - WIND |  | No Resource (1) | WT | WND |  | WIND TURBINE | 2012-03-29 04:00 | Massachusetts Electric Company | MEC | MA | 27 | WMA | WCMA |  | 0 | 0.426 | 0 | 0.426 | 0.02
40248 | JJ CARROLL WW PLANT_PV |  | No Resource (1) | PV | SUN |  | PHOTOVOLTAIC | 2012-03-27 04:00 | Massachusetts Electric Company | MEC | MA | 27 | CMA/NEMA | WCMA |  | 0 | 0.214 | 0 | 0.214 | 0.009
40249 | WESTBORO SUITES |  | No Resource (1) | PV | SUN |  | PHOTOVOLTAIC | 2012-03-27 04:00 | Massachusetts Electric Company | MEC | MA | 27 | CMA/NEMA | WCMA |  | 0 | 0 | 0 | 0 | -0.006
40250 | SHAWS SUPER MARKET |  | No Resource (1) | PV | SUN |  | PHOTOVOLTAIC | 2012-03-28 04:00 | Massachusetts Electric Company | MEC | MA | 27 | CMA/NEMA | WCMA |  | 0 | 0 | 0 | 0 | 0
40251 | VETERAN HOMESTEAD PV |  | No Resource (1) | PV | SUN |  | PHOTOVOLTAIC | 2012-03-28 04:00 | Massachusetts Electric Company | MEC | MA | 27 | WMA | WCMA |  | 0 | 0.015 | 0 | 0.015 | 0.012
40259 | COMMERCE_PK_RD_PV_ID1871 |  | No Resource (1) | PV | SUN |  | PHOTOVOLTAIC | 2012-04-03 04:00 | NSTAR Electric Company | NSTAR | MA | 01 | SEMA | SEMA |  | 0 | 0.13 | 0 | 0.13 | -0.001
40263 | MATOUK TEXTILE WORKS |  | No Resource (1) | PV | SUN |  | PHOTOVOLTAIC | 2012-04-10 04:00 | Massachusetts Electric Company | MEC | MA | 05 | SEMA | SEMA |  | 0 | 0 | 0 | 0 | 0
40270 | TECTA AMERICA |  | No Resource (1) | PV | SUN |  | PHOTOVOLTAIC | 2012-04-10 04:00 | Massachusetts Electric Company | MEC | MA | 17 | BOSTON | WCMA |  | 0 | 0.017 | 0 | 0.017 | 0.01
40327 | FORE RIVER 11 | 1691 | FORE RIVER-1 | CC | NG |  | GAS COMBINED CYCLE | 2003-08-04 04:00 | Calpine Energy Services, LP | CALP | MA | 21 | SEMA | SEMA | 55317 | 416.611 | 355.871 | 416.611 | 355.871 | -7.126
40328 | FORE RIVER 12 | 1691 | FORE RIVER-1 | CC | NG | DFO | GAS/OIL COMBINED CYCLE | 2003-08-04 04:00 | Calpine Energy Services, LP | CALP | MA | 21 | SEMA | SEMA | 55317 | 421.5 | 355.871 | 421.5 | 355.871 | -6.841
40338 | MAINE INDEPENDENCE STATION 1 | 1216 | MAINE INDEPENDENCE STATION | CC | NG |  | GAS COMBINED CYCLE | 2000-05-01 04:00 | Repsol Energy North America Corporation | REPSOL | ME | 19 | BHE | ME | 55068 | 269.138 | 244.138 | 269.138 | 244.138 | 0
40339 | MAINE INDEPENDENCE STATION 2 | 1216 | MAINE INDEPENDENCE STATION | CC | NG |  | GAS COMBINED CYCLE | 2000-05-01 04:00 | Repsol Energy North America Corporation | REPSOL | ME | 19 | BHE | ME | 55068 | 269.138 | 244.138 | 269.138 | 244.138 | 0
40340 | NEXAMP CAP-WORCESTER ACADEMY |  | No Resource (1) | PV | SUN |  | PHOTOVOLTAIC | 2012-04-17 04:00 | Massachusetts Electric Company | MEC | MA | 27 | CMA/NEMA | WCMA |  | 0 | 0 |  |  | 0
40343 | BULL HILL WIND |  | No Resource (1) | WT | WND |  | WIND TURBINE | 2012-10-27 04:00 | Blue Sky East, LLC | BSE | ME | 09 | BHE | ME | 57083 | 12.768 | 7.009 | 12.768 | 7.009 | 0.552
40365 | EAST ISLAND COMMUNITY - PV |  | No Resource (1) | PV | SUN |  | PHOTOVOLTAIC | 2012-04-25 04:00 | Massachusetts Electric Company | MEC | MA | 09 | CMA/NEMA | WCMA |  | 0 | 0.038 | 0 | 0.038 | 0.001
40482 | DURFEE UNION MILLS BLDG 9 - PV |  | No Resource (1) | PV | SUN |  | PHOTOVOLTAIC | 2012-05-04 04:00 | Massachusetts Electric Company | MEC | MA | 05 | SEMA | SEMA |  | 0 | 0 | 0 | 0 | 0
40483 | TYNGSBOROUGH SPORTS PV |  | No Resource (1) | PV | SUN |  | PHOTOVOLTAIC | 2012-05-11 04:00 | Massachusetts Electric Company | MEC | MA | 17 | CMA/NEMA | WCMA |  | 0 | 0 | 0 | 0 | 0
40484 | BANCROFT SCHOOL PV |  | No Resource (1) | PV | SUN |  | PHOTOVOLTAIC | 2012-05-11 04:00 | Massachusetts Electric Company | MEC | MA | 27 | CMA/NEMA | WCMA |  | 0 | 0 | 0 | 0 | 0
40485 | LITCHFIELD LEOMINSTER PV |  | No Resource (1) | PV | SUN |  | PHOTOVOLTAIC | 2012-05-16 04:00 | Massachusetts Electric Company | MEC | MA | 27 | WMA | WCMA |  | 0 | 0 | 0 | 0 | 0
40520 | MANCHESTER-BOSTON REGIONAL PV |  | No Resource (1) | PV | SUN |  | PHOTOVOLTAIC | 2012-05-09 04:00 | Public Service Company of New Hampshire | PSNH | NH | 11 | NH | NH |  | 0 | 0.03 | 0 | 0.03 | 0.03
40524 | MOUNT WACHUSSETT CC WIND |  | No Resource (1) | WT | WND |  | WIND TURBINE | 2012-05-11 04:00 | Massachusetts Electric Company | MEC | MA | 27 | WMA | WCMA |  | 0 | 0 | 0 | 0 | 0
40555 | BLACKCOMB WORC MA PV |  | No Resource (1) | PV | SUN |  | PHOTOVOLTAIC | 2012-05-14 04:00 | Massachusetts Electric Company | MEC | MA | 27 | CMA/NEMA | WCMA |  | 0 | 0.066 | 0 | 0.066 | 0.003
41782 | PAWTUCKET MEMORIAL ELEM SCH |  | No Resource (1) | PV | SUN |  | PHOTOVOLTAIC | 2012-05-25 04:00 | Massachusetts Electric Company | MEC | MA | 17 | CMA/NEMA | WCMA |  | 0 | 0 | 0 | 0 | 0
41783 | PHOENIX FINANCE LLC |  | No Resource (1) | PV | SUN |  | PHOTOVOLTAIC | 2012-05-24 04:00 | Massachusetts Electric Company | MEC | MA | 17 | CMA/NEMA | WCMA |  | 0 | 0.018 | 0 | 0.018 | 0.001
41784 | NANTUCKET HIGH SCHOOL |  | No Resource (1) | PV | SUN |  | PHOTOVOLTAIC | 2012-05-24 04:00 | Massachusetts Electric Company | MEC | MA | 19 | SEMA | SEMA |  | 0 | 0 | 0 | 0 | 0
41806 | NM-PROPEL |  | No Resource (1) | PV | SUN |  | PHOTOVOLTAIC | 2012-06-01 04:00 | Western Massachusetts Electric Company | WMECO | MA | 11 | WMA | WCMA |  | 0 | 0.008 | 0 | 0.008 | 0.008
41807 | NM-PITTSFIELD WWTP |  | No Resource (1) | PV | SUN |  | PHOTOVOLTAIC | 2012-06-01 04:00 | Western Massachusetts Electric Company | WMECO | MA | 03 | WMA | WCMA |  | 0 | 0.653 | 0 | 0.653 | 0.103
41808 | NM-MASS DEP |  | No Resource (1) | PV | SUN |  | PHOTOVOLTAIC | 2012-06-01 04:00 | Western Massachusetts Electric Company | WMECO | MA | 13 | WMA | WCMA |  | 0 | 0.007 | 0 | 0.007 | 0.001
41809 | NM-GREENFIELD CC |  | No Resource (1) | PV | SUN |  | PHOTOVOLTAIC | 2012-06-01 04:00 | Western Massachusetts Electric Company | WMECO | MA | 11 | WMA | WCMA |  | 0 | 0 |  |  | 0
41810 | NM-FULL BLOOM MARKET |  | No Resource (1) | PV | SUN |  | PHOTOVOLTAIC | 2012-06-01 04:00 | Western Massachusetts Electric Company | WMECO | MA | 11 | WMA | WCMA |  | 0 | 0.024 | 0 | 0.024 | -0.009
41811 | NM-BERKSHIRE CC |  | No Resource (1) | PV | SUN |  | PHOTOVOLTAIC | 2012-06-01 04:00 | Western Massachusetts Electric Company | WMECO | MA | 03 | WMA | WCMA |  | 0 | 0 | 0 | 0 | 0
41815 | TIFFANY AND CO - PV |  | No Resource (1) | PV | SUN |  | PHOTOVOLTAIC | 2012-06-15 04:00 | The Narragansett Electric Company | NEC | RI | 07 | RI | RI |  | 0 | 0 |  |  | 0
41816 | QUABOAG REGIONAL ELEM - PV |  | No Resource (1) | PV | SUN |  | PHOTOVOLTAIC | 2012-06-07 04:00 | Massachusetts Electric Company | MEC | MA | 27 | WMA | WCMA |  | 0 | 0.03 | 0 | 0.03 | 0
41819 | US PACK - PV |  | No Resource (1) | PV | SUN |  | PHOTOVOLTAIC | 2012-06-18 04:00 | Massachusetts Electric Company | MEC | MA | 27 | CMA/NEMA | WCMA |  | 0 | 0.036 | 0 | 0.036 | 0.013
41820 | EDMUND TALBOT MS - PV |  | No Resource (1) | PV | SUN |  | PHOTOVOLTAIC | 2012-06-18 04:00 | Massachusetts Electric Company | MEC | MA | 05 | SEMA | SEMA |  | 0 | 0 | 0 | 0 | -0.049
41821 | NEW ENGLAND TECH WIND |  | No Resource (1) | WT | WND |  | WIND TURBINE | 2012-06-19 04:00 | The Narragansett Electric Company | NEC | RI | 03 | RI | RI |  | 0 | 0 | 0 | 0 | 0
41822 | SOLTAS CBIS INC - PV |  | No Resource (1) | PV | SUN |  | PHOTOVOLTAIC | 2012-06-18 04:00 | Massachusetts Electric Company | MEC | MA | 27 | WMA | WCMA |  | 0 | 0 | 0 | 0 | 0
41827 | TOWN_OF_FAIRHAVEN_WT_ID1663 |  | No Resource (1) | WT | WND |  | WIND TURBINE | 2012-06-13 04:00 | NSTAR Electric Company | NSTAR | MA | 05 | SEMA | SEMA |  | 0.152 | 0.192 | 0.152 | 0.192 | 0.192
41828 | TOWN_OF_FAIRHAVEN_WT_ID1664 |  | No Resource (1) | WT | WND |  | WIND TURBINE | 2012-06-13 04:00 | NSTAR Electric Company | NSTAR | MA | 05 | SEMA | SEMA |  | 0.319 | 0.245 | 0.319 | 0.245 | -0.002
41829 | MWRA_ALFORD_ST_WT_ID1638 |  | No Resource (1) | WT | WND |  | WIND TURBINE | 2012-06-13 04:00 | NSTAR Electric Company | NSTAR | MA | 25 | BOSTON | NEMA |  | 0.215 | 0.103 | 0.215 | 0.103 | -0.014
41830 | TOWN_OF_KINGSTON_WT_ID1833 |  | No Resource (1) | WT | WND |  | WIND TURBINE | 2012-06-13 04:00 | NSTAR Electric Company | NSTAR | MA | 23 | SEMA | SEMA |  | 0.137 | 0.168 | 0.137 | 0.168 | 0.007
41833 | JEM ELECTRONIS PV |  | No Resource (1) | PV | SUN |  | PHOTOVOLTAIC | 2012-06-19 04:00 | Massachusetts Electric Company | MEC | MA | 21 | RI | SEMA |  | 0 | 0.036 | 0 | 0.036 | 0.002
41834 | CLARKE DISTRIBUTION PV |  | No Resource (1) | PV | SUN |  | PHOTOVOLTAIC | 2012-06-20 04:00 | Massachusetts Electric Company | MEC | MA | 27 | RI | SEMA |  | 0 | 0.074 | 0 | 0.074 | 0.011
41838 | WEST BROOKFIELD ELEM - PV |  | No Resource (1) | PV | SUN |  | PHOTOVOLTAIC | 2012-06-15 04:00 | Massachusetts Electric Company | MEC | MA | 27 | WMA | WCMA |  | 0 | 0.051 | 0 | 0.051 | 0.001
41839 | ARPIN ASSOCIATES - PV |  | No Resource (1) | PV | SUN |  | PHOTOVOLTAIC | 2012-06-19 04:00 | The Narragansett Electric Company | NEC | RI | 03 | RI | RI |  | 0 | 0 | 0 | 0 | 0
41840 | AERO MANUFACTURING |  | No Resource (1) | PV | SUN |  | PHOTOVOLTAIC | 2012-06-20 04:00 | Massachusetts Electric Company | MEC | MA | 09 | BOSTON | NEMA |  | 0 | 0 | 0 | 0 | 0
41841 | EXAJOULE FRANKLIN PV |  | No Resource (1) | PV | SUN |  | PHOTOVOLTAIC | 2012-06-19 04:00 | Massachusetts Electric Company | MEC | MA | 21 | RI | SEMA |  | 0 | 0 | 0 | 0 | -0.102
41842 | KB SOLAR LLC - PV |  | No Resource (1) | PV | SUN |  | PHOTOVOLTAIC | 2012-06-18 04:00 | Massachusetts Electric Company | MEC | MA | 27 | CMA/NEMA | WCMA |  | 0 | 0.097 | 0 | 0.097 | -0.01
41843 | NORTHEAST TREATERS |  | No Resource (1) | PV | SUN |  | PHOTOVOLTAIC | 2012-06-19 04:00 | Massachusetts Electric Company | MEC | MA | 15 | WMA | WCMA |  | 0 | 0.046 | 0 | 0.046 | 0.007
41844 | LOWELL TRANSIT MGMT PV |  | No Resource (1) | PV | SUN |  | PHOTOVOLTAIC | 2012-06-19 04:00 | Massachusetts Electric Company | MEC | MA | 17 | CMA/NEMA | WCMA |  | 0 | 0.11 | 0 | 0.11 | 0.007
41845 | TRADER JOES SAUGUS PV |  | No Resource (1) | PV | SUN |  | PHOTOVOLTAIC | 2012-06-19 04:00 | Massachusetts Electric Company | MEC | MA | 09 | BOSTON | NEMA |  | 0 | 0 | 0 | 0 | -0.008
41846 | KOLLMORGEN PV |  | No Resource (1) | PV | SUN |  | PHOTOVOLTAIC | 2012-06-26 04:00 | Massachusetts Electric Company | MEC | MA | 15 | WMA | WCMA |  | 0 | 0 | 0 | 0 | 0
41847 | FISHERMENS MEMORIAL PARK- WIND |  | No Resource (1) | WT | WND |  | WIND TURBINE | 2012-06-20 04:00 | The Narragansett Electric Company | NEC | RI | 09 | RI | RI |  | 0.003 | 0 | 0.003 | 0 | 0
41848 | SOLAR SHOP WHITINSVILLE - PV |  | No Resource (1) | PV | SUN |  | PHOTOVOLTAIC | 2012-06-21 04:00 | Massachusetts Electric Company | MEC | MA | 27 | RI | SEMA |  | 0 | 0.229 | 0 | 0.229 | 0.007
41856 | MASSASOIT COMMUNITY COLLEGE |  | No Resource (1) | PV | SUN |  | PHOTOVOLTAIC | 2012-06-21 04:00 | Massachusetts Electric Company | MEC | MA | 23 | SEMA | SEMA |  | 0 | 0 | 0 | 0 | 0
41857 | HI- GEAR (QF) |  | No Resource (1) | PV | SUN |  | PHOTOVOLTAIC | 2012-07-01 04:00 | Fitchburg Gas & Electric Light Company | FGE | MA | 27 | WMA | WCMA |  | 0 | 0.345 | 0 | 0.345 | 0.024
41863 | THE WHEELER SCHOOL |  | No Resource (1) | PV | SUN |  | PHOTOVOLTAIC | 2012-06-29 04:00 | Massachusetts Electric Company | MEC | MA | 05 | RI | SEMA |  | 0 | 0 | 0 | 0 | -0.03
41864 | NM-EHAMPTON MA LANDFILL |  | No Resource (1) | PV | SUN |  | PHOTOVOLTAIC | 2012-07-01 04:00 | Western Massachusetts Electric Company | WMECO | MA | 15 | WMA | WCMA | 58272 | 0 | 0.899 | 0 | 0.899 | 0.137
41866 | LOWES HOME CENTER QUINCY - PV |  | No Resource (1) | PV | SUN |  | PHOTOVOLTAIC | 2012-07-11 04:00 | Massachusetts Electric Company | MEC | MA | 21 | SEMA | SEMA |  | 0 | 0 | 0 | 0 | 0
41867 | SCITUATE TOWN OF WIND |  | No Resource (1) | WT | WND |  | WIND TURBINE | 2012-07-11 04:00 | Massachusetts Electric Company | MEC | MA | 23 | SEMA | SEMA |  | 0 | 0 | 0 | 0 | 0
41868 | AGREEN ENERGY (JORDAN DAIRY) |  | No Resource (1) | IC | OBG |  | BIO/REFUSE | 2012-07-16 04:00 | Massachusetts Electric Company | MEC | MA | 27 | WMA | WCMA |  | 0.383 | 0.369 | 0.383 | 0.369 | 0.01
41870 | EXAJOULE RENEWABLES PV |  | No Resource (1) | PV | SUN |  | PHOTOVOLTAIC | 2012-07-18 04:00 | Massachusetts Electric Company | MEC | MA | 17 | BOSTON | NEMA |  | 0 | 0.151 | 0 | 0.151 | -0.007
41871 | QUABBIN SOLAR - PV |  | No Resource (1) | PV | SUN |  | PHOTOVOLTAIC | 2012-07-18 04:00 | Massachusetts Electric Company | MEC | MA | 27 | WMA | WCMA |  | 0 | 0.427 | 0 | 0.427 | 0.028
41879 | WESTFORD SOLAR 1- PV | 38181 | Westford Solar | PV | SUN |  | PHOTOVOLTAIC | 2012-07-18 04:00 | Massachusetts Electric Company | MEC | MA | 17 | CMA/NEMA | WCMA | 58534 | 0 | 0.496 | 0 | 0.496 | 0.046
41880 | WESTFORD SOLAR 2- PV | 38181 | Westford Solar | PV | SUN |  | PHOTOVOLTAIC | 2012-07-18 04:00 | Massachusetts Electric Company | MEC | MA | 17 | CMA/NEMA | WCMA | 58534 | 0 | 0.488 | 0 | 0.488 | 0.05
41881 | TOWN OF SWAMPSCOTT HS - PV |  | No Resource (1) | PV | SUN |  | PHOTOVOLTAIC | 2012-07-18 04:00 | Massachusetts Electric Company | MEC | MA | 09 | BOSTON | NEMA |  | 0 | 0.171 | 0 | 0.171 | 0.015
41882 | NEXAMP CAP-NASHOBA VALLEY THS |  | No Resource (1) | PV | SUN |  | PHOTOVOLTAIC | 2012-07-10 04:00 | Massachusetts Electric Company | MEC | MA | 17 | CMA/NEMA | WCMA |  | 0 | 0 | 0 | 0 | 0
41921 | M&I REALTY JAMES ST - PV |  | No Resource (1) | PV | SUN |  | PHOTOVOLTAIC | 2012-07-23 04:00 | Massachusetts Electric Company | MEC | MA | 27 | CMA/NEMA | WCMA |  | 0 | 0 | 0 | 0 | 0
41922 | LIGHTOLIER - WIND |  | No Resource (1) | WT | WND |  | WIND TURBINE | 2012-07-23 04:00 | Massachusetts Electric Company | MEC | MA | 05 | SEMA | SEMA |  | 0.214 | 0.121 | 0.214 | 0.121 | -0.006
41923 | BLACKCOMB SOLAR III-PV |  | No Resource (1) | PV | SUN |  | PHOTOVOLTAIC | 2012-07-23 04:00 | Massachusetts Electric Company | MEC | MA | 27 | RI | SEMA |  | 0 | 0.363 | 0 | 0.363 | -0.016
41924 | COREMARK-PV |  | No Resource (1) | PV | SUN |  | PHOTOVOLTAIC | 2012-07-23 04:00 | Massachusetts Electric Company | MEC | MA | 27 | RI | SEMA |  | 0 | 0.116 | 0 | 0.116 | -0.057
42041 | D.D. BEAN |  | No Resource (1) | HDR | WAT |  | HYDRO (DAILY CYCLE - RUN OF RIVER) | 2012-08-02 04:00 | Constellation NewEnergy, Inc. | CNE | NH | 05 | VT | NH |  | 0 | 0 | 0 | 0 | 0
42043 | SWANSEA WATER DISTRICT |  | No Resource (1) | PV | SUN |  | PHOTOVOLTAIC | 2012-08-06 04:00 | Massachusetts Electric Company | MEC | MA | 05 | RI | SEMA |  | 0 | 0 | 0 | 0 | 0
42045 | NM-GREENFIELD MA LANDFILL |  | No Resource (1) | PV | SUN |  | PHOTOVOLTAIC | 2012-08-01 04:00 | Western Massachusetts Electric Company | WMECO | MA | 11 | WMA | WCMA |  | 0 | 0.925 | 0 | 0.925 | 0.29
42046 | ST. MARYS HIGH SCHOOL |  | No Resource (1) | PV | SUN |  | PHOTOVOLTAIC | 2012-08-06 04:00 | Massachusetts Electric Company | MEC | MA | 25 | BOSTON | NEMA |  | 0 | 0 | 0 | 0 | -0.011
42048 | TANTASQUA HIGH- PV |  | No Resource (1) | PV | SUN |  | PHOTOVOLTAIC | 2012-08-13 04:00 | Massachusetts Electric Company | MEC | MA | 27 | WMA | WCMA |  | 0 | 0 | 0 | 0 | -0.012
42050 | PETE'S TIRE BARN |  | No Resource (1) | PV | SUN |  | PHOTOVOLTAIC | 2012-08-06 04:00 | Massachusetts Electric Company | MEC | MA | 11 | WMA | WCMA |  | 0 | 0.067 | 0 | 0.067 | 0.002
42083 | CANTON_LANDFILL_PV_ID1726 |  | No Resource (1) | PV | SUN |  | PHOTOVOLTAIC | 2012-08-23 04:00 | NSTAR Electric Company | NSTAR | MA | 21 | SEMA | SEMA |  | 0 | 2.453 | 0 | 2.453 | -0.106
42091 | QUABOAG REGIONAL HS - PV |  | No Resource (1) | PV | SUN |  | PHOTOVOLTAIC | 2012-08-27 04:00 | Massachusetts Electric Company | MEC | MA | 27 | WMA | WCMA |  | 0 | 0.046 | 0 | 0.046 | -0.002
42092 | TOWN OF SUTTON MA PV |  | No Resource (1) | PV | SUN |  | PHOTOVOLTAIC | 2012-08-27 04:00 | Massachusetts Electric Company | MEC | MA | 27 | CMA/NEMA | WCMA |  | 0 | 0 | 0 | 0 | 0
42104 | HYDEPARKSTORPV_ID1919 |  | No Resource (1) | PV | SUN |  | PHOTOVOLTAIC | 2012-09-01 04:00 | NSTAR Electric Company | NSTAR | MA | 25 | BOSTON | NEMA |  | 0 | 0.075 | 0 | 0.075 | 0.016
42105 | MILLST_NATICKPV_ID1818 |  | No Resource (1) | PV | SUN |  | PHOTOVOLTAIC | 2012-09-01 04:00 | NSTAR Electric Company | NSTAR | MA | 17 | BOSTON | NEMA |  | 0 | 0.072 | 0 | 0.072 | 0.002
42106 | SUBURBANATHLETIC2_ID1637 |  | No Resource (1) | PV | SUN |  | PHOTOVOLTAIC | 2012-09-01 04:00 | NSTAR Electric Company | NSTAR | MA | 17 | BOSTON | NEMA |  | 0 | 0.03 | 0 | 0.03 | -0.006
42107 | 4M_ALDRINRDPV_ID1856 |  | No Resource (1) | PV | SUN |  | PHOTOVOLTAIC | 2012-09-01 04:00 | NSTAR Electric Company | NSTAR | MA | 23 | SEMA | SEMA |  | 0 | 0.046 | 0 | 0.046 | -0.003
42108 | BROADWAY_RENEWABLE_ID1772 |  | No Resource (1) | PV | SUN |  | PHOTOVOLTAIC | 2012-09-01 04:00 | NSTAR Electric Company | NSTAR | MA | 23 | SEMA | SEMA |  | 0 | 0.382 | 0 | 0.382 | 0
42109 | COCHITUATERD_FRAMPV_ID1873 |  | No Resource (1) | PV | SUN |  | PHOTOVOLTAIC | 2012-09-01 04:00 | NSTAR Electric Company | NSTAR | MA | 17 | BOSTON | NEMA |  | 0 | 0.082 | 0 | 0.082 | 0.003
42110 | DOUGLAS_SCHOOLPV_ID1464 |  | No Resource (1) | PV | SUN |  | PHOTOVOLTAIC | 2012-09-01 04:00 | NSTAR Electric Company | NSTAR | MA | 17 | BOSTON | NEMA |  | 0 | 0.035 | 0 | 0.035 | 0.001
42111 | HYANNIS_SELF_STOR_ID1946 |  | No Resource (1) | PV | SUN |  | PHOTOVOLTAIC | 2012-09-01 04:00 | NSTAR Electric Company | NSTAR | MA | 01 | SEMA | SEMA |  | 0 | 0.19 | 0 | 0.19 | -0.008
42112 | POND_ST_ASHLAND_ID1736 |  | No Resource (1) | PV | SUN |  | PHOTOVOLTAIC | 2012-09-01 04:00 | NSTAR Electric Company | NSTAR | MA | 17 | BOSTON | NEMA |  | 0 | 0.194 | 0 | 0.194 | 0.009
42113 | COBSCOOK BAY TEP TGU 1 |  | No Resource (1) | HTO | WAT |  | HYDRO - OTHER | 2012-09-04 04:00 | New Brunswick Energy Marketing Corporation | NBPGC | ME | 29 | BHE | ME |  | 0 | 0 | 0 | 0 | 0
42114 | PUMPKIN HILL | 1258 | BHE SMALL HYDRO COMPOSITE | HDR | WAT |  | HYDRO (DAILY CYCLE - RUN OF RIVER) | 1982-12-01 05:00 | New Brunswick Energy Marketing Corporation | NBPGC | ME | 19 | BHE | ME | 50699 | 0.517 | 0 | 0.517 | 0 | 0
42115 | GLC_ACUSHNETLLC_ID1821_1824 |  | No Resource (1) | PV | SUN |  | PHOTOVOLTAIC | 2012-09-01 04:00 | NSTAR Electric Company | NSTAR | MA | 23 | SEMA | SEMA |  | 0 | 1.998 | 0 | 1.998 | 0.137
42116 | DSD_REALTY_TRUST_ID1672 |  | No Resource (1) | PV | SUN |  | PHOTOVOLTAIC | 2012-09-01 04:00 | NSTAR Electric Company | NSTAR | MA | 05 | SEMA | SEMA |  | 0 | 0.536 | 0 | 0.536 | 0.036
42117 | CONST_SOLAR_NORFOLK_ID1846 |  | No Resource (1) | PV | SUN |  | PHOTOVOLTAIC | 2012-09-01 04:00 | NSTAR Electric Company | NSTAR | MA | 21 | RI | SEMA |  | 0 | 0.663 | 0 | 0.663 | 0.014
42118 | CONED_HIXVILLERD_ID1862 |  | No Resource (1) | PV | SUN |  | PHOTOVOLTAIC | 2012-09-01 04:00 | NSTAR Electric Company | NSTAR | MA | 05 | SEMA | SEMA |  | 0 | 1.171 | 0 | 1.171 | 0.048
42123 | KEZAR MIDDLE FALLS | 786 | KEZAR LEDGEMERE COMPOSITE | HDR | WAT |  | HYDRO (DAILY CYCLE - RUN OF RIVER) | 2012-10-01 04:00 | Epico USA, Inc. | EPICO | ME | 05 | SME | ME |  | 0.048 | 0.053 | 0.048 | 0.053 | -0.023
42135 | 18 PHOENIX PARK BLDG DEAST & F |  | No Resource (1) | PV | SUN |  | PHOTOVOLTAIC | 2012-09-27 04:00 | Massachusetts Electric Company | MEC | MA | 17 | CMA/NEMA | WCMA |  | 0 | 0 | 0 | 0 | 0
42136 | 18 PHOENIX PARK BLDG DEAST & J |  | No Resource (1) | PV | SUN |  | PHOTOVOLTAIC | 2012-09-27 04:00 | Massachusetts Electric Company | MEC | MA | 17 | CMA/NEMA | WCMA |  | 0 | 0 | 0 | 0 | 0
42137 | 18 PHOENIX PARK BLDG DWEST |  | No Resource (1) | PV | SUN |  | PHOTOVOLTAIC | 2012-09-27 04:00 | Massachusetts Electric Company | MEC | MA | 17 | CMA/NEMA | WCMA |  | 0 | 0.015 | 0 | 0.015 | -0.002
42149 | FAVORITE FOODS PV |  | No Resource (1) | PV | SUN |  | PHOTOVOLTAIC | 2012-10-01 04:00 | Public Service Company of New Hampshire | PSNH | NH | 17 | NH | NH |  | 0 | 0 | 0 | 0 | 0
42155 | LEICESTER HS - BWAY RENEWABLE |  | No Resource (1) | PV | SUN |  | PHOTOVOLTAIC | 2012-10-19 04:00 | Massachusetts Electric Company | MEC | MA | 27 | WMA | WCMA |  | 0 | 0.035 | 0 | 0.035 | 0.035
42156 | UMASS LOWELL LEITCH HALL |  | No Resource (1) | PV | SUN |  | PHOTOVOLTAIC | 2012-10-16 04:00 | Massachusetts Electric Company | MEC | MA | 17 | CMA/NEMA | WCMA |  | 0 | 0 | 0 | 0 | 0
42157 | MILLBROOK RIVERSIDE LLC |  | No Resource (1) | PV | SUN |  | PHOTOVOLTAIC | 2012-10-16 04:00 | Massachusetts Electric Company | MEC | MA | 27 | CMA/NEMA | WCMA |  | 0 | 0 |  |  | 0
42158 | MOHAWK DRIVE CORPORATION |  | No Resource (1) | PV | SUN |  | PHOTOVOLTAIC | 2012-10-16 04:00 | Massachusetts Electric Company | MEC | MA | 27 | CMA/NEMA | WCMA |  | 0 | 0.031 | 0 | 0.031 | -0.005
42193 | TRUE NORTH ENERGY A | 38561 | True North | PV | SUN |  | PHOTOVOLTAIC | 2012-11-16 05:00 | Massachusetts Electric Company | MEC | MA | 09 | BOSTON | NEMA |  | 0 | 0 | 0 | 0 | -0.601
42194 | TRUE NORTH ENERGY B | 38561 | True North | PV | SUN |  | PHOTOVOLTAIC | 2012-11-16 05:00 | Massachusetts Electric Company | MEC | MA | 09 | BOSTON | NEMA |  | 0 | 0.506 | 0 | 0.506 | 0.048
42195 | TRUE NORTH ENERGY C | 38561 | True North | PV | SUN |  | PHOTOVOLTAIC | 2012-11-16 05:00 | Massachusetts Electric Company | MEC | MA | 09 | BOSTON | NEMA |  | 0 | 0 | 0 | 0 | -0.423
42196 | TRUE NORTH ENERGY D | 38561 | True North | PV | SUN |  | PHOTOVOLTAIC | 2012-11-16 05:00 | Massachusetts Electric Company | MEC | MA | 09 | BOSTON | NEMA |  | 0 | 0.523 | 0 | 0.523 | -0.018
42197 | TRUE NORTH ENERGY E | 38561 | True North | PV | SUN |  | PHOTOVOLTAIC | 2012-11-16 05:00 | Massachusetts Electric Company | MEC | MA | 09 | BOSTON | NEMA |  | 0 | 0.508 | 0 | 0.508 | -0.054
42201 | MATTHEW KUSS MS |  | No Resource (1) | PV | SUN |  | PHOTOVOLTAIC | 2012-11-07 05:00 | Massachusetts Electric Company | MEC | MA | 05 | SEMA | SEMA |  | 0 | 0 | 0 | 0 | 0
42202 | DR AMP 100 AMES POND - PV |  | No Resource (1) | PV | SUN |  | PHOTOVOLTAIC | 2012-11-07 05:00 | Massachusetts Electric Company | MEC | MA | 17 | CMA/NEMA | WCMA |  | 0 | 0.034 | 0 | 0.034 | 0.009
42203 | WESTFORD SOLAR 3 - PV | 38181 | Westford Solar | PV | SUN |  | PHOTOVOLTAIC | 2012-11-08 05:00 | Massachusetts Electric Company | MEC | MA | 17 | CMA/NEMA | WCMA | 58534 | 0 | 0 | 0 | 0.521 | 0.058
42204 | BPV LOWELL |  | No Resource (1) | PV | SUN |  | PHOTOVOLTAIC | 2012-11-08 05:00 | Massachusetts Electric Company | MEC | MA | 17 | CMA/NEMA | WCMA |  | 0 | 0.027 | 0 | 0.027 | -0.006
42205 | SALEM STATE UNIVERSITY |  | No Resource (1) | PV | SUN |  | PHOTOVOLTAIC | 2012-11-09 05:00 | Massachusetts Electric Company | MEC | MA | 09 | BOSTON | NEMA |  | 0 | 0 | 0 | 0 | 0
42212 | DR AMP 200 AMES POND - PV |  | No Resource (1) | PV | SUN |  | PHOTOVOLTAIC | 2012-11-07 05:00 | Massachusetts Electric Company | MEC | MA | 17 | CMA/NEMA | WCMA |  | 0 | 0 | 0 | 0 | -0.028
42213 | CUMMINGS PROPERTY E GAR |  | No Resource (1) | PV | SUN |  | PHOTOVOLTAIC | 2012-11-08 05:00 | Massachusetts Electric Company | MEC | MA | 09 | BOSTON | NEMA |  | 0 | 0.042 | 0 | 0.042 | 0.002
42214 | ORCHARD MADE PRODUCTS |  | No Resource (1) | PV | SUN |  | PHOTOVOLTAIC | 2012-11-09 05:00 | Massachusetts Electric Company | MEC | MA | 09 | BOSTON | NEMA |  | 0 | 0.009 | 0 | 0.009 | -0.003
42215 | WESTBOROUGH TREATMENT PL BD |  | No Resource (1) | PV | SUN |  | PHOTOVOLTAIC | 2012-11-09 05:00 | Massachusetts Electric Company | MEC | MA | 27 | CMA/NEMA | WCMA |  | 0 | 0 |  |  | 0
42344 | CAMELOT_WIND_ID1240 |  | No Resource (1) | WT | WND |  | WIND TURBINE | 2012-12-01 05:00 | NSTAR Electric Company | NSTAR | MA | 23 | SEMA | SEMA |  | 0.273 | 0.165 | 0.273 | 0.165 | 0.006
42346 | 3 RIVERS PALMER-SPRINGFLD-PV |  | No Resource (1) | PV | SUN |  | PHOTOVOLTAIC | 2012-12-05 05:00 | Massachusetts Electric Company | MEC | MA | 13 | WMA | WCMA |  | 0 | 0 | 0 | 0 | 0
42347 | CONSTELLATION SOLAR-UXBRG-PV |  | No Resource (1) | PV | SUN |  | PHOTOVOLTAIC | 2012-12-05 05:00 | Massachusetts Electric Company | MEC | MA | 27 | RI | SEMA | 57941 | 0 | 0.984 | 0 | 0.984 | 0.154
42349 | 15 UNION SOLAR LLC-LAWRENCE-PV |  | No Resource (1) | PV | SUN |  | PHOTOVOLTAIC | 2012-12-04 05:00 | Massachusetts Electric Company | MEC | MA | 09 | BOSTON | NEMA |  | 0 | 0.054 | 0 | 0.054 | -0.021
42350 | BARRETT-FRANKLIN-SOLAR |  | No Resource (1) | PV | SUN |  | PHOTOVOLTAIC | 2012-12-05 05:00 | Massachusetts Electric Company | MEC | MA | 21 | RI | SEMA |  | 0 | 0.252 | 0 | 0.252 | -0.005
42351 | OMA GROUP-CHARLTON-PV |  | No Resource (1) | PV | SUN |  | PHOTOVOLTAIC | 2012-12-04 05:00 | Massachusetts Electric Company | MEC | MA | 27 | WMA | WCMA |  | 0 | 0.451 | 0 | 0.451 | 0.032
42352 | OSG SOLAR 1-ORANGE-PV |  | No Resource (1) | PV | SUN |  | PHOTOVOLTAIC | 2012-12-06 05:00 | Massachusetts Electric Company | MEC | MA | 11 | WMA | WCMA |  | 0 | 0.474 | 0 | 0.474 | 0.035
42353 | OSG SOLAR 2-ORANGE-PV |  | No Resource (1) | PV | SUN |  | PHOTOVOLTAIC | 2012-12-06 05:00 | Massachusetts Electric Company | MEC | MA | 11 | WMA | WCMA |  | 0 | 0.476 | 0 | 0.476 | 0.037
42354 | OSG SOLAR 3-ORANGE-PV |  | No Resource (1) | PV | SUN |  | PHOTOVOLTAIC | 2012-12-06 05:00 | Massachusetts Electric Company | MEC | MA | 11 | WMA | WCMA |  | 0 | 0.233 | 0 | 0.233 | 0.016
42355 | CIL CEDAR-MARLBORO-PV |  | No Resource (1) | PV | SUN |  | PHOTOVOLTAIC | 2012-12-07 05:00 | Massachusetts Electric Company | MEC | MA | 17 | CMA/NEMA | WCMA |  | 0 | 0.053 | 0 | 0.053 | 0.006
42356 | LEEWOOD SWIX-HAVERHILL-PV |  | No Resource (1) | PV | SUN |  | PHOTOVOLTAIC | 2012-12-10 05:00 | Massachusetts Electric Company | MEC | MA | 09 | BOSTON | NEMA |  | 0 | 0.139 | 0 | 0.139 | 0.014
42357 | UP BLACKSTONE WWTP-MILLBURY-PV |  | No Resource (1) | PV | SUN |  | PHOTOVOLTAIC | 2012-12-10 05:00 | Massachusetts Electric Company | MEC | MA | 27 | CMA/NEMA | WCMA |  | 0 | 0.137 | 0 | 0.137 | 0.011
42359 | FOREKICKS-MARLBORO-PV |  | No Resource (1) | PV | SUN |  | PHOTOVOLTAIC | 2012-12-11 05:00 | Massachusetts Electric Company | MEC | MA | 17 | CMA/NEMA | WCMA |  | 0 | 0 | 0 | 0 | -0.088
42360 | 35 LYMAN LLC-NORTHBORO-PV |  | No Resource (1) | PV | SUN |  | PHOTOVOLTAIC | 2012-12-11 05:00 | Massachusetts Electric Company | MEC | MA | 27 | CMA/NEMA | WCMA |  | 0 | 0.088 | 0 | 0.088 | -0.004
42364 | CAPITAL GROUP-SOUTHBORO-PV |  | No Resource (1) | PV | SUN |  | PHOTOVOLTAIC | 2012-12-14 05:00 | Massachusetts Electric Company | MEC | MA | 27 | CMA/NEMA | WCMA |  | 0 | 0.403 | 0 | 0.403 | 0.027
42365 | LOFT 27-LOWELL-PV |  | No Resource (1) | PV | SUN |  | PHOTOVOLTAIC | 2012-12-14 05:00 | Massachusetts Electric Company | MEC | MA | 17 | CMA/NEMA | WCMA |  | 0 | 0.114 | 0 | 0.114 | 0.007
42366 | SOLTAS SPECTOR-LAWRENCE-PV |  | No Resource (1) | PV | SUN |  | PHOTOVOLTAIC | 2012-12-17 05:00 | Massachusetts Electric Company | MEC | MA | 09 | CMA/NEMA | WCMA |  | 0 | 0.153 | 0 | 0.153 | 0.004
42375 | DEXTER 1 | 392 | DEXTER | CC | NG | DFO | GAS/OIL COMBINED CYCLE | 1990-05-01 04:00 | Algonquin Energy Services Inc. | AESR | CT | 03 | CT | CT | 10567 | 38.363 | 37.839 | 38.363 | 37.839 | 0
42376 | DEXTER 2 | 392 | DEXTER | CC | NG |  | GAS COMBINED CYCLE | 1990-05-01 04:00 | Algonquin Energy Services Inc. | AESR | CT | 03 | CT | CT | 10567 | 4.833 | 4.432 | 4.833 | 4.432 | 0
42383 | SALEM STATE-SALEM-PV |  | No Resource (1) | PV | SUN |  | PHOTOVOLTAIC | 2012-12-24 05:00 | Massachusetts Electric Company | MEC | MA | 09 | BOSTON | NEMA |  | 0 | 0 |  |  | 0
42384 | BJS WHOLESALE CLUB LEOMINSTER |  | No Resource (1) | PV | SUN |  | PHOTOVOLTAIC | 2012-12-24 05:00 | Massachusetts Electric Company | MEC | MA | 27 | CMA/NEMA | WCMA |  | 0 | 0 |  |  | 0
42385 | CORNER BROOK-MILFORD-PV |  | No Resource (1) | PV | SUN |  | PHOTOVOLTAIC | 2012-12-24 05:00 | Massachusetts Electric Company | MEC | MA | 27 | RI | SEMA |  | 0 | 0.055 | 0 | 0.055 | -0.001
42394 | WINDENERGYDEV-NKINGSTOWN-WIND |  | No Resource (1) | WT | WND |  | WIND TURBINE | 2013-01-02 05:00 | The Narragansett Electric Company | NEC | RI | 09 | RI | RI |  | 0.261 | 0.17 | 0.261 | 0.17 | 0.036
42411 | EXTRA SPACE-PLAINVILLE-PV |  | No Resource (1) | PV | SUN |  | PHOTOVOLTAIC | 2013-01-14 05:00 | Massachusetts Electric Company | MEC | MA | 21 | RI | SEMA |  | 0 | 0.041 | 0 | 0.041 | 0.001
42412 | EXTRA SPACE-SAUGUS-PV |  | No Resource (1) | PV | SUN |  | PHOTOVOLTAIC | 2013-01-16 05:00 | Massachusetts Electric Company | MEC | MA | 09 | BOSTON | NEMA |  | 0 | 0.029 | 0 | 0.029 | -0.01
42413 | 35 LYMAN LLC - ACTIVE |  | No Resource (1) | PV | SUN |  | PHOTOVOLTAIC | 2013-01-14 05:00 | Massachusetts Electric Company | MEC | MA | 27 | CMA/NEMA | WCMA |  | 0 | 0 | 0 | 0 | -0.023
42414 | NE ELECTRO-FALL RIVER-PV |  | No Resource (1) | PV | SUN |  | PHOTOVOLTAIC | 2013-01-11 05:00 | Massachusetts Electric Company | MEC | MA | 05 | SEMA | SEMA |  | 0 | 0.012 | 0 | 0.012 | -0.004
42424 | IPSWICH WIND II | 38437 | Ipswich Wind II | WT | WND |  | WIND TURBINE | 2013-01-09 05:00 | Ipswich Municipal Light Department | IMLD | MA | 09 | BOSTON | NEMA |  | 0.414 | 0.13 | 0.414 | 0.13 | -0.022
42431 | SOLECT PLUMBING-NORWELL-PV |  | No Resource (1) | PV | SUN |  | PHOTOVOLTAIC | 2013-01-11 05:00 | Massachusetts Electric Company | MEC | MA | 23 | SEMA | SEMA |  | 0 | 0 | 0 | 0 | -0.049
42432 | VAUGHN CORP-SALISBURY-PV |  | No Resource (1) | PV | SUN |  | PHOTOVOLTAIC | 2013-01-11 05:00 | Massachusetts Electric Company | MEC | MA | 09 | BOSTON | NEMA |  | 0 | 0.016 | 0 | 0.016 | -0.015
42433 | BETHANY CHURCH-MENDON-PV |  | No Resource (1) | PV | SUN |  | PHOTOVOLTAIC | 2013-01-14 05:00 | Massachusetts Electric Company | MEC | MA | 27 | RI | SEMA |  | 0 | 0.026 | 0 | 0.026 | -0.003
42438 | EXTRA SPACE-NORTHBORO-PV |  | No Resource (1) | PV | SUN |  | PHOTOVOLTAIC | 2013-01-18 05:00 | Massachusetts Electric Company | MEC | MA | 27 | CMA/NEMA | WCMA |  | 0 | 0.042 | 0 | 0.042 | 0.004
42439 | CITY OF BROCKTON-SWANSEA-PV1 |  | No Resource (1) | PV | SUN |  | PHOTOVOLTAIC | 2013-01-18 05:00 | Massachusetts Electric Company | MEC | MA | 05 | SEMA | SEMA |  | 0 | 0.513 | 0 | 0.513 | -0.007
42440 | CITY OF BROCKTON-SWANSEA-PV2 |  | No Resource (1) | PV | SUN |  | PHOTOVOLTAIC | 2013-01-18 05:00 | Massachusetts Electric Company | MEC | MA | 05 | SEMA | SEMA |  | 0 | 0.791 | 0 | 0.791 | 0.021
42443 | WAL-MART LUN (PV) |  | No Resource (1) | PV | SUN |  | PHOTOVOLTAIC | 2013-01-23 05:00 | Fitchburg Gas & Electric Light Company | FGE | MA | 27 | WMA | WCMA |  | 0 | 0 | 0 | 0 | 0
42444 | MRTA (PV) |  | No Resource (1) | PV | SUN |  | PHOTOVOLTAIC | 2013-01-23 05:00 | Fitchburg Gas & Electric Light Company | FGE | MA | 27 | WMA | WCMA |  | 0 | 0.018 | 0 | 0.018 | -0.001
42448 | CITY OF GLOUCESTER 1 - WIND |  | No Resource (1) | WT | WND |  | WIND TURBINE | 2013-02-06 05:00 | Massachusetts Electric Company | MEC | MA | 09 | BOSTON | NEMA |  | 0.417 | 0.105 | 0.417 | 0.105 | -0.022
42449 | CITY OF GLOUCESTER 2 - WIND |  | No Resource (1) | WT | WND |  | WIND TURBINE | 2013-02-06 05:00 | Massachusetts Electric Company | MEC | MA | 09 | BOSTON | NEMA |  | 0.288 | 0.033 | 0.288 | 0.033 | -0.073
42482 | CITY_OF_WALTHAM_PV_ID1805 |  | No Resource (1) | PV | SUN |  | PHOTOVOLTAIC | 2013-02-15 05:00 | NSTAR Electric Company | NSTAR | MA | 17 | BOSTON | NEMA |  | 0 | 0.056 | 0 | 0.056 | -0.016
42483 | FIRST_HIGHLAND_PV_ID2021 |  | No Resource (1) | PV | SUN |  | PHOTOVOLTAIC | 2013-02-15 05:00 | NSTAR Electric Company | NSTAR | MA | 25 | BOSTON | NEMA |  | 0 | 0.4 | 0 | 0.4 | 0.054
42484 | UNITEDSALVAGE_PV_ID1966 |  | No Resource (1) | PV | SUN |  | PHOTOVOLTAIC | 2013-02-15 05:00 | NSTAR Electric Company | NSTAR | MA | 17 | BOSTON | NEMA |  | 0 | 0.323 | 0 | 0.323 | 0.11
42485 | SOLCHEMY_PV_ID1969 |  | No Resource (1) | PV | SUN |  | PHOTOVOLTAIC | 2013-02-15 05:00 | NSTAR Electric Company | NSTAR | MA | 07 | SEMA | SEMA |  | 0 | 0.106 | 0 | 0.106 | -0.012
42486 | AIRPORT_WAY_PV_ID1875 |  | No Resource (1) | PV | SUN |  | PHOTOVOLTAIC | 2013-02-15 05:00 | NSTAR Electric Company | NSTAR | MA | 01 | SEMA | SEMA |  | 0 | 0.596 | 0 | 0.596 | -0.037
42487 | BILL_BENNETT_PV_ID1967 |  | No Resource (1) | PV | SUN |  | PHOTOVOLTAIC | 2013-02-15 05:00 | NSTAR Electric Company | NSTAR | MA | 07 | SEMA | SEMA |  | 0 | 0.316 | 0 | 0.316 | -0.071
42495 | VARIANSEMICON-GLOUCESTER-WT |  | No Resource (1) | WT | WND |  | WIND TURBINE | 2013-02-21 05:00 | Massachusetts Electric Company | MEC | MA | 09 | BOSTON | NEMA |  | 0 | 0 | 0 | 0 | 0
42496 | HANOVER SOLAR-LEICESTER-PV |  | No Resource (1) | PV | SUN |  | PHOTOVOLTAIC | 2013-02-22 05:00 | Massachusetts Electric Company | MEC | MA | 27 | WMA | WCMA |  | 0 | 0.295 | 0 | 0.295 | -0.068
42497 | WESTFORD SOLAR 4- PV | 38181 | Westford Solar | PV | SUN |  | PHOTOVOLTAIC | 2013-02-21 05:00 | Massachusetts Electric Company | MEC | MA | 17 | CMA/NEMA | WCMA | 58534 | 0 | 0.501 | 0 | 0.501 | 0.057
42504 | BERKSHIRE SREG-GT BARRGTN-PV |  | No Resource (1) | PV | SUN |  | PHOTOVOLTAIC | 2013-02-25 05:00 | Massachusetts Electric Company | MEC | MA | 03 | WMA | WCMA |  | 0 | 0 | 0 | 0 | 0
42505 | CUMMINGS 1000-BEVERLY-PV |  | No Resource (1) | PV | SUN |  | PHOTOVOLTAIC | 2013-02-28 05:00 | Massachusetts Electric Company | MEC | MA | 09 | BOSTON | NEMA |  | 0 | 0.086 | 0 | 0.086 | 0.003
42597 | GPT JACLEN-BEVERLY-CHP |  | No Resource (1) | IC | NG |  | GAS INTERNAL COMBUSTION | 2013-03-26 04:00 | Massachusetts Electric Company | MEC | MA | 09 | BOSTON | NEMA |  | 0 | 0 | 0 | 0 | 0
42598 | NEW BARRE HYDRO | 852 | SOUTH BARRE HYDRO | HDR | WAT |  | HYDRO (DAILY CYCLE - RUN OF RIVER) | 2013-04-02 04:00 | Massachusetts Municipal Wholesale Electric Company | MMWEC | MA | 27 | WMA | WCMA |  | 0.078 | 0 | 0.078 | 0 | 0
42599 | MAPREMCT-97GREEN-02035-PV |  | No Resource (1) | PV | SUN |  | PHOTOVOLTAIC | 2013-04-04 04:00 | Massachusetts Electric Company | MEC | MA | 21 | RI | SEMA |  | 0 | 0 | 0 | 0 | -0.052
42600 | HOOSACVALREG-0ORCHARD-01225-PV |  | No Resource (1) | PV | SUN |  | PHOTOVOLTAIC | 2013-04-04 04:00 | Massachusetts Electric Company | MEC | MA | 03 | WMA | WCMA |  | 0 | 0.074 | 0 | 0.074 | -0.007
42601 | CARLSTROMPM-65FISHER-0158-PV |  | No Resource (1) | PV | SUN |  | PHOTOVOLTAIC | 2013-04-04 04:00 | Massachusetts Electric Company | MEC | MA | 27 | CMA/NEMA | WCMA |  | 0 | 0.219 | 0 | 0.219 | 0.019
42602 | KEYPOLYMER-1 JACOB-01843-PV |  | No Resource (1) | PV | SUN |  | PHOTOVOLTAIC | 2013-04-05 04:00 | Massachusetts Electric Company | MEC | MA | 09 | CMA/NEMA | WCMA |  | 0 | 0.11 | 0 | 0.11 | -0.002
42603 | BARRE1-750BARRE-01005-PV |  | No Resource (1) | PV | SUN |  | PHOTOVOLTAIC | 2013-04-05 04:00 | Massachusetts Electric Company | MEC | MA | 27 | WMA | WCMA |  | 0 | 0.348 | 0 | 0.348 | 0.005
42611 | AUBUCHON-95AUBUCHON-01473-PV |  | No Resource (1) | PV | SUN |  | PHOTOVOLTAIC | 2013-04-10 04:00 | Massachusetts Electric Company | MEC | MA | 27 | CMA/NEMA | WCMA |  | 0 | 0.125 | 0 | 0.125 | 0.009
42612 | NPPDEVELOP-370PATRIOT-02035-PV |  | No Resource (1) | PV | SUN |  | PHOTOVOLTAIC | 2013-04-10 04:00 | Massachusetts Electric Company | MEC | MA | 21 | RI | SEMA |  | 0 | 0.23 | 0 | 0.23 | 0.001
42613 | AMERICOLD-0PEW-01930-PV |  | No Resource (1) | PV | SUN |  | PHOTOVOLTAIC | 2013-04-10 04:00 | Massachusetts Electric Company | MEC | MA | 09 | BOSTON | NEMA |  | 0 | 0 | 0 | 0 | 0
42631 | CABRAL-247BAKER-02777-PV |  | No Resource (1) | PV | SUN |  | PHOTOVOLTAIC | 2013-04-12 04:00 | Massachusetts Electric Company | MEC | MA | 05 | SEMA | SEMA |  | 0 | 0.238 | 0 | 0.238 | 0.007
42632 | ALPHA GRAINGER-02038PV250NM |  | No Resource (1) | PV | SUN |  | PHOTOVOLTAIC | 2013-04-12 04:00 | Massachusetts Electric Company | MEC | MA | 21 | RI | SEMA |  | 0 | 0 | 0 | 0 | 0
42633 | NORTHBORSPORTS-01532PV300NM |  | No Resource (1) | PV | SUN |  | PHOTOVOLTAIC | 2013-04-12 04:00 | Massachusetts Electric Company | MEC | MA | 27 | CMA/NEMA | WCMA |  | 0 | 0.061 | 0 | 0.061 | 0
42641 | NATICKMEMORIALSCHOOL_PV_ID1892 |  | No Resource (1) | PV | SUN |  | PHOTOVOLTAIC | 2013-04-22 04:00 | NSTAR Electric Company | NSTAR | MA | 17 | BOSTON | NEMA |  | 0 | 0.033 | 0 | 0.033 | -0.01
42812 | PEGASUS_PV_ID1809 |  | No Resource (1) | PV | SUN |  | PHOTOVOLTAIC | 2013-05-01 04:00 | NSTAR Electric Company | NSTAR | MA | 05 | SEMA | SEMA |  | 0 | 0.465 | 0 | 0.465 | 0.024
42813 | BIG Y FOODS-02038PV250NM |  | No Resource (1) | PV | SUN |  | PHOTOVOLTAIC | 2013-05-01 04:00 | Massachusetts Electric Company | MEC | MA | 21 | RI | SEMA |  | 0 | 0 | 0 | 0 | 0
42814 | SWANSEA REALTY-02777PV185NM |  | No Resource (1) | PV | SUN |  | PHOTOVOLTAIC | 2013-05-01 04:00 | Massachusetts Electric Company | MEC | MA | 05 | RI | SEMA |  | 0 | 0 | 0 | 0 | 0
42815 | WILLETTE REALTY-02762PV225NM |  | No Resource (1) | PV | SUN |  | PHOTOVOLTAIC | 2013-05-02 04:00 | Massachusetts Electric Company | MEC | MA | 21 | RI | SEMA |  | 0 | 0.045 | 0 | 0.045 | 0.018
42816 | JAY CASHMAN-02169PV155NM |  | No Resource (1) | PV | SUN |  | PHOTOVOLTAIC | 2013-05-02 04:00 | Massachusetts Electric Company | MEC | MA | 21 | SEMA | SEMA |  | 0 | 0 | 0 | 0 | 0
42817 | IKEA 158-0223PV520NM |  | No Resource (1) | PV | SUN |  | PHOTOVOLTAIC | 2013-05-06 04:00 | Massachusetts Electric Company | MEC | MA | 21 | SEMA | SEMA |  | 0 | 0 | 0 | 0 | 0
42819 | CUMMINGS PROP 1-0195PV224NM |  | No Resource (1) | PV | SUN |  | PHOTOVOLTAIC | 2013-05-06 04:00 | Massachusetts Electric Company | MEC | MA | 09 | BOSTON | NEMA |  | 0 | 0 | 0 | 0 | -0.065
42820 | CUMMINGS PROP 2-01915PV224NM |  | No Resource (1) | PV | SUN |  | PHOTOVOLTAIC | 2013-05-08 04:00 | Massachusetts Electric Company | MEC | MA | 09 | BOSTON | NEMA |  | 0 | 0 | 0 | 0 | -0.084
42821 | GLC-MA ACUSHNET_PV_ID2109 |  | No Resource (1) | PV | SUN |  | PHOTOVOLTAIC | 2013-05-01 04:00 | NSTAR Electric Company | NSTAR | MA | 05 | SEMA | SEMA |  | 0 | 0.272 | 0 | 0.272 | 0.002
42822 | CARDINAL SHOE-01840PV250NM |  | No Resource (1) | PV | SUN |  | PHOTOVOLTAIC | 2013-05-02 04:00 | Massachusetts Electric Company | MEC | MA | 09 | CMA/NEMA | WCMA |  | 0 | 0 | 0 | 0 | -0.039
42823 | WALDEN LIBERTY-02038PV231NM |  | No Resource (1) | PV | SUN |  | PHOTOVOLTAIC | 2013-05-06 04:00 | Massachusetts Electric Company | MEC | MA | 21 | RI | SEMA |  | 0 | 0.059 | 0 | 0.059 | 0.004
42893 | BISCO FALLS HYDRO |  | No Resource (1) | HDR | WAT |  | HYDRO (DAILY CYCLE - RUN OF RIVER) | 2013-05-08 04:00 | Union Atlantic Electricity | UNION | ME | 17 | ME | ME |  | 0.018 | 0 | 0.018 | 0 | -0.021
43256 | SANDYWOODS-02878WT275NM |  | No Resource (1) | WT | WND |  | WIND TURBINE | 2013-05-17 04:00 | The Narragansett Electric Company | NEC | MA | 05 | SEMA | RI |  | 0 | 0.009 | 0 | 0.009 | 0.001
43257 | LEICESTER MS C-01524PV100NM |  | No Resource (1) | PV | SUN |  | PHOTOVOLTAIC | 2013-05-20 04:00 | Massachusetts Electric Company | MEC | MA | 27 | WMA | WCMA |  | 0 | 0 | 0 | 0 | -0.025
43262 | BERKSHIRE SCHL-01257PV1750NM |  | No Resource (1) | PV | SUN |  | PHOTOVOLTAIC | 2013-05-16 04:00 | Massachusetts Electric Company | MEC | MA | 03 | WMA | WCMA |  | 0 | 0.057 | 0 | 0.057 | 0.043
43263 | JF WHITE-02702PV86NM |  | No Resource (1) | PV | SUN |  | PHOTOVOLTAIC | 2013-05-16 04:00 | Massachusetts Electric Company | MEC | MA | 21 | SEMA | SEMA |  | 0 | 0 | 0 | 0 | -0.007
43267 | PLANET SUBARU-02339PV75NM |  | No Resource (1) | PV | SUN |  | PHOTOVOLTAIC | 2013-05-17 04:00 | Massachusetts Electric Company | MEC | MA | 23 | RI | SEMA |  | 0 | 0 | 0 | 0 | 0
43269 | SIGN DESIGN-02301PV95NM |  | No Resource (1) | PV | SUN |  | PHOTOVOLTAIC | 2013-05-17 04:00 | Massachusetts Electric Company | MEC | MA | 23 | SEMA | SEMA |  | 0 | 0 | 0 | 0 | 0
43270 | LEICESTER MS A-01524PV100NM |  | No Resource (1) | PV | SUN |  | PHOTOVOLTAIC | 2013-05-20 04:00 | Massachusetts Electric Company | MEC | MA | 27 | WMA | WCMA |  | 0 | 0.025 | 0 | 0.025 | -0.003
43409 | GLC-MA ACUSHNET_PV_ID1827 |  | No Resource (1) | PV | SUN |  | PHOTOVOLTAIC | 2013-05-23 04:00 | NSTAR Electric Company | NSTAR | MA | 05 | SEMA | SEMA |  | 0 | 0.554 | 0 | 0.554 | -0.003
43411 | S BARRE-01005PV800NM |  | No Resource (1) | PV | SUN |  | PHOTOVOLTAIC | 2013-05-29 04:00 | Massachusetts Electric Company | MEC | MA | 27 | WMA | WCMA |  | 0 | 0.41 | 0 | 0.41 | 0.008
43416 | MIG ACTON-01581PV260NM |  | No Resource (1) | PV | SUN |  | PHOTOVOLTAIC | 2013-06-12 04:00 | Massachusetts Electric Company | MEC | MA | 27 | CMA/NEMA | WCMA |  | 0 | 0.068 | 0 | 0.068 | 0.007
43417 | WORCESTER SCHL-01602PV135NM |  | No Resource (1) | PV | SUN |  | PHOTOVOLTAIC | 2013-06-12 04:00 | Massachusetts Electric Company | MEC | MA | 27 | CMA/NEMA | WCMA |  | 0 | 0 | 0 | 0 | 0
43418 | FALLON AMB-02169PV116NM |  | No Resource (1) | PV | SUN |  | PHOTOVOLTAIC | 2013-06-12 04:00 | Massachusetts Electric Company | MEC | MA | 21 | SEMA | SEMA |  | 0 | 0 | 0 | 0 | 0
43420 | BANNER MOLD-01453PV111NM |  | No Resource (1) | PV | SUN |  | PHOTOVOLTAIC | 2013-06-14 04:00 | Massachusetts Electric Company | MEC | MA | 27 | WMA | WCMA |  | 0 | 0 | 0 | 0 | -0.001
43422 | EPG SOLAR 1 - 01550PV1500NM |  | No Resource (1) | PV | SUN |  | PHOTOVOLTAIC | 2013-06-12 04:00 | Massachusetts Electric Company | MEC | MA | 27 | WMA | WCMA |  | 0 | 0.622 | 0 | 0.622 | -0.004
43423 | EPG SOLAR 2 - 01550PV1500NM |  | No Resource (1) | PV | SUN |  | PHOTOVOLTAIC | 2013-06-12 04:00 | Massachusetts Electric Company | MEC | MA | 27 | WMA | WCMA |  | 0 | 0.73 | 0 | 0.73 | 0.081
43424 | PINGREE SCHL - 01982PV200NM |  | No Resource (1) | PV | SUN |  | PHOTOVOLTAIC | 2013-06-14 04:00 | Massachusetts Electric Company | MEC | MA | 09 | BOSTON | NEMA |  | 0 | 0.008 | 0 | 0.008 | 0.003
43425 | NPP DEV - 02035PV125NM |  | No Resource (1) | PV | SUN |  | PHOTOVOLTAIC | 2013-06-14 04:00 | Massachusetts Electric Company | MEC | MA | 21 | RI | SEMA |  | 0 | 0.045 | 0 | 0.045 | -0.001
43426 | ABBOTT MILL - 01886PV235NM |  | No Resource (1) | PV | SUN |  | PHOTOVOLTAIC | 2013-06-17 04:00 | Massachusetts Electric Company | MEC | MA | 17 | CMA/NEMA | WCMA |  | 0 | 0.108 | 0 | 0.108 | 0.004
43489 | BOST SCIENT-02171PV1100NM |  | No Resource (1) | PV | SUN |  | PHOTOVOLTAIC | 2013-07-03 04:00 | Massachusetts Electric Company | MEC | MA | 21 | SEMA | SEMA |  | 0 | 0 | 0 | 0 | 0
43491 | 146 CAMPANELLI-02072PV332NM |  | No Resource (1) | PV | SUN |  | PHOTOVOLTAIC | 2013-07-03 04:00 | Massachusetts Electric Company | MEC | MA | 21 | SEMA | SEMA |  | 0 | 0.135 | 0 | 0.135 | -0.006
43492 | NARR BAY - 02903WT4500NM |  | No Resource (1) | WT | WND |  | WIND TURBINE | 2013-07-09 04:00 | The Narragansett Electric Company | NEC | RI | 07 | RI | RI |  | 0 | 0 | 0 | 0 | 0
43509 | DOUGLAS SOLAR-01516PV2000NM |  | No Resource (1) | PV | SUN |  | PHOTOVOLTAIC | 2013-07-15 04:00 | Massachusetts Electric Company | MEC | MA | 27 | RI | SEMA |  | 0 | 1.089 | 0 | 1.089 | 0.041
43510 | SANDF MGMNT-02725PV623NM |  | No Resource (1) | PV | SUN |  | PHOTOVOLTAIC | 2013-07-15 04:00 | Massachusetts Electric Company | MEC | MA | 05 | RI | SEMA |  | 0 | 0.25 | 0 | 0.25 | 0.011
43512 | WEST GREENWICH - 02817PV2000DG |  | No Resource (1) | PV | SUN |  | PHOTOVOLTAIC | 2013-07-18 04:00 | The Narragansett Electric Company | NEC | RI | 03 | RI | RI |  | 0 | 0.959 | 0 | 0.959 | 0.025
43527 | STUART THOMAS - 02842PV500DG |  | No Resource (1) | PV | SUN |  | PHOTOVOLTAIC | 2013-07-18 04:00 | The Narragansett Electric Company | NEC | RI | 05 | SEMA | RI |  | 0 | 0.22 | 0 | 0.22 | 0.007
43528 | EXTRA SPC MGMT-02035PV102NM |  | No Resource (1) | PV | SUN |  | PHOTOVOLTAIC | 2013-07-22 04:00 | Massachusetts Electric Company | MEC | MA | 21 | RI | SEMA |  | 0 | 0.024 | 0 | 0.024 | -0.002
43529 | CREEDON AND CO-01604PV110NM |  | No Resource (1) | PV | SUN |  | PHOTOVOLTAIC | 2013-07-22 04:00 | Massachusetts Electric Company | MEC | MA | 27 | CMA/NEMA | WCMA |  | 0 | 0.015 | 0 | 0.015 | 0.003
43531 | 28 HASTINGS - 01756PV100NM |  | No Resource (1) | PV | SUN |  | PHOTOVOLTAIC | 2013-07-22 04:00 | Massachusetts Electric Company | MEC | MA | 27 | RI | SEMA |  | 0 | 0.04 | 0 | 0.04 | 0.002
43556 | CALLAHAN - 02324PV110NM |  | No Resource (1) | PV | SUN |  | PHOTOVOLTAIC | 2013-08-05 04:00 | Massachusetts Electric Company | MEC | MA | 23 | SEMA | SEMA |  | 0 | 0.004 | 0 | 0.004 | -0.006
43557 | BRDGWTR RECYCLE-02324PV96NM |  | No Resource (1) | PV | SUN |  | PHOTOVOLTAIC | 2013-08-05 04:00 | Massachusetts Electric Company | MEC | MA | 23 | SEMA | SEMA |  | 0 | 0.038 | 0 | 0.038 | -0.007
43558 | COMMERCE GRN-02339PV100NM |  | No Resource (1) | PV | SUN |  | PHOTOVOLTAIC | 2013-08-05 04:00 | Massachusetts Electric Company | MEC | MA | 23 | SEMA | SEMA |  | 0 | 0.047 | 0 | 0.047 | 0.015
43572 | JDH_SOLAR_SYSTEMS_PV_2221 |  | No Resource (1) | PV | SUN |  | PHOTOVOLTAIC | 2013-08-01 04:00 | NSTAR Electric Company | NSTAR | MA | 23 | SEMA | SEMA |  | 0 | 0.269 | 0 | 0.269 | 0.027
43573 | NEW_ENGLAND_RESINS_PV_2309 |  | No Resource (1) | PV | SUN |  | PHOTOVOLTAIC | 2013-08-01 04:00 | NSTAR Electric Company | NSTAR | MA | 17 | BOSTON | NEMA |  | 0 | 0.194 | 0 | 0.194 | 0.006
43574 | TOWN_OF_FAIRHAVEN_LF_PV_1714 |  | No Resource (1) | PV | SUN |  | PHOTOVOLTAIC | 2013-08-05 04:00 | NSTAR Electric Company | NSTAR | MA | 05 | SEMA | SEMA |  | 0 | 0.162 | 0 | 0.162 | -0.027
43575 | NE_ELEMENTARY_WALTHAM_PV_1872 |  | No Resource (1) | PV | SUN |  | PHOTOVOLTAIC | 2013-08-05 04:00 | NSTAR Electric Company | NSTAR | MA | 17 | BOSTON | NEMA |  | 0 | 0.11 | 0 | 0.11 | -0.004
43576 | GLC_ACUSHNET_PV_1888 |  | No Resource (1) | PV | SUN |  | PHOTOVOLTAIC | 2013-08-05 04:00 | NSTAR Electric Company | NSTAR | MA | 05 | SEMA | SEMA |  | 0 | 0.515 | 0 | 0.515 | 0.008
43577 | GLC_ACUSHNET_PV_1889 |  | No Resource (1) | PV | SUN |  | PHOTOVOLTAIC | 2013-08-05 04:00 | NSTAR Electric Company | NSTAR | MA | 05 | SEMA | SEMA |  | 0 | 0.372 | 0 | 0.372 | -0.011
43578 | GLC_ACUSHNET_PV_1890 |  | No Resource (1) | PV | SUN |  | PHOTOVOLTAIC | 2013-08-05 04:00 | NSTAR Electric Company | NSTAR | MA | 05 | SEMA | SEMA |  | 0 | 0.508 | 0 | 0.508 | 0
43579 | GOIS_SOLAR_ONE_PV_2040 |  | No Resource (1) | PV | SUN |  | PHOTOVOLTAIC | 2013-08-05 04:00 | NSTAR Electric Company | NSTAR | MA | 17 | BOSTON | NEMA |  | 0 | 0.414 | 0 | 0.414 | 0.028
43580 | JERICHO WIND | 38421 | JERICHO POWER | WT | WND |  | WIND TURBINE | 2016-01-23 | Jericho Power LLC | JERICHO | NH | 07 | NH | NH |  | 0 | 0 | 0 | 2.5 | 2.5
43586 | COMTRAN CABLE-02864PV400DG |  | No Resource (1) | PV | SUN |  | PHOTOVOLTAIC | 2013-08-15 04:00 | The Narragansett Electric Company | NEC | RI | 07 | RI | RI |  | 0 | 0.226 | 0 | 0.226 | 0.009
43587 | TRAVIS_HOSPITALITY_PV_2239 |  | No Resource (1) | PV | SUN |  | PHOTOVOLTAIC | 2013-08-21 04:00 | NSTAR Electric Company | NSTAR | MA | 01 | SEMA | SEMA |  | 0 | 0.068 | 0 | 0.068 | 0.002
43603 | WORC GEAR AND RACK-01537PV95NM |  | No Resource (1) | PV | SUN |  | PHOTOVOLTAIC | 2013-08-28 04:00 | Massachusetts Electric Company | MEC | MA | 27 | WMA | WCMA |  | 0 | 0 | 0 | 0 | 0
43604 | METRO WST PROVIS-01747PV95NM |  | No Resource (1) | PV | SUN |  | PHOTOVOLTAIC | 2013-08-28 04:00 | Massachusetts Electric Company | MEC | MA | 27 | RI | SEMA |  | 0 | 0.031 | 0 | 0.031 | -0.002
43605 | PRECISE PACK-02720PV95NM |  | No Resource (1) | PV | SUN |  | PHOTOVOLTAIC | 2013-09-03 04:00 | Massachusetts Electric Company | MEC | MA | 05 | SEMA | SEMA |  | 0 | 0 | 0 | 0 | 0
43606 | CITY NORTHAMPTON-02721PV95NM |  | No Resource (1) | PV | SUN |  | PHOTOVOLTAIC | 2013-09-03 04:00 | Massachusetts Electric Company | MEC | MA | 15 | WMA | WCMA |  | 0 | 0 | 0 | 0 | 0
43607 | COX PRTSMTH-02871PV500DG |  | No Resource (1) | PV | SUN |  | PHOTOVOLTAIC | 2013-09-03 04:00 | The Narragansett Electric Company | NEC | RI | 05 | RI | RI |  | 0 | 0.184 | 0 | 0.184 | -0.051
43608 | 35 LYMAN LLC-01532PV95NM |  | No Resource (1) | PV | SUN |  | PHOTOVOLTAIC | 2013-08-28 04:00 | Massachusetts Electric Company | MEC | MA | 27 | CMA/NEMA | WCMA |  | 0 | 0.039 | 0 | 0.039 | 0.023
43609 | MA CORRECTIONAL-01440WT3300NM |  | No Resource (1) | WT | WND |  | WIND TURBINE | 2013-09-05 04:00 | Massachusetts Electric Company | MEC | MA | 27 | WMA | WCMA |  | 0.275 | 0 | 0.275 | 0 | 0
43623 | E BRIDGEWATER-02333PV2000NM | 38114 | East Bridgewater Solar Energy Project | PV | SUN |  | PHOTOVOLTAIC | 2013-09-12 04:00 | Massachusetts Electric Company | MEC | MA | 23 | SEMA | SEMA |  | 0 | 0.785 | 0 | 0.785 | -0.277
43624 | TJ MAXX - 02061PV260NM |  | No Resource (1) | PV | SUN |  | PHOTOVOLTAIC | 2013-09-17 04:00 | Massachusetts Electric Company | MEC | MA | 23 | SEMA | SEMA |  | 0 | 0 | 0 | 0 | 0
43643 | SUNGEN UXBRIDGE1-01569PV950NM | 38558 | Fall River- Uxbridge | PV | SUN |  | PHOTOVOLTAIC | 2013-09-25 04:00 | Massachusetts Electric Company | MEC | MA | 27 | RI | SEMA |  | 0 | 0 | 0 | 0 | -0.501
43644 | SUNGEN UXBRIDGE2-01569PV950NM | 38558 | Fall River- Uxbridge | PV | SUN |  | PHOTOVOLTAIC | 2013-09-25 04:00 | Massachusetts Electric Company | MEC | MA | 27 | RI | SEMA |  | 0 | 0.305 | 0 | 0.305 | -0.189
43645 | SUNGEN UXBRIDGE3-01569PV950NM | 38558 | Fall River- Uxbridge | PV | SUN |  | PHOTOVOLTAIC | 2013-09-25 04:00 | Massachusetts Electric Company | MEC | MA | 27 | RI | SEMA |  | 0 | 0.521 | 0 | 0.521 | 0.042
43652 | TWN W BRDGEWTR-02379PV1500NM |  | No Resource (1) | PV | SUN |  | PHOTOVOLTAIC | 2013-09-30 04:00 | Massachusetts Electric Company | MEC | MA | 23 | SEMA | SEMA |  | 0 | 0.757 | 0 | 0.757 | -0.011
43653 | 40 WASHINGTON LTD-01581PV750NM |  | No Resource (1) | PV | SUN |  | PHOTOVOLTAIC | 2013-09-30 04:00 | Massachusetts Electric Company | MEC | MA | 27 | CMA/NEMA | WCMA |  | 0 | 0 | 0 | 0 | -0.165
43654 | 3 COUNTY FAIR ASN-01060PV250NM |  | No Resource (1) | PV | SUN |  | PHOTOVOLTAIC | 2013-09-30 04:00 | Massachusetts Electric Company | MEC | MA | 15 | WMA | WCMA |  | 0 | 0.075 | 0 | 0.075 | -0.033
43655 | SPRING HILL FARM-01835PV229NM |  | No Resource (1) | PV | SUN |  | PHOTOVOLTAIC | 2013-10-02 04:00 | Massachusetts Electric Company | MEC | MA | 09 | BOSTON | NEMA |  | 0 | 0.063 | 0 | 0.063 | -0.01
43656 | SVC TIRE TRUCK - 01527PV300NM |  | No Resource (1) | PV | SUN |  | PHOTOVOLTAIC | 2013-10-02 04:00 | Massachusetts Electric Company | MEC | MA | 27 | CMA/NEMA | WCMA |  | 0 | 0 | 0 | 0 | 0
43657 | RIPTA - 02907PV300NM |  | No Resource (1) | PV | SUN |  | PHOTOVOLTAIC | 2013-09-27 04:00 | The Narragansett Electric Company | NEC | RI | 07 | RI | RI |  | 0 | 0 | 0 | 0 | 0
43658 | TWN LANCASTER-01523PV500QF |  | No Resource (1) | PV | SUN |  | PHOTOVOLTAIC | 2013-10-04 04:00 | Massachusetts Electric Company | MEC | MA | 27 | CMA/NEMA | WCMA |  | 0 | 0.206 | 0 | 0.206 | 0.011
43659 | TWN OF SCITUATE2-02066PV1500NM |  | No Resource (1) | PV | SUN |  | PHOTOVOLTAIC | 2013-10-10 04:00 | Massachusetts Electric Company | MEC | MA | 23 | SEMA | SEMA |  | 0 | 0.772 | 0 | 0.772 | -0.038
43678 | DISCOVER MARBLE - 01527PV142NM |  | No Resource (1) | PV | SUN |  | PHOTOVOLTAIC | 2013-10-16 04:00 | Massachusetts Electric Company | MEC | MA | 27 | CMA/NEMA | WCMA |  | 0 | 0 | 0 | 0 | 0
43682 | NEXTSUN ENERGY-01516PV3000NM |  | No Resource (1) | PV | SUN |  | PHOTOVOLTAIC | 2013-10-22 04:00 | Massachusetts Electric Company | MEC | MA | 27 | RI | SEMA |  | 0 | 1.629 | 0 | 1.629 | 0.039
43683 | TWN OF SCITUATE1-02066PV1500NM |  | No Resource (1) | PV | SUN |  | PHOTOVOLTAIC | 2013-10-22 04:00 | Massachusetts Electric Company | MEC | MA | 23 | SEMA | SEMA |  | 0 | 0 | 0 | 0 | -0.544
43684 | KEY BOSTON-02038PV2000NM |  | No Resource (1) | PV | SUN |  | PHOTOVOLTAIC | 2013-10-24 04:00 | Massachusetts Electric Company | MEC | MA | 21 | RI | SEMA |  | 0 | 0.805 | 0 | 0.805 | 0.029
43685 | CONANICUT MARINE-02835PV120DG |  | No Resource (1) | PV | SUN |  | PHOTOVOLTAIC | 2013-10-18 04:00 | The Narragansett Electric Company | NEC | RI | 05 | SEMA | RI |  | 0 | 0.052 | 0 | 0.052 | 0.003
43686 | SHEA CONCRETE-01913PV300NM |  | No Resource (1) | PV | SUN |  | PHOTOVOLTAIC | 2013-10-18 04:00 | Massachusetts Electric Company | MEC | MA | 09 | BOSTON | NEMA |  | 0 | 0.041 | 0 | 0.041 | -0.047
43687 | SUNGEN ORANGE1-01364PV1500NM |  | No Resource (1) | PV | SUN |  | PHOTOVOLTAIC | 2013-10-24 04:00 | Massachusetts Electric Company | MEC | MA | 11 | WMA | WCMA |  | 0 | 0.747 | 0 | 0.747 | 0.093
43688 | SUNGEN ORANGE2-01364PV1500NM |  | No Resource (1) | PV | SUN |  | PHOTOVOLTAIC | 2013-10-24 04:00 | Massachusetts Electric Company | MEC | MA | 11 | WMA | WCMA |  | 0 | 0.234 | 0 | 0.234 | 0.026
43689 | BOSTON NORTH TECH-01913PV300NM |  | No Resource (1) | PV | SUN |  | PHOTOVOLTAIC | 2013-10-28 04:00 | Massachusetts Electric Company | MEC | MA | 09 | BOSTON | NEMA |  | 0 | 0 | 0 | 0 | 0
43690 | OXFORD REALTY-01604PV145NM |  | No Resource (1) | PV | SUN |  | PHOTOVOLTAIC | 2013-10-30 04:00 | Massachusetts Electric Company | MEC | MA | 27 | CMA/NEMA | WCMA |  | 0 | 0.029 | 0 | 0.029 | -0.001
43691 | CRAFT INC-02703PV285NM |  | No Resource (1) | PV | SUN |  | PHOTOVOLTAIC | 2013-10-30 04:00 | Massachusetts Electric Company | MEC | MA | 05 | SEMA | SEMA |  | 0 | 0.044 | 0 | 0.044 | 0.007
43695 | KOHLS-01906PV252NM |  | No Resource (1) | PV | SUN |  | PHOTOVOLTAIC | 2013-10-28 04:00 | Massachusetts Electric Company | MEC | MA | 09 | BOSTON | NEMA |  | 0 | 0 | 0 | 0 | 0
43696 | STOP AND SHOP-02155PV200NM |  | No Resource (1) | PV | SUN |  | PHOTOVOLTAIC | 2013-10-28 04:00 | Massachusetts Electric Company | MEC | MA | 17 | BOSTON | NEMA |  | 0 | 0 | 0 | 0 | 0
43698 | NTHBRDGE SOLAR-01560PV1910NM |  | No Resource (1) | PV | SUN |  | PHOTOVOLTAIC | 2013-10-25 04:00 | Massachusetts Electric Company | MEC | MA | 27 | RI | SEMA |  | 0 | 1.211 | 0 | 1.211 | 0.086
43706 | CITY OF LOWELL1-01364PV2000NM |  | No Resource (1) | PV | SUN |  | PHOTOVOLTAIC | 2013-11-01 04:00 | Massachusetts Electric Company | MEC | MA | 11 | WMA | WCMA |  | 0 | 0.498 | 0 | 0.498 | 0.077
43707 | CITY OF LOWELL2-01364PV1000NM |  | No Resource (1) | PV | SUN |  | PHOTOVOLTAIC | 2013-11-01 04:00 | Massachusetts Electric Company | MEC | MA | 11 | WMA | WCMA |  | 0 | 0.879 | 0 | 0.879 | 0.02
43708 | HANNAFORD-02061PV135NM |  | No Resource (1) | PV | SUN |  | PHOTOVOLTAIC | 2013-11-06 05:00 | Massachusetts Electric Company | MEC | MA | 23 | SEMA | SEMA |  | 0 | 0 | 0 | 0 | 0
43709 | CITY OF LOWELL 1-01331PV1000NM |  | No Resource (1) | PV | SUN |  | PHOTOVOLTAIC | 2013-11-04 05:00 | Massachusetts Electric Company | MEC | MA | 27 | WMA | WCMA |  | 0 | 0.43 | 0 | 0.43 | 0
43710 | CITY OF LOWELL 2-01331PV1000NM |  | No Resource (1) | PV | SUN |  | PHOTOVOLTAIC | 2013-11-04 05:00 | Massachusetts Electric Company | MEC | MA | 27 | WMA | WCMA |  | 0 | 0.526 | 0 | 0.526 | 0.039
43711 | CITY OF LOWELL 3-01331PV1000NM |  | No Resource (1) | PV | SUN |  | PHOTOVOLTAIC | 2013-11-04 05:00 | Massachusetts Electric Company | MEC | MA | 27 | WMA | WCMA |  | 0 | 0.525 | 0 | 0.525 | 0.033
43712 | PHOENIX FIN5-01464PV95NM |  | No Resource (1) | PV | SUN |  | PHOTOVOLTAIC | 2013-11-12 05:00 | Massachusetts Electric Company | MEC | MA | 17 | CMA/NEMA | WCMA |  | 0 | 0 | 0 | 0 | 0
43713 | CUMMINGS PROP-01915PV110NM |  | No Resource (1) | PV | SUN |  | PHOTOVOLTAIC | 2013-11-08 05:00 | Massachusetts Electric Company | MEC | MA | 09 | BOSTON | NEMA |  | 0 | 0.043 | 0 | 0.043 | 0.003
43714 | EXTRA SPC STOR-02189PV95NM |  | No Resource (1) | PV | SUN |  | PHOTOVOLTAIC | 2013-11-06 05:00 | Massachusetts Electric Company | MEC | MA | 21 | SEMA | SEMA |  | 0 | 0.035 | 0 | 0.035 | 0.004
43715 | MILFORD IND-01757PV100NM |  | No Resource (1) | PV | SUN |  | PHOTOVOLTAIC | 2013-11-08 05:00 | Massachusetts Electric Company | MEC | MA | 27 | RI | SEMA |  | 0 | 0.04 | 0 | 0.04 | 0.002
43716 | NEXAMP-02852PV2000DG |  | No Resource (1) | PV | SUN |  | PHOTOVOLTAIC | 2013-11-06 05:00 | The Narragansett Electric Company | NEC | RI | 09 | RI | RI |  | 0 | 0.995 | 0 | 0.995 | 0.055
43717 | ASSUMPTION-01562PV2000NM |  | No Resource (1) | PV | SUN |  | PHOTOVOLTAIC | 2013-11-08 05:00 | Massachusetts Electric Company | MEC | MA | 27 | CMA/NEMA | WCMA |  | 0 | 0.672 | 0 | 0.672 | -0.362
43729 | GRAFTON WATER-01519PV1500NM | 38527 | Grafton WD | PV | SUN |  | PHOTOVOLTAIC | 2013-11-18 05:00 | Massachusetts Electric Company | MEC | MA | 27 | CMA/NEMA | WCMA |  | 0 | 0.763 | 0 | 0.763 | 0.048
43731 | JEFFERSON-02720PV95NM |  | No Resource (1) | PV | SUN |  | PHOTOVOLTAIC | 2013-11-26 05:00 | Massachusetts Electric Company | MEC | MA | 05 | SEMA | SEMA |  | 0 | 0 | 0 | 0 | -0.011
43734 | TOWN EASTON-02375PV1500NM |  | No Resource (1) | PV | SUN |  | PHOTOVOLTAIC | 2013-11-26 05:00 | Massachusetts Electric Company | MEC | MA | 05 | SEMA | SEMA |  | 0 | 0 | 0 | 0 | -0.812
43735 | 28 HASTINGS-01756PV95NM |  | No Resource (1) | PV | SUN |  | PHOTOVOLTAIC | 2013-11-26 05:00 | Massachusetts Electric Company | MEC | MA | 27 | RI | SEMA |  | 0 | 0.034 | 0 | 0.034 | 0.004
43736 | SMITH COLLEGE-01060NG3500QF |  | No Resource (1) | IC | NG |  | GAS INTERNAL COMBUSTION | 2013-11-22 05:00 | Massachusetts Electric Company | MEC | MA | 15 | WMA | WCMA |  | 0.152 | 0 | 0.152 | 0 | 0
43747 | PARSONS GRP-01581PV95NM |  | No Resource (1) | PV | SUN |  | PHOTOVOLTAIC | 2013-12-03 05:00 | Massachusetts Electric Company | MEC | MA | 27 | CMA/NEMA | WCMA |  | 0 | 0.027 | 0 | 0.027 | 0
43748 | ACUMEN-01752PV85NM |  | No Resource (1) | PV | SUN |  | PHOTOVOLTAIC | 2013-12-05 05:00 | Massachusetts Electric Company | MEC | MA | 17 | CMA/NEMA | WCMA |  | 0 | 0.037 | 0 | 0.037 | 0.004
43749 | WILVECO-01821PV82NM |  | No Resource (1) | PV | SUN |  | PHOTOVOLTAIC | 2013-12-05 05:00 | Massachusetts Electric Company | MEC | MA | 17 | BOSTON | WCMA |  | 0 | 0.004 | 0 | 0.004 | 0.002
43750 | CANTON HIGH SCHOOL 2009 |  | No Resource (1) | PV | SUN |  | PHOTOVOLTAIC | 2013-12-01 05:00 | NSTAR Electric Company | NSTAR | MA | 21 | SEMA | SEMA |  | 0 | 0.201 | 0 | 0.201 | 0.001
43751 | EAGLE LEASE-01540PV95NM |  | No Resource (1) | PV | SUN |  | PHOTOVOLTAIC | 2013-12-03 05:00 | Massachusetts Electric Company | MEC | MA | 27 | WMA | WCMA |  | 0 | 0.018 | 0 | 0.018 | 0.002
43752 | EXTRA SPACE-01607PV91.2NM |  | No Resource (1) | PV | SUN |  | PHOTOVOLTAIC | 2013-12-03 05:00 | Massachusetts Electric Company | MEC | MA | 27 | CMA/NEMA | WCMA |  | 0 | 0 | 0 | 0 | -0.029
43762 | FORBES STREET 1-02914PV3000DG |  | No Resource (1) | PV | SUN |  | PHOTOVOLTAIC | 2013-12-10 05:00 | The Narragansett Electric Company | NEC | RI | 07 | RI | RI |  | 0 | 1.618 | 0 | 1.618 | 0.169
43766 | EXTRA SPACE-02149PV237NM |  | No Resource (1) | PV | SUN |  | PHOTOVOLTAIC | 2013-12-11 05:00 | Massachusetts Electric Company | MEC | MA | 17 | BOSTON | NEMA |  | 0 | 0 | 0 | 0 | -0.029
43840 | SOLVENTERRA-01069PV1000NM |  | No Resource (1) | PV | SUN |  | PHOTOVOLTAIC | 2014-01-02 05:00 | Massachusetts Electric Company | MEC | MA | 13 | WMA | WCMA |  | 0 | 0 | 0 | 0 | -0.479
43841 | FLAIR ONE-01507PV950NM |  | No Resource (1) | PV | SUN |  | PHOTOVOLTAIC | 2014-01-02 05:00 | Massachusetts Electric Company | MEC | MA | 27 | WMA | WCMA |  | 0 | 0.373 | 0 | 0.373 | 0.007
43842 | FORRESTALL-01507PV950NM |  | No Resource (1) | PV | SUN |  | PHOTOVOLTAIC | 2014-01-02 05:00 | Massachusetts Electric Company | MEC | MA | 27 | WMA | WCMA |  | 0 | 0.35 | 0 | 0.35 | 0.008
43869 | FRPV WEST-02720PV1000NM |  | No Resource (1) | PV | SUN |  | PHOTOVOLTAIC | 2014-01-07 05:00 | Massachusetts Electric Company | MEC | MA | 05 | SEMA | SEMA |  | 0 | 0.521 | 0 | 0.521 | 0.013
43870 | FRPV EAST-02720PV1000NM |  | No Resource (1) | PV | SUN |  | PHOTOVOLTAIC | 2014-01-09 05:00 | Massachusetts Electric Company | MEC | MA | 05 | SEMA | SEMA |  | 0 | 0.47 | 0 | 0.47 | -0.036
43871 | SYNAGRO-02895CHP2000QF |  | No Resource (1) | ST | NG |  | GAS STEAM | 2014-01-07 05:00 | The Narragansett Electric Company | NEC | RI | 07 | RI | RI |  | 0 | 0 | 0 | 0 | 0
43874 | MASS MOCA1-01247PV225NM |  | No Resource (1) | PV | SUN |  | PHOTOVOLTAIC | 2014-01-09 05:00 | Massachusetts Electric Company | MEC | MA | 03 | WMA | WCMA |  | 0 | 0 | 0 | 0 | 0
43875 | CUMMINGS PROP-01915PV230NM |  | No Resource (1) | PV | SUN |  | PHOTOVOLTAIC | 2014-01-09 05:00 | Massachusetts Electric Company | MEC | MA | 09 | BOSTON | NEMA |  | 0 | 0.075 | 0 | 0.075 | 0.002
43876 | KENNEDY CARPET-02189PV95NM |  | No Resource (1) | PV | SUN |  | PHOTOVOLTAIC | 2014-01-13 05:00 | Massachusetts Electric Company | MEC | MA | 21 | SEMA | SEMA |  | 0 | 0.009 | 0 | 0.009 | -0.016
43878 | MCI WORLD COMM-01821PV1000NM |  | No Resource (1) | PV | SUN |  | PHOTOVOLTAIC | 2014-01-14 05:00 | Massachusetts Electric Company | MEC | MA | 17 | BOSTON | WCMA |  | 0 | 0 | 0 | 0 | 0
43884 | MASS MOCA3 01247PV177NM |  | No Resource (1) | PV | SUN |  | PHOTOVOLTAIC | 2014-01-16 05:00 | Massachusetts Electric Company | MEC | MA | 03 | WMA | WCMA |  | 0 | 0.043 | 0 | 0.043 | -0.006
43885 | NM-HP HOOD AND SONS | 38575 | Agawam Solar | PV | SUN |  | PHOTOVOLTAIC | 2014-02-01 05:00 | Western Massachusetts Electric Company | WMECO | MA | 13 | WMA | WCMA |  | 0 | 0.703 | 0 | 0.703 | 0.001
43886 | NM-FRANKLIN COUNTY SHERIFF | 38576 | Whately | PV | SUN |  | PHOTOVOLTAIC | 2014-02-01 05:00 | Western Massachusetts Electric Company | WMECO | MA | 11 | WMA | WCMA |  | 0 | 0.66 | 0 | 0.66 | 0.043
43887 | NM-TOWN OF AGAWAM SOLAR | 38574 | Route 57 | PV | SUN |  | PHOTOVOLTAIC | 2014-02-01 05:00 | Western Massachusetts Electric Company | WMECO | MA | 13 | WMA | WCMA |  | 0 | 0.78 | 0 | 0.78 | 0.041
43892 | SYNCARPHA SOLAR-01740PV4950NM |  | No Resource (1) | PV | SUN |  | PHOTOVOLTAIC | 2014-01-24 05:00 | Massachusetts Electric Company | MEC | MA | 27 | CMA/NEMA | WCMA |  | 0 | 2.635 | 0 | 2.635 | 0.119
43893 | HUBBARDSTON-01452PV2000NM |  | No Resource (1) | PV | SUN |  | PHOTOVOLTAIC | 2014-01-28 05:00 | Massachusetts Electric Company | MEC | MA | 27 | WMA | WCMA |  | 0 | 1.045 | 0 | 1.045 | 0.03
43903 | SUNGEN-02720PV2850NM | 38551 | Fasll River - Innovation | PV | SUN |  | PHOTOVOLTAIC | 2014-01-29 05:00 | Massachusetts Electric Company | MEC | MA | 05 | SEMA | SEMA |  | 0 | 1.619 | 0 | 1.619 | -0.129
43904 | CITY OF METHUEN-01523PV3000NM |  | No Resource (1) | PV | SUN |  | PHOTOVOLTAIC | 2014-01-29 05:00 | Massachusetts Electric Company | MEC | MA | 27 | CMA/NEMA | WCMA |  | 0 | 1.674 | 0 | 1.674 | 0.124
43907 | PALMER SOLAR-01069PV2000NM |  | No Resource (1) | PV | SUN |  | PHOTOVOLTAIC | 2014-02-04 05:00 | Massachusetts Electric Company | MEC | MA | 13 | WMA | WCMA |  | 0 | 0.992 | 0 | 0.992 | 0.075
43908 | NEXTSUN ENERGY-02370PV2000NM |  | No Resource (1) | PV | SUN |  | PHOTOVOLTAIC | 2014-02-04 05:00 | Massachusetts Electric Company | MEC | MA | 23 | SEMA | SEMA |  | 0 | 1.016 | 0 | 1.016 | 0.172
43915 | CITIZENS-02769PV2000NM | 38579 | Rehoboth | PV | SUN |  | PHOTOVOLTAIC | 2014-02-07 05:00 | Massachusetts Electric Company | MEC | MA | 05 | RI | SEMA |  | 0 | 1.101 | 0 | 1.101 | 0.008
43916 | TOWN OF ADAMS-01220PV1000NM |  | No Resource (1) | PV | SUN |  | PHOTOVOLTAIC | 2014-02-07 05:00 | Massachusetts Electric Company | MEC | MA | 03 | WMA | WCMA |  | 0 | 0.426 | 0 | 0.426 | -0.008
43917 | CHEER PACK-02397PV1750NM |  | No Resource (1) | PV | SUN |  | PHOTOVOLTAIC | 2014-02-10 05:00 | Massachusetts Electric Company | MEC | MA | 23 | SEMA | SEMA |  | 0 | 0 | 0 | 0 | -0.195
43918 | CITY OF LOWELL-01851PV1333NM |  | No Resource (1) | PV | SUN |  | PHOTOVOLTAIC | 2014-02-10 05:00 | Massachusetts Electric Company | MEC | MA | 17 | CMA/NEMA | WCMA |  | 0 | 0 | 0 | 0 | -0.615
43919 | SOLVENTERRA 1-01535PV1000NM |  | No Resource (1) | PV | SUN |  | PHOTOVOLTAIC | 2014-02-10 05:00 | Massachusetts Electric Company | MEC | MA | 27 | WMA | WCMA |  | 0 | 0.554 | 0 | 0.554 | 0.039
43920 | SOLVENTERRA 2-01535PV1000NM |  | No Resource (1) | PV | SUN |  | PHOTOVOLTAIC | 2014-02-14 05:00 | Massachusetts Electric Company | MEC | MA | 27 | WMA | WCMA |  | 0 | 0.56 | 0 | 0.56 | 0.041
43921 | COXCOM-02893PV135DG |  | No Resource (1) | PV | SUN |  | PHOTOVOLTAIC | 2014-02-11 05:00 | The Narragansett Electric Company | NEC | RI | 03 | RI | RI |  | 0 | 0.076 | 0 | 0.076 | 0.004
43922 | SOLVENTERRA 4-01083PV1000NM |  | No Resource (1) | PV | SUN |  | PHOTOVOLTAIC | 2014-02-12 05:00 | Massachusetts Electric Company | MEC | MA | 27 | WMA | WCMA |  | 0 | 0.612 | 0 | 0.612 | 0.06
43923 | PLYMOUTH PUBLIC SCHOOLS-#2062 |  | No Resource (1) | PV | SUN |  | PHOTOVOLTAIC | 2014-02-13 05:00 | NSTAR Electric Company | NSTAR | MA | 23 | SEMA | SEMA |  | 0 | 2.023 | 0 | 2.023 | -0.261
43924 | TOWN OF DARTMOUTH #1777 |  | No Resource (1) | PV | SUN |  | PHOTOVOLTAIC | 2014-02-13 05:00 | NSTAR Electric Company | NSTAR | MA | 05 | SEMA | SEMA |  | 0 | 0.559 | 0 | 0.559 | -0.016
43927 | SOUTHERN SKY-CARVER #1 (1997) |  | No Resource (1) | PV | SUN |  | PHOTOVOLTAIC | 2014-02-13 05:00 | NSTAR Electric Company | NSTAR | MA | 23 | SEMA | SEMA |  | 0 | 0.458 | 0 | 0.458 | -0.051
43928 | SOUTHERN SKY-CARVER #2 (1998) |  | No Resource (1) | PV | SUN |  | PHOTOVOLTAIC | 2014-02-13 05:00 | NSTAR Electric Company | NSTAR | MA | 23 | SEMA | SEMA |  | 0 | 0.474 | 0 | 0.474 | -0.028
43929 | SOUTHERN SKY-CARVER #4 (2000) |  | No Resource (1) | PV | SUN |  | PHOTOVOLTAIC | 2014-02-13 05:00 | NSTAR Electric Company | NSTAR | MA | 23 | SEMA | SEMA |  | 0 | 0.465 | 0 | 0.465 | -0.013
43930 | SOUTHERN SKY-CARVER #5 (2001) |  | No Resource (1) | PV | SUN |  | PHOTOVOLTAIC | 2014-02-13 05:00 | NSTAR Electric Company | NSTAR | MA | 23 | SEMA | SEMA |  | 0 | 0.466 | 0 | 0.466 | -0.038
43932 | SOUTHERN SKY-CARVER #3 (1999) |  | No Resource (1) | PV | SUN |  | PHOTOVOLTAIC | 2014-02-13 05:00 | NSTAR Electric Company | NSTAR | MA | 23 | SEMA | SEMA |  | 0 | 0.225 | 0 | 0.225 | -0.239
43936 | SOLVENTERRA 1-01083PV1000NM |  | No Resource (1) | PV | SUN |  | PHOTOVOLTAIC | 2014-02-12 05:00 | Massachusetts Electric Company | MEC | MA | 27 | WMA | WCMA |  | 0 | 0.579 | 0 | 0.579 | 0.043
43937 | SOLVENTERRA 2-01083PV1000NM |  | No Resource (1) | PV | SUN |  | PHOTOVOLTAIC | 2014-02-12 05:00 | Massachusetts Electric Company | MEC | MA | 27 | WMA | WCMA |  | 0 | 0.586 | 0 | 0.586 | 0.049
43938 | SOLVENTERRA 3-01083PV1000NM |  | No Resource (1) | PV | SUN |  | PHOTOVOLTAIC | 2014-02-12 05:00 | Massachusetts Electric Company | MEC | MA | 27 | WMA | WCMA |  | 0 | 0.571 | 0 | 0.571 | 0.019
43948 | SUNGEN 1-01810PV950NM | 38532 | Leominster- South St. | PV | SUN |  | PHOTOVOLTAIC | 2014-03-03 05:00 | Massachusetts Electric Company | MEC | MA | 17 | BOSTON | NEMA |  | 0 | 0.496 | 0 | 0.496 | 0.016
43949 | SUNGEN 2-01810PV950NM | 38532 | Leominster- South St. | PV | SUN |  | PHOTOVOLTAIC | 2014-03-03 05:00 | Massachusetts Electric Company | MEC | MA | 17 | BOSTON | NEMA |  | 0 | 0.476 | 0 | 0.476 | 0.028
43950 | SUNGEN 3-01810PV950NM | 38532 | Leominster- South St. | PV | SUN |  | PHOTOVOLTAIC | 2014-03-03 05:00 | Massachusetts Electric Company | MEC | MA | 17 | BOSTON | NEMA |  | 0 | 0.504 | 0 | 0.504 | 0.023
43951 | SUNGEN-02720PV950NM | 38548 | Fall River- Commerce | PV | SUN |  | PHOTOVOLTAIC | 2014-03-05 05:00 | Massachusetts Electric Company | MEC | MA | 05 | SEMA | SEMA |  | 0 | 0.547 | 0 | 0.547 | 0.012
43952 | KEARSARGE SOLAR-02038PV3000NM | 38562 | Franklin 1 | PV | SUN |  | PHOTOVOLTAIC | 2014-03-05 05:00 | Massachusetts Electric Company | MEC | MA | 13 | RI | SEMA |  | 0 | 1.56 | 0 | 1.56 | 0.061
43953 | KEARSARGE SOLAR-02038PV4000NM | 38565 | Franklin 2 | PV | SUN |  | PHOTOVOLTAIC | 2014-03-05 05:00 | Massachusetts Electric Company | MEC | MA | 13 | RI | SEMA |  | 0 | 2.121 | 0 | 2.121 | -0.025
43954 | NM-LUDLOW LANDFILL |  | No Resource (1) | PV | SUN |  | PHOTOVOLTAIC | 2014-03-04 05:00 | Western Massachusetts Electric Company | WMECO | MA | 13 | WMA | WCMA |  | 0 | 1.088 | 0 | 1.088 | 0.036
43955 | CITY OF METHUEN-01844PV1000NM |  | No Resource (1) | PV | SUN |  | PHOTOVOLTAIC | 2014-03-07 05:00 | Massachusetts Electric Company | MEC | MA | 09 | BOSTON | NEMA |  | 0 | 0.502 | 0 | 0.502 | -0.04
43956 | MILLWORK-02920PV495NM |  | No Resource (1) | PV | SUN |  | PHOTOVOLTAIC | 2014-03-07 05:00 | The Narragansett Electric Company | NEC | MA | 07 | RI | RI |  | 0 | 0.031 | 0 | 0.031 | -0.074
43991 | PROFETTY-02379PV300NM |  | No Resource (1) | PV | SUN |  | PHOTOVOLTAIC | 2014-03-19 04:00 | Massachusetts Electric Company | MEC | MA | 23 | SEMA | SEMA |  | 0 | 0.146 | 0 | 0.146 | -0.001
43992 | CITY OF WORCESTER-01603PV135NM |  | No Resource (1) | PV | SUN |  | PHOTOVOLTAIC | 2014-03-19 04:00 | Massachusetts Electric Company | MEC | MA | 27 | WMA | WCMA |  | 0 | 0 | 0 | 0 | 0
43993 | CITY OF MELROSE-02176PV260NM |  | No Resource (1) | PV | SUN |  | PHOTOVOLTAIC | 2014-03-19 04:00 | Massachusetts Electric Company | MEC | MA | 17 | BOSTON | NEMA |  | 0 | 0.12 | 0 | 0.12 | -0.004
43994 | NORMANDY GATOR-01752PV110NM |  | No Resource (1) | PV | SUN |  | PHOTOVOLTAIC | 2014-03-21 04:00 | Massachusetts Electric Company | MEC | MA | 05 | CMA/NEMA | WCMA |  | 0 | 0 | 0 | 0 | 0
43995 | NORMANDY GATOR-01752PV100NM |  | No Resource (1) | PV | SUN |  | PHOTOVOLTAIC | 2014-03-21 04:00 | Massachusetts Electric Company | MEC | MA | 05 | CMA/NEMA | WCMA |  | 0 | 0 | 0 | 0 | 0
44003 | ALTUS-02907PV1225DG |  | No Resource (1) | PV | SUN |  | PHOTOVOLTAIC | 2014-03-25 04:00 | The Narragansett Electric Company | NEC | RI | 07 | RI | RI |  | 0 | 0.564 | 0 | 0.564 | -0.036
44004 | ALTUS-02907PV300DG |  | No Resource (1) | PV | SUN |  | PHOTOVOLTAIC | 2014-03-25 04:00 | The Narragansett Electric Company | NEC | RI | 07 | RI | RI |  | 0 | 0.132 | 0 | 0.132 | 0.002
44005 | ALTUS 1-02864PV450DG |  | No Resource (1) | PV | SUN |  | PHOTOVOLTAIC | 2014-03-27 04:00 | The Narragansett Electric Company | NEC | RI | 07 | RI | RI |  | 0 | 0.209 | 0 | 0.209 | -0.004
44006 | ALTUS 2-02864PV450DG |  | No Resource (1) | PV | SUN |  | PHOTOVOLTAIC | 2014-03-27 04:00 | The Narragansett Electric Company | NEC | RI | 07 | RI | RI |  | 0 | 0.22 | 0 | 0.22 | 0.007
44007 | MILLBURY SOLAR-01527PV3000NM | 38534 | Millbury Solar | PV | SUN |  | PHOTOVOLTAIC | 2014-03-25 04:00 | Massachusetts Electric Company | MEC | MA | 27 | CMA/NEMA | WCMA |  | 0 | 0.897 | 0 | 0.897 | -0.741
44008 | PWRR-01610PV130NM |  | No Resource (1) | PV | SUN |  | PHOTOVOLTAIC | 2014-03-27 04:00 | Massachusetts Electric Company | MEC | MA | 27 | WMA | WCMA |  | 0 | 0.01 | 0 | 0.01 | -0.005
44010 | GOLDEN-02920PV300DG |  | No Resource (1) | PV | SUN |  | PHOTOVOLTAIC | 2014-03-31 04:00 | The Narragansett Electric Company | NEC | RI | 07 | RI | RI |  | 0 | 0.169 | 0 | 0.169 | 0.002
44011 | ENDICOTT-01915PV800NM |  | No Resource (1) | PV | SUN |  | PHOTOVOLTAIC | 2014-03-31 04:00 | Massachusetts Electric Company | MEC | MA | 09 | BOSTON | NEMA |  | 0 | 0.076 | 0 | 0.076 | -0.136
44023 | WRTA-01608PV75QF |  | No Resource (1) | PV | SUN |  | PHOTOVOLTAIC | 2014-04-04 04:00 | Massachusetts Electric Company | MEC | MA | 27 | WMA | WCMA |  | 0 | 0 | 0 | 0 | 0
44026 | STONEHILL-02356PV84NM |  | No Resource (1) | PV | SUN |  | PHOTOVOLTAIC | 2014-04-08 04:00 | Massachusetts Electric Company | MEC | MA | 05 | SEMA | SEMA |  | 0 | 0.02 | 0 | 0.02 | -0.004
44027 | SCITUTATE TENNIS-02066PV85NM |  | No Resource (1) | PV | SUN |  | PHOTOVOLTAIC | 2014-04-08 04:00 | Massachusetts Electric Company | MEC | MA | 23 | SEMA | SEMA |  | 0 | 0.053 | 0 | 0.053 | 0.053
44028 | TEAMWORK LABOR-02375PV75NM |  | No Resource (1) | PV | SUN |  | PHOTOVOLTAIC | 2014-04-08 04:00 | Massachusetts Electric Company | MEC | MA | 05 | SEMA | SEMA |  | 0 | 0.002 | 0 | 0.002 | -0.006
44029 | C&R TIRE-01606PV81NM |  | No Resource (1) | PV | SUN |  | PHOTOVOLTAIC | 2014-04-10 04:00 | Massachusetts Electric Company | MEC | MA | 27 | CMA/NEMA | WCMA |  | 0 | 0.01 | 0 | 0.01 | 0
44030 | WARREN PV | 38500 | Mass Mid-State Solar | PV | SUN |  | PHOTOVOLTAIC | 2014-05-30 04:00 | Mass Solar 1, LLC | MS1 | MA | 27 | WMA | WCMA |  | 0 | 7.518 | 0 | 7.518 | 0.407
44035 | TOWER SOLAR-02723PV485NM |  | No Resource (1) | PV | SUN |  | PHOTOVOLTAIC | 2014-04-14 04:00 | Massachusetts Electric Company | MEC | MA | 05 | SEMA | SEMA |  | 0 | 0.226 | 0 | 0.226 | 0.106
46206 | ENERGY STREAM HYDRO | 806 | MECHANICSVILLE | HDP | WAT |  | HYDRO (DAILY CYCLE - PONDAGE) | 2014-05-01 04:00 | Sterling Municipal Electric Light Department | SMED | CT | 15 | CT | CT |  | 0.063 | 0 | 0.063 | 0 | 0
46210 | NEXAMP-01475PV1900NM |  | No Resource (1) | PV | SUN |  | PHOTOVOLTAIC | 2014-04-17 04:00 | Massachusetts Electric Company | MEC | MA | 27 | WMA | WCMA |  | 0 | 1.014 | 0 | 1.014 | 0.127
46211 | GIGUERE-01524PV75NM |  | No Resource (1) | PV | SUN |  | PHOTOVOLTAIC | 2014-04-17 04:00 | Massachusetts Electric Company | MEC | MA | 27 | WMA | WCMA |  | 0 | 0.006 | 0 | 0.006 | 0
46212 | BODWELL REALTY-02322PV75NM |  | No Resource (1) | PV | SUN |  | PHOTOVOLTAIC | 2014-04-17 04:00 | Massachusetts Electric Company | MEC | MA | 21 | SEMA | SEMA |  | 0 | 0 | 0 | 0 | 0
46213 | PINGREE SCHOOL-01982PV85NM |  | No Resource (1) | PV | SUN |  | PHOTOVOLTAIC | 2014-04-21 04:00 | Massachusetts Electric Company | MEC | MA | 09 | BOSTON | NEMA |  | 0 | 0.001 | 0 | 0.001 | -0.025
46220 | BERKELEY-01844PV2000NM |  | No Resource (1) | PV | SUN |  | PHOTOVOLTAIC | 2014-04-24 04:00 | Massachusetts Electric Company | MEC | MA | 09 | BOSTON | NEMA |  | 0 | 0.831 | 0 | 0.831 | -0.09
46221 | JP SULLIVAN-01432PV90NM |  | No Resource (1) | PV | SUN |  | PHOTOVOLTAIC | 2014-04-24 04:00 | Massachusetts Electric Company | MEC | MA | 17 | CMA/NEMA | WCMA |  | 0 | 0 | 0 | 0 | -0.025
46267 | COTTAGE STREET SOLAR FACILITY | 38440 | Cottage St PV | PV | SUN |  | PHOTOVOLTAIC | 2014-05-05 04:00 | Western Massachusetts Electric Company | WMECO | MA | 19 | WMA | WCMA |  | 0 | 1.7 | 0 | 1.7 | 0.065
46268 | OLD TIME SPORTS-01952PV150NM |  | No Resource (1) | PV | SUN |  | PHOTOVOLTAIC | 2014-05-08 04:00 | Massachusetts Electric Company | MEC | MA | 09 | BOSTON | NEMA |  | 0 | 0.034 | 0 | 0.034 | 0.003
46294 | LAWRENCE 1-01840PV100NM |  | No Resource (1) | PV | SUN |  | PHOTOVOLTAIC | 2014-05-12 04:00 | Massachusetts Electric Company | MEC | MA | 09 | CMA/NEMA | WCMA |  | 0 | 0.035 | 0 | 0.035 | 0.003
46295 | LAWRENCE 2-01840PV100NM |  | No Resource (1) | PV | SUN |  | PHOTOVOLTAIC | 2014-05-12 04:00 | Massachusetts Electric Company | MEC | MA | 09 | CMA/NEMA | WCMA |  | 0 | 0.023 | 0 | 0.023 | -0.011
46479 | CANTON_MIDDLE_SCHOOL_2013 |  | No Resource (1) | PV | SUN |  | PHOTOVOLTAIC | 2014-05-23 04:00 | NSTAR Electric Company | NSTAR | MA | 21 | SEMA | SEMA |  | 0 | 0.128 | 0 | 0.128 | -0.01
46480 | CEDAR_SOLAR1_2411 |  | No Resource (1) | PV | SUN |  | PHOTOVOLTAIC | 2014-05-23 04:00 | NSTAR Electric Company | NSTAR | MA | 25 | BOSTON | NEMA |  | 0 | 0.037 | 0 | 0.037 | -0.002
46481 | TOWN_OF_MARSHFIELD_1865 |  | No Resource (1) | PV | SUN |  | PHOTOVOLTAIC | 2014-05-23 04:00 | NSTAR Electric Company | NSTAR | MA | 23 | SEMA | SEMA |  | 0 | 1.716 | 0 | 1.716 | 0
46482 | NEWBEDFORD_DPI_1843_1844 |  | No Resource (1) | PV | SUN |  | PHOTOVOLTAIC | 2014-05-23 04:00 | NSTAR Electric Company | NSTAR | MA | 05 | SEMA | SEMA |  | 0 | 1.762 | 0 | 1.762 | 0.086
46483 | MILFORD INDUSTRIAL-0175PV82NM |  | No Resource (1) | PV | SUN |  | PHOTOVOLTAIC | 2014-05-27 04:00 | Massachusetts Electric Company | MEC | MA | 09 | RI | SEMA |  | 0 | 0.034 | 0 | 0.034 | 0.004
46484 | WORCESTER SCHL-01602PV75NM |  | No Resource (1) | PV | SUN |  | PHOTOVOLTAIC | 2014-05-27 04:00 | Massachusetts Electric Company | MEC | MA | 27 | CMA/NEMA | WCMA |  | 0 | 0 | 0 | 0 | 0
46485 | NPP DEVELOPMENT-02035PV75NM |  | No Resource (1) | PV | SUN |  | PHOTOVOLTAIC | 2014-05-27 04:00 | Massachusetts Electric Company | MEC | MA | 21 | RI | SEMA |  | 0 | 0.029 | 0 | 0.029 | -0.001
46486 | WB HUNT-02176PV75NM |  | No Resource (1) | PV | SUN |  | PHOTOVOLTAIC | 2014-06-02 04:00 | Massachusetts Electric Company | MEC | MA | 17 | BOSTON | NEMA |  | 0 | 0 | 0 | 0 | 0
46487 | CIDER HILL-01913PV78NM |  | No Resource (1) | PV | SUN |  | PHOTOVOLTAIC | 2014-06-02 04:00 | Massachusetts Electric Company | MEC | MA | 09 | BOSTON | NEMA |  | 0 | 0.031 | 0 | 0.031 | 0.001
46537 | CUMMINGS-0191PV82NM |  | No Resource (1) | PV | SUN |  | PHOTOVOLTAIC | 2014-06-02 04:00 | Massachusetts Electric Company | MEC | MA | 09 | BOSTON | NEMA |  | 0 | 0.024 | 0 | 0.024 | 0.001
46538 | SILVIA-02720PV75NM |  | No Resource (1) | PV | SUN |  | PHOTOVOLTAIC | 2014-06-04 04:00 | Massachusetts Electric Company | MEC | MA | 05 | SEMA | SEMA |  | 0 | 0 | 0 | 0 | 0
46539 | BCC SEA QALIBC-01854PV66NM |  | No Resource (1) | PV | SUN |  | PHOTOVOLTAIC | 2014-06-04 04:00 | Massachusetts Electric Company | MEC | MA | 17 | CMA/NEMA | WCMA |  | 0 | 0.028 | 0 | 0.028 | 0.002
46540 | NPP DEVELOPMENT-02035PV62NM |  | No Resource (1) | PV | SUN |  | PHOTOVOLTAIC | 2014-06-04 04:00 | Massachusetts Electric Company | MEC | MA | 21 | RI | SEMA |  | 0 | 0.017 | 0 | 0.017 | -0.001
46541 | TEKNOR APEX-02703PV75NM |  | No Resource (1) | PV | SUN |  | PHOTOVOLTAIC | 2014-06-11 04:00 | Massachusetts Electric Company | MEC | MA | 23 | RI | SEMA |  | 0 | 0 | 0 | 0 | 0
46564 | EPG SOLAR-01005PV2000NM |  | No Resource (1) | PV | SUN |  | PHOTOVOLTAIC | 2014-06-25 04:00 | Massachusetts Electric Company | MEC | MA | 27 | WMA | WCMA |  | 0 | 0.65 | 0 | 0.65 | -0.182
46565 | CABOT BEVERLY-01915PV2000NM |  | No Resource (1) | PV | SUN |  | PHOTOVOLTAIC | 2014-06-25 04:00 | Massachusetts Electric Company | MEC | MA | 09 | BOSTON | NEMA |  | 0 | 0 | 0 | 0 | -1.205
46566 | PRECISE PACKAGING-02720PV250NM |  | No Resource (1) | PV | SUN |  | PHOTOVOLTAIC | 2014-07-01 04:00 | Massachusetts Electric Company | MEC | MA | 05 | SEMA | SEMA |  | 0 | 0 | 0 | 0 | -0.082
46567 | NORTH BROOKFIELD-01535PV3000NM |  | No Resource (1) | PV | SUN |  | PHOTOVOLTAIC | 2014-07-01 04:00 | Massachusetts Electric Company | MEC | MA | 27 | WMA | WCMA |  | 0 | 1.264 | 0 | 1.264 | -0.138
46568 | GLC-MA SOLAR-01440PV1000NM | 38510 | City of Gardner - Mill St. Solar | PV | SUN |  | PHOTOVOLTAIC | 2014-07-01 04:00 | Massachusetts Electric Company | MEC | MA | 27 | WMA | WCMA |  | 0 | 0.422 | 0 | 0.422 | 0.03
46569 | NUGEN NCMC (PV) |  | No Resource (1) | PV | SUN |  | PHOTOVOLTAIC | 2014-07-01 04:00 | Fitchburg Gas & Electric Light Company | FGE | MA | 27 | WMA | WCMA |  | 0 | 0.479 | 0 | 0.479 | 0.256
46570 | NUGEN LUN (PV) |  | No Resource (1) | PV | SUN |  | PHOTOVOLTAIC | 2014-07-01 04:00 | Fitchburg Gas & Electric Light Company | FGE | MA | 27 | WMA | WCMA |  | 0 | 1.412 | 0 | 1.412 | 0.552
46607 | HARVARD SOLAR-01451PV260NM |  | No Resource (1) | PV | SUN |  | PHOTOVOLTAIC | 2014-07-10 04:00 | Massachusetts Electric Company | MEC | MA | 27 | CMA/NEMA | WCMA |  | 0 | 0.115 | 0 | 0.115 | 0
46636 | GOOSE RIVER HYDRO, INC. |  | No Resource (1) | HDR | WAT |  | HYDRO (DAILY CYCLE - RUN OF RIVER) | 2014-08-01 04:00 | Goose River Hydro, Inc. | GOOSE | ME | 27 | ME | ME |  | 0 | 0 | 0 | 0 | -0.037
46641 | 205 STURBRIDGE-01010PV3000NM |  | No Resource (1) | PV | SUN |  | PHOTOVOLTAIC | 2014-08-05 04:00 | Massachusetts Electric Company | MEC | MA | 13 | WMA | WCMA |  | 0 | 1.006 | 0 | 1.006 | 0.063
46643 | EPG SOLAR-01005PV1500NM |  | No Resource (1) | PV | SUN |  | PHOTOVOLTAIC | 2014-08-05 04:00 | Massachusetts Electric Company | MEC | MA | 27 | WMA | WCMA |  | 0 | 0.834 | 0 | 0.834 | 0.158
46644 | UGT RENEW ENERGY-01540PV2750NM |  | No Resource (1) | PV | SUN |  | PHOTOVOLTAIC | 2014-08-07 04:00 | Massachusetts Electric Company | MEC | MA | 27 | WMA | WCMA |  | 0 | 1.514 | 0 | 1.514 | 0.166
46645 | NEXAMP CAPITAL-01007PV1300NM | 38381 | Belchertown SEd | PV | SUN |  | PHOTOVOLTAIC | 2014-08-05 04:00 | Massachusetts Electric Company | MEC | MA | 15 | WMA | WCMA |  | 0 | 0.658 | 0 | 0.658 | 0.063
46646 | SOLTAS ENERGY-01010PV2000NM |  | No Resource (1) | PV | SUN |  | PHOTOVOLTAIC | 2014-08-07 04:00 | Massachusetts Electric Company | MEC | MA | 13 | WMA | WCMA |  | 0 | 1.804 | 0 | 1.804 | 0.162
46647 | BLUEWAVE CAPITAL-02769PV1000NM |  | No Resource (1) | PV | SUN |  | PHOTOVOLTAIC | 2014-08-07 04:00 | Massachusetts Electric Company | MEC | MA | 05 | RI | SEMA |  | 0 | 0.233 | 0 | 0.233 | -0.135
46653 | WESTBORO SOLAR-01581PV1820NM |  | No Resource (1) | PV | SUN |  | PHOTOVOLTAIC | 2014-08-15 04:00 | Massachusetts Electric Company | MEC | MA | 27 | CMA/NEMA | WCMA |  | 0 | 0.905 | 0 | 0.905 | 0.851
46657 | INDIAN HILL-01069PV1000NM |  | No Resource (1) | PV | SUN |  | PHOTOVOLTAIC | 2014-08-20 04:00 | Massachusetts Electric Company | MEC | MA | 13 | WMA | WCMA |  | 0 | 0.551 | 0 | 0.551 | 0.074
46659 | BROWN SOLAR-01069PV1000NM |  | No Resource (1) | PV | SUN |  | PHOTOVOLTAIC | 2014-08-20 04:00 | Massachusetts Electric Company | MEC | MA | 13 | WMA | WCMA |  | 0 | 0.539 | 0 | 0.539 | 0.214
46660 | STATE SOLAR-01069PV1000NM |  | No Resource (1) | PV | SUN |  | PHOTOVOLTAIC | 2014-08-20 04:00 | Massachusetts Electric Company | MEC | MA | 13 | WMA | WCMA |  | 0 | 0.545 | 0 | 0.545 | 0.083
46662 | DISTRIBUTOR CORP-02148PV300NM |  | No Resource (1) | PV | SUN |  | PHOTOVOLTAIC | 2014-09-03 04:00 | Massachusetts Electric Company | MEC | MA | 17 | BOSTON | NEMA |  | 0 | 0.066 | 0 | 0.066 | -0.054
46663 | CITY OF LAWRENCE-01841PV300NM |  | No Resource (1) | PV | SUN |  | PHOTOVOLTAIC | 2014-09-03 04:00 | Massachusetts Electric Company | MEC | MA | 09 | CMA/NEMA | WCMA |  | 0 | 0 | 0 | 0 | -0.12
46664 | NEXAMP CAPITAL-01543PV4999NM | 38380 | Treasure Valley- SE | PV | SUN |  | PHOTOVOLTAIC | 2014-09-03 04:00 | Massachusetts Electric Company | MEC | MA | 27 | WMA | WCMA |  | 0 | 0.67 | 0 | 0.67 | -1.3296
46665 | SX INDUSTRIES-02072PV170NM |  | No Resource (1) | PV | SUN |  | PHOTOVOLTAIC | 2014-09-05 04:00 | Massachusetts Electric Company | MEC | MA | 21 | SEMA | SEMA |  | 0 | 0 | 0 | 0 | -0.068
46666 | CUMMINGS-01915PV224NM |  | No Resource (1) | PV | SUN |  | PHOTOVOLTAIC | 2014-09-05 04:00 | Massachusetts Electric Company | MEC | MA | 09 | BOSTON | NEMA |  | 0 | 0.035 | 0 | 0.035 | -0.0546
46667 | E NAZARENE-02170PV85NM |  | No Resource (1) | PV | SUN |  | PHOTOVOLTAIC | 2014-09-05 04:00 | Massachusetts Electric Company | MEC | MA | 21 | SEMA | SEMA |  | 0 | 0 | 0 | 0 | -0.034
46691 | CORNERSTONE-01057PV3000NM |  | No Resource (1) | PV | SUN |  | PHOTOVOLTAIC | 2014-09-12 04:00 | Massachusetts Electric Company | MEC | MA | 13 | WMA | WCMA |  | 0 | 1.511 | 0 | 1.511 | 0.311
46717 | EAST BAY-02915PV70NM |  | No Resource (1) | PV | SUN |  | PHOTOVOLTAIC | 2014-09-19 04:00 | The Narragansett Electric Company | NEC | RI | 07 | RI | RI |  | 0 | 0 | 0 | 0 | -0.028
46718 | EXTRA SPACE-02151PV144.3NM |  | No Resource (1) | PV | SUN |  | PHOTOVOLTAIC | 2014-09-19 04:00 | Massachusetts Electric Company | MEC | MA | 25 | BOSTON | NEMA |  | 0 | 0 | 0 | 0 | -0.0576
46719 | STONEHILL COLL-02356PV2000NM |  | No Resource (1) | PV | SUN |  | PHOTOVOLTAIC | 2014-09-19 04:00 | Massachusetts Electric Company | MEC | MA | 05 | SEMA | SEMA |  | 0 | 1.105 | 0 | 1.105 | 0.305
46721 | ALL AMERICAN-02852PV250DG |  | No Resource (1) | PV | SUN |  | PHOTOVOLTAIC | 2014-09-24 04:00 | The Narragansett Electric Company | NEC | RI | 09 | RI | RI |  | 0 | 0.121 | 0 | 0.121 | 0.021
46731 | BILLERICA-01821PV4999NM | 38567 | Billerica | PV | SUN |  | PHOTOVOLTAIC | 2014-09-26 04:00 | Massachusetts Electric Company | MEC | MA | 17 | BOSTON | WCMA |  | 0 | 0.967 | 0 | 0.967 | -1.0326
46732 | PIONEER SOLAR-01453PV495NM |  | No Resource (1) | PV | SUN |  | PHOTOVOLTAIC | 2014-09-26 04:00 | Massachusetts Electric Company | MEC | MA | 27 | WMA | WCMA |  | 0 | 0 | 0 | 0 | -0.198
46733 | TKS SOLAR-02301PV180NM |  | No Resource (1) | PV | SUN |  | PHOTOVOLTAIC | 2014-09-26 04:00 | Massachusetts Electric Company | MEC | MA | 23 | SEMA | SEMA |  | 0 | 0.076 | 0 | 0.076 | 0.004
46911 | NEXTSUN ENERGY-02896PV850DG |  | No Resource (1) | PV | SUN |  | PHOTOVOLTAIC | 2014-12-04 05:00 | The Narragansett Electric Company | NEC | RI | 07 | RI | RI |  | 0 | 0.409 | 0 | 0.409 | 0.069
46913 | WOONSOCKET-02895PV190DG |  | No Resource (1) | PV | SUN |  | PHOTOVOLTAIC | 2014-12-10 05:00 | The Narragansett Electric Company | NEC | RI | 07 | RI | RI |  | 0 | 0.074 | 0 | 0.074 | -0.002
46914 | BILLERICA-01523PV2499NM |  | No Resource (1) | PV | SUN |  | PHOTOVOLTAIC | 2014-12-15 05:00 | Massachusetts Electric Company | MEC | MA | 27 | CMA/NEMA | WCMA |  | 0 | 1.072 | 0 | 1.072 | 0.0724
46915 | NEXAMP-01844PV2000NM |  | No Resource (1) | PV | SUN |  | PHOTOVOLTAIC | 2014-12-12 05:00 | Massachusetts Electric Company | MEC | MA | 09 | BOSTON | NEMA |  | 0 | 0.972 | 0 | 0.972 | 0.172
46916 | PHILLIPS-01810PV495NM |  | No Resource (1) | PV | SUN |  | PHOTOVOLTAIC | 2014-12-12 05:00 | Massachusetts Electric Company | MEC | MA | 09 | CMA/NEMA | WCMA |  | 0 | 0 | 0 | 0 | -0.198
46917 | NEWPORT VINEYARDS-02882PV50DG |  | No Resource (1) | PV | SUN |  | PHOTOVOLTAIC | 2014-12-15 05:00 | The Narragansett Electric Company | NEC | RI | 05 |  | RI |  | 0 | 0.019 | 0 | 0.019 | -0.001
46918 | TOWN OF WESTFORD-01452PV2800NM | 38480 | Hubbardston SE | PV | SUN |  | PHOTOVOLTAIC | 2014-12-17 05:00 | Massachusetts Electric Company | MEC | MA | 27 | CMA/NEMA | WCMA |  | 0 | 0 | 0 | 0 | -1.12
46924 | BILLERICA-01523PV2500NM |  | No Resource (1) | PV | SUN |  | PHOTOVOLTAIC | 2014-12-15 05:00 | Massachusetts Electric Company | MEC | MA | 27 | CMA/NEMA | WCMA |  | 0 | 1.12 | 0 | 1.12 | 0.12
46925 | GLC-MA SOLAR-01440PV1980NM |  | No Resource (1) | PV | SUN |  | PHOTOVOLTAIC | 2014-12-17 05:00 | Massachusetts Electric Company | MEC | MA | 27 | CMA/NEMA | WCMA |  | 0.007 | 1.105 | 0.007 | 1.105 | 0.313
46926 | STILLWATER-02917PV56DG |  | No Resource (1) | PV | SUN |  | PHOTOVOLTAIC | 2014-12-17 05:00 | The Narragansett Electric Company | NEC | RI | 07 | RI | RI |  | 0 | 0.021 | 0 | 0.021 | -0.0014
46947 | AMERIPRIDE-01607PV225NM |  | No Resource (1) | PV | SUN |  | PHOTOVOLTAIC | 2015-01-12 05:00 | Massachusetts Electric Company | MEC | MA | 27 | CMA/NEMA | WCMA |  | 0 | 0 | 0 | 0 | -0.09
46948 | MILFORD IND-01757PV170NM |  | No Resource (1) | PV | SUN |  | PHOTOVOLTAIC | 2015-01-12 05:00 | Massachusetts Electric Company | MEC | MA | 27 | RI | SEMA |  | 0.006 | 0.094 | 0.006 | 0.094 | 0.026
46949 | NEW SALEM-01452PV675NM |  | No Resource (1) | PV | SUN |  | PHOTOVOLTAIC | 2015-01-12 05:00 | Massachusetts Electric Company | MEC | MA | 27 | WMA | WCMA |  | 0.012 | 0.302 | 0.012 | 0.302 | 0.032
46952 | TOWN OF WENDELL-01876PV260NM |  | No Resource (1) | PV | SUN |  | PHOTOVOLTAIC | 2015-01-16 05:00 | Massachusetts Electric Company | MEC | MA | 17 | BOSTON | WCMA |  | 0.007 | 0.122 | 0.007 | 0.122 | 0.018
46953 | MACHINE INC-02072PV75NM |  | No Resource (1) | PV | SUN |  | PHOTOVOLTAIC | 2015-01-16 05:00 | Massachusetts Electric Company | MEC | MA | 21 | SEMA | SEMA |  | 0 | 0 | 0 | 0 | -0.03
46954 | PROTECTOWIRE-02359PV70NM |  | No Resource (1) | PV | SUN |  | PHOTOVOLTAIC | 2015-01-16 05:00 | Massachusetts Electric Company | MEC | MA | 23 | SEMA | SEMA |  | 0 | 0 | 0 | 0 | -0.028
46955 | MASS FISHERIES-01581PV251NM |  | No Resource (1) | PV | SUN |  | PHOTOVOLTAIC | 2015-01-20 05:00 | Massachusetts Electric Company | MEC | MA | 27 | CMA/NEMA | WCMA |  | 0 | 0.058 | 0 | 0.058 | -0.0424
46982 | GLOBAL LIQUORS-02720PV85NM |  | No Resource (1) | PV | SUN |  | PHOTOVOLTAIC | 2015-01-28 05:00 | Massachusetts Electric Company | MEC | MA | 05 | SEMA | SEMA |  | 0 | 0.017 | 0 | 0.017 | -0.017
46984 | FIVEMILE RIVER1-01503PV750NM | 38533 | BERLIN 1 | PV | SUN |  | PHOTOVOLTAIC | 2015-01-29 05:00 | Massachusetts Electric Company | MEC | MA | 27 | CMA/NEMA | WCMA |  | 0.033 | 0.369 | 0.033 | 0.369 | 0.069
46985 | FIVEMILE RIVER2-01503PV750NM | 38555 | BERLIN 2 | PV | SUN |  | PHOTOVOLTAIC | 2015-01-29 05:00 | Massachusetts Electric Company | MEC | MA | 27 | CMA/NEMA | WCMA |  | 0.021 | 0.339 | 0.021 | 0.339 | 0.039
46986 | FIVEMILE RIVER3-01503PV750NM | 38556 | BERLIN 3 | PV | SUN |  | PHOTOVOLTAIC | 2015-01-29 05:00 | Massachusetts Electric Company | MEC | MA | 27 | CMA/NEMA | WCMA |  | 0.025 | 0.331 | 0.025 | 0.331 | 0.031
46987 | FIVEMILE RIVER4-01503PV750NM | 38559 | BERLIN 4 | PV | SUN |  | PHOTOVOLTAIC | 2015-01-29 05:00 | Massachusetts Electric Company | MEC | MA | 27 | CMA/NEMA | WCMA |  | 0.033 | 0.363 | 0.033 | 0.363 | 0.063
46992 | RIN LOGISTICS-02720PV1500NM |  | No Resource (1) | PV | SUN |  | PHOTOVOLTAIC | 2015-02-02 05:00 | Massachusetts Electric Company | MEC | MA | 05 | SEMA | SEMA |  | 0 | 0.43 | 0 | 0.43 | -0.17
46993 | PARAGON HOLDINGS-01740PV995NM |  | No Resource (1) | PV | SUN |  | PHOTOVOLTAIC | 2015-02-02 05:00 | Massachusetts Electric Company | MEC | MA | 27 | CMA/NEMA | WCMA |  | 0 | 0 | 0 | 0 | -0.398
46997 | BOLTONVILLE HYDRO |  | No Resource (1) | HDR | WAT |  | HYDRO (DAILY CYCLE - RUN OF RIVER) | 2015-02-01 05:00 | Green Mountain Power Corporation | GMP | VT | 17 | VT | VT |  | 0.336 | 0.425 | 0.336 | 0.425 | -0.1022
46998 | STEERE ELECTRIC-02814PV72DG |  | No Resource (1) | PV | SUN |  | PHOTOVOLTAIC | 2015-02-02 05:00 | The Narragansett Electric Company | NEC | RI | 07 | RI | RI |  | 0.004 | 0.04 | 0.004 | 0.04 | 0.0112
47002 | ONE KENWOOD-02038PV266NM |  | No Resource (1) | PV | SUN |  | PHOTOVOLTAIC | 2015-02-10 05:00 | Massachusetts Electric Company | MEC | MA | 21 | RI | SEMA |  | 0.011 | 0.135 | 0.011 | 0.135 | 0.0286
47003 | S SHORE MILLWORK-02766PV648NM |  | No Resource (1) | PV | SUN |  | PHOTOVOLTAIC | 2015-02-10 05:00 | Massachusetts Electric Company | MEC | MA | 05 | RI | SEMA |  | 0 | 0.07 | 0 | 0.07 | -0.1892
47004 | IRON MOUNTAIN-01532PV760NM |  | No Resource (1) | PV | SUN |  | PHOTOVOLTAIC | 2015-02-10 05:00 | Massachusetts Electric Company | MEC | MA | 27 | CMA/NEMA | WCMA |  | 0 | 0 | 0 | 0 | -0.304
47007 | FRANKLIN FORD-02038PV140NM |  | No Resource (1) | PV | SUN |  | PHOTOVOLTAIC | 2015-02-12 05:00 | Massachusetts Electric Company | MEC | MA | 21 | RI | SEMA |  | 0 | 0.02 | 0 | 0.02 | -0.036
47008 | MCGEE TOYOTA-02339PV85NM |  | No Resource (1) | PV | SUN |  | PHOTOVOLTAIC | 2015-02-12 05:00 | Massachusetts Electric Company | MEC | MA | 23 | RI | SEMA |  | 0 | 0 | 0 | 0 | -0.034
47020 | NEXAMP-02898PV499DG |  | No Resource (1) | PV | SUN |  | PHOTOVOLTAIC | 2015-02-19 05:00 | The Narragansett Electric Company | NEC | RI | 09 | RI | RI |  | 0.03 | 0.218 | 0.03 | 0.218 | 0.0184
47032 | ABINGTON TARGET-02351PV418NM |  | No Resource (1) | PV | SUN |  | PHOTOVOLTAIC | 2015-02-27 05:00 | Massachusetts Electric Company | MEC | MA | 23 | SEMA | SEMA |  | 0 | 0 | 0 | 0 | -0.1672
47033 | HANOVER TARGET-02339PV441NM |  | No Resource (1) | PV | SUN |  | PHOTOVOLTAIC | 2015-02-27 05:00 | Massachusetts Electric Company | MEC | MA | 23 | RI | SEMA |  | 0 | 0 | 0 | 0 | -0.1764
47034 | MARLBORO TARGET-01752PV441NM |  | No Resource (1) | PV | SUN |  | PHOTOVOLTAIC | 2015-02-27 05:00 | Massachusetts Electric Company | MEC | MA | 17 | CMA/NEMA | WCMA |  | 0 | 0 | 0 | 0 | -0.1764
47035 | MILFORD TARGET-01757PV302NM |  | No Resource (1) | PV | SUN |  | PHOTOVOLTAIC | 2015-03-02 05:00 | Massachusetts Electric Company | MEC | MA | 27 | RI | SEMA |  | 0 | 0 | 0 | 0 | -0.1208
47036 | NORTHBORO WALMART-01532PV368NM |  | No Resource (1) | PV | SUN |  | PHOTOVOLTAIC | 2015-03-02 05:00 | Massachusetts Electric Company | MEC | MA | 27 | CMA/NEMA | WCMA |  | 0 | 0 | 0 | 0 | -0.1472
47037 | LYNN WALMART-01905PV232NM |  | No Resource (1) | PV | SUN |  | PHOTOVOLTAIC | 2015-03-02 05:00 | Massachusetts Electric Company | MEC | MA | 09 | BOSTON | NEMA |  | 0 | 0 | 0 | 0 | -0.0928
47046 | BOOTHBAY ENERGY STORAGE |  | No Resource (1) | BA | MWH |  | OTHER | 2015-03-09 04:00 | Convergent Energy and Power LLC | CONV | ME | 15 | ME | ME |  | 0 | 0 | 0 | 0 | -0.483
47060 | HANNAFORD FOOD-01535PV120NM |  | No Resource (1) | PV | SUN |  | PHOTOVOLTAIC | 2015-03-18 04:00 | Massachusetts Electric Company | MEC | MA | 27 | WMA | WCMA |  | 0 | 0 | 0 | 0 | -0.048
47061 | WHITTIER FARMS-01590PV114NM |  | No Resource (1) | PV | SUN |  | PHOTOVOLTAIC | 2015-03-18 04:00 | Massachusetts Electric Company | MEC | MA | 27 | CMA/NEMA | WCMA |  | 0.009 | 0.061 | 0.009 | 0.061 | 0.0154
47062 | EASTERN BANK-01901PV100NM |  | No Resource (1) | PV | SUN |  | PHOTOVOLTAIC | 2015-03-18 04:00 | Massachusetts Electric Company | MEC | MA | 09 | BOSTON | NEMA |  | 0 | 0 | 0 | 0 | -0.04
47063 | SWISS TURN-01540PV100NM |  | No Resource (1) | PV | SUN |  | PHOTOVOLTAIC | 2015-03-20 04:00 | Massachusetts Electric Company | MEC | MA | 27 | WMA | WCMA |  | 0 | 0 | 0 | 0 | -0.04
47064 | 1ST CONGREGATION-02176PV90NM |  | No Resource (1) | PV | SUN |  | PHOTOVOLTAIC | 2015-03-20 04:00 | Massachusetts Electric Company | MEC | MA | 17 | BOSTON | NEMA |  | 0 | 0.027 | 0 | 0.027 | -0.009
47065 | 210 UPHAM (PV) |  | No Resource (1) | PV | SUN |  | PHOTOVOLTAIC | 2015-03-19 04:00 | Fitchburg Gas & Electric Light Company | FGE | MA | 27 | WMA | WCMA |  | 0.01 | 0.029 | 0.01 | 0.029 | 0.0002
47066 | S.D. WARREN SACCARAPPA HYDRO |  | No Resource (1) | HDR | WAT |  | HYDRO (DAILY CYCLE - RUN OF RIVER) | 2015-03-20 04:00 | NextEra Energy Power Marketing, LLC | FPLP | ME | 05 |  | ME |  | 0 | 0.391 | 0 | 0.391 | -0.149
47092 | 3 VENUS WAY-02703PV750NM |  | No Resource (1) | PV | SUN |  | PHOTOVOLTAIC | 2015-04-21 04:00 | Massachusetts Electric Company | MEC | MA | 05 | RI | SEMA |  | 0 | 0.154 | 0 | 0.154 | 0.154
47093 | SWANSEA MALL-02777PV499NM |  | No Resource (1) | PV | SUN |  | PHOTOVOLTAIC | 2015-04-21 04:00 | Massachusetts Electric Company | MEC | MA | 05 | RI | SEMA |  | 0 | 0.102 | 0 | 0.102 | 0.102
47094 | MACY'S SAUGUS-01906PV278NM |  | No Resource (1) | PV | SUN |  | PHOTOVOLTAIC | 2015-04-21 04:00 | Massachusetts Electric Company | MEC | MA | 09 | BOSTON | NEMA |  | 0 | 0 | 0 | 0 | 0
47095 | MILFORD IND PLAZA-01757PV170NM |  | No Resource (1) | PV | SUN |  | PHOTOVOLTAIC | 2015-04-23 04:00 | Massachusetts Electric Company | MEC | MA | 27 | RI | SEMA |  | 0.032 | 0.095 | 0.032 | 0.095 | 0.095
47096 | JENIKE AND JO-01879PV150NM |  | No Resource (1) | PV | SUN |  | PHOTOVOLTAIC | 2015-04-23 04:00 | Massachusetts Electric Company | MEC | MA | 17 | CMA/NEMA | WCMA |  | 0 | 0.015 | 0 | 0.015 | 0.015
47097 | PREFERRED FREEZER-02322PV990NM |  | No Resource (1) | PV | SUN |  | PHOTOVOLTAIC | 2015-04-24 04:00 | Massachusetts Electric Company | MEC | MA | 21 | SEMA | SEMA |  | 0 | 0.066 | 0 | 0.066 | 0.066
47125 | BOW STREET HYDRO |  | No Resource (1) | HDR | WAT |  | HYDRO (DAILY CYCLE - RUN OF RIVER) | 2015-05-01 04:00 | Massachusetts Municipal Wholesale Electric Company | MMWEC | NH | 13 | NH | NH |  | 0.05 | 0 | 0.05 | 0 | 0
47126 | CITY OF QUINCY-02171PV132NM |  | No Resource (1) | PV | SUN |  | PHOTOVOLTAIC | 2015-04-29 04:00 | Massachusetts Electric Company | MEC | MA | 21 | SEMA | SEMA |  | 0 | 0 | 0 | 0 | 0
47127 | CITY OF QUINCY-02169PV144NM |  | No Resource (1) | PV | SUN |  | PHOTOVOLTAIC | 2015-04-29 04:00 | Massachusetts Electric Company | MEC | MA | 21 | SEMA | SEMA |  | 0 | 0 | 0 | 0 | 0
47128 | CITY OF QUINCY-02170PV195NM |  | No Resource (1) | PV | SUN |  | PHOTOVOLTAIC | 2015-04-29 04:00 | Massachusetts Electric Company | MEC | MA | 21 | SEMA | SEMA |  | 0 | 0 | 0 | 0 | 0
47129 | CITY OF QUINCY-02169PV129NM |  | No Resource (1) | PV | SUN |  | PHOTOVOLTAIC | 2015-05-01 04:00 | Massachusetts Electric Company | MEC | MA | 21 | SEMA | SEMA |  | 0 | 0 | 0 | 0 | 0
47210 | LEICESTER ONE-01524PV4883NM |  | No Resource (1) | PV | SUN |  | PHOTOVOLTAIC | 2015-05-21 04:00 | Massachusetts Electric Company | MEC | MA | 27 | WMA | WCMA |  | 0 | 2.231 | 0 | 2.231 | 2.231
47211 | SYNCARPHA-01453PV2000NM |  | No Resource (1) | PV | SUN |  | PHOTOVOLTAIC | 2015-05-21 04:00 | Massachusetts Electric Company | MEC | MA | 27 | CMA/NEMA | WCMA |  | 0 | 1.054 | 0 | 1.054 | 1.054
47263 | WARILA-01523PV150NM |  | No Resource (1) | PV | SUN |  | PHOTOVOLTAIC | 2015-06-15 04:00 | Massachusetts Electric Company | MEC | MA | 27 | CMA/NEMA | WCMA |  | 0 | 0.042 | 0 | 0.042 | 0.042
47264 | MERRIMACK REALITY-01830PV100NM |  | No Resource (1) | PV | SUN |  | PHOTOVOLTAIC | 2015-06-15 04:00 | Massachusetts Electric Company | MEC | MA | 09 | BOSTON | NEMA |  | 0 | 0.014 | 0 | 0.014 | 0.014
47265 | LMP FRANKLIN-02038PV490NM |  | No Resource (1) | PV | SUN |  | PHOTOVOLTAIC | 2015-06-15 04:00 | Massachusetts Electric Company | MEC | MA | 21 | RI | SEMA |  | 0 | 0.22 | 0 | 0.22 | 0.22
47266 | EAST COASTWELDING-01950PV100NM |  | No Resource (1) | PV | SUN |  | PHOTOVOLTAIC | 2015-06-24 04:00 | Massachusetts Electric Company | MEC | MA | 09 | BOSTON | NEMA |  | 0 | 0 | 0 | 0 | 0
47267 | BLACKMARBLEMOTOR-02151PV241NM |  | No Resource (1) | PV | SUN |  | PHOTOVOLTAIC | 2015-06-24 04:00 | Massachusetts Electric Company | MEC | MA | 25 | BOSTON | NEMA |  | 0 | 0 | 0 | 0 | 0
47281 | SWANSEA MALL-02777PV260QF |  | No Resource (1) | PV | SUN |  | PHOTOVOLTAIC | 2015-06-19 04:00 | Massachusetts Electric Company | MEC | MA | 05 | RI | SEMA |  | 0 | 0.2 | 0 | 0.2 | 0.2
47282 | CITY OF QUINCY-02171PV225NM |  | No Resource (1) | PV | SUN |  | PHOTOVOLTAIC | 2015-06-22 04:00 | Massachusetts Electric Company | MEC | MA | 21 | SEMA | SEMA |  | 0 | 0 | 0 | 0 | 0
47283 | NATIONAL MARKER-02896PV186NM |  | No Resource (1) | PV | SUN |  | PHOTOVOLTAIC | 2015-06-22 04:00 | The Narragansett Electric Company | NEC | RI | 07 | RI | RI |  | 0 | 0 | 0 | 0 | 0
47284 | LARRY LUNDIN-02333PV180NM |  | No Resource (1) | PV | SUN |  | PHOTOVOLTAIC | 2015-06-22 04:00 | Massachusetts Electric Company | MEC | MA | 23 | SEMA | SEMA |  | 0 | 0.061 | 0 | 0.061 | 0.061
47285 | LARSON TOOL-02703PV131NM |  | No Resource (1) | PV | SUN |  | PHOTOVOLTAIC | 2015-06-24 04:00 | Massachusetts Electric Company | MEC | MA | 05 | RI | SEMA |  | 0 | 0 | 0 | 0 | 0
47311 | PETERBOROUGH WWTF PV |  | No Resource (1) | PV | SUN |  | PHOTOVOLTAIC | 2015-07-24 04:00 | Public Service Company of New Hampshire | PSNH | NH | 11 | NH | NH |  | 0 | 0 | 0 | 0 | 0
47312 | SKATE 3-01879PV491NM |  | No Resource (1) | PV | SUN |  | PHOTOVOLTAIC | 2015-07-15 04:00 | Massachusetts Electric Company | MEC | MA | 17 | CMA/NEMA | WCMA |  | 0 | 0 | 0 | 0 | 0
47313 | MACYS MARLBORO-01752PV371NM |  | No Resource (1) | PV | SUN |  | PHOTOVOLTAIC | 2015-07-15 04:00 | Massachusetts Electric Company | MEC | MA | 17 | CMA/NEMA | WCMA |  | 0 | 0 | 0 | 0 | 0
47357 | JOHNSTON SOLAR-02919PV1375DG |  | No Resource (1) | PV | SUN |  | PHOTOVOLTAIC | 2015-07-21 04:00 | The Narragansett Electric Company | NEC | RI | 07 | RI | RI |  | 0 | 0.536 | 0 | 0.536 | 0.536
47364 | HA MA SOLAR-01222PV999NM |  | No Resource (1) | PV | SUN |  | PHOTOVOLTAIC | 2015-07-22 04:00 | Massachusetts Electric Company | MEC | MA | 03 | WMA | WCMA |  | 0 | 0.561 | 0 | 0.561 | 0.561
47365 | WILLIAMS COLLEGE-01267PV414NM |  | No Resource (1) | PV | SUN |  | PHOTOVOLTAIC | 2015-07-22 04:00 | Massachusetts Electric Company | MEC | MA | 03 | WMA | WCMA |  | 0 | 0.17 | 0 | 0.17 | 0.17
47374 | NEW BEDFORD RED AUTH #2283 |  | No Resource (1) | PV | SUN |  | PHOTOVOLTAIC | 2015-08-04 04:00 | NSTAR Electric Company | NSTAR | MA | 23 | SEMA | SEMA |  | 0 | 2.058 | 0 | 2.058 | 2.058
47377 | BLUEWAVE - MATTAPOISETT 2260 |  | No Resource (1) | PV | SUN |  | PHOTOVOLTAIC | 2015-08-07 04:00 | NSTAR Electric Company | NSTAR | MA | 23 | SEMA | SEMA |  | 0 | 0.366 | 0 | 0.366 | 0.366
47378 | BLUEWAVE - MATTAPOISETT 2261 |  | No Resource (1) | PV | SUN |  | PHOTOVOLTAIC | 2015-08-07 04:00 | NSTAR Electric Company | NSTAR | MA | 23 | SEMA | SEMA |  | 0 | 0.373 | 0 | 0.373 | 0.373
47379 | GARDNER WALMART-01440PV278NM |  | No Resource (1) | PV | SUN |  | PHOTOVOLTAIC | 2015-08-11 04:00 | Massachusetts Electric Company | MEC | MA | 27 | CMA/NEMA | WCMA |  | 0 | 0 | 0 | 0 | 0
47390 | BUCKSPORT 3-5 | 1288 | BUCKSPORT ENERGY 4 | CC | NG | DFO | GAS/OIL COMBINED CYCLE | 2001-01-01 05:00 | Tenaska Power Services Co. | TPS | ME | 09 | BHE | ME |  | 210.491 | 192.03 | 210.491 | 192.03 | -34.575
47391 | CHELMSFORD DPW-01824PV335NM |  | No Resource (1) | PV | SUN |  | PHOTOVOLTAIC | 2015-08-25 04:00 | Massachusetts Electric Company | MEC | MA | 17 | CMA/NEMA | WCMA |  | 0 | 0.152 | 0 | 0.152 | 0.152
47392 | MCCARTHY SCHOOL-01824PV300NM |  | No Resource (1) | PV | SUN |  | PHOTOVOLTAIC | 2015-08-25 04:00 | Massachusetts Electric Company | MEC | MA | 17 | CMA/NEMA | WCMA |  | 0 | 0 | 0 | 0 | 0
47393 | HARRINGTON SCHOOL-01824PV295NM |  | No Resource (1) | PV | SUN |  | PHOTOVOLTAIC | 2015-08-27 04:00 | Massachusetts Electric Company | MEC | MA | 17 | CMA/NEMA | WCMA |  | 0 | 0.115 | 0 | 0.115 | 0.115
47397 | NM-ALNASCO |  | No Resource (1) | PV | SUN |  | PHOTOVOLTAIC | 2015-08-24 04:00 | Western Massachusetts Electric Company | WMECO | MA | 03 | WMA | WCMA |  | 0 | 0.072 | 0 | 0.072 | 0.072
47398 | NM-BGREEN ENERGY |  | No Resource (1) | IC | LFG |  | BIO/REFUSE | 2015-08-24 04:00 | Western Massachusetts Electric Company | WMECO | MA | 15 | WMA | WCMA |  | 0 | 0.228 | 0 | 0.228 | 0.228
47399 | NM-BWC ORIGINATION |  | No Resource (1) | PV | SUN |  | PHOTOVOLTAIC | 2015-08-24 04:00 | Western Massachusetts Electric Company | WMECO | MA | 15 | WMA | WCMA |  | 0 | 0.244 | 0 | 0.244 | 0.244
47400 | NM-CENTER FOR ECOLOGICAL TECH |  | No Resource (1) | PV | SUN |  | PHOTOVOLTAIC | 2015-08-24 04:00 | Western Massachusetts Electric Company | WMECO | MA | 13 | WMA | WCMA |  | 0 | 0.023 | 0 | 0.023 | 0.023
47401 | NM-C F FARMS |  | No Resource (1) | PV | SUN |  | PHOTOVOLTAIC | 2015-08-24 04:00 | Western Massachusetts Electric Company | WMECO | MA | 15 | WMA | WCMA |  | 0 | 0 | 0 | 0 | 0
47402 | NM-CLARKS COVAIR PARTS |  | No Resource (1) | PV | SUN |  | PHOTOVOLTAIC | 2015-08-24 04:00 | Western Massachusetts Electric Company | WMECO | MA | 11 | WMA | WCMA |  | 0 | 0.022 | 0 | 0.022 | 0.022
47403 | NM-COWLS BUILDING SUPPLY |  | No Resource (1) | PV | SUN |  | PHOTOVOLTAIC | 2015-08-24 04:00 | Western Massachusetts Electric Company | WMECO | MA | 15 | WMA | WCMA |  | 0 | 0.031 | 0 | 0.031 | 0.031
47404 | NM-FRANKLIN REGIONAL |  | No Resource (1) | PV | SUN |  | PHOTOVOLTAIC | 2015-08-24 04:00 | Western Massachusetts Electric Company | WMECO | MA | 11 | WMA | WCMA |  | 0 | 0.008 | 0 | 0.008 | 0.008
47405 | NM-FW WEBB |  | No Resource (1) | PV | SUN |  | PHOTOVOLTAIC | 2015-08-24 04:00 | Western Massachusetts Electric Company | WMECO | MA | 13 | WMA | WCMA |  | 0 | 0.032 | 0 | 0.032 | 0.032
47406 | NM-GUIDO QUALITY FOODS |  | No Resource (1) | PV | SUN |  | PHOTOVOLTAIC | 2015-08-24 04:00 | Western Massachusetts Electric Company | WMECO | MA | 03 | WMA | WCMA |  | 0 | 0.025 | 0 | 0.025 | 0.025
47407 | NM-LYNN EDWARDS |  | No Resource (1) | PV | SUN |  | PHOTOVOLTAIC | 2015-08-24 04:00 | Western Massachusetts Electric Company | WMECO | MA | 15 | WMA | WCMA |  | 0 | 0.005 | 0 | 0.005 | 0.005
47408 | NM-LYON AVIATION |  | No Resource (1) | PV | SUN |  | PHOTOVOLTAIC | 2015-08-24 04:00 | Western Massachusetts Electric Company | WMECO | MA | 03 | WMA | WCMA |  | 0 | 0.035 | 0 | 0.035 | 0.035
47409 | NM-PITTSFIELD RYE |  | No Resource (1) | PV | SUN |  | PHOTOVOLTAIC | 2015-08-24 04:00 | Western Massachusetts Electric Company | WMECO | MA | 03 | WMA | WCMA |  | 0 | 0.09 | 0 | 0.09 | 0.09
47410 | CHELMSFORD HIGH-01824PV225NM |  | No Resource (1) | PV | SUN |  | PHOTOVOLTAIC | 2015-08-27 04:00 | Massachusetts Electric Company | MEC | MA | 17 | CMA/NEMA | WCMA |  | 0 | 0.102 | 0 | 0.102 | 0.102
47411 | PARKER SCHOOL-01824PV225NM |  | No Resource (1) | PV | SUN |  | PHOTOVOLTAIC | 2015-08-27 04:00 | Massachusetts Electric Company | MEC | MA | 17 | CMA/NEMA | WCMA |  | 0 | 0.086 | 0 | 0.086 | 0.086
47412 | BYAM SCHOOL-01824-PV225NM |  | No Resource (1) | PV | SUN |  | PHOTOVOLTAIC | 2015-09-01 04:00 | Massachusetts Electric Company | MEC | MA | 17 | CMA/NEMA | WCMA |  | 0 | 0.001 | 0 | 0.001 | 0.001
47413 | SOUTH ROW SCHOOL-01824PV150NM |  | No Resource (1) | PV | SUN |  | PHOTOVOLTAIC | 2015-09-01 04:00 | Massachusetts Electric Company | MEC | MA | 17 | CMA/NEMA | WCMA |  | 0 | 0.074 | 0 | 0.074 | 0.074
47414 | WESTLAND SCHOOL-01824PV100NM |  | No Resource (1) | PV | SUN |  | PHOTOVOLTAIC | 2015-09-01 04:00 | Massachusetts Electric Company | MEC | MA | 17 | CMA/NEMA | WCMA |  | 0 | 0.043 | 0 | 0.043 | 0.043
47419 | NM-TOWN OF WEST SPRINGFIELD |  | No Resource (1) | PV | SUN |  | PHOTOVOLTAIC | 2015-08-24 04:00 | Western Massachusetts Electric Company | WMECO | MA | 13 | WMA | WCMA |  | 0 | 1.975 | 0 | 1.975 | 1.975
47420 | NM-TOWN OF LONGMEADOW |  | No Resource (1) | PV | SUN |  | PHOTOVOLTAIC | 2015-08-24 04:00 | Western Massachusetts Electric Company | WMECO | MA | 13 | WMA | WCMA |  | 0 | 1.568 | 0 | 1.568 | 1.568
47421 | NM-TOWN OF ASHFIELD |  | No Resource (1) | PV | SUN |  | PHOTOVOLTAIC | 2015-08-24 04:00 | Western Massachusetts Electric Company | WMECO | MA | 15 | WMA | WCMA |  | 0 | 1.229 | 0 | 1.229 | 1.229
47422 | NM-UMASS AMHERST |  | No Resource (1) | PV | SUN |  | PHOTOVOLTAIC | 2015-08-24 04:00 | Western Massachusetts Electric Company | WMECO | MA | 11 | WMA | WCMA |  | 0 | 0.989 | 0 | 0.989 | 0.989
47423 | BRISTOLCOMMCOLL-02720PV2000NM |  | No Resource (1) | PV | SUN |  | PHOTOVOLTAIC | 2015-08-25 04:00 | Massachusetts Electric Company | MEC | MA | 05 | SEMA | SEMA |  | 0 | 0.188 | 0 | 0.188 | 0.188
47424 | SUN EDISON - SUDBURY 2417 |  | No Resource (1) | PV | SUN |  | PHOTOVOLTAIC | 2015-09-01 04:00 | NSTAR Electric Company | NSTAR | MA | 17 | BOSTON | NEMA |  | 0 | 0.442 | 0 | 0.442 | 0.442
38375 | BWC FIVEMILE-01569PV3000NM | 38375 | UXBRIDGE | PV | SUN |  | PHOTOVOLTAIC | 2015-12-23 05:00 | Massachusetts Electric Company | MEC | MA | 27 | RI | SEMA |  | 0 | 1.23 | 0 | 1.23 | 1.23
46951 | OAKFIELD WIND |  | No Resource (1) | WT | WND |  | WIND TURBINE | 2015-10-29 04:00 | Evergreen Wind Power II, LLC | EWP2 | ME | 03 | BHE | ME |  | 0 | 7.4 | 0 | 7.4 | 7.4
47415 | CENTER SCHOOL-01824PV75NM |  | No Resource (1) | PV | SUN |  | PHOTOVOLTAIC | 2015-09-03 04:00 | Massachusetts Electric Company | MEC | MA | 17 | CMA/NEMA | WCMA |  | 0 | 0.3 | 0 | 0.3 | 0.3
47443 | HA MA SOLAR-01036PV3500NM |  | No Resource (1) | PV | SUN |  | PHOTOVOLTAIC | 2015-09-23 04:00 | Massachusetts Electric Company | MEC | MA | 13 | WMA | WCMA |  | 0 | 1.4 | 0 | 1.4 | 1.4
47444 | SUN EDISON ORIG3-02769PV3334NM |  | No Resource (1) | PV | SUN |  | PHOTOVOLTAIC | 2015-09-23 04:00 | Massachusetts Electric Company | MEC | MA | 05 | RI | SEMA |  | 0 | 1.3336 | 0 | 1.3336 | 1.3336
47445 | NORTH ADAMS-01247PV2250NM |  | No Resource (1) | PV | SUN |  | PHOTOVOLTAIC | 2015-09-23 04:00 | Massachusetts Electric Company | MEC | MA | 03 | WMA | WCMA |  | 0 | 0.9 | 0 | 0.9 | 0.9
47446 | BWC 5 MILE RIVER-01519PV2000NM | 38560 | GRAFTON | PV | SUN |  | PHOTOVOLTAIC | 2015-09-25 04:00 | Massachusetts Electric Company | MEC | MA | 27 | CMA/NEMA | WCMA |  | 0 | 0.8 | 0 | 0.8 | 0.8
47447 | BWC 5 MILE RIVER-01031PV1890NM |  | No Resource (1) | PV | SUN |  | PHOTOVOLTAIC | 2015-09-25 04:00 | Massachusetts Electric Company | MEC | MA | 27 | WMA | WCMA |  | 0 | 0.756 | 0 | 0.756 | 0.756
47448 | BWC 5 MILE RIVER-01031PV1000NM |  | No Resource (1) | PV | SUN |  | PHOTOVOLTAIC | 2015-09-25 04:00 | Massachusetts Electric Company | MEC | MA | 27 | WMA | WCMA |  | 0 | 0.4 | 0 | 0.4 | 0.4
47455 | BROCKTON WALMART-02301PV252QF |  | No Resource (1) | PV | SUN |  | PHOTOVOLTAIC | 2015-09-28 04:00 | Massachusetts Electric Company | MEC | MA | 23 | SEMA | SEMA |  | 0 | 0.1008 | 0 | 0.1008 | 0.1008
47477 | TOWN OF WAREHAM 2155 |  | No Resource (1) | PV | SUN |  | PHOTOVOLTAIC | 2015-09-29 04:00 | NSTAR Electric Company | NSTAR | MA | 23 | SEMA | SEMA |  | 0 | 1.9 | 0 | 1.9 | 1.9
47484 | TOWN OF DARTMOUTH 1924 |  | No Resource (1) | PV | SUN |  | PHOTOVOLTAIC | 2015-10-05 04:00 | NSTAR Electric Company | NSTAR | MA | 05 | SEMA | SEMA |  | 0 | 1.1 | 0 | 1.1 | 1.1
47485 | TOWN OF DARTMOUTH 1925 |  | No Resource (1) | PV | SUN |  | PHOTOVOLTAIC | 2015-10-05 04:00 | NSTAR Electric Company | NSTAR | MA | 05 | SEMA | SEMA |  | 0 | 1.6 | 0 | 1.6 | 1.6
47486 | PLAINVILLE GAMING-02762PV615QF |  | No Resource (1) | PV | SUN |  | PHOTOVOLTAIC | 2015-10-08 04:00 | Massachusetts Electric Company | MEC | MA | 21 | RI | SEMA |  | 0 | 0.246 | 0 | 0.246 | 0.246
47487 | N KINGSTOWN SOLAR-02852PV495DG |  | No Resource (1) | PV | SUN |  | PHOTOVOLTAIC | 2015-10-16 04:00 | The Narragansett Electric Company | NEC | RI | 09 | RI | RI |  | 0 | 0.198 | 0 | 0.198 | 0.198
47504 | CVEC EDGARTOWN - 1886 |  | No Resource (1) | PV | SUN |  | PHOTOVOLTAIC | 2015-10-29 04:00 | NSTAR Electric Company | NSTAR | MA | 07 | SEMA | SEMA |  | 0 | 0.4332 | 0 | 0.4332 | 0.4332
47505 | CVEC EDGARTOWN - 1887 |  | No Resource (1) | PV | SUN |  | PHOTOVOLTAIC | 2015-10-29 04:00 | NSTAR Electric Company | NSTAR | MA | 07 | SEMA | SEMA |  | 0 | 0.4332 | 0 | 0.4332 | 0.4332
47506 | CVEC HARWICH - 1913 |  | No Resource (1) | PV | SUN |  | PHOTOVOLTAIC | 2015-10-29 04:00 | NSTAR Electric Company | NSTAR | MA | 01 | SEMA | SEMA |  | 0 | 1.6 | 0 | 1.6 | 1.6
47530 | SEEKONK WALMART-02771PV230QF |  | No Resource (1) | PV | SUN |  | PHOTOVOLTAIC | 2015-11-03 05:00 | Massachusetts Electric Company | MEC | MA | 05 | RI | SEMA |  | 0 | 0.092 | 0 | 0.092 | 0.092
47559 | HANNAFORD LUN PV |  | No Resource (1) | PV | SUN |  | PHOTOVOLTAIC | 2015-11-11 05:00 | Fitchburg Gas & Electric Light Company | FGE | MA | 27 | WMA | WCMA |  | 0 | 0.068 | 0 | 0.068 | 0.068
47699 | H&V-01472ST3519QF |  | No Resource (1) | ST | NG |  | GAS STEAM | 2015-12-04 05:00 | Massachusetts Electric Company | MEC | MA | 17 | CMA/NEMA | WCMA |  | 0 | 2.583 | 0 | 2.583 | 2.583
47703 | WEST ST NOMINEE-01747PV490QF |  | No Resource (1) | PV | SUN |  | PHOTOVOLTAIC | 2015-12-04 05:00 | Massachusetts Electric Company | MEC | MA | 27 | RI | SEMA |  | 0 | 0.196 | 0 | 0.196 | 0.196
47704 | ERVING PAPER-01344ST3519QF |  | No Resource (1) | ST | NG |  | GAS STEAM | 2015-12-07 05:00 | Massachusetts Electric Company | MEC | MA | 11 | WMA | WCMA |  | 0 | 2.583 | 0 | 2.583 | 2.583
47731 | 245 RIVER STREET PLACE LLC |  | No Resource (1) | PV | SUN |  | PHOTOVOLTAIC | 2015-12-14 05:00 | Fitchburg Gas & Electric Light Company | FGE | MA | 27 | WMA | WCMA |  | 0 | 0.16 | 0 | 0.16 | 0.16
47749 | UI RCP BGPT PV |  | No Resource (1) | PV | SUN |  | PHOTOVOLTAIC | 2015-12-17 05:00 | United Illuminating Company, The | UI | CT | 01 | SWCT | CT |  | 0 | 0.88 | 0 | 0.88 | 0.88
47752 | AMPERSAND BROOKLYN DAM HYDRO |  | No Resource (1) | HDR | WAT |  | HYDRO (DAILY CYCLE - RUN OF RIVER) | 2015-12-18 05:00 | Public Service Company of New Hampshire | PSNH | NH | 07 | NH | NH |  | 0 | 0 | 0 | 0 | 0
47836 | QUABBIN WIRE-01082PV70QF |  | No Resource (1) | PV | SUN |  | PHOTOVOLTAIC | 2015-12-29 05:00 | Massachusetts Electric Company | MEC | MA | 15 | WMA | WCMA |  | 0 | 0.028 | 0 | 0.028 | 0.028
47837 | QUABBIN WIRE-01082PV224QF |  | No Resource (1) | PV | SUN |  | PHOTOVOLTAIC | 2015-12-29 05:00 | Massachusetts Electric Company | MEC | MA | 15 | WMA | WCMA |  | 0 | 0.0896 | 0 | 0.0896 | 0.0896
47838 | GOODING FAMILY-02302PV250QF |  | No Resource (1) | PV | SUN |  | PHOTOVOLTAIC | 2015-12-29 05:00 | Massachusetts Electric Company | MEC | MA | 23 | SEMA | SEMA |  | 0 | 0.1 | 0 | 0.1 | 0.1
47926 | NM AMHERST DEVELOPMENT ASSOC |  | No Resource (1) | PV | SUN |  | PHOTOVOLTAIC | 2016-02-01 05:00 | Western Massachusetts Electric Company | WMECO | MA | 15 | WMA | WCMA |  | 0 | 0 | 0 | 0.038 | 0.038
47927 | NM EASTHAMPTON HS |  | No Resource (1) | PV | SUN |  | PHOTOVOLTAIC | 2016-02-01 05:00 | Western Massachusetts Electric Company | WMECO | MA | 15 | WMA | WCMA |  | 0 | 0 | 0 | 0.0332 | 0.0332
47928 | NM BIG Y LEE MA |  | No Resource (1) | PV | SUN |  | PHOTOVOLTAIC | 2016-02-01 05:00 | Western Massachusetts Electric Company | WMECO | MA | 03 | WMA | WCMA |  | 0 | 0 | 0 | 0.118 | 0.118
47929 | NM BIG Y SPRINGFIELD MA |  | No Resource (1) | PV | SUN |  | PHOTOVOLTAIC | 2016-02-01 05:00 | Western Massachusetts Electric Company | WMECO | MA | 13 | WMA | WCMA |  | 0 | 0 | 0 | 0.2 | 0.2
47930 | NM-HONORE LLC |  | No Resource (1) | PV | SUN |  | PHOTOVOLTAIC | 2016-02-01 05:00 | Western Massachusetts Electric Company | WMECO | MA | 13 | WMA | WCMA |  | 0 | 0 | 0 | 0.038 | 0.038
47931 | NM-BETA FOG NOZZLE |  | No Resource (1) | PV | SUN |  | PHOTOVOLTAIC | 2016-02-01 05:00 | Western Massachusetts Electric Company | WMECO | MA | 11 | WMA | WCMA |  | 0 | 0 | 0 | 0.054 | 0.054
47932 | NM GIRARD LIMITED |  | No Resource (1) | PV | SUN |  | PHOTOVOLTAIC | 2016-02-01 05:00 | Western Massachusetts Electric Company | WMECO | MA | 13 | WMA | WCMA |  | 0 | 0 | 0 | 0.032 | 0.032
47933 | NM WALMART SPRINGFIELD MA |  | No Resource (1) | PV | SUN |  | PHOTOVOLTAIC | 2016-02-01 05:00 | Western Massachusetts Electric Company | WMECO | MA | 13 | WMA | WCMA |  | 0 | 0 | 0 | 0.1332 | 0.1332
47934 | NM WINTON CORP |  | No Resource (1) | PV | SUN |  | PHOTOVOLTAIC | 2016-02-01 05:00 | Western Massachusetts Electric Company | WMECO | MA | 13 | WMA | WCMA |  | 0 | 0 | 0 | 0.044 | 0.044
47950 | NATIONAL GRID 1-01005PV480NM |  | No Resource (1) | PV | SUN |  | PHOTOVOLTAIC | 2016-02-16 | Massachusetts Electric Company | MEC | MA | 27 | WMA | WCMA |  | 0 | 0 | 0 | 0.192 | 0.192
47951 | NATIONAL GRID 2-01005PV480NM |  | No Resource (1) | PV | SUN |  | PHOTOVOLTAIC | 2016-02-16 | Massachusetts Electric Company | MEC | MA | 27 | WMA | WCMA |  | 0 | 0 | 0 | 0.192 | 0.192
47952 | NATIONAL GRID 3-01005PV480NM |  | No Resource (1) | PV | SUN |  | PHOTOVOLTAIC | 2016-02-16 | Massachusetts Electric Company | MEC | MA | 27 | WMA | WCMA |  | 0 | 0 | 0 | 0.192 | 0.192
47953 | NATIONAL GRID 4-01005PV480NM |  | No Resource (1) | PV | SUN |  | PHOTOVOLTAIC | 2016-02-16 | Massachusetts Electric Company | MEC | MA | 27 | WMA | WCMA |  | 0 | 0 | 0 | 0.192 | 0.192
47954 | WINN SOLAR THREE-01841PV115NM |  | No Resource (1) | PV | SUN |  | PHOTOVOLTAIC | 2016-02-12 | Massachusetts Electric Company | MEC | MA | 09 | CMA/NEMA | WCMA |  | 0 | 0 | 0 | 0.046 | 0.046
47955 | BELLINGHAM PLAZA-02019PV198QF |  | No Resource (1) | PV | SUN |  | PHOTOVOLTAIC | 2016-02-12 | Massachusetts Electric Company | MEC | MA | 21 | RI | SEMA |  | 0 | 0 | 0 | 0.0792 | 0.0792
47956 | ANDOVER COMPANIES-01810PV494NM |  | No Resource (1) | PV | SUN |  | PHOTOVOLTAIC | 2016-02-12 | Massachusetts Electric Company | MEC | MA | 09 | CMA/NEMA | WCMA |  | 0 | 0 | 0 | 0.1976 | 0.1976
47959 | ZORENA-01590PV100QF |  | No Resource (1) | PV | SUN |  | PHOTOVOLTAIC | 2016-02-22 | Massachusetts Electric Company | MEC | MA | 27 | CMA/NEMA | WCMA |  | 0 | 0 | 0 | 0.04 | 0.04
47983 | JLS MAILING SVS-01876PV490NM |  | No Resource (1) | PV | SUN |  | PHOTOVOLTAIC | 2016-03-11 | Massachusetts Electric Company | MEC | MA | 23 | SEMA | SEMA |  | 0 | 0 | 0 | 0.196 | 0.196
47984 | BJ'S WHOLESALE-01532PV460NM |  | No Resource (1) | PV | SUN |  | PHOTOVOLTAIC | 2016-03-11 | Massachusetts Electric Company | MEC | MA | 27 | CMA/NEMA | WCMA |  | 0 | 0 | 0 | 0.184 | 0.184
47985 | DENNISON LUBRICANT01607PV308QF |  | No Resource (1) | PV | SUN |  | PHOTOVOLTAIC | 2016-03-11 | Massachusetts Electric Company | MEC | MA | 27 | CMA/NEMA | WCMA |  | 0 | 0 | 0 | 0.123 | 0.123
47986 | TARGET LEOMINSTER-01453PV184QF |  | No Resource (1) | PV | SUN |  | PHOTOVOLTAIC | 2016-03-14 | Massachusetts Electric Company | MEC | MA | 27 | WMA | WCMA |  | 0 | 0 | 0 | 0.074 | 0.074
47987 | LAMOUREUX FORD-01515PV100NMNM |  | No Resource (1) | PV | SUN |  | PHOTOVOLTAIC | 2016-03-14 | Massachusetts Electric Company | MEC | MA | 27 | WMA | WCMA |  | 0 | 0 | 0 | 0.04 | 0.04
47992 | BREAKAWAY ICE-01876PV120QF |  | No Resource (1) | PV | SUN |  | PHOTOVOLTAIC | 2016-03-22 | Massachusetts Electric Company | MEC | MA | 17 | BOSTON | NEMA |  | 0 | 0 | 0 | 0.048 | 0.048
47993 | 217 EAST RD SOLAR-01220PV996NM |  | No Resource (1) | PV | SUN |  | PHOTOVOLTAIC | 2016-03-24 | Massachusetts Electric Company | MEC | MA | 3 | WMA | WCMA |  | 0 | 0 | 0 | 0.398 | 0.398
47994 | NAT GRID ATTLEBORO02703PV996QF |  | No Resource (1) | PV | SUN |  | PHOTOVOLTAIC | 2016-03-24 | Massachusetts Electric Company | MEC | MA | 5 | RI | SEMA |  | 0 | 0 | 0 | 0.398 | 0.398
47995 | NATL GRID SHIRLEY-01464PV996QF |  | No Resource (1) | PV | SUN |  | PHOTOVOLTAIC | 2016-03-24 | Massachusetts Electric Company | MEC | MA | 17 | CMA/NEMA | WCMA |  | 0 | 0 | 0 | 0.398 | 0.398
47996 | NAT GRID CHARLTON-01507PV684QF |  | No Resource (1) | PV | SUN |  | PHOTOVOLTAIC | 2016-03-28 | Massachusetts Electric Company | MEC | MA | 27 | WMA | WCMA |  | 0 | 0 | 0 | 0.274 | 0.274
48022 | WINN SOLAR THREE-01852PV120NM |  | No Resource (1) | PV | SUN |  | PHOTOVOLTAIC | 2016-03-30 | Massachusetts Electric Company | MEC | MA | 17 | CMA/NEMA | WCMA |  | 0 | 0 | 0 | 0.048 | 0.048
48075 | STONY HILL SOLAR-01036PV499NM |  | No Resource (1) | PV | SUN |  | PHOTOVOLTAIC | 2016-04-01 | Massachusetts Electric Company | MEC | MA | 13 | WMA | WCMA |  | 0 | 0 | 0 | 0.2 | 0.2
48081 | APOLLO SOLAR-01876PV268QF |  | No Resource (1) | PV | SUN |  | PHOTOVOLTAIC | 2016-04-01 | Massachusetts Electric Company | MEC | MA | 17 | CMA/NEMA | WCMA |  | 0 | 0 | 0 | 0.107 | 0.107
38115 | HARRINGTON STREET PV | 38115 | HARRINGTON STREET PV PROJECT | PV | SUN |  | PHOTOVOLTAIC | 2016-05-01 | Hampshire Council of Governments | HCG | MA | 27 | WMA | WCMA |  | 0 | 0 | 0 | 1.43 | 1.43
38417 | PASSADUMKEAG WINDPARK | 38417 | PASSADUMKEAG WIND PROJECT | WT | WND |  | WIND TURBINE | 2016-05-23 | Longfellow Wind, LLC | LFW | ME | 19 | BHE | ME |  | 0 | 0 | 0 | 2 | 2
47741 | FUTURE GEN WIND |  | No Resource (1) | WT | WND |  | WIND TURBINE | 2016-05-31 | Consolidated Edison Energy, Inc | CEEI | MA | 23 | SEMA | SEMA |  | 0 | 0 | 0 | 0.4 | 0.4
[15 empty] | Total | 33015.045 | 30513.0864 | 33067.57 | 30581.1016 | -159.2286
NOTES:
Appendix A - defines the codes used.
Generator details, including Lead Market Participant, as of January 1, 2016.
Additional information and changes to generating asset Lead Participant since January 1, 2016 may be found in the Endnotes following Section 2.1.
The Expected Summer Peak SCC is based on existing capacity as of the April 2016 SCC Report, with the addition of generation that is expected to go into service by August 1 based on the interconnection queue and information provided to ISO-NE by the lead participants of new generators. The expected SCC values also include full and partial retirements pursuant to the FCM.
SCC values may change throughout the year. Refer to the monthly SCC Reports at http://www.iso-ne.com/isoexpress/web/reports/operations/-/tree/seasonal-claimed-capability for the most recent values.
The summer SCC of Potter 2 CC as reported in the 4/1/16 SCC Report reflects a derated value of 0 MW. However, since its FCM Qualified Capacity Value pursuant to Market Rule 1 is 73.723 MW, it is assumed that the unit will be operating during the 2016-2017 capacity commitment period. Therefore, the asset's SCC in this generator list reflects the summer rating prior to the derate.
New PV and wind resources that do not yet have an SCC value due to a lack of historical generation data have an assumed summer SCC that is based on FCM Qualified Capacity, if applicable. Otherwise, the ratings of new PV resources are assumed to be 40% of nameplate (summer), and the ratings of new wind resources are 5% and 20% (summer and winter) of nameplate.
When an alternate fuel is listed, the unit may not necessarily be fully operable on both fuels.
FOOTNOTES:
(1) This an existing Asset that has no associated Resource at this time.

## 2.1 Endnotes
2.1 Endnotes
-1 | All generator details in Section 2.1, other than the capabilities during the winter and summer peaks, are as of January 1, 2016.
-2 | Effective February 6, 2016, Connecticut Municipal Electric Energy Cooperative (CMEEC) has replaced The Connecticut Light and Power Company (CLP) as the Lead Market Participant for the following asset:
GOODWIN DAM, Asset #796
-3 | Effective March 1, 2016, Emera Maine (BHE) has replaced Energy New England LLC (ENE) as the Lead Market Participant for the following assets:
BAR HARBOR DIESELS 1-4, Asset #332
MEDWAY DIESELS 1-4, Asset #475
-4 | Effective March 1, 2016, New Brunswick Energy Marketing Corporation (NBPGC) has replaced Energy New England LLC (ENE) as the Lead Market Participant for the following asset:
EASTPORT DIESELS 1-3, Asset #407
-5 | Effective March 30, 2016, Talen Energy Marketing, LLC (EPLU-I) has replaced Consolidated Edison Energy, Inc (CEEI) as the Lead Market Participant for the following asset:
DARTMOUTH POWER, Asset #388
DARTMOUTH CT GENERATOR 3, Asset #15940
-5 | Effective April 1, 2016, NextEra Energy Power Marketing, LLC (FPLP) has replaced Entergy Nuclear Power Marketing LLC (ENPM) as the Lead Market Participant for the following asset:
RISEP, Asset #1630

## 2.2 Net of Imports & Exports
2.2 Net of Imports and Exports (1)
|  | CAPACITY IMPORT/EXPORT FROM |  | CAPABILITY - MW
|  |  |  | Winter | Summer
|  |  |  | 2016-01-01 | 2016-08-01
|  | Quebec (2) |  | 444.782 | 312.005
|  | New Brunswick |  | 247.842 | 290
|  | New York (3) |  | 533.479 | 460.197
|  |  | NET OF IMPORTS AND EXPORTS (4) | 1226.103 | 1062.202
FOOTNOTES:
-1 | Summer and winter values are based on FCM Capacity Supply Obligations.
-2 | The Citizens Block Load CSO, which is treated as a generating resource in Sec. 3.1 and Appendix D, is treated here as an import from Quebec.
-3 | New York values reflect a 100 MW Administrative Export. That export is treated as a reduction to the generation CSO in Sec. 1.
-4 | A positive value indicates net imports and a negative value indicates net exports.

## 3.1.1 PV Forecast - Nameplate
3.1.1 - Forecast of Solar PV Resources by Category and State
|  |  | Annual Total Incremental MW - Nameplate Rating | [10 empty] | Totals
Category | Sub-Category | States | Through 2015 | 2016 | 2017 | 2018 | 2019 | 2020 | 2021 | 2022 | 2023 | 2024 | 2025
PV in Markets | FCM PV | CT | 0.701 | 0 | 0 | 0 | 0 | 0 | 0 | 0 | 0 | 0 | 0 | 0.701
|  | MA | 13.187 | 13.05 | 0 | 36.97 | 84.799 | 0 | 0 | 0 | 0 | 0 | 0 | 148.006
|  | ME | 0 | 0 | 0 | 0 | 0 | 0 | 0 | 0 | 0 | 0 | 0 | 0
|  | NH | 0 | 0 | 0 | 0 | 0 | 0 | 0 | 0 | 0 | 0 | 0 | 0
|  | RI | 0.445 | 0 | 0 | 0 | 0 | 0 | 0 | 0 | 0 | 0 | 0 | 0.445
|  | VT | 0 | 0 | 0 | 0 | 0 | 0 | 0 | 0 | 0 | 0 | 0 | 0
| Total | Annual | 14.333 | 13.05 | 0 | 36.97 | 84.799 | 0 | 0 | 0 | 0 | 0 | 0 | 149.152
|  | Cumulative | 14.333 | 27.383 | 27.383 | 64.353 | 149.152 | 149.152 | 149.152 | 149.152 | 149.152 | 149.152 | 149.152 | 149.152
| Non-FCM PV | CT | 2.2 | 1.0005 | 21.2229 | 5.2336 | 5.2336 | 5.2336 | 3.6054 | 3.5084 | 2.9075 | 2.9075 | 2.9075 | 55.9606
|  | MA | 409.66 | 114.2902 | 53.0728 | -6.8219 | -68.0596 | 16.7394 | 16.7394 | 16.7394 | 16.7394 | 16.7394 | 16.7394 | 602.5777
|  | ME | 0 | 0 | 0 | 0 | 0 | 0 | 0 | 0 | 0 | 0 | 0 | 0
|  | NH | 1.295 | 0.65241 | 0.3728 | 0.19621 | 0.19621 | 0.19621 | 0.19621 | 0.19621 | 0.19621 | 0.19621 | 0.19621 | 3.8899
|  | RI | 16.71 | 15.2939 | 27.4016 | 25.4898 | 25.4898 | 18.3385 | 6.4433 | 4.6731 | 4.6731 | 4.6731 | 4.6731 | 153.8594
|  | VT | 0 | 0 | 0 | 0 | 0 | 0 | 0 | 0 | 0 | 0 | 0 | 0
| Total | Annual | 429.865 | 131.237 | 102.0701 | 24.0978 | -37.14 | 40.5077 | 26.9842 | 25.1171 | 24.5162 | 24.5162 | 24.5162 | 816.2876
|  | Cumulative | 429.865 | 561.102 | 663.1721 | 687.2699 | 650.1299 | 690.6375 | 717.6217 | 742.7389 | 767.2551 | 791.7714 | 816.2876 | 816.2876
Markets Total |  | Annual | 444.198 | 144.287 | 102.0701 | 61.0678 | 47.659 | 40.5077 | 26.9842 | 25.1171 | 24.5162 | 24.5162 | 24.5162 | 965.4396
|  | Cumulative | 444.198 | 588.485 | 690.5551 | 751.6229 | 799.2819 | 839.7895 | 866.7737 | 891.8909 | 916.4071 | 940.9234 | 965.4396 | 965.4396
Behind-the-Meter PV |  | CT | 185.099 | 84.4995 | 83.2771 | 75.7664 | 75.7664 | 75.7664 | 52.1946 | 50.7916 | 42.0925 | 42.0925 | 42.0925 | 809.4384
|  | MA | 524.253 | 167.0598 | 69.6272 | 39.5519 | 21.9606 | 21.9606 | 21.9606 | 21.9606 | 21.9606 | 21.9606 | 21.9606 | 954.2163
|  | ME | 15.3 | 4.7 | 4.7 | 4.4 | 4.4 | 4.4 | 4.2 | 3.9 | 3.9 | 3.9 | 3.9 | 57.7
|  | NH | 25.105 | 12.6476 | 7.2272 | 3.8038 | 3.8038 | 3.8038 | 3.8038 | 3.8038 | 3.8038 | 3.8038 | 3.8038 | 75.4101
|  | RI | 6.445 | 6.3061 | 11.2984 | 10.5102 | 10.5102 | 7.5615 | 2.6567 | 1.9269 | 1.9269 | 1.9269 | 1.9269 | 62.9956
|  | VT | 124.6 | 30.2 | 23.8 | 22.5 | 22.5 | 22.5 | 21.3 | 20 | 20 | 20 | 20 | 347.4
Behind-the Meter Total |  | Annual | 880.802 | 305.413 | 199.9299 | 156.5322 | 138.941 | 135.9923 | 106.1158 | 102.3829 | 93.6838 | 93.6838 | 93.6838 | 2307.1604
|  | Cumulative | 880.802 | 1186.215 | 1386.1449 | 1542.6771 | 1681.6181 | 1817.6105 | 1923.7263 | 2026.1091 | 2119.7929 | 2213.4766 | 2307.1604 | 2307.1604
Annual Total | All PV Categories | CT | 188 | 85.5 | 104.5 | 81 | 81 | 81 | 55.8 | 54.3 | 45 | 45 | 45 | 866.1489
|  | MA | 947.1 | 294.4 | 122.7 | 69.7 | 38.7 | 38.7 | 38.7 | 38.7 | 38.7 | 38.7 | 38.7 | 1705.0227
|  | ME | 15.3 | 4.7 | 4.7 | 4.4 | 4.4 | 4.4 | 4.2 | 3.9 | 3.9 | 3.9 | 3.9 | 57.858
|  | NH | 26.4 | 13.3 | 7.6 | 4 | 4 | 4 | 4 | 4 | 4 | 4 | 4 | 79.3
|  | RI | 23.6 | 21.6 | 38.7 | 36 | 36 | 25.9 | 9.1 | 6.6 | 6.6 | 6.6 | 6.6 | 217.2375
|  | VT | 124.6 | 30.2 | 23.8 | 22.5 | 22.5 | 22.5 | 21.3 | 20 | 20 | 20 | 20 | 347.2678
All PV Categories Total |  | Annual | 1325 | 449.7 | 302 | 217.6 | 186.6 | 176.5 | 133.1 | 127.5 | 118.2 | 118.2 | 118.2 | 3272.8349
Cumulative Total | All PV Categories | CT | 188 | 273.5 | 378 | 459 | 540 | 621 | 676.8 | 731.1 | 776.1 | 821.1 | 866.1489 | 866.1489
|  | MA | 947.1 | 1241.5 | 1364.2 | 1433.9 | 1472.6 | 1511.3 | 1550 | 1588.7 | 1627.4 | 1666.1 | 1705.0227 | 1705
|  | ME | 15.3 | 20 | 24.7 | 29.1 | 33.5 | 37.9 | 42.1 | 46 | 49.9 | 53.8 | 57.858 | 57.858
|  | NH | 26.4 | 39.7 | 47.3 | 51.3 | 55.3 | 59.3 | 63.3 | 67.3 | 71.3 | 75.3 | 79.3 | 79.3
|  | RI | 23.6 | 45.2 | 83.9 | 119.9 | 155.9 | 181.8 | 190.9 | 197.5 | 204.1 | 210.7 | 217.2375 | 217.2375
|  | VT | 124.6 | 154.8 | 178.6 | 201.1 | 223.6 | 246.1 | 267.4 | 287.4 | 307.4 | 327.4 | 347.2678 | 347.2678
All PV Categories Total |  | Cumulative | 1325 | 1774.7 | 2076.7 | 2294.3 | 2480.9 | 2657.4 | 2790.5 | 2918 | 3036.2 | 3154.4 | 3272.8349 | 3272.8122
NOTES:
1) Explanation of all PV forecast assumptions and methodology is available at:
http://www.iso-ne.com/system-planning/system-forecasting/distributed-generation-forecast
2) The forecast reflects values after applying discount factors developed to reflect a degree of uncertainty in future PV development
3) FCM PV consists of supply or demand-side resources with Capacity Suppliy Obligations (CSO), which may also be Settlement Only Resources
4) Non-FCM PV includes Settlement only Resources (SORs) and Generators (per OP-14) that participate only in the energy market. Negative values in this category are due to the transfer of certain resources from Non-FCM PV to the FCM PV category.
5) Forecast values represent end-of-year installed capacities
6) Values shown may not sum correctly due to rounding

## 3.1.2 PV Forecast - BTM MW
3.1.2 - Forecast of Cumulative BTM Solar PV Estimated Summer Seasonal (July 1st) Peak Load Reduction by State
Cumulative Total MW - Estimated Summer Seasonal Peak Load Reduction
Category |  | States | 2015 | 2016 | 2017 | 2018 | 2019 | 2020 | 2021 | 2022 | 2023 | 2024 | 2025
Behind-the-Meter PV |  | CT | 60.9685 | 92.0894 | 123.8614 | 153.575 | 180.9538 | 207.6993 | 230.608 | 247.6176 | 262.791 | 275.679 | 288.2328
|  | MA | 193.994 | 249.4126 | 295.5935 | 312.643 | 320.3566 | 323.9555 | 327.9278 | 332.5257 | 337.1404 | 341.7525 | 346.1902
|  | ME | 5.4489 | 7.2512 | 8.9625 | 10.6145 | 12.1754 | 13.7027 | 15.1773 | 16.5583 | 17.8435 | 19.1063 | 20.3382
|  | NH | 6.8014 | 12.6775 | 16.6663 | 18.6999 | 19.8857 | 21.061 | 22.2332 | 23.4251 | 24.5989 | 25.7546 | 26.88
|  | RI | 2.4786 | 3.7376 | 6.9841 | 11.2665 | 15.2368 | 18.6729 | 20.6232 | 21.2945 | 21.7857 | 22.2727 | 22.7444
|  | VT | 44.2468 | 57.7774 | 67.4456 | 75.3577 | 82.9773 | 90.4665 | 97.7 | 104.4976 | 110.8738 | 117.1452 | 123.2578
Total |  | Cumulative | 313.9383 | 422.9458 | 519.5134 | 582.1565 | 631.5855 | 675.5579 | 714.2695 | 745.9188 | 775.0334 | 801.7104 | 827.6434
Estimated Summer Seasonal Peak Load Reduction - % of BTM AC nameplate |  |  | 40% | 39.39% | 38.16% | 37.32% | 36.68% | 36.11% | 35.61% | 35.21% | 34.82% | 34.45% | 34.09%
Monthly PV Growth Table (as a % of Annual Growth)
Month | Incremental | Cumulative
1 | 6% | 6%
2 | 4% | 10%
3 | 6% | 15%
4 | 7% | 22%
5 | 6% | 28%
6 | 9% | 37%
7 | 10% | 47%
8 | 9% | 56%
9 | 7% | 64%
10 | 8% | 72%
11 | 6% | 77%
12 | 23% | 100%
The above percentages are based on four years of historical installation data, and reflect end of month values.
NOTES:
1) Explanation of all PV forecast assumptions and methodology is available at:
http://www.iso-ne.com/system-planning/system-forecasting/distributed-generation-forecast
2) The forecast reflects values after applying discount factors developed to reflect a degree of uncertainty in future PV development
3) Values include the effect of diminishing PV production as increasing PV penetrations shift the timing of peaks later in the day, which is reflected in the % of BTM AC nameplate values shown above.
4) These values are as of July 1 of each year, and include an 8% transmission and distribution loss gross-up. The July 1 values were calculated based on the cumulative growth percentage through June, as shown in the Monthly PV Growth Table above.
5) In Sections 1.1 and 1.2 of the CELT Report, the Behind-the-Meter (BTM) PV estimated summer seasonal peak load reductions are reflected in line 1.1.1.
6) Different planning studies may use different values based on the intent of the study

## 3.1.3 PV Forecast - BTM Energy
3.1.3 - Forecast of BTM Solar PV Energy (GWh) by State
Estimated Annual Energy (GWh)
Category | States | 2015 | 2016 | 2017 | 2018 | 2019 | 2020 | 2021 | 2022 | 2023 | 2024 | 2025
Behind-the-Meter PV | CT | 145.48 | 282.8096 | 393.5749 | 499.8319 | 599.6546 | 699.4774 | 788.4373 | 856.5575 | 919.4669 | 974.9239 | 1030.381
| MA | 584.158 | 767.6941 | 942.8959 | 1020.7703 | 1064.7734 | 1093.7067 | 1122.64 | 1151.5733 | 1180.5066 | 1209.4399 | 1238.3732
| ME | 14.979 | 22.3238 | 28.5161 | 34.5701 | 40.3671 | 46.1642 | 51.869 | 57.2643 | 62.4026 | 67.5408 | 72.6791
| NH | 16.763 | 38.9045 | 53.0699 | 61.0141 | 66.0256 | 71.0371 | 76.0486 | 81.0602 | 86.0717 | 91.0832 | 96.0947
| RI | 5.536 | 11.3974 | 22.0064 | 36.5289 | 50.3761 | 62.8645 | 70.5665 | 73.7304 | 76.269 | 78.8077 | 81.3464
| VT | 115.283 | 178.0786 | 214.9179 | 245.6755 | 275.3194 | 304.9633 | 334.0542 | 361.518 | 387.8681 | 414.2182 | 440.5684
Behind-the Meter Total |  | 882.199 | 1301.2081 | 1654.9811 | 1898.3907 | 2096.5163 | 2278.2131 | 2443.6157 | 2581.7036 | 2712.5848 | 2836.0138 | 2959.4427
NOTES:
1) Explanation of all PV forecast assumptions and methodology is available at:
http://www.iso-ne.com/system-planning/system-forecasting/distributed-generation-forecast
2) Monthly in-service dates of PV assumed based on historical development
3) All values are grossed up by 6.5% to reflect avoided transmission and distribution losses

## 4.1 Sum of CSOs
4.1 Summary of Capacity Supply Obligations (CSO) MW(1)(2)(3)(4)(5)(6)
Capacity Commitment Period
|  |  |  | 2015-16(7) |  | 2016-17 (8) |  | 2017-18 (9) |  | 2018-19 (10) |  | 2019-20 (11)
| Load Zone Name | Resource Type | Resource Sub Type | Summer CSO | Winter CSO | Summer CSO | Winter CSO | Summer CSO | Winter CSO | Summer CSO | Winter CSO | Summer CSO | Winter CSO
| CT | ACTIVE DR | REAL TIME DR | 114.78 | 113.925 | 90.66 | 91.006 | 181.16 | 180.518 | 62.383 | 62.662 | 19.934 | 19.57
|  |  | REAL-TIME EG | 107.401 | 102.07 | 97.569 | 97.569 | 138.338 | 138.338 | 52.427 | 52.427 | 13.612 | 13.18
|  |  | TOTAL ACTIVE | 222.181 | 215.995 | 188.229 | 188.575 | 319.498 | 318.856 | 114.81 | 115.089 | 33.546 | 32.75
|  | PASSIVE DR | ON-PEAK | 71.622 | 71.248 | 59.027 | 59.027 | 60.862 | 60.862 | 58.394 | 58.394 | 56.632 | 56.632
|  |  | SEASONAL PEAK | 310.682 | 310.682 | 355.436 | 355.436 | 307.892 | 307.892 | 363.379 | 363.379 | 437.607 | 437.607
|  |  | TOTAL PASSIVE | 382.304 | 381.93 | 414.463 | 414.463 | 368.754 | 368.754 | 421.773 | 421.773 | 494.239 | 494.239
|  | DR Total |  | 604.485 | 597.925 | 602.692 | 603.038 | 688.252 | 687.61 | 536.583 | 536.862 | 527.785 | 526.989
|  | GEN | Intermittent | 156.661 | 166.014 | 152.399 | 162.995 | 190.335 | 205.023 | 180.35 | 196.043 | 172.935 | 189.365
|  |  | Non Intermittent | 7299.146 | 7331.395 | 8077.89 | 8080.241 | 8241.365 | 8247.725 | 9063.01 | 9076.111 | 9643.573 | 9694.309
|  | GEN Total |  | 7455.807 | 7497.409 | 8230.289 | 8243.236 | 8431.7 | 8452.748 | 9243.36 | 9272.154 | 9816.508 | 9883.674
| CT Total |  |  | 8060.292 | 8095.334 | 8832.981 | 8846.274 | 9119.952 | 9140.358 | 9779.943 | 9809.016 | 10344.293 | 10410.663
| ME | ACTIVE DR | REAL TIME DR | 129.844 | 145.337 | 130.92 | 133.394 | 176.007 | 187.241 | 144.737 | 151.439 | 130.322 | 136.238
|  |  | REAL-TIME EG | 6.031 | 3.55 | 4.87 | 2.396 | 11.802 | 9.299 | 7.482 | 5.198 | 5.493 | 3.835
|  |  | TOTAL ACTIVE | 135.875 | 148.887 | 135.79 | 135.79 | 187.809 | 196.54 | 152.219 | 156.637 | 135.815 | 140.073
|  | PASSIVE DR | ON-PEAK | 131.82 | 130.096 | 121.876 | 121.876 | 180.107 | 180.107 | 178.725 | 178.725 | 183.052 | 183.052
|  |  | SEASONAL PEAK | 0 | 0 | 0 | 0 | 0 | 0 | 0 | 0 | 0 | 0
|  |  | TOTAL PASSIVE | 131.82 | 130.096 | 121.876 | 121.876 | 180.107 | 180.107 | 178.725 | 178.725 | 183.052 | 183.052
|  | DR Total |  | 267.695 | 278.983 | 257.666 | 257.666 | 367.916 | 376.647 | 330.944 | 335.362 | 318.867 | 323.125
|  | GEN | Intermittent | 165 | 226.684 | 162.975 | 271.332 | 248.975 | 373.225 | 210.053 | 333.061 | 216.124 | 341.764
|  |  | Non Intermittent | 2920.305 | 2921.311 | 2929.496 | 2929.207 | 2932.511 | 2933.766 | 2815.203 | 2811.679 | 2933.34 | 2936.119
|  | GEN Total |  | 3085.305 | 3147.995 | 3092.471 | 3200.539 | 3181.486 | 3306.991 | 3025.256 | 3144.74 | 3149.464 | 3277.883
| ME Total |  |  | 3353 | 3426.978 | 3350.137 | 3458.205 | 3549.402 | 3683.638 | 3356.2 | 3480.102 | 3468.331 | 3601.008
| NEMA | ACTIVE DR | REAL TIME DR | 77.454 | 65.363 | 40.421 | 40.421 | 53.348 | 53.348 | 63.612 | 63.612 | 41.788 | 41.788
|  |  | REAL-TIME EG | 14.44 | 12.699 | 11.999 | 11.999 | 10.536 | 10.308 | 8.635 | 8.635 | 3.24 | 3.24
|  |  | TOTAL ACTIVE | 91.894 | 78.062 | 52.42 | 52.42 | 63.884 | 63.656 | 72.247 | 72.247 | 45.028 | 45.028
|  | PASSIVE DR | ON-PEAK | 376.496 | 376.496 | 487.533 | 486.988 | 481.959 | 481.413 | 544.134 | 544.134 | 594.3 | 594.3
|  |  | SEASONAL PEAK | 0 | 0 | 0 | 0 | 0 | 0 | 0 | 0 | 0 | 0
|  |  | TOTAL PASSIVE | 376.496 | 376.496 | 487.533 | 486.988 | 481.959 | 481.413 | 544.134 | 544.134 | 594.3 | 594.3
|  | DR Total |  | 468.39 | 454.558 | 539.953 | 539.408 | 545.843 | 545.069 | 616.381 | 616.381 | 639.328 | 639.328
|  | GEN | Intermittent | 69.363 | 71.485 | 71.15 | 72.758 | 70.103 | 71.674 | 70.651 | 72.023 | 77.148 | 72.26
|  |  | Non Intermittent | 2519.184 | 2519.184 | 2555.781 | 2556.326 | 3175.313 | 3179.564 | 3230.637 | 3510.237 | 3226.238 | 3426.238
|  | GEN Total |  | 2588.547 | 2590.669 | 2626.931 | 2629.084 | 3245.416 | 3251.238 | 3301.288 | 3582.26 | 3303.386 | 3498.498
| NEMA Total |  |  | 3056.937 | 3045.227 | 3166.884 | 3168.492 | 3791.259 | 3796.307 | 3917.669 | 4198.641 | 3942.714 | 4137.826
| NH | ACTIVE DR | REAL TIME DR | 11.596 | 11.087 | 11.132 | 11.041 | 17.87 | 17.149 | 13.393 | 12.673 | 3.676 | 3.676
|  |  | REAL-TIME EG | 15.064 | 13.334 | 13.474 | 11.497 | 14.022 | 12.045 | 14.022 | 12.045 | 13.23 | 11.253
|  |  | TOTAL ACTIVE | 26.66 | 24.421 | 24.606 | 22.538 | 31.892 | 29.194 | 27.415 | 24.718 | 16.906 | 14.929
|  | PASSIVE DR | ON-PEAK | 75.286 | 75.286 | 70.673 | 70.673 | 79.228 | 79.228 | 83.036 | 83.036 | 88.882 | 88.882
|  |  | SEASONAL PEAK | 0 | 0 | 0 | 0 | 0 | 0 | 0 | 0 | 0 | 0
|  |  | TOTAL PASSIVE | 75.286 | 75.286 | 70.673 | 70.673 | 79.228 | 79.228 | 83.036 | 83.036 | 88.882 | 88.882
|  | DR Total |  | 101.946 | 99.707 | 95.279 | 93.211 | 111.12 | 108.422 | 110.451 | 107.754 | 105.788 | 103.811
|  | GEN | Intermittent | 150.696 | 188.497 | 129.904 | 175.031 | 170.882 | 229.902 | 163.187 | 217.5 | 164.107 | 228.539
|  |  | Non Intermittent | 4067.08 | 4067.045 | 4094.9 | 4089.082 | 4064.461 | 4064.461 | 4066.181 | 4066.181 | 4073.959 | 4076.239
|  | GEN Total |  | 4217.776 | 4255.542 | 4224.804 | 4264.113 | 4235.343 | 4294.363 | 4229.368 | 4283.681 | 4238.066 | 4304.778
| NH Total |  |  | 4319.722 | 4355.249 | 4320.083 | 4357.324 | 4346.463 | 4402.785 | 4339.819 | 4391.435 | 4343.854 | 4408.589
| RI | ACTIVE DR | REAL TIME DR | 23.503 | 19.49 | 16.82 | 13.975 | 41.083 | 37.582 | 46.244 | 46.274 | 22.788 | 22.788
|  |  | REAL-TIME EG | 13.498 | 11.051 | 17.541 | 14.616 | 28.14 | 26.665 | 11.329 | 11.329 | 11.329 | 11.329
|  |  | TOTAL ACTIVE | 37.001 | 30.541 | 34.361 | 28.591 | 69.223 | 64.247 | 57.573 | 57.603 | 34.117 | 34.117
|  | PASSIVE DR | ON-PEAK | 160.763 | 160.763 | 174.074 | 174.016 | 175.377 | 175.377 | 197.823 | 197.823 | 216.85 | 216.85
|  |  | SEASONAL PEAK | 0 | 0 | 0 | 0 | 0 | 0 | 0 | 0 | 0 | 0
|  |  | TOTAL PASSIVE | 160.763 | 160.763 | 174.074 | 174.016 | 175.377 | 175.377 | 197.823 | 197.823 | 216.85 | 216.85
|  | DR Total |  | 197.764 | 191.304 | 208.435 | 202.607 | 244.6 | 239.624 | 255.396 | 255.426 | 250.967 | 250.967
|  | GEN | Intermittent | 0.368 | 2.36 | 0.635 | 1.891 | 5.867 | 7.28 | 4.684 | 6.435 | 7.264 | 16.458
|  |  | Non Intermittent | 2516.535 | 2527.857 | 1833.214 | 1844.058 | 1861.432 | 1863.808 | 1872.796 | 1872.796 | 2364.339 | 2373.058
|  | GEN Total |  | 2516.903 | 2530.217 | 1833.849 | 1845.949 | 1867.299 | 1871.088 | 1877.48 | 1879.231 | 2371.603 | 2389.516
| RI Total |  |  | 2714.667 | 2721.521 | 2042.284 | 2048.556 | 2111.899 | 2110.712 | 2132.876 | 2134.657 | 2622.57 | 2640.483
| SEMA | ACTIVE DR | REAL TIME DR | 16.958 | 11.322 | 13.723 | 11.846 | 35.184 | 33.31 | 50.112 | 50.112 | 33.333 | 33.333
|  |  | REAL-TIME EG | 9.913 | 9.238 | 11.109 | 11.109 | 15.962 | 15.962 | 12.722 | 12.722 | 0.54 | 0.54
|  |  | TOTAL ACTIVE | 26.871 | 20.56 | 24.832 | 22.955 | 51.146 | 49.272 | 62.834 | 62.834 | 33.873 | 33.873
|  | PASSIVE DR | ON-PEAK | 203.963 | 203.963 | 232.556 | 232.292 | 242.005 | 242.005 | 285.606 | 285.606 | 305.718 | 305.718
|  |  | SEASONAL PEAK | 0 | 0 | 0 | 0 | 0 | 0 | 0 | 0 | 0 | 0
|  |  | TOTAL PASSIVE | 203.963 | 203.963 | 232.556 | 232.292 | 242.005 | 242.005 | 285.606 | 285.606 | 305.718 | 305.718
|  | DR Total |  | 230.834 | 224.523 | 257.388 | 255.247 | 293.151 | 291.277 | 348.44 | 348.44 | 339.591 | 339.591
|  | GEN | Intermittent | 75.275 | 78.689 | 74.954 | 75.509 | 76.192 | 80.68 | 84.026 | 77.907 | 95.101 | 78.057
|  |  | Non Intermittent | 5831.467 | 5942.402 | 5814.22 | 5831.599 | 4503.995 | 4543.175 | 4665.798 | 4830.398 | 4348.552 | 4479.385
|  | GEN Total |  | 5906.742 | 6021.091 | 5889.174 | 5907.108 | 4580.187 | 4623.855 | 4749.824 | 4908.305 | 4443.653 | 4557.442
| SEMA Total |  |  | 6137.576 | 6245.614 | 6146.562 | 6162.355 | 4873.338 | 4915.132 | 5098.264 | 5256.745 | 4783.244 | 4897.033
| VT | ACTIVE DR | REAL TIME DR | 27.13 | 32.389 | 32.666 | 32.971 | 33.11 | 40.627 | 31.9 | 36.154 | 31.9 | 33.154
|  |  | REAL-TIME EG | 3.124 | 3.091 | 4.266 | 4.266 | 2.866 | 2.866 | 4.918 | 4.356 | 2.848 | 2.632
|  |  | TOTAL ACTIVE | 30.254 | 35.48 | 36.932 | 37.237 | 35.976 | 43.493 | 36.818 | 40.51 | 34.748 | 35.786
|  | PASSIVE DR | ON-PEAK | 105.118 | 105.002 | 106.625 | 106.625 | 131.825 | 131.825 | 119.195 | 119.195 | 114.063 | 114.063
|  |  | SEASONAL PEAK | 0 | 0 | 0 | 0 | 0 | 0 | 0 | 0 | 0 | 0
|  |  | TOTAL PASSIVE | 105.118 | 105.002 | 106.625 | 106.625 | 131.825 | 131.825 | 119.195 | 119.195 | 114.063 | 114.063
|  | DR Total |  | 135.372 | 140.482 | 143.557 | 143.862 | 167.801 | 175.318 | 156.013 | 159.705 | 148.811 | 149.849
|  | GEN | Intermittent | 88.801 | 139.251 | 79.734 | 133.621 | 90.612 | 147.603 | 78.981 | 121.497 | 72.502 | 126.322
|  |  | Non Intermittent | 231.285 | 231.285 | 214.438 | 239.429 | 246.196 | 246.196 | 249.602 | 249.699 | 248.596 | 248.596
|  | GEN Total |  | 320.086 | 370.536 | 294.172 | 373.05 | 336.808 | 393.799 | 328.583 | 371.196 | 321.098 | 374.918
| VT Total |  |  | 455.458 | 511.018 | 437.729 | 516.912 | 504.609 | 569.117 | 484.596 | 530.901 | 469.909 | 524.767
| WCMA | ACTIVE DR | REAL TIME DR | 44.821 | 26.562 | 35.209 | 31.356 | 54.71 | 51.052 | 48.551 | 44.896 | 35.14 | 33.151
|  |  | REAL-TIME EG | 22.836 | 19.355 | 24.074 | 23.638 | 26.934 | 26.38 | 24.234 | 23.68 | 8.352 | 7.818
|  |  | TOTAL ACTIVE | 67.657 | 45.917 | 59.283 | 54.994 | 81.644 | 77.432 | 72.785 | 68.576 | 43.492 | 40.969
|  | PASSIVE DR | ON-PEAK | 207.534 | 207.534 | 225.688 | 225.386 | 248.392 | 248.392 | 282.732 | 282.731 | 337.588 | 337.588
|  |  | SEASONAL PEAK | 44.174 | 44.174 | 51.414 | 51.414 | 49.016 | 49.016 | 40.916 | 40.916 | 33.939 | 33.939
|  |  | TOTAL PASSIVE | 251.708 | 251.708 | 277.102 | 276.8 | 297.408 | 297.408 | 323.648 | 323.647 | 371.527 | 371.527
|  | DR Total |  | 319.365 | 297.625 | 336.385 | 331.794 | 379.052 | 374.84 | 396.433 | 392.223 | 415.019 | 412.496
|  | GEN | Intermittent | 47.937 | 67.041 | 63.423 | 84.074 | 65.816 | 98.993 | 72.992 | 100.107 | 102.849 | 122.172
|  |  | Non Intermittent | 3586.509 | 3589.87 | 3632.854 | 3630.478 | 3633.077 | 3608.701 | 3594.954 | 3596.277 | 3623.949 | 3611.419
|  | GEN Total |  | 3634.446 | 3656.911 | 3696.277 | 3714.552 | 3698.893 | 3707.694 | 3667.946 | 3696.384 | 3726.798 | 3733.591
| WCMA Total |  |  | 3953.811 | 3954.536 | 4032.662 | 4046.346 | 4077.945 | 4082.534 | 4064.379 | 4088.607 | 4141.817 | 4146.087
| ISO NEW | ACTIVE DR | REAL TIME DR | 446.086 | 425.475 | 371.551 | 366.01 | 592.472 | 600.827 | 460.932 | 467.822 | 318.881 | 323.698
| ENGLAND |  | REAL-TIME EG | 192.307 | 174.388 | 184.902 | 177.09 | 248.6 | 241.863 | 135.769 | 130.392 | 58.644 | 53.827
| Total |  | TOTAL ACTIVE | 638.393 | 599.863 | 556.453 | 543.1 | 841.072 | 842.69 | 596.701 | 598.214 | 377.525 | 377.525
|  | PASSIVE DR | ON-PEAK | 1332.602 | 1330.388 | 1478.052 | 1476.883 | 1599.755 | 1599.209 | 1749.645 | 1749.644 | 1897.085 | 1897.085
|  |  | SEASONAL PEAK | 354.856 | 354.856 | 406.85 | 406.85 | 356.908 | 356.908 | 404.295 | 404.295 | 471.546 | 471.546
|  |  | TOTAL PASSIVE | 1687.458 | 1685.244 | 1884.902 | 1883.733 | 1956.663 | 1956.117 | 2153.94 | 2153.939 | 2368.631 | 2368.631
|  | DR Total |  | 2325.851 | 2285.107 | 2441.355 | 2426.833 | 2797.735 | 2798.807 | 2750.641 | 2752.153 | 2746.156 | 2746.156
|  | GEN | Intermittent | 754.101 | 940.021 | 735.174 | 977.211 | 918.782 | 1214.38 | 864.924 | 1124.573 | 908.03 | 1174.937
|  |  | Non Intermittent | 28971.511 | 29130.349 | 29152.793 | 29200.42 | 28658.35 | 28687.396 | 29558.181 | 30013.378 | 30462.546 | 30845.363
|  | GEN Total |  | 29725.612 | 30070.37 | 29887.967 | 30177.631 | 29577.132 | 29901.776 | 30423.105 | 31137.951 | 31370.576 | 32020.3
| ISO NEW ENGLAND Total |  |  | 32051.463 | 32355.477 | 32329.322 | 32604.464 | 32374.867 | 32700.583 | 33173.746 | 33890.104 | 34116.732 | 34766.456
| Import | IMPORT |  | 1337.037 | 1326.103 | 1162.202 | 1137.202 | 1375.53 | 1375.53 | 1449 | 987 | 1449.8 | 1038.8
| Grand Total |  |  | 33388.5 | 33681.58 | 33491.524 | 33741.666 | 33750.397 | 34076.113 | 34622.746 | 34877.104 | 35566.532 | 35805.256
FOOTNOTES:
(1) Values are not capped by RTEG or Interface limits.
(2) Includes all Resources without distinction of qualification as a New Capacity Resource or Existing Capacity Resource.
(3) De-listed MW and Non-Price Retirement MWs have been removed.
(4) The Citizens Block Load Capacity Supply Obligation is treated as a generating resource in this table, whereas in the Section 1 summaries it is treated as an import.
(5) All Capacity Supply Obligation values are current as of March 18, 2016.
(6) The totals in this table will not necessarily match those in Appendix D because these values are current as of March 18, 2016, whereas the Appendix D values are snapshots taken at the time of the particular auction or bilateral period.
(7) Capacity Supply Obligation values include results for the Annual Reconfiguration Auction 3.
(8) Capacity Supply Obligation values include results for the Annual Reconfiguration Auction 3.
(9) Capacity Supply Obligation values include results for the Annual Reconfiguration Auction 1.
(10) Capacity Supply Obligation values include results for the 2018-2019 FCA.
(11) Capacity Supply Obligation values include results for the 2019-2020 FCA.

## 5.1 Resource NRCs and CNRCs
5.1 Network Resource Capability (NRC) & Capacity Network Resource Capability (CNRC) List(1)(2)
- Effective June 1, 2016, as of March 18, 2016
| Resource ID | Resource Name | Asset ID | Asset Name | NRC (MW) |  | CNRC (MW) |  | Instrument Used to Identify Capability(4) | State | County | RSP Area | Lead Participant
[5 empty] | Summer (500F) | Winter (00F) | Summer (900F) | Winter (200F)
| 463 | AEI LIVERMORE | 463 | REENERGY LIVERMORE FALLS | 35.3 | 35.63 | 35.3 | 35.63 | Historic Capability | ME | 01 | ME | REESTR
| 38575 | Agawam Solar | 43885 | NM-HP HOOD AND SONS | 1.5 | 1.5 | 0 | 0 | NA (5) | MA | 13 | WMA | WMECO
| 326 | ALTRESCO | 326 | ALTRESCO | 160 | 192.5 | 151.4 | 183.401 | IA | MA | 03 | WMA | PPH
| 14271 | Ameresco Northampton | 14271 | AMERESCO NORTHAMPTON | 0.8 | 0.8 | 0.8 | 0.8 | Historic Capability | MA | 15 | WMA | EXGC
| 327 | AMOSKEAG | 327 | AMOSKEAG | 17.5 | 17.5 | 17.5 | 17.5 | Historic Capability | NH | 11 | NH | PSNH
| 1412 | ANP-BELLINGHAM 1 | 1412 | ANP-BELLINGHAM 1 | 292.4943 | 307.5 | 272.387 | 307.5 | PPA | MA | 21 | RI | SUEZ
| 1415 | ANP-BELLINGHAM 2 | 1415 | ANP-BELLINGHAM 2 | 292.466 | 307.5 | 272.617 | 307.5 | PPA | MA | 21 | RI | SUEZ
| 1287 | ANP-BLACKSTONE ENERGY 2 | 1287 | ANP-BLACKSTONE ENERGY 2 | 292.8801 | 307.5 | 271.317 | 307.5 | PPA | MA | 27 | RI | SUEZ
| 1286 | ANP-BLACKSTONE ENERGY CO. #1 | 1286 | ANP-BLACKSTONE ENERGY 1 | 292.7681 | 307.5 | 271.822 | 307.5 | PPA | MA | 27 | RI | SUEZ
| 819 | ARNOLD FALLS | 819 | ARNOLD FALLS | 0.3 | 0.3 | 0.3 | 0.3 | Historic Capability | VT | 05 | NH | GMP
| 329 | ASCUTNEY GT | 329 | ASCUTNEY GT | 11.46 | 14.7 | 10.3 | 14.7 | Historic Capability | VT | 27 | VT | GMP
| 905 | ASHUELOT HYDRO | 905 | ASHUELOT HYDRO | 0.808 | 0.93 | 0.808 | 0.93 | Historic Capability | NH | 05 | VT | MMWEC
| 953 | ATTLEBORO LANDFILL - QF | 953 | ATTLEBORO LANDFILL - QF | 1.535 | 1.535 | 1.535 | 1.535 | Historic Capability | MA | 05 | SEMA | MEC
| 931 | AVERY DAM | 931 | AVERY DAM | 0.46 | 0.479 | 0.46 | 0.479 | Historic Capability | NH | 01 | NH | PSNH
| 330 | AYERS ISLAND | 330 | AYERS ISLAND | 9.08 | 9.08 | 9.08 | 9.08 | Historic Capability | NH | 01 | NH | PSNH
| 331 | AZISCOHOS HYDRO | 331 | AZISCOHOS HYDRO | 6.8 | 6.8 | 6.8 | 6.8 | IA | ME | 19 | ME | BEMLP
| 951 | BALTIC MILLS - QF | 951 | BALTIC MILLS - QF | 0.104 | 0.104 | 0.104 | 0.104 | Historic Capability | NH | 09 | NH | SMED
| 811 | BANTAM | 811 | BANTAM | 0.32 | 0.32 | 0.32 | 0.32 | IA | CT | 05 | CT | SUEZ
| 754 | BAR MILLS | 754 | BAR MILLS | 4 | 4 | 4 | 4 | IA | ME | 31 | SME | FPLEMH
| 2278 | BARKER LOWER HYDRO | 2278 | BARKER LOWER HYDRO | 0.652 | 1.25 | 0.652 | 1.25 | Historic Capability | ME | 01 | ME | BHI
| 2279 | BARKER UPPER HYDRO | 2279 | BARKER UPPER HYDRO | 0.377 | 1.262 | 0.377 | 1.262 | Historic Capability | ME | 01 | ME | BHI
| 833 | BARNET | 833 | BARNET | 0.35 | 0.49 | 0.35 | 0.49 | Historic Capability | VT | 05 | NH | GMP
| 1059 | BARRE LANDFILL | 1059 | BARRE LANDFILL | 1 | 1 | 1 | 1 | IA | MA | 27 | WMA | DEM
| 959 | BARTON 1-4 DIESELS | 959 | BARTON 1-4 DIESELS | 4.4 | 4.4 | 4.4 | 4.4 | Historic Capability | VT | 19 | NH | VPPSA
| 828 | BARTON HYDRO | 828 | BARTON HYDRO | 1.3 | 1.3 | 1.3 | 1.3 | Historic Capability | VT | 19 | NH | VPPSA
| 824 | BATH ELECTRIC HYDRO | 824 | BATH ELECTRIC HYDRO | 0.4 | 0.8 | 0.4 | 0.8 | Historic Capability | NH | 09 | NH | PSNH
| 37072 | Beaver_Ridge_Wind | 15706 | BEAVER RIDGE WIND | 1.8 | 1.8 | 0.474 | 1.344 | Cleared Capacity (5) | ME | 27 | ME | NHEC
| 812 | BEEBE HOLBROOK | 812 | BEEBE HOLBROOK | 0.586 | 0.586 | 0.586 | 0.586 | Historic Capability | MA | 13 | WMA | HGE
| 38381 | Belchertown SEd | 46645 | NEXAMP CAPITAL-01007PV1300NM | 1.3 | 1.3 | 0 | 0 | NA (5) | MA | 15 | WMA | MEC
| 2430 | BELDENS-NEW | 2430 | BELDENS-NEW | 4.58 | 5.7 | 4.58 | 5.7 | Historic Capability | VT | 01 | VT | GMP
| 335 | BELLOWS FALLS | 335 | BELLOWS FALLS | 49 | 49 | 49 | 49 | IA | VT | 25 | VT | TCPM
| 2280 | BENTON FALLS HYDRO | 2280 | BENTON FALLS HYDRO | 3.776 | 4.355 | 3.776 | 4.355 | Historic Capability | ME | 11 | ME | LELWD
| 12180 | BERKSHIRE COW POWER | 12180 | BERKSHIRE COW POWER | 0.5 | 0.5 | 0.5 | 0.5 | Historic Capability | VT | 11 | VT | VEC
| 1086 | BERKSHIRE POWER | 1086 | BERKSHIRE POWER | 270 | 284 | 270 | 284 | IA | MA | 13 | WMA | SENA
| 14661 | Berkshire Wind Power Project | 16614 | BERKSHIRE WIND POWER PROJECT | 15 | 15 | 2.576 | 6.988 | IA | MA | 03 | WMA | MMWEC
| 336 | BERLIN 1 GT | 336 | BERLIN 1 GT | 41.2 | 58 | 41.2 | 58 | Historic Capability | VT | 23 | VT | GMP
| 38533 | Berlin 1 | 46984 | FIVEMILE RIVER1-01503PV750NM | 0.75 | 0.75 | 0 | 0 | NA (5) | MA | 27 | CMA/NEMA | MEC
| 38555 | Berlin 2 | 46985 | FIVEMILE RIVER2-01503PV750NM | 0.75 | 0.75 | 0 | 0 | NA (5) | MA | 27 | CMA/NEMA | MEC
| 38556 | Berlin 3 | 46986 | FIVEMILE RIVER3-01503PV750NM | 0.75 | 0.75 | 0 | 0 | NA (5) | MA | 27 | CMA/NEMA | MEC
| 38559 | Berlin 4 | 46987 | FIVEMILE RIVER4-01503PV750NM | 0.75 | 0.75 | 0 | 0 | NA (5) | MA | 27 | CMA/NEMA | MEC
| 16653 | Berlin Biopower | 16653 | BURGESS BIOPOWER | 67.5 | 67.5 | 65.38 | 65.38 | IA | NH | 07 | NH | PSNH
| 337 | BETHLEHEM | 337 | BETHLEHEM | 15.75 | 15.7 | 15.75 | 15.7 | Historic Capability | NH | 07 | NH | SUEZ
| 16738 | BFCP Fuel Cell | 16738 | DOMINION BRIDGEPORT FUEL CELL | 14.99 | 15.39 | 13.054 | 13.259 | Cleared Capacity (5) | CT | 01 | SWCT | DEM
| 1005 | BG DIGHTON POWER LLC | 1005 | DIGHTON POWER LLC | 180 | 197 | 168 | 185 | IA | MA | 05 | SEMA | DMT1
| 1258 | BHE SMALL HYDRO COMPOSITE | 1258 | BHE SMALL HYDRO COMPOSITE | 2.087 | 2.087 | 2.087 | 2.087 | Historic Capability | ME | 21 | ME | NBPGC
|  |  | 42114 | PUMPKIN HILL | [5 empty] | ME | 19 | BHE | NBPGC
| 38567 | Billerica | 46731 | BILLERICA-01821PV4999NM | 4.999 | 4.999 | 0 | 0 | NA (5) | MA | 17 | BOSTON | MEC
| 1054 | BLACKSTONE HYDRO ASSOC | 1054 | BLACKSTONE HYDRO ASSOC | 0 | 0.198 | 0 | 0.198 | Historic Capability | RI | 07 | RI | NEC
| 1057 | BLACKSTONE HYDRO LOAD REDUCER | 1057 | BLACKSTONE HYDRO LOAD REDUCER | 1.8 | 1.8 | 1.8 | 1.8 | Historic Capability | RI | 07 | RI | BHI
| 10615 | BLUE SPRUCE FARM U5 | 10615 | BLUE SPRUCE FARM | 0.275 | 0.275 | 0.275 | 0.275 | Historic Capability | VT | 21 | VT | GMP
| 859 | BOATLOCK | 859 | BOATLOCK | 3.094 | 3.094 | 3.094 | 3.094 | Historic Capability | MA | 13 | WMA | HGE
| 346 | BOLTON FALLS | 346 | BOLTON FALLS | 7.8 | 7.8 | 7.8 | 7.8 | Historic Capability | VT | 23 | VT | GMP
| 755 | BONNY EAGLE W. BUXTON | 755 | BONNY EAGLE/W. BUXTON | 17.5 | 17.5 | 17.5 | 17.5 | IA | ME | 31 | SME | FPLEMH
| 348 | BOOT MILLS | 348 | BOOT MILLS | 18 | 18 | 18 | 18 | IA | MA | 17 | CMA/NEMA | NSTAR
| 590 | BORALEX STRATTON ENERGY | 590 | REENERGY STRATTON | 46.52 | 47.51 | 46.52 | 47.51 | Historic Capability | ME | 07 | ME | REESTR
| 355 | BRANFORD 10 | 355 | BRANFORD 10 | 19.019 | 21.284 | 16.174 | 21.284 | Historic Capability | CT | 09 | SWCT | NRGPM
| 1113 | BRASSUA HYDRO | 1113 | BRASSUA HYDRO | 4.203 | 4.203 | 4.203 | 4.203 | Historic Capability | ME | 25 | ME | BEMLP
| 354 | Brayton Diesels 1-4 Incremental | 354 | BRAYTON DIESELS 1-4 | 10 | 10 | 10 | 10 | IA | MA | 05 | RI | BPE
| 350 | BRAYTON PT 1 | 350 | BRAYTON PT 1 | 247 | 255 | 247 | 255 | IA | MA | 05 | RI | BPE
| 351 | BRAYTON PT 2 | 351 | BRAYTON PT 2 | 244 | 258 | 244 | 258 | IA | MA | 05 | RI | BPE
| 352 | BRAYTON PT 3 | 352 | BRAYTON PT 3 | 648 | 664 | 612 | 638 | IA | MA | 05 | RI | BPE
| 353 | BRAYTON PT 4 | 353 | BRAYTON PT 4 | 441 | 455.42 | 441 | 455.42 | IA | MA | 05 | RI | BPE
| 860 | BRIAR HYDRO | 860 | BRIAR HYDRO | 2.865 | 4.081 | 2.865 | 4.081 | Historic Capability | NH | 13 | NH | PSNH
| 1032 | BRIDGEPORT ENERGY 1 | 1032 | BRIDGEPORT ENERGY 1 | 560 | 588 | 515.5 | 592 | IA | CT | 01 | SWCT | EES5
| 340 | BRIDGEPORT HARBOR 3 | 340 | BRIDGEPORT HARBOR 3 | 385 | 385 | 383.426 | 384.984 | IA | CT | 01 | SWCT | PSEG
| 341 | BRIDGEPORT HARBOR 4 | 341 | BRIDGEPORT HARBOR 4 | 18 | 22 | 18 | 22 | IA | CT | 01 | SWCT | PSEG
| 357 | BRIDGEWATER | 357 | BRIDGEWATER | 15.75 | 15.701 | 15.75 | 15.701 | Historic Capability | NH | 09 | NH | BPCLP
| 356 | BRISTOL REFUSE | 356 | BRISTOL REFUSE | 13.517 | 13.578 | 13.517 | 13.578 | Historic Capability | CT | 03 | CT | CEM
| 11925 | BROCKTON BRIGHTFIELDS | 11925 | BROCKTON BRIGHTFIELDS | 0.425 | 0.425 | 0.425 | 0.425 | Historic Capability | MA | 23 | SEMA | EXGC
| 2439 | BROCKWAY MILLS U5 | 2439 | BROCKWAY MILLS U5 | 0.5 | 0.5 | 0.5 | 0.5 | Historic Capability | VT | 25 | VT | GMP
| 2281 | BROWNS MILL HYDRO | 2281 | BROWNS MILL HYDRO | 0.318 | 0.65 | 0.318 | 0.65 | Historic Capability | ME | 21 | ME | BHI
| 358 | BRUNSWICK | 358 | BRUNSWICK | 20.2 | 20.2 | 20.2 | 20.2 | IA | ME | 05 | ME | FPLEMH
| 1288 | BUCKSPORT ENERGY 4 | 47390 | BUCKSPORT 3-5 | 180.4356 | 190.7 | 160.3 | 185.7 | PPA | ME | 09 | BHE | TPS
| 362 | BULLS BRIDGE | 362 | BULLS BRIDGE | 8.4 | 8.4 | 8.4 | 8.4 | IA | CT | 05 | SWCT | SUEZ
| 1028 | BUNKER RD #12 GAS TURB | 1028 | BUNKER RD #12 GAS TURB | 3 | 3.7 | 3 | 3.7 | Historic Capability | MA | 19 | SEMA | NEP
| 1029 | BUNKER RD #13 GAS TURB | 1029 | BUNKER RD #13 GAS TURB | 3 | 3.7 | 3 | 3.7 | Historic Capability | MA | 19 | SEMA | NEP
| 363 | BURLINGTON GT | 363 | BURLINGTON GT | 21.44 | 25 | 20.378 | 25 | Historic Capability | VT | 07 | VT | BED
| 766 | CABOT TURNERS FALLS | 14801 | CABOT | 68.2 | 68.2 | 68.2 | 68.2 | IA | MA | 11 | WMA | SUEZ
|  |  | 14808 | TURNERSFALLS
| 1165 | CADYS FALLS | 1165 | CADYS FALLS | 1.1 | 1.1 | 1.1 | 1.1 | Historic Capability | VT | 15 | VT | VPPSA
| 910 | CAMPTON DAM | 910 | CAMPTON DAM | 0.416 | 0.416 | 0.416 | 0.416 | Historic Capability | NH | 09 | NH | PSNH
| 861 | CANAAN | 861 | CANAAN | 1.1 | 1.1 | 1.1 | 1.1 | Historic Capability | VT | 09 | NH | PSNH
| 365 | CANAL 1 | 365 | CANAL 1 | 573 | 573 | 573 | 573 | Historic Capability | MA | 01 | SEMA | MET
| 366 | CANAL 2 | 366 | CANAL 2 | 576.37 | 586 | 576.37 | 586 | Historic Capability | MA | 01 | SEMA | MET
| 367 | CAPE GT 4 | 367 | CAPE GT 4 | 13.75 | 20.55 | 13.75 | 20.55 | IA | ME | 05 | SME | FPLP
| 368 | CAPE GT 5 | 368 | CAPE GT 5 | 16.6 | 20.75 | 16.6 | 20.75 | IA | ME | 05 | SME | FPLP
| 815 | CARVER FALLS | 815 | CARVER FALLS | 1.48 | 1.9 | 1.48 | 1.9 | Historic Capability | VT | 21 | VT | GMP
| 1122 | CASCADE-DIAMOND-QF | 1122 | CASCADE-DIAMOND-QF | 0.44 | 0.44 | 0.44 | 0.44 | Historic Capability | MA | 13 | WMA | MEC
| 369 | CATARACT EAST | 369 | CATARACT EAST | 8.9 | 8.9 | 8.9 | 8.9 | IA | ME | 31 | SME | FPLEMH
| 816 | CAVENDISH | 816 | CAVENDISH | 1.18 | 1.428 | 1.18 | 1.428 | Historic Capability | VT | 27 | VT | GMP
| 324 | CDECCA | 324 | CDECCA | 64 | 64 | 56 | 64 | IA | CT | 03 | CT | PPH
| 789 | CEC 002 PAWTUCKET U5 | 789 | CEC 002 PAWTUCKET U5 | 1.2 | 1.24 | 1.2 | 1.24 | Historic Capability | RI | 07 | RI | NEC
| 797 | CEC 003 WYRE WYND U5 | 797 | WYRE WYND HYDRO | 1.8 | 2.78 | 1.8 | 2.78 | Historic Capability | CT | 11 | CT | SUMMIT
| 807 | CEC 004 DAYVILLE POND U5 | 807 | CEC 004 DAYVILLE POND U5 | 0.061 | 0.1 | 0.061 | 0.1 | Historic Capability | CT | 15 | CT | CLP
| 10401 | CELLEY MILL U5 | 10401 | CELLEY MILL U5 | 0.084 | 0.092 | 0.084 | 0.092 | Historic Capability | NH | 09 | NH | PSNH
| 792 | CENTENNIAL HYDRO | 792 | CENTENNIAL HYDRO | 0.64 | 0.79 | 0.64 | 0.79 | IA | MA | 17 | CMA/NEMA | SMED
| 832 | CENTER RUTLAND | 832 | CENTER RUTLAND | 0.35 | 0.35 | 0.35 | 0.35 | Historic Capability | VT | 21 | VT | GMP
| 914 | CHAMBERLAIN FALLS | 914 | CHAMBERLAIN FALLS | 0.123 | 0.094 | 0.123 | 0.094 | Historic Capability | NH | 11 | NH | PSNH
| 862 | CHEMICAL | 862 | CHEMICAL | 1.6 | 1.6 | 1.6 | 1.6 | Historic Capability | MA | 13 | WMA | HGE
| 2468 | CHERRY 10 | 2468 | CHERRY 10 | 2.2 | 2.2 | 2.2 | 2.2 | Historic Capability | MA | 17 | CMA/NEMA | HLPD
| 2469 | CHERRY 11 | 2469 | CHERRY 11 | 2.2 | 2.2 | 2.2 | 2.2 | Historic Capability | MA | 17 | CMA/NEMA | HLPD
| 2470 | CHERRY 12 | 2470 | CHERRY 12 | 5.6 | 5.6 | 5.6 | 5.6 | Historic Capability | MA | 17 | CMA/NEMA | HLPD
| 2466 | CHERRY 7 | 2466 | CHERRY 7 | 3.2 | 3.2 | 3.2 | 3.2 | Historic Capability | MA | 17 | CMA/NEMA | HLPD
| 2467 | CHERRY 8 | 2467 | CHERRY 8 | 3.6 | 3.6 | 3.6 | 3.6 | Historic Capability | MA | 17 | CMA/NEMA | HLPD
| 1050 | CHICOPEE HYDRO | 1050 | CHICOPEE HYDRO | 2.17 | 2.6 | 2.17 | 2.6 | Historic Capability | MA | 13 | WMA | CMLP
| 887 | CHINA MILLS DAM | 887 | CHINA MILLS DAM | 0.711 | 0.711 | 0.711 | 0.711 | Historic Capability | NH | 13 | NH | PSNH
| 38510 | City of Gardner - Mill St. Solar | 46568 | GLC-MA SOLAR-01440PV1000NM | 1 | 1 | 0 | 0 | NA (5) | MA | 27 | WMA | MEC
| 376 | CLEARY 8 | 376 | CLEARY 8 | 26 | 26 | 26 | 26 | Historic Capability | MA | 05 | SEMA | TMLP
| 375 | CLEARY 9 9A CC | 375 | CLEARY 9/9A CC | 106.875 | 110 | 105 | 110 | Historic Capability | MA | 05 | SEMA | TMLP
| 863 | CLEMENT DAM | 863 | CLEMENT DAM | 1.115 | 2.4 | 1.115 | 2.4 | Historic Capability | NH | 01 | NH | MMWEC
| 379 | COBBLE MOUNTAIN | 379 | COBBLE MOUNTAIN | 33.99 | 33.96 | 33.99 | 33.96 | Historic Capability | MA | 13 | WMA | HGE
| 886 | COCHECO FALLS | 886 | COCHECO FALLS | 0.63 | 0.549 | 0.63 | 0.549 | Historic Capability | NH | 17 | NH | PSNH
| 798 | COLEBROOK | 798 | COLEBROOK | 2.967 | 2.967 | 2.967 | 2.967 | Historic Capability | CT | 05 | CT | CLP
| 1049 | COLLINS HYDRO | 1049 | COLLINS HYDRO | 1.3 | 1.3 | 1.3 | 1.3 | IA | MA | 13 | WMA | AMP
| 380 | COMERFORD | 47366 | COMERFORD 1 | 169.3 | 170.3 | 166.135 | 167.116 | IA | NH | 09 | NH | TCPM
|  |  | 47367 | COMERFORD 2
|  |  | 47368 | COMERFORD 3
|  |  | 47369 | COMERFORD 4
| 834 | COMPTU FALLS | 834 | COMTU FALLS | 0.323 | 0.46 | 0.323 | 0.46 | Historic Capability | VT | 27 | VT | GMP
| 13975 | Corriveau Hydroelectric LLC | 13975 | CORRIVEAU HYDROELECTRIC LLC | 0.073 | 0.35 | 0.073 | 0.35 | Historic Capability | ME | 17 | ME | UNION
| 370 | COS COB 10 | 370 | COS COB 10 | 22.084 | 23 | 19.497 | 23 | IA | CT | 01 | NOR | NRGPM
| 371 | COS COB 11 | 371 | COS COB 11 | 21.875 | 23 | 21.841 | 23 | IA | CT | 01 | NOR | NRGPM
| 372 | COS COB 12 | 372 | COS COB 12 | 22.143 | 23 | 18.66 | 23 | IA | CT | 01 | NOR | NRGPM
| 12524 | Cos Cob 13&14 | 14157 | COS COB 13 | 42.2 | 46 | 36 | 46 | PPA | CT | 01 | NOR | NRGPM
|  |  | 14158 | COS COB 14
| 38440 | Cottage St PV | 46267 | COTTAGE STREET SOLAR FACILITY | 3.894 | 3.894 | 0 | 0 | NA (5) | MA | 19 | WMA | WMECO
| 12553 | Covanta Haverhill Landfill Gas Engine | 14707 | COVANTA HAVERHILL - LF GAS | 1.6 | 1.6 | 1.6 | 1.6 | IA | MA | 09 | BOSTON | CHA
| 446 | COVANTA JONESBORO | 446 | COVANTA JONESBORO | 24.5 | 24.5 | 24.5 | 24.5 | PPA | ME | 29 | BHE | CM
| 445 | COVANTA WEST ENFIELD | 445 | COVANTA WEST ENFIELD | 24.5 | 24.5 | 24.5 | 24.5 | PPA | ME | 19 | BHE | CM
| 10801 | COVENTRY CLEAN ENERGY | 10801 | COVENTRY CLEAN ENERGY | 4.8 | 4.8 | 4.8 | 4.8 | Historic Capability | VT | 19 | VT | VPPSA
| 12323 | COVENTRY CLEAN ENERGY #4 | 12323 | COVENTRY CLEAN ENERGY #4 | 2.895 | 2.975 | 2.895 | 2.975 | Historic Capability | VT | 19 | VT | VPPSA
| 849 | CRESCENT DAM | 849 | CRESCENT DAM | 1.617 | 1.617 | 1 | 1 | IA | MA | 13 | WMA | CHIPM
| 1209 | CRRA HARTFORD LANDFILL | 1209 | CRRA HARTFORD LANDFILL | 2.853 | 2.852 | 2.853 | 2.852 | Historic Capability | CT | 03 | CT | CLP
| 2282 | DAMARISCOTTA HYDRO | 2282 | DAMARISCOTTA HYDRO | 0.005 | 0.5 | 0.005 | 0.5 | Historic Capability | ME | 15 | ME | BHI
| 388 | DARTMOUTH POWER | 388 | DARTMOUTH POWER | 62.9 | 68.4 | 62.9 | 68.4 | PPA | MA | 05 | SEMA | CEEI
| 15415 | Dartmouth Power Expansion | 15940 | DARTMOUTH CT GENERATOR 3 | 22.8 | 23.5 | 21.3 | 23.5 | IA | MA | 05 | SEMA | CEEI
| 465 | DEERFIELD 2 LWR DRFIELD | 465 | DEERFIELD 2/LWR DRFIELD | 19.5 | 19.5 | 19.5 | 19.5 | Historic Capability | MA | 11 | WMA | TCPM
| 393 | DEERFIELD 5 | 393 | DEERFIELD 5 | 14 | 14 | 14 | 14 | IA | MA | 11 | WMA | TCPM
| 389 | DERBY DAM | 389 | DERBY DAM | 7.05 | 7.05 | 7.05 | 7.05 | Historic Capability | CT | 01 | SWCT | CLP
| 396 | DEVON 10 | 396 | DEVON 10 | 18 | 19.208 | 17.2 | 19.208 | PPA | CT | 09 | SWCT | NRGPM
| 397 | DEVON 11 | 397 | DEVON 11 | 33.12 | 42.82 | 33.12 | 42.82 | PPA | CT | 09 | SWCT | NRGPM
| 398 | DEVON 12 | 398 | DEVON 12 | 33.12 | 42.82 | 33.12 | 42.82 | PPA | CT | 09 | SWCT | NRGPM
| 399 | DEVON 13 | 399 | DEVON 13 | 33.12 | 42.82 | 33.12 | 42.82 | PPA | CT | 09 | SWCT | NRGPM
| 400 | DEVON 14 | 400 | DEVON 14 | 33.12 | 42.82 | 33.12 | 42.82 | PPA | CT | 09 | SWCT | NRGPM
| 12504 | Devon 15-18 | 12504 | DEVON 15 | 196.8 | 196.8 | 187.6 | 195.6 | PPA | CT | 09 | SWCT | GCE
|  |  | 17044 | DEVON 16
|  |  | 17045 | DEVON 17
|  |  | 17046 | DEVON 18
| 835 | DEWEY MILLS | 835 | DEWEY MILLS | 1.57 | 2.79 | 1.57 | 2.79 | Historic Capability | VT | 27 | VT | GMP
| 392 | DEXTER | 42375 | DEXTER 1 | 47.5 | 47.5 | 38 | 39.525 | IA | CT | 03 | CT | AESR
|  |  | 42376 | DEXTER 2
| 16737 | DFC-ERG Hybrid Fuel Cell (3) | 16737 | UDR GLASTONBURY | 2.8 | 3.4 | 2.5 | 2.5 | Cleared Capacity (5) | CT | 03 | CT | UIL
| 618 | DG WHITEFIELD, LLC | 618 | DG WHITEFIELD, LLC | 18 | 18.2 | 18 | 18.2 | Historic Capability | NH | 07 | NH | SPRING
| 2431 | DODGE FALLS-NEW | 2431 | DODGE FALLS-NEW | 5 | 5 | 5 | 5 | PPA | NH | 09 | VT | VELCO
| 395 | DOREEN | 395 | DOREEN | 19.4 | 21.1 | 16.6 | 21.1 | IA | MA | 03 | WMA | NAEA-EM
| 970 | DUDLEY HYDRO | 970 | DUDLEY HYDRO | 0.102 | 0.324 | 0.102 | 0.324 | IA | MA | 27 | CMA/NEMA | MEC
| 864 | DWIGHT | 864 | DWIGHT | 1.34 | 1.746 | 1.34 | 1.746 | Historic Capability | MA | 13 | WMA | NAEA-EM
| 823 | EAST BARNET | 823 | EAST BARNET | 1.6 | 1.9 | 1.6 | 1.9 | Historic Capability | VT | 05 | NH | GMP
| 38114 | East Bridgewater Solar Energy Project | 43623 | E BRIDGEWATER-02333PV2000NM | 2 | 2 | 0.85 | 0 | Cleared Capacity (5) | MA | 23 | SEMA | MEC
| 10403 | EASTMAN BROOK U5 | 10403 | EASTMAN BROOK U5 | 0.1 | 0.1 | 0.1 | 0.1 | Historic Capability | NH | 09 | NH | PSNH
| 401 | EASTMAN FALLS | 401 | EASTMAN FALLS | 6.47 | 6.47 | 6.47 | 6.47 | Historic Capability | NH | 13 | NH | PSNH
| 407 | EASTPORT DIESELS 1-3 | 407 | EASTPORT DIESELS 1-3 | 4.05 | 4.1 | 4.05 | 4.1 | Historic Capability | ME | 29 | BHE | ENE
| 542 | ECO MAINE | 542 | ECO MAINE | 13.705 | 13.705 | 13.705 | 13.705 | Historic Capability | ME | 05 | SME | BPE
| 405 | ELLSWORTH HYDRO | 405 | ELLSWORTH HYDRO | 9.21 | 9.05 | 9.21 | 9.05 | Historic Capability | ME | 09 | BHE | BBHP
| 836 | EMERSON FALLS | 836 | EMERSON FALLS | 0.23 | 0.23 | 0.23 | 0.23 | Historic Capability | VT | 05 | NH | GMP
| 830 | ENOSBURG HYDRO | 830 | ENOSBURG HYDRO | 0.95 | 0.95 | 0.95 | 0.95 | Historic Capability | VT | 11 | VT | VPPSA
| 1649 | EP Newington Energy, LLC | 1649 | EP NEWINGTON ENERGY, LLC | 596.1 | 634.9 | 559.5 | 634.9 | IA | NH | 15 | NH | EPN
| 865 | ERROL | 865 | ERROL | 2.625 | 3 | 2.625 | 3 | Historic Capability | NH | 07 | NH | PSNH
| 410 | ESSEX 19 HYDRO | 410 | ESSEX 19 HYDRO | 7.8 | 7.8 | 7.8 | 7.8 | Historic Capability | VT | 07 | VT | GMP
| 1221 | ESSEX DIESELS | 1221 | ESSEX DIESELS | 8 | 8.225 | 8 | 8.225 | Historic Capability | VT | 07 | VT | GMP
| 2283 | EUSTIS HYDRO | 2283 | EUSTIS HYDRO | 0.248 | 0.25 | 0.248 | 0.25 | Historic Capability | ME | 07 | ME | BHI
| 411 | EXETER | 411 | EXETER | 26 | 26 | 26 | 26 | IA | CT | 13 | CT | REESTER
| 1047 | FAIRFAX | 1047 | FAIRFAX | 4.009 | 4.009 | 4.009 | 4.009 | Historic Capability | VT | 11 | VT | GMP
| 38548 | Fall River- Commerce | 43951 | SUNGEN-02720PV950NM | 0.95 | 0.95 | 0 | 0 | NA (5) | MA | 05 | SEMA | MEC
| 38558 | Fall River- Uxbridge | 43643 | SUNGEN UXBRIDGE1-01569PV950NM | 2.85 | 2.85 | 0 | 0 | NA (5) | MA | 27 | RI | MEC
|  |  | 43644 | SUNGEN UXBRIDGE2-01569PV950NM
|  |  | 43645 | SUNGEN UXBRIDGE3-01569PV950NM
| 412 | FALLS VILLAGE | 412 | FALLS VILLAGE | 9.76 | 11 | 9.76 | 11 | IA | CT | 05 | CT | SUEZ
| 38551 | Fasll River - Innovation | 43903 | SUNGEN-02720PV2850NM | 2.85 | 2.85 | 0 | 0 | NA (5) | MA | 05 | SEMA | MEC
| 12108 | FIEC DIESEL | 12108 | FIEC DIESEL | 2 | 2 | 2 | 2 | Historic Capability | ME | 13 | ME | VPPSA
| 413 | FIFE BROOK | 413 | FIFE BROOK | 9.9 | 9.9 | 9.9 | 9.9 | Historic Capability | MA | 03 | WMA | BSP
| 38302 | Fisher Road Solar I | 38302 | TOWN_OF_CARVER_PV_1763 | 4.56 | 4.56 | 0 | 0 | NA (5) | MA | 05 | SEMA | NSTAR
| 35593 | Fiske Hydro | 15201 | FISKE HYDRO | 0.81 | 0.81 | 0.077 | 0.113 | Cleared Capacity (5) | NH | 05 | VT | PSNH
| 35485 | Fitchburg-FCA-5 | 14098 | FITCHBURG LANDFILL | 4.581 | 4.581 | 4.5 | 4.5 | Cleared Capacity (5) | MA | 27 | CMA/NEMA | VPPSA
| 1691 | FORE RIVER-1 | 40327 | FORE RIVER 11 | 800 | 843 | 740 | 843 | IA | MA | 21 | SEMA | CALP
|  |  | 40328 | FORE RIVER 12
| 943 | FOUR HILLS LANDFILL | 943 | FOUR HILLS LANDFILL | 0.932 | 0.932 | 0.932 | 0.932 | Historic Capability | NH | 11 | NH | PSNH
| 16675 | Fox Island Wind | 16675 | FOX ISLAND WIND | 4.5 | 4.5 | 0 | 0.444 | Cleared Capacity (5) | ME | 13 | ME | VPPSA
| 417 | FRAMINGHAM JET 1 | 417 | FRAMINGHAM JET 1 | 14.1 | 18.1 | 14.1 | 18.1 | Historic Capability | MA | 17 | BOSTON | EXGC
| 418 | FRAMINGHAM JET 2 | 418 | FRAMINGHAM JET 2 | 14.1 | 18.1 | 14.1 | 18.1 | Historic Capability | MA | 17 | BOSTON | EXGC
| 419 | FRAMINGHAM JET 3 | 419 | FRAMINGHAM JET 3 | 14.1 | 18.1 | 14.1 | 18.1 | Historic Capability | MA | 17 | BOSTON | EXGC
| 38562 | Franklin 1 | 43952 | KEARSARGE SOLAR-02038PV3000NM | 3 | 3 | 0 | 0 | NA (5) | MA | 13 | RI | MEC
| 38565 | Franklin 2 | 43953 | KEARSARGE SOLAR-02038PV4000NM | 4 | 4 | 0 | 0 | NA (5) | MA | 13 | RI | MEC
| 420 | FRANKLIN DRIVE 10 | 420 | FRANKLIN DRIVE 10 | 18.596 | 20.952 | 17.2 | 20.952 | Historic Capability | CT | 05 | CT | NRGPM
| 882 | FRANKLIN FALLS | 882 | FRANKLIN FALLS | 0.673 | 0.8 | 0.673 | 0.8 | Historic Capability | NH | 13 | NH | PSNH
| 421 | FRONT STREET DIESELS 1-3 | 421 | FRONT STREET DIESELS 1-3 | 8.3 | 8.25 | 8.3 | 8.25 | Historic Capability | MA | 13 | WMA | CMLP
| 821 | GAGE | 821 | GAGE | 0.76 | 0.8 | 0.76 | 0.8 | Historic Capability | VT | 05 | VT | GMP
| 2284 | GARDINER HYDRO | 2284 | GARDINER HYDRO | 1.05 | 1.05 | 1.05 | 1.05 | Historic Capability | ME | 11 | ME | BHI
| 851 | GARDNER FALLS | 851 | GARDNER FALLS | 3.7 | 3.7 | 3.7 | 3.7 | Historic Capability | MA | 11 | WMA | NAEA-EM
| 768 | GARVINS HOOKSETT | 768 | GARVINS/HOOKSETT | 14.805 | 14 | 14.805 | 14 | Historic Capability | NH | 13 | NH | PSNH
| 10880 | GE LYNN EXCESS REPLACEMENT | 10880 | GE LYNN EXCESS REPLACEMENT | 2.282 | 14.982 | 2.282 | 14.982 | Historic Capability | MA | 25 | BOSTON | CNE
| 850 | GLENDALE HYDRO | 850 | GLENDALE HYDRO | 1.245 | 1.245 | 1.245 | 1.245 | IA | MA | 03 | WMA | CHIPM
| 35555 | GMCW | 35555 | GMCW | 9.9 | 9.9 | 2.38 | 3.54 | IA | VT | 07 | VT | BED
| 913 | GOODRICH FALLS | 913 | GOODRICH FALLS | 0.487 | 0.307 | 0.487 | 0.307 | Historic Capability | NH | 03 | NH | PSNH
| 796 | GOODWIN DAM | 796 | GOODWIN DAM | 3 | 3.067 | 3 | 3.067 | Historic Capability | CT | 05 | CT | CLP
| 426 | GORGE 1 DIESEL | 426 | GORGE 1 DIESEL | 10.8 | 16.11 | 10.8 | 16.11 | Historic Capability | VT | 07 | VT | GMP
| 2434 | GORGE 18 HYDRO-NEW | 2434 | GORGE 18 HYDRO-NEW | 3.3 | 3.3 | 3.3 | 3.3 | Historic Capability | VT | 07 | VT | GMP
| 427 | GORHAM | 427 | GORHAM | 2.05 | 2.05 | 2.05 | 2.05 | Historic Capability | NH | 07 | NH | PSNH
| 38560 | GRAFTON | 47446 | BWC 5 MILE RIVER-01519PV2000NM | 2 | 2 | 0 | 0 | NA (5) | MA | 27 | CMA/NEMA | MEC
| 38527 | Grafton WD | 43729 | GRAFTON WATER-01519PV1500NM | 1.5 | 1.5 | 0 | 0 | NA (5) | MA | 27 | CMA/NEMA | MEC
| 1572 | GRANBY SANITARY LANDFILL QF U5 | 1572 | GRANBY SANITARY LANDFILL QF | 3.2 | 3.2 | 2.8 | 2.8 | Historic Capability | MA | 15 | WMA | IPSC
| 14595 | Granite Reliable Power | 14595 | GRANITE RELIABLE POWER, LLC | 94.5 | 94.5 | 29.9 | 42.9 | IA | NH | 07 | NH | GRP
| 1625 | GRANITE RIDGE ENERGY | 1625 | GRANITE RIDGE ENERGY | 762 | 812 | 719 | 812 | IA | NH | 11 | NH | CALP
| 900 | GREAT FALLS LOWER | 900 | GREAT FALLS LOWER | 1.7 | 1.7 | 1.7 | 1.7 | Historic Capability | NH | 17 | NH | PSNH
| 10424 | Great Lakes - Berlin Incremental | 10424 | GREAT LAKES - BERLIN | 25 | 25 | 25 | 25 | PPA | NH | 07 | NH | BEMLP
| 424 | GREAT LAKES - MILLINOCKET | 424 | GREAT LAKES - MILLINOCKET | 126 | 126 | 126 | 126 | PPA | ME | 19 | BHE | BEMLP
| 1117 | GREAT WORKS COMPOSITE | 1117 | GREAT WORKS COMPOSITE | 0.165 | 0.918 | 0.165 | 0.918 | Historic Capability | ME | 31 | SME | BHI
| 12274 | GREEN MOUNTAIN DAIRY | 12274 | GREEN MOUNTAIN DAIRY | 0.22 | 0.22 | 0.22 | 0.22 | Historic Capability | VT | 11 | VT | GMP
| 2285 | GREENVILLE HYDRO | 2285 | GREENVILLE HYDRO | 0.52 | 0.52 | 0.52 | 0.52 | Historic Capability | ME | 21 | ME | BHI
| 866 | GREGGS | 866 | GREGGS | 2.07 | 2.07 | 2.07 | 2.07 | Historic Capability | NH | 11 | NH | MMWEC
| 37050 | Groton Wind Project | 37050 | GROTON WIND | 48 | 48 | 9.751 | 19.771 | IA | NH | 09 | NH | IR
| 1432 | GRS-FALL RIVER | 1432 | GRS-FALL RIVER | 5.2 | 5.9 | 5.2 | 5.9 | Historic Capability | MA | 05 | SEMA | TMLP
| 11052 | GRTR NEW BEDFORD LFG UTIL PROJ | 11052 | GRTR NEW BEDFORD LFG UTIL PROJ | 3.3 | 3.3 | 3.3 | 3.3 | Historic Capability | MA | 05 | SEMA | CRMC
| 328 | GULF ISLAND COMPOSITE Incremental | 328 | GULF ISLAND COMPOSITE | 38.915 | 38.915 | 33.44 | 33.44 | IA | ME | 01 | ME | FPLEMH
| 1168 | H.K. SANDERS | 1168 | H.K. SANDERS | 1.8 | 1.8 | 1.8 | 1.8 | Historic Capability | VT | 15 | VT | VPPSA
| 2286 | HACKETT MILLS HYDRO | 2286 | HACKETT MILLS HYDRO | 0.159 | 0.5 | 0.159 | 0.5 | Historic Capability | ME | 01 | ME | EPICO
| 769 | HADLEY FALLS 1&2 | 769 | HADLEY FALLS 1&2 | 33.4 | 33.4 | 33.4 | 33.4 | Historic Capability | MA | 13 | WMA | HGE
| 435 | HARRIMAN | 435 | HARRIMAN | 41.135 | 39 | 41.135 | 39 | Historic Capability | VT | 25 | WMA | TCPM
| 38115 | HARRINGTON STREET PV PROJECT | 38115 | HARRINGTON STREET PV | 9.75 | 9.75 | 1.43 | 0 | IA | MA | 27 | WMA | HCG
| 432 | HARRIS 1 | 432 | HARRIS 1 | 17 | 17 | 17 | 17 | IA | ME | 25 | ME | FPLEMH
| 433 | HARRIS 2 | 433 | HARRIS 2 | 35 | 35.5 | 35 | 35.5 | IA | ME | 25 | ME | FPLEMH
| 434 | HARRIS 3 | 434 | HARRIS 3 | 34 | 34.5 | 34 | 34.5 | IA | ME | 25 | ME | FPLEMH
| 757 | HARRIS 4 | 757 | HARRIS 4 | 1.5 | 1.5 | 1.5 | 1.5 | IA | ME | 25 | ME | FPLEMH
| 436 | HEMPHILL 1 | 436 | HEMPHILL 1 | 17.5 | 17.5 | 17.5 | 17.5 | IA | NH | 19 | NH | SPRING
| 957 | HG&E HYDRO CABOT 1-4 | 957 | HG&E HYDRO/CABOT 1-4 | 3.147 | 3.147 | 3.147 | 3.147 | Historic Capability | MA | 13 | WMA | HGE
| 783 | HIGHGATE FALLS | 783 | HIGHGATE FALLS | 9.57 | 9.52 | 9.57 | 9.52 | Historic Capability | VT | 11 | VT | VPPSA
| 16640 | Hilldale Ave Haverhill PV | 16640 | HILLDALE AVE HAVERHILL PV | 1 | 1 | 0.27 | 0 | Cleared Capacity (5) | MA | 09 | BOSTON | MEC
| 891 | HILLSBORO MILLS | 891 | HILLSBORO MILLS | 0.405 | 0.568 | 0.405 | 0.568 | Historic Capability | NH | 11 | NH | PSNH
| 440 | HIRAM | 440 | HIRAM | 11.6 | 11.6 | 11.6 | 11.6 | IA | ME | 05 | SME | FPLEMH
| 38373 | Holliston | 38373 | BLUEWAVE BOURNE-HOLLISTON 2262 | 3 | 3 | 0 | 0 | NA (5) | MA | 17 | RI | NSTAR
| 38475 | Hoosac Wind Project | 12529 | HOOSAC WIND | 28.5 | 28.5 | 4.6 | 10.412 | IA | MA | 03 | WMA | IR
| 919 | HOPKINTON HYDRO | 919 | HOPKINTON HYDRO | 0.229 | 0.25 | 0.229 | 0.25 | Historic Capability | NH | 13 | NH | PSNH
| 902 | HOSIERY MILL DAM | 902 | HOSIERY MILL DAM | 0.435 | 0.993 | 0.435 | 0.993 | Historic Capability | NH | 11 | NH | SRTC
| 16524 | Howland | 16524 | HOWLAND | 1.876 | 1.898 | 1.876 | 1.898 | Historic Capability | ME | 19 | BHE | BBHP
| 38480 | Hubbardston SE | 46918 | TOWN OF WESTFORD-01452PV2800NM | 2.8 | 2.8 | 0 | 0 | NA (5) | MA | 27 | CMA/NEMA | MEC
| 11408 | HULL WIND TURBINE II | 11408 | HULL WIND TURBINE II | 1.8 | 1.8 | 1.8 | 1.8 | Historic Capability | MA | 23 | SEMA | HULL
| 1656 | HULL WIND TURBINE U5 | 1656 | HULL WIND TURBINE U5 | 0.165 | 0.165 | 0.165 | 0.165 | Historic Capability | MA | 23 | SEMA | HULL
| 2432 | HUNTINGTON FALLS-NEW | 2432 | HUNTINGTON FALLS-NEW | 4.99 | 5.76 | 4.99 | 5.76 | Historic Capability | VT | 01 | VT | GMP
| 856 | HUNT'S POND | 856 | HUNT'S POND | 0.023 | 0.064 | 0.023 | 0.064 | Historic Capability | MA | 27 | CMA/NEMA | TTMLP
| 2426 | Hydro Kennebec | 2426 | HYDRO KENNEBEC | 15.66 | 17.15 | 15.66 | 17.15 | Historic Capability | ME | 11 | ME | BEMLP
| 1631 | Indeck-Energy Alexandria, LLC | 14211 | INDECK ALEXANDRIA | 16.5 | 16.5 | 16.5 | 16.5 | Historic Capability | NH | 09 | NH | IEA
| 867 | INDIAN ORCHARD | 867 | INDIAN ORCHARD | 3.7 | 3.7 | 3.7 | 3.7 | Historic Capability | MA | 13 | WMA | NAEA-EM
| 38081 | Indian Orchard Solar PV | 40015 | INDIAN ORCHARD SOLAR FACILITY | 1.5 | 1.5 | 0.595 | 0 | Cleared Capacity (5) | MA | 13 | WMA | WMECO
| 37079 | Indian River Power Supply LLC | 37823 | INDIAN RIVER POWER SUPPLY LLC | 1.3 | 1.3 | 0.314 | 0.941 | IA | MA | 13 | WMA | SRTC
| 448 | IPSWICH DIESELS | 448 | IPSWICH DIESELS | 16 | 13.277 | 16 | 13.277 | Historic Capability | MA | 09 | BOSTON | IMLD
| 16659 | Ipswich Wind Farm 1 | 16659 | IPSWICH WIND FARM 1 | 1.5 | 1.5 | 0.187 | 0.342 | Cleared Capacity (5) | MA | 09 | BOSTON | IMLD
| 38437 | Ipswich Wind II | 42424 | IPSWICH WIND II | 2 | 2 | 0 | 0 | NA (5) | MA | 09 | BOSTON | IMLD
| 474 | J C MCNEIL | 474 | J C MCNEIL | 52 | 54 | 52 | 54 | Historic Capability | VT | 07 | VT | BED
| 359 | J. COCKWELL 1 | 359 | J. COCKWELL 1 | 298.5 | 298.5 | 294.5 | 294.5 | IA | MA | 03 | WMA | BSP
| 360 | J. COCKWELL 2 | 360 | J. COCKWELL 2 | 298.5 | 298.5 | 294.5 | 294.5 | IA | MA | 03 | WMA | BSP
| 449 | JACKMAN | 449 | JACKMAN | 3.6 | 19.75 | 3.6 | 19.75 | Historic Capability | NH | 11 | NH | PSNH
| 38421 | JERICHO POWER | 43580 | JERICHO WIND | 12.05 | 12.05 | 2.5 | 3.9 | IA | NH | 07 | NH | JERICHO
| 911 | KELLEYS FALLS | 911 | KELLEYS FALLS | 0.429 | 0.4 | 0.429 | 0.4 | Historic Capability | NH | 11 | NH | PSNH
| 1672 | KENDALL CT | 1672 | KENDALL CT | 175 | 187.4 | 170 | 187 | IA | MA | 17 | BOSTON | KENDALL
| 452 | KENDALL JET 1 | 452 | KENDALL JET 1 | 20.858 | 24.428 | 18 | 23 | IA | MA | 17 | BOSTON | KENDALL
| 37040 | KENDALL STEAM | 10347 | KENDALL STEAM 1 | 0 | 0 | 0 | 0 | IA | MA | 17 | BOSTON | KENDALL
| 37040 | KENDALL STEAM | 10348 | KENDALL STEAM 2 | 0 | 0 | 0 | 0 | IA | MA | 17 | BOSTON | KENDALL
| 37040 | KENDALL STEAM | 10349 | KENDALL STEAM 3 | 27.75 | 27.75 | 27.75 | 27.75 | IA | MA | 17 | BOSTON | KENDALL
| 1119 | KENNEBAGO HYDRO | 1119 | KENNEBAGO HYDRO | 0.686 | 0.725 | 0.686 | 0.725 | Historic Capability | ME | 29 | BHE | FPLP
| 1273 | KENNEBEC WATER U5 | 1273 | KENNEBEC WATER U5 | 0.8 | 0.8 | 0.8 | 0.8 | IA | ME | 11 | ME | MESSA
| 786 | KEZAR LEDGEMERE COMPOSITE | 40207 | KEZAR UPPER FALLS | 0.56 | 1.282 | 0.56 | 1.282 | Historic Capability | ME | 05 | SME | EPICO
|  |  | 40208 | KEZAR LOWER FALLS
|  |  | 40209 | LEDGEMERE
|  |  | 42123 | KEZAR MIDDLE FALLS
| 12551 | Kibby Wind Power | 12551 | KIBBY WIND POWER | 132 | 132 | 20.4 | 47.3 | IA | ME | 07 | ME | TCPM
| 837 | KILLINGTON | 837 | KILLINGTON | 0.07 | 0.1 | 0.07 | 0.1 | Historic Capability | VT | 21 | VT | GMP
| 14706 | Kimberly-Clark Corp Energy Independence Project | 15097 | KIMB ROCKY RIVER PH2 | 14 | 19.7 | 14 | 19.7 | IA | CT | 05 | SWCT | KCC
| 35979 | Kingdom Community Wind | 35979 | KINGDOM COMMUNITY WIND | 64.575 | 64.575 | 12 | 21.673 | IA | VT | 19 | VT | GMP
| 800 | KINNEYTOWN B | 800 | KINNEYTOWN B | 0.654 | 1.51 | 0.654 | 1.51 | Historic Capability | CT | 09 | SWCT | CLP
| 14614 | Kleen Energy | 14614 | KLEEN ENERGY | 620 | 620 | 620 | 620 | PPA | CT | 07 | CT | EXGC
| 466 | L STREET JET | 466 | L STREET JET | 19.4 | 22.5 | 16.6 | 22.25 | Historic Capability | MA | 25 | BOSTON | EXGC
| 839 | LADD'S MILL | 839 | LADD'S MILL | 0.17 | 0.17 | 0.17 | 0.17 | Historic Capability | VT | 23 | VT | GMP
| 1342 | LAKE ROAD 1 | 1342 | LAKE ROAD 1 | 279.1575 | 299.0236 | 255 | 293 | IA | CT | 15 | CT | DMT1
| 1343 | LAKE ROAD 2 | 1343 | LAKE ROAD 2 | 278.6362 | 298.9097 | 255 | 293 | IA | CT | 15 | CT | DMT1
| 1344 | LAKE ROAD 3 | 1344 | LAKE ROAD 3 | 274.3707 | 297.8907 | 255 | 293 | IA | CT | 15 | CT | DMT1
| 892 | LAKEPORT DAM | 892 | LAKEPORT DAM | 0.537 | 0.711 | 0.537 | 0.711 | Historic Capability | NH | 01 | NH | PSS
| 457 | LAWRENCE HYDRO | 457 | LAWRENCE HYDRO | 9.4 | 14.1 | 9.4 | 14.1 | Historic Capability | MA | 09 | CMA/NEMA | CHIPM
| 14660 | Lempster Wind | 15115 | LEMPSTER WIND | 24 | 24 | 4.425 | 10.024 | PPA | NH | 11 | NH | PSNH
| 38532 | Leominster- South St. | 43948 | SUNGEN 1-01810PV950NM | 2.85 | 2.85 | 0 | 0 | NA (5) | MA | 17 | BOSTON | MEC
|  |  | 43949 | SUNGEN 2-01810PV950NM
|  |  | 43950 | SUNGEN 3-01810PV950NM
| 894 | LISBON HYDRO | 894 | LISBON HYDRO | 0.332 | 0.515 | 0.332 | 0.515 | Historic Capability | NH | 09 | NH | PSNH
| 462 | LISBON RESOURCE RECOVERY | 462 | LISBON RESOURCE RECOVERY | 13.5 | 13.5 | 13.5 | 13.5 | IA | CT | 11 | CT | CLP
| 904 | LOCHMERE DAM | 904 | LOCHMERE DAM | 0.892 | 1.025 | 0.892 | 1.025 | Historic Capability | NH | 01 | NH | MMWEC
| 460 | LOCKWOOD | 460 | LOCKWOOD | 7.5 | 7.5 | 7.5 | 7.5 | IA | ME | 11 | ME | BEMLP
| 464 | LOST NATION | 464 | LOST NATION | 16.652 | 19.3 | 14.1 | 19.3 | Historic Capability | NH | 07 | NH | PSNH
| 12521 | Lowell Power Reactivation | 461 | LENERGIA ENERGY CENTER | 76.3 | 76.95 | 74 | 76 | PPA | MA | 17 | CMA/NEMA | EDFT
| 774 | LOWER LAMOILLE COMPOSITE | 774 | LOWER LAMOILLE COMPOSITE | 15.8 | 16.35 | 15.8 | 16.35 | Historic Capability | VT | 07 | VT | GMP
| 895 | LOWER ROBERTSON DAM | 895 | LOWER ROBERTSON DAM | 0.86 | 0.9 | 0.86 | 0.9 | Historic Capability | NH | 05 | VT | MMWEC
| 10406 | LOWER VALLEY HYDRO U5 | 10406 | LOWER VALLEY HYDRO U5 | 0.534 | 0.534 | 0.534 | 0.534 | Historic Capability | NH | 19 | NH | GMP
| 950 | LP ATHOL - QF | 950 | LP ATHOL - QF | 0.2 | 0.2 | 0.2 | 0.2 | Historic Capability | MA | 27 | CMA/NEMA | MEC
| 472 | M STREET JET | 472 | M STREET JET | 47 | 67.2 | 47 | 67.2 | PPA | MA | 25 | BOSTON | MBTA
| 1114 | MADISON COMPOSITE | 1114 | MADISON COMPOSITE | 22 | 22 | 22 | 22 | Historic Capability | ME | 25 | ME | CESLLC
| 16644 | Main Street Whitinsville PV | 16644 | MAIN STREET WHITINSVILLE PV | 1 | 1 | 0.28 | 0 | Cleared Capacity (5) | MA | 27 | RI | MEC
| 1216 | MAINE INDEPENDENCE STATION | 40338 | MAINE INDEPENDENCE STATION 1 | 516.846 | 563 | 492.658 | 563 | PPA | ME | 19 | BHE | REPSOL
|  |  | 40339 | MAINE INDEPENDENCE STATION 2
| 321 | MANCHESTER 10 10A CC | 321 | MANCHESTER 10/10A CC | 170 | 170 | 159 | 170 | IA | RI | 07 | RI | DEM
| 322 | MANCHESTER 11 11A CC | 322 | MANCHESTER 11/11A CC | 170 | 170 | 159 | 170 | IA | RI | 07 | RI | DEM
| 323 | MANCHESTER 9 9A CC | 323 | MANCHESTER 9/9A CC | 170 | 170 | 159 | 170 | IA | RI | 07 | RI | DEM
| 13669 | Manchester Methane LLC East Windsor Facility | 13669 | EAST WINDSOR NORCAP LFG PLANT | 1.43 | 1.43 | 1.43 | 1.43 | Historic Capability | CT | 03 | CT | MMLLC
| 467 | MARBLEHEAD DIESELS | 467 | MARBLEHEAD DIESELS | 5 | 5 | 5 | 5 | Historic Capability | MA | 09 | BOSTON | MMLD
| 1266 | MARSH POWER | 1266 | MARSH POWER | 0.519 | 0.519 | 0.519 | 0.519 | IA | ME | 27 | ME | CMA
| 468 | MARSHFIELD 6 HYDRO | 468 | MARSHFIELD 6 HYDRO | 5 | 5 | 5 | 5 | Historic Capability | VT | 23 | NH | GMP
| 840 | MARTINSVILLE | 840 | MARTINSVILLE | 0.25 | 0.25 | 0.25 | 0.25 | Historic Capability | VT | 27 | VT | GMP
| 1061 | MASCOMA HYDRO | 1061 | MASCOMA HYDRO | 0.834 | 0.834 | 0.834 | 0.834 | Historic Capability | NH | 09 | VT | TCPM
| 38500 | Mass Mid-State Solar | 44030 | WARREN PV | 14 | 14 | 0 | 0 | NA (5) | MA | 27 | WMA | MS1
| 497 | MASS POWER | 497 | MASS POWER | 256.1 | 279.9 | 245.3 | 276.8 | IA | MA | 13 | WMA | DMT1
| 10998 | MASSINNOVATION FITCHBURG | 10998 | MASSINNOVATION FITCHBURG | 0.003 | 3.027 | 0.003 | 3.027 | Historic Capability | MA | 27 | WMA | FGE
| 14087 | MAT3 | 14087 | MAT3 | 19.35 | 19.35 | 19.35 | 19.35 | IA | MA | 25 | BOSTON | MATEP
| 13675 | MATEP (COMBINED CYCLE) | 13675 | MATEP (COMBINED CYCLE) | 46.25 | 50.25 | 45.735 | 49.25 | IA | MA | 25 | BOSTON | MATEP
| 13673 | MATEP (DIESEL) | 13673 | MATEP (DIESEL) | 20.25 | 20.25 | 19.35 | 19.35 | IA | MA | 25 | BOSTON | MATEP
| 473 | MCINDOES | 473 | MCINDOES | 13 | 13 | 13 | 13 | Historic Capability | NH | 09 | NH | TCPM
| 345 | MEAD | 345 | CATALYST CO-GEN | 75 | 75 | 0 | 0 | Historic Capability | ME | 17 | ME | APNM
| 2287 | MECHANIC FALLS HYDRO | 2287 | MECHANIC FALLS HYDRO | 0.231 | 1.05 | 0.231 | 1.05 | Historic Capability | ME | 01 | ME | BHI
| 806 | MECHANICSVILLE | 806 | MECHANICSVILLE | 0.31 | 0.31 | 0.101 | 0.267 | IA | CT | 15 | CT | SMED
|  |  | 46206 | ENERGY STREAM HYDRO
| 16525 | Medway | 16525 | MEDWAY | 4.66 | 4.66 | 3.443 | 2.869 | IA | ME | 19 | BHE | BBHP
| 489 | MERRIMACK 1 | 489 | MERRIMACK 1 | 113.5 | 122.73 | 112.5 | 122.73 | IA | NH | 13 | NH | PSNH
| 490 | MERRIMACK 2 | 490 | MERRIMACK 2 | 340 | 353.5 | 335.487 | 353.5 | IA | NH | 13 | NH | PSNH
| 382 | MERRIMACK CT1 | 382 | MERRIMACK CT1 | 17.8 | 22.5 | 17.8 | 22.5 | IA | NH | 13 | NH | PSNH
| 383 | MERRIMACK CT2 | 383 | MERRIMACK CT2 | 17.6 | 23.5 | 17.6 | 23.5 | IA | NH | 13 | NH | PSNH
| 759 | MESSALONSKEE COMPOSITE | 759 | MESSALONSKEE COMPOSITE | 6.1 | 6.1 | 6.1 | 6.1 | IA | ME | 11 | ME | MESSA
|  |  | 14937 | UNION GAS STATION
| 793 | METHUEN HYDRO | 793 | METHUEN HYDRO | 0.12 | 0.273 | 0.12 | 0.273 | Historic Capability | MA | 09 | BOSTON | SMED
| 775 | MIDDLEBURY COMPOSITE | 775 | MIDDLEBURY COMPOSITE | 6.75 | 6 | 6.75 | 6 | Historic Capability | VT | 01 | VT | GMP
| 1720 | MIDDLEBURY LOWER | 1720 | MIDDLEBURY LOWER | 1.81 | 1.85 | 1.81 | 1.85 | Historic Capability | VT | 01 | VT | GMP
| 779 | MIDDLESEX 2 | 779 | MIDDLESEX 2 | 3.3 | 3.3 | 3.3 | 3.3 | Historic Capability | VT | 23 | VT | GMP
| 478 | MIDDLETOWN 10 | 478 | MIDDLETOWN 10 | 20.423 | 22.1 | 17.2 | 22.1 | Historic Capability | CT | 07 | CT | NRGPM
| 12505 | Middletown 12-15 | 12505 | MIDDLETOWN 12 | 196.8 | 196.8 | 187.6 | 193.6 | IA | CT | 07 | CT | GCE
|  |  | 37366 | MIDDLETOWN 13
|  |  | 37367 | MIDDLETOWN 14
|  |  | 37368 | MIDDLETOWN 15
| 480 | MIDDLETOWN 2 | 480 | MIDDLETOWN 2 | 117 | 120 | 117 | 120 | Historic Capability | CT | 07 | CT | NRGPM
| 481 | MIDDLETOWN 3 | 481 | MIDDLETOWN 3 | 236 | 245 | 236 | 245 | Historic Capability | CT | 07 | CT | NRGPM
| 482 | MIDDLETOWN 4 | 482 | MIDDLETOWN 4 | 402 | 402 | 402 | 402 | Historic Capability | CT | 07 | CT | NRGPM
| 16296 | Milford Hydro | 16296 | MILFORD HYDRO | 8.9 | 8.9 | 6.422 | 6.643 | IA | ME | 19 | BHE | BBHP
| 486 | MILFORD POWER | 486 | MILFORD POWER | 149 | 171 | 149 | 170.73 | IA | MA | 27 | RI | REPSOL
| 1385 | Milford Power 1 Incremental | 1385 | MILFORD POWER 1 | 276.3936 | 300 | 267.7 | 287.425 | PPA | CT | 09 | SWCT | DMT1
| 1386 | MILFORD POWER 2 | 1386 | MILFORD POWER 2 | 276.3936 | 300 | 267.7 | 287.425 | PPA | CT | 09 | SWCT | DMT1
| 38534 | Millbury Solar | 44007 | MILLBURY SOLAR-01527PV3000NM | 3 | 3 | 0 | 0 | NA (5) | MA | 27 | CMA/NEMA | MEC
| 1210 | MILLENNIUM | 1210 | MILLENNIUM | 354.963 | 405.5404 | 331 | 388 | IA | MA | 27 | WMA | CEEI
| 487 | MILLER HYDRO | 487 | MILLER HYDRO | 19.4 | 19.4 | 19.4 | 19.4 | IA | ME | 01 | ME | ENE
| 484 | MILLSTONE POINT 2 | 484 | MILLSTONE POINT 2 | 897.5 | 905.7 | 897.5 | 905.7 | IA | CT | 11 | CT | DEM
| 485 | MILLSTONE POINT 3 | 485 | MILLSTONE POINT 3 | 1225 | 1245 | 1225 | 1245 | IA | CT | 11 | CT | DEM
| 868 | MILTON MILLS HYDRO | 868 | MILTON MILLS HYDRO | 1.15 | 1.51 | 1.15 | 1.51 | Historic Capability | NH | 17 | NH | PSNH
| 869 | MINE FALLS | 869 | MINE FALLS | 0.827 | 1.787 | 0.827 | 1.787 | Historic Capability | NH | 11 | NH | PSS
| 794 | MINIWAWA | 794 | MINIWAWA | 0.437 | 0.959 | 0.437 | 0.959 | PPA | NH | 05 | VT | LELWD
| 954 | MM LOWELL LANDFILL - QF | 954 | MM LOWELL LANDFILL - QF | 1.105 | 1.105 | 1.104 | 1.104 | Historic Capability | MA | 17 | CMA/NEMA | MEC
| 1109 | MMWAC | 1109 | MMWAC | 3.034 | 3.034 | 3.034 | 3.034 | Historic Capability | ME | 01 | ME | MMWAC
| 915 | MONADNOCK PAPER MILLS | 915 | MONADNOCK PAPER MILLS | 0.305 | 1.114 | 0.305 | 1.114 | Historic Capability | NH | 11 | NH | PSNH
| 14134 | MONTAGNE FARM | 14134 | MONTAGNE FARM | 0.3 | 0.3 | 0.3 | 0.3 | Historic Capability | VT | 11 | VT | GMP
| 492 | MONTVILLE 10 and 11 | 492 | MONTVILLE 10 AND 11 | 5.5 | 5.5 | 5.5 | 5.5 | Historic Capability | CT | 11 | CT | NRGPM
| 493 | MONTVILLE 5 | 493 | MONTVILLE 5 | 81 | 82 | 81 | 82 | Historic Capability | CT | 11 | CT | NRGPM
| 494 | MONTVILLE 6 | 494 | MONTVILLE 6 | 410 | 410 | 410 | 410 | Historic Capability | CT | 11 | CT | NRGPM
| 495 | MONTY | 495 | MONTY | 28 | 28 | 28 | 28 | IA | ME | 25 | ME | FPLEMH
| 496 | MOORE | 47370 | MOORE 1 | 191.3 | 191.3 | 191.3 | 191.3 | IA | NH | 09 | NH | TCPM
|  |  | 47371 | MOORE 2
|  |  | 47372 | MOORE 3
|  |  | 47373 | MOORE 4
| 841 | MORETOWN 8 | 841 | MORETOWN 8 | 1.096 | 1.096 | 1.096 | 1.096 | Historic Capability | VT | 23 | VT | GMP
| 35728 | Moretown LG | 15617 | MORETOWN LFGTE | 3 | 3 | 3.2 | 3.2 | Cleared Capacity | VT | 23 | VT | GMP
| 1166 | MORRISVILLE PLANT #2 | 1166 | MORRISVILLE PLANT #2 | 1.43 | 1.8 | 1.43 | 1.8 | Historic Capability | VT | 15 | VT | VPPSA
| 498 | MT TOM | 498 | MT TOM | 146 | 147 | 146 | 147 | IA | MA | 13 | WMA | SUEZ
| 1062 | MWRA COSGROVE | 1062 | MWRA COSGROVE | 1.901 | 1.901 | 1.901 | 1.901 | Historic Capability | MA | 27 | CMA/NEMA | MEC
| 502 | MYSTIC 7 | 502 | MYSTIC 7 | 592 | 592 | 592 | 592 | Historic Capability | MA | 25 | BOSTON | EXGC
| 1478 | MYSTIC 8 | 1478 | MYSTIC 8 | 800 | 841.564 | 703.324 | 841.564 | PPA | MA | 25 | BOSTON | EXGC
| 1616 | MYSTIC 9 | 1616 | MYSTIC 9 | 800 | 858.463 | 709.676 | 858.436 | PPA | MA | 25 | BOSTON | EXGC
| 503 | MYSTIC JET | 503 | MYSTIC JET | 10.96 | 13.8 | 9.75 | 13.8 | Historic Capability | MA | 25 | BOSTON | EXGC
| 776 | N. RUTLAND COMPOSITE | 776 | N. RUTLAND COMPOSITE | 5.2 | 5.45 | 5.2 | 5.45 | Historic Capability | VT | 21 | VT | GMP
| 842 | NANTANA MILL | 842 | NANTANA MILL | 0.106 | 0.22 | 0.106 | 0.22 | Historic Capability | VT | 23 | VT | GMP
| 890 | NASHUA HYDRO | 890 | NASHUA HYDRO | 1.031 | 1.031 | 1.031 | 1.031 | Historic Capability | NH | 11 | NH | PSNH
| 507 | NEA BELLINGHAM | 507 | NEA BELLINGHAM | 313.307 | 340.241 | 277.621 | 340.241 | Historic Capability | MA | 21 | RI | FPLP
| 10308 | NECCO COGENERATION FACILITY | 10308 | NECCO COGENERATION FACILITY | 5 | 5 | 5 | 5 | Historic Capability | MA | 25 | BOSTON | NECCO
| 513 | NEW HAVEN HARBOR | 513 | NEW HAVEN HARBOR | 466 | 466 | 466 | 466 | IA | CT | 09 | CT | PSEG
| 15477 | New Haven Harbor Units 2, 3, & 4 | 15477 | NEW HAVEN HARBOR UNIT 2 | 147.9 | 147.9 | 129.6 | 145 | IA | CT | 09 | CT | PSEG-NH
|  |  | 40052 | NEW HAVEN HARBOR UNIT 3
|  |  | 40053 | NEW HAVEN HARBOR UNIT 4
| 978 | NEW MILFORD | 978 | NEW MILFORD | 3.014 | 3.014 | 3.014 | 3.014 | Historic Capability | CT | 05 | SWCT | CLP
| 843 | NEWBURY | 843 | NEWBURY | 0.22 | 0.27 | 0.22 | 0.27 | Historic Capability | VT | 17 | VT | GMP
| 888 | NEWFOUND HYDRO | 888 | NEWFOUND HYDRO | 1.966 | 1.303 | 1.966 | 1.303 | Historic Capability | NH | 09 | NH | PSS
| 508 | NEWINGTON 1 | 508 | NEWINGTON 1 | 407.5 | 420.83 | 407.5 | 420.83 | Historic Capability | NH | 15 | NH | PSNH
| 772 | NEWPORT HYDRO | 772 | NEWPORT HYDRO | 3.88 | 4.03 | 3.88 | 4.03 | Historic Capability | VT | 19 | NH | GMP
| 38078 | NFM Solar Power, LLC | 40176 | NFM SOLAR POWER, LLC | 1.7 | 1.7 | 0.507 | 0 | Cleared Capacity (5) | MA | 11 | WMA | SUEZ
| 922 | NOONE FALLS | 922 | NOONE FALLS | 0.13 | 0.146 | 0.13 | 0.146 | Historic Capability | NH | 11 | NH | PSNH
| 16688 | Nor1 | 14816 | NORDEN 1 | 1.958 | 1.958 | 1.958 | 1.958 | Cleared Capacity (5) | CT | 01 | NOR | CMEEC
| 16750 | Norden #2 | 14817 | NORDEN 2 | 1.942 | 1.942 | 1.948 | 1.948 | Cleared Capacity (5) | CT | 01 | NOR | CMEEC
| 16752 | Norden #3 | 14818 | NORDEN 3 | 1.942 | 1.942 | 1.942 | 1.942 | Cleared Capacity (5) | CT | 01 | NOR | CMEEC
| 760 | NORTH GORHAM | 760 | NORTH GORHAM | 1.5 | 1.5 | 1.6 | 1.9 | IA | ME | 05 | SME | FPLEMH
| 11126 | NORTH HARTLAND HYDRO | 11126 | NORTH HARTLAND HYDRO | 4.46 | 4.46 | 4.46 | 4.46 | Historic Capability | VT | 27 | VT | GMP
| 14217 | NORTHFIELD MOUNTAIN 1 | 14217 | NORTHFIELD MOUNTAIN 1 | 270 | 270 | 292 | 292 | IA | MA | 11 | WMA | SUEZ
| 14218 | NORTHFIELD MOUNTAIN 2 | 14218 | NORTHFIELD MOUNTAIN 2 | 295 | 295 | 292 | 292 | IA | MA | 11 | WMA | SUEZ
| 14219 | NORTHFIELD MOUNTAIN 3 | 14219 | NORTHFIELD MOUNTAIN 3 | 295 | 295 | 292 | 292 | IA | MA | 11 | WMA | SUEZ
| 14220 | NORTHFIELD MOUNTAIN 4 | 14220 | NORTHFIELD MOUNTAIN 4 | 295 | 295 | 292 | 292 | IA | MA | 11 | WMA | SUEZ
| 519 | NORWALK HARBOR 1 | 519 | NORWALK HARBOR 1 | 162 | 164 | 162 | 164 | Historic Capability | CT | 01 | NOR | NRGPM
| 521 | NORWALK HARBOR 10 (3) | 521 | NORWALK HARBOR 10 (3) | 12.3 | 17.125 | 12.3 | 17.125 | PPA | CT | 01 | NOR | NRGPM
| 520 | NORWALK HARBOR 2 | 520 | NORWALK HARBOR 2 | 168 | 172 | 168 | 172 | Historic Capability | CT | 01 | NOR | NRGPM
| 2288 | NORWAY HYDRO | 2288 | NORWAY HYDRO | 0 | 0.201 | 0 | 0.201 | Historic Capability | ME | 17 | ME | BHI
| 515 | NORWICH JET | 515 | NORWICH JET | 17.82 | 19.16 | 15.255 | 18.8 | Historic Capability | CT | 11 | CT | CMEEC
| 1030 | OAK BLUFFS | 1030 | OAK BLUFFS | 8.25 | 8.25 | 8.25 | 8.25 | IA | MA | 07 | SEMA | MET
| 857 | OAKDALE HYDRO | 857 | OAKDALE HYDRO | 3.2 | 3.2 | 3.2 | 3.2 | Historic Capability | MA | 27 | CMA/NEMA | MEC
| 528 | OCEAN ST PWR GT1 GT2 ST1 | 528 | OCEAN ST PWR GT1/GT2/ST1 | 297.187 | 318.342 | 272.342 | 318.342 | Historic Capability | RI | 07 | RI | TCPM
| 529 | OCEAN ST PWR GT3 GT4 ST2 | 529 | OCEAN ST PWR GT3/GT4/ST2 | 297.609 | 322.815 | 274.815 | 322.815 | Historic Capability | RI | 07 | RI | TCPM
| 527 | OGDEN-MARTIN 1 | 527 | OGDEN-MARTIN 1 | 41.68 | 42.87 | 41.68 | 42.87 | Historic Capability | MA | 09 | BOSTON | CHA
| 897 | OLD NASH DAM | 897 | OLD NASH DAM | 0.135 | 0.175 | 0.135 | 0.175 | Historic Capability | NH | 05 | VT | PSNH
| 854 | ORANGE HYDRO 1 | 854 | ORANGE HYDRO 1 | 0.15 | 0.15 | 0.15 | 0.15 | IA | MA | 11 | WMA | TTMLP
| 855 | ORANGE HYDRO 2 | 855 | ORANGE HYDRO 2 | 0.12 | 0.172 | 0.12 | 0.172 | IA | MA | 11 | WMA | TTMLP
| 38083 | Orono "B" Hydro | 38083 | ORONO B HYDRO | 4 | 4 | 0 | 0 | NA (5) | ME | 19 | BHE | BBHP
| 14695 | Orono Hydro Station | 14695 | ORONO | 0 | 0 | 0 | 0 | NA | ME | 19 | BHE | BBHP
| 908 | OTIS MILL HYDRO | 908 | OTIS MILL HYDRO | 0.122 | 0.127 | 0.122 | 0.127 | Historic Capability | NH | 11 | NH | PSNH
| 844 | OTTAUQUECHEE | 844 | OTTAUQUECHEE | 1.547 | 2.18 | 1.547 | 2.18 | Historic Capability | VT | 27 | VT | GMP
| 925 | OTTER LANE HYDRO | 925 | OTTER LANE HYDRO | 0.084 | 0.09 | 0.084 | 0.09 | Historic Capability | NH | 13 | NH | PSNH
| 38638 | PASSADUMKEAG WIND PROJECT | 38417 | PASSADUMKEAG WINDPARK | 39.975 | 39.975 | 0 | 0 |  | ME | 19 | BHE | LFW
| 820 | PASSUMPSIC | 820 | PASSUMPSIC | 0.7 | 0.7 | 0.7 | 0.7 | Historic Capability | VT | 05 | NH | GMP
| 814 | PATCH | 814 | PATCH | 0.3 | 0.3 | 0.3 | 0.3 | Historic Capability | VT | 21 | VT | GMP
| 531 | PAWTUCKET POWER | 531 | PAWTUCKET POWER | 62 | 67 | 62 | 67 | IA | RI | 07 | RI | PPH
| 532 | PEJEPSCOT | 532 | PEJEPSCOT | 10.21 | 13.55 | 10.21 | 13.55 | Historic Capability | ME | 23 | ME | BBHP
| 870 | PEMBROKE | 870 | PEMBROKE | 0.52 | 1.663 | 0.52 | 1.663 | Historic Capability | NH | 13 | NH | MMWEC
| 871 | PENNACOOK FALLS LOWER | 871 | PENNACOOK FALLS LOWER | 2.869 | 3.991 | 2.869 | 3.991 | Historic Capability | NH | 13 | NH | UNITIL-ES
| 872 | PENNACOOK FALLS UPPER | 872 | PENNACOOK FALLS UPPER | 2.243 | 3.12 | 2.243 | 3.12 | Historic Capability | NH | 13 | NH | PSNH
| 948 | PEPPERELL HYDRO COMPANY LLC | 948 | PEPPERELL HYDRO COMPANY LLC | 0.863 | 0.863 | 0.863 | 0.863 | Historic Capability | MA | 17 | CMA/NEMA | SRTC
| 536 | PERC-ORRINGTON 1 | 536 | PERC-ORRINGTON 1 | 21.76 | 21.93 | 21.76 | 21.93 | Historic Capability | ME | 19 | BHE | NBPGC
| 926 | PETERBOROUGH LOWER HYDRO | 926 | PETERBOROUGH LOWER HYDRO | 0.284 | 0.284 | 0.284 | 0.284 | Historic Capability | NH | 11 | NH | PSNH
| 941 | PETERBOROUGH UPPER HYDRO | 941 | PETERBOROUGH UPPER HYDRO | 0.4 | 0.4 | 0.4 | 0.4 | Historic Capability | NH | 11 | NH | PSNH
| 10402 | PETTYBORO HYDRO U5 | 10402 | PETTYBORO HYDRO U5 | 0.004 | 0.01 | 0.004 | 0.01 | Historic Capability | NH | 09 | NH | PSNH
| 12526 | Pierce | 13515 | PIERCE STATION | 86 | 100 | 77.5 | 97 | PPA | CT | 09 | SWCT | CMEEC
| 818 | PIERCE MILLS | 818 | PIERCE MILLS | 0.245 | 0.245 | 0.245 | 0.245 | Historic Capability | VT | 05 | NH | GMP
| 537 | PILGRIM NUCLEAR POWER STATION | 537 | PILGRIM NUCLEAR POWER STATION | 701.5 | 708.5 | 701.5 | 708.5 | PPA | MA | 23 | SEMA | ENPM
| 809 | PINCHBECK | 809 | PINCHBECK | 0.011 | 0.01 | 0.011 | 0.01 | Historic Capability | CT | 13 | CT | CLP
| 538 | PINETREE POWER | 538 | PINETREE POWER | 17.55 | 17.49 | 17.55 | 17.49 | Historic Capability | MA | 27 | WMA | SUEZ
| 2289 | PIONEER DAM HYDRO | 2289 | PIONEER DAM HYDRO | 0.198 | 0.198 | 0.198 | 0.198 | Historic Capability | ME | 25 | ME | CMA
| 2290 | PITTSFIELD HYDRO | 2290 | PITTSFIELD HYDRO | 0.877 | 1 | 0.877 | 1 | Historic Capability | ME | 25 | ME | BHI
| 15509 | Plainfield Renewable Energy | 15509 | PLAINFIELD RENEWABLE ENERGY | 38.5 | 38.5 | 37.5 | 37.5 | IA | CT | 15 | CT | PRE
| 2462 | PLAINVILLE GEN QF U5 | 2462 | PLAINVILLE GEN QF U5 | 5 | 5 | 5 | 5 | Historic Capability | MA | 21 | SEMA | MEC
| 539 | PONTOOK HYDRO | 539 | PONTOOK HYDRO | 9.6 | 10.16 | 9.6 | 10.16 | IA | NH | 07 | NH | BEMLP
| 540 | POTTER 2 CC | 540 | POTTER 2 CC | 84.474 | 97.5 | 79.5 | 97.5 | Historic Capability | MA | 21 | SEMA | BELD
| 969 | POWDER MILL HYDRO | 969 | POWDER MILL HYDRO | 0.14 | 0.14 | 0.14 | 0.14 | Historic Capability | MA | 27 | CMA/NEMA | MMWEC
| 16295 | PPL Veazie | 16295 | PPL VEAZIE | 8.431 | 8.696 | 8.431 | 8.696 | Historic Capability | ME | 19 | BHE | BBHP
| 1376 | PPL WALLINGFORD UNIT 1 | 1376 | WALLINGFORD UNIT 1 | 50 | 50 | 43.473 | 49.583 | PPA | CT | 09 | SWCT | TERM
| 1377 | PPL WALLINGFORD UNIT 2 | 1377 | WALLINGFORD UNIT 2 | 50 | 50 | 43.019 | 50 | PPA | CT | 09 | SWCT | TERM
| 1378 | PPL WALLINGFORD UNIT 3 | 1378 | WALLINGFORD UNIT 3 | 50 | 50 | 44.566 | 50 | PPA | CT | 09 | SWCT | TERM
| 1379 | PPL WALLINGFORD UNIT 4 | 1379 | WALLINGFORD UNIT 4 | 50 | 50 | 43.157 | 48.049 | PPA | CT | 09 | SWCT | TERM
| 1380 | PPL WALLINGFORD UNIT 5 | 1380 | WALLINGFORD UNIT 5 | 50 | 50 | 44.425 | 50 | PPA | CT | 09 | SWCT | TERM
| 14610 | Princeton Wind Farm Project | 14610 | PRINCETON WIND FARM PROJECT | 0.667 | 1.257 | 0.667 | 1.257 | Historic Capability | MA | 27 | CMA/NEMA | PMLD
| 541 | PROCTOR | 541 | PROCTOR | 9.841 | 9.841 | 9.841 | 9.841 | IA | VT | 21 | VT | GMP
| 804 | PUTNAM | 804 | PUTNAM | 0.58 | 1.94 | 0.58 | 1.94 | Historic Capability | CT | 15 | CT | PUTNAM
| 873 | PUTTS BRIDGE | 873 | PUTTS BRIDGE | 3.75 | 4.1 | 3.75 | 4.1 | Historic Capability | MA | 13 | WMA | NAEA-EM
| 810 | QUINEBAUG | 810 | QUINEBAUG | 0.98 | 2.81 | 0.98 | 2.81 | Historic Capability | CT | 15 | CT | CLP
| 16642 | Railroad Street Revere PV | 16642 | RAILROAD AVENUE REVERE PV | 1 | 1 | 0.245 | 0 | Cleared Capacity (5) | MA | 25 | BOSTON | MEC
| 35658 | Rainbow_1 | 17233 | RAINBOW UNIT 1 | 4.1 | 4.1 | 4.1 | 4.1 | IA | CT | 03 | CT | CLP
| 35656 | Rainbow_2 | 17234 | RAINBOW UNIT 2 | 4.1 | 4.1 | 4.1 | 4.1 | IA | CT | 03 | CT | CLP
| 14665 | Record Hill Wind | 14665 | RECORD HILL WIND | 50.6 | 50.6 | 13.6 | 16.7 | IA | ME | 17 | ME | RHW
| 874 | RED BRIDGE | 874 | RED BRIDGE | 1.563 | 4.532 | 1.563 | 4.532 | Historic Capability | MA | 13 | WMA | NAEA-EM
| 38579 | Rehoboth | 43915 | CITIZENS-02769PV2000NM | 2 | 2 | 0 | 0 | NA (5) | MA | 05 | RI | MEC
| 546 | RESCO SAUGUS | 546 | RESCO SAUGUS | 32.79 | 31 | 32.79 | 31 | Historic Capability | MA | 09 | BOSTON | WNE
| 14599 | Rhode Island LFG Genco, LLC - ST | 40054 | JOHNSTON LFG TURBINE PLANT | 32.629 | 36.785 | 26 | 28 | IA | RI | 07 | RI | RRIG
| 1630 | RISEP | 1630 | RISEP | 613 | 625 | 579 | 625 | IA | RI | 07 | RI | ENPM
| 875 | RIVER BEND | 875 | RIVER BEND | 0.965 | 1.79 | 0.965 | 1.79 | Historic Capability | NH | 13 | NH | MMWEC
| 795 | RIVER MILL HYDRO | 795 | RIVER MILL HYDRO | 0.08 | 0.2 | 0.08 | 0.2 | IA | NH | 09 | NH | MMELD
| 947 | RIVERDALE MILLS - QF | 947 | RIVERDALE MILLS - QF | 0.084 | 0.001 | 0.084 | 0.001 | Historic Capability | MA | 27 | RI | MEC
| 1034 | RIVERSIDE 4-7 | 1034 | RIVERSIDE 4-7 | 3.435 | 3.435 | 3.435 | 3.435 | Historic Capability | MA | 13 | WMA | HGE
| 1035 | RIVERSIDE 8 | 1035 | RIVERSIDE 8 | 4.5 | 4.5 | 4.5 | 4.5 | Historic Capability | MA | 13 | WMA | HGE
| 876 | ROBERTSVILLE | 876 | ROBERTSVILLE | 0.354 | 0.624 | 0.354 | 0.624 | IA | CT | 03 | CT | SUEZ
| 715 | ROCHESTER LANDFILL | 715 | ROCHESTER LANDFILL | 4.98 | 4.98 | 4.98 | 4.98 | Historic Capability | NH | 17 | NH | WMRE
| 1368 | ROCKY GORGE CORPORATION | 1368 | ROCKY GORGE CORPORATION | 0.362 | 0.362 | 0.362 | 0.362 | Historic Capability | ME | 31 | SME | RGC
| 739 | ROCKY RIVER | 739 | ROCKY RIVER | 29.35 | 30.4 | 29.35 | 30.4 | IA | CT | 09 | SWCT | SUEZ
| 906 | ROLLINSFORD HYDRO | 906 | ROLLINSFORD HYDRO | 1.5 | 1.5 | 1.5 | 1.5 | Historic Capability | NH | 17 | NH | PSNH
| 38574 | Route 57 | 43887 | NM-TOWN OF AGAWAM SOLAR | 1.5 | 1.5 | 0 | 0 | NA (5) | MA | 13 | WMA | WMECO
| 16643 | Rover Street Everett PV | 16643 | ROVER STREET EVERETT PV | 0.5 | 0.5 | 0.168 | 0 | Cleared Capacity (5) | MA | 17 | BOSTON | MEC
| 10959 | RRIG EXPANSION PHASE 2 | 10959 | RRIG EXPANSION PHASE 2 | 6 | 6 | 6 | 6.024 | IA | RI | 07 | RI | RRIG
| 11424 | RUMFORD FALLS | 11424 | RUMFORD FALLS | 44.1 | 44.1 | 40 | 40 | IA | ME | 17 | ME | BEMLP
| 1255 | RUMFORD POWER | 1255 | RUMFORD POWER | 270.795 | 275.059 | 244.94 | 275.059 | Historic Capability | ME | 17 | ME | EES7
| 549 | RUTLAND 5 GT | 549 | RUTLAND 5 GT | 12.397 | 15.547 | 10.4 | 14.8 | Historic Capability | VT | 21 | VT | GMP
| 2433 | RYEGATE 1-NEW | 2433 | RYEGATE 1-NEW | 19 | 19 | 19 | 19 | PPA | VT | 05 | NH | VELCO
| 591 | S.D. WARREN-WESTBROOK | 591 | S.D. WARREN-WESTBROOK | 43.07 | 49.103 | 43.07 | 49.103 | Historic Capability | ME | 05 | SME | FPLP
| 38173 | Saddleback Ridge Wind | 38173 | SADDLEBACK RIDGE WIND | 34.2 | 34.2 | 3.75 | 10.23 | IA | ME | 07 | ME | SPRUCE
| 928 | SALMON BROOK STATION 3 | 928 | SALMON BROOK STATION 3 | 0.326 | 0.25 | 0.326 | 0.25 | Historic Capability | NH | 13 | NH | PSNH
| 883 | SALMON FALLS HYDRO | 883 | SALMON FALLS HYDRO | 1.2 | 1.2 | 0.953 | 0.824 | Historic Capability (5) | NH | 17 | SME | CHIPM
| 808 | SANDY HOOK HYDRO | 808 | SANDY HOOK HYDRO | 0.077 | 0.105 | 0.077 | 0.105 | Historic Capability | CT | 15 | CT | CLP
| 556 | SCHILLER 4 | 556 | SCHILLER 4 | 47.5 | 48 | 47.5 | 48 | Historic Capability | NH | 15 | NH | PSNH
| 557 | SCHILLER 5 | 557 | SCHILLER 5 | 49.6 | 49.6 | 49.6 | 49.6 | Historic Capability | NH | 15 | NH | PSNH
| 558 | SCHILLER 6 | 558 | SCHILLER 6 | 48 | 49 | 48 | 49 | Historic Capability | NH | 15 | NH | PSNH
| 559 | SCHILLER CT 1 | 559 | SCHILLER CT 1 | 18.132 | 22 | 17.621 | 22 | Historic Capability | NH | 15 | NH | PSNH
| 877 | SCOTLAND | 877 | SCOTLAND | 1.69 | 2.2 | 1.69 | 2.2 | IA | CT | 15 | CT | SUEZ
| 555 | SEABROOK | 555 | SEABROOK | 1257.275 | 1257.275 | 1257.275 | 1257.275 | IA | NH | 15 | NH | FPLP
| 35442 | Seaman Energy | 17259 | SEAMAN ENERGY LLC | 0.484 | 0.483 | 0.484 | 0.483 | Cleared Capacity | MA | 27 | WMA | TTMLP
| 561 | SEARSBURG | 561 | SEARSBURG | 4.96 | 4.96 | 4.96 | 4.96 | Historic Capability | VT | 03 | WMA | TCPM
| 827 | SEARSBURG WIND | 827 | SEARSBURG WIND | 0.7 | 1.69 | 0.62 | 1.68 | PPA | VT | 03 | WMA | GMP
| 562 | SECREC-PRESTON | 562 | SECREC-PRESTON | 16.449 | 17.07 | 16.449 | 17.07 | Historic Capability | CT | 11 | CT | CLP
| 563 | SEMASS 1 | 563 | SEMASS 1 | 46.955 | 52.96 | 46.955 | 52.69 | Historic Capability | MA | 23 | SEMA | NSTAR
| 564 | SEMASS 2 | 564 | SEMASS 2 | 22.5 | 22.5 | 22.5 | 22.5 | PPA | MA | 23 | SEMA | NSTAR
| 767 | SES CONCORD | 767 | SES CONCORD | 13 | 13.14 | 13 | 13.14 | IA | NH | 13 | NH | PSNH
| 761 | SHAWMUT | 761 | SHAWMUT | 9.5 | 9.5 | 9.5 | 9.5 | IA | ME | 11 | ME | FPLEMH
| 12530 | Sheffield Wind Farm | 12530 | SHEFFIELD WIND PLANT | 39.2 | 39.2 | 10 | 17 | PPA | VT | 05 | VT | VTWIND
| 565 | SHELDON SPRINGS | 565 | SHELDON SPRINGS | 14.832 | 26.38 | 14.832 | 26.38 | Historic Capability | VT | 11 | VT | VELCO
| 566 | SHEPAUG | 566 | SHEPAUG | 42.95 | 43.4 | 42.95 | 43.4 | IA | CT | 09 | SWCT | SUEZ
| 567 | SHERMAN | 567 | SHERMAN | 6.5 | 6.5 | 6.5 | 6.5 | IA | MA | 11 | WMA | TCPM
| 35657 | Shrewsbury Diesels | 568 | SHREWSBURY DIESELS | 13.75 | 13.75 | 13.75 | 13.75 | Historic Capability | MA | 27 | CMA/NEMA | SELP
| 37051 | Silver lake PV | 37722 | SILVER LAKE SOLAR PV FACILITY | 1.5 | 1.5 | 0.458 | 0 | Cleared Capacity (5) | MA | 03 | WMA | WMECO
| 737 | SIMPSON G LOAD REDUCER | 737 | SIMPSON G LOAD REDUCER | 3.84 | 4.85 | 3.84 | 4.85 | Historic Capability | VT | 09 | NH | GMP
| 569 | SKELTON | 569 | SKELTON | 22.08 | 22.08 | 21.6 | 21.6 | IA | ME | 31 | SME | FPLEMH
| 878 | SKINNER | 878 | SKINNER | 0.28 | 0.28 | 0.28 | 0.28 | Historic Capability | MA | 13 | WMA | HGE
| 845 | SLACK DAM | 845 | SLACK DAM | 0.23 | 0.41 | 0.23 | 0.41 | Historic Capability | VT | 27 | VT | GMP
| 570 | SMITH | 570 | SMITH | 17.6 | 16.669 | 17.6 | 16.669 | Historic Capability | NH | 07 | NH | PSNH
| 822 | SMITH (CVPS) | 822 | SMITH (CVPS) | 0.93 | 1.31 | 0.93 | 1.31 | Historic Capability | VT | 17 | VT | GMP
| 572 | SO. MEADOW 11 | 572 | SO. MEADOW 11 | 43.121 | 49 | 38.8 | 49 | Historic Capability | CT | 03 | CT | FPLP
| 573 | SO. MEADOW 12 | 573 | SO. MEADOW 12 | 45.2 | 49 | 39 | 49 | Historic Capability | CT | 03 | CT | FPLP
| 574 | SO. MEADOW 13 | 574 | SO. MEADOW 13 | 44.117 | 49.917 | 39 | 48.6 | Historic Capability | CT | 03 | CT | FPLP
| 575 | SO. MEADOW 14 | 575 | SO. MEADOW 14 | 42.546 | 49 | 39 | 49 | Historic Capability | CT | 03 | CT | FPLP
| 580 | SO. MEADOW 5 | 580 | SO. MEADOW 5 | 29.7 | 31.24 | 29.7 | 31.24 | Historic Capability | CT | 03 | CT | FPLP
| 581 | SO. MEADOW 6 | 581 | SO. MEADOW 6 | 29.7 | 31.25 | 29.7 | 31.25 | Historic Capability | CT | 03 | CT | FPLP
| 1107 | SOMERSET | 1107 | SOMERSET | 10.604 | 10.604 | 10.604 | 10.604 | Historic Capability | ME | 11 | ME | FPLP
| 852 | SOUTH BARRE HYDRO | 852 | SOUTH BARRE HYDRO | 0.65 | 0.14 | 0.65 | 0.14 | IA | MA | 27 | CMA/NEMA | MMWEC
|  |  | 42598 | NEW BARRE HYDRO | [5 empty] | 25 |  | WMA | MMWEC
| 38178 | Southbridge Landfill Gas to Energy 17-18 | 37073 | SOUTHBRIDGE LANDFILL | 1.541 | 1.541 | 1.4 | 1.4 | Cleared Capacity (5) | MA | 27 | CMA/NEMA | FPLP
| 1267 | SPARHAWK | 1267 | SPARHAWK | 0.257 | 0.257 | 0.257 | 0.257 | IA | ME | 05 | SME | UNION
| 35594 | Spaulding Pond Hydro | 35379 | SPAULDING POND HYDRO | 0.265 | 0.265 | 0.074 | 0.172 | Cleared Capacity (5) | NH | 17 | NH | PSNH
| 2425 | SPRINGFIELD REFUSE-NEW | 2425 | SPRINGFIELD REFUSE-NEW | 6 | 6 | 6 | 6 | Historic Capability | MA | 13 | WMA | CEM
| 35693 | Spruce Mountain Wind | 35693 | SPRUCE MOUNTAIN WIND | 20 | 20 | 4.5 | 9 | Cleared Capacity (5) | ME | 17 | ME | SPRUCE
| 909 | STEELS POND HYDRO | 909 | STEELS POND HYDRO | 0.429 | 0.975 | 0.429 | 0.975 | Historic Capability | NH | 11 | NH | PSNH
| 587 | STEVENSON | 587 | STEVENSON | 28.9 | 28.9 | 28.9 | 28.9 | IA | CT | 01 | SWCT | SUEZ
| 16523 | Stillwater | 16523 | STILLWATER | 1.898 | 1.964 | 1.898 | 1.964 | Historic Capability | ME | 19 | BHE | BBHP
| 38084 | Stillwater "B" Hydro | 38084 | STILLWATER B HYDRO | 2.4 | 2.4 | 0 | 0 | NA (5) | ME | 19 | BHE | BBHP
| 583 | STONY BROOK 2A | 583 | STONY BROOK 2A | 79 | 90 | 67 | 87 | PPA | MA | 13 | WMA | MMWEC
| 584 | STONY BROOK 2B | 584 | STONY BROOK 2B | 77 | 90 | 65 | 85 | PPA | MA | 13 | WMA | MMWEC
| 1185 | STONY BROOK GT1A | 1185 | STONY BROOK GT1A | 107.5 | 124 | 103.167 | 118.5 | PPA | MA | 13 | WMA | MMWEC
| 1186 | STONY BROOK GT1B | 1186 | STONY BROOK GT1B | 107.5 | 124 | 101.667 | 117 | PPA | MA | 13 | WMA | MMWEC
| 1187 | STONY BROOK GT1C | 1187 | STONY BROOK GT1C | 107 | 122 | 103.167 | 118.5 | PPA | MA | 13 | WMA | MMWEC
| 17359 | Sugar River 2 | 17223 | SUGAR RIVER 2 | 0.199 | 0.199 | 0.026 | 0.155 | Cleared Capacity (5) | NH | 19 | NH | PSNH
| 898 | SUGAR RIVER HYDRO | 898 | SUGAR RIVER HYDRO | 0.158 | 0.15 | 0.158 | 0.15 | Historic Capability | NH | 19 | NH | PSNH
| 889 | SUNAPEE HYDRO | 889 | SUNAPEE HYDRO | 0.593 | 0.433 | 0.593 | 0.433 | Historic Capability | NH | 19 | NH | PSNH
| 935 | SUNNYBROOK HYDRO 2 | 935 | SUNNYBROOK HYDRO 2 | 0.05 | 0.05 | 0.05 | 0.05 | Historic Capability | NH | 07 | NH | PSNH
| 884 | SWANS FALLS | 884 | SWANS FALLS | 0.41 | 0.41 | 0.41 | 0.41 | Historic Capability | ME | 17 | NH | PSNH
| 12510 | Swanton Gas Turbine 1 | 12510 | SWANTON GT-1 | 23.5 | 27.1 | 19.44 | 24.98 | PPA | VT | 11 | VT | VPPSA
| 12511 | Swanton Gas Turbine 2 | 12511 | SWANTON GT-2 | 23.5 | 27.1 | 19.723 | 25.344 | PPA | VT | 11 | VT | VPPSA
| 10409 | SWEETWATER HYDRO U5 | 10409 | SWEETWATER HYDRO U5 | 0.5 | 0.5 | 0.5 | 0.5 | Historic Capability | NH | 19 | NH | GMP
| 1270 | SYSKO STONY BROOK | 1270 | SYSKO STONY BROOK | 0.025 | 0.025 | 0.025 | 0.025 | Historic Capability | ME | 17 | ME | UNION
| 1271 | SYSKO WIGHT BROOK | 1271 | SYSKO WIGHT BROOK | 0.025 | 0.025 | 0.025 | 0.025 | Historic Capability | ME | 17 | ME | UNION
| 817 | TAFTSVILLE VT | 817 | TAFTSVILLE VT | 0.33 | 0.4 | 0.33 | 0.4 | Historic Capability | VT | 27 | VT | GMP
| 879 | TAFTVILLE CT | 879 | TAFTVILLE CT | 2.03 | 2.03 | 2.03 | 2.03 | IA | CT | 11 | CT | SUEZ
| 592 | TAMWORTH | 592 | TAMWORTH | 21.145 | 21.143 | 21.145 | 21.143 | IA | NH | 03 | NH | SUEZ
| 1225 | TANNERY DAM | 1225 | TANNERY DAM | 0.2 | 0.2 | 0.2 | 0.2 | Historic Capability | MA | 27 | CMA/NEMA | MEC
| 1302 | TCPMCMPAGF GEN1 U5 | 1302 | TCPMCMPAGF GEN1 U5 | 65.17 | 65.17 | 0 | 0 | NA (5) | ME | 07 | ME | VERSO
| 14652 | Templeton Wind Turbine | 14652 | TEMPLETON WIND TURBINE | 1.5 | 1.5 | 0.278 | 0.441 | Cleared Capacity (5) | MA | 27 | WMA | MMWEC
| 12500 | Thomas A. Watson | 15484 | THOMAS A. WATSON UNIT #1 | 114.8 | 114.8 | 105.2 | 114.8 | IA | MA | 21 | SEMA | BELD
|  |  | 15485 | THOMAS A. WATSON UNIT #2
| 37120 | Thundermist Hydropower | 16926 | THUNDERMIST HYDRO QF | 1.253 | 1.253 | 0 | 0.941 | Cleared Capacity (5) | RI | 07 | RI | NEC
| 1226 | TIVERTON POWER | 1226 | TIVERTON POWER | 266 | 281 | 256 | 281 | PPA | RI | 05 | SEMA | EES6
| 595 | TORRINGTON TERMINAL 10 | 595 | TORRINGTON TERMINAL 10 | 18.817 | 21.8 | 17.2 | 21.8 | Historic Capability | CT | 05 | CT | NRGPM
| 803 | TOUTANT | 803 | TOUTANT | 0.4 | 0.4 | 0.4 | 0.4 | Historic Capability | CT | 15 | CT | CLP
| 38380 | Treasure Valley- SE | 46664 | NEXAMP CAPITAL-01543PV4999NM | 4.999 | 4.999 | 0 | 0 | NA (5) | MA | 27 | WMA | MEC
| 38561 | True North | 42193 | TRUE NORTH ENERGY A | 4.75 | 4.75 | 0 | 0 | NA (5) | MA | 09 | BOSTON | MEC
| 38561 |  | 42194 | TRUE NORTH ENERGY B
|  |  | 42195 | TRUE NORTH ENERGY C
|  |  | 42196 | TRUE NORTH ENERGY D
|  |  | 42197 | TRUE NORTH ENERGY E
| 813 | TUNNEL | 813 | TUNNEL | 2.1 | 2.1 | 2.1 | 2.1 | IA | CT | 11 | CT | SUEZ
| 596 | TUNNEL 10 | 596 | TUNNEL 10 | 20.8 | 22.1 | 17.102 | 22.1 | IA | CT | 11 | CT | SUEZ
| 253 | TURNKEY LANDFILL | 253 | TURNKEY LANDFILL | 3.306 | 3.306 | 3.306 | 3.306 | Historic Capability | NH | 17 | NH | PSNH
| 38441 | UI RCP BGPT FC | 38441 | UI RCP BGPT FC | 2.359 | 2.359 | 0 | 0 | NA (5) | CT | 01 | SWCT | UI
| 38442 | UI RCP NH FC | 38442 | UI RCP NH FC | 2.368 | 2.368 | 0 | 0 | NA (5) | CT | 09 | CT | UI
| 12509 | UNH Power Plant | 12509 | UNH POWER PLANT | 2 | 2 | 2 | 2 | Historic Capability | NH | 17 | NH | PSNH
| 38375 | UXBRIDGE | 38375 | BWC FIVEMILE-01569PV3000NM | 3 | 3 | 0 | 0 | NA (5) | MA | 27 | RI | MEC
| 831 | VAIL & GREAT FALLS | 831 | VAIL & GREAT FALLS | 2.1 | 2.1 | 2.1 | 2.1 | Historic Capability | VT | 05 | NH | VPPSA
| 949 | VALLEY HYDRO - QF | 949 | VALLEY HYDRO - QF | 0.205 | 0.205 | 0.205 | 0.205 | Historic Capability | RI | 03 | RI | NEC
| 14623 | Valley Hydro (Station No. 5) | 14623 | VALLEY HYDRO (STATION NO. 5) | 0.79 | 0.79 | 0.79 | 0.79 | Historic Capability | MA | 13 | WMA | HGE
| 598 | VERGENNES 5 and 6 DIESELS | 598 | VERGENNES 5 AND 6 DIESELS | 4.2 | 4.24 | 4.2 | 4.24 | Historic Capability | VT | 01 | VT | GMP
| 2435 | VERGENNES HYDRO-NEW | 2435 | VERGENNES HYDRO-NEW | 2.34 | 3.3 | 2.34 | 3.3 | Historic Capability | VT | 01 | VT | GMP
| 599 | VERNON | 599 | VERNON | 32 | 32 | 32 | 32 | IA | VT | 25 | WMA | TCPM
| 13703 | Verso VCG1 | 13703 | VERSO COGEN 1 | 55 | 61 | 47.223 | 58.377 | IA | ME | 07 | ME | VERSO
| 13704 | Verso VCG2 | 13704 | VERSO COGEN 2 | 55 | 61 | 45.167 | 56.321 | IA | ME | 07 | ME | VERSO
| 13705 | Verso VCG3 | 13705 | VERSO COGEN 3 | 55 | 61 | 44.097 | 55.251 | IA | ME | 07 | ME | VERSO
| 16631 | Victory Road Dorchester PV | 16631 | VICTORY ROAD DORCHESTER PV | 1 | 1 | 0.316 | 0 | Cleared Capacity (5) | MA | 25 | BOSTON | MEC
| 623 | WALLINGFORD REFUSE | 623 | COVANTA PROJECTS WALLINGFORD | 8.005 | 7.892 | 8.005 | 7.892 | Historic Capability | CT | 09 | SWCT | CPW
| 1048 | WARE HYDRO | 1048 | WARE HYDRO | 1.25 | 1.25 | 1.25 | 1.25 | Historic Capability | MA | 15 | WMA | PHE
| 614 | WATERBURY 22 | 614 | WATERBURY 22 | 5 | 5 | 5 | 5 | Historic Capability | VT | 23 | VT | GMP
| 12564 | Waterbury Generation Facility | 12564 | WATERBURY GENERATION FACILITY | 103.6 | 103.6 | 97.911 | 99.454 | IA | CT | 09 | SWCT | WATERBURY
| 901 | WATERLOOM FALLS | 901 | WATERLOOM FALLS | 0.081 | 0.086 | 0.081 | 0.086 | Historic Capability | NH | 11 | NH | PSNH
| 612 | WATERS RIVER JET 1 | 612 | WATERS RIVER JET 1 | 19.55 | 22.437 | 16.437 | 22.437 | Historic Capability | MA | 09 | BOSTON | MMWEC
| 613 | WATERS RIVER JET 2 | 613 | WATERS RIVER JET 2 | 39.4 | 45.8 | 30.506 | 45.806 | PPA | MA | 09 | BOSTON | MMWEC
| 11842 | WATERSIDE POWER | 11842 | WATERSIDE POWER | 73.623 | 75 | 72 | 75 | IA | CT | 01 | NOR | WATERSIDE
| 932 | WATSON DAM | 932 | WATSON DAM | 0.225 | 0.25 | 0.225 | 0.25 | Historic Capability | NH | 17 | NH | PSNH
| 2291 | WAVERLY AVENUE HYDRO | 2291 | WAVERLY AVENUE HYDRO | 0.4 | 0.4 | 0.4 | 0.4 | Historic Capability | ME | 25 | ME | CMA
| 853 | WEBSTER HYDRO | 853 | WEBSTER HYDRO | 0 | 0.29 | 0 | 0.29 | IA | MA | 27 | CMA/NEMA | MMWEC
| 781 | WEST DANVILLE 1 | 781 | WEST DANVILLE 1 | 1.1 | 1.1 | 1.1 | 1.1 | Historic Capability | VT | 05 | NH | GMP
| 616 | WEST ENFIELD | 616 | WEST ENFIELD | 11.47 | 19.1 | 11.47 | 19.1 | Historic Capability | ME | 19 | BHE | NBPGC
| 893 | WEST HOPKINTON HYDRO | 893 | WEST HOPKINTON HYDRO | 0.735 | 1.25 | 0.735 | 1.25 | Historic Capability | NH | 13 | NH | CHIPM
| 625 | WEST MEDWAY JET 1 | 625 | WEST MEDWAY JET 1 | 57.6 | 72.9 | 57.6 | 72.9 | Historic Capability | MA | 21 | BOSTON | EXGC
| 626 | WEST MEDWAY JET 2 | 626 | WEST MEDWAY JET 2 | 57.6 | 72.9 | 57.6 | 72.9 | Historic Capability | MA | 21 | BOSTON | EXGC
| 627 | WEST MEDWAY JET 3 | 627 | WEST MEDWAY JET 3 | 57.5 | 72.8 | 57.5 | 72.8 | Historic Capability | MA | 21 | RI | EXGC
| 630 | WEST SPRINGFIELD 10 | 630 | WEST SPRINGFIELD 10 | 20.25 | 22 | 17.2 | 22 | IA | MA | 13 | WMA | NAEA-EM
| 633 | WEST SPRINGFIELD 3 | 633 | WEST SPRINGFIELD 3 | 107 | 107 | 107 | 107 | IA | MA | 13 | WMA | NAEA-EM
| 1693 | WEST SPRINGFIELD GT-1 | 1693 | WEST SPRINGFIELD GT-1 | 47 | 48 | 39 | 48 | PPA | MA | 13 | WMA | NAEA-EM
| 1694 | WEST SPRINGFIELD GT-2 | 1694 | WEST SPRINGFIELD GT-2 | 47 | 48 | 39 | 48 | PPA | MA | 13 | WMA | NAEA-EM
| 10770 | WEST SPRINGFIELD HYDRO U5 | 10770 | WEST SPRINGFIELD HYDRO U5 | 1.2 | 1.25 | 1.2 | 1.25 | Historic Capability | MA | 13 | WMA | LELWD
| 1031 | WEST TISBURY | 1031 | WEST TISBURY | 5.633 | 5.633 | 5.633 | 5.633 | IA | MA | 07 | SEMA | MET
| 1345 | WESTBROOK | 14177 | WESTBROOK ENERGY CENTER G1 | 538 | 597 | 530 | 574 | IA | ME | 05 | SME | CALP
|  |  | 14178 | WESTBROOK ENERGY CENTER G2
| 38181 | Westford Solar | 41879 | WESTFORD SOLAR 1- PV | 4 | 4 | 1.795 | 0 | Cleared Capacity (5) | MA | 017 | CMA/NEMA | MEC
|  |  | 41880 | WESTFORD SOLAR 2- PV
|  |  | 42203 | WESTFORD SOLAR 3 - PV
|  |  | 42497 | WESTFORD SOLAR 4- PV
| 617 | WESTON | 617 | WESTON | 14.81 | 14.81 | 13.2 | 13.2 | IA | ME | 17 | ME | FPLEMH
| 933 | WESTON DAM | 933 | WESTON DAM | 0.456 | 0.524 | 0.456 | 0.524 | Historic Capability | NH | 07 | NH | PSNH
| 38576 | Whately | 43886 | NM-FRANKLIN COUNTY SHERIFF | 1.5 | 1.5 | 0 | 0 | NA (5) | MA | 11 | WMA | WMECO
| 349 | WHEELABRATOR BRIDGEPORT, L.P. | 349 | WHEELABRATOR BRIDGEPORT, L.P. | 59.65 | 60.5 | 59.65 | 60.5 | Historic Capability | CT | 01 | SWCT | WB
| 10404 | WHEELABRATOR CLAREMONT U5 | 10404 | WHEELABRATOR CLAREMONT U5 | 5.29 | 5.29 | 5.29 | 5.29 | Historic Capability | NH | 19 | NH | WNE
| 547 | WHEELABRATOR NORTH ANDOVER | 547 | WHEELABRATOR NORTH ANDOVER | 40 | 40 | 40 | 40 | IA | MA | 09 | BOSTON | WNE
| 619 | WHITE LAKE JET | 619 | WHITE LAKE JET | 20.07 | 23.165 | 18.1 | 23.165 | Historic Capability | NH | 03 | NH | PSNH
| 620 | WILDER | 620 | WILDER | 42.92 | 43.88 | 42.92 | 43.88 | Historic Capability | VT | 27 | VT | TCPM
| 621 | WILLIAMS | 621 | WILLIAMS | 14.9 | 14.9 | 14.9 | 14.9 | IA | ME | 25 | ME | FPLEMH
| 801 | WILLIMANTIC 1 | 801 | WILLIMANTIC 1 | 0.423 | 0.77 | 0.423 | 0.77 | Historic Capability | CT | 15 | CT | CLP
| 802 | WILLIMANTIC 2 | 802 | WILLIMANTIC 2 | 0.388 | 0.77 | 0.388 | 0.77 | Historic Capability | CT | 15 | CT | CLP
| 622 | WINOOSKI 1 | 622 | WINOOSKI 1 | 7.5 | 7.5 | 7.5 | 7.5 | PPA | VT | 07 | VT | BED
| 846 | WINOOSKI 8 | 846 | WINOOSKI 8 | 0.403 | 0.95 | 0.403 | 0.95 | Historic Capability | VT | 23 | VT | GMP
| 38287 | WMA Chester Solar 1 | 38287 | WMA CHESTER SOLAR 1 | 4.8 | 4.8 | 1.904 | 0 | Cleared Capacity (5) | MA | 13 | WMA | VPPSA
| 624 | WMI MILLBURY 1 | 624 | WMI MILLBURY 1 | 40.94 | 40.94 | 40.94 | 40.94 | Historic Capability | MA | 27 | CMA/NEMA | NEP
| 14663 | WMRE Crossroads | 15998 | CROSSROADS LANDFILL | 3 | 3 | 3 | 3 | Historic Capability | ME | 25 | ME | WMRE
| 1167 | WOLCOTT HYDRO #1 | 1167 | WOLCOTT HYDRO #1 | 0.49 | 0.8 | 0.49 | 0.8 | Historic Capability | VT | 15 | VT | VPPSA
| 628 | WOODLAND ROAD | 628 | WOODLAND ROAD | 19.582 | 21 | 16.7 | 21 | IA | MA | 03 | WMA | NAEA-EM
| 847 | WOODSIDE | 847 | WOODSIDE | 0.11 | 0.12 | 0.11 | 0.12 | Historic Capability | VT | 15 | VT | GMP
| 10407 | WOODSVILLE HYDRO U5 | 10407 | WOODSVILLE HYDRO U5 | 0.241 | 0.241 | 0.241 | 0.241 | Historic Capability | NH | 19 | NH | GMP
| 37077 | Woronoco Hydro LLC | 15787 | WORONOCO HYDRO LLC | 2.7 | 2.7 | 1.181 | 1.611 | IA | MA | 13 | WMA | SRTC
| 848 | WRIGHTSVILLE | 848 | WRIGHTSVILLE | 0.75 | 0.754 | 0.75 | 0.754 | Historic Capability | VT | 23 | VT | VPPSA
| 903 | WYANDOTTE HYDRO | 903 | WYANDOTTE HYDRO | 0.084 | 0.15 | 0.084 | 0.15 | Historic Capability | NH | 17 | NH | PSNH
| 636 | WYMAN HYDRO 1 | 636 | WYMAN HYDRO 1 | 30 | 30 | 30 | 30 | IA | ME | 25 | ME | FPLEMH
| 637 | WYMAN HYDRO 2 | 637 | WYMAN HYDRO 2 | 29.9 | 29.9 | 29.9 | 29.9 | IA | ME | 25 | ME | FPLEMH
| 638 | WYMAN HYDRO 3 | 638 | WYMAN HYDRO 3 | 30 | 30 | 30 | 30 | IA | ME | 25 | ME | FPLEMH
| 639 | YARMOUTH 1 | 639 | YARMOUTH 1 | 53.5 | 53.5 | 53.5 | 53.5 | IA | ME | 05 | SME | FPLP
| 640 | YARMOUTH 2 | 640 | YARMOUTH 2 | 53.5 | 53.5 | 53.5 | 53.5 | IA | ME | 05 | SME | FPLP
| 641 | YARMOUTH 3 | 641 | YARMOUTH 3 | 116 | 119 | 116 | 119 | IA | ME | 05 | SME | FPLP
| 642 | YARMOUTH 4 | 642 | YARMOUTH 4 | 614.5 | 620 | 614.5 | 620 | IA | ME | 05 | SME | FPLP
| 2292 | YORK HYDRO | 2292 | YORK HYDRO | 0.878 | 1.2 | 0.878 | 1.2 | Historic Capability | ME | 31 | SME | BHI
Assets with no Resource but with NRC
|  | No Resource(3) | 40343 | BULL HILL WIND | 34.485 | 34.485 | 0 | 0 | IA | ME | 09 | BHE | BSE
|  | No Resource(3) | 11889 | IBEW LOCAL 99 SOLAR QF | 0.029 | 0.05 | 0 | 0 | NA | RI | 07 | RI | NEC
|  | No Resource(3) | 11827 | PORTSMOUTH ABBEY WIND QF | 0.445 | 0.66 | 0 | 0 | NA | RI | 05 | RI | NEC
|  | No Resource(3) | 37175 | ROLLINS WIND PLANT | 61.2 | 61.2 | 0 | 0 | IA | ME | 19 | BHE | EWP3
|  | No Resource(3) | 15464 | STETSON WIND FARM | 59.71 | 59.71 | 0 | 0 | IA | ME | 29 | BHE | STETSON
|  | No Resource(3) | 16612 | STETSON II WIND FARM | 26 | 26 | 0 | 0 | IA | ME | 29 | BHE | STET2
|  | No Resource(3) | 16089 | TURNERS FALLS HYDRO LLC | 0.937 | 0.937 | 0 | 0 | IA | MA | 11 | WMA | SRTC
Assets with no Resource and no NRC
|  | No Resource(3) | 43491 | 146 CAMPANELLI-02072PV332NM | NA | NA | NA | NA | NA | MA | 21 | SEMA | MEC
|  | No Resource(3) | 42349 | 15 UNION SOLAR LLC-LAWRENCE-PV | NA | NA | NA | NA | NA | MA | 09 | BOSTON | MEC
|  | No Resource(3) | 42135 | 18 PHOENIX PARK BLDG DEAST & F | NA | NA | NA | NA | NA | MA | 17 | CMA/NEMA | MEC
|  | No Resource(3) | 42136 | 18 PHOENIX PARK BLDG DEAST & J | NA | NA | NA | NA | NA | MA | 17 | CMA/NEMA | MEC
|  | No Resource(3) | 42137 | 18 PHOENIX PARK BLDG DWEST | NA | NA | NA | NA | NA | MA | 17 | CMA/NEMA | MEC
|  | No Resource(3) | 47064 | 1ST CONGREGATION-02176PV90NM | NA | NA | NA | NA | NA | MA | 17 | BOSTON | MEC
|  | No Resource(3) | 46641 | 205 STURBRIDGE-01010PV3000NM | NA | NA | NA | NA | NA | MA | 13 | WMA | MEC
|  | No Resource(3) | 47065 | 210 UPHAM (PV) | NA | NA | NA | NA | NA | MA | 27 | WMA | FGE
|  | No Resource(3) | 47731 | 245 RIVER STREET PLACE LLC | NA | NA | NA | NA | NA | MA | 27 | WMA | FGE
|  | No Resource(3) | 43531 | 28 HASTINGS - 01756PV100NM | NA | NA | NA | NA | NA | MA | 27 | RI | MEC
|  | No Resource(3) | 43735 | 28 HASTINGS-01756PV95NM | NA | NA | NA | NA | NA | MA | 27 | RI | MEC
|  | No Resource(3) | 43654 | 3 COUNTY FAIR ASN-01060PV250NM | NA | NA | NA | NA | NA | MA | 15 | WMA | MEC
|  | No Resource(3) | 42346 | 3 RIVERS PALMER-SPRINGFLD-PV | NA | NA | NA | NA | NA | MA | 13 | WMA | MEC
|  | No Resource(3) | 47092 | 3 VENUS WAY-02703PV750NM | NA | NA | NA | NA | NA | MA | 05 | RI | MEC
|  | No Resource(3) | 42413 | 35 LYMAN LLC - ACTIVE | NA | NA | NA | NA | NA | MA | 27 | CMA/NEMA | MEC
|  | No Resource(3) | 43608 | 35 LYMAN LLC-01532PV95NM | NA | NA | NA | NA | NA | MA | 27 | CMA/NEMA | MEC
|  | No Resource(3) | 42360 | 35 LYMAN LLC-NORTHBORO-PV | NA | NA | NA | NA | NA | MA | 27 | CMA/NEMA | MEC
|  | No Resource(3) | 43653 | 40 WASHINGTON LTD-01581PV750NM | NA | NA | NA | NA | NA | MA | 27 | CMA/NEMA | MEC
|  | No Resource(3) | 42107 | 4M_ALDRINRDPV_ID1856 | NA | NA | NA | NA | NA | MA | 23 | SEMA | NSTAR
|  | No Resource(3) | 43426 | ABBOTT MILL - 01886PV235NM | NA | NA | NA | NA | NA | MA | 17 | CMA/NEMA | MEC
|  | No Resource(3) | 47032 | ABINGTON TARGET-02351PV418NM | NA | NA | NA | NA | NA | MA | 23 | SEMA | MEC
|  | No Resource(3) | 43748 | ACUMEN-01752PV85NM | NA | NA | NA | NA | NA | MA | 17 | CMA/NEMA | MEC
|  | No Resource(3) | 41840 | AERO MANUFACTURING | NA | NA | NA | NA | NA | MA | 09 | BOSTON | MEC
|  | No Resource(3) | 41868 | AGREEN ENERGY (JORDAN DAIRY) | NA | NA | NA | NA | NA | MA | 27 | WMA | MEC
|  | No Resource(3) | 42486 | AIRPORT_WAY_PV_ID1875 | NA | NA | NA | NA | NA | MA | 01 | SEMA | NSTAR
|  | No Resource(3) | 46721 | ALL AMERICAN-02852PV250DG | NA | NA | NA | NA | NA | RI | 09 | RI | NEC
|  | No Resource(3) | 42632 | ALPHA GRAINGER-02038PV250NM | NA | NA | NA | NA | NA | MA | 21 | RI | MEC
|  | No Resource(3) | 44005 | ALTUS 1-02864PV450DG | NA | NA | NA | NA | NA | RI | 07 | RI | NEC
|  | No Resource(3) | 44006 | ALTUS 2-02864PV450DG | NA | NA | NA | NA | NA | RI | 07 | RI | NEC
|  | No Resource(3) | 44003 | ALTUS-02907PV1225DG | NA | NA | NA | NA | NA | RI | 07 | RI | NEC
|  | No Resource(3) | 44004 | ALTUS-02907PV300DG | NA | NA | NA | NA | NA | RI | 07 | RI | NEC
|  | No Resource(3) | 17085 | AMERESCO-NEWBURYPORT DPW PV QF | NA | NA | NA | NA | NA | MA | 09 | BOSTON | MEC
|  | No Resource(3) | 42613 | AMERICOLD-0PEW-01930-PV | NA | NA | NA | NA | NA | MA | 09 | BOSTON | MEC
|  | No Resource(3) | 46947 | AMERIPRIDE-01607PV225NM | NA | NA | NA | NA | NA | MA | 27 | CMA/NEMA | MEC
|  | No Resource(3) | 47752 | AMPERSAND BROOKLYN DAM HYDRO | NA | NA | NA | NA | NA | NH | 07 | NH | PSNH
|  | No Resource(3) | 41839 | ARPIN ASSOCIATES - PV | NA | NA | NA | NA | NA | RI | 03 | RI | NEC
|  | No Resource(3) | 43717 | ASSUMPTION-01562PV2000NM | NA | NA | NA | NA | NA | MA | 27 | CMA/NEMA | MEC
|  | No Resource(3) | 42611 | AUBUCHON-95AUBUCHON-01473-PV | NA | NA | NA | NA | NA | MA | 27 | CMA/NEMA | MEC
|  | No Resource(3) | 40484 | BANCROFT SCHOOL PV | NA | NA | NA | NA | NA | MA | 27 | CMA/NEMA | MEC
|  | No Resource(3) | 43420 | BANNER MOLD-01453PV111NM | NA | NA | NA | NA | NA | MA | 27 | WMA | MEC
|  | No Resource(3) | 39663 | BARNSTABLE_DPW_ID1545 | NA | NA | NA | NA | NA | MA | 01 | SEMA | NSTAR
|  | No Resource(3) | 42603 | BARRE1-750BARRE-01005-PV | NA | NA | NA | NA | NA | MA | 27 | WMA | MEC
|  | No Resource(3) | 42350 | BARRETT-FRANKLIN-SOLAR | NA | NA | NA | NA | NA | MA | 21 | RI | MEC
|  | No Resource(3) | 46539 | BCC SEA QALIBC-01854PV66NM | NA | NA | NA | NA | NA | MA | 17 | CMA/NEMA | MEC
|  | No Resource(3) | 46220 | BERKELEY-01844PV2000NM | NA | NA | NA | NA | NA | MA | 09 | BOSTON | MEC
|  | No Resource(3) | 40137 | BERKSHIRE EAST WIND | NA | NA | NA | NA | NA | MA | 11 | WMA | MEC
|  | No Resource(3) | 43262 | BERKSHIRE SCHL-01257PV1750NM | NA | NA | NA | NA | NA | MA | 03 | WMA | MEC
|  | No Resource(3) | 42504 | BERKSHIRE SREG-GT BARRGTN-PV | NA | NA | NA | NA | NA | MA | 03 | WMA | MEC
|  | No Resource(3) | 42433 | BETHANY CHURCH-MENDON-PV | NA | NA | NA | NA | NA | MA | 27 | RI | MEC
|  | No Resource(3) | 42813 | BIG Y FOODS-02038PV250NM | NA | NA | NA | NA | NA | MA | 21 | RI | MEC
|  | No Resource(3) | 42487 | BILL_BENNETT_PV_ID1967 | NA | NA | NA | NA | NA | MA | 07 | SEMA | NSTAR
|  | No Resource(3) | 46914 | BILLERICA-01523PV2499NM | NA | NA | NA | NA | NA | MA | 27 | CMA/NEMA | MEC
|  | No Resource(3) | 46924 | BILLERICA-01523PV2500NM | NA | NA | NA | NA | NA | MA | 27 | CMA/NEMA | MEC
|  | No Resource(3) | 37965 | BIO-DETEK PAWTUCKET RI PV | NA | NA | NA | NA | NA | RI | 07 | RI | NEC
|  | No Resource(3) | 42893 | BISCO FALLS HYDRO | NA | NA | NA | NA | NA | ME | 17 | ME | UNION
|  | No Resource(3) | 41923 | BLACKCOMB SOLAR III-PV | NA | NA | NA | NA | NA | MA | 27 | RI | MEC
|  | No Resource(3) | 40555 | BLACKCOMB WORC MA PV | NA | NA | NA | NA | NA | MA | 27 | CMA/NEMA | MEC
|  | No Resource(3) | 47267 | BLACKMARBLEMOTOR-02151PV241NM | NA | NA | NA | NA | NA | MA | 25 | BOSTON | MEC
|  | No Resource(3) | 47377 | BLUEWAVE - MATTAPOISETT 2260 | NA | NA | NA | NA | NA | MA | 23 | SEMA | NSTAR
|  | No Resource(3) | 47378 | BLUEWAVE - MATTAPOISETT 2261 | NA | NA | NA | NA | NA | MA | 23 | SEMA | NSTAR
|  | No Resource(3) | 46647 | BLUEWAVE CAPITAL-02769PV1000NM | NA | NA | NA | NA | NA | MA | 05 | RI | MEC
|  | No Resource(3) | 46212 | BODWELL REALTY-02322PV75NM | NA | NA | NA | NA | NA | MA | 21 | SEMA | MEC
|  | No Resource(3) | 46997 | BOLTONVILLE HYDRO | NA | NA | NA | NA | NA | VT | 17 | VT | GMP
|  | No Resource(3) | 47046 | BOOTHBAY ENERGY STORAGE | NA | NA | NA | NA | NA | ME | 15 | ME | CONV
|  | No Resource(3) | 43489 | BOST SCIENT-02171PV1100NM | NA | NA | NA | NA | NA | MA | 21 | SEMA | MEC
|  | No Resource(3) | 43689 | BOSTON NORTH TECH-01913PV300NM | NA | NA | NA | NA | NA | MA | 09 | BOSTON | MEC
|  | No Resource(3) | 47125 | BOW STREET HYDRO | NA | NA | NA | NA | NA | NH | 13 | NH | MMWEC
|  | No Resource(3) | 42204 | BPV LOWELL | NA | NA | NA | NA | NA | MA | 17 | CMA/NEMA | MEC
|  | No Resource(3) | 43557 | BRDGWTR RECYCLE-02324PV96NM | NA | NA | NA | NA | NA | MA | 23 | SEMA | MEC
|  | No Resource(3) | 47423 | BRISTOLCOMMCOLL-02720PV2000NM | NA | NA | NA | NA | NA | MA | 05 | SEMA | MEC
|  | No Resource(3) | 42108 | BROADWAY_RENEWABLE_ID1772 | NA | NA | NA | NA | NA | MA | 23 | SEMA | NSTAR
|  | No Resource(3) | 47455 | BROCKTON WALMART-02301PV252QF | NA | NA | NA | NA | NA | MA | 23 | SEMA | MEC
|  | No Resource(3) | 46659 | BROWN SOLAR-01069PV1000NM | NA | NA | NA | NA | NA | MA | 13 | WMA | MEC
|  | No Resource(3) | 47448 | BWC 5 MILE RIVER-01031PV1000NM | NA | NA | NA | NA | NA | MA | 27 | WMA | MEC
|  | No Resource(3) | 47447 | BWC 5 MILE RIVER-01031PV1890NM | NA | NA | NA | NA | NA | MA | 27 | WMA | MEC
|  | No Resource(3) | 47412 | BYAM SCHOOL-01824-PV225NM | NA | NA | NA | NA | NA | MA | 17 | CMA/NEMA | MEC
|  | No Resource(3) | 44029 | C&R TIRE-01606PV81NM | NA | NA | NA | NA | NA | MA | 27 | CMA/NEMA | MEC
|  | No Resource(3) | 46565 | CABOT BEVERLY-01915PV2000NM | NA | NA | NA | NA | NA | MA | 09 | BOSTON | MEC
|  | No Resource(3) | 42631 | CABRAL-247BAKER-02777-PV | NA | NA | NA | NA | NA | MA | 05 | SEMA | MEC
|  | No Resource(3) | 43556 | CALLAHAN - 02324PV110NM | NA | NA | NA | NA | NA | MA | 23 | SEMA | MEC
|  | No Resource(3) | 42344 | CAMELOT_WIND_ID1240 | NA | NA | NA | NA | NA | MA | 23 | SEMA | NSTAR
|  | No Resource(3) | 43750 | CANTON HIGH SCHOOL 2009 | NA | NA | NA | NA | NA | MA | 21 | SEMA | NSTAR
|  | No Resource(3) | 42083 | CANTON_LANDFILL_PV_ID1726 | NA | NA | NA | NA | NA | MA | 21 | SEMA | NSTAR
|  | No Resource(3) | 46479 | CANTON_MIDDLE_SCHOOL_2013 | NA | NA | NA | NA | NA | MA | 21 | SEMA | NSTAR
|  | No Resource(3) | 42364 | CAPITAL GROUP-SOUTHBORO-PV | NA | NA | NA | NA | NA | MA | 27 | CMA/NEMA | MEC
|  | No Resource(3) | 42822 | CARDINAL SHOE-01840PV250NM | NA | NA | NA | NA | NA | MA | 09 | CMA/NEMA | MEC
|  | No Resource(3) | 37266 | CARLSON ORCH HARVARD MA PV | NA | NA | NA | NA | NA | MA | 27 | CMA/NEMA | MEC
|  | No Resource(3) | 42601 | CARLSTROMPM-65FISHER-0158-PV | NA | NA | NA | NA | NA | MA | 27 | CMA/NEMA | MEC
|  | No Resource(3) | 46480 | CEDAR_SOLAR1_2411 | NA | NA | NA | NA | NA | MA | 25 | BOSTON | NSTAR
|  | No Resource(3) | 47415 | CENTER SCHOOL-01824PV75NM | NA | NA | NA | NA | NA | MA | 17 | CMA/NEMA | MEC
|  | No Resource(3) | 43917 | CHEER PACK-02397PV1750NM | NA | NA | NA | NA | NA | MA | 23 | SEMA | MEC
|  | No Resource(3) | 37957 | CHELM WTR N CHELMSFORD MA PV | NA | NA | NA | NA | NA | MA | 17 | CMA/NEMA | MEC
|  | No Resource(3) | 47391 | CHELMSFORD DPW-01824PV335NM | NA | NA | NA | NA | NA | MA | 17 | CMA/NEMA | MEC
|  | No Resource(3) | 47410 | CHELMSFORD HIGH-01824PV225NM | NA | NA | NA | NA | NA | MA | 17 | CMA/NEMA | MEC
|  | No Resource(3) | 46487 | CIDER HILL-01913PV78NM | NA | NA | NA | NA | NA | MA | 09 | BOSTON | MEC
|  | No Resource(3) | 42355 | CIL CEDAR-MARLBORO-PV | NA | NA | NA | NA | NA | MA | 17 | CMA/NEMA | MEC
|  | No Resource(3) | 37959 | CIRCLE FIN NEWBURYPORT MA PV | NA | NA | NA | NA | NA | MA | 09 | BOSTON | MEC
|  | No Resource(3) | 43606 | CITY NORTHAMPTON-02721PV95NM | NA | NA | NA | NA | NA | MA | 15 | WMA | MEC
|  | No Resource(3) | 42439 | CITY OF BROCKTON-SWANSEA-PV1 | NA | NA | NA | NA | NA | MA | 05 | SEMA | MEC
|  | No Resource(3) | 42440 | CITY OF BROCKTON-SWANSEA-PV2 | NA | NA | NA | NA | NA | MA | 05 | SEMA | MEC
|  | No Resource(3) | 42448 | CITY OF GLOUCESTER 1 - WIND | NA | NA | NA | NA | NA | MA | 09 | BOSTON | MEC
|  | No Resource(3) | 42449 | CITY OF GLOUCESTER 2 - WIND | NA | NA | NA | NA | NA | MA | 09 | BOSTON | MEC
|  | No Resource(3) | 46663 | CITY OF LAWRENCE-01841PV300NM | NA | NA | NA | NA | NA | MA | 09 | CMA/NEMA | MEC
|  | No Resource(3) | 43709 | CITY OF LOWELL 1-01331PV1000NM | NA | NA | NA | NA | NA | MA | 27 | WMA | MEC
|  | No Resource(3) | 43710 | CITY OF LOWELL 2-01331PV1000NM | NA | NA | NA | NA | NA | MA | 27 | WMA | MEC
|  | No Resource(3) | 43711 | CITY OF LOWELL 3-01331PV1000NM | NA | NA | NA | NA | NA | MA | 27 | WMA | MEC
|  | No Resource(3) | 43918 | CITY OF LOWELL-01851PV1333NM | NA | NA | NA | NA | NA | MA | 17 | CMA/NEMA | MEC
|  | No Resource(3) | 43706 | CITY OF LOWELL1-01364PV2000NM | NA | NA | NA | NA | NA | MA | 11 | WMA | MEC
|  | No Resource(3) | 43707 | CITY OF LOWELL2-01364PV1000NM | NA | NA | NA | NA | NA | MA | 11 | WMA | MEC
|  | No Resource(3) | 16233 | CITY OF MEDFORD WIND QF | NA | NA | NA | NA | NA | MA | 17 | BOSTON | MEC
|  | No Resource(3) | 43993 | CITY OF MELROSE-02176PV260NM | NA | NA | NA | NA | NA | MA | 17 | BOSTON | MEC
|  | No Resource(3) | 43904 | CITY OF METHUEN-01523PV3000NM | NA | NA | NA | NA | NA | MA | 27 | CMA/NEMA | MEC
|  | No Resource(3) | 43955 | CITY OF METHUEN-01844PV1000NM | NA | NA | NA | NA | NA | MA | 09 | BOSTON | MEC
|  | No Resource(3) | 47129 | CITY OF QUINCY-02169PV129NM | NA | NA | NA | NA | NA | MA | 21 | SEMA | MEC
|  | No Resource(3) | 47127 | CITY OF QUINCY-02169PV144NM | NA | NA | NA | NA | NA | MA | 21 | SEMA | MEC
|  | No Resource(3) | 47128 | CITY OF QUINCY-02170PV195NM | NA | NA | NA | NA | NA | MA | 21 | SEMA | MEC
|  | No Resource(3) | 47126 | CITY OF QUINCY-02171PV132NM | NA | NA | NA | NA | NA | MA | 21 | SEMA | MEC
|  | No Resource(3) | 47282 | CITY OF QUINCY-02171PV225NM | NA | NA | NA | NA | NA | MA | 21 | SEMA | MEC
|  | No Resource(3) | 43992 | CITY OF WORCESTER-01603PV135NM | NA | NA | NA | NA | NA | MA | 27 | WMA | MEC
|  | No Resource(3) | 42482 | CITY_OF_WALTHAM_PV_ID1805 | NA | NA | NA | NA | NA | MA | 17 | BOSTON | NSTAR
|  | No Resource(3) | 41834 | CLARKE DISTRIBUTION PV | NA | NA | NA | NA | NA | MA | 27 | RI | MEC
|  | No Resource(3) | 42113 | COBSCOOK BAY TEP TGU 1 | NA | NA | NA | NA | NA | ME | 29 | BHE | NBPGC
|  | No Resource(3) | 42109 | COCHITUATERD_FRAMPV_ID1873 | NA | NA | NA | NA | NA | MA | 17 | BOSTON | NSTAR
|  | No Resource(3) | 43558 | COMMERCE GRN-02339PV100NM | NA | NA | NA | NA | NA | MA | 23 | SEMA | MEC
|  | No Resource(3) | 40259 | COMMERCE_PK_RD_PV_ID1871 | NA | NA | NA | NA | NA | MA | 01 | SEMA | NSTAR
|  | No Resource(3) | 43586 | COMTRAN CABLE-02864PV400DG | NA | NA | NA | NA | NA | RI | 07 | RI | NEC
|  | No Resource(3) | 43685 | CONANICUT MARINE-02835PV120DG | NA | NA | NA | NA | NA | RI | 05 | SEMA | NEC
|  | No Resource(3) | 973 | CONCORD STEAM | NA | NA | NA | NA | NA | NH | 13 | NH | UNITIL-ES
|  | No Resource(3) | 42118 | CONED_HIXVILLERD_ID1862 | NA | NA | NA | NA | NA | MA | 05 | SEMA | NSTAR
|  | No Resource(3) | 42117 | CONST_SOLAR_NORFOLK_ID1846 | NA | NA | NA | NA | NA | MA | 21 | RI | NSTAR
|  | No Resource(3) | 42347 | CONSTELLATION SOLAR-UXBRG-PV | NA | NA | NA | NA | NA | MA | 27 | RI | MEC
|  | No Resource(3) | 16234 | CONSTELLATION-MAJILITE PV QF | NA | NA | NA | NA | NA | MA | 17 | CMA/NEMA | MEC
|  | No Resource(3) | 41924 | COREMARK-PV | NA | NA | NA | NA | NA | MA | 27 | RI | MEC
|  | No Resource(3) | 42385 | CORNER BROOK-MILFORD-PV | NA | NA | NA | NA | NA | MA | 27 | RI | MEC
|  | No Resource(3) | 46691 | CORNERSTONE-01057PV3000NM | NA | NA | NA | NA | NA | MA | 13 | WMA | MEC
|  | No Resource(3) | 43607 | COX PRTSMTH-02871PV500DG | NA | NA | NA | NA | NA | RI | 05 | RI | NEC
|  | No Resource(3) | 43921 | COXCOM-02893PV135DG | NA | NA | NA | NA | NA | RI | 03 | RI | NEC
|  | No Resource(3) | 43691 | CRAFT INC-02703PV285NM | NA | NA | NA | NA | NA | MA | 05 | SEMA | MEC
|  | No Resource(3) | 43529 | CREEDON AND CO-01604PV110NM | NA | NA | NA | NA | NA | MA | 27 | CMA/NEMA | MEC
|  | No Resource(3) | 42505 | CUMMINGS 1000-BEVERLY-PV | NA | NA | NA | NA | NA | MA | 09 | BOSTON | MEC
|  | No Resource(3) | 42819 | CUMMINGS PROP 1-0195PV224NM | NA | NA | NA | NA | NA | MA | 09 | BOSTON | MEC
|  | No Resource(3) | 42820 | CUMMINGS PROP 2-01915PV224NM | NA | NA | NA | NA | NA | MA | 09 | BOSTON | MEC
|  | No Resource(3) | 43713 | CUMMINGS PROP-01915PV110NM | NA | NA | NA | NA | NA | MA | 09 | BOSTON | MEC
|  | No Resource(3) | 43875 | CUMMINGS PROP-01915PV230NM | NA | NA | NA | NA | NA | MA | 09 | BOSTON | MEC
|  | No Resource(3) | 42213 | CUMMINGS PROPERTY E GAR | NA | NA | NA | NA | NA | MA | 09 | BOSTON | MEC
|  | No Resource(3) | 46666 | CUMMINGS-01915PV224NM | NA | NA | NA | NA | NA | MA | 09 | BOSTON | MEC
|  | No Resource(3) | 46537 | CUMMINGS-0191PV82NM | NA | NA | NA | NA | NA | MA | 09 | BOSTON | MEC
|  | No Resource(3) | 47504 | CVEC EDGARTOWN - 1886 | NA | NA | NA | NA | NA | MA | 07 | SEMA | NSTAR
|  | No Resource(3) | 47505 | CVEC EDGARTOWN - 1887 | NA | NA | NA | NA | NA | MA | 07 | SEMA | NSTAR
|  | No Resource(3) | 47506 | CVEC HARWICH - 1913 | NA | NA | NA | NA | NA | MA | 01 | SEMA | NSTAR
|  | No Resource(3) | 42041 | D.D. BEAN | NA | NA | NA | NA | NA | NH | 05 | VT | CNE
|  | No Resource(3) | 39664 | DART_BLDG_SUPPLY_ID1470 | NA | NA | NA | NA | NA | MA | 05 | SEMA | NSTAR
|  | No Resource(3) | 37972 | DARTMOUTHBUSPARK_PV_ID1592 | NA | NA | NA | NA | NA | MA | 05 | SEMA | NSTAR
|  | No Resource(3) | 40116 | DELAWARE VALLEY CORP PV | NA | NA | NA | NA | NA | MA | 17 | CMA/NEMA | MEC
|  | No Resource(3) | 43678 | DISCOVER MARBLE - 01527PV142NM | NA | NA | NA | NA | NA | MA | 27 | CMA/NEMA | MEC
|  | No Resource(3) | 46662 | DISTRIBUTOR CORP-02148PV300NM | NA | NA | NA | NA | NA | MA | 17 | BOSTON | MEC
|  | No Resource(3) | 43509 | DOUGLAS SOLAR-01516PV2000NM | NA | NA | NA | NA | NA | MA | 27 | RI | MEC
|  | No Resource(3) | 42110 | DOUGLAS_SCHOOLPV_ID1464 | NA | NA | NA | NA | NA | MA | 17 | BOSTON | NSTAR
|  | No Resource(3) | 42202 | DR AMP 100 AMES POND - PV | NA | NA | NA | NA | NA | MA | 17 | CMA/NEMA | MEC
|  | No Resource(3) | 42212 | DR AMP 200 AMES POND - PV | NA | NA | NA | NA | NA | MA | 17 | CMA/NEMA | MEC
|  | No Resource(3) | 42116 | DSD_REALTY_TRUST_ID1672 | NA | NA | NA | NA | NA | MA | 05 | SEMA | NSTAR
|  | No Resource(3) | 40482 | DURFEE UNION MILLS BLDG 9 - PV | NA | NA | NA | NA | NA | MA | 05 | SEMA | MEC
|  | No Resource(3) | 46667 | E NAZARENE-02170PV85NM | NA | NA | NA | NA | NA | MA | 21 | SEMA | MEC
|  | No Resource(3) | 43751 | EAGLE LEASE-01540PV95NM | NA | NA | NA | NA | NA | MA | 27 | WMA | MEC
|  | No Resource(3) | 46717 | EAST BAY-02915PV70NM | NA | NA | NA | NA | NA | RI | 07 | RI | NEC
|  | No Resource(3) | 47266 | EAST COASTWELDING-01950PV100NM | NA | NA | NA | NA | NA | MA | 09 | BOSTON | MEC
|  | No Resource(3) | 40365 | EAST ISLAND COMMUNITY - PV | NA | NA | NA | NA | NA | MA | 09 | CMA/NEMA | MEC
|  | No Resource(3) | 47062 | EASTERN BANK-01901PV100NM | NA | NA | NA | NA | NA | MA | 09 | BOSTON | MEC
|  | No Resource(3) | 39724 | EASTERN_AVE_HOLDINGS_PV_ID1652 | NA | NA | NA | NA | NA | MA | 25 | BOSTON | NSTAR
|  | No Resource(3) | 41820 | EDMUND TALBOT MS - PV | NA | NA | NA | NA | NA | MA | 05 | SEMA | MEC
|  | No Resource(3) | 44011 | ENDICOTT-01915PV800NM | NA | NA | NA | NA | NA | MA | 09 | BOSTON | MEC
|  | No Resource(3) | 43422 | EPG SOLAR 1 - 01550PV1500NM | NA | NA | NA | NA | NA | MA | 27 | WMA | MEC
|  | No Resource(3) | 43423 | EPG SOLAR 2 - 01550PV1500NM | NA | NA | NA | NA | NA | MA | 27 | WMA | MEC
|  | No Resource(3) | 46643 | EPG SOLAR-01005PV1500NM | NA | NA | NA | NA | NA | MA | 27 | WMA | MEC
|  | No Resource(3) | 46564 | EPG SOLAR-01005PV2000NM | NA | NA | NA | NA | NA | MA | 27 | WMA | MEC
|  | No Resource(3) | 47704 | ERVING PAPER-01344ST3519QF | NA | NA | NA | NA | NA | MA | 11 | WMA | MEC
|  | No Resource(3) | 41841 | EXAJOULE FRANKLIN PV | NA | NA | NA | NA | NA | MA | 21 | RI | MEC
|  | No Resource(3) | 41870 | EXAJOULE RENEWABLES PV | NA | NA | NA | NA | NA | MA | 17 | BOSTON | MEC
|  | No Resource(3) | 40050 | EXETER AGRI ENERGY | NA | NA | NA | NA | NA | ME | 19 | BHE | VPPSA
|  | No Resource(3) | 43752 | EXTRA SPACE-01607PV91.2NM | NA | NA | NA | NA | NA | MA | 27 | CMA/NEMA | MEC
|  | No Resource(3) | 43766 | EXTRA SPACE-02149PV237NM | NA | NA | NA | NA | NA | MA | 17 | BOSTON | MEC
|  | No Resource(3) | 46718 | EXTRA SPACE-02151PV144.3NM | NA | NA | NA | NA | NA | MA | 25 | BOSTON | MEC
|  | No Resource(3) | 42438 | EXTRA SPACE-NORTHBORO-PV | NA | NA | NA | NA | NA | MA | 27 | CMA/NEMA | MEC
|  | No Resource(3) | 42411 | EXTRA SPACE-PLAINVILLE-PV | NA | NA | NA | NA | NA | MA | 21 | RI | MEC
|  | No Resource(3) | 42412 | EXTRA SPACE-SAUGUS-PV | NA | NA | NA | NA | NA | MA | 09 | BOSTON | MEC
|  | No Resource(3) | 43528 | EXTRA SPC MGMT-02035PV102NM | NA | NA | NA | NA | NA | MA | 21 | RI | MEC
|  | No Resource(3) | 43714 | EXTRA SPC STOR-02189PV95NM | NA | NA | NA | NA | NA | MA | 21 | SEMA | MEC
|  | No Resource(3) | 43418 | FALLON AMB-02169PV116NM | NA | NA | NA | NA | NA | MA | 21 | SEMA | MEC
|  | No Resource(3) | 42149 | FAVORITE FOODS PV | NA | NA | NA | NA | NA | NH | 17 | NH | PSNH
|  | No Resource(3) | 42483 | FIRST_HIGHLAND_PV_ID2021 | NA | NA | NA | NA | NA | MA | 25 | BOSTON | NSTAR
|  | No Resource(3) | 41847 | FISHERMENS MEMORIAL PARK- WIND | NA | NA | NA | NA | NA | RI | 09 | RI | NEC
|  | No Resource(3) | 43841 | FLAIR ONE-01507PV950NM | NA | NA | NA | NA | NA | MA | 27 | WMA | MEC
|  | No Resource(3) | 43762 | FORBES STREET 1-02914PV3000DG | NA | NA | NA | NA | NA | RI | 07 | RI | NEC
|  | No Resource(3) | 42359 | FOREKICKS-MARLBORO-PV | NA | NA | NA | NA | NA | MA | 17 | CMA/NEMA | MEC
|  | No Resource(3) | 43842 | FORRESTALL-01507PV950NM | NA | NA | NA | NA | NA | MA | 27 | WMA | MEC
|  | No Resource(3) | 47007 | FRANKLIN FORD-02038PV140NM | NA | NA | NA | NA | NA | MA | 21 | RI | MEC
|  | No Resource(3) | 43870 | FRPV EAST-02720PV1000NM | NA | NA | NA | NA | NA | MA | 05 | SEMA | MEC
|  | No Resource(3) | 43869 | FRPV WEST-02720PV1000NM | NA | NA | NA | NA | NA | MA | 05 | SEMA | MEC
|  | No Resource(3) | 47379 | GARDNER WALMART-01440PV278NM | NA | NA | NA | NA | NA | MA | 27 | CMA/NEMA | MEC
|  | No Resource(3) | 37973 | GENERAL MILLS METHUEN MA PV | NA | NA | NA | NA | NA | MA | 09 | BOSTON | MEC
|  | No Resource(3) | 46211 | GIGUERE-01524PV75NM | NA | NA | NA | NA | NA | MA | 27 | WMA | MEC
|  | No Resource(3) | 43576 | GLC_ACUSHNET_PV_1888 | NA | NA | NA | NA | NA | MA | 05 | SEMA | NSTAR
|  | No Resource(3) | 43577 | GLC_ACUSHNET_PV_1889 | NA | NA | NA | NA | NA | MA | 05 | SEMA | NSTAR
|  | No Resource(3) | 43578 | GLC_ACUSHNET_PV_1890 | NA | NA | NA | NA | NA | MA | 05 | SEMA | NSTAR
|  | No Resource(3) | 42115 | GLC_ACUSHNETLLC_ID1821_1824 | NA | NA | NA | NA | NA | MA | 23 | SEMA | NSTAR
|  | No Resource(3) | 43409 | GLC-MA ACUSHNET_PV_ID1827 | NA | NA | NA | NA | NA | MA | 05 | SEMA | NSTAR
|  | No Resource(3) | 42821 | GLC-MA ACUSHNET_PV_ID2109 | NA | NA | NA | NA | NA | MA | 05 | SEMA | NSTAR
|  | No Resource(3) | 46925 | GLC-MA SOLAR-01440PV1980NM | NA | NA | NA | NA | NA | MA | 27 | CMA/NEMA | MEC
|  | No Resource(3) | 46982 | GLOBAL LIQUORS-02720PV85NM | NA | NA | NA | NA | NA | MA | 05 | SEMA | MEC
|  | No Resource(3) | 43579 | GOIS_SOLAR_ONE_PV_2040 | NA | NA | NA | NA | NA | MA | 17 | BOSTON | NSTAR
|  | No Resource(3) | 44010 | GOLDEN-02920PV300DG | NA | NA | NA | NA | NA | RI | 07 | RI | NEC
|  | No Resource(3) | 47838 | GOODING FAMILY-02302PV250QF | NA | NA | NA | NA | NA | MA | 23 | SEMA | MEC
|  | No Resource(3) | 46636 | GOOSE RIVER HYDRO, INC. | NA | NA | NA | NA | NA | ME | 27 | ME | GOOSE
|  | No Resource(3) | 42597 | GPT JACLEN-BEVERLY-CHP | NA | NA | NA | NA | NA | MA | 09 | BOSTON | MEC
|  | No Resource(3) | 39722 | GTR_BOSTON_FOODBANKS_ID1628 | NA | NA | NA | NA | NA | MA | 25 | BOSTON | NSTAR
|  | No Resource(3) | 47699 | H&V-01472ST3519QF | NA | NA | NA | NA | NA | MA | 17 | CMA/NEMA | MEC
|  | No Resource(3) | 47443 | HA MA SOLAR-01036PV3500NM | NA | NA | NA | NA | NA | MA | 13 | WMA | MEC
|  | No Resource(3) | 47364 | HA MA SOLAR-01222PV999NM | NA | NA | NA | NA | NA | MA | 03 | WMA | MEC
|  | No Resource(3) | 47060 | HANNAFORD FOOD-01535PV120NM | NA | NA | NA | NA | NA | MA | 27 | WMA | MEC
|  | No Resource(3) | 47559 | HANNAFORD LUN PV | NA | NA | NA | NA | NA | MA | 27 | WMA | FGE
|  | No Resource(3) | 43708 | HANNAFORD-02061PV135NM | NA | NA | NA | NA | NA | MA | 23 | SEMA | MEC
|  | No Resource(3) | 42496 | HANOVER SOLAR-LEICESTER-PV | NA | NA | NA | NA | NA | MA | 27 | WMA | MEC
|  | No Resource(3) | 47033 | HANOVER TARGET-02339PV441NM | NA | NA | NA | NA | NA | MA | 23 | RI | MEC
|  | No Resource(3) | 47393 | HARRINGTON SCHOOL-01824PV295NM | NA | NA | NA | NA | NA | MA | 17 | CMA/NEMA | MEC
|  | No Resource(3) | 46607 | HARVARD SOLAR-01451PV260NM | NA | NA | NA | NA | NA | MA | 27 | CMA/NEMA | MEC
|  | No Resource(3) | 41857 | HI- GEAR (QF) | NA | NA | NA | NA | NA | MA | 27 | WMA | FGE
|  | No Resource(3) | 39717 | HI-GEAR | NA | NA | NA | NA | NA | MA | 27 | WMA | FGE
|  | No Resource(3) | 37967 | HILLSIDE MARLBOROUGH MA PV | NA | NA | NA | NA | NA | MA | 17 | CMA/NEMA | MEC
|  | No Resource(3) | 40246 | HODGES BADGE CO_WIND | NA | NA | NA | NA | NA | RI | 05 | SEMA | NEC
|  | No Resource(3) | 15462 | HOLY NAME CC JR SR HIGH SCHOOL | NA | NA | NA | NA | NA | MA | 27 | CMA/NEMA | MEC
|  | No Resource(3) | 42600 | HOOSACVALREG-0ORCHARD-01225-PV | NA | NA | NA | NA | NA | MA | 03 | WMA | MEC
|  | No Resource(3) | 43893 | HUBBARDSTON-01452PV2000NM | NA | NA | NA | NA | NA | MA | 27 | WMA | MEC
|  | No Resource(3) | 42111 | HYANNIS_SELF_STOR_ID1946 | NA | NA | NA | NA | NA | MA | 01 | SEMA | NSTAR
|  | No Resource(3) | 42104 | HYDEPARKSTORPV_ID1919 | NA | NA | NA | NA | NA | MA | 25 | BOSTON | NSTAR
|  | No Resource(3) | 14925 | ICE HOUSE PARTNERS INC. | NA | NA | NA | NA | NA | MA | 17 | CMA/NEMA | LELWD
|  | No Resource(3) | 42817 | IKEA 158-0223PV520NM | NA | NA | NA | NA | NA | MA | 21 | SEMA | MEC
|  | No Resource(3) | 46657 | INDIAN HILL-01069PV1000NM | NA | NA | NA | NA | NA | MA | 13 | WMA | MEC
|  | No Resource(3) | 47004 | IRON MOUNTAIN-01532PV760NM | NA | NA | NA | NA | NA | MA | 27 | CMA/NEMA | MEC
|  | No Resource(3) | 42816 | JAY CASHMAN-02169PV155NM | NA | NA | NA | NA | NA | MA | 21 | SEMA | MEC
|  | No Resource(3) | 43572 | JDH_SOLAR_SYSTEMS_PV_2221 | NA | NA | NA | NA | NA | MA | 23 | SEMA | NSTAR
|  | No Resource(3) | 43731 | JEFFERSON-02720PV95NM | NA | NA | NA | NA | NA | MA | 05 | SEMA | MEC
|  | No Resource(3) | 41833 | JEM ELECTRONIS PV | NA | NA | NA | NA | NA | MA | 21 | RI | MEC
|  | No Resource(3) | 47096 | JENIKE AND JO-01879PV150NM | NA | NA | NA | NA | NA | MA | 17 | CMA/NEMA | MEC
|  | No Resource(3) | 43263 | JF WHITE-02702PV86NM | NA | NA | NA | NA | NA | MA | 21 | SEMA | MEC
|  | No Resource(3) | 13933 | JIMINY PEAK WIND QF | NA | NA | NA | NA | NA | MA | 03 | WMA | MEC
|  | No Resource(3) | 40248 | JJ CARROLL WW PLANT_PV | NA | NA | NA | NA | NA | MA | 27 | CMA/NEMA | MEC
|  | No Resource(3) | 47357 | JOHNSTON SOLAR-02919PV1375DG | NA | NA | NA | NA | NA | RI | 07 | RI | NEC
|  | No Resource(3) | 46221 | JP SULLIVAN-01432PV90NM | NA | NA | NA | NA | NA | MA | 17 | CMA/NEMA | MEC
|  | No Resource(3) | 41842 | KB SOLAR LLC - PV | NA | NA | NA | NA | NA | MA | 27 | CMA/NEMA | MEC
|  | No Resource(3) | 43876 | KENNEDY CARPET-02189PV95NM | NA | NA | NA | NA | NA | MA | 21 | SEMA | MEC
|  | No Resource(3) | 43684 | KEY BOSTON-02038PV2000NM | NA | NA | NA | NA | NA | MA | 21 | RI | MEC
|  | No Resource(3) | 42602 | KEYPOLYMER-1 JACOB-01843-PV | NA | NA | NA | NA | NA | MA | 09 | CMA/NEMA | MEC
|  | No Resource(3) | 43695 | KOHLS-01906PV252NM | NA | NA | NA | NA | NA | MA | 09 | BOSTON | MEC
|  | No Resource(3) | 41846 | KOLLMORGEN PV | NA | NA | NA | NA | NA | MA | 15 | WMA | MEC
|  | No Resource(3) | 47284 | LARRY LUNDIN-02333PV180NM | NA | NA | NA | NA | NA | MA | 23 | SEMA | MEC
|  | No Resource(3) | 47285 | LARSON TOOL-02703PV131NM | NA | NA | NA | NA | NA | MA | 05 | RI | MEC
|  | No Resource(3) | 46294 | LAWRENCE 1-01840PV100NM | NA | NA | NA | NA | NA | MA | 09 | CMA/NEMA | MEC
|  | No Resource(3) | 46295 | LAWRENCE 2-01840PV100NM | NA | NA | NA | NA | NA | MA | 09 | CMA/NEMA | MEC
|  | No Resource(3) | 42356 | LEEWOOD SWIX-HAVERHILL-PV | NA | NA | NA | NA | NA | MA | 09 | BOSTON | MEC
|  | No Resource(3) | 42155 | LEICESTER HS - BWAY RENEWABLE | NA | NA | NA | NA | NA | MA | 27 | WMA | MEC
|  | No Resource(3) | 43270 | LEICESTER MS A-01524PV100NM | NA | NA | NA | NA | NA | MA | 27 | WMA | MEC
|  | No Resource(3) | 43257 | LEICESTER MS C-01524PV100NM | NA | NA | NA | NA | NA | MA | 27 | WMA | MEC
|  | No Resource(3) | 47210 | LEICESTER ONE-01524PV4883NM | NA | NA | NA | NA | NA | MA | 27 | WMA | MEC
|  | No Resource(3) | 41922 | LIGHTOLIER - WIND | NA | NA | NA | NA | NA | MA | 05 | SEMA | MEC
|  | No Resource(3) | 40485 | LITCHFIELD LEOMINSTER PV | NA | NA | NA | NA | NA | MA | 27 | WMA | MEC
|  | No Resource(3) | 47265 | LMP FRANKLIN-02038PV490NM | NA | NA | NA | NA | NA | MA | 21 | RI | MEC
|  | No Resource(3) | 42365 | LOFT 27-LOWELL-PV | NA | NA | NA | NA | NA | MA | 17 | CMA/NEMA | MEC
|  | No Resource(3) | 37968 | LOW MEM AUD LOWELL MA PV | NA | NA | NA | NA | NA | MA | 17 | CMA/NEMA | MEC
|  | No Resource(3) | 41844 | LOWELL TRANSIT MGMT PV | NA | NA | NA | NA | NA | MA | 17 | CMA/NEMA | MEC
|  | No Resource(3) | 41866 | LOWES HOME CENTER QUINCY - PV | NA | NA | NA | NA | NA | MA | 21 | SEMA | MEC
|  | No Resource(3) | 37966 | LTI HARVARD AP HARVARD MA PV | NA | NA | NA | NA | NA | MA | 27 | CMA/NEMA | MEC
|  | No Resource(3) | 47037 | LYNN WALMART-01905PV232NM | NA | NA | NA | NA | NA | MA | 09 | BOSTON | MEC
|  | No Resource(3) | 41921 | M&I REALTY JAMES ST - PV | NA | NA | NA | NA | NA | MA | 27 | CMA/NEMA | MEC
|  | No Resource(3) | 43609 | MA CORRECTIONAL-01440WT3300NM | NA | NA | NA | NA | NA | MA | 27 | WMA | MEC
|  | No Resource(3) | 46953 | MACHINE INC-02072PV75NM | NA | NA | NA | NA | NA | MA | 21 | SEMA | MEC
|  | No Resource(3) | 47313 | MACYS MARLBORO-01752PV371NM | NA | NA | NA | NA | NA | MA | 17 | CMA/NEMA | MEC
|  | No Resource(3) | 47094 | MACY'S SAUGUS-01906PV278NM | NA | NA | NA | NA | NA | MA | 09 | BOSTON | MEC
|  | No Resource(3) | 40520 | MANCHESTER-BOSTON REGIONAL PV | NA | NA | NA | NA | NA | NH | 11 | NH | PSNH
|  | No Resource(3) | 42599 | MAPREMCT-97GREEN-02035-PV | NA | NA | NA | NA | NA | MA | 21 | RI | MEC
|  | No Resource(3) | 40067 | MARION_DR_KINGSTON_WT_ID1656 | NA | NA | NA | NA | NA | MA | 23 | SEMA | NSTAR
|  | No Resource(3) | 47034 | MARLBORO TARGET-01752PV441NM | NA | NA | NA | NA | NA | MA | 17 | CMA/NEMA | MEC
|  | No Resource(3) | 46955 | MASS FISHERIES-01581PV251NM | NA | NA | NA | NA | NA | MA | 27 | CMA/NEMA | MEC
|  | No Resource(3) | 43874 | MASS MOCA1-01247PV225NM | NA | NA | NA | NA | NA | MA | 03 | WMA | MEC
|  | No Resource(3) | 43884 | MASS MOCA3 01247PV177NM | NA | NA | NA | NA | NA | MA | 03 | WMA | MEC
|  | No Resource(3) | 41856 | MASSASOIT COMMUNITY COLLEGE | NA | NA | NA | NA | NA | MA | 23 | SEMA | MEC
|  | No Resource(3) | 40263 | MATOUK TEXTILE WORKS | NA | NA | NA | NA | NA | MA | 05 | SEMA | MEC
|  | No Resource(3) | 42201 | MATTHEW KUSS MS | NA | NA | NA | NA | NA | MA | 05 | SEMA | MEC
|  | No Resource(3) | 47392 | MCCARTHY SCHOOL-01824PV300NM | NA | NA | NA | NA | NA | MA | 17 | CMA/NEMA | MEC
|  | No Resource(3) | 47008 | MCGEE TOYOTA-02339PV85NM | NA | NA | NA | NA | NA | MA | 23 | RI | MEC
|  | No Resource(3) | 43878 | MCI WORLD COMM-01821PV1000NM | NA | NA | NA | NA | NA | MA | 17 | BOSTON | MEC
|  | No Resource(3) | 47264 | MERRIMACK REALITY-01830PV100NM | NA | NA | NA | NA | NA | MA | 09 | BOSTON | MEC
|  | No Resource(3) | 43604 | METRO WST PROVIS-01747PV95NM | NA | NA | NA | NA | NA | MA | 27 | RI | MEC
|  | No Resource(3) | 40194 | MICRON | NA | NA | NA | NA | NA | MA | 27 | WMA | FGE
|  | No Resource(3) | 43416 | MIG ACTON-01581PV260NM | NA | NA | NA | NA | NA | MA | 27 | CMA/NEMA | MEC
|  | No Resource(3) | 47095 | MILFORD IND PLAZA-01757PV170NM | NA | NA | NA | NA | NA | MA | 27 | RI | MEC
|  | No Resource(3) | 43715 | MILFORD IND-01757PV100NM | NA | NA | NA | NA | NA | MA | 27 | RI | MEC
|  | No Resource(3) | 46948 | MILFORD IND-01757PV170NM | NA | NA | NA | NA | NA | MA | 27 | RI | MEC
|  | No Resource(3) | 46483 | MILFORD INDUSTRIAL-0175PV82NM | NA | NA | NA | NA | NA | MA | 09 | RI | MEC
|  | No Resource(3) | 47035 | MILFORD TARGET-01757PV302NM | NA | NA | NA | NA | NA | MA | 27 | RI | MEC
|  | No Resource(3) | 40225 | MILLIPORE PV - BILLERICA | NA | NA | NA | NA | NA | MA | 17 | CMA/NEMA | MEC
|  | No Resource(3) | 42105 | MILLST_NATICKPV_ID1818 | NA | NA | NA | NA | NA | MA | 17 | BOSTON | NSTAR
|  | No Resource(3) | 43956 | MILLWORK-02920PV495NM | NA | NA | NA | NA | NA | MA | 07 | RI | NEC
|  | No Resource(3) | 42158 | MOHAWK DRIVE CORPORATION | NA | NA | NA | NA | NA | MA | 27 | CMA/NEMA | MEC
|  | No Resource(3) | 17229 | MOUNT ST MARY-WRENTHAM MA WIND | NA | NA | NA | NA | NA | MA | 21 | RI | MEC
|  | No Resource(3) | 40524 | MOUNT WACHUSSETT CC WIND | NA | NA | NA | NA | NA | MA | 27 | WMA | MEC
|  | No Resource(3) | 42444 | MRTA (PV) | NA | NA | NA | NA | NA | MA | 27 | WMA | FGE
|  | No Resource(3) | 41829 | MWRA_ALFORD_ST_WT_ID1638 | NA | NA | NA | NA | NA | MA | 25 | BOSTON | NSTAR
|  | No Resource(3) | 39738 | MWRA_LORING_RD_ID1400 | NA | NA | NA | NA | NA | MA | 17 | BOSTON | NSTAR
|  | No Resource(3) | 47487 | N KINGSTOWN SOLAR-02852PV495DG | NA | NA | NA | NA | NA | RI | 09 | RI | NEC
|  | No Resource(3) | 41784 | NANTUCKET HIGH SCHOOL | NA | NA | NA | NA | NA | MA | 19 | SEMA | MEC
|  | No Resource(3) | 43492 | NARR BAY - 02903WT4500NM | NA | NA | NA | NA | NA | RI | 07 | RI | NEC
|  | No Resource(3) | 42641 | NATICKMEMORIALSCHOOL_PV_ID1892 | NA | NA | NA | NA | NA | MA | 17 | BOSTON | NSTAR
|  | No Resource(3) | 47283 | NATIONAL MARKER-02896PV186NM | NA | NA | NA | NA | NA | RI | 07 | RI | NEC
|  | No Resource(3) | 16386 | NATURE'SCLASSROOM-01507WT100NM | NA | NA | NA | NA | NA | MA | 27 | WMA | MEC
|  | No Resource(3) | 42414 | NE ELECTRO-FALL RIVER-PV | NA | NA | NA | NA | NA | MA | 05 | SEMA | MEC
|  | No Resource(3) | 17023 | NE ENGRS MIDDLETOWN RI WIND QF | NA | NA | NA | NA | NA | RI | 05 | SEMA | NEC
|  | No Resource(3) | 43575 | NE_ELEMENTARY_WALTHAM_PV_1872 | NA | NA | NA | NA | NA | MA | 17 | BOSTON | NSTAR
|  | No Resource(3) | 47374 | NEW BEDFORD RED AUTH #2283 | NA | NA | NA | NA | NA | MA | 23 | SEMA | NSTAR
|  | No Resource(3) | 41821 | NEW ENGLAND TECH WIND | NA | NA | NA | NA | NA | RI | 03 | RI | NEC
|  | No Resource(3) | 46949 | NEW SALEM-01452PV675NM | NA | NA | NA | NA | NA | MA | 27 | WMA | MEC
|  | No Resource(3) | 43573 | NEW_ENGLAND_RESINS_PV_2309 | NA | NA | NA | NA | NA | MA | 17 | BOSTON | NSTAR
|  | No Resource(3) | 46482 | NEWBEDFORD_DPI_1843_1844 | NA | NA | NA | NA | NA | MA | 05 | SEMA | NSTAR
|  | No Resource(3) | 46917 | NEWPORT VINEYARDS-02882PV50DG | NA | NA | NA | NA | NA | RI | 05 | 0 | NEC
|  | No Resource(3) | 41882 | NEXAMP CAP-NASHOBA VALLEY THS | NA | NA | NA | NA | NA | MA | 17 | CMA/NEMA | MEC
|  | No Resource(3) | 46210 | NEXAMP-01475PV1900NM | NA | NA | NA | NA | NA | MA | 27 | WMA | MEC
|  | No Resource(3) | 46915 | NEXAMP-01844PV2000NM | NA | NA | NA | NA | NA | MA | 09 | BOSTON | MEC
|  | No Resource(3) | 43716 | NEXAMP-02852PV2000DG | NA | NA | NA | NA | NA | RI | 09 | RI | NEC
|  | No Resource(3) | 47020 | NEXAMP-02898PV499DG | NA | NA | NA | NA | NA | RI | 09 | RI | NEC
|  | No Resource(3) | 43682 | NEXTSUN ENERGY-01516PV3000NM | NA | NA | NA | NA | NA | MA | 27 | RI | MEC
|  | No Resource(3) | 43908 | NEXTSUN ENERGY-02370PV2000NM | NA | NA | NA | NA | NA | MA | 23 | SEMA | MEC
|  | No Resource(3) | 46911 | NEXTSUN ENERGY-02896PV850DG | NA | NA | NA | NA | NA | RI | 07 | RI | NEC
|  | No Resource(3) | 47926 | NM AMHERST DEVELOPMENT ASSOC | NA | NA | NA | NA | NA | MA | 15 | WMA | WMECO
|  | No Resource(3) | 47928 | NM BIG Y LEE MA | NA | NA | NA | NA | NA | MA | 03 | WMA | WMECO
|  | No Resource(3) | 47929 | NM BIG Y SPRINGFIELD MA | NA | NA | NA | NA | NA | MA | 13 | WMA | WMECO
|  | No Resource(3) | 47927 | NM EASTHAMPTON HS | NA | NA | NA | NA | NA | MA | 15 | WMA | WMECO
|  | No Resource(3) | 47932 | NM GIRARD LIMITED | NA | NA | NA | NA | NA | MA | 13 | WMA | WMECO
|  | No Resource(3) | 47933 | NM WALMART SPRINGFIELD MA | NA | NA | NA | NA | NA | MA | 13 | WMA | WMECO
|  | No Resource(3) | 47934 | NM WINTON CORP | NA | NA | NA | NA | NA | MA | 13 | WMA | WMECO
|  | No Resource(3) | 47397 | NM-ALNASCO | NA | NA | NA | NA | NA | MA | 03 | WMA | WMECO
|  | No Resource(3) | 37757 | NM-ASTRO | NA | NA | NA | NA | NA | MA | 13 | WMA | WMECO
|  | No Resource(3) | 41811 | NM-BERKSHIRE CC | NA | NA | NA | NA | NA | MA | 03 | WMA | WMECO
|  | No Resource(3) | 47931 | NM-BETA FOG NOZZLE | NA | NA | NA | NA | NA | MA | 11 | WMA | WMECO
|  | No Resource(3) | 47398 | NM-BGREEN ENERGY | NA | NA | NA | NA | NA | MA | 15 | WMA | WMECO
|  | No Resource(3) | 47399 | NM-BWC ORIGINATION | NA | NA | NA | NA | NA | MA | 15 | WMA | WMECO
|  | No Resource(3) | 47401 | NM-C F FARMS | NA | NA | NA | NA | NA | MA | 15 | WMA | WMECO
|  | No Resource(3) | 47400 | NM-CENTER FOR ECOLOGICAL TECH | NA | NA | NA | NA | NA | MA | 13 | WMA | WMECO
|  | No Resource(3) | 47402 | NM-CLARKS COVAIR PARTS | NA | NA | NA | NA | NA | MA | 11 | WMA | WMECO
|  | No Resource(3) | 37752 | NM-COUNTRY | NA | NA | NA | NA | NA | MA | 03 | WMA | WMECO
|  | No Resource(3) | 47403 | NM-COWLS BUILDING SUPPLY | NA | NA | NA | NA | NA | MA | 15 | WMA | WMECO
|  | No Resource(3) | 41864 | NM-EHAMPTON MA LANDFILL | NA | NA | NA | NA | NA | MA | 15 | WMA | WMECO
|  | No Resource(3) | 37756 | NM-FOURSTAR | NA | NA | NA | NA | NA | MA | 11 | WMA | WMECO
|  | No Resource(3) | 47404 | NM-FRANKLIN REGIONAL | NA | NA | NA | NA | NA | MA | 11 | WMA | WMECO
|  | No Resource(3) | 41810 | NM-FULL BLOOM MARKET | NA | NA | NA | NA | NA | MA | 11 | WMA | WMECO
|  | No Resource(3) | 47405 | NM-FW WEBB | NA | NA | NA | NA | NA | MA | 13 | WMA | WMECO
|  | No Resource(3) | 42045 | NM-GREENFIELD MA LANDFILL | NA | NA | NA | NA | NA | MA | 11 | WMA | WMECO
|  | No Resource(3) | 47406 | NM-GUIDO QUALITY FOODS | NA | NA | NA | NA | NA | MA | 03 | WMA | WMECO
|  | No Resource(3) | 37753 | NM-HANCOCK | NA | NA | NA | NA | NA | MA | 03 | WMA | WMECO
|  | No Resource(3) | 47930 | NM-HONORE LLC | NA | NA | NA | NA | NA | MA | 13 | WMA | WMECO
|  | No Resource(3) | 43954 | NM-LUDLOW LANDFILL | NA | NA | NA | NA | NA | MA | 13 | WMA | WMECO
|  | No Resource(3) | 47407 | NM-LYNN EDWARDS | NA | NA | NA | NA | NA | MA | 15 | WMA | WMECO
|  | No Resource(3) | 47408 | NM-LYON AVIATION | NA | NA | NA | NA | NA | MA | 03 | WMA | WMECO
|  | No Resource(3) | 37758 | NM-MARLEY | NA | NA | NA | NA | NA | MA | 15 | WMA | WMECO
|  | No Resource(3) | 41808 | NM-MASS DEP | NA | NA | NA | NA | NA | MA | 13 | WMA | WMECO
|  | No Resource(3) | 37761 | NM-PETRICCA | NA | NA | NA | NA | NA | MA | 03 | WMA | WMECO
|  | No Resource(3) | 47409 | NM-PITTSFIELD RYE | NA | NA | NA | NA | NA | MA | 03 | WMA | WMECO
|  | No Resource(3) | 41807 | NM-PITTSFIELD WWTP | NA | NA | NA | NA | NA | MA | 03 | WMA | WMECO
|  | No Resource(3) | 41806 | NM-PROPEL | NA | NA | NA | NA | NA | MA | 11 | WMA | WMECO
|  | No Resource(3) | 37754 | NM-QUALITY | NA | NA | NA | NA | NA | MA | 03 | WMA | WMECO
|  | No Resource(3) | 37760 | NM-RIVERVIEW | NA | NA | NA | NA | NA | MA | 03 | WMA | WMECO
|  | No Resource(3) | 37759 | NM-STONE | NA | NA | NA | NA | NA | MA | 03 | WMA | WMECO
|  | No Resource(3) | 47421 | NM-TOWN OF ASHFIELD | NA | NA | NA | NA | NA | MA | 15 | WMA | WMECO
|  | No Resource(3) | 47420 | NM-TOWN OF LONGMEADOW | NA | NA | NA | NA | NA | MA | 13 | WMA | WMECO
|  | No Resource(3) | 47419 | NM-TOWN OF WEST SPRINGFIELD | NA | NA | NA | NA | NA | MA | 13 | WMA | WMECO
|  | No Resource(3) | 47422 | NM-UMASS AMHERST | NA | NA | NA | NA | NA | MA | 11 | WMA | WMECO
|  | No Resource(3) | 37751 | NM-UNISTRESS | NA | NA | NA | NA | NA | MA | 03 | WMA | WMECO
|  | No Resource(3) | 37755 | NM-WOOD | NA | NA | NA | NA | NA | MA | 11 | WMA | WMECO
|  | No Resource(3) | 43995 | NORMANDY GATOR-01752PV100NM | NA | NA | NA | NA | NA | 0 | 05 | CMA/NEMA | MEC
|  | No Resource(3) | 43994 | NORMANDY GATOR-01752PV110NM | NA | NA | NA | NA | NA | MA | 05 | CMA/NEMA | MEC
|  | No Resource(3) | 47445 | NORTH ADAMS-01247PV2250NM | NA | NA | NA | NA | NA | MA | 03 | WMA | MEC
|  | No Resource(3) | 46567 | NORTH BROOKFIELD-01535PV3000NM | NA | NA | NA | NA | NA | MA | 27 | WMA | MEC
|  | No Resource(3) | 47036 | NORTHBORO WALMART-01532PV368NM | NA | NA | NA | NA | NA | MA | 27 | CMA/NEMA | MEC
|  | No Resource(3) | 42633 | NORTHBORSPORTS-01532PV300NM | NA | NA | NA | NA | NA | MA | 27 | CMA/NEMA | MEC
|  | No Resource(3) | 41843 | NORTHEAST TREATERS | NA | NA | NA | NA | NA | MA | 15 | WMA | MEC
|  | No Resource(3) | 14823 | NORWICH WWTP | NA | NA | NA | NA | NA | CT | 11 | CT | CMEEC
|  | No Resource(3) | 36882 | NOTUS WIND I | NA | NA | NA | NA | NA | MA | 01 | SEMA | NSTAR
|  | No Resource(3) | 43425 | NPP DEV - 02035PV125NM | NA | NA | NA | NA | NA | MA | 21 | RI | MEC
|  | No Resource(3) | 46540 | NPP DEVELOPMENT-02035PV62NM | NA | NA | NA | NA | NA | MA | 21 | RI | MEC
|  | No Resource(3) | 46485 | NPP DEVELOPMENT-02035PV75NM | NA | NA | NA | NA | NA | MA | 21 | RI | MEC
|  | No Resource(3) | 42612 | NPPDEVELOP-370PATRIOT-02035-PV | NA | NA | NA | NA | NA | MA | 21 | RI | MEC
|  | No Resource(3) | 43698 | NTHBRDGE SOLAR-01560PV1910NM | NA | NA | NA | NA | NA | MA | 27 | RI | MEC
|  | No Resource(3) | 46570 | NUGEN LUN (PV) | NA | NA | NA | NA | NA | MA | 27 | WMA | FGE
|  | No Resource(3) | 46569 | NUGEN NCMC (PV) | NA | NA | NA | NA | NA | MA | 27 | WMA | FGE
|  | No Resource(3) | 46951 | OAKFIELD WIND | NA | NA | NA | NA | NA | ME | 03 | BHE | EWP2
|  | No Resource(3) | 46268 | OLD TIME SPORTS-01952PV150NM | NA | NA | NA | NA | NA | MA | 09 | BOSTON | MEC
|  | No Resource(3) | 40066 | OLDBARNST_RD_MASHPEE_PV_ID1798 | NA | NA | NA | NA | NA | MA | 01 | SEMA | NSTAR
|  | No Resource(3) | 42351 | OMA GROUP-CHARLTON-PV | NA | NA | NA | NA | NA | MA | 27 | WMA | MEC
|  | No Resource(3) | 47002 | ONE KENWOOD-02038PV266NM | NA | NA | NA | NA | NA | MA | 21 | RI | MEC
|  | No Resource(3) | 42214 | ORCHARD MADE PRODUCTS | NA | NA | NA | NA | NA | MA | 09 | BOSTON | MEC
|  | No Resource(3) | 42352 | OSG SOLAR 1-ORANGE-PV | NA | NA | NA | NA | NA | MA | 11 | WMA | MEC
|  | No Resource(3) | 42353 | OSG SOLAR 2-ORANGE-PV | NA | NA | NA | NA | NA | MA | 11 | WMA | MEC
|  | No Resource(3) | 42354 | OSG SOLAR 3-ORANGE-PV | NA | NA | NA | NA | NA | MA | 11 | WMA | MEC
|  | No Resource(3) | 17128 | OTIS_AF_WIND_TURBINE | NA | NA | NA | NA | NA | MA | 01 | SEMA | NSTAR
|  | No Resource(3) | 43690 | OXFORD REALTY-01604PV145NM | NA | NA | NA | NA | NA | MA | 27 | CMA/NEMA | MEC
|  | No Resource(3) | 43907 | PALMER SOLAR-01069PV2000NM | NA | NA | NA | NA | NA | MA | 13 | WMA | MEC
|  | No Resource(3) | 46993 | PARAGON HOLDINGS-01740PV995NM | NA | NA | NA | NA | NA | MA | 27 | CMA/NEMA | MEC
|  | No Resource(3) | 47411 | PARKER SCHOOL-01824PV225NM | NA | NA | NA | NA | NA | MA | 17 | CMA/NEMA | MEC
|  | No Resource(3) | 43747 | PARSONS GRP-01581PV95NM | NA | NA | NA | NA | NA | MA | 27 | CMA/NEMA | MEC
|  | No Resource(3) | 37224 | PATRIOT PL. D FOXBORO MA PV | NA | NA | NA | NA | NA | MA | 21 | RI | MEC
|  | No Resource(3) | 37225 | PATRIOT PL. E FOXBORO MA PV | NA | NA | NA | NA | NA | MA | 21 | RI | MEC
|  | No Resource(3) | 37226 | PATRIOT PL. F FOXBORO MA PV | NA | NA | NA | NA | NA | MA | 21 | RI | MEC
|  | No Resource(3) | 37227 | PATRIOT PL. H FOXBORO MA PV | NA | NA | NA | NA | NA | MA | 21 | RI | MEC
|  | No Resource(3) | 37228 | PATRIOT PL. J FOXBORO MA PV | NA | NA | NA | NA | NA | MA | 21 | RI | MEC
|  | No Resource(3) | 37229 | PATRIOT PL. K FOXBORO MA PV | NA | NA | NA | NA | NA | MA | 21 | RI | MEC
|  | No Resource(3) | 41782 | PAWTUCKET MEMORIAL ELEM SCH | NA | NA | NA | NA | NA | MA | 17 | CMA/NEMA | MEC
|  | No Resource(3) | 42812 | PEGASUS_PV_ID1809 | NA | NA | NA | NA | NA | MA | 05 | SEMA | NSTAR
|  | No Resource(3) | 37958 | PETER W ELEM LOWELL MA PV | NA | NA | NA | NA | NA | MA | 17 | CMA/NEMA | MEC
|  | No Resource(3) | 47311 | PETERBOROUGH WWTF PV | NA | NA | NA | NA | NA | NH | 11 | NH | PSNH
|  | No Resource(3) | 42050 | PETE'S TIRE BARN | NA | NA | NA | NA | NA | MA | 11 | WMA | MEC
|  | No Resource(3) | 37956 | PH HENBIL BILLERICA MA PV | NA | NA | NA | NA | NA | MA | 17 | CMA/NEMA | MEC
|  | No Resource(3) | 46916 | PHILLIPS-01810PV495NM | NA | NA | NA | NA | NA | MA | 09 | CMA/NEMA | MEC
|  | No Resource(3) | 43712 | PHOENIX FIN5-01464PV95NM | NA | NA | NA | NA | NA | MA | 17 | CMA/NEMA | MEC
|  | No Resource(3) | 41783 | PHOENIX FINANCE LLC | NA | NA | NA | NA | NA | MA | 17 | CMA/NEMA | MEC
|  | No Resource(3) | 14767 | PINE TREE LFGTE | NA | NA | NA | NA | NA | ME | 19 | BHE | FPLP
|  | No Resource(3) | 43424 | PINGREE SCHL - 01982PV200NM | NA | NA | NA | NA | NA | MA | 09 | BOSTON | MEC
|  | No Resource(3) | 46213 | PINGREE SCHOOL-01982PV85NM | NA | NA | NA | NA | NA | MA | 09 | BOSTON | MEC
|  | No Resource(3) | 46732 | PIONEER SOLAR-01453PV495NM | NA | NA | NA | NA | NA | MA | 27 | WMA | MEC
|  | No Resource(3) | 47486 | PLAINVILLE GAMING-02762PV615QF | NA | NA | NA | NA | NA | MA | 21 | RI | MEC
|  | No Resource(3) | 43267 | PLANET SUBARU-02339PV75NM | NA | NA | NA | NA | NA | MA | 23 | RI | MEC
|  | No Resource(3) | 43923 | PLYMOUTH PUBLIC SCHOOLS-#2062 | NA | NA | NA | NA | NA | MA | 23 | SEMA | NSTAR
|  | No Resource(3) | 42112 | POND_ST_ASHLAND_ID1736 | NA | NA | NA | NA | NA | MA | 17 | BOSTON | NSTAR
|  | No Resource(3) | 43605 | PRECISE PACK-02720PV95NM | NA | NA | NA | NA | NA | MA | 05 | SEMA | MEC
|  | No Resource(3) | 46566 | PRECISE PACKAGING-02720PV250NM | NA | NA | NA | NA | NA | MA | 05 | SEMA | MEC
|  | No Resource(3) | 47097 | PREFERRED FREEZER-02322PV990NM | NA | NA | NA | NA | NA | MA | 21 | SEMA | MEC
|  | No Resource(3) | 43991 | PROFETTY-02379PV300NM | NA | NA | NA | NA | NA | MA | 23 | SEMA | MEC
|  | No Resource(3) | 46954 | PROTECTOWIRE-02359PV70NM | NA | NA | NA | NA | NA | MA | 23 | SEMA | MEC
|  | No Resource(3) | 44008 | PWRR-01610PV130NM | NA | NA | NA | NA | NA | MA | 27 | WMA | MEC
|  | No Resource(3) | 40085 | QUABBIN 1_ORANGE MA PV NET | NA | NA | NA | NA | NA | MA | 11 | WMA | MEC
|  | No Resource(3) | 40247 | QUABBIN BARRE - WIND | NA | NA | NA | NA | NA | MA | 27 | WMA | MEC
|  | No Resource(3) | 41871 | QUABBIN SOLAR - PV | NA | NA | NA | NA | NA | MA | 27 | WMA | MEC
|  | No Resource(3) | 47837 | QUABBIN WIRE-01082PV224QF | NA | NA | NA | NA | NA | MA | 15 | WMA | MEC
|  | No Resource(3) | 47836 | QUABBIN WIRE-01082PV70QF | NA | NA | NA | NA | NA | MA | 15 | WMA | MEC
|  | No Resource(3) | 41816 | QUABOAG REGIONAL ELEM - PV | NA | NA | NA | NA | NA | MA | 27 | WMA | MEC
|  | No Resource(3) | 42091 | QUABOAG REGIONAL HS - PV | NA | NA | NA | NA | NA | MA | 27 | WMA | MEC
|  | No Resource(3) | 16331 | QUARRY ENERGY PROJECT | NA | NA | NA | NA | NA | MA | 21 | SEMA | MEC
|  | No Resource(3) | 16183 | RICHEY WOODWORKING WIND QF | NA | NA | NA | NA | NA | MA | 09 | BOSTON | MEC
|  | No Resource(3) | 46992 | RIN LOGISTICS-02720PV1500NM | NA | NA | NA | NA | NA | MA | 05 | SEMA | MEC
|  | No Resource(3) | 43657 | RIPTA - 02907PV300NM | NA | NA | NA | NA | NA | RI | 07 | RI | NEC
|  | No Resource(3) | 37721 | ROYAL MILLS WARWICK RI HYDRO | NA | NA | NA | NA | NA | RI | 03 | RI | NEC
|  | No Resource(3) | 43411 | S BARRE-01005PV800NM | NA | NA | NA | NA | NA | MA | 27 | WMA | MEC
|  | No Resource(3) | 47003 | S SHORE MILLWORK-02766PV648NM | NA | NA | NA | NA | NA | MA | 05 | RI | MEC
|  | No Resource(3) | 47066 | S.D. WARREN SACCARAPPA HYDRO | NA | NA | NA | NA | NA | ME | 05 | 0 | FPLP
|  | No Resource(3) | 42205 | SALEM STATE UNIVERSITY | NA | NA | NA | NA | NA | MA | 09 | BOSTON | MEC
|  | No Resource(3) | 43510 | SANDF MGMNT-02725PV623NM | NA | NA | NA | NA | NA | MA | 05 | RI | MEC
|  | No Resource(3) | 43256 | SANDYWOODS-02878WT275NM | NA | NA | NA | NA | NA | MA | 05 | SEMA | NEC
|  | No Resource(3) | 41867 | SCITUATE TOWN OF WIND | NA | NA | NA | NA | NA | MA | 23 | SEMA | MEC
|  | No Resource(3) | 44027 | SCITUTATE TENNIS-02066PV85NM | NA | NA | NA | NA | NA | MA | 23 | SEMA | MEC
|  | No Resource(3) | 47530 | SEEKONK WALMART-02771PV230QF | NA | NA | NA | NA | NA | MA | 05 | RI | MEC
|  | No Resource(3) | 40250 | SHAWS SUPER MARKET | NA | NA | NA | NA | NA | MA | 27 | CMA/NEMA | MEC
|  | No Resource(3) | 43686 | SHEA CONCRETE-01913PV300NM | NA | NA | NA | NA | NA | MA | 09 | BOSTON | MEC
|  | No Resource(3) | 43269 | SIGN DESIGN-02301PV95NM | NA | NA | NA | NA | NA | MA | 23 | SEMA | MEC
|  | No Resource(3) | 46538 | SILVIA-02720PV75NM | NA | NA | NA | NA | NA | MA | 05 | SEMA | MEC
|  | No Resource(3) | 47312 | SKATE 3-01879PV491NM | NA | NA | NA | NA | NA | MA | 17 | CMA/NEMA | MEC
|  | No Resource(3) | 43736 | SMITH COLLEGE-01060NG3500QF | NA | NA | NA | NA | NA | MA | 15 | WMA | MEC
|  | No Resource(3) | 40244 | SOLAR SHOP LLC BLDG 10_PV | NA | NA | NA | NA | NA | MA | 27 | RI | MEC
|  | No Resource(3) | 40243 | SOLAR SHOP LLC BLDG 14_PV | NA | NA | NA | NA | NA | MA | 27 | RI | MEC
|  | No Resource(3) | 41848 | SOLAR SHOP WHITINSVILLE - PV | NA | NA | NA | NA | NA | MA | 27 | RI | MEC
|  | No Resource(3) | 42485 | SOLCHEMY_PV_ID1969 | NA | NA | NA | NA | NA | MA | 07 | SEMA | NSTAR
|  | No Resource(3) | 42431 | SOLECT PLUMBING-NORWELL-PV | NA | NA | NA | NA | NA | MA | 23 | SEMA | MEC
|  | No Resource(3) | 41822 | SOLTAS CBIS INC - PV | NA | NA | NA | NA | NA | MA | 27 | WMA | MEC
|  | No Resource(3) | 46646 | SOLTAS ENERGY-01010PV2000NM | NA | NA | NA | NA | NA | MA | 13 | WMA | MEC
|  | No Resource(3) | 42366 | SOLTAS SPECTOR-LAWRENCE-PV | NA | NA | NA | NA | NA | MA | 09 | CMA/NEMA | MEC
|  | No Resource(3) | 43936 | SOLVENTERRA 1-01083PV1000NM | NA | NA | NA | NA | NA | MA | 27 | WMA | MEC
|  | No Resource(3) | 43919 | SOLVENTERRA 1-01535PV1000NM | NA | NA | NA | NA | NA | MA | 27 | WMA | MEC
|  | No Resource(3) | 43937 | SOLVENTERRA 2-01083PV1000NM | NA | NA | NA | NA | NA | MA | 27 | WMA | MEC
|  | No Resource(3) | 43920 | SOLVENTERRA 2-01535PV1000NM | NA | NA | NA | NA | NA | MA | 27 | WMA | MEC
|  | No Resource(3) | 43938 | SOLVENTERRA 3-01083PV1000NM | NA | NA | NA | NA | NA | MA | 27 | WMA | MEC
|  | No Resource(3) | 43922 | SOLVENTERRA 4-01083PV1000NM | NA | NA | NA | NA | NA | MA | 27 | WMA | MEC
|  | No Resource(3) | 43840 | SOLVENTERRA-01069PV1000NM | NA | NA | NA | NA | NA | MA | 13 | WMA | MEC
|  | No Resource(3) | 47413 | SOUTH ROW SCHOOL-01824PV150NM | NA | NA | NA | NA | NA | MA | 17 | CMA/NEMA | MEC
|  | No Resource(3) | 43927 | SOUTHERN SKY-CARVER #1 (1997) | NA | NA | NA | NA | NA | MA | 23 | SEMA | NSTAR
|  | No Resource(3) | 43928 | SOUTHERN SKY-CARVER #2 (1998) | NA | NA | NA | NA | NA | MA | 23 | SEMA | NSTAR
|  | No Resource(3) | 43932 | SOUTHERN SKY-CARVER #3 (1999) | NA | NA | NA | NA | NA | MA | 23 | SEMA | NSTAR
|  | No Resource(3) | 43929 | SOUTHERN SKY-CARVER #4 (2000) | NA | NA | NA | NA | NA | MA | 23 | SEMA | NSTAR
|  | No Resource(3) | 43930 | SOUTHERN SKY-CARVER #5 (2001) | NA | NA | NA | NA | NA | MA | 23 | SEMA | NSTAR
|  | No Resource(3) | 43655 | SPRING HILL FARM-01835PV229NM | NA | NA | NA | NA | NA | MA | 09 | BOSTON | MEC
|  | No Resource(3) | 37267 | SPRUCE ENV HAVERHILL MA PV | NA | NA | NA | NA | NA | MA | 09 | BOSTON | MEC
|  | No Resource(3) | 42046 | ST. MARYS HIGH SCHOOL | NA | NA | NA | NA | NA | MA | 25 | BOSTON | MEC
|  | No Resource(3) | 46660 | STATE SOLAR-01069PV1000NM | NA | NA | NA | NA | NA | MA | 13 | WMA | MEC
|  | No Resource(3) | 46998 | STEERE ELECTRIC-02814PV72DG | NA | NA | NA | NA | NA | RI | 07 | RI | NEC
|  | No Resource(3) | 46926 | STILLWATER-02917PV56DG | NA | NA | NA | NA | NA | RI | 07 | RI | NEC
|  | No Resource(3) | 46719 | STONEHILL COLL-02356PV2000NM | NA | NA | NA | NA | NA | MA | 05 | SEMA | MEC
|  | No Resource(3) | 44026 | STONEHILL-02356PV84NM | NA | NA | NA | NA | NA | MA | 05 | SEMA | MEC
|  | No Resource(3) | 43696 | STOP AND SHOP-02155PV200NM | NA | NA | NA | NA | NA | MA | 17 | BOSTON | MEC
|  | No Resource(3) | 43527 | STUART THOMAS - 02842PV500DG | NA | NA | NA | NA | NA | RI | 05 | SEMA | NEC
|  | No Resource(3) | 42106 | SUBURBANATHLETIC2_ID1637 | NA | NA | NA | NA | NA | MA | 17 | BOSTON | NSTAR
|  | No Resource(3) | 47424 | SUN EDISON - SUDBURY 2417 | NA | NA | NA | NA | NA | MA | 17 | BOSTON | NSTAR
|  | No Resource(3) | 47444 | SUN EDISON ORIG3-02769PV3334NM | NA | NA | NA | NA | NA | MA | 05 | RI | MEC
|  | No Resource(3) | 43687 | SUNGEN ORANGE1-01364PV1500NM | NA | NA | NA | NA | NA | MA | 11 | WMA | MEC
|  | No Resource(3) | 43688 | SUNGEN ORANGE2-01364PV1500NM | NA | NA | NA | NA | NA | MA | 11 | WMA | MEC
|  | No Resource(3) | 43656 | SVC TIRE TRUCK - 01527PV300NM | NA | NA | NA | NA | NA | MA | 27 | CMA/NEMA | MEC
|  | No Resource(3) | 47281 | SWANSEA MALL-02777PV260QF | NA | NA | NA | NA | NA | MA | 05 | RI | MEC
|  | No Resource(3) | 47093 | SWANSEA MALL-02777PV499NM | NA | NA | NA | NA | NA | MA | 05 | RI | MEC
|  | No Resource(3) | 42814 | SWANSEA REALTY-02777PV185NM | NA | NA | NA | NA | NA | MA | 05 | RI | MEC
|  | No Resource(3) | 42043 | SWANSEA WATER DISTRICT | NA | NA | NA | NA | NA | MA | 05 | RI | MEC
|  | No Resource(3) | 47063 | SWISS TURN-01540PV100NM | NA | NA | NA | NA | NA | MA | 27 | WMA | MEC
|  | No Resource(3) | 46665 | SX INDUSTRIES-02072PV170NM | NA | NA | NA | NA | NA | MA | 21 | SEMA | MEC
|  | No Resource(3) | 43871 | SYNAGRO-02895CHP2000QF | NA | NA | NA | NA | NA | RI | 07 | RI | NEC
|  | No Resource(3) | 43892 | SYNCARPHA SOLAR-01740PV4950NM | NA | NA | NA | NA | NA | MA | 27 | CMA/NEMA | MEC
|  | No Resource(3) | 47211 | SYNCARPHA-01453PV2000NM | NA | NA | NA | NA | NA | MA | 27 | CMA/NEMA | MEC
|  | No Resource(3) | 42048 | TANTASQUA HIGH- PV | NA | NA | NA | NA | NA | MA | 27 | WMA | MEC
|  | No Resource(3) | 40242 | TANTASQUA JR HIGH_PV | NA | NA | NA | NA | NA | MA | 27 | WMA | MEC
|  | No Resource(3) | 44028 | TEAMWORK LABOR-02375PV75NM | NA | NA | NA | NA | NA | MA | 05 | SEMA | MEC
|  | No Resource(3) | 40270 | TECTA AMERICA | NA | NA | NA | NA | NA | MA | 17 | BOSTON | MEC
|  | No Resource(3) | 46541 | TEKNOR APEX-02703PV75NM | NA | NA | NA | NA | NA | MA | 23 | RI | MEC
|  | No Resource(3) | 41863 | THE WHEELER SCHOOL | NA | NA | NA | NA | NA | MA | 05 | RI | MEC
|  | No Resource(3) | 43624 | TJ MAXX - 02061PV260NM | NA | NA | NA | NA | NA | MA | 23 | SEMA | MEC
|  | No Resource(3) | 46733 | TKS SOLAR-02301PV180NM | NA | NA | NA | NA | NA | MA | 23 | SEMA | MEC
|  | No Resource(3) | 44035 | TOWER SOLAR-02723PV485NM | NA | NA | NA | NA | NA | MA | 05 | SEMA | MEC
|  | No Resource(3) | 43734 | TOWN EASTON-02375PV1500NM | NA | NA | NA | NA | NA | MA | 05 | SEMA | MEC
|  | No Resource(3) | 43916 | TOWN OF ADAMS-01220PV1000NM | NA | NA | NA | NA | NA | MA | 03 | WMA | MEC
|  | No Resource(3) | 43924 | TOWN OF DARTMOUTH #1777 | NA | NA | NA | NA | NA | MA | 05 | SEMA | NSTAR
|  | No Resource(3) | 47484 | TOWN OF DARTMOUTH 1924 | NA | NA | NA | NA | NA | MA | 05 | SEMA | NSTAR
|  | No Resource(3) | 47485 | TOWN OF DARTMOUTH 1925 | NA | NA | NA | NA | NA | MA | 05 | SEMA | NSTAR
|  | No Resource(3) | 42092 | TOWN OF SUTTON MA PV | NA | NA | NA | NA | NA | MA | 27 | CMA/NEMA | MEC
|  | No Resource(3) | 41881 | TOWN OF SWAMPSCOTT HS - PV | NA | NA | NA | NA | NA | MA | 09 | BOSTON | MEC
|  | No Resource(3) | 47477 | TOWN OF WAREHAM 2155 | NA | NA | NA | NA | NA | MA | 23 | SEMA | NSTAR
|  | No Resource(3) | 46952 | TOWN OF WENDELL-01876PV260NM | NA | NA | NA | NA | NA | MA | 17 | BOSTON | MEC
|  | No Resource(3) | 43574 | TOWN_OF_FAIRHAVEN_LF_PV_1714 | NA | NA | NA | NA | NA | MA | 05 | SEMA | NSTAR
|  | No Resource(3) | 41827 | TOWN_OF_FAIRHAVEN_WT_ID1663 | NA | NA | NA | NA | NA | MA | 05 | SEMA | NSTAR
|  | No Resource(3) | 41828 | TOWN_OF_FAIRHAVEN_WT_ID1664 | NA | NA | NA | NA | NA | MA | 05 | SEMA | NSTAR
|  | No Resource(3) | 17194 | TOWN_OF_FALMOUTH_WIND_TURBINE | NA | NA | NA | NA | NA | MA | 01 | SEMA | NSTAR
|  | No Resource(3) | 41830 | TOWN_OF_KINGSTON_WT_ID1833 | NA | NA | NA | NA | NA | MA | 23 | SEMA | NSTAR
|  | No Resource(3) | 46481 | TOWN_OF_MARSHFIELD_1865 | NA | NA | NA | NA | NA | MA | 23 | SEMA | NSTAR
|  | No Resource(3) | 41845 | TRADER JOES SAUGUS PV | NA | NA | NA | NA | NA | MA | 09 | BOSTON | MEC
|  | No Resource(3) | 37955 | TRANS MED TYNGSBORO MA PV | NA | NA | NA | NA | NA | MA | 17 | CMA/NEMA | MEC
|  | No Resource(3) | 43587 | TRAVIS_HOSPITALITY_PV_2239 | NA | NA | NA | NA | NA | MA | 01 | SEMA | NSTAR
|  | No Resource(3) | 39675 | TURKEY HILL | NA | NA | NA | NA | NA | MA | 27 | CMA/NEMA | FGE
|  | No Resource(3) | 43658 | TWN LANCASTER-01523PV500QF | NA | NA | NA | NA | NA | MA | 27 | CMA/NEMA | MEC
|  | No Resource(3) | 43683 | TWN OF SCITUATE1-02066PV1500NM | NA | NA | NA | NA | NA | MA | 23 | SEMA | MEC
|  | No Resource(3) | 43659 | TWN OF SCITUATE2-02066PV1500NM | NA | NA | NA | NA | NA | MA | 23 | SEMA | MEC
|  | No Resource(3) | 43652 | TWN W BRDGEWTR-02379PV1500NM | NA | NA | NA | NA | NA | MA | 23 | SEMA | MEC
|  | No Resource(3) | 40483 | TYNGSBOROUGH SPORTS PV | NA | NA | NA | NA | NA | MA | 17 | CMA/NEMA | MEC
|  | No Resource(3) | 46644 | UGT RENEW ENERGY-01540PV2750NM | NA | NA | NA | NA | NA | MA | 27 | WMA | MEC
|  | No Resource(3) | 47749 | UI RCP BGPT PV | NA | NA | NA | NA | NA | CT | 01 | SWCT | UI
|  | No Resource(3) | 42156 | UMASS LOWELL LEITCH HALL | NA | NA | NA | NA | NA | MA | 17 | CMA/NEMA | MEC
|  | No Resource(3) | 37230 | UNITED NAT. FOODS PROV. RI PV | NA | NA | NA | NA | NA | RI | 07 | RI | NEC
|  | No Resource(3) | 42484 | UNITEDSALVAGE_PV_ID1966 | NA | NA | NA | NA | NA | MA | 17 | BOSTON | NSTAR
|  | No Resource(3) | 42357 | UP BLACKSTONE WWTP-MILLBURY-PV | NA | NA | NA | NA | NA | MA | 27 | CMA/NEMA | MEC
|  | No Resource(3) | 41819 | US PACK - PV | NA | NA | NA | NA | NA | MA | 27 | CMA/NEMA | MEC
|  | No Resource(3) | 42495 | VARIANSEMICON-GLOUCESTER-WT | NA | NA | NA | NA | NA | MA | 09 | BOSTON | MEC
|  | No Resource(3) | 42432 | VAUGHN CORP-SALISBURY-PV | NA | NA | NA | NA | NA | MA | 09 | BOSTON | MEC
|  | No Resource(3) | 40251 | VETERAN HOMESTEAD PV | NA | NA | NA | NA | NA | MA | 27 | WMA | MEC
|  | No Resource(3) | 42823 | WALDEN LIBERTY-02038PV231NM | NA | NA | NA | NA | NA | MA | 21 | RI | MEC
|  | No Resource(3) | 42443 | WAL-MART LUN (PV) | NA | NA | NA | NA | NA | MA | 27 | WMA | FGE
|  | No Resource(3) | 47263 | WARILA-01523PV150NM | NA | NA | NA | NA | NA | MA | 27 | CMA/NEMA | MEC
|  | No Resource(3) | 46486 | WB HUNT-02176PV75NM | NA | NA | NA | NA | NA | MA | 17 | BOSTON | MEC
|  | No Resource(3) | 41838 | WEST BROOKFIELD ELEM - PV | NA | NA | NA | NA | NA | MA | 27 | WMA | MEC
|  | No Resource(3) | 43512 | WEST GREENWICH - 02817PV2000DG | NA | NA | NA | NA | NA | RI | 03 | RI | NEC
|  | No Resource(3) | 47703 | WEST ST NOMINEE-01747PV490QF | NA | NA | NA | NA | NA | MA | 27 | RI | MEC
|  | No Resource(3) | 46653 | WESTBORO SOLAR-01581PV1820NM | NA | NA | NA | NA | NA | MA | 27 | CMA/NEMA | MEC
|  | No Resource(3) | 40249 | WESTBORO SUITES | NA | NA | NA | NA | NA | MA | 27 | CMA/NEMA | MEC
|  | No Resource(3) | 47414 | WESTLAND SCHOOL-01824PV100NM | NA | NA | NA | NA | NA | MA | 17 | CMA/NEMA | MEC
|  | No Resource(3) | 47061 | WHITTIER FARMS-01590PV114NM | NA | NA | NA | NA | NA | MA | 27 | CMA/NEMA | MEC
|  | No Resource(3) | 42815 | WILLETTE REALTY-02762PV225NM | NA | NA | NA | NA | NA | MA | 21 | RI | MEC
|  | No Resource(3) | 47365 | WILLIAMS COLLEGE-01267PV414NM | NA | NA | NA | NA | NA | MA | 03 | WMA | MEC
|  | No Resource(3) | 16188 | WILSON HOLDINGS LLC - PV QF | NA | NA | NA | NA | NA | MA | 27 | CMA/NEMA | MEC
|  | No Resource(3) | 43749 | WILVECO-01821PV82NM | NA | NA | NA | NA | NA | MA | 17 | BOSTON | MEC
|  | No Resource(3) | 42394 | WINDENERGYDEV-NKINGSTOWN-WIND | NA | NA | NA | NA | NA | RI | 09 | RI | NEC
|  | No Resource(3) | 46913 | WOONSOCKET-02895PV190DG | NA | NA | NA | NA | NA | RI | 07 | RI | NEC
|  | No Resource(3) | 43603 | WORC GEAR AND RACK-01537PV95NM | NA | NA | NA | NA | NA | MA | 27 | WMA | MEC
|  | No Resource(3) | 43417 | WORCESTER SCHL-01602PV135NM | NA | NA | NA | NA | NA | MA | 27 | CMA/NEMA | MEC
|  | No Resource(3) | 46484 | WORCESTER SCHL-01602PV75NM | NA | NA | NA | NA | NA | MA | 27 | CMA/NEMA | MEC
|  | No Resource(3) | 44023 | WRTA-01608PV75QF | NA | NA | NA | NA | NA | MA | 27 | WMA | MEC
|  | No Resource(3) | 39665 | YARMOUTH_DPW_ID1740 | NA | NA | NA | NA | NA | MA | 01 | SEMA | NSTAR
FOOTNOTES:
-1 | The NRC & CNRC values stated in this CELT report reflect the results of historical resource testing and, where applicable, are limited by the output value for which the resource has received approval under the ISO Tariff, i.e. the output value approved under the interconnection procedures or under Section I.3.9 of the ISO New England Tariff, or predecessor provisions, such as Section 18.4 of the Restated NEPOOL Agreement. Where applicable, resources may submit additional documentation to the ISO in order to demonstrate that a given resource has been approved under the ISO Tariff review process for a higher output level.
-2 | The CNRC values are effective June 1, 2016, as of March 18, 2016. It will be the case that the CNRC will be different in later Capacity Commitment Periods for certain resources that have obtained Capacity Supply Obligations in later Capacity Commitment Periods.
-3 | This is an existing Asset that has no associated Resource in the 2016-2017 Capacity Commitment Period.
-4 | In accordance with Section 5.2 of Schedule 22 (Large Generator Interconnection Procedures) of Section II of the ISO Tariff or Section 1.6.4 of Schedule 23 (Small Generator Interconnection Procedures) of Section II of the ISO Tariff, as applicable, the instrument used to identify the capability of the resource is either the Interconnection Agreement (IA), the Section I.3.9 (or its predecessor provisions) Proposed Plan Approval (PPA) or the historic capability of the resource.
-5 | The NRC values for this Resource are captured in the Customer Asset Management System (CAMS), as reported by the Lead Participant.

## 5.2 Sys Planning DR Assumptions
5.2 Summary of Demand Resource Capacity (MW) Used in System Planning Studies (1)(2)(3)(4)(5)(6)
Consists of Qualified Capacity (QC) of Existing Resources + FCA Cleared Capacity of New Resources
Capacity Commitment Period
|  |  |  | 2016-17 |  | 2017-18 |  | 2018-19 |  | 2019-2020
| Load Zone | Resource Type | Resource Sub Type | Summer | Winter | Summer | Winter | Summer | Winter | Summer | Winter
| CT | ACTIVE DR | REAL TIME DR | 351.794 | 321.934 | 279.795 | 250.571 | 77.319 | 75.486 | 59.896 | 58.666
|  |  | REAL-TIME EG | 230.543 | 230.028 | 138.338 | 137.824 | 52.941 | 52.427 | 59.097 | 58.151
|  |  | TOTAL ACTIVE | 582.337 | 551.962 | 418.133 | 388.395 | 130.26 | 127.913 | 118.993 | 116.817
|  | PASSIVE DR | ON-PEAK | 94.037 | 74.094 | 81.432 | 60.877 | 76.632 | 58.399 | 75.453 | 56.637
|  |  | SEASONAL PEAK | 356.005 | 252.731 | 339.454 | 208.936 | 382.736 | 364.241 | 457.899 | 438.469
|  |  | TOTAL PASSIVE | 450.042 | 326.825 | 420.886 | 269.813 | 459.368 | 422.64 | 533.352 | 495.106
|  | CT DR Total |  | 1032.379 | 878.787 | 839.019 | 658.208 | 589.628 | 550.553 | 652.345 | 611.923
| ME | ACTIVE DR | REAL TIME DR | 318.067 | 335.962 | 213.168 | 231.063 | 152.03 | 169.925 | 136.537 | 154.432
|  |  | REAL-TIME EG | 27.344 | 24.841 | 11.802 | 9.299 | 7.482 | 5.198 | 6.402 | 4.55
|  |  | TOTAL ACTIVE | 345.411 | 360.803 | 224.97 | 240.362 | 159.512 | 175.123 | 142.939 | 158.982
|  | PASSIVE DR | ON-PEAK | 171.418 | 165.638 | 184.18 | 170.727 | 180.936 | 194.393 | 183.052 | 183.052
|  |  | SEASONAL PEAK | 0 | 0 | 0 | 0 | 0 | 0 | 0 | 0
|  |  | TOTAL PASSIVE | 171.418 | 165.638 | 184.18 | 170.727 | 180.936 | 194.393 | 183.052 | 183.052
|  | NEMA DR Total |  | 516.829 | 526.441 | 409.15 | 411.089 | 340.448 | 369.516 | 325.991 | 342.034
| NEMA | ACTIVE DR | REAL TIME DR | 125.864 | 122.386 | 95.997 | 92.519 | 73.529 | 72.751 | 62.097 | 62.097
|  |  | REAL-TIME EG | 27.919 | 27.691 | 26.196 | 25.968 | 10.439 | 10.211 | 9.429 | 9.201
|  |  | TOTAL ACTIVE | 153.783 | 150.077 | 122.193 | 118.487 | 83.968 | 82.962 | 71.526 | 71.298
|  | PASSIVE DR | ON-PEAK | 368.476 | 354.25 | 497.036 | 468.504 | 569.011 | 544.134 | 635.798 | 594.3
|  |  | SEASONAL PEAK | 0 | 0 | 0 | 0 | 0 | 0 | 0 | 0
|  |  | TOTAL PASSIVE | 368.476 | 354.25 | 497.036 | 468.504 | 569.011 | 544.134 | 635.798 | 594.3
|  | NEMA DR Total |  | 522.259 | 504.327 | 619.229 | 586.991 | 652.979 | 627.096 | 707.324 | 665.598
| NH | ACTIVE DR | REAL TIME DR | 65.586 | 64.866 | 28.112 | 27.392 | 16.038 | 15.318 | 10.067 | 9.347
|  |  | REAL-TIME EG | 38.374 | 35.672 | 14.022 | 12.045 | 14.022 | 12.045 | 13.914 | 11.937
|  |  | TOTAL ACTIVE | 103.96 | 100.538 | 42.134 | 39.437 | 30.06 | 27.363 | 23.981 | 21.284
|  | PASSIVE DR | ON-PEAK | 86.132 | 72.581 | 96.665 | 79.227 | 102.489 | 83.038 | 109.452 | 88.882
|  |  | SEASONAL PEAK | 0 | 0 | 0 | 0 | 0 | 0 | 0 | 0
|  |  | TOTAL PASSIVE | 86.132 | 72.581 | 96.665 | 79.227 | 102.489 | 83.038 | 109.452 | 88.882
|  | NH DR Total |  | 190.092 | 173.119 | 138.799 | 118.664 | 132.549 | 110.401 | 133.433 | 110.166
| RI | ACTIVE DR | REAL TIME DR | 79.645 | 75.239 | 57.595 | 54.064 | 60.362 | 56.831 | 42.214 | 38.683
|  |  | REAL-TIME EG | 59.975 | 54.534 | 33.54 | 29.149 | 15.72 | 11.329 | 15.72 | 11.329
|  |  | TOTAL ACTIVE | 139.62 | 129.773 | 91.135 | 83.213 | 76.082 | 68.16 | 57.934 | 50.012
|  | PASSIVE DR | ON-PEAK | 153.251 | 151.185 | 178.968 | 175.377 | 203.67 | 197.823 | 226.85 | 217.992
|  |  | SEASONAL PEAK | 0 | 0 | 0 | 0 | 0 | 0 | 0 | 0
|  |  | TOTAL PASSIVE | 153.251 | 151.185 | 178.968 | 175.377 | 203.67 | 197.823 | 226.85 | 217.992
|  | RI DR Total |  | 292.871 | 280.958 | 270.103 | 258.59 | 279.752 | 265.983 | 284.784 | 268.004
| SEMA | ACTIVE DR | REAL TIME DR | 152.813 | 145.408 | 61.073 | 55.309 | 51.987 | 50.113 | 46.34 | 44.465
|  |  | REAL-TIME EG | 35.306 | 35.306 | 15.962 | 15.962 | 12.722 | 12.722 | 12.722 | 12.722
|  |  | TOTAL ACTIVE | 188.119 | 180.714 | 77.035 | 71.271 | 64.709 | 62.835 | 59.062 | 57.187
|  | PASSIVE DR | ON-PEAK | 209.451 | 195.774 | 259.231 | 240.241 | 306.922 | 285.606 | 338.597 | 305.718
|  |  | SEASONAL PEAK | 0 | 0 | 0 | 0 | 0 | 0 | 0 | 0
|  |  | TOTAL PASSIVE | 209.451 | 195.774 | 259.231 | 240.241 | 306.922 | 285.606 | 338.597 | 305.718
|  | SEMA DR Total |  | 397.57 | 376.488 | 336.266 | 311.512 | 371.631 | 348.441 | 397.659 | 362.905
| VT | ACTIVE DR | REAL TIME DR | 68.348 | 76.281 | 43.293 | 51.226 | 31.9 | 39.833 | 31.9 | 39.833
|  |  | REAL-TIME EG | 13.371 | 13.371 | 2.866 | 2.866 | 4.918 | 4.356 | 5.458 | 4.789
|  |  | TOTAL ACTIVE | 81.719 | 89.652 | 46.159 | 54.092 | 36.818 | 44.189 | 37.358 | 44.622
|  | PASSIVE DR | ON-PEAK | 135.474 | 135.915 | 131.825 | 130.877 | 126.176 | 119.195 | 120.383 | 114.067
|  |  | SEASONAL PEAK | 0 | 0 | 0 | 0 | 0 | 0 | 0 | 0
|  |  | TOTAL PASSIVE | 135.474 | 135.915 | 131.825 | 130.877 | 126.176 | 119.195 | 120.383 | 114.067
|  | VT DR Total |  | 217.193 | 225.567 | 177.984 | 184.969 | 162.994 | 163.384 | 157.741 | 158.689
| WCMA | ACTIVE DR | REAL TIME DR | 175.49 | 160.988 | 98.329 | 91.205 | 59.586 | 54.728 | 49.595 | 45.94
|  |  | REAL-TIME EG | 55.329 | 54.608 | 27.798 | 27.244 | 25.098 | 24.544 | 25.53 | 24.976
|  |  | TOTAL ACTIVE | 230.819 | 215.596 | 126.127 | 118.449 | 84.684 | 79.272 | 75.125 | 70.916
|  | PASSIVE DR | ON-PEAK | 208.774 | 197.92 | 265.876 | 248.388 | 304.052 | 282.812 | 363.681 | 337.721
|  |  | SEASONAL PEAK | 55.513 | 51.414 | 54.798 | 49.016 | 52.968 | 40.916 | 49.645 | 33.939
|  |  | TOTAL PASSIVE | 264.287 | 249.334 | 320.674 | 297.404 | 357.02 | 323.728 | 413.326 | 371.66
|  | WCMA DR Total |  | 495.106 | 464.93 | 446.801 | 415.853 | 441.704 | 403 | 488.451 | 442.576
| ISO NEW | ACTIVE DR | REAL TIME DR | 1337.607 | 1303.064 | 877.362 | 853.349 | 522.751 | 534.985 | 438.646 | 453.463
| ENGLAND |  | REAL-TIME EG | 488.161 | 476.051 | 270.524 | 260.357 | 143.342 | 132.832 | 148.272 | 137.655
| Total |  | TOTAL ACTIVE | 1825.768 | 1779.115 | 1147.886 | 1113.706 | 666.093 | 667.817 | 586.918 | 591.118
|  | PASSIVE DR | ON-PEAK | 1427.013 | 1347.357 | 1695.213 | 1574.218 | 1869.888 | 1765.4 | 2053.266 | 1898.369
|  |  | SEASONAL PEAK | 411.518 | 304.145 | 394.252 | 257.952 | 435.704 | 405.157 | 507.544 | 472.408
|  |  | TOTAL PASSIVE | 1838.531 | 1651.502 | 2089.465 | 1832.17 | 2305.592 | 2170.557 | 2560.81 | 2370.777
|  | ISO-NE DR Total |  | 3664.299 | 3430.617 | 3237.351 | 2945.876 | 2971.685 | 2838.374 | 3147.728 | 2961.895
FOOTNOTES:
(1) Capacity values are based on Qualified Capacity (QC) of Existing Capacity Resources and FCA cleared auction results of New Capacity Resources for each Capacity Commitment Period (see http://www.iso-ne.com/markets-operations/markets/forward-capacity-market).
(2) The 600 MW cap on RTEG has not been applied.
(3) Not all types of DR are reflected in all System Planning studies. The use of DR varies by the type of study, type of DR, and load level being evaluated. See the Transmission Planning Technical Guide, Appendix C, Guidelines for Treatment of Demand Resources in System Planning Analysis, http://www.iso-ne.com/static-assets/documents/committees/comm_wkgrps/prtcpnts_comm/pac/plan_guides/plan_tech_guide/technical_planning_guide_appendix_c_guidelines_for_treatment_of_demand_resources_in_system_planning_analysis.pdf
(4) Qualified Capacity does reflect reductions for Permanent De-List Bids and accepted Non-Price Retirements for all applicable Capacity Commitment Periods.
(5) Dynamic and Static De-List Bids are not reflected.
(6) These values have been scaled up to include the 8% transmission and distribution loss adjustment.

## 6.1 Trans Links
Section 6
Transmission Information
6.1 Links
The ISO New England Regional Transmission Project Lists are currently published three times a year, which has typically been every March, June, and October. However, these publication times are subject to change. The transmission project lists can be found at:
http://www.iso-ne.com/system-planning/system-plans-studies/rsp
The 'RSP 16 Project List - March 2016 - Final', contains the prospective ISO New England Transmission System that shall be considered part of the 2016 CELT Report.
The new and modified interconnection requests may be found at:
http://www.iso-ne.com/system-planning/transmission-planning/interconnection-request-queue

## Appedix A.1 Definitions
Appendix A.1 Definitions
Section 1 - Summaries
The summary pages of this report contain terms used to describe how the ISO-NE Reliability Coordinator area forecast is adjusted. The definitions for those terms are as follows:
Load
The ten-year forecast of the ISO New England Reliability Coordinator (RC) area energy and seasonal peak demand is based on econometric models of energy and seasonal peaks for the ISO-NE RC area and the six New England states. The peak forecast has been adjusted to include the current MW reductions achieved by the Passive Demand Resources, as they are treated as resources in the Installed Capacity Requirement (ICR) calculations. The ten-year forecast for New England includes the load forecast for Northern Maine, as provided by the Maine Public Service Company.
Reserves
Installed Reserves in megawatts (MW) are calculated by taking the total Capabilities (including demand resources and imports) for the ISO-NE RC area, less the Reference Load forecast for the ISO-NE RC area. The Installed Reserves as a percentage of Load are calculated by taking the total Installed Reserves and dividing them by the total Reference Load.
Capabilities
Section 1 of the CELT Report takes into account the Capacity Supply Obligations (CSO) for the Forward Capacity Market’s (FCM) 2015-2016, 2016-2017, 2017-2018, 2018-2019 and 2019-2020 Capacity Commitment Periods. These include new and existing generating resources, demand resources, and imports. The CELT Capacity Based on FCM CSOs in the Section 1 totals is consistent with the most recent Forward Capacity Market CSOs. The CSOs for the 2019-2020 Capacity Commitment Period are carried through the remainder of the CELT reporting period. Values represent Resource CSOs for the Capacity Commitment Period as of March 18, 2016, and take into account any adjustments to FCM CSOs that have occurred up to that point, including proration, Annual Reconfiguration Auctions, and bilaterals.
An energy efficiency forecast that is based on a forecasting methodology developed by ISO-NE and the Energy Efficiency Working Group, is included in the Passive DR Used in System Planning line, beginning in 2020-21. See http://www.iso-ne.com/committees/comm_wkgrps/othr/enrgy_effncy_frcst/index.html for details.
Section 2 - ISO-NE Reliability Coordinator Area Capability
ISO-NE Reliability Coordinator Area Capability Values as of January 1, 2016, and as of the 2015/16 Winter and 2016 Summer Peaks (Section 2.1)
Section 2.1 lists generating assets claimed toward capability. The generating asset information, including the Lead Market Participant, is listed as it existed as of January 1, 2016 in the ISO-NE Market System. The facilities may or may not be owned, managed, or operated by the Lead Market Participant. Lead Participant updates to generating assets since January 1 are listed at the end of Section 2.1 on the endnotes page.
Seasonal Claimed Capability (SCC) values are the maximum dependable load carrying ability of a generating unit or units, excluding capacity required for station service use. The rating is based on the SCC Audits conducted according to Market Rule 1, and ISO New England Manual for Registration and Performance Auditing M-RPA. For additional information, please visit ISO-NE’s website at: http://www.iso-ne.com/rules_proceds/isone_mnls/index.html.
The generator capabilities in Section 2.1 are based on SCC and not on FCM CSOs. Summer and winter capabilities are as of January 1, 2016. In addition, the winter capabilities as of the actual winter peak for 2016/17, which occurred on February 15, 2016, and the summer capabilities for the forecasted summer peak of August 1, 2016 are provided.
This section of the CELT Report was tabulated from data provided by ISO-NE Market Participants. Although every effort has been made to verify its content, ISO New England does not assume responsibility for the accuracy of the data presented.
Net of Firm Imports and Exports Outside of ISO-NE Reliability Coordinator Area (Section 2.2):
Section 2.2 is based on the Import CSOs and Administrative Export Delists as of the 2015/16 winter peak and the 2016 summer.
Section 3 - Forecast of Solar Photovoltaic (PV) Resources by State
Section 3 is a forecast of solar photovoltaic (PV) resources by state for the years 2016 through 2025. The forecast represents discounted values that were developed to reflect a degree of uncertainty in the achievement of public policies supporting PV development, as well as the estimated summer Seasonal Claimed Capability (SCC). The forecast methodology and assumptions are available at http://www.iso-ne.com/system-planning/system-forecasting/distributed-generation-forecast.
Section 4 - Summary of Capacity Supply Obligations
Section 4 summarizes the Forward Capacity Market CSOs as of March 18, 2016. The Demand Resources are broken down into On-Peak Demand Resource, Real-Time Demand Response Resource, Real-Time Emergency Generation Resource, and Seasonal Peak Demand Resource categories. Generation is broken down into Intermittent and Non-Intermittent categories.
Section 5 – Forward Capacity Market Resource Capabilities
The October 31, 2008 Forward Capacity Market (FCM)/Queue Amendments filing (FERC Docket ER09237 http://www.iso-ne.com/regulatory/ferc/filings/2008/oct/er09-237-000_10-8-31_fcm_queue.pdf ) established the Capacity Network Resource Capability (CNRC) values for each generating resource. Those CNRC values are listed in Section 5.1.
Capacity Network Resource Capability (“CNR Capability”):
The CNR Capability shall mean: (i) in the case of a Generating Facility that is a New Generating Capacity Resource pursuant to Section III.13.1 of the Tariff or an Existing Generating Capacity Resource that is increasing its capability pursuant to Section III.13.1.2.2.5 of the Tariff, the highest megawatt amount of the Capacity Supply Obligation obtained by the Generating Facility in accordance with Section III.13 of the Tariff, and, if applicable, as specified in a filing by the System Operator with the Commission in accordance with Section III.13.8.2 of the Tariff, or (ii) in the case of a Generating Facility that meets the criteria under Section 5.2.3 of this LGIP, the total megawatt amount reflected in an existing Interconnection Agreement, whether executed or filed in unexecuted form with the Commission, an application pursuant to Section I.3.9 of the Tariff (or its predecessor provision, if any), or as determined by the System Operator based on documented historic capability of the Generating Facility. The CNR Capability shall not exceed the maximum net megawatt electrical output of the Generating Facility at an ambient temperature at or above 90 degrees F for Summer and at or above 20 degrees F for Winter. Where the Generating Facility includes multiple production devices, the CNR Capability shall not exceed the aggregate maximum net megawatt electrical output of the Generating Facility at an ambient temperature at or above 90 degrees F for Summer and at or above 20 degrees F for Winter.
Network Resource Capability (“NR Capability”)
The NR Capability shall mean the maximum gross and net megawatt electrical output of the Generating Facility at an ambient temperature at or above 50 degrees F. for Summer and at or above 0 degrees F for Winter. Where the Generating Facility includes multiple energy production devices, the NR Capability shall be the aggregate maximum gross and net megawatt electrical output of the Generating Facility at an ambient temperature at or above 50 degrees F for Summer and at or above 0 degrees F for Winter. The NR Capability shall be equal to or greater than the CNR Capability.
System Planning DR Assumptions
Section 5.2 is the "Summary of Demand Resource Capacity (MW) Used in System Planning Studies". The capacity values in that table are based on Qualified Capacity (QC) of Existing Capacity Resources and FCA cleared auction results of New Capacity Resources for each Capacity Commitment Period (see http://www.iso-ne.com/markets/othrmkts_data/fcm/cal_results/index.html). The need for this data by ISO-NE Transmission Planning is described in the Load Modeling Guide for ISO New England Network Model (see http://www.iso-ne.com/rules_proceds/isone_plan/othr_docs/index.html).
Section 6 - Transmission
Information on the ISO New England Regional Transmission Projects is periodically published and can be found at: http://www.iso-ne.com/committees/comm_wkgrps/prtcpnts_comm/pac/projects/index.html. The project lists are currently published every March, June, and October and are referred to as the March, June, and October Regional System Plan (RSP) Update, respectively.
The 'RSP 16 Project List - March 2016 - Final' will contain the prospective ISO New England Transmission System projects that shall be considered part of the 2016 CELT Report.

## A.2 Company Abbreviations
A.2 Company Abbreviations
Sections 2 and 5 of the CELT Report include company abbreviations. Below are the abbreviations used in this report along with their corresponding name.
LP Acronym | Lead Participant
AESR | Algonquin Energy Services Inc.
AMP | Ampersand Energy Partners LLC
APNM | American PowerNet Management, LP
BBHP | Black Bear Hydro Partners, LLC
BED | Burlington Electric Department
BELD | Braintree Electric Light Department, Town of
BEMLP | Brookfield Energy Marketing, LP
BHI | Blackstone Hydro, Inc.
BPCLP | Bridgewater Power Company, L.P.
BPE | Brayton Point Energy, LLC
BPE | BP Energy Company
BSE | Blue Sky East, LLC
BSP | Bear Swamp Power Company LLC
CALP | Calpine Energy Services, LP
CEEI | Consolidated Edison Energy, Inc
CEM | Covanta Energy Marketing, LLC
CESLLC | Competitive Energy Services, LLC
CHA | Covanta Haverhill Associates
CHIPM | CHI Power Marketing, Inc.
CLP | Connecticut Light and Power Company, The
CM | Covanta Maine, LLC
CMA | Christopher M. Anthony
CMEEC | Connecticut Municipal Electric Energy Cooperative
CMLP | Chicopee Municipal Lighting Plant
CNE | Constellation NewEnergy, Inc.
CONV | Convergent Energy and Power LLC
CPW | Covanta Projects of Wallingford, L.P.
CRMC | Commonwealth Resource Management Corporation
DEM | Dominion Energy Marketing, Inc.
DMT1 | Dynegy Marketing and Trade, LLC
EDFT | EDF Trading North America, LLC
EES5 | Emera Energy Services Subsidiary No. 5 LLC
EES6 | Emera Energy Services Subsidiary No. 6 LLC
EES7 | Emera Energy Services Subsidiary No. 7 LLC
ENE | Energy New England LLC
ENPM | Entergy Nuclear Power Marketing LLC
EPICO | Epico USA, Inc.
EPN | Essential Power Newington, LLC
EWP2 | Evergreen Wind Power II, LLC
EWP3 | Evergreen Wind Power III, LLC
EXGC | Exelon Generation Company, LLC
FGE | Fitchburg Gas & Electric Light Company
FPLEMH | Brookfield White Pine Hydro LLC
FPLP | NextEra Energy Power Marketing, LLC
GCE | GenConn Energy LLC
GMP | Green Mountain Power Corporation
GOOSE | Goose River Hydro, Inc.
GRP | Granite Reliable Power, LLC
HCG | Hampshire Council of Governments
HGE | Holyoke Gas & Electric Department
HLPD | Hudson Light & Power Department
HULL | Hull Municipal Lighting Plant
IEA | Indeck Energy-Alexandria, L.L.C.
IMLD | Ipswich Municipal Light Department
IPSC | Industrial Power Services Corp
IR | Iberdrola Renewables, LLC
JERICHO | Jericho Power LLC
KCC | Kimberly-Clark Corporation
KENDALL | Kendall Green Energy, LLC
LELWD | Littleton Electric Light & Water Department
LFW | Longfellow Wind, LLC
MATEP | MATEP, LLC
MBTA | Massachusetts Bay Transportation Authority
MEC | Massachusetts Electric Company
MESSA | Messalonskee Stream Hydro, LLC
MET | Genon Energy Management, LLC
MMELD | Middleton Municipal Light Department
MMLD | Marblehead Municipal Light Department
MMLLC | Manchester Methane, LLC
MMWAC | Mid-Maine Waste Action Corporation
MMWEC | Massachusetts Municipal Wholesale Electric Company
MS1 | Mass Solar 1, LLC
NAEA-EM | Essential Power Massachusetts, LLC
NBPGC | New Brunswick Energy Marketing Corporation
NEC | The Narragansett Electric Company
NECCO | New England Confectionery Company, Inc
NEP | New England Power Company
NHEC | New Hampshire Electric Cooperative, Inc.
NRGPM | NRG Power Marketing LLC
NSTAR | NSTAR Electric Company
PHE | Pioneer Hydro Electric Co., Inc.
PMLD | Princeton Municipal Light Department
PPH | Pawtucket Power Holding Company LLC
PRE | Plainfield Renewable Energy, LLC
PSEG | PSEG Energy Resources & Trade LLC
PSEG-NH | PSEG New Haven, LLC
PSNH | Public Service Company of New Hampshire
PSS | Power Supply Services, LLC
PUTNAM | Putnam Hydropower, Inc.
REESTER | ReEnergy Sterling CT Limited Partnership
REESTR | ReEnergy Stratton LLC
REPSOL | Repsol Energy North America Corporation
RGC | Rocky Gorge Corporation
RHW | Record Hill Wind, LLC
RRIG | Rhode Island Engine Genco, LLC
SELP | Shrewsbury Electric & Cable Operations
SENA | Shell Energy North America (US), L.P.
SMED | Sterling Municipal Electric Light Department
SPRING | Springfield Power, LLC
SPRUCE | Spruce Mountain Wind, LLC
SRTC | Swift River Trading Company LLC
STET2 | Stetson Wind II, LLC.
STETSON | Stetson Holdings, LLC
SUEZ | GDF Suez Energy Marketing NA, Inc.
SUMMIT | Summit Hydropower, Inc.
TCPM | TransCanada Power Marketing, Ltd.
TERM | Twin Eagle Resource Management, LLC
TMLP | Taunton Municipal Lighting Plant
TPS | Tenaska Power Services Co.
TTMLP | Templeton Municipal Lighting Plant
UI | United Illuminating Company, The
UIL | UIL Distributed Resources LLC
UNION | Union Atlantic Electricity
UNITIL-ES | Unitil Energy Systems, Inc.
VEC | Vermont Electric Cooperative, Inc.
VELCO | Vermont Electric Power Company, Inc.
VERSO | Verso Maine Energy LLC
VPPSA | Vermont Public Power Supply Authority
VTWIND | Vermont Wind LLC
WATERBURY | Waterbury Generation LLC
WATERSIDE | Waterside Power, LLC
WB | Wheelabrator Bridgeport, L.P.
WGED | Westfield Gas and Electric Light Department
WMECO | Western Massachusetts Electric Company
WMRE | WM Renewable Energy, L.L.C.
WNE | Wheelabrator North Andover Inc

## A.3 Column Abbreviations Type
A.3 Column Abbreviations
Code | Prime Mover (Consistent with the DOE EIA-411 Instructions except where noted)
BA | Energy Storage, Battery
CC | Combined Cycle Total Unit
Includes generators defined by EIA as Combined Cycle Steam Part (CA); Combined Cycle Single Shaft
(CS - combustion turbine and steam turbine share a single generator); Combined Cycle Combustion Turbine Part (CT)
CE | Compressed Air Energy Storage
FC | Fuel Cell - Electrochemical
GT | Combustion (Gas) Turbine – Simple Cycle
(includes jet engine design)
HL | Hydraulic Turbine
HDR | Hydraulic Turbine – Conventional -- Daily -- Run of River
(includes turbines associated with delivery of water)
HDP | Hydraulic Turbine – Conventional -- Daily -- Pondage
(includes turbines associated with delivery of water)
HTO | Hydraulic Turbine - Other
(includes hydrokinetic tidal power technology)
HW | Hydraulic Turbine -- Conventional – Weekly -- Pondage
(includes turbines associated with delivery of water)
IC | Internal Combustion Engine
(diesel, piston, reciprocating)
IG | Integrated Coal Gasification Combined Cycle
OT | Other
PB | Pressurized Fluidized Bed Combustion
PS | Hydraulic Turbine – Reversible (pumped storage)
PV | Photovoltaic
ST | Steam Turbine, including nuclear, geothermal and solar steam (does not include combined cycle)
WT | Wind Turbine

## A.4 Column Abbreviations ES
A.4 Column Abbreviations
Code | Energy Source (Description of Fuel Used)
AB | Agricultural Crop Byproducts/Straw/Energy Crops
BFG | Blast Furnace Gas
BIT | Anthracite Coal and Bituminous Coal
BLQ | Black Liquor
DFO | Distillate Fuel Oil - including Diesel, No. 1, 2, and 4
JF | Jet Fuel
KER | Kerosene
LFG | Landfill Gas
LIG | Lignite Coal
MSW | Municipal Solid Waste
MWH | Electricity Used for Energy Storage
NG | Natural Gas
NUC | Nuclear Uranium, Plutonium, Thorium
OBG | Other Biomass Gas - includes digester gas, methane, and other biomass gasses
OBL | Other Biomass Liquids
OBS | Other Biomass Solids
OG | Other Gas
PC | Petroleum Coke
PG | Gaseous Propane
PUR | Purchased Steam
RFO | Residual Fuel Oil Includes: Bunker C, No. 5, and No. 6 (020, 030, 070, and 100)
SC | Coal Synfuel - Coal-based solid fuel - processed by a coal synfuel plant; and coal-based fuels such as briquettes, pellets, or extrusions, which are formed from fresh or recycled coal and binding materials
SLW | Sludge Waste
SUB | Subbituminous Coal
SUN | Solar
TDF | Tire-derived Fuels
WAT | Water at a Conventional Hydroelectric Turbine
WC | Waste/Other Coal - including anthracite culm, bituminous gob, fine coal, lignite waste, waste coal
WDL | Wood Waste Liquids excluding Black Liquor - includes red liquor, sludge wood, spent sulfite liquor, and other wood-based liquids
WDS | Wood/Wood Waste Solids - including paper pellets, railroad ties, utility poles, wood chips, bark, and wood waste solids
WND | Wind
WO | Waste/Other Oil - including Crude Oil, Liquid Butane, Liquid Propane, Oil Waste, Re-Refined Motor Oil, Sludge Oil, Tar Oil, or other petroleum-based liquid wastes

## Appendix B.1 FIPS Codes
Appendix B.1 Federal Information Processing Standard (FIPS) Codes
FIPS | County Name | FIPS | County Name (Cont'd) | FIPS | County Name (Cont'd) | FIPS | County Name (Cont'd)
Code |  | Code |  | Code |  | Code
State of Connecticut
1 | Fairfield | 5 | Litchfield | 9 | New Haven | 13 | Tolland
3 | Hartford | 7 | Middlesex | 11 | New London | 15 | Windham
State of Maine
1 | Androscoggin | 9 | Hancock | 17 | Oxford | 25 | Somerset
3 | Aroostook | 11 | Kennebec | 19 | Penobscot | 27 | Waldo
5 | Cumberland | 13 | Knox | 21 | Piscataquis | 29 | Washington
7 | Franklin | 15 | Lincoln | 23 | Sagadahoc | 31 | York
State of Massachusetts
1 | Barnstable | 9 | Essex | 17 | Middlesex | 25 | Suffolk
3 | Berkshire | 11 | Franklin | 19 | Nantucket | 27 | Worcester
5 | Bristol | 13 | Hampden | 21 | Norfolk
7 | Dukes | 15 | Hampshire | 23 | Plymouth
State of New Hampshire
1 | Belknap | 7 | Coös | 13 | Merrimack | 19 | Sullivan
3 | Carroll | 9 | Grafton | 15 | Rockingham
5 | Cheshire | 11 | Hillsborough (Hillsboro) | 17 | Strafford
State of Rhode Island
1 | Bristol | 5 | Newport | 9 | Washington
3 | Kent | 7 | Providence
State of Vermont
1 | Addison | 9 | Essex | 17 | Orange | 25 | Windham
3 | Bennington | 11 | Franklin | 19 | Orleans | 27 | Windsor
5 | Caledonia | 13 | Grand Isle | 21 | Rutland
7 | Chittenden | 15 | Lamoille | 23 | Washington

## B.2 RSP Subarea
B.2 Regional System Plan (RSP) Subarea & Load Zone Descriptions
Subarea or Control Area Designation | Region or State
BHE | Northeastern Maine
ME | Western and central Maine/Saco Valley, New Hampshire
SME | Southeastern Maine
NH | Northern, eastern, and central New Hampshire/eastern Vermont and southwestern Maine
VT | Vermont/southwestern New Hampshire
Boston | Greater Boston, including the North Shore
CMA/NEMA | Central Massachusetts/ northeastern Massachusetts
WMA | Western Massachusetts
SEMA | Southeastern Massachusetts/Newport, Rhode Island
RI | Rhode Island/bordering MA
CT | Northern and eastern Connecticut
SWCT | Southwestern Connecticut
NOR | Norwalk/Stamford, Connecticut
M, NY, and HQ | Maritimes, New York, and Hydro-Québec external Reliability Coordinator areas
Load Zone* | Region or State
CT | Connecticut
ME | Maine
NH | New Hampshire
RI | Rhode Island
VT | Vermont
NEMA | Northeastern Massachusetts
SEMA | Southeastern Massachusetts
WCMA | Western and Central Massachusetts
* The boundaries for the CT, ME, NH, RI, and VT load zones are the same as the state boundaries.