## Introduction
Introduction
2017 ISO New England (ISO-NE) Reliability Coordinator Area Forecast(1)
The “2017-2026 Forecast Report of Capacity, Energy, Loads, and Transmission” (CELT Report) is a source of assumptions for use in electric planning and operations reliability studies. This report provides assumptions for the ISO New England Reliability Coordinator area.
In Section 1, the ISO New England Reliability Coordinator area reference load forecast may be characterized as having a fifty percent chance of being exceeded. The load forecast distributions for the years 2017 through 2026 are included in Section 1.6 of this report. Additional information on the load forecast, including the forecast bandwidths, is available on the ISO New England web site (see links below).
The capacity values in Section 1 are based on the Capacity Supply Obligations (CSO) for the Forward Capacity Market’s (FCM) 2016-2017, 2017-2018, 2018-2019, 2019-2020 and 2020-2021 Capacity Commitment Periods as of March 18, 2017. These include new and existing generating resources, demand resources, and imports.
The CSOs for each of the commitment periods are based on the following FCM auction results:
| 2016-2017 | Annual Reconfiguration Auction 3
| 2017-2018 | Annual Reconfiguration Auction 3
| 2018-2019 | Annual Reconfiguration Auction 1
| 2019-2020 | Forward Capacity Auction
| 2020-2021 | Forward Capacity Auction
The generating resource and demand resource CSO totals for the 2020­2021 Capacity Commitment Period are assumed to remain in place for the remainder of the CELT reporting period. Imports beyond the 2020-2021 Capacity Commitment Period reflect only known, long-term contracts.
The annual generating capacity totals based on Seasonal Claimed Capability (SCC)2 are included as a line item in Sections 1.1 and 1.2. Those values are based on the SCCs of existing assets plus the expected capability of future FCM and non-FCM resources. The non-FCM resources are those that do not have FCM obligations, but are part of the ISO New England Generator Interconnection Queue3 and are expected to become commercial in 2017 or 2018.
Section 2.1 of the CELT Report lists details for all generating assets in-service as of April 1, 2017. It also includes SCC values for generating assets as of January 1, 2017 and the winter 2016/17 peak, which occurred on December 15, 2016, as well as projected summer SCC values for July 1, 2017.
Section 3.1 consists of total state-by-state solar PV forecasts based on nameplate rating, as well as the estimated summer seasonal peak load reductions and estimated energy production from behind-the-meter (BTM) PV. The forecast methodology and assumptions are available at http://www.iso-ne.com/system-planning/system-forecasting/distributed-generation-forecast.
Section 4 summarizes data from the Forward Capacity Market. Section 4.1 summarizes the results of the 2016-2017, 2017-2018, 2018-2019, 2019-2020, and 2020-2021 Forward Capacity Market Capacity Supply Obligations (CSOs) by Load Zone as of March 18, 2017. In the case of 2016-2017, monthly auction results are not taken into consideration; the results shown are for the third Annual Reconfiguration Auction (ARA3). Section 4.2 contains the Renewable Technology Resource (RTR) Allotments. Section 4.3 lists the Qualified and Cleared Capacity for all Resources that qualified to participate in the eleventh Forward Capacity Auction (FCA 11).
The October 31, 2008 Forward Capacity Market (FCM)/Queue Amendments filing (FERC Docket ER09237 http://www.iso-ne.com/static-assets/documents/regulatory/ferc/filings/2008/oct/er09_237_000_10_8_31_fcm_queue.pdf) established the Network Resource Capability (NRC) and Capacity Network Resource Capability (CNRC) values for each generating resource. Section 5.1 lists the NRC & CNRC values calculated consistent with Schedules 22 and 23 of the Open Access Transmission Tariff (the Large and Small Generator Interconnection Procedures).
Section 6.1 lists links associated with transmission related documents available on the ISO New England website at: http://www.iso-ne.com.
The appendices in the report are as follows:
- Appendix A defines the commonly used terms and abbreviations used in this report;
- Appendix B provides a list of the Federal Information Processing Standard (FIPS) Codes and the list of Regional System Plan (RSP) Subareas;
- Appendix C is the most recent update of the New England geographic transmission map.
CELT Reports and related documents are available on the ISO New England website at:
http://www.iso-ne.com/system-planning/system-plans-studies/celt
http://www.iso-ne.com/isoexpress/web/reports/operations/-/tree/seasonal-claimed-capability
http://www.iso-ne.com/system-planning/system-plans-studies/rsp
http://www.iso-ne.com/participate/applications-status-changes/new-modified-interconnections
http://www.iso-ne.com/system-planning/transmission-planning/interconnection-request-queue
Please do not hesitate to contact ISO New England at custserv@iso-ne.com with any questions or comments regarding the information contained herein.
FOOTNOTES:
(1) ISO New England is the Reliability Coordinator (RC), Balancing Authority (BA) and Transmission Operator (TOP) for New England. Throughout this document, the ISO is referred to as the RC since the RC has responsibility for overseeing the other two functions.
(2) For more information on generating assets, refer to the Seasonal Claimed Capability Report at: http://www.iso-ne.com/isoexpress/web/reports/operations/-/tree/seasonal-claimed-capability.
(3) The Generator Interconnection Queue is posted on the ISO New England website at http://www.iso­ne.com/system-planning/transmission-planning/interconnection-request-queue.

## Preface
Preface
This 2017 edition of the "Forecast Report of Capacity, Energy, Loads, and Transmission" (CELT) reflects a load forecast based upon demographic, economic, and market information available through winter 2016-17 for publication in May 2017. Accordingly, this CELT edition supersedes prior CELT publications.
This report presents the ISO-NE Reliability Coordinator area 2017-2026 forecast of:
· Electric energy demand and peak load;
· Existing ISO-NE Control Area electrical capacity and proposed changes;
· Scheduled and proposed transmission changes; with listings and summaries of existing and proposed generation projects
Generating asset details are represented in Section 2.1 of this report for three different periods: a snapshot of January 1, 2017, a snapshot of the winter peak on December 15, 2016, and a projection for the summer of 2017. This report represents the efforts of Market Participants' staffs, jointly with ISO-NE, under the review of the Load Forecasting and Reliability Committees. Additional information regarding the documentation of the electric energy demand and peak load forecasts presented in this report may be found on ISO-NE’s web site at:
http://www.iso-ne.com/system-planning/system-plans-studies/celt

## Table of Contents
Table of Contents
Introduction
Preface
Section 1 - Summaries | Section 5 - Resource Interconnection Capabilities
1.1 Summer Peak Capabilities and Load Forecast | 5.1 Network Resource Capability (NRC) and Capacity Network Resource Capability (CNRC) List
1.2 Winter Peak Capabilities and Load Forecast | 5.2 Summary of Demand Resource Capacity (MW) Used in System Planning Studies
1.3 Summary Summer Capability by Fuel/Unit Type
1.4 Summary Winter Capability by Fuel/Unit Type | Section 6 - Transmission Information
1.5 Load and Energy Forecast | 6.1 Transmission Project Links
1.5.1 Actual and Forecasted Peak Loads
1.5.2 Actual and Forecasted Energy
1.6 Seasonal Peak Load Forecast Distributions
Section 2 - Control Area Capability
2.1 Generator List with Existing and Expected Seasonal Claimed Capability (SCC)
2.1 Endnotes | Appendix A
2.2 Net of Imports and Exports | A.1 Definitions
A.2 Company Abbreviations
Section 3 - Solar Forecast | A.3 Column Abbreviations - Prime Mover (Unit Type)
3.1 Forecast of Solar Photovoltaic (PV) Resources by State | A.4 Column Abbreviations Energy Source (Fuel)
3.1.1 Nameplate Rating
3.1.2 Estimated Summer Seasonal Peak Load Reductions - BTM PV | Appendix B
3.1.3 Estimated Annual Energy - BTM PV | B.1 Federal Information Processing Standard (FIPS) Codes
B.2 Regional System Plan (RSP) Subarea Descriptions
Section 4 - FCM Summary Tables
4.1 Summary of Capacity Supply Obligations (CSO) | Appendix C
4.2 FCM Renewable Technogy Resource Allotments | New England Geographic Transmission Map
4.3 List of FCA 11 Qualified and Cleared Capacity for All Resources

## 1.1 Summer Peak
1.1 Summer Peak Capabilities and Load Forecast (MW)
|  | 2016 | 2017 | 2018 | 2019 | 2020 | 2021 | 2022 | 2023 | 2024 | 2025 | 2026
ISO-NE RELIABILITY COORDINATOR AREA
1. LOAD (1, 2, 3)
| 1.1 REFERENCE - Without reductions | 28815 | 29146 | 29454 | 29753 | 30039 | 30327 | 30623 | 30923 | 31223 | 31521 | 31820
| 1.1.1 Behind-the-Meter (BTM) PV (4) | 439 | 575.3684 | 690.4791 | 782.5348 | 847.7783 | 891.4791 | 929.2534 | 963.3331 | 991.8365 | 1014.2722 | 1035.0205
| 1.2 REFERENCE - With reduction for BTM PV | 28376 | 28570.6316 | 28763.5209 | 28970.4652 | 29191.2217 | 29435.5209 | 29693.7466 | 29959.6669 | 30231.1635 | 30506.7278 | 30784.9795
| 1.2.1 Passive DR (PDR) used in System Planning (5) | 1839 | 2089 | 2306 | 2561 | 2893.136 | 3222.861 | 3527.109 | 3804.648 | 4054.939 | 4278.367 | 4475.408
| 1.3 REFERENCE - With reduction for BTM PV and PDR | 26537 | 26481.6316 | 26457.5209 | 26409.4652 | 26298.0857 | 26212.6599 | 26166.6376 | 26155.0189 | 26176.2245 | 26228.3608 | 26309.5715
2. CAPACITY BASED ON FCM OBLIGATIONS
| 2.1 GENERATING RESOURCES (6) | 29887.967 | 29626.767 | 30607.245 | 31325.735 | 31359.021 | 31359.021 | 31359.021 | 31359.021 | 31359.021 | 31359.021 | 31359.021
| 2.2 DEMAND RESOURCES (6, 7) | 2441.355 | 2690.671 | 2696.205 | 2734.133 | 3210.947 | 3210.947 | 3210.947 | 3210.947 | 3210.947 | 3210.947 | 3210.947
| 2.2.1 ACTIVE DR | 556.453 | 381.941 | 546.009 | 367.35 | 419.928 | 419.928 | 419.928 | 419.928 | 419.928 | 419.928 | 419.928
| 2.2.2 PASSIVE DR | 1884.902 | 2308.73 | 2150.196 | 2366.783 | 2791.019 | 2791.019 | 2791.019 | 2791.019 | 2791.019 | 2791.019 | 2791.019
| 2.3 IMPORTS (8) | 1162.202 | 1375.998 | 1479 | 1479.8 | 1265.4 | 89.4 | 89.4 | 89.4 | 89.4 | 89.4 | 89.4
| 2.4 TOTAL (9) | 33491.524 | 33693.436 | 34782.45 | 35539.668 | 35835.368 | 34659.368 | 34659.368 | 34659.368 | 34659.368 | 34659.368 | 34659.368
3. CAPACITY BASED ON SEASONAL CLAIMED CAPABILITY (SCC) (10, 11)
| 3.1 GENERATION CLAIMED FOR CAPABILITY | 30581 | 29174 | 30933 | 31621 | 31712 | 31730 | 31747 | 31762 | 31773 | 31779 | 31784
4. RESERVES - Based on Reference Load with reduction for Passive DR
4.1 INSTALLED RESERVES - Based on CSOs of Generating Resources (line 2.1), Active DR (line 2.2.1), and Imports (line 2.3)
| 4.1.1 MW | 5069.622 | 4903.0744 | 6174.7331 | 6763.4198 | 6746.2633 | 5655.6891 | 5701.7114 | 5713.3301 | 5692.1245 | 5639.9882 | 5558.7775
| 4.1.2 % OF LOAD | 19.104 | 18.515 | 23.3383 | 25.6098 | 25.6531 | 21.5762 | 21.79 | 21.8441 | 21.7454 | 21.5034 | 21.1283
4.2 INSTALLED RESERVES - Based on Generation SCC (line 3.1), Active DR (line 2.2.1), Imports (line 2.3), and Exports (see footnote 12)
| 4.2.1 MW | 5662.655 | 4350.3074 | 6400.4881 | 6958.6848 | 7099.2423 | 6026.6681 | 6089.6904 | 6116.3091 | 6106.1035 | 6059.9672 | 5983.7565
| 4.2.2 % OF LOAD | 21.3387 | 16.4276 | 24.1916 | 26.3492 | 26.9953 | 22.9914 | 23.2727 | 23.3848 | 23.3269 | 23.1046 | 22.7436
KEY:
| 4.1.1 = 2.1 + 2.2.1 + 2.3 – 1.3 | 2016: 4.2.2 = (4.2.1 / 1.3 ) x 100
| 4.1.2 = (4.1.1 / 1.3 ) x 100 | 2016: 2.4 = 2.1 + 2.2 + 2.3
4.2.1 = (3.1 + 2.2.1 + 2.3) – 1.3
FOOTNOTES:
See Section 1.1 Footnotes on following sheet

## 1.1 Footnotes
1.1 Footnotes
-1 | Represents MW load level associated with a reference forecast having a 50% chance of being exceeded. More information on the April 2017 CELT forecast, including the high and low bandwidths, is available on the ISO-NE Website located at http://www.iso-ne.com/system-planning/system-plans-studies/celt.
-2 | Three versions of the seasonal peak load forecast are shown. The first forecast does not reflect the peak and energy savings of Passive Demand Resources (PDR) or Behind-the-Meter (BTM) PV. The second forecast shown reflects a reduction for BTM PV. The third forecast shown reflects the reductions of BTM PV and PDR. Detailed forecast documentation on the ISO-NE website includes all three versions of the forecast.
-3 | The 2016 summer peak load shown reflects weather normalization. Prior to weather normalization, the actual metered 2016 summer peak of 25,596 MW occurred on August 12, 2016 at hour ending 15:00. See Section 1.5 for actual and estimated peaks and energies. The reconstituted peak was 28,504 MW, which includes reconstitution for the load reducing action of FCM Passive Demand Resources and estimated peak load reduction resulting from behind-the-meter PV at the time of the peak.
-4 | Line 1.1.1 consists of Behind-the-Meter PV estimated summer peak load reductions as of July 1 of that year, including an 8% transmission and distribution loss gross up. Refer to Section 3.1 for more details on these values.
-5 | The passive DR shown on line 1.2.1 consists of the Qualified Capacity (QC) of existing resources and primary auction (FCA) results for new resources. These values are used by ISO-NE System Planning in their long-term Needs Assessments and Solutions Studies (see Sec. 5.2 of this report for a breakdown by Load Zone and DR type), and are different from the Capacity Supply Obligations shown on line 2.2.2. Beginning in 2021-2022, passive DR includes an ISO-NE forecast of incremental EE beyond the FCM.
-6 | The 2017 through 2020 capacity for generating and demand resources consists of the current Forward Capacity Market CSOs as of March 18, 2017, and the 2016 CSOs are based on the 2016-2017 ARA 3 results. The 2020 FCM CSO is assumed to remain in place through the end of the CELT reporting period. It is assumed that the 435 MW of Static and Dynamic De-List Bids that were cleared to leave the 2020-2021 Forward Capacity Auction will remain de-listed through the reporting period. The Citizens Block Load CSO is treated as an import rather than a generating resource.
-7 | The demand resource values are based on DR with FCM CSOs, including an 8% transmission and distribution loss gross-up. A passive DR forecast is included with the QC-based DR values on line 1.2.1, beginning in 2021.
-8 | The 2016 through 2020 imports are based on FCM import CSOs. An Administrative Export De-List of 100 MW is taken into account in the generation capability values from 2016 through 2019. That 100 MW export will remain as an Export De-List Bid in 2020. The imports beyond the 2020-2021 Capacity Commitment Period reflect only known, long-term contracts.
-9 | May not equal sum due to rounding.
-10 | The generating capability based on SCC values includes all existing ISO New England generating assets as well as projected additions and retirements. Future generating assets consist of non-FCM resources that are expected to go commercial in 2017 or 2018, and all new resources with FCM CSOs. The capabilities of the FCM resources are based on their Qualified Capacity. Also included is a forecast of non-FCM PV capacity, which is based on the nameplate PV forecast shown in Section 3.1.1, together with the assumed percentage of annual growth (37% in service by July 1), and estimated summer seasonal peak load reduction (in % of nameplate) for each year, as shown in Section 3.2.2.
-11 | The 2017 SCC value of 29,174 MW is consistent with the total capacity projected for July 1 in the Section 2.1 Generator List.
-12 | Exports consist of a 100 MW Export De-List through 2020.

## 1.2 Winter Peak
1.2 Winter Peak Capabilities and Load Forecast (MW)
|  | 16/17 | 17/18 | 18/19 | 19/20 | 20/21 | 21/22 | 22/23 | 23/24 | 24/25 | 25/26 | 26/27
ISO-NE RELIABILITY COORDINATOR AREA
1. LOAD (1, 2, 3)
| 1.1 REFERENCE - Without reductions | 22992 | 23029 | 23180 | 23318 | 23436 | 23556 | 23691 | 23830 | 23970 | 24106 | 24244
| 1.1.1 Behind-the-Meter (BTM) PV (4) | 0 | 0 | 0 | 0 | 0 | 0 | 0 | 0 | 0 | 0 | 0
| 1.2 REFERENCE - With reduction for BTM PV | 22992 | 23029 | 23180 | 23318 | 23436 | 23556 | 23691 | 23830 | 23970 | 24106 | 24244
| 1.2.1 Passive DR (PDR) used in System Planning (5) | 1652 | 1832 | 2171 | 2371 | 2787.537 | 3105.227 | 3398.37 | 3665.779 | 3906.934 | 4122.207 | 4312.056
| 1.3 REFERENCE - With reduction for BTM PV and PDR | 21340 | 21197 | 21009 | 20947 | 20648.463 | 20450.773 | 20292.63 | 20164.221 | 20063.066 | 19983.793 | 19931.944
2. CAPACITY BASED ON FCM OBLIGATIONS
| 2.1 GENERATING RESOURCES (6) | 30177.631 | 29994.869 | 31321.879 | 31974.752 | 31632.629 | 31632.629 | 31632.629 | 31632.629 | 31632.629 | 31632.629 | 31632.629
| 2.2 DEMAND RESOURCES (6, 7) | 2426.833 | 2702.546 | 2698.908 | 2738.162 | 3197.582 | 3197.582 | 3197.582 | 3197.582 | 3197.582 | 3197.582 | 3197.582
| 2.2.1 ACTIVE DR | 543.1 | 387.909 | 548.713 | 371.379 | 414.292 | 414.292 | 414.292 | 414.292 | 414.292 | 414.292 | 414.292
| 2.2.2 PASSIVE DR | 1883.733 | 2314.637 | 2150.195 | 2366.783 | 2783.29 | 2783.29 | 2783.29 | 2783.29 | 2783.29 | 2783.29 | 2783.29
| 2.3 IMPORTS (8) | 1137.202 | 1331.898 | 1017 | 1068.8 | 1265.4 | 91.2 | 91.2 | 91.2 | 91.2 | 91.2 | 91.2
| 2.4 TOTAL (9) | 33741.666 | 34029.313 | 35037.787 | 35781.714 | 36095.611 | 34921.411 | 34921.411 | 34921.411 | 34921.411 | 34921.411 | 34921.411
3. CAPACITY BASED ON SEASONAL CLAIMED CAPABILITY (SCC) (10)
| 3.1 GENERATION CLAIMED FOR CAPABILITY | 33045.165 | 32330.885 | 33418.185 | 34204.319 | 34323.178 | 34323.178 | 34323.178 | 34323.178 | 34323.178 | 34323.178 | 34323.178
4. RESERVES - Based on Reference Load with reduction for Passive DR
4.1 INSTALLED RESERVES - Based on CSOs of Generating Resources (line 2.1), Active DR (line 2.2.1), and Imports (line 2.3)
| 4.1.1 MW | 10517.933 | 10517.676 | 11878.592 | 12467.931 | 12663.858 | 11687.348 | 11845.491 | 11973.9 | 12075.055 | 12154.328 | 12206.177
| 4.1.2 % OF LOAD | 49.2874 | 49.6187 | 56.5405 | 59.5213 | 61.3308 | 57.1487 | 58.3734 | 59.3819 | 60.1855 | 60.8209 | 61.2393
4.2 INSTALLED RESERVES - Based on Generation SCC (line 3.1), Active DR (line 2.2.1), Imports (line 2.3), and Exports (see footnote 11)
| 4.2.1 MW | 13285.467 | 12753.692 | 13874.898 | 14597.498 | 15354.407 | 14377.897 | 14536.04 | 14664.449 | 14765.604 | 14844.877 | 14896.726
| 4.2.2 % OF LOAD | 62.2562 | 60.1674 | 66.0426 | 69.6878 | 74.361 | 70.3049 | 71.6321 | 72.7251 | 73.5959 | 74.2846 | 74.7379
KEY:
| 4.1.1 = 2.1 + 2.2.1 + 2.3 – 1.3 | 16/17: 4.2.2 = (4.2.1 / 1.3 ) x 100
| 4.1.2 = (4.1.1 / 1.3 ) x 100 | 16/17: 2.4 = 2.1 + 2.2 + 2.3
4.2.1 = (3.1 + 2.2.1 + 2.3) – 1.3
FOOTNOTES:
See Section 1.2 Footnotes on following sheet

## 1.2 Footnotes
1.2 Footnotes
-1 | Represents MW load level associated with a reference forecast having a 50% chance of being exceeded. More information on the April 2017 CELT forecast, including the high and low bandwidths, is available on the ISO-NE Website located at http://www.iso-ne.com/system-planning/system-plans-studies/celt.
-2 | Two versions of the seasonal peak load forecast are shown. The first forecast does not reflect the peak and energy savings of the passive demand resources. The second forecast shown reflects a reduction for that passive DR. Detailed forecast documentation on the ISO-NE website includes both the original CELT forecast and the forecast minus passive demand resources.
-3 | The 2016/17 winter peak load shown reflects weather normalization. Prior to weather normalization, the actual metered 2016/17 winter peak of 19,581 MW occurred on December 15, 2016 at hour ending 18:00. See Section 1.5 for actual and estimated peaks and energies. The reconstituted (for the load reducing action of FCM Passive Demand Resources) peak of 22,185 MW occurred on December 15, 2016 at hour ending 18:00.
-4 | Behind-the-Meter PV is assumed to be zero during the winter peak.
-5 | The passive DR shown on line 1.2.1 consists of the Qualified Capacity (QC) of existing resources and primary auction (FCA) results for new resources. These values are used by ISO-NE System Planning in their long-term Needs Assessments and Solutions Studies (see Sec. 5.2 of this report for a breakdown by Load Zone and DR type), and are different from the Capacity Supply Obligations shown on line 2.2.2. Beginning in 2021/22, passive DR includes an ISO-NE forecast of incremental EE beyond the FCM.
-6 | The 2017/18 through 2020/21 capacity for generating and demand resources consists of the Forward Capacity Market CSOs current as of March 18, 2017, and the 2016/17 CSOs are based on the ARA 3 results. The 2020/21 FCM CSO is assumed to remain in place through the end of the CELT reporting period. It is assumed that the 435 MW of Static and Dynamic De-List Bids that were cleared to leave the 2020-2021 Forward Capacity Auction will remain de-listed through the reporting period. The Citizens Block Load CSO is treated as an import rather than a generating resource.
-7 | The demand resource values are based on DR with FCM CSOs, including an 8% transmission and distribution loss gross-up. A passive DR forecast is included with the QC-based DR values on line 1.2.1, beginning in 2020/21.
-8 | The 2016/17 through 2020/21 imports are based on FCM import CSOs. An Administrative Export De-List of 100 MW is taken into account in the generation capability values from 2016/17 through 2019/20. That 100 MW export will remain as an Export De-List Bid in 2020/21. The imports beyond the 2020/21 Capacity Commitment Period reflect only known, long-term contracts.
-9 | May not equal sum due to rounding.
-10 | The generating capability based on SCC values includes all existing ISO New England generating assets as well as projected additions and retirements. Future generating assets consist of non-FCM resources that are expected to go commercial in 2017 or 2018, and all new resources with FCM CSOs. The capabilities of the FCM resources are based on their Qualified Capacity.
-11 | Exports consist of a 100 MW Export De-List through 2020/21.

## 1.3 Summer by Fuel-Unit Type
1.3 - Summary Summer Capability by Fuel/Unit Type (MW) (1)
|  | 2016 | 2017 | 2018 | 2019 | 2020 | 2021 | 2022 | 2023 | 2024 | 2025 | 2026
| NUCLEAR STEAM | 4009.806 | 4007.819 | 4024.194 | 3346.91 | 3343.908 | 3343.908 | 3343.908 | 3343.908 | 3343.908 | 3343.908 | 3343.908
| HYDRO (DAILY CYCLE - PONDAGE) | 338.349 | 340.126 | 339.088 | 339.774 | 339.774 | 339.774 | 339.774 | 339.774 | 339.774 | 339.774 | 339.774
| HYDRO (DAILY CYCLE - RUN OF RIVER) | 261.399 | 252.435 | 277.42 | 239.436 | 248.054 | 248.054 | 248.054 | 248.054 | 248.054 | 248.054 | 248.054
| HYDRO (WEEKLY CYCLE) | 867.593 | 876.169 | 874.683 | 872.051 | 866.735 | 866.735 | 866.735 | 866.735 | 866.735 | 866.735 | 866.735
| HYDRO (PUMPED STORAGE) | 1677.098 | 1682.069 | 1670.037 | 1665.191 | 1667.363 | 1667.363 | 1667.363 | 1667.363 | 1667.363 | 1667.363 | 1667.363
| GAS COMBINED CYCLE | 8282.783 | 8806.299 | 9553.785 | 10091.619 | 10202.124 | 10202.124 | 10202.124 | 10202.124 | 10202.124 | 10202.124 | 10202.124
| GAS/OIL COMBINED CYCLE | 3956.801 | 4332.835 | 4305.622 | 4274.721 | 4415.776 | 4415.776 | 4415.776 | 4415.776 | 4415.776 | 4415.776 | 4415.776
| GAS COMBUSTION (GAS) TURBINE | 218.64 | 227.49 | 517.29 | 1334.935 | 1335.29 | 1335.29 | 1335.29 | 1335.29 | 1335.29 | 1335.29 | 1335.29
| GAS/OIL COMBUSTION (GAS) TURBINE | 541.919 | 556.098 | 552.059 | 548.774 | 545.537 | 545.537 | 545.537 | 545.537 | 545.537 | 545.537 | 545.537
| OIL COMBUSTION (GAS) TURBINE | 1695.183 | 1692.347 | 1697.172 | 1709.501 | 1696.097 | 1696.097 | 1696.097 | 1696.097 | 1696.097 | 1696.097 | 1696.097
| COAL STEAM | 1947.251 | 926.851 | 921.877 | 916.864 | 916.746 | 916.746 | 916.746 | 916.746 | 916.746 | 916.746 | 916.746
| GAS/OIL STEAM | 2831.295 | 2485.376 | 2496.967 | 2489.974 | 2489.974 | 2489.974 | 2489.974 | 2489.974 | 2489.974 | 2489.974 | 2489.974
| OIL STEAM | 2127.62 | 2215.751 | 2197.661 | 2192.249 | 2041.369 | 2041.369 | 2041.369 | 2041.369 | 2041.369 | 2041.369 | 2041.369
| GAS INTERNAL COMBUSTION | 5 | 4.871 | 4.871 | 4.871 | 4.743 | 4.743 | 4.743 | 4.743 | 4.743 | 4.743 | 4.743
| GAS/OIL INTERNAL COMBUSTION | 9.495 | 9.495 | 9.495 | 9.495 | 9.495 | 9.495 | 9.495 | 9.495 | 9.495 | 9.495 | 9.495
| OIL INTERNAL COMBUSTION | 115.568 | 115.505 | 111.534 | 110.141 | 104.673 | 104.673 | 104.673 | 104.673 | 104.673 | 104.673 | 104.673
| BIO/REFUSE | 897.047 | 948.446 | 902.09 | 962.298 | 905.499 | 905.499 | 905.499 | 905.499 | 905.499 | 905.499 | 905.499
| WIND TURBINE | 79.48 | 121.871 | 115.699 | 134.576 | 137.18 | 137.18 | 137.18 | 137.18 | 137.18 | 137.18 | 137.18
| GAS FUEL CELL | 20.594 | 20.294 | 15.554 | 20.594 | 22.694 | 22.694 | 22.694 | 22.694 | 22.694 | 22.694 | 22.694
| PHOTOVOLTAIC | 5.046 | 4.62 | 20.147 | 61.761 | 65.99 | 65.99 | 65.99 | 65.99 | 65.99 | 65.99 | 65.99
SUBTOTAL ISO-NE RELIABILITY COORDINATOR AREA CAPACITY (2, 4) |  | 29887.967 | 29626.767 | 30607.245 | 31325.735 | 31359.021 | 31359.021 | 31359.021 | 31359.021 | 31359.021 | 31359.021 | 31359.021
| DEMAND RESOURCES (2) | 2441.355 | 2690.671 | 2696.205 | 2734.133 | 3210.947 | 3210.947 | 3210.947 | 3210.947 | 3210.947 | 3210.947 | 3210.947
| IMPORTS (3) | 1162.202 | 1375.998 | 1479 | 1479.8 | 1265.4 | 89.4 | 89.4 | 89.4 | 89.4 | 89.4 | 89.4
TOTAL ISO-NE RELIABILITY COORDINATOR AREA CAPACITY (4) |  | 33491.524 | 33693.436 | 34782.45 | 35539.668 | 35835.368 | 34659.368 | 34659.368 | 34659.368 | 34659.368 | 34659.368 | 34659.368
FOOTNOTES:
-1 | Gas/oil units are not necessarily fully operable on both fuels.
-2 | The 2016 through 2020 capacity values consist of the Forward Capacity Market CSOs current as of March 18, 2017. The 2020 FCM CSO is assumed to remain in place through the end of the CELT reporting period. It is assumed that the 435 MW of Static and Dynamic De-List Bids that were cleared to leave the 2020/21 Forward Capacity Auction will remain de-listed through the reporting period.
-3 | Imports are from entities outside the ISO-NE Reliability Coordinator area boundary. The 2016 through 2020 imports are based on FCM import CSOs. An Export De-List of 100 MW is taken into account in the generation capability values through 2020. The imports beyond the 2019/20 Capacity Commitment Period reflect only known, long-term contracts.
-4 | May not equal sum due to rounding.

## 1.4 Winter by Fuel-Unit Type
1.4 - Summary Winter Capability by Fuel/Unit Type (MW) (1)
|  | 16/17 | 17/18 | 18/19 | 19/20 | 20/21 | 21/22 | 22/23 | 23/24 | 24/25 | 25/26 | 26/27
| NUCLEAR STEAM | 4009.773 | 4007.819 | 4024.194 | 3346.91 | 3343.908 | 3343.908 | 3343.908 | 3343.908 | 3343.908 | 3343.908 | 3343.908
| HYDRO (DAILY CYCLE - PONDAGE) | 338.945 | 340.812 | 340.093 | 339.774 | 339.774 | 339.774 | 339.774 | 339.774 | 339.774 | 339.774 | 339.774
| HYDRO (DAILY CYCLE - RUN OF RIVER) | 384.012 | 417.698 | 438.077 | 411.226 | 396.168 | 396.168 | 396.168 | 396.168 | 396.168 | 396.168 | 396.168
| HYDRO (WEEKLY CYCLE) | 859.864 | 874.905 | 872.618 | 853.715 | 866.623 | 866.623 | 866.623 | 866.623 | 866.623 | 866.623 | 866.623
| HYDRO (PUMPED STORAGE) | 1676.779 | 1659.72 | 1670.037 | 1654.592 | 1667.363 | 1667.363 | 1667.363 | 1667.363 | 1667.363 | 1667.363 | 1667.363
| GAS COMBINED CYCLE | 8285.159 | 8873.036 | 9970.808 | 10369.477 | 10220.402 | 10220.402 | 10220.402 | 10220.402 | 10220.402 | 10220.402 | 10220.402
| GAS/OIL COMBINED CYCLE | 3982.648 | 4335.211 | 4312.622 | 4359.721 | 4415.776 | 4415.776 | 4415.776 | 4415.776 | 4415.776 | 4415.776 | 4415.776
| GAS COMBUSTION (GAS) TURBINE | 220.991 | 233.85 | 523.36 | 1334.935 | 1335.29 | 1335.29 | 1335.29 | 1335.29 | 1335.29 | 1335.29 | 1335.29
| GAS/OIL COMBUSTION (GAS) TURBINE | 541.919 | 556.098 | 552.059 | 548.774 | 545.537 | 545.537 | 545.537 | 545.537 | 545.537 | 545.537 | 545.537
| OIL COMBUSTION (GAS) TURBINE | 1718.728 | 1713.71 | 1738.6 | 1769.716 | 1707.205 | 1707.205 | 1707.205 | 1707.205 | 1707.205 | 1707.205 | 1707.205
| COAL STEAM | 1947.251 | 926.851 | 921.877 | 916.864 | 916.746 | 916.746 | 916.746 | 916.746 | 916.746 | 916.746 | 916.746
| GAS/OIL STEAM | 2831.295 | 2485.376 | 2481.27 | 2478.949 | 2478.949 | 2478.949 | 2478.949 | 2478.949 | 2478.949 | 2478.949 | 2478.949
| OIL STEAM | 2127.62 | 2215.751 | 2197.661 | 2192.249 | 2041.369 | 2041.369 | 2041.369 | 2041.369 | 2041.369 | 2041.369 | 2041.369
| GAS INTERNAL COMBUSTION | 5 | 4.871 | 4.871 | 4.871 | 4.743 | 4.743 | 4.743 | 4.743 | 4.743 | 4.743 | 4.743
| GAS/OIL INTERNAL COMBUSTION | 9.495 | 9.495 | 9.495 | 9.495 | 9.495 | 9.495 | 9.495 | 9.495 | 9.495 | 9.495 | 9.495
| OIL INTERNAL COMBUSTION | 115.568 | 115.505 | 111.534 | 110.141 | 104.673 | 104.673 | 104.673 | 104.673 | 104.673 | 104.673 | 104.673
| BIO/REFUSE | 902.03 | 958.083 | 912.793 | 972.915 | 914.602 | 914.602 | 914.602 | 914.602 | 914.602 | 914.602 | 914.602
| WIND TURBINE | 199.961 | 245.784 | 224.356 | 279.834 | 301.312 | 301.312 | 301.312 | 301.312 | 301.312 | 301.312 | 301.312
| GAS FUEL CELL | 20.594 | 20.294 | 15.554 | 20.594 | 22.694 | 22.694 | 22.694 | 22.694 | 22.694 | 22.694 | 22.694
| PHOTOVOLTAIC | -0.001 | 0 | 0 | 0 | 0 | 0 | 0 | 0 | 0 | 0 | 0
SUBTOTAL ISO-NE RELIABILITY COORDINATOR AREA CAPACITY (2, 4) |  | 30177.631 | 29994.869 | 31321.879 | 31974.752 | 31632.629 | 31632.629 | 31632.629 | 31632.629 | 31632.629 | 31632.629 | 31632.629
| DEMAND RESOURCES (2) | 2426.833 | 2702.546 | 2698.908 | 2738.162 | 3197.582 | 3197.582 | 3197.582 | 3197.582 | 3197.582 | 3197.582 | 3197.582
| IMPORTS (3) | 1137.202 | 1331.898 | 1017 | 1068.8 | 1265.4 | 91.2 | 91.2 | 91.2 | 91.2 | 91.2 | 91.2
TOTAL ISO-NE RELIABILITY COORDINATOR AREA CAPACITY (4) |  | 33741.666 | 34029.313 | 35037.787 | 35781.714 | 36095.611 | 34921.411 | 34921.411 | 34921.411 | 34921.411 | 34921.411 | 34921.411
FOOTNOTES:
-1 | Gas/oil units are not necessarily fully operable on both fuels.
-2 | The 2016/17 through 2020/21 capacity values consist of the Forward Capacity Market CSOs as of March 18, 2017. The 2020/21 FCM CSO is assumed to remain in place through the end of the CELT reporting period. It is assumed that the 435 MW of Static and Dynamic De-List Bids that were cleared to leave the 2020/21 Forward Capacity Auction will remain de-listed through the reporting period.
-3 | Imports are from entities outside the ISO-NE Reliability Coordinator Area boundary. The 2016/17 through 2020/21 imports are based on FCM import CSOs. An Export De-List of 100 MW is taken into account in the generation capability values through 2020/21. The imports beyond the 2020/21 Capacity Commitment Period reflect only known, long-term contracts.
-4 | May not equal sum due to rounding.

## 1.5.1 Peak Loads
1.5.1 - Actual and Forecasted Peak Loads (1)
2016 ACTUAL
MONTHLY PEAK LOAD - MW |  | JAN |  | FEB |  | MAR |  | APR | MAY | JUN | JUL | AUG | SEP | OCT | NOV | DEC
| Without reductions | 21865.6 |  | 21962.5 |  | 19730 |  | 19139.4 | 21567 | 22610.7 | 27101.9 | 28503.7 | 25701.4 | 18488 | 19712 | 22185
| Reduced for BTM PV (2) | 21865.6 |  | 21955 |  | 19730 |  | 19132.5 | 21253 | 22133 | 26596 | 27787 | 25320 | 18488 | 19712 | 22185
| Reduced for BTM PV and PDR | 19451 |  | 19561 |  | 17341 |  | 16963 | 19029 | 19966 | 24416 | 25596 | 23142 | 16298 | 17517 | 19581
2017 FORECAST
MONTHLY PEAK LOAD - MW |  | JAN |  | FEB |  | MAR |  | APR | MAY | JUN | JUL | AUG | SEP | OCT | NOV | DEC
| Without reductions | 22165 | A | 20753 | A | 20082 | A | 17884 | 20291 | 25360 | 29146 | 29146 | 23790 | 18570 | 20117 | 23029
| Reduced for BTM PV (2) | 22165 | A | 20753 | A | 20082 | A | 17884 | 19733.7946 | 24794.644 | 28570.6316 | 28559.1879 | 23192.3816 | 18570 | 20117 | 23029
| Reduced for BTM PV and PDR | 19570 | A | 18130 | A | 17453 | A | 15795 | 17644.7946 | 22705.644 | 26481.6316 | 26470.1879 | 21103.3816 | 16481 | 18028 | 21197
2018 FORECAST
MONTHLY PEAK LOAD - MW |  | JAN |  | FEB |  | MAR |  | APR | MAY | JUN | JUL | AUG | SEP | OCT | NOV | DEC
| Without reductions | 23029 |  | 22167 |  | 21391 |  | 17995 | 20465 | 25625 | 29454 | 29454 | 24028 | 18655 | 20227 | 23180
| Reduced for BTM PV (2) | 23029 |  | 22167 |  | 21391 |  | 17995 | 19789.5302 | 24942.7929 | 28763.5209 | 28754.0722 | 23319.1558 | 18655 | 20227 | 23180
| Reduced for BTM PV and PDR | 21197 |  | 20335 |  | 19559 |  | 15689 | 17483.5302 | 22636.7929 | 26457.5209 | 26448.0722 | 21013.1558 | 16349 | 17921 | 21009
[10 empty] | ANNUAL | [5 empty] | CAGR (3)
SUMMER PEAK - MW |  | 2016 |  | 2017 |  | 2018 |  | 2019 | 2020 | 2021 | 2022 | 2023 | 2024 | 2025 | 2026 | 2017 to 2026
| Without reductions | 28504 | A | 29146 |  | 29454 |  | 29753 | 30039 | 30327 | 30623 | 30923 | 31223 | 31521 | 31820 | 0.98008
| Reduced for BTM PV | 27787 | A | 28570.6316 |  | 28763.5209 |  | 28970.4652 | 29191.2217 | 29435.5209 | 29693.7466 | 29959.6669 | 30231.1635 | 30506.7278 | 30784.9795 | 0.83287
| Reduced for BTM PV and PDR | 25596 | A | 26481.6316 |  | 26457.5209 |  | 26409.4652 | 26298.0857 | 26212.6599 | 26166.6376 | 26155.0189 | 26176.2245 | 26228.3608 | 26309.5715 | -0.072402
WINTER PEAK - MW (4)
| Without reductions | 22185 | A | 23029 |  | 23180 |  | 23318 | 23436 | 23556 | 23691 | 23830 | 23970 | 24106 | 24244 | 0.92699
| Reduced for BTM PV | 22185 | A | 23029 |  | 23180 |  | 23318 | 23436 | 23556 | 23691 | 23830 | 23970 | 24106 | 24244 | 0.92699
| Reduced for BTM PV and PDR | 19581 | A | 21197 |  | 21009 |  | 20947 | 20648.463 | 20450.773 | 20292.63 | 20164.221 | 20063.066 | 19983.793 | 19931.944 | 0.2265
FOOTNOTES:
A | = ACTUAL
-1 | Recognizing that the seasonal peaks usually occur within a few months of the year, the forecasted monthly peaks of July and August have been replaced by the summer peak, and December and January have been replaced by the winter peak.
-2 | Actual BTM PV output is typically zero at the time of the peak during winter months, since these peaks typically occur after sunset. Forecast values for BTM PV are therefore assumed to be zero for all months other than May-September
-3 | Compound Annual Growth Rate (%).
-4 | Winter beginning in December of the year shown.

## 1.5.2 Energy
1.5.2 - Actual and Forecasted Energy
2016 ACTUAL
MONTHLY NET ENERGY - GWH |  | JAN |  | FEB |  | MAR |  | APR | MAY | JUN | JUL | AUG | SEP | OCT | NOV | DEC
| Without reductions | 12434.0181 |  | 11483.8357 |  | 11312.2336 |  | 10417.1344 | 10720.0108 | 11387.1734 | 13665.58 | 13937.4842 | 11245.3094 | 10733.7007 | 10664.5403 | 12340.1895
| Reduced for BTM PV | 12370.9018 |  | 11408.387 |  | 11181.31 |  | 10259.1359 | 10558.764 | 11194.226 | 13472.772 | 13749.319 | 11097.898 | 10617.707 | 10580.234 | 12269.865
| Reduced for BTM PV and PDR | 11015.134 |  | 10126.343 |  | 9819.321 |  | 9019.682 | 9432.816 | 10175.628 | 12386.675 | 12642.055 | 10164.418 | 9356.468 | 9403.088 | 10840.157
2017 FORECAST
MONTHLY NET ENERGY - GWH |  | JAN |  | FEB |  | MAR |  | APR | MAY | JUN | JUL | AUG | SEP | OCT | NOV | DEC
| Without reductions | 12721.3557 | A | 10786 | A | 11878 | A | 10266.7765 | 10723.6712 | 11578.4159 | 13972.5444 | 13362.4142 | 11370.353 | 10642.1331 | 10827.7027 | 12043.7456
| Reduced for BTM PV | 12164 | A | 10786 | A | 11878 | A | 10070.0647 | 10519.7 | 11363.3659 | 13748.3177 | 13135.4755 | 11177.9462 | 10497.7267 | 10714.7034 | 11971.8047
| Reduced for BTM PV and PDR | 10689 | A | 9404 | A | 10386 | A | 9087.7936 | 9634.0239 | 10548.8842 | 12854.7503 | 12215.7433 | 10399.3177 | 9463.0555 | 9774.9763 | 10730.3712
2018 FORECAST
MONTHLY NET ENERGY - GWH |  | JAN |  | FEB |  | MAR |  | APR | MAY | JUN | JUL | AUG | SEP | OCT | NOV | DEC
| Without reductions | 12856.6382 |  | 11609.1934 |  | 11711.4895 |  | 10375.9563 | 10837.7098 | 11701.5441 | 14121.1324 | 13504.5139 | 11491.2686 | 10755.3046 | 10942.8476 | 12171.8223
| Reduced for BTM PV | 12757.9414 |  | 11506.2944 |  | 11522.3136 |  | 10126.1905 | 10579.9621 | 11431.0422 | 13840.6343 | 13222.3493 | 11253.3716 | 10577.5551 | 10804.4161 | 12084.0388
| Reduced for BTM PV and PDR | 11483.1353 |  | 10282.3928 |  | 10213.6854 |  | 9030.3679 | 9591.9009 | 10522.4056 | 12843.7695 | 12196.2951 | 10384.7328 | 9423.2747 | 9756.0554 | 10699.0942
[10 empty] | ANNUAL | [5 empty] | CAGR (3)
NET ANNUAL ENERGY - GWH (1, 2) |  | 2016 |  | 2017 |  | 2018 |  | 2019 | 2020 | 2021 | 2022 | 2023 | 2024 | 2025 | 2026 | 2017 to 2026
| Without reductions | 140341.2101 | A | 140583 |  | 142078 |  | 143447 | 144611 | 145799 | 147127 | 148507 | 149884 | 151233 | 152593 | 0.91501
| Reduced for BTM PV | 138760.5197 | A | 138688.8945 |  | 139704.6888 |  | 140647.3642 | 141478.4891 | 142418.4287 | 143518.2441 | 144676.892 | 145856.6659 | 147048.3917 | 148254.8777 | 0.74386
| Reduced for BTM PV and PDR | 124381.785 | A | 126785.8945 |  | 126425.6888 |  | 125736.3642 | 124440.4491 | 122977.1787 | 121859.1341 | 120994.292 | 120348.9559 | 119910.9417 | 119679.8977 | -0.63883
FOOTNOTES:
A | = ACTUAL
-1 | May not equal sum due to rounding.
-2 | The Net Annual Energy does not include a reduction for Passive DR. With a reduction for PDR, the CAGR would be -0.2%. Refer to the ISO website for the full forecast details: http://www.iso-ne.com/system-planning/system-plans-studies/celt
-3 | Compound Annual Growth Rate (%).

## 1.6 Frcst Distributions
1.6 - Seasonal Peak Load Forecast Distributions (Forecast is Reference with reduction for BTM PV)
|  |  | Peak Load Forecast at Milder Than Expected Weather |  |  |  | Reference Forecast at Expected Weather | Peak Load Forecast at More Extreme Than Expected Weather
| Summer (MW) | 2017 | 27147.6316 | 27408.6316 | 27747.6316 | 28145.6316 | 28570.6316 | 29036.6316 | 29510.6316 | 30176.6316 | 30953.6316 | 31640.6316
|  | 2018 | 27318.5209 | 27583.5209 | 27927.5209 | 28331.5209 | 28763.5209 | 29236.5209 | 29717.5209 | 30394.5209 | 31182.5209 | 31879.5209
|  | 2019 | 27503.4652 | 27773.4652 | 28122.4652 | 28532.4652 | 28970.4652 | 29450.4652 | 29938.4652 | 30626.4652 | 31426.4652 | 32134.4652
|  | 2020 | 27702.2217 | 27976.2217 | 28330.2217 | 28746.2217 | 29191.2217 | 29678.2217 | 30174.2217 | 30871.2217 | 31683.2217 | 32401.2217
|  | 2021 | 27924.5209 | 28202.5209 | 28561.5209 | 28983.5209 | 29435.5209 | 29929.5209 | 30431.5209 | 31139.5209 | 31963.5209 | 32692.5209
|  | 2022 | 28161.7466 | 28443.7466 | 28807.7466 | 29235.7466 | 29693.7466 | 30195.7466 | 30704.7466 | 31422.7466 | 32258.7466 | 32997.7466
|  | 2023 | 28405.6669 | 28691.6669 | 29061.6669 | 29495.6669 | 29959.6669 | 30468.6669 | 30985.6669 | 31713.6669 | 32561.6669 | 33310.6669
|  | 2024 | 28655.1635 | 28945.1635 | 29320.1635 | 29760.1635 | 30231.1635 | 30747.1635 | 31271.1635 | 32009.1635 | 32869.1635 | 33629.1635
|  | 2025 | 28909.7278 | 29202.7278 | 29583.7278 | 30029.7278 | 30506.7278 | 31029.7278 | 31561.7278 | 32309.7278 | 33181.7278 | 33951.7278
|  | 2026 | 29165.9795 | 29462.9795 | 29848.9795 | 30300.9795 | 30784.9795 | 31314.9795 | 31853.9795 | 32611.9795 | 33495.9795 | 34276.9795
|  | WTHI (1) | 78.49 | 78.73 | 79 | 79.39 | 79.88 | 80.3 | 80.72 | 81.14 | 81.96 | 82.33
|  | Dry-Bulb Temperature (2) | 88.5 | 88.9 | 89.2 | 89.9 | 90.2 | 91.2 | 92.2 | 92.9 | 94.2 | 95.4
| Probability of Forecast Being Exceeded |  | 90% | 80% | 70% | 60% | 50% | 40% | 30% | 20% | 10% | 5%
| Winter (MW) | 2017/18 | 22589 | 22712 | 22809 | 22874 | 23029 | 23185 | 23360 | 23466 | 23727 | 24107
|  | 2018/19 | 22740 | 22863 | 22960 | 23025 | 23180 | 23337 | 23511 | 23617 | 23878 | 24258
|  | 2019/20 | 22878 | 23002 | 23099 | 23164 | 23318 | 23475 | 23650 | 23756 | 24017 | 24397
|  | 2020/21 | 22996 | 23120 | 23217 | 23281 | 23436 | 23593 | 23767 | 23874 | 24135 | 24514
|  | 2021/22 | 23116 | 23240 | 23337 | 23402 | 23556 | 23713 | 23888 | 23994 | 24255 | 24635
|  | 2022/23 | 23251 | 23374 | 23471 | 23536 | 23691 | 23848 | 24022 | 24128 | 24389 | 24769
|  | 2023/24 | 23390 | 23514 | 23611 | 23676 | 23830 | 23987 | 24162 | 24268 | 24529 | 24909
|  | 2024/25 | 23530 | 23653 | 23750 | 23815 | 23970 | 24127 | 24301 | 24407 | 24668 | 25048
|  | 2025/26 | 23666 | 23790 | 23887 | 23952 | 24106 | 24263 | 24437 | 24544 | 24805 | 25185
|  | 2026/27 | 23804 | 23927 | 24024 | 24089 | 24244 | 24401 | 24575 | 24681 | 24942 | 25322
|  | Dry-Bulb Temperature (3) | 10.72 | 9.66 | 8.84 | 8.3 | 7.03 | 5.77 | 4.4 | 3.58 | 1.61 | -1.15
FOOTNOTES:
-1 | WTHI - a three-day weighted temperature-humidity index for eight New England weather stations. It is the weather variable used in producing the summer peak load forecast. For more information on the weather variables see http://www.iso-ne.com/system-planning/system-plans-studies/celt.
-2 | Dry-bulb temperature (in degrees Fahrenheit) shown in the summer season is for informational purposes only.
-3 | Dry-bulb temperature (in degrees Fahrenheit) shown in the winter season is a weighted value from eight New England weather stations.

## 2.1 Generator List
2.1 Generator List with Existing and Expected Seasonal Claimed Capability (SCC)
- Generator Information as of January 1, 2017
- Summer and Winter SCC as of January 1, 2017, and as of the 2016/17 Winter and 2017 Summer Peaks
- Generators In-Service as of 4/1/2017
As of Jan. 2017 SCC Report
ASSET ID | ASSET NAME | RE-SOURCE ID | RESOURCE NAME | GEN TYPE ID | PRIM FUEL TYPE | ALT FUEL TYPE | FUEL GEN TYPE DESC | IN-SERVICE DATE | LEAD PARTICIPANT NAME | LEAD PARTICI-PANT ACRONYM | STATE | FIPS COUNTY | RSP AREA | LOAD ZONE NAME | EIA PLANT NUMBER | NAMEPLATE (MW) | WINTER SCC (MW) | SUMMER SCC (MW) | ACTUAL WINTER PEAK SCC DEC 15, 2016 | EXPECTED SUMMER PEAK SCC JUL 1, 2017 | Change in Expected Summer SCC from 8/1/16 (2)
253 | TURNKEY LANDFILL | 253 | TURNKEY LANDFILL | IC | LFG |  | BIO/REFUSE | 1992-03-01 05:00 | Public Service Company of New Hampshire | PSNH | NH | 017 | NH | NH | 54663 | 3 | 0.71 | 0.709 | 0.71 | 0.709 | 0.001
321 | MANCHESTER 10/10A CC | 321 | MANCHESTER 10 10A CC | CC | NG | DFO | GAS/OIL COMBINED CYCLE | 1995-11-15 05:00 | Dominion Energy Marketing, Inc. | DEM | RI | 007 | RI | RI | 3236 | 170.1995 | 170 | 157.421 | 170 | 157.421 | 0
322 | MANCHESTER 11/11A CC | 322 | MANCHESTER 11 11A CC | CC | NG | DFO | GAS/OIL COMBINED CYCLE | 1995-10-01 04:00 | Dominion Energy Marketing, Inc. | DEM | RI | 007 | RI | RI | 3236 | 170.1995 | 170 | 158.658 | 170 | 158.658 | 0
323 | MANCHESTER 9/9A CC | 323 | MANCHESTER 9 9A CC | CC | NG | DFO | GAS/OIL COMBINED CYCLE | 1995-11-14 05:00 | Dominion Energy Marketing, Inc. | DEM | RI | 007 | RI | RI | 3236 | 170.1995 | 170 | 155.912 | 170 | 155.912 | 0.06
324 | CDECCA | 324 | CDECCA | CC | NG | DFO | GAS/OIL COMBINED CYCLE | 1988-11-01 05:00 | Pawtucket Power Holding Company LLC | PPH | CT | 003 | CT | CT | 50498 | 62.624 | 61.334 | 51.685 | 61.334 | 51.685 | 1.593
326 | ALTRESCO | 326 | ALTRESCO | CC | NG | DFO | GAS/OIL COMBINED CYCLE | 1990-09-01 04:00 | Pawtucket Power Holding Company LLC | PPH | MA | 003 | WMA | WCMA | 50002 | 160.088 | 182.982 | 144.599 | 182.982 | 144.599 | -0.858
327 | AMOSKEAG | 327 | AMOSKEAG | HDP | WAT |  | HYDRO (DAILY CYCLE - PONDAGE) | 1922-01-01 05:00 | Public Service Company of New Hampshire | PSNH | NH | 011 | NH | NH | 2354 | 15 | 17.5 | 17.041 | 17.5 | 17.041 | 0
328 | GULF ISLAND COMPOSITE | 328 | GULF ISLAND COMPOSITE Incremental | HW | WAT |  | HYDRO (WEEKLY CYCLE) | 1926-01-01 05:00 | Brookfield White Pine Hydro LLC | FPLEMH | ME | 001 | ME | ME | 1480 | 39.4618 | 33.44 | 29.795 | 33.44 | 29.795 | -3.645
329 | ASCUTNEY GT | 329 | ASCUTNEY GT | GT | DFO |  | OIL COMBUSTION (GAS) TURBINE | 1961-11-01 05:00 | Green Mountain Power Corporation | GMP | VT | 027 | VT | VT | 3708 | 11.4997 | 12.581 | 8.646 | 12.581 | 8.646 | 0.387
330 | AYERS ISLAND | 330 | AYERS ISLAND | HDP | WAT |  | HYDRO (DAILY CYCLE - PONDAGE) | 1925-01-01 05:00 | Public Service Company of New Hampshire | PSNH | NH | 009 | NH | NH | 2355 | 7.2 | 8.943 | 8.29 | 8.943 | 8.29 | 0
331 | AZISCOHOS HYDRO | 331 | AZISCOHOS HYDRO | HDP | WAT |  | HYDRO (DAILY CYCLE - PONDAGE) | 1988-07-01 04:00 | Brookfield Energy Marketing, LP | BEMLP | ME | 019 | ME | ME | 50999 | 6.777 | 6.645 | 6.645 | 6.645 | 6.645 | 0
335 | BELLOWS FALLS | 335 | BELLOWS FALLS | HDP | WAT |  | HYDRO (DAILY CYCLE - PONDAGE) | 1928-01-01 05:00 | TransCanada Hydro Northeast Inc | TCHN | VT | 025 | VT | NH | 3745 | 45.9 | 47.216 | 47.216 | 47.216 | 47.216 | 0
336 | BERLIN 1 GT | 336 | BERLIN 1 GT | GT | KER |  | OIL COMBUSTION (GAS) TURBINE | 1972-01-01 05:00 | Green Mountain Power Corporation | GMP | VT | 023 | VT | VT | 3734 | 41.85 | 50.409 | 40.956 | 50.409 | 40.956 | 0.696
337 | BETHLEHEM | 337 | BETHLEHEM | ST | WDS |  | BIO/REFUSE | 1986-12-01 05:00 | Engie Energy Marketing NA, Inc | SUEZ | NH | 007 | NH | NH | 50208 | 14.535 | 0 | 15.288 | 0 | 15.288 | 0.049
340 | BRIDGEPORT HARBOR 3 | 340 | BRIDGEPORT HARBOR 3 | ST | SUB |  | COAL STEAM | 1968-08-01 04:00 | PSEG Energy Resources & Trade LLC | PSEG | CT | 001 | SWCT | CT | 568 | 399.5 | 384.984 | 383.426 | 384.984 | 383.426 | 0
341 | BRIDGEPORT HARBOR 4 | 341 | BRIDGEPORT HARBOR 4 | GT | JF |  | OIL COMBUSTION (GAS) TURBINE | 1967-10-01 04:00 | PSEG Energy Resources & Trade LLC | PSEG | CT | 001 | SWCT | CT | 568 | 18.5938 | 21.816 | 17.024 | 21.816 | 17.024 | 0
345 | CATALYST CO-GEN | 345 | MEAD | ST | BIT | OBS | COAL STEAM | 1990-02-01 05:00 | American PowerNet Management, LP | APNM | ME | 017 | ME | ME | 10495 | 102.6001 | 0 | 0 | 0 | 0 | 0
346 | BOLTON FALLS | 346 | BOLTON FALLS | HDR | WAT |  | HYDRO (DAILY CYCLE - RUN OF RIVER) | 1980-01-01 05:00 | Green Mountain Power Corporation | GMP | VT | 023 | VT | VT | 7056 | 6.4 | 4.279 | 0 | 4.279 | 0 | -1.507
348 | BOOT MILLS | 348 | BOOT MILLS | HDR | WAT |  | HYDRO (DAILY CYCLE - RUN OF RIVER) | 1985-11-01 05:00 | NSTAR Electric Company | NSTAR | MA | 017 | CMA/NEMA | WCMA | 10556 | 18.2131 | 11.875 | 0.99 | 11.875 | 0.99 | -3.72
349 | WHEELABRATOR BRIDGEPORT, L.P. | 349 | WHEELABRATOR BRIDGEPORT, L.P. | ST | MSW |  | BIO/REFUSE | 1988-04-01 05:00 | Wheelabrator Bridgeport, L.P. | WB | CT | 001 | SWCT | CT | 50883 | 67.15 | 59.401 | 58.034 | 59.401 | 58.034 | -0.617
350 | BRAYTON PT 1 | 350 | BRAYTON PT 1 | ST | BIT |  | COAL STEAM | 1963-08-01 04:00 | Brayton Point Energy, LLC | BPE | MA | 005 | RI | SEMA | 1619 | 241.02 | 233.216 | 225.23 | 233.216 | 0 | 0
351 | BRAYTON PT 2 | 351 | BRAYTON PT 2 | ST | BIT |  | COAL STEAM | 1964-07-01 04:00 | Brayton Point Energy, LLC | BPE | MA | 005 | RI | SEMA | 1619 | 241.02 | 236.938 | 234.8 | 236.938 | 0 | -3.042
352 | BRAYTON PT 3 | 352 | BRAYTON PT 3 | ST | BIT |  | COAL STEAM | 1969-07-01 04:00 | Brayton Point Energy, LLC | BPE | MA | 005 | RI | SEMA | 1619 | 642.69 | 584.895 | 573.847 | 584.895 | 0 | -1.143
353 | BRAYTON PT 4 | 353 | BRAYTON PT 4 | ST | RFO | NG | GAS/OIL STEAM | 1974-12-01 05:00 | Brayton Point Energy, LLC | BPE | MA | 005 | RI | SEMA | 1619 | 475.56 | 432.667 | 430.348 | 432.667 | 0 | -4.652
354 | BRAYTON DIESELS 1-4 | 354 | Brayton Diesels 1-4 Incremental | IC | DFO |  | OIL INTERNAL COMBUSTION | 1967-03-01 05:00 | Brayton Point Energy, LLC | BPE | MA | 005 | RI | SEMA | 1619 | 10.552 | 0 | 0 | 0 | 0 | 0
355 | BRANFORD 10 | 355 | BRANFORD 10 | GT | KER |  | OIL COMBUSTION (GAS) TURBINE | 1969-01-01 05:00 | NRG Power Marketing LLC | NRGPM | CT | 009 | SWCT | CT | 540 | 18.5938 | 20.95 | 15.84 | 20.95 | 15.84 | 0
356 | BRISTOL REFUSE | 356 | BRISTOL REFUSE | ST | MSW |  | BIO/REFUSE | 1988-05-01 04:00 | Covanta Energy Marketing, LLC | CEM | CT | 003 | CT | CT | 50648 | 18 | 13.128 | 13.385 | 13.128 | 13.385 | -0.002
357 | BRIDGEWATER | 357 | BRIDGEWATER | ST | WDS |  | BIO/REFUSE | 1987-09-01 04:00 | Bridgewater Power Company, L.P. | BPCLP | NH | 009 | NH | NH | 10290 | 15.0875 | 14.774 | 14.645 | 14.774 | 14.645 | 0.183
358 | BRUNSWICK | 358 | BRUNSWICK | HDR | WAT |  | HYDRO (DAILY CYCLE - RUN OF RIVER) | 1982-03-01 05:00 | Brookfield White Pine Hydro LLC | FPLEMH | ME | 005 | ME | ME | 1483 | 19.6002 | 13.714 | 3.52 | 13.714 | 3.52 | -3.101
359 | J. COCKWELL 1 | 359 | J. COCKWELL 1 | PS | WAT |  | HYDRO (PUMPED STORAGE) | 1974-09-01 04:00 | Bear Swamp Power Company LLC | BSP | MA | 003 | WMA | WCMA | 8005 | 299.7 | 292.275 | 292.275 | 292.275 | 292.275 | 0
360 | J. COCKWELL 2 | 360 | J. COCKWELL 2 | PS | WAT |  | HYDRO (PUMPED STORAGE) | 1974-10-01 04:00 | Bear Swamp Power Company LLC | BSP | MA | 003 | WMA | WCMA | 8005 | 299.7 | 292.113 | 293.238 | 292.113 | 293.238 | 0
362 | BULLS BRIDGE | 362 | BULLS BRIDGE | HDR | WAT |  | HYDRO (DAILY CYCLE - RUN OF RIVER) | 1903-01-01 05:00 | FirstLight Power Resource Management, LLC | NEL1 | CT | 005 | SWCT | CT | 541 | 7.2 | 0 | 0 | 0 | 0 | -1.37
363 | BURLINGTON GT | 363 | BURLINGTON GT | GT | DFO |  | OIL COMBUSTION (GAS) TURBINE | 1971-07-01 04:00 | Burlington Electric Department | BED | VT | 007 | VT | VT | 3754 | 27.648 | 23.354 | 18.007 | 23.354 | 18.007 | -0.76
365 | CANAL 1 | 365 | CANAL 1 | ST | RFO |  | OIL STEAM | 1968-07-01 04:00 | Genon Energy Management, LLC | MET | MA | 001 | SEMA | SEMA | 1599 | 584.6 | 566.705 | 567.94 | 562.305 | 567.94 | 5.72
366 | CANAL 2 | 366 | CANAL 2 | ST | RFO | NG | GAS/OIL STEAM | 1976-02-01 05:00 | Genon Energy Management, LLC | MET | MA | 001 | SEMA | SEMA | 1599 | 579.5 | 558.75 | 558.75 | 558.75 | 558.75 | 0.25
367 | CAPE GT 4 | 367 | CAPE GT 4 | GT | DFO |  | OIL COMBUSTION (GAS) TURBINE | 1970-01-01 05:00 | NextEra Energy Power Marketing, LLC | FPLP | ME | 005 | SME | ME | 1484 | 17.5525 | 20.011 | 14.807 | 20.011 | 14.807 | -0.126
368 | CAPE GT 5 | 368 | CAPE GT 5 | GT | DFO |  | OIL COMBUSTION (GAS) TURBINE | 1970-01-01 05:00 | NextEra Energy Power Marketing, LLC | FPLP | ME | 005 | SME | ME | 1484 | 18.4 | 20.272 | 15.822 | 20.272 | 15.822 | 0
369 | CATARACT EAST | 369 | CATARACT EAST | HDP | WAT |  | HYDRO (DAILY CYCLE - PONDAGE) | 1937-01-01 05:00 | Brookfield White Pine Hydro LLC | FPLEMH | ME | 031 | SME | ME | 1486 | 6.65 | 7.733 | 7.373 | 7.733 | 7.373 | 0
370 | COS COB 10 | 370 | COS COB 10 | GT | KER |  | OIL COMBUSTION (GAS) TURBINE | 1969-09-01 04:00 | NRG Power Marketing LLC | NRGPM | CT | 001 | NOR | CT | 542 | 21.25 | 23 | 18.932 | 23 | 18.932 | 0
371 | COS COB 11 | 371 | COS COB 11 | GT | KER |  | OIL COMBUSTION (GAS) TURBINE | 1969-01-01 05:00 | NRG Power Marketing LLC | NRGPM | CT | 001 | NOR | CT | 542 | 21.25 | 23 | 18.724 | 23 | 18.724 | 0
372 | COS COB 12 | 372 | COS COB 12 | GT | KER |  | OIL COMBUSTION (GAS) TURBINE | 1969-01-01 05:00 | NRG Power Marketing LLC | NRGPM | CT | 001 | NOR | CT | 542 | 21.25 | 23 | 19.082 | 23 | 19.082 | 0
375 | CLEARY 9/9A CC | 375 | CLEARY 9 9A CC | CC | NG | DFO | GAS/OIL COMBINED CYCLE | 1975-12-01 05:00 | Taunton Municipal Lighting Plant | TMLP | MA | 005 | SEMA | SEMA | 1682 | 116.62 | 109.931 | 104.931 | 109.931 | 104.931 | 0
376 | CLEARY 8 | 376 | CLEARY 8 | ST | RFO |  | OIL STEAM | 1966-01-01 05:00 | Taunton Municipal Lighting Plant | TMLP | MA | 005 | SEMA | SEMA | 1682 | 27.2 | 22.253 | 24.825 | 22.253 | 24.825 | 0
379 | COBBLE MOUNTAIN | 379 | COBBLE MOUNTAIN | HW | WAT |  | HYDRO (WEEKLY CYCLE) | 1923-01-01 05:00 | Holyoke Gas & Electric Department | HGE | MA | 013 | WMA | WCMA | 1630 | 23.1 | 27.431 | 26.966 | 27.431 | 26.966 | 0.466
382 | MERRIMACK CT1 | 382 | MERRIMACK CT1 | GT | KER |  | OIL COMBUSTION (GAS) TURBINE | 1969-07-01 04:00 | Public Service Company of New Hampshire | PSNH | NH | 013 | NH | NH | 2364 | 18.5938 | 21.676 | 16.826 | 21.676 | 16.826 | 0
383 | MERRIMACK CT2 | 383 | MERRIMACK CT2 | GT | KER |  | OIL COMBUSTION (GAS) TURBINE | 1968-08-01 04:00 | Public Service Company of New Hampshire | PSNH | NH | 013 | NH | NH | 2364 | 18.5938 | 21.304 | 16.804 | 21.304 | 16.804 | 0
388 | DARTMOUTH POWER | 388 | DARTMOUTH POWER | CC | NG | DFO | GAS/OIL COMBINED CYCLE | 1992-05-01 04:00 | Talen Energy Marketing, LLC | EPLU-I | MA | 005 | SEMA | SEMA | 52026 | 74.07 | 67.656 | 61.72 | 67.656 | 61.72 | 1.009
389 | DERBY DAM | 389 | DERBY DAM | HDP | WAT |  | HYDRO (DAILY CYCLE - PONDAGE) | 1989-03-01 05:00 | Connecticut Light and Power Company, The | CLP | CT | 001 | SWCT | CT | 10063 | 8.32 | 7.05 | 6.753 | 7.05 | 6.753 | 0
393 | DEERFIELD 5 | 393 | DEERFIELD 5 | HDP | WAT |  | HYDRO (DAILY CYCLE - PONDAGE) | 1974-10-01 04:00 | TransCanada Hydro Northeast Inc | TCHN | MA | 011 | WMA | WCMA | 1620 | 17.55 | 13.99 | 13.965 | 13.99 | 13.965 | 0
395 | DOREEN | 395 | DOREEN | GT | KER |  | OIL COMBUSTION (GAS) TURBINE | 1969-01-01 05:00 | Essential Power Massachusetts, LLC | NAEA-EM | MA | 003 | WMA | WCMA | 1631 | 18.5938 | 20.385 | 15.82 | 20.385 | 15.82 | 0
396 | DEVON 10 | 396 | DEVON 10 | GT | KER |  | OIL COMBUSTION (GAS) TURBINE | 1988-04-01 05:00 | NRG Power Marketing LLC | NRGPM | CT | 009 | SWCT | CT | 544 | 18.5938 | 18.852 | 14.407 | 18.852 | 14.407 | 0
397 | DEVON 11 | 397 | DEVON 11 | GT | KER | NG | OIL COMBUSTION (GAS) TURBINE | 1996-10-01 04:00 | NRG Power Marketing LLC | NRGPM | CT | 009 | SWCT | CT | 544 | 51 | 38.819 | 29.299 | 38.819 | 29.299 | 0
398 | DEVON 12 | 398 | DEVON 12 | GT | KER | NG | OIL COMBUSTION (GAS) TURBINE | 1996-10-01 04:00 | NRG Power Marketing LLC | NRGPM | CT | 009 | SWCT | CT | 544 | 51 | 38.437 | 29.227 | 38.437 | 29.227 | 0
399 | DEVON 13 | 399 | DEVON 13 | GT | KER | NG | OIL COMBUSTION (GAS) TURBINE | 1996-10-01 04:00 | NRG Power Marketing LLC | NRGPM | CT | 009 | SWCT | CT | 544 | 51 | 38.967 | 29.967 | 38.967 | 29.967 | 0
400 | DEVON 14 | 400 | DEVON 14 | GT | KER | NG | OIL COMBUSTION (GAS) TURBINE | 1996-10-01 04:00 | NRG Power Marketing LLC | NRGPM | CT | 009 | SWCT | CT | 544 | 51 | 40.274 | 29.704 | 40.274 | 29.704 | 0
401 | EASTMAN FALLS | 401 | EASTMAN FALLS | HDP | WAT |  | HYDRO (DAILY CYCLE - PONDAGE) | 1912-01-01 05:00 | Public Service Company of New Hampshire | PSNH | NH | 013 | NH | NH | 2356 | 5.8888 | 6.098 | 5.33 | 6.098 | 5.33 | 0
405 | ELLSWORTH HYDRO | 405 | ELLSWORTH HYDRO | HW | WAT |  | HYDRO (WEEKLY CYCLE) | 1919-01-01 05:00 | Black Bear Hydro Partners, LLC | BBHP | ME | 009 | BHE | ME | 1469 | 8.9 | 9.05 | 9.044 | 9.05 | 9.044 | 0
407 | EASTPORT DIESEL #3 | 407 | EASTPORT DIESELS 1-3 | IC | DFO |  | OIL INTERNAL COMBUSTION | 1948-01-01 05:00 | New Brunswick Energy Marketing Corporation | NBPGC | ME | 029 | BHE | ME | 1468 | 1.995 | 2.1 | 0 | 2.1 | 0 | -1.9
410 | ESSEX 19 HYDRO | 410 | ESSEX 19 HYDRO | HDR | WAT |  | HYDRO (DAILY CYCLE - RUN OF RIVER) | 1917-01-01 05:00 | Green Mountain Power Corporation | GMP | VT | 007 | VT | VT | 3737 | 7.04 | 5.927 | 1.5 | 5.927 | 1.5 | -2.172
411 | EXETER | 411 | EXETER | ST | TDF |  | BIO/REFUSE | 1991-12-01 05:00 | EmpireCo Limited Partnership | ECLP | CT | 015 | CT | CT | 50736 | 36.225 | 0 | 0 | 0 |  | 0
412 | FALLS VILLAGE | 412 | FALLS VILLAGE | HDR | WAT |  | HYDRO (DAILY CYCLE - RUN OF RIVER) | 1914-01-01 05:00 | FirstLight Power Resource Management, LLC | NEL1 | CT | 005 | CT | CT | 560 | 9 | 4.301 | 0 | 4.301 | 0 | -1.053
413 | FIFE BROOK | 413 | FIFE BROOK | HDR | WAT |  | HYDRO (DAILY CYCLE - RUN OF RIVER) | 1974-10-01 04:00 | Bear Swamp Power Company LLC | BSP | MA | 003 | WMA | WCMA | 8004 | 11.25 | 5.586 | 0 | 5.586 | 0 | -0.24
417 | FRAMINGHAM JET 1 | 417 | FRAMINGHAM JET 1 | GT | DFO |  | OIL COMBUSTION (GAS) TURBINE | 1969-09-01 04:00 | Exelon Generation Company, LLC | EXGC | MA | 017 | BOSTON | NEMA | 1586 | 14.195 | 14.175 | 9.62 | 14.175 | 9.62 | -0.525
418 | FRAMINGHAM JET 2 | 418 | FRAMINGHAM JET 2 | GT | DFO |  | OIL COMBUSTION (GAS) TURBINE | 1969-09-01 04:00 | Exelon Generation Company, LLC | EXGC | MA | 017 | BOSTON | NEMA | 1586 | 14.195 | 15.686 | 10.129 | 15.686 | 10.129 | 0.08
419 | FRAMINGHAM JET 3 | 419 | FRAMINGHAM JET 3 | GT | DFO |  | OIL COMBUSTION (GAS) TURBINE | 1969-09-01 04:00 | Exelon Generation Company, LLC | EXGC | MA | 017 | BOSTON | NEMA | 1586 | 14.195 | 15.25 | 10.22 | 15.25 | 10.22 | -1.03
420 | FRANKLIN DRIVE 10 | 420 | FRANKLIN DRIVE 10 | GT | KER |  | OIL COMBUSTION (GAS) TURBINE | 1968-11-01 05:00 | NRG Power Marketing LLC | NRGPM | CT | 005 | CT | CT | 561 | 18.5938 | 20.527 | 15.417 | 20.527 | 15.417 | 0
421 | FRONT STREET DIESELS 1-3 | 421 | FRONT STREET DIESELS 1-3 | IC | DFO |  | OIL INTERNAL COMBUSTION | 1980-12-01 05:00 | Chicopee Municipal Lighting Plant | CMLP | MA | 013 | WMA | WCMA | 7396 | 9.6525 | 7.706 | 7.713 | 7.706 | 7.713 | -0.002
424 | GREAT LAKES - MILLINOCKET | 424 | GREAT LAKES - MILLINOCKET | HW | WAT |  | HYDRO (WEEKLY CYCLE) | 1987-03-01 05:00 | Brookfield Energy Marketing, LP | BEMLP | ME | 019 | BHE | ME | 55830 | 138.7982 | 92.787 | 90.836 | 92.787 | 90.836 | 0
426 | GORGE 1 DIESEL | 426 | GORGE 1 DIESEL | GT | DFO |  | OIL COMBUSTION (GAS) TURBINE | 1965-01-01 05:00 | Green Mountain Power Corporation | GMP | VT | 007 | VT | VT | 3735 | 16.9408 | 13.547 | 7.486 | 13.547 | 7.486 | 0.396
427 | GORHAM | 427 | GORHAM | HDR | WAT |  | HYDRO (DAILY CYCLE - RUN OF RIVER) | 1909-01-01 05:00 | Public Service Company of New Hampshire | PSNH | NH | 007 | NH | NH | 2358 | 2.15 | 1.679 | 0.695 | 1.679 | 0.695 | -0.238
432 | HARRIS 1 | 432 | HARRIS 1 | HW | WAT |  | HYDRO (WEEKLY CYCLE) | 1954-01-01 05:00 | Brookfield White Pine Hydro LLC | FPLEMH | ME | 025 | ME | ME | 1492 | 15.0003 | 16.776 | 16.79 | 16.776 | 16.79 | 0
433 | HARRIS 2 | 433 | HARRIS 2 | HW | WAT |  | HYDRO (WEEKLY CYCLE) | 1954-01-01 05:00 | Brookfield White Pine Hydro LLC | FPLEMH | ME | 025 | ME | ME | 1492 | 31.95 | 34.5 | 34.865 | 34.5 | 34.865 | 0
434 | HARRIS 3 | 434 | HARRIS 3 | HW | WAT |  | HYDRO (WEEKLY CYCLE) | 1953-01-01 05:00 | Brookfield White Pine Hydro LLC | FPLEMH | ME | 025 | ME | ME | 1492 | 29.9997 | 33.905 | 34.21 | 33.905 | 34.21 | 0
435 | HARRIMAN | 435 | HARRIMAN | HW | WAT |  | HYDRO (WEEKLY CYCLE) | 1924-01-01 05:00 | TransCanada Hydro Northeast Inc | TCHN | VT | 025 | WMA | WCMA | 3746 | 33.6 | 38.471 | 40.605 | 38.471 | 40.605 | -0.338
436 | HEMPHILL 1 | 436 | HEMPHILL 1 | ST | WDS |  | BIO/REFUSE | 1987-12-01 05:00 | Springfield Power, LLC | SPRING | NH | 019 | NH | NH | 10838 | 20.9 | 16.932 | 16.896 | 16.932 | 16.896 | 0.078
440 | HIRAM | 440 | HIRAM | HDP | WAT |  | HYDRO (DAILY CYCLE - PONDAGE) | 1917-01-01 05:00 | Brookfield White Pine Hydro LLC | FPLEMH | ME | 005 | SME | ME | 1493 | 11.094 | 11.24 | 10.067 | 11.24 | 10.067 | 0
445 | COVANTA WEST ENFIELD | 445 | COVANTA WEST ENFIELD | ST | WDS |  | BIO/REFUSE | 1987-11-01 05:00 | Stored Solar J&WE, LLC | IESI-I | ME | 019 | BHE | ME | 10766 | 27.5001 | 21.446 | 0 | 21.446 | 0 | -20.461
446 | COVANTA JONESBORO | 446 | COVANTA JONESBORO | ST | WDS |  | BIO/REFUSE | 1987-11-01 05:00 | Stored Solar J&WE, LLC | IESI-I | ME | 029 | BHE | ME | 10765 | 30.7354 | 20.226 | 0 | 20.226 | 0 | -20.226
448 | IPSWICH DIESELS | 448 | IPSWICH DIESELS | IC | DFO | NG | GAS/OIL INTERNAL COMBUSTION | 1951-01-01 05:00 | Ipswich Municipal Light Department | IMLD | MA | 009 | BOSTON | NEMA | 1670 | 9.5632 | 9.495 | 9.457 | 9.495 | 9.457 | 0.358
449 | JACKMAN | 449 | JACKMAN | HW | WAT |  | HYDRO (WEEKLY CYCLE) | 1926-02-01 05:00 | Public Service Company of New Hampshire | PSNH | NH | 011 | NH | NH | 2360 | 3.2 | 3.541 | 3.6 | 3.541 | 3.6 | 0.035
452 | KENDALL JET 1 | 452 | KENDALL JET 1 | GT | DFO |  | OIL COMBUSTION (GAS) TURBINE | 1970-09-24 04:00 | Kendall Green Energy, LLC | KENDALL | MA | 017 | BOSTON | NEMA | 1595 | 21.25 | 22.4 | 17.987 | 22.4 | 17.987 | -0.013
457 | LAWRENCE HYDRO | 457 | LAWRENCE HYDRO | HDR | WAT |  | HYDRO (DAILY CYCLE - RUN OF RIVER) | 1981-11-01 05:00 | CHI Power Marketing, Inc. | CHIPM | MA | 009 | CMA/NEMA | WCMA | 50545 | 16.72 | 10.39 | 1.719 | 10.39 | 1.719 | -2.567
460 | LOCKWOOD | 460 | LOCKWOOD | HDR | WAT |  | HYDRO (DAILY CYCLE - RUN OF RIVER) | 1984-12-01 05:00 | Brookfield Energy Marketing, LP | BEMLP | ME | 011 | ME | ME | 10066 | 7.9325 | 4.931 | 2.757 | 4.931 | 2.757 | -0.487
461 | LENERGIA ENERGY CENTER | 12521 | Lowell Power Reactivation | CC | NG | DFO | GAS/OIL COMBINED CYCLE | 1993-03-11 05:00 | EDF Trading North America, LLC | EDFT | MA | 017 | CMA/NEMA | WCMA | 54586 | 85.1402 | 78.446 | 74.638 | 78.446 | 74.638 | 0
462 | LISBON RESOURCE RECOVERY | 462 | LISBON RESOURCE RECOVERY | ST | MSW |  | BIO/REFUSE | 1996-01-01 05:00 | Connecticut Light and Power Company, The | CLP | CT | 011 | CT | CT | 54758 | 15.4488 | 13.365 | 13.7 | 13.365 | 13.7 | 0.173
463 | REENERGY LIVERMORE FALLS | 463 | AEI LIVERMORE | ST | WDS |  | BIO/REFUSE | 1992-10-01 04:00 | ReEnergy Stratton LLC | REESTR | ME | 001 | ME | ME | 10354 | 39.6 | 35.63 | 35.3 | 35.63 | 35.3 | 0
464 | LOST NATION | 464 | LOST NATION | GT | DFO |  | OIL COMBUSTION (GAS) TURBINE | 1969-09-01 04:00 | Public Service Company of New Hampshire | PSNH | NH | 007 | NH | NH | 2362 | 17.9996 | 17.992 | 13.979 | 17.992 | 13.979 | 0.205
465 | DEERFIELD 2/LWR DRFIELD | 465 | DEERFIELD 2 LWR DRFIELD | HDP | WAT |  | HYDRO (DAILY CYCLE - PONDAGE) | 1912-01-01 05:00 | TransCanada Hydro Northeast Inc | TCHN | MA | 011 | WMA | WCMA | 6047, 6083, 6119 | 9.6 | 18.667 | 18.58 | 18.667 | 18.58 | 0
466 | L STREET JET | 466 | L STREET JET | GT | DFO |  | OIL COMBUSTION (GAS) TURBINE | 1966-09-01 04:00 | Exelon Generation Company, LLC | EXGC | MA | 025 | BOSTON | NEMA | 1587 | 19.125 | 21.77 | 16.03 | 21.77 | 16.03 | 0
467 | MARBLEHEAD DIESELS | 467 | MARBLEHEAD DIESELS | IC | DFO |  | OIL INTERNAL COMBUSTION | 1998-09-25 04:00 | Marblehead Municipal Light Department | MMLD | MA | 009 | BOSTON | NEMA | 6586 | 5.2 | 5 | 5 | 5 | 5 | 0
468 | MARSHFIELD 6 HYDRO | 468 | MARSHFIELD 6 HYDRO | HW | WAT |  | HYDRO (WEEKLY CYCLE) | 1927-01-01 05:00 | Green Mountain Power Corporation | GMP | VT | 023 | NH | VT | 3739 | 5 | 4.65 | 4.565 | 4.65 | 4.565 | 0.057
472 | M STREET JET | 472 | M STREET JET | GT | KER |  | OIL COMBUSTION (GAS) TURBINE | 1978-01-01 05:00 | Massachusetts Bay Transportation Authority | MBTA | MA | 025 | BOSTON | NEMA | 10176 | 61.29 | 67.2 | 21.737 | 67.2 | 21.737 | -25.263
473 | MCINDOES | 473 | MCINDOES | HDP | WAT |  | HYDRO (DAILY CYCLE - PONDAGE) | 1931-01-01 05:00 | TransCanada Hydro Northeast Inc | TCHN | NH | 009 | NH | NH | 6483 | 11.88 | 10.764 | 10.17 | 10.764 | 10.17 | 0
474 | J C MCNEIL | 474 | J C MCNEIL | ST | WDS |  | BIO/REFUSE | 1984-02-01 05:00 | Burlington Electric Department | BED | VT | 007 | VT | VT | 589 | 53.5194 | 54 | 52 | 54 | 52 | 0
478 | MIDDLETOWN 10 | 478 | MIDDLETOWN 10 | GT | JF |  | OIL COMBUSTION (GAS) TURBINE | 1966-01-01 05:00 | NRG Power Marketing LLC | NRGPM | CT | 007 | CT | CT | 562 | 18.5938 | 20.015 | 15.515 | 20.015 | 15.515 | 0
480 | MIDDLETOWN 2 | 480 | MIDDLETOWN 2 | ST | RFO | NG | GAS/OIL STEAM | 1958-01-01 05:00 | NRG Power Marketing LLC | NRGPM | CT | 007 | CT | CT | 562 | 113.6356 | 120 | 117 | 120 | 117 | 0
481 | MIDDLETOWN 3 | 481 | MIDDLETOWN 3 | ST | RFO | NG | GAS/OIL STEAM | 1964-01-01 05:00 | NRG Power Marketing LLC | NRGPM | CT | 007 | CT | CT | 562 | 239.36 | 244.398 | 226.481 | 244.398 | 226.481 | -0.269
482 | MIDDLETOWN 4 | 482 | MIDDLETOWN 4 | ST | RFO |  | OIL STEAM | 1973-06-01 04:00 | NRG Power Marketing LLC | NRGPM | CT | 007 | CT | CT | 562 | 414.9 | 402 | 399.923 | 402 | 399.923 | 0
484 | MILLSTONE POINT 2 | 484 | MILLSTONE POINT 2 | ST | NUC |  | NUCLEAR STEAM | 1975-12-01 05:00 | Dominion Energy Marketing, Inc. | DEM | CT | 007 | CT | CT | 566 | 909.9 | 859.038 | 856.515 | 859.038 | 856.515 | -11.324
485 | MILLSTONE POINT 3 | 485 | MILLSTONE POINT 3 | ST | NUC |  | NUCLEAR STEAM | 1986-04-01 05:00 | Dominion Energy Marketing, Inc. | DEM | CT | 011 | CT | CT | 566 | 1253.0975 | 1233.633 | 1225 | 1233.633 | 1225 | 4.987
486 | MILFORD POWER | 486 | MILFORD POWER | CC | NG |  | GAS COMBINED CYCLE | 1994-01-01 05:00 | Dynegy Marketing and Trade, LLC | DMT1 | MA | 027 | RI | SEMA | 54805 | 147.05 | 170.73 | 149 | 170.73 | 149 | 0
487 | WORUMBO HYDRO | 487 | MILLER HYDRO | HDR | WAT |  | HYDRO (DAILY CYCLE - RUN OF RIVER) | 1984-04-01 05:00 | Energy New England LLC | ENE | ME | 001 | ME | ME | 50278 | 18.624 | 12.782 | 4.079 | 12.782 | 4.079 | -2.093
489 | MERRIMACK 1 | 489 | MERRIMACK 1 | ST | BIT |  | COAL STEAM | 1960-12-01 05:00 | Public Service Company of New Hampshire | PSNH | NH | 013 | NH | NH | 2364 | 113.6356 | 108.05 | 108 | 108.05 | 108 | 0
490 | MERRIMACK 2 | 490 | MERRIMACK 2 | ST | BIT |  | COAL STEAM | 1968-04-30 04:00 | Public Service Company of New Hampshire | PSNH | NH | 013 | NH | NH | 2364 | 345.6 | 330.513 | 330 | 330.513 | 330 | 1.863
492 | MONTVILLE 10 AND 11 | 492 | MONTVILLE 10 and 11 | IC | KER |  | OIL INTERNAL COMBUSTION | 1967-01-01 05:00 | NRG Power Marketing LLC | NRGPM | CT | 011 | CT | CT | 546 | 5.504 | 5.354 | 5.296 | 5.354 | 5.296 | 0
493 | MONTVILLE 5 | 493 | MONTVILLE 5 | ST | RFO | NG | GAS/OIL STEAM | 1954-01-01 05:00 | NRG Power Marketing LLC | NRGPM | CT | 011 | CT | CT | 546 | 75 | 81.59 | 81 | 81.59 | 81 | 0
494 | MONTVILLE 6 | 494 | MONTVILLE 6 | ST | RFO |  | OIL STEAM | 1971-07-01 04:00 | NRG Power Marketing LLC | NRGPM | CT | 011 | CT | CT | 546 | 414.9 | 406.659 | 405.05 | 406.659 | 405.05 | 19.002
495 | MONTY | 495 | MONTY | HDP | WAT |  | HYDRO (DAILY CYCLE - PONDAGE) | 1980-01-01 05:00 | Brookfield White Pine Hydro LLC | FPLEMH | ME | 025 | ME | ME | 805 | 28.44 | 26.96 | 26.96 | 26.96 | 26.96 | 0
497 | MASS POWER | 497 | MASS POWER | CC | NG |  | GAS COMBINED CYCLE | 1993-07-01 04:00 | Dynegy Marketing and Trade, LLC | DMT1 | MA | 013 | WMA | WCMA | 10726 | 270.655 | 279.889 | 245.259 | 279.889 | 245.259 | 0
498 | MT TOM | 498 | MT TOM | ST | BIT |  | COAL STEAM | 1960-06-01 04:00 | Engie Energy Marketing NA, Inc | SUEZ | MA | 013 | WMA | WCMA | 1606 | 132.8125 | 0 | 0 | 0 | 0 | 0
502 | MYSTIC 7 | 502 | MYSTIC 7 | ST | RFO | NG | GAS/OIL STEAM | 1975-06-01 04:00 | Exelon Generation Company, LLC | EXGC | MA | 025 | BOSTON | NEMA | 1588 | 617.04 | 559.775 | 574.547 | 559.775 | 574.547 | -0.932
503 | MYSTIC JET | 503 | MYSTIC JET | GT | DFO |  | OIL COMBUSTION (GAS) TURBINE | 1969-06-01 04:00 | Exelon Generation Company, LLC | EXGC | MA | 025 | BOSTON | NEMA | 1588 | 14.195 | 13.218 | 8.953 | 13.218 | 8.953 | 0.678
507 | NEA BELLINGHAM | 507 | NEA BELLINGHAM | CC | NG | DFO | GAS/OIL COMBINED CYCLE | 1991-10-01 04:00 | NextEra Energy Power Marketing, LLC | FPLP | MA | 021 | RI | SEMA | 10307 | 387.18 | 329.957 | 273.343 | 329.957 | 273.343 | 1.292
508 | NEWINGTON 1 | 508 | NEWINGTON 1 | ST | RFO | NG | GAS/OIL STEAM | 1974-06-01 04:00 | Public Service Company of New Hampshire | PSNH | NH | 015 | NH | NH | 8002 | 368 | 400.2 | 400.2 | 400.2 | 400.2 | 0
513 | NEW HAVEN HARBOR | 513 | NEW HAVEN HARBOR | ST | RFO | NG | GAS/OIL STEAM | 1975-08-01 04:00 | PSEG Energy Resources & Trade LLC | PSEG | CT | 009 | CT | CT | 6156 | 460.26 | 436.61 | 447.894 | 436.61 | 447.894 | 0.776
515 | NORWICH JET | 515 | NORWICH JET | GT | DFO |  | OIL COMBUSTION (GAS) TURBINE | 1972-09-01 04:00 | Connecticut Municipal Electric Energy Cooperative | CMEEC | CT | 011 | CT | CT | 581 | 19.125 | 18.8 | 15.255 | 18.8 | 15.255 | 0
519 | NORWALK HARBOR 1 | 519 | NORWALK HARBOR 1 | ST | RFO |  | OIL STEAM | 1960-01-01 05:00 | NRG Power Marketing LLC | NRGPM | CT | 001 | NOR | CT | 548 | 163.2 | 0 | 0 | 0 |  | 0
520 | NORWALK HARBOR 2 | 520 | NORWALK HARBOR 2 | ST | RFO |  | OIL STEAM | 1963-01-01 05:00 | NRG Power Marketing LLC | NRGPM | CT | 001 | NOR | CT | 548 | 163.2 | 0 | 0 | 0 |  | 0
521 | NORWALK HARBOR 10 (3) | 521 | NORWALK HARBOR 10 (3) | GT | KER |  | OIL COMBUSTION (GAS) TURBINE | 1996-10-01 04:00 | NRG Power Marketing LLC | NRGPM | CT | 001 | NOR | CT | 548 | 16.32 | 0 | 0 | 0 |  | 0
527 | OGDEN-MARTIN 1 | 527 | OGDEN-MARTIN 1 | ST | MSW | DFO | BIO/REFUSE | 1989-06-01 04:00 | Covanta Haverhill Associates | CHA | MA | 009 | BOSTON | NEMA | 50661 | 50.0885 | 41.712 | 38.218 | 41.712 | 38.218 | -1.315
528 | OCEAN ST PWR GT1/GT2/ST1 | 528 | OCEAN ST PWR GT1 GT2 ST1 | CC | NG | DFO | GAS/OIL COMBINED CYCLE | 1990-12-31 05:00 | TransCanada Power Marketing, Ltd. | TCPM | RI | 007 | RI | RI | 51030 | 262.0125 | 316.901 | 270.901 | 316.901 | 270.901 | 0
529 | OCEAN ST PWR GT3/GT4/ST2 | 529 | OCEAN ST PWR GT3 GT4 ST2 | CC | NG | DFO | GAS/OIL COMBINED CYCLE | 1991-10-01 04:00 | TransCanada Power Marketing, Ltd. | TCPM | RI | 007 | RI | RI | 54324 | 262.0125 | 318.18 | 270.18 | 318.18 | 270.18 | 0
531 | PAWTUCKET POWER | 531 | PAWTUCKET POWER | CC | NG | DFO | GAS/OIL COMBINED CYCLE | 1991-02-01 05:00 | Pawtucket Power Holding Company LLC | PPH | RI | 007 | RI | RI | 54056 | 70.1414 | 60.478 | 54.736 | 60.478 | 54.736 | 2.634
532 | PEJEPSCOT | 532 | PEJEPSCOT | HDR | WAT |  | HYDRO (DAILY CYCLE - RUN OF RIVER) | 1987-11-01 05:00 | Black Bear Hydro Partners, LLC | BBHP | ME | 023 | ME | ME | 50758 | 16.5063 | 10.114 | 3.371 | 10.114 | 3.371 | -2.1
536 | PERC-ORRINGTON 1 | 536 | PERC-ORRINGTON 1 | ST | MSW |  | BIO/REFUSE | 1988-01-01 05:00 | New Brunswick Energy Marketing Corporation | NBPGC | ME | 019 | BHE | ME | 50051 | 25.5 | 20.482 | 21.6 | 20.482 | 21.6 | 0.041
537 | PILGRIM NUCLEAR POWER STATION | 537 | PILGRIM NUCLEAR POWER STATION | ST | NUC |  | NUCLEAR STEAM | 1972-12-01 05:00 | Entergy Nuclear Power Marketing LLC | ENPM | MA | 023 | SEMA | SEMA | 1590 | 741 | 683.421 | 670.455 | 683.421 | 670.455 | -6.829
538 | PINETREE POWER | 538 | PINETREE POWER | ST | WDS |  | BIO/REFUSE | 1992-11-01 05:00 | Engie Energy Marketing NA, Inc | SUEZ | MA | 027 | WMA | WCMA | 54620 | 16.2 | 17.309 | 16.919 | 17.309 | 16.919 | -0.196
539 | PONTOOK HYDRO | 539 | PONTOOK HYDRO | HDR | WAT |  | HYDRO (DAILY CYCLE - RUN OF RIVER) | 1986-12-01 05:00 | Brookfield Energy Marketing, LP | BEMLP | NH | 007 | NH | NH | 50741 | 10.26 | 8.389 | 2.897 | 8.389 | 2.897 | -1.774
540 | POTTER 2 CC | 540 | POTTER 2 CC | CC | NG |  | GAS COMBINED CYCLE | 1977-03-01 05:00 | Braintree Electric Light Department, Town of | BELD | MA | 021 | SEMA | SEMA | 1660 | 90.9 | 89.998 | 71.998 | 89.998 | 71.998 | 0
541 | PROCTOR | 541 | PROCTOR | HDR | WAT |  | HYDRO (DAILY CYCLE - RUN OF RIVER) | 1980-01-01 05:00 | Green Mountain Power Corporation | GMP | VT | 021 | VT | VT | 6450 | 7.8728 | 3.684 | 0.733 | 3.684 | 0.733 | -0.295
542 | ECO MAINE | 542 | ECO MAINE | ST | MSW |  | BIO/REFUSE | 1988-08-01 04:00 | Exelon Generation Company, LLC | EXGC | ME | 005 | SME | ME | 50225 | 13.2858 | 11.459 | 11.333 | 11.459 | 11.333 | -0.19
546 | RESCO SAUGUS | 546 | RESCO SAUGUS | ST | MSW |  | BIO/REFUSE | 1985-11-01 05:00 | Wheelabrator North Andover Inc | WNE | MA | 009 | BOSTON | NEMA | 50880 | 45.032 | 30.114 | 30.845 | 30.114 | 30.845 | 0
547 | WHEELABRATOR NORTH ANDOVER | 547 | WHEELABRATOR NORTH ANDOVER | ST | MSW |  | BIO/REFUSE | 1985-08-01 04:00 | Wheelabrator North Andover Inc | WNE | MA | 009 | BOSTON | NEMA | 50877 | 42.755 | 30.605 | 30.144 | 30.605 | 30.144 | -0.115
549 | RUTLAND 5 GT | 549 | RUTLAND 5 GT | GT | DFO |  | OIL COMBUSTION (GAS) TURBINE | 1962-01-01 05:00 | Green Mountain Power Corporation | GMP | VT | 021 | VT | VT | 3723 | 11.4997 | 12.203 | 7.919 | 12.203 | 7.919 | 0.201
555 | SEABROOK | 555 | SEABROOK | ST | NUC |  | NUCLEAR STEAM | 1990-04-01 05:00 | NextEra Energy Power Marketing, LLC | FPLP | NH | 015 | NH | NH | 6115 | 1309.2508 | 1249.075 | 1249.075 | 1249.075 | 1249.075 | 1.175
556 | SCHILLER 4 | 556 | SCHILLER 4 | ST | BIT | RFO | COAL STEAM | 1952-04-01 05:00 | Public Service Company of New Hampshire | PSNH | NH | 015 | NH | NH | 2367 | 39.95 | 48 | 47.5 | 48 | 47.5 | 0
557 | SCHILLER 5 | 557 | SCHILLER 5 | ST | WDS |  | BIO/REFUSE | 1955-05-01 04:00 | Public Service Company of New Hampshire | PSNH | NH | 015 | NH | NH | 2367 | 39.95 | 42.594 | 43.082 | 42.594 | 43.082 | 0
558 | SCHILLER 6 | 558 | SCHILLER 6 | ST | BIT | RFO | COAL STEAM | 1957-07-01 04:00 | Public Service Company of New Hampshire | PSNH | NH | 015 | NH | NH | 2367 | 50.0497 | 47.948 | 47.82 | 47.948 | 47.82 | 0.603
559 | SCHILLER CT 1 | 559 | SCHILLER CT 1 | GT | KER |  | OIL COMBUSTION (GAS) TURBINE | 1970-11-01 05:00 | Public Service Company of New Hampshire | PSNH | NH | 015 | NH | NH | 2367 | 21.25 | 18.5 | 17.621 | 18.5 | 17.621 | 0
561 | SEARSBURG | 561 | SEARSBURG | HDP | WAT |  | HYDRO (DAILY CYCLE - PONDAGE) | 1922-03-01 05:00 | TransCanada Hydro Northeast Inc | TCHN | VT | 003 | WMA | WCMA | 6529 | 4.5 | 4.567 | 4.451 | 4.567 | 4.451 | 0
562 | SECREC-PRESTON | 562 | SECREC-PRESTON | ST | MSW |  | BIO/REFUSE | 1992-01-01 05:00 | Covanta Energy Marketing, LLC | CEM | CT | 011 | CT | CT | 10646 | 18.3996 | 16.594 | 16.355 | 16.594 | 16.355 | 0.381
563 | SEMASS 1 | 563 | SEMASS 1 | ST | MSW | DFO | BIO/REFUSE | 1988-10-01 04:00 | NSTAR Electric Company | NSTAR | MA | 023 | SEMA | SEMA | 50290 | 58.05 | 49.986 | 48.881 | 49.986 | 48.881 | 0.169
564 | SEMASS 2 | 564 | SEMASS 2 | ST | MSW | DFO | BIO/REFUSE | 1993-05-01 04:00 | NSTAR Electric Company | NSTAR | MA | 023 | SEMA | SEMA | 50290 | 29.7 | 24.47 | 24.566 | 24.47 | 24.566 | 0.531
565 | SHELDON SPRINGS | 565 | SHELDON SPRINGS | HDR | WAT |  | HYDRO (DAILY CYCLE - RUN OF RIVER) | 1988-05-01 04:00 | Vermont Electric Power Company, Inc. | VELCO | VT | 011 | VT | VT | 10494 | 21.66 | 9.605 | 0.749 | 9.605 | 0.749 | -4.768
566 | SHEPAUG | 566 | SHEPAUG | HW | WAT |  | HYDRO (WEEKLY CYCLE) | 1955-01-01 05:00 | FirstLight Power Resource Management, LLC | NEL1 | CT | 009 | SWCT | CT | 552 | 49.997 | 42.559 | 41.511 | 42.523 | 41.511 | 0
567 | SHERMAN | 567 | SHERMAN | HW | WAT |  | HYDRO (WEEKLY CYCLE) | 1926-12-01 05:00 | TransCanada Hydro Northeast Inc | TCHN | MA | 015 | WMA | WCMA | 6012 | 8.1 | 6.22 | 6.154 | 6.22 | 6.154 | 0
568 | SHREWSBURY DIESELS | 35657 | Shrewsbury Diesels | IC | DFO |  | OIL INTERNAL COMBUSTION | 1978-05-01 04:00 | Shrewsbury Electric & Cable Operations | SELP | MA | 027 | CMA/NEMA | WCMA | 6125 | 13.76 | 13.65 | 13.75 | 13.65 | 13.75 | 0
569 | SKELTON | 569 | SKELTON | HDP | WAT |  | HYDRO (DAILY CYCLE - PONDAGE) | 1948-01-01 05:00 | Brookfield White Pine Hydro LLC | FPLEMH | ME | 031 | SME | ME | 1505 | 16.8 | 21.6 | 21.6 | 21.6 | 21.6 | 0
570 | SMITH | 570 | SMITH | HDR | WAT |  | HYDRO (DAILY CYCLE - RUN OF RIVER) | 1948-01-01 05:00 | Public Service Company of New Hampshire | PSNH | NH | 007 | NH | NH | 2368 | 15 | 15.779 | 6.473 | 15.779 | 6.473 | -3.161
572 | SO. MEADOW 11 | 572 | SO. MEADOW 11 | GT | DFO |  | OIL COMBUSTION (GAS) TURBINE | 1970-08-01 04:00 | NextEra Energy Power Marketing, LLC | FPLP | CT | 003 | CT | CT | 563 | 41.85 | 46.921 | 35.781 | 46.921 | 35.781 | 0
573 | SO. MEADOW 12 | 573 | SO. MEADOW 12 | GT | DFO |  | OIL COMBUSTION (GAS) TURBINE | 1970-08-01 04:00 | NextEra Energy Power Marketing, LLC | FPLP | CT | 003 | CT | CT | 563 | 41.85 | 47.815 | 37.649 | 47.815 | 37.649 | 0
574 | SO. MEADOW 13 | 574 | SO. MEADOW 13 | GT | DFO |  | OIL COMBUSTION (GAS) TURBINE | 1970-08-01 04:00 | NextEra Energy Power Marketing, LLC | FPLP | CT | 003 | CT | CT | 563 | 41.85 | 47.917 | 37.838 | 47.917 | 37.838 | -0.479
575 | SO. MEADOW 14 | 575 | SO. MEADOW 14 | GT | DFO |  | OIL COMBUSTION (GAS) TURBINE | 1970-08-01 04:00 | NextEra Energy Power Marketing, LLC | FPLP | CT | 003 | CT | CT | 563 | 41.85 | 46.346 | 36.746 | 46.346 | 36.746 | 0
580 | SO. MEADOW 5 | 580 | SO. MEADOW 5 | ST | MSW |  | BIO/REFUSE | 1987-11-01 05:00 | NextEra Energy Power Marketing, LLC | FPLP | CT | 003 | CT | CT | 563 | 40 | 23.175 | 21.06 | 23.175 | 21.06 | 2.916
581 | SO. MEADOW 6 | 581 | SO. MEADOW 6 | ST | MSW |  | BIO/REFUSE | 1987-11-01 05:00 | NextEra Energy Power Marketing, LLC | FPLP | CT | 003 | CT | CT | 563 | 40 | 23.076 | 24.768 | 23.076 | 24.768 | 1.926
583 | STONY BROOK 2A | 583 | STONY BROOK 2A | GT | DFO |  | OIL COMBUSTION (GAS) TURBINE | 1982-11-01 05:00 | Massachusetts Municipal Wholesale Electric Company | MMWEC | MA | 013 | WMA | WCMA | 6081 | 99.5004 | 87.4 | 67.4 | 87.4 | 67.4 | 0
584 | STONY BROOK 2B | 584 | STONY BROOK 2B | GT | DFO |  | OIL COMBUSTION (GAS) TURBINE | 1982-11-01 05:00 | Massachusetts Municipal Wholesale Electric Company | MMWEC | MA | 013 | WMA | WCMA | 6081 | 99.5004 | 85.3 | 65.3 | 85.3 | 65.3 | 0
587 | STEVENSON | 587 | STEVENSON | HW | WAT |  | HYDRO (WEEKLY CYCLE) | 1919-01-01 05:00 | FirstLight Power Resource Management, LLC | NEL1 | CT | 001 | SWCT | CT | 553 | 31.4991 | 28.844 | 26.346 | 28.844 | 26.346 | -1.965
590 | REENERGY STRATTON | 590 | BORALEX STRATTON ENERGY | ST | WDS |  | BIO/REFUSE | 1989-09-01 04:00 | ReEnergy Stratton LLC | REESTR | ME | 007 | ME | ME | 50650 | 46.9999 | 44.363 | 45.024 | 44.363 | 45.285 | 0.261
591 | S.D. WARREN-WESTBROOK | 591 | S.D. WARREN-WESTBROOK | ST | WDS | RFO | BIO/REFUSE | 1997-11-01 05:00 | NextEra Energy Power Marketing, LLC | FPLP | ME | 005 | SME | ME | 50447 | 62.6875 | 42.6 | 42.59 | 42.6 | 42.59 | 35.084
592 | TAMWORTH | 592 | TAMWORTH | ST | WDS |  | BIO/REFUSE | 1988-01-01 05:00 | Engie Energy Marketing NA, Inc | SUEZ | NH | 003 | NH | NH | 50739 | 20 | 18.134 | 20.7 | 18.134 | 20.7 | 0.886
595 | TORRINGTON TERMINAL 10 | 595 | TORRINGTON TERMINAL 10 | GT | KER |  | OIL COMBUSTION (GAS) TURBINE | 1967-08-01 04:00 | NRG Power Marketing LLC | NRGPM | CT | 005 | CT | CT | 565 | 18.5938 | 20.748 | 15.638 | 20.748 | 15.638 | 0
596 | TUNNEL 10 | 596 | TUNNEL 10 | GT | KER |  | OIL COMBUSTION (GAS) TURBINE | 1969-01-01 05:00 | FirstLight Power Resource Management, LLC | NEL1 | CT | 011 | CT | CT | 557 | 17.5 | 18.114 | 15.788 | 18.114 | 15.788 | -0.803
598 | VERGENNES 5 AND 6 DIESELS | 598 | VERGENNES 5 and 6 DIESELS | IC | DFO |  | OIL INTERNAL COMBUSTION | 1964-01-01 05:00 | Green Mountain Power Corporation | GMP | VT | 001 | VT | VT | 6519 | 4 | 4.24 | 3.94 | 4.24 | 3.94 | 0
599 | VERNON | 599 | VERNON | HDP | WAT |  | HYDRO (DAILY CYCLE - PONDAGE) | 1909-01-01 05:00 | TransCanada Hydro Northeast Inc | TCHN | VT | 025 | WMA | WCMA | 2352 | 34.56 | 32 | 32 | 32 | 32 | 0
612 | WATERS RIVER JET 1 | 612 | WATERS RIVER JET 1 | GT | NG | DFO | GAS/OIL COMBUSTION (GAS) TURBINE | 1971-12-01 05:00 | Massachusetts Municipal Wholesale Electric Company | MMWEC | MA | 009 | BOSTON | NEMA | 1678 | 21.25 | 21.974 | 15.974 | 21.974 | 15.974 | 0
613 | WATERS RIVER JET 2 | 613 | WATERS RIVER JET 2 | GT | NG | DFO | GAS/OIL COMBUSTION (GAS) TURBINE | 1991-04-01 05:00 | Massachusetts Municipal Wholesale Electric Company | MMWEC | MA | 009 | BOSTON | NEMA | 1678 | 41.9207 | 40 | 0 | 40 | 0 | -28.5
614 | WATERBURY 22 | 614 | WATERBURY 22 | HW | WAT |  | HYDRO (WEEKLY CYCLE) | 1953-01-01 05:00 | Green Mountain Power Corporation | GMP | VT | 023 | VT | VT | 6520 | 5.52 | 5 | 2.646 | 5 | 2.646 | -2.354
616 | WEST ENFIELD | 616 | WEST ENFIELD | HDR | WAT |  | HYDRO (DAILY CYCLE - RUN OF RIVER) | 1988-05-01 04:00 | New Brunswick Energy Marketing Corporation | NBPGC | ME | 019 | BHE | ME | 10255 | 12.9996 | 13.979 | 6.335 | 13.979 | 6.335 | -2.983
617 | WESTON | 617 | WESTON | HDR | WAT |  | HYDRO (DAILY CYCLE - RUN OF RIVER) | 1920-01-01 05:00 | Brookfield White Pine Hydro LLC | FPLEMH | ME | 017 | ME | ME | 1509 | 15.542 | 10.895 | 5.417 | 10.895 | 5.417 | -2.728
618 | DG WHITEFIELD, LLC | 618 | DG WHITEFIELD, LLC | ST | WDS |  | BIO/REFUSE | 1988-04-01 05:00 | Springfield Power, LLC | SPRING | NH | 007 | NH | NH | 10839 | 17.68 | 16.347 | 16.77 | 16.347 | 16.77 | 0.768
619 | WHITE LAKE JET | 619 | WHITE LAKE JET | GT | KER |  | OIL COMBUSTION (GAS) TURBINE | 1968-08-01 04:00 | Public Service Company of New Hampshire | PSNH | NH | 003 | NH | NH | 2369 | 18.5938 | 22.397 | 17.447 | 22.397 | 17.447 | 0
620 | WILDER | 620 | WILDER | HW | WAT |  | HYDRO (WEEKLY CYCLE) | 1950-01-01 05:00 | TransCanada Hydro Northeast Inc | TCHN | VT | 027 | VT | NH | 2353 | 35.64 | 40.698 | 39.083 | 40.698 | 39.083 | 0
621 | WILLIAMS | 621 | WILLIAMS | HDP | WAT |  | HYDRO (DAILY CYCLE - PONDAGE) | 1939-01-01 05:00 | Brookfield White Pine Hydro LLC | FPLEMH | ME | 025 | ME | ME | 1510 | 13.0181 | 14.855 | 14.9 | 14.855 | 14.9 | 0
622 | WINOOSKI 1 | 622 | WINOOSKI 1 | HDR | WAT |  | HYDRO (DAILY CYCLE - RUN OF RIVER) | 1993-04-01 05:00 | Burlington Electric Department | BED | VT | 007 | VT | VT | 54355 | 7.425 | 3.7 | 0.891 | 3.7 | 0.891 | -1.464
623 | COVANTA PROJECTS WALLINGFORD | 623 | WALLINGFORD REFUSE | ST | MSW | DFO | BIO/REFUSE | 1989-03-01 05:00 | Covanta Projects of Wallingford, L.P. | CPW | CT | 009 | SWCT | CT | 50664 | 10.9998 | 0 | 0 | 0 | 0 | 0
624 | WMI MILLBURY 1 | 624 | WMI MILLBURY 1 | ST | MSW |  | BIO/REFUSE | 1987-09-01 04:00 | New England Power Company | NEP | MA | 027 | CMA/NEMA | WCMA | 50878 | 42.84 | 39.891 | 39.811 | 39.891 | 39.811 | 0
625 | WEST MEDWAY JET 1 | 625 | WEST MEDWAY JET 1 | GT | DFO |  | OIL COMBUSTION (GAS) TURBINE | 1970-07-01 04:00 | Exelon Generation Company, LLC | EXGC | MA | 021 | BOSTON | NEMA | 1592 | 55.08 | 62.915 | 42 | 62.915 | 42 | 0
626 | WEST MEDWAY JET 2 | 626 | WEST MEDWAY JET 2 | GT | DFO |  | OIL COMBUSTION (GAS) TURBINE | 1971-03-01 05:00 | Exelon Generation Company, LLC | EXGC | MA | 021 | BOSTON | NEMA | 1592 | 55.08 | 61.598 | 39.848 | 61.598 | 39.848 | 0
627 | WEST MEDWAY JET 3 | 627 | WEST MEDWAY JET 3 | GT | DFO |  | OIL COMBUSTION (GAS) TURBINE | 1970-07-01 04:00 | Exelon Generation Company, LLC | EXGC | MA | 021 | RI | SEMA | 1592 | 55.08 | 60.742 | 42.001 | 60.742 | 42.001 | 0
628 | WOODLAND ROAD | 628 | WOODLAND ROAD | GT | KER |  | OIL COMBUSTION (GAS) TURBINE | 1969-07-01 04:00 | Essential Power Massachusetts, LLC | NAEA-EM | MA | 003 | WMA | WCMA | 1643 | 18.5938 | 20.658 | 15.808 | 20.658 | 15.808 | 0
630 | WEST SPRINGFIELD 10 | 630 | WEST SPRINGFIELD 10 | GT | KER |  | OIL COMBUSTION (GAS) TURBINE | 1968-01-01 05:00 | Essential Power Massachusetts, LLC | NAEA-EM | MA | 013 | WMA | WCMA | 1642 | 18.5938 | 21.928 | 16.629 | 21.928 | 16.629 | -0.184
633 | WEST SPRINGFIELD 3 | 633 | WEST SPRINGFIELD 3 | ST | NG | RFO | GAS/OIL STEAM | 1957-01-01 05:00 | Essential Power Massachusetts, LLC | NAEA-EM | MA | 013 | WMA | WCMA | 1642 | 113.6356 | 100.087 | 94.276 | 100.087 | 94.276 | 0
636 | WYMAN HYDRO 1 | 636 | WYMAN HYDRO 1 | HW | WAT |  | HYDRO (WEEKLY CYCLE) | 1930-01-01 05:00 | Brookfield White Pine Hydro LLC | FPLEMH | ME | 025 | ME | ME | 1511 | 27 | 28.046 | 29.12 | 28.046 | 29.12 | 1.758
637 | WYMAN HYDRO 2 | 637 | WYMAN HYDRO 2 | HW | WAT |  | HYDRO (WEEKLY CYCLE) | 1931-01-01 05:00 | Brookfield White Pine Hydro LLC | FPLEMH | ME | 025 | ME | ME | 1511 | 32.8177 | 29.9 | 29.9 | 29.9 | 29.9 | 0.034
638 | WYMAN HYDRO 3 | 638 | WYMAN HYDRO 3 | HW | WAT |  | HYDRO (WEEKLY CYCLE) | 1940-01-01 05:00 | Brookfield White Pine Hydro LLC | FPLEMH | ME | 025 | ME | ME | 1511 | 29.7 | 26.48 | 28.854 | 26.48 | 28.854 | 3.306
639 | YARMOUTH 1 | 639 | YARMOUTH 1 | ST | RFO |  | OIL STEAM | 1957-01-01 05:00 | NextEra Energy Power Marketing, LLC | FPLP | ME | 005 | SME | ME | 1507 | 50.0004 | 49.51 | 50.065 | 49.51 | 50.065 | 0
640 | YARMOUTH 2 | 640 | YARMOUTH 2 | ST | RFO |  | OIL STEAM | 1958-01-01 05:00 | NextEra Energy Power Marketing, LLC | FPLP | ME | 005 | SME | ME | 1507 | 55.1181 | 52.823 | 48.41 | 52.823 | 48.41 | 0.555
641 | YARMOUTH 3 | 641 | YARMOUTH 3 | ST | RFO |  | OIL STEAM | 1965-07-01 04:00 | NextEra Energy Power Marketing, LLC | FPLP | ME | 005 | SME | ME | 1507 | 125.6677 | 113.78 | 110.87 | 113.78 | 110.87 | 0
642 | YARMOUTH 4 | 642 | YARMOUTH 4 | ST | RFO |  | OIL STEAM | 1978-12-01 05:00 | NextEra Energy Power Marketing, LLC | FPLP | ME | 005 | SME | ME | 1507 | 632.4 | 605.875 | 602.05 | 605.875 | 602.05 | 0
715 | ROCHESTER LANDFILL | 715 | ROCHESTER LANDFILL | GT | LFG |  | BIO/REFUSE | 1998-05-01 04:00 | WM Renewable Energy, L.L.C. | WMRE | NH | 017 | NH | NH | 2007 | 4.999 | 2.244 | 2.055 | 2.244 | 2.055 | -0.071
737 | SIMPSON G LOAD REDUCER | 737 | SIMPSON G LOAD REDUCER | HDR | WAT |  | HYDRO (DAILY CYCLE - RUN OF RIVER) | 1980-01-01 05:00 | Green Mountain Power Corporation | GMP | VT | 009 | NH | VT | 10608 | 4.85 | 3.474 | 1.692 | 3.474 | 1.692 | -0.965
739 | ROCKY RIVER | 739 | ROCKY RIVER | PS | WAT |  | HYDRO (PUMPED STORAGE) | 1928-01-01 05:00 | FirstLight Power Resource Management, LLC | NEL1 | CT | 009 | SWCT | CT | 539 | 35.84 | 25.946 | 27.904 | 28.127 | 27.904 | -0.891
754 | BAR MILLS | 754 | BAR MILLS | HDR | WAT |  | HYDRO (DAILY CYCLE - RUN OF RIVER) | 1956-01-01 05:00 | Brookfield White Pine Hydro LLC | FPLEMH | ME | 031 | SME | ME | 1481 | 4 | 1.35 | 0 | 1.35 | 0 | 0
755 | BONNY EAGLE/W. BUXTON | 755 | BONNY EAGLE W. BUXTON | HDR | WAT |  | HYDRO (DAILY CYCLE - RUN OF RIVER) | 1910-01-01 05:00 | Brookfield White Pine Hydro LLC | FPLEMH | ME | 031 | SME | ME | 1482, 1508 | 15.1268 | 11.756 | 2.02 | 11.756 | 2.02 | -1.068
757 | HARRIS 4 | 757 | HARRIS 4 | HW | WAT |  | HYDRO (WEEKLY CYCLE) | 1954-01-01 05:00 | Brookfield White Pine Hydro LLC | FPLEMH | ME | 025 | ME | ME | 1492 | 1.4 | 1.249 | 1.436 | 1.249 | 1.436 | 0
759 | MESSALONSKEE COMPOSITE | 759 | MESSALONSKEE COMPOSITE | HDR | WAT |  | HYDRO (DAILY CYCLE - RUN OF RIVER) | 1917-01-01 05:00 | Littleton Electric Light & Water Department | LELWD | ME | 011 | ME | ME | 1497 | 5.866 | 3.974 | 0 | 3.974 | 0 | 0
760 | NORTH GORHAM | 760 | NORTH GORHAM | HDR | WAT |  | HYDRO (DAILY CYCLE - RUN OF RIVER) | 1925-01-01 05:00 | Brookfield White Pine Hydro LLC | FPLEMH | ME | 005 | SME | ME | 1501 | 2.85 | 1.47 | 0.712 | 1.47 | 0.712 | -0.124
761 | SHAWMUT | 761 | SHAWMUT | HDR | WAT |  | HYDRO (DAILY CYCLE - RUN OF RIVER) | 1913-01-01 05:00 | Brookfield White Pine Hydro LLC | FPLEMH | ME | 011 | ME | ME | 1504 | 8.8559 | 7.025 | 3.086 | 7.025 | 3.086 | -2.416
767 | SES CONCORD | 767 | SES CONCORD | ST | MSW |  | BIO/REFUSE | 1989-05-01 04:00 | Public Service Company of New Hampshire | PSNH | NH | 013 | NH | NH | 50873 | 15.7529 | 12.36 | 11.816 | 12.36 | 11.816 | -0.234
768 | GARVINS/HOOKSETT | 768 | GARVINS HOOKSETT | HDR | WAT |  | HYDRO (DAILY CYCLE - RUN OF RIVER) | 1902-01-01 05:00 | Public Service Company of New Hampshire | PSNH | NH | 013 | NH | NH | 2357, 2359 | 13.53 | 7.087 | 0 | 7.087 | 0 | -2.532
769 | HADLEY FALLS 1&2 | 769 | HADLEY FALLS 1&2 | HDR | WAT |  | HYDRO (DAILY CYCLE - RUN OF RIVER) | 1983-01-01 05:00 | Holyoke Gas & Electric Department | HGE | MA | 013 | WMA | WCMA | 1605 | 31.095 | 15.095 | 0 | 15.095 | 0 | 0
772 | NEWPORT HYDRO | 772 | NEWPORT HYDRO | HW | WAT |  | HYDRO (WEEKLY CYCLE) | 1980-01-01 05:00 | Green Mountain Power Corporation | GMP | VT | 019 | NH | VT | 3731 | 4.5 | 2.24 | 0.305 | 2.24 | 0.305 | -1.721
774 | LOWER LAMOILLE COMPOSITE | 774 | LOWER LAMOILLE COMPOSITE | HW | WAT |  | HYDRO (WEEKLY CYCLE) | 1948-01-01 05:00 | Green Mountain Power Corporation | GMP | VT | 007 | VT | VT | 3711 | 16.848 | 16 | 15.8 | 16 | 15.8 | 0
775 | MIDDLEBURY COMPOSITE | 775 | MIDDLEBURY COMPOSITE | HW | WAT |  | HYDRO (WEEKLY CYCLE) | 1917-01-01 05:00 | Green Mountain Power Corporation | GMP | VT | 001 | VT | VT | 3716 | 5.2 | 5.724 | 1.666 | 5.724 | 1.666 | -5.084
776 | N. RUTLAND COMPOSITE | 776 | N. RUTLAND COMPOSITE | HW | WAT |  | HYDRO (WEEKLY CYCLE) | 1980-01-01 05:00 | Green Mountain Power Corporation | GMP | VT | 021 | VT | VT | 3714 | 4.48 | 4.155 | 4.503 | 4.155 | 4.503 | 0
779 | MIDDLESEX 2 | 779 | MIDDLESEX 2 | HDR | WAT |  | HYDRO (DAILY CYCLE - RUN OF RIVER) | 1928-01-01 05:00 | Green Mountain Power Corporation | GMP | VT | 023 | VT | VT | 3740 | 2.64 | 1.202 | 0 | 1.202 | 0 | -1.202
781 | WEST DANVILLE 1 | 781 | WEST DANVILLE 1 | HDR | WAT |  | HYDRO (DAILY CYCLE - RUN OF RIVER) | 1986-11-01 05:00 | Green Mountain Power Corporation | GMP | VT | 005 | VT | VT | 3743 | 2.273 | 0.392 | 0 | 0.392 | 0 | 0
783 | HIGHGATE FALLS | 783 | HIGHGATE FALLS | HDR | WAT |  | HYDRO (DAILY CYCLE - RUN OF RIVER) | 1980-01-01 05:00 | Vermont Public Power Supply Authority | VPPSA | VT | 011 | VT | VT | 6618 | 9.583 | 8.791 | 1.033 | 8.791 | 1.033 | -5.615
789 | CEC 002 PAWTUCKET U5 | 789 | CEC 002 PAWTUCKET U5 | HDR | WAT |  | HYDRO (DAILY CYCLE - RUN OF RIVER) | 1985-03-01 05:00 | The Narragansett Electric Company | NEC | RI | 007 | RI | RI | 3233 | 3.454 | 0.588 | 0 | 0.588 | 0 | 0
792 | CENTENNIAL HYDRO | 792 | CENTENNIAL HYDRO | HDR | WAT |  | HYDRO (DAILY CYCLE - RUN OF RIVER) | 1990-05-01 04:00 | Sterling Municipal Electric Light Department | SMED | MA | 017 | CMA/NEMA | WCMA | 7112 | 0.79 | 0.557 | 0 | 0.557 | 0 | 0
793 | METHUEN HYDRO | 793 | METHUEN HYDRO | HDR | WAT |  | HYDRO (DAILY CYCLE - RUN OF RIVER) | 1988-08-01 04:00 | Sterling Municipal Electric Light Department | SMED | MA | 009 | BOSTON | NEMA |  | 0.273 | 0.104 | 0 | 0.104 | 0 | 0
794 | MINIWAWA | 794 | MINIWAWA | HDR | WAT |  | HYDRO (DAILY CYCLE - RUN OF RIVER) | 1992-04-01 05:00 | Public Service Company of New Hampshire | PSNH | NH | 005 | VT | NH |  | 1 | 0.639 | 0 | 0.639 | 0 | -0.11
795 | RIVER MILL HYDRO | 795 | RIVER MILL HYDRO | HDR | WAT |  | HYDRO (DAILY CYCLE - RUN OF RIVER) | 1989-06-01 04:00 | Middleton Municipal Light Department | MMELD | NH | 009 | VT | NH | 3049 | 0.2 | 0.111 | 0 | 0.111 | 0 | 0
796 | GOODWIN DAM | 796 | GOODWIN DAM | HDP | WAT |  | HYDRO (DAILY CYCLE - PONDAGE) | 1986-02-01 05:00 | Connecticut Municipal Electric Energy Cooperative | CMEEC | CT | 003 | CT | CT | 54302 | 3.3 | 3 | 3 | 3 | 3 | 0
797 | WYRE WYND HYDRO | 797 | CEC 003 WYRE WYND U5 | HDR | WAT |  | HYDRO (DAILY CYCLE - RUN OF RIVER) | 1997-04-01 05:00 | Gravity Renewables, Inc | GRRN | CT | 011 | CT | CT |  | 2.78 | 1.205 | 0.077 | 1.205 | 0.077 | -0.004
798 | COLEBROOK | 798 | COLEBROOK | HDR | WAT |  | HYDRO (DAILY CYCLE - RUN OF RIVER) | 1988-03-01 05:00 | Connecticut Light and Power Company, The | CLP | CT | 005 | CT | CT | 54301 | 3 | 0.12 | 0 | 0.12 | 0 | -0.846
800 | KINNEYTOWN B | 800 | KINNEYTOWN B | HDR | WAT |  | HYDRO (DAILY CYCLE - RUN OF RIVER) | 1986-11-01 05:00 | CHI Power Marketing, Inc. | CHIPM | CT | 009 | SWCT | CT | 54385 | 1.51 | 0.331 | 0 | 0.331 | 0 | -0.047
801 | WILLIMANTIC 1 | 801 | WILLIMANTIC 1 | HDR | WAT |  | HYDRO (DAILY CYCLE - RUN OF RIVER) | 1990-06-01 04:00 | Connecticut Light and Power Company, The | CLP | CT | 015 | CT | CT |  | 0.77 | 0.188 | 0 | 0.188 | 0 | 0
802 | WILLIMANTIC 2 | 802 | WILLIMANTIC 2 | HDR | WAT |  | HYDRO (DAILY CYCLE - RUN OF RIVER) | 1990-06-01 04:00 | Connecticut Light and Power Company, The | CLP | CT | 015 | CT | CT |  | 0.77 | 0 | 0 | 0 | 0 | 0
803 | TOUTANT | 803 | TOUTANT | HDR | WAT |  | HYDRO (DAILY CYCLE - RUN OF RIVER) | 1994-02-01 05:00 | Connecticut Light and Power Company, The | CLP | CT | 015 | CT | CT |  | 0.5 | 0.082 | 0 | 0.082 | 0 | -0.251
804 | PUTNAM | 804 | PUTNAM | HDR | WAT |  | HYDRO (DAILY CYCLE - RUN OF RIVER) | 1987-10-01 04:00 | Putnam Hydropower, Inc. | PUTNAM | CT | 015 | CT | CT |  | 1.94 | 0.311 | 0 | 0.311 | 0 | 0
806 | MECHANICSVILLE | 806 | MECHANICSVILLE | HDR | WAT |  | HYDRO (DAILY CYCLE - RUN OF RIVER) | 1995-09-01 04:00 | Sterling Municipal Electric Light Department | SMED | CT | 015 | CT | CT |  | 0.29 | 0.101 | 0 | 0.101 | 0 | 0
807 | CEC 004 DAYVILLE POND U5 | 807 | CEC 004 DAYVILLE POND U5 | HDR | WAT |  | HYDRO (DAILY CYCLE - RUN OF RIVER) | 1995-03-01 05:00 | Connecticut Light and Power Company, The | CLP | CT | 015 | CT | CT |  | 0.1 | 0.037 | 0 | 0.037 | 0 | 0
808 | SANDY HOOK HYDRO | 808 | SANDY HOOK HYDRO | HDR | WAT |  | HYDRO (DAILY CYCLE - RUN OF RIVER) | 1989-04-01 05:00 | Connecticut Light and Power Company, The | CLP | CT | 001 | SWCT | CT |  | 0.19 | 0.039 | 0 | 0.039 | 0 | 0
809 | PINCHBECK | 809 | PINCHBECK | ST | WDS |  | BIO/REFUSE | 1987-07-01 04:00 | Connecticut Light and Power Company, The | CLP | CT | 009 | CT | CT |  | 0.15 | 0 | 0 | 0 | 0 | 0
810 | QUINEBAUG | 810 | QUINEBAUG | HDR | WAT |  | HYDRO (DAILY CYCLE - RUN OF RIVER) | 1990-09-01 04:00 | Connecticut Light and Power Company, The | CLP | CT | 015 | CT | CT | 543 | 2.81 | 0.715 | 0.037 | 0.715 | 0.037 | 0
811 | BANTAM | 811 | BANTAM | HDR | WAT |  | HYDRO (DAILY CYCLE - RUN OF RIVER) | 1905-01-01 05:00 | FirstLight Power Resource Management, LLC | NEL1 | CT | 005 | CT | CT | 6457 | 0.32 | 0 | 0 | 0 | 0 | 0
812 | BEEBE HOLBROOK | 812 | BEEBE HOLBROOK | HDR | WAT |  | HYDRO (DAILY CYCLE - RUN OF RIVER) | 1948-01-01 05:00 | Holyoke Gas & Electric Department | HGE | MA | 013 | WMA | WCMA | 1602 | 0.533 | 0.165 | 0 | 0.165 | 0 | -0.144
813 | TUNNEL | 813 | TUNNEL | HDR | WAT |  | HYDRO (DAILY CYCLE - RUN OF RIVER) | 1919-01-01 05:00 | FirstLight Power Resource Management, LLC | NEL1 | CT | 011 | CT | CT | 557 | 2.122 | 1.023 | 0 | 1.023 | 0 | 0
814 | PATCH | 814 | PATCH | HDR | WAT |  | HYDRO (DAILY CYCLE - RUN OF RIVER) | 2000-04-01 05:00 | Green Mountain Power Corporation | GMP | VT | 021 | VT | VT | 3719 | 1.05 | 0 | 0 | 0 | 0 | 0
815 | CARVER FALLS | 815 | CARVER FALLS | HDR | WAT |  | HYDRO (DAILY CYCLE - RUN OF RIVER) | 1998-09-25 04:00 | Green Mountain Power Corporation | GMP | VT | 021 | VT | VT | 6456 | 2.496 | 0.821 | 0 | 0.821 | 0 | 0
816 | CAVENDISH | 816 | CAVENDISH | HDR | WAT |  | HYDRO (DAILY CYCLE - RUN OF RIVER) | 1998-09-25 04:00 | Green Mountain Power Corporation | GMP | VT | 027 | VT | VT | 3710 | 2.591 | 0.544 | 0 | 0.544 | 0 | -0.159
817 | TAFTSVILLE VT | 817 | TAFTSVILLE VT | HDR | WAT |  | HYDRO (DAILY CYCLE - RUN OF RIVER) | 2000-04-01 05:00 | Green Mountain Power Corporation | GMP | VT | 027 | VT | VT | 3727 | 0.676 | 0.15 | 0 | 0.15 | 0 | -0.06
818 | PIERCE MILLS | 818 | PIERCE MILLS | HDR | WAT |  | HYDRO (DAILY CYCLE - RUN OF RIVER) | 2000-04-01 05:00 | Green Mountain Power Corporation | GMP | VT | 005 | NH | VT | 3721 | 0.4 | 0.164 | 0 | 0.164 | 0 | -0.161
819 | ARNOLD FALLS | 819 | ARNOLD FALLS | HDR | WAT |  | HYDRO (DAILY CYCLE - RUN OF RIVER) | 1998-09-25 04:00 | Green Mountain Power Corporation | GMP | VT | 005 | NH | VT | 3707 | 3.64 | 0.194 | 0 | 0.194 | 0 | -0.14
820 | PASSUMPSIC | 820 | PASSUMPSIC | HDR | WAT |  | HYDRO (DAILY CYCLE - RUN OF RIVER) | 2000-04-01 05:00 | Green Mountain Power Corporation | GMP | VT | 005 | NH | VT | 3718 | 1 | 0.264 | 0.015 | 0.264 | 0.015 | 0.015
821 | GAGE | 821 | GAGE | HDR | WAT |  | HYDRO (DAILY CYCLE - RUN OF RIVER) | 2000-04-01 05:00 | Green Mountain Power Corporation | GMP | VT | 005 | NH | VT | 3713 | 0.9 | 0.366 | 0 | 0.366 | 0 | -0.297
822 | SMITH (CVPS) | 822 | SMITH (CVPS) | HDR | WAT |  | HYDRO (DAILY CYCLE - RUN OF RIVER) | 2000-04-01 05:00 | Green Mountain Power Corporation | GMP | VT | 017 | VT | VT | 3709 | 2.484 | 0.513 | 0.096 | 0.513 | 0.096 | -0.506
823 | EAST BARNET | 823 | EAST BARNET | HDR | WAT |  | HYDRO (DAILY CYCLE - RUN OF RIVER) | 2000-04-01 05:00 | Green Mountain Power Corporation | GMP | VT | 005 | NH | VT | 788 | 2.7 | 1.183 | 0 | 1.183 | 0 | -0.907
824 | BATH ELECTRIC HYDRO | 824 | BATH ELECTRIC HYDRO | HDR | WAT |  | HYDRO (DAILY CYCLE - RUN OF RIVER) | 1985-06-01 04:00 | Public Service Company of New Hampshire | PSNH | NH | 009 | NH | NH |  | 0.8 | 0.295 | 0.183 | 0.295 | 0.183 | -0.021
827 | SEARSBURG WIND | 827 | SEARSBURG WIND | WT | WND |  | WIND TURBINE | 1997-07-01 04:00 | Green Mountain Power Corporation | GMP | VT | 003 | WMA | WCMA | 7381 | 1.69 | 1.055 | 0.193 | 1.055 | 0.193 | 0.047
828 | BARTON HYDRO | 828 | BARTON HYDRO | HDR | WAT |  | HYDRO (DAILY CYCLE - RUN OF RIVER) | 1931-07-01 04:00 | Vermont Public Power Supply Authority | VPPSA | VT | 019 | NH | VT | 3753 | 1.4 | 0 | 0 | 0 | 0 | -0.352
830 | ENOSBURG HYDRO | 830 | ENOSBURG HYDRO | HDR | WAT |  | HYDRO (DAILY CYCLE - RUN OF RIVER) | 1980-01-01 05:00 | Vermont Public Power Supply Authority | VPPSA | VT | 011 | VT | VT | 3757 | 0.998 | 0.14 | 0 | 0.14 | 0 | -0.432
831 | VAIL & GREAT FALLS | 831 | VAIL & GREAT FALLS | HDR | WAT |  | HYDRO (DAILY CYCLE - RUN OF RIVER) | 1980-01-01 05:00 | Vermont Public Power Supply Authority | VPPSA | VT | 005 | NH | VT | 3726 | 1.708 | 0 | 0 | 0 | 0 | -0.291
832 | CENTER RUTLAND | 832 | CENTER RUTLAND | HDR | WAT |  | HYDRO (DAILY CYCLE - RUN OF RIVER) | 1901-08-01 04:00 | Green Mountain Power Corporation | GMP | VT | 021 | VT | VT | 6453 | 1.1 | 0 | 0 | 0 | 0 | 0
833 | BARNET | 833 | BARNET | HDR | WAT |  | HYDRO (DAILY CYCLE - RUN OF RIVER) | 2001-03-01 05:00 | Green Mountain Power Corporation | GMP | VT | 005 | VT | VT |  | 0.49 | 0.159 | 0 | 0.159 | 0 | -0.143
834 | COMTU FALLS | 834 | COMPTU FALLS | HDR | WAT |  | HYDRO (DAILY CYCLE - RUN OF RIVER) | 1982-01-01 05:00 | Green Mountain Power Corporation | GMP | VT | 027 | VT | VT |  | 0.46 | 0.398 | 0 | 0.398 | 0 | -0.096
835 | DEWEY MILLS | 835 | DEWEY MILLS | HDR | WAT |  | HYDRO (DAILY CYCLE - RUN OF RIVER) | 2001-03-01 05:00 | Green Mountain Power Corporation | GMP | VT | 027 | VT | VT | 10137 | 2.85 | 0.584 | 0 | 0.584 | 0 | 0
836 | EMERSON FALLS | 836 | EMERSON FALLS | HDR | WAT |  | HYDRO (DAILY CYCLE - RUN OF RIVER) | 1985-10-01 04:00 | Green Mountain Power Corporation | GMP | VT | 005 | NH | VT |  | 2.3 | 0.015 | 0 | 0.015 | 0 | 0
837 | KILLINGTON | 837 | KILLINGTON | HDR | WAT |  | HYDRO (DAILY CYCLE - RUN OF RIVER) | 1995-11-01 05:00 | Green Mountain Power Corporation | GMP | VT | 021 | VT | VT |  | 0.12 | 0.012 | 0 | 0.012 | 0 | 0
839 | LADD'S MILL | 839 | LADD'S MILL | HDR | WAT |  | HYDRO (DAILY CYCLE - RUN OF RIVER) | 1986-10-01 04:00 | Green Mountain Power Corporation | GMP | VT | 023 | VT | VT |  | 0.17 | 0.057 | 0 | 0.057 | 0 | -0.013
840 | MARTINSVILLE | 840 | MARTINSVILLE | HDR | WAT |  | HYDRO (DAILY CYCLE - RUN OF RIVER) | 1986-12-01 05:00 | Green Mountain Power Corporation | GMP | VT | 027 | VT | VT |  | 0.28 | 0.117 | 0 | 0.117 | 0 | -0.024
841 | MORETOWN 8 | 841 | MORETOWN 8 | HDR | WAT |  | HYDRO (DAILY CYCLE - RUN OF RIVER) | 1989-02-01 05:00 | Green Mountain Power Corporation | GMP | VT | 023 | VT | VT | 52033 | 1.13 | 0.308 | 0 | 0.308 | 0 | -0.128
842 | NANTANA MILL | 842 | NANTANA MILL | HDR | WAT |  | HYDRO (DAILY CYCLE - RUN OF RIVER) | 1986-05-01 04:00 | Green Mountain Power Corporation | GMP | VT | 023 | VT | VT |  | 0.22 | 0.089 | 0 | 0.089 | 0 | -0.034
843 | NEWBURY | 843 | NEWBURY | HDR | WAT |  | HYDRO (DAILY CYCLE - RUN OF RIVER) | 1988-01-01 05:00 | Green Mountain Power Corporation | GMP | VT | 017 | VT | VT |  | 0.27 | 0.193 | 0 | 0.193 | 0 | -0.105
844 | OTTAUQUECHEE | 844 | OTTAUQUECHEE | HDR | WAT |  | HYDRO (DAILY CYCLE - RUN OF RIVER) | 1987-09-01 04:00 | Green Mountain Power Corporation | GMP | VT | 027 | VT | VT | 50126 | 2.23 | 0.381 | 0 | 0.381 | 0 | -0.306
845 | SLACK DAM | 845 | SLACK DAM | HDR | WAT |  | HYDRO (DAILY CYCLE - RUN OF RIVER) | 1988-01-01 05:00 | Green Mountain Power Corporation | GMP | VT | 027 | VT | VT |  | 0.41 | 0.289 | 0 | 0.289 | 0 | -0.082
846 | WINOOSKI 8 | 846 | WINOOSKI 8 | HDR | WAT |  | HYDRO (DAILY CYCLE - RUN OF RIVER) | 1985-12-01 05:00 | Green Mountain Power Corporation | GMP | VT | 023 | VT | VT |  | 0.95 | 0.295 | 0 | 0.295 | 0 | -0.312
847 | WOODSIDE | 847 | WOODSIDE | HDR | WAT |  | HYDRO (DAILY CYCLE - RUN OF RIVER) | 1987-03-01 05:00 | Green Mountain Power Corporation | GMP | VT | 015 | VT | VT |  | 0.12 | 0.04 | 0 | 0.04 | 0 | -0.038
848 | WRIGHTSVILLE | 848 | WRIGHTSVILLE | HW | WAT |  | HYDRO (WEEKLY CYCLE) | 1985-01-01 05:00 | Vermont Public Power Supply Authority | VPPSA | VT | 023 | VT | VT | 7051 | 1.105 | 0.055 | 0 | 0.055 | 0 | -0.211
849 | CRESCENT DAM | 849 | CRESCENT DAM | HDR | WAT |  | HYDRO (DAILY CYCLE - RUN OF RIVER) | 1993-01-01 05:00 | CHI Power Marketing, Inc. | CHIPM | MA | 013 | WMA | WCMA |  | 1.644 | 0.616 | 0 | 0.616 | 0 | -0.291
850 | GLENDALE HYDRO | 850 | GLENDALE HYDRO | HDR | WAT |  | HYDRO (DAILY CYCLE - RUN OF RIVER) | 1989-12-01 05:00 | CHI Power Marketing, Inc. | CHIPM | MA | 003 | WMA | WCMA |  | 1.29 | 0.635 | 0.077 | 0.635 | 0.077 | -0.268
851 | GARDNER FALLS | 851 | GARDNER FALLS | HDR | WAT |  | HYDRO (DAILY CYCLE - RUN OF RIVER) | 1924-01-01 05:00 | Essential Power Massachusetts, LLC | NAEA-EM | MA | 011 | WMA | WCMA | 1634 | 3.649 | 0 | 0 | 0 | 0 | 0
852 | SOUTH BARRE HYDRO | 852 | SOUTH BARRE HYDRO | HDR | WAT |  | HYDRO (DAILY CYCLE - RUN OF RIVER) | 1989-10-01 04:00 | Massachusetts Municipal Wholesale Electric Company | MMWEC | MA | 027 | WMA | WCMA |  | 0.15 | 0.088 | 0 | 0.088 | 0 | 0
853 | WEBSTER HYDRO | 853 | WEBSTER HYDRO | HDR | WAT |  | HYDRO (DAILY CYCLE - RUN OF RIVER) | 1983-02-01 05:00 | Massachusetts Municipal Wholesale Electric Company | MMWEC | MA | 027 | CMA/NEMA | WCMA | 10404 | 0.15 | 0 | 0 | 0 | 0 | 0
854 | ORANGE HYDRO 1 | 854 | ORANGE HYDRO 1 | HDR | WAT |  | HYDRO (DAILY CYCLE - RUN OF RIVER) | 1987-08-01 04:00 | Templeton Municipal Lighting Plant | TTMLP | MA | 011 | WMA | WCMA |  | 0.35 | 0 | 0 | 0 | 0 | 0
855 | ORANGE HYDRO 2 | 855 | ORANGE HYDRO 2 | HDR | WAT |  | HYDRO (DAILY CYCLE - RUN OF RIVER) | 1993-11-01 05:00 | Templeton Municipal Lighting Plant | TTMLP | MA | 011 | WMA | WCMA |  | 0.35 | 0.174 | 0 | 0.174 | 0 | -0.061
856 | HUNT'S POND | 856 | HUNT'S POND | HDR | WAT |  | HYDRO (DAILY CYCLE - RUN OF RIVER) | 1996-08-01 04:00 | Templeton Municipal Lighting Plant | TTMLP | MA | 027 | WMA | WCMA |  | 0.12 | 0.043 | 0 | 0.043 | 0 | 0
857 | OAKDALE HYDRO | 857 | OAKDALE HYDRO | HDR | WAT |  | HYDRO (DAILY CYCLE - RUN OF RIVER) | 1994-07-01 04:00 | Massachusetts Electric Company | MEC | MA | 027 | CMA/NEMA | WCMA | 10824 | 3 | 0 | 0 | 0 | 0 | -2.699
859 | BOATLOCK | 859 | BOATLOCK | HDR | WAT |  | HYDRO (DAILY CYCLE - RUN OF RIVER) | 1924-01-01 05:00 | Holyoke Gas & Electric Department | HGE | MA | 013 | WMA | WCMA | 1603 | 3.118 | 2.353 | 0 | 2.353 | 0 | -2.431
860 | BRIAR HYDRO | 860 | BRIAR HYDRO | HDR | WAT |  | HYDRO (DAILY CYCLE - RUN OF RIVER) | 1988-01-01 05:00 | Public Service Company of New Hampshire | PSNH | NH | 013 | NH | NH | 50351 | 6 | 2.813 | 0 | 2.813 | 0 | -0.308
861 | CANAAN | 861 | CANAAN | HDR | WAT |  | HYDRO (DAILY CYCLE - RUN OF RIVER) | 1927-01-01 05:00 | Public Service Company of New Hampshire | PSNH | VT | 009 | NH | NH | 3750 | 1.168 | 0.948 | 0.349 | 0.948 | 0.349 | -0.655
862 | CHEMICAL | 862 | CHEMICAL | HDR | WAT |  | HYDRO (DAILY CYCLE - RUN OF RIVER) | 1935-01-01 05:00 | Holyoke Gas & Electric Department | HGE | MA | 013 | WMA | WCMA | 1604 | 1.609 | 0.878 | 0 | 0.878 | 0 | -1.113
863 | CLEMENT DAM | 863 | CLEMENT DAM | HDR | WAT |  | HYDRO (DAILY CYCLE - RUN OF RIVER) | 1985-05-01 04:00 | Massachusetts Municipal Wholesale Electric Company | MMWEC | NH | 001 | NH | NH | 10276 | 2.4 | 1.096 | 0 | 1.096 | 0 | -0.59
864 | DWIGHT | 864 | DWIGHT | HDR | WAT |  | HYDRO (DAILY CYCLE - RUN OF RIVER) | 1920-01-01 05:00 | Essential Power Massachusetts, LLC | NAEA-EM | MA | 013 | WMA | WCMA | 6378 | 1.746 | 0 | 0 | 0 | 0 | 0
865 | ERROL | 865 | ERROL | HDR | WAT |  | HYDRO (DAILY CYCLE - RUN OF RIVER) | 1986-12-01 05:00 | Public Service Company of New Hampshire | PSNH | NH | 007 | NH | NH | 10570 | 3 | 2.141 | 1.463 | 2.141 | 1.463 | -0.429
866 | GREGGS | 866 | GREGGS | HDR | WAT |  | HYDRO (DAILY CYCLE - RUN OF RIVER) | 1986-01-01 05:00 | Massachusetts Municipal Wholesale Electric Company | MMWEC | NH | 011 | NH | NH | 50384 | 3.51 | 1.052 | 0 | 1.052 | 0 | -0.226
867 | INDIAN ORCHARD | 867 | INDIAN ORCHARD | HDR | WAT |  | HYDRO (DAILY CYCLE - RUN OF RIVER) | 1928-01-01 05:00 | Essential Power Massachusetts, LLC | NAEA-EM | MA | 013 | WMA | WCMA | 6379 | 3.33 | 0.172 | 0 | 0.172 | 0 | 0
868 | MILTON MILLS HYDRO | 868 | MILTON MILLS HYDRO | HDR | WAT |  | HYDRO (DAILY CYCLE - RUN OF RIVER) | 1929-01-01 05:00 | Public Service Company of New Hampshire | PSNH | NH | 017 | NH | NH | 10519 | 1.51 | 0.997 | 0 | 0.997 | 0 | -0.196
869 | MINE FALLS | 869 | MINE FALLS | HDR | WAT |  | HYDRO (DAILY CYCLE - RUN OF RIVER) | 1985-12-01 05:00 | Power Supply Services, LLC | PSS | NH | 011 | NH | NH | 10183 | 3 | 0.957 | 0 | 0.957 | 0 | -0.146
870 | PEMBROKE | 870 | PEMBROKE | HDR | WAT |  | HYDRO (DAILY CYCLE - RUN OF RIVER) | 1986-01-01 05:00 | Massachusetts Municipal Wholesale Electric Company | MMWEC | NH | 013 | NH | NH | 50312 | 2.6 | 1.106 | 0 | 1.106 | 0 | 0
871 | PENNACOOK FALLS LOWER | 871 | PENNACOOK FALLS LOWER | HDR | WAT |  | HYDRO (DAILY CYCLE - RUN OF RIVER) | 1984-11-01 05:00 | Unitil Energy Systems, Inc. | UNITIL-ES | NH | 013 | NH | NH | 50351 | 4 | 2.904 | 0 | 2.904 | 0 | -0.368
872 | PENNACOOK FALLS UPPER | 872 | PENNACOOK FALLS UPPER | HDR | WAT |  | HYDRO (DAILY CYCLE - RUN OF RIVER) | 1986-12-01 05:00 | Public Service Company of New Hampshire | PSNH | NH | 013 | NH | NH | 50414 | 3.12 | 1.869 | 0 | 1.869 | 0 | -0.344
873 | PUTTS BRIDGE | 873 | PUTTS BRIDGE | HDR | WAT |  | HYDRO (DAILY CYCLE - RUN OF RIVER) | 1918-01-01 05:00 | Essential Power Massachusetts, LLC | NAEA-EM | MA | 013 | WMA | WCMA | 1637 | 4.101 | 1.975 | 0 | 1.975 | 0 | 0
874 | RED BRIDGE | 874 | RED BRIDGE | HDR | WAT |  | HYDRO (DAILY CYCLE - RUN OF RIVER) | 1926-01-01 05:00 | Essential Power Massachusetts, LLC | NAEA-EM | MA | 013 | WMA | WCMA | 1638 | 4.532 | 0.869 | 0 | 0.869 | 0 | 0
875 | RIVER BEND | 875 | RIVER BEND | HDR | WAT |  | HYDRO (DAILY CYCLE - RUN OF RIVER) | 1986-02-01 05:00 | Massachusetts Municipal Wholesale Electric Company | MMWEC | NH | 013 | NH | NH |  | 1.79 | 1.185 | 0.283 | 1.185 | 0.283 | -0.22
876 | ROBERTSVILLE | 876 | ROBERTSVILLE | HDR | WAT |  | HYDRO (DAILY CYCLE - RUN OF RIVER) | 1924-01-01 05:00 | FirstLight Power Resource Management, LLC | NEL1 | CT | 003 | CT | CT | 549 | 0.624 | 0 | 0 | 0 | 0 | 0
877 | SCOTLAND | 877 | SCOTLAND | HDR | WAT |  | HYDRO (DAILY CYCLE - RUN OF RIVER) | 1937-01-01 05:00 | FirstLight Power Resource Management, LLC | NEL1 | CT | 015 | CT | CT | 551 | 2.25 | 0 | 0 | 0 | 0 | 0
878 | SKINNER | 878 | SKINNER | HDR | WAT |  | HYDRO (DAILY CYCLE - RUN OF RIVER) | 1924-01-01 05:00 | Holyoke Gas & Electric Department | HGE | MA | 013 | WMA | WCMA | 1608 | 0.28 | 0.251 | 0 | 0.251 | 0 | -0.252
879 | TAFTVILLE CT | 879 | TAFTVILLE CT | HDR | WAT |  | HYDRO (DAILY CYCLE - RUN OF RIVER) | 1906-01-01 05:00 | FirstLight Power Resource Management, LLC | NEL1 | CT | 011 | CT | CT | 554 | 1.874 | 0.686 | 0 | 0.686 | 0 | 0
882 | FRANKLIN FALLS | 882 | FRANKLIN FALLS | HDR | WAT |  | HYDRO (DAILY CYCLE - RUN OF RIVER) | 1978-02-01 05:00 | Public Service Company of New Hampshire | PSNH | NH | 013 | NH | NH | 10109 | 0.8 | 0.487 | 0.306 | 0.487 | 0.306 | -0.031
883 | SALMON FALLS HYDRO | 883 | SALMON FALLS HYDRO | HDR | WAT |  | HYDRO (DAILY CYCLE - RUN OF RIVER) | 1983-11-01 05:00 | CHI Power Marketing, Inc. | CHIPM | NH | 017 | SME | ME | 50702 | 1.2 | 0.424 | 0 | 0.424 | 0 | 0
884 | SWANS FALLS | 884 | SWANS FALLS | HDR | WAT |  | HYDRO (DAILY CYCLE - RUN OF RIVER) | 1998-10-01 04:00 | Public Service Company of New Hampshire | PSNH | ME | 017 | NH | NH | 1518 | 0.4 | 0.395 | 0.121 | 0.395 | 0.121 | -0.16
886 | COCHECO FALLS | 886 | COCHECO FALLS | HDR | WAT |  | HYDRO (DAILY CYCLE - RUN OF RIVER) | 1983-12-01 05:00 | Public Service Company of New Hampshire | PSNH | NH | 017 | NH | NH |  | 0.71 | 0.256 | 0 | 0.256 | 0 | 0
887 | CHINA MILLS DAM | 887 | CHINA MILLS DAM | HDR | WAT |  | HYDRO (DAILY CYCLE - RUN OF RIVER) | 1981-10-01 04:00 | Public Service Company of New Hampshire | PSNH | NH | 013 | NH | NH | 50103 | 0.9 | 0.449 | 0 | 0.449 | 0 | 0
888 | NEWFOUND HYDRO | 888 | NEWFOUND HYDRO | HDR | WAT |  | HYDRO (DAILY CYCLE - RUN OF RIVER) | 1983-12-01 05:00 | Power Supply Services, LLC | PSS | NH | 009 | NH | NH | 50324 | 1.966 | 0.775 | 0 | 0.775 | 0 | -0.112
889 | SUNAPEE HYDRO | 889 | SUNAPEE HYDRO | HDR | WAT |  | HYDRO (DAILY CYCLE - RUN OF RIVER) | 1985-02-01 05:00 | Public Service Company of New Hampshire | PSNH | NH | 019 | NH | NH |  | 0.65 | 0.244 | 0 | 0.244 | 0 | -0.089
890 | NASHUA HYDRO | 890 | NASHUA HYDRO | HDR | WAT |  | HYDRO (DAILY CYCLE - RUN OF RIVER) | 1984-12-01 05:00 | Public Service Company of New Hampshire | PSNH | NH | 011 | NH | NH |  | 0.84 | 0.491 | 0 | 0.491 | 0 | -0.104
891 | HILLSBORO MILLS | 891 | HILLSBORO MILLS | HDR | WAT |  | HYDRO (DAILY CYCLE - RUN OF RIVER) | 1988-03-01 05:00 | Public Service Company of New Hampshire | PSNH | NH | 011 | NH | NH | 10036 | 0.57 | 0.132 | 0 | 0.132 | 0 | 0
892 | LAKEPORT DAM | 892 | LAKEPORT DAM | HDR | WAT |  | HYDRO (DAILY CYCLE - RUN OF RIVER) | 1983-12-01 05:00 | Power Supply Services, LLC | PSS | NH | 001 | NH | NH |  | 0.72 | 0.288 | 0.138 | 0.288 | 0.138 | -0.012
893 | WEST HOPKINTON HYDRO | 893 | WEST HOPKINTON HYDRO | HDR | WAT |  | HYDRO (DAILY CYCLE - RUN OF RIVER) | 1982-11-01 05:00 | CHI Power Marketing, Inc. | CHIPM | NH | 013 | NH | NH | 54384 | 1.25 | 0.42 | 0 | 0.42 | 0 | 0
894 | LISBON HYDRO | 894 | LISBON HYDRO | HDR | WAT |  | HYDRO (DAILY CYCLE - RUN OF RIVER) | 1986-12-01 05:00 | Public Service Company of New Hampshire | PSNH | NH | 009 | NH | NH |  | 0.515 | 0.322 | 0.153 | 0.322 | 0.153 | -0.094
895 | LOWER ROBERTSON DAM | 895 | LOWER ROBERTSON DAM | HDR | WAT |  | HYDRO (DAILY CYCLE - RUN OF RIVER) | 1987-05-01 04:00 | Massachusetts Municipal Wholesale Electric Company | MMWEC | NH | 005 | VT | NH |  | 0.9 | 0.592 | 0 | 0.592 | 0 | -0.192
897 | OLD NASH DAM | 897 | OLD NASH DAM | HDR | WAT |  | HYDRO (DAILY CYCLE - RUN OF RIVER) | 1984-12-01 05:00 | Public Service Company of New Hampshire | PSNH | NH | 005 | VT | NH |  | 0.23 | 0.038 | 0 | 0.038 | 0 | 0
898 | SUGAR RIVER HYDRO | 898 | SUGAR RIVER HYDRO | HDR | WAT |  | HYDRO (DAILY CYCLE - RUN OF RIVER) | 1986-09-01 04:00 | Public Service Company of New Hampshire | PSNH | NH | 019 | NH | NH |  | 0.158 | 0.127 | 0 | 0.127 | 0 | 0
900 | GREAT FALLS LOWER | 900 | GREAT FALLS LOWER | HDR | WAT |  | HYDRO (DAILY CYCLE - RUN OF RIVER) | 1984-06-01 04:00 | Public Service Company of New Hampshire | PSNH | NH | 017 | NH | NH | 50704 | 1.1 | 0.547 | 0 | 0.547 | 0 | 0
901 | WATERLOOM FALLS | 901 | WATERLOOM FALLS | HDR | WAT |  | HYDRO (DAILY CYCLE - RUN OF RIVER) | 1981-10-01 04:00 | Public Service Company of New Hampshire | PSNH | NH | 011 | NH | NH |  | 0.11 | 0.022 | 0 | 0.022 | 0 | 0
902 | HOSIERY MILL DAM | 902 | HOSIERY MILL DAM | HDR | WAT |  | HYDRO (DAILY CYCLE - RUN OF RIVER) | 1984-07-01 04:00 | Swift River Trading Company LLC | SRTC | NH | 011 | NH | NH |  | 1.25 | 0.396 | 0 | 0.396 | 0 | 0
903 | WYANDOTTE HYDRO | 903 | WYANDOTTE HYDRO | HDR | WAT |  | HYDRO (DAILY CYCLE - RUN OF RIVER) | 1983-05-01 04:00 | Public Service Company of New Hampshire | PSNH | NH | 017 | NH | NH |  | 0.15 | 0.047 | 0 | 0.047 | 0 | 0
904 | LOCHMERE DAM | 904 | LOCHMERE DAM | HDR | WAT |  | HYDRO (DAILY CYCLE - RUN OF RIVER) | 1984-12-01 05:00 | Massachusetts Municipal Wholesale Electric Company | MMWEC | NH | 001 | NH | NH | 54572 | 1.03 | 0.504 | 0.198 | 0.504 | 0.198 | 0
905 | ASHUELOT HYDRO | 905 | ASHUELOT HYDRO | HDR | WAT |  | HYDRO (DAILY CYCLE - RUN OF RIVER) | 1987-05-01 04:00 | Massachusetts Municipal Wholesale Electric Company | MMWEC | NH | 005 | VT | NH |  | 0.93 | 0.482 | 0 | 0.482 | 0 | -0.205
906 | ROLLINSFORD HYDRO | 906 | ROLLINSFORD HYDRO | HDR | WAT |  | HYDRO (DAILY CYCLE - RUN OF RIVER) | 1980-11-01 05:00 | Public Service Company of New Hampshire | PSNH | NH | 017 | NH | NH | 54418 | 1.5 | 0.743 | 0 | 0.743 | 0 | 0
908 | OTIS MILL HYDRO | 908 | OTIS MILL HYDRO | HDR | WAT |  | HYDRO (DAILY CYCLE - RUN OF RIVER) | 1982-01-01 05:00 | Public Service Company of New Hampshire | PSNH | NH | 011 | NH | NH | 50080 | 0.15 | 0.022 | 0 | 0.022 | 0 | 0
909 | STEELS POND HYDRO | 909 | STEELS POND HYDRO | HDR | WAT |  | HYDRO (DAILY CYCLE - RUN OF RIVER) | 1984-12-01 05:00 | Public Service Company of New Hampshire | PSNH | NH | 011 | NH | NH |  | 0.98 | 0.385 | 0.043 | 0.385 | 0.043 | -0.002
910 | CAMPTON DAM | 910 | CAMPTON DAM | HDR | WAT |  | HYDRO (DAILY CYCLE - RUN OF RIVER) | 1985-12-01 05:00 | Public Service Company of New Hampshire | PSNH | NH | 009 | NH | NH |  | 0.47 | 0.111 | 0 | 0.111 | 0 | -0.096
911 | KELLEYS FALLS | 911 | KELLEYS FALLS | HDR | WAT |  | HYDRO (DAILY CYCLE - RUN OF RIVER) | 1989-06-01 04:00 | Public Service Company of New Hampshire | PSNH | NH | 011 | NH | NH |  | 0.429 | 0.276 | 0 | 0.276 | 0 | 0
913 | GOODRICH FALLS | 913 | GOODRICH FALLS | HDR | WAT |  | HYDRO (DAILY CYCLE - RUN OF RIVER) | 1981-06-01 04:00 | New Hampshire Electric Cooperative, Inc. | NHEC | NH | 003 | NH | NH |  | 0.5 | 0.244 | 0.016 | 0.244 | 0.016 | -0.098
914 | CHAMBERLAIN FALLS | 914 | CHAMBERLAIN FALLS | HDR | WAT |  | HYDRO (DAILY CYCLE - RUN OF RIVER) | 1983-05-01 04:00 | Public Service Company of New Hampshire | PSNH | NH | 011 | NH | NH |  | 0.13 | 0 | 0 | 0 | 0 | 0
915 | MONADNOCK PAPER MILLS | 915 | MONADNOCK PAPER MILLS | HDR | WAT |  | HYDRO (DAILY CYCLE - RUN OF RIVER) | 1975-06-01 04:00 | Public Service Company of New Hampshire | PSNH | NH | 011 | NH | NH |  | 1.95 | 0 | 0 | 0 | 0 | 0
919 | HOPKINTON HYDRO | 919 | HOPKINTON HYDRO | HDR | WAT |  | HYDRO (DAILY CYCLE - RUN OF RIVER) | 1984-12-01 05:00 | Public Service Company of New Hampshire | PSNH | NH | 013 | NH | NH |  | 0.25 | 0.187 | 0 | 0.187 | 0 | -0.111
922 | NOONE FALLS | 922 | NOONE FALLS | HDR | WAT |  | HYDRO (DAILY CYCLE - RUN OF RIVER) | 1985-01-01 05:00 | Public Service Company of New Hampshire | PSNH | NH | 011 | VT | NH |  | 0.15 | 0 | 0 | 0 | 0 | 0
925 | OTTER LANE HYDRO | 925 | OTTER LANE HYDRO | HDR | WAT |  | HYDRO (DAILY CYCLE - RUN OF RIVER) | 1984-02-01 05:00 | Public Service Company of New Hampshire | PSNH | NH | 013 | NH | NH |  | 0.09 | 0.056 | 0 | 0.056 | 0 | 0
926 | PETERBOROUGH LOWER HYDRO | 926 | PETERBOROUGH LOWER HYDRO | HDR | WAT |  | HYDRO (DAILY CYCLE - RUN OF RIVER) | 1989-02-01 05:00 | Public Service Company of New Hampshire | PSNH | NH | 011 | VT | NH |  | 0.28 | 0.147 | 0 | 0.147 | 0 | -0.01
928 | SALMON BROOK STATION 3 | 928 | SALMON BROOK STATION 3 | HDR | WAT |  | HYDRO (DAILY CYCLE - RUN OF RIVER) | 1985-12-01 05:00 | Public Service Company of New Hampshire | PSNH | NH | 013 | NH | NH |  | 0.326 | 0.126 | 0 | 0.126 | 0 | 0
931 | AVERY DAM | 931 | AVERY DAM | HDR | WAT |  | HYDRO (DAILY CYCLE - RUN OF RIVER) | 1985-12-01 05:00 | Public Service Company of New Hampshire | PSNH | NH | 001 | NH | NH |  | 0.479 | 0.206 | 0.156 | 0.206 | 0.156 | 0.002
932 | WATSON DAM | 932 | WATSON DAM | HDR | WAT |  | HYDRO (DAILY CYCLE - RUN OF RIVER) | 1985-01-01 05:00 | Public Service Company of New Hampshire | PSNH | NH | 017 | NH | NH |  | 0.25 | 0.157 | 0 | 0.157 | 0 | 0
933 | WESTON DAM | 933 | WESTON DAM | HDR | WAT |  | HYDRO (DAILY CYCLE - RUN OF RIVER) | 1987-02-01 05:00 | Public Service Company of New Hampshire | PSNH | NH | 007 | NH | NH | 1509 | 0.524 | 0.405 | 0.123 | 0.405 | 0.123 | -0.072
935 | SUNNYBROOK HYDRO 2 | 935 | SUNNYBROOK HYDRO 2 | HDR | WAT |  | HYDRO (DAILY CYCLE - RUN OF RIVER) | 1982-12-01 05:00 | Public Service Company of New Hampshire | PSNH | NH | 007 | NH | NH |  | 0.05 | 0.012 | 0.007 | 0.012 | 0.007 | -0.01
941 | PETERBOROUGH UPPER HYDRO | 941 | PETERBOROUGH UPPER HYDRO | HDR | WAT |  | HYDRO (DAILY CYCLE - RUN OF RIVER) | 1990-12-01 05:00 | Public Service Company of New Hampshire | PSNH | NH | 011 | NH | NH |  | 0.4 | 0.116 | 0 | 0.116 | 0 | -0.004
943 | FOUR HILLS LANDFILL | 943 | FOUR HILLS LANDFILL | IC | LFG |  | BIO/REFUSE | 1996-04-01 05:00 | Public Service Company of New Hampshire | PSNH | NH | 011 | NH | NH |  | 0.8 | 0.537 | 1.523 | 0.537 | 1.523 | 0.79
947 | RIVERDALE MILLS - QF | 947 | RIVERDALE MILLS - QF | HDR | WAT |  | HYDRO (DAILY CYCLE - RUN OF RIVER) | 1985-07-01 04:00 | Massachusetts Electric Company | MEC | MA | 027 | RI | SEMA | 50601 | 0.18 | 0 | 0 | 0 | 0 | 0
948 | PEPPERELL HYDRO COMPANY LLC | 948 | PEPPERELL HYDRO COMPANY LLC | HDR | WAT |  | HYDRO (DAILY CYCLE - RUN OF RIVER) | 1920-01-01 05:00 | Power Supply Services, LLC | PSS | MA | 017 | CMA/NEMA | WCMA | 10694 | 1.6 | 0.691 | 0 | 0.691 | 0 | -0.165
949 | VALLEY HYDRO - QF | 949 | VALLEY HYDRO - QF | HDR | WAT |  | HYDRO (DAILY CYCLE - RUN OF RIVER) | 1984-01-01 05:00 | The Narragansett Electric Company | NEC | RI | 003 | RI | RI |  | 0.45 | 0 | 0 | 0 | 0 | 0
950 | LP ATHOL - QF | 950 | LP ATHOL - QF | HDR | WAT |  | HYDRO (DAILY CYCLE - RUN OF RIVER) | 1931-01-01 05:00 | Massachusetts Electric Company | MEC | MA | 027 | CMA/NEMA | WCMA |  | 0.5 | 0.08 | 0 | 0.08 | 0 | 0
951 | BALTIC MILLS - QF | 951 | BALTIC MILLS - QF | HDR | WAT |  | HYDRO (DAILY CYCLE - RUN OF RIVER) | 1981-02-01 05:00 | Sterling Municipal Electric Light Department | SMED | NH | 009 | VT | NH |  | 0.3 | 0.067 | 0 | 0.067 | 0 | -0.011
953 | ATTLEBORO LANDFILL - QF | 953 | ATTLEBORO LANDFILL - QF | IC | OBG |  | BIO/REFUSE | 1997-11-01 05:00 | Massachusetts Electric Company | MEC | MA | 005 | RI | SEMA |  | 1.7 | 0.096 | 0 | 0.096 | 0 | -0.096
954 | MM LOWELL LANDFILL - QF | 954 | MM LOWELL LANDFILL - QF | IC | LFG |  | BIO/REFUSE | 1997-08-01 04:00 | Massachusetts Electric Company | MEC | MA | 017 | CMA/NEMA | WCMA | 55095 | 1.5 | 0 | 0 | 0 | 0 | 0
957 | HG&E HYDRO/CABOT 1-4 | 957 | HG&E HYDRO CABOT 1-4 | HDR | WAT |  | HYDRO (DAILY CYCLE - RUN OF RIVER) | 1980-01-01 05:00 | Holyoke Gas & Electric Department | HGE | MA | 013 | WMA | WCMA | 9864 | 2.675 | 1.235 | 0.367 | 1.235 | 0.367 | -0.95
959 | BARTON 1-4 DIESELS | 959 | BARTON 1-4 DIESELS | IC | DFO |  | OIL INTERNAL COMBUSTION | 1956-07-01 04:00 | Vermont Public Power Supply Authority | VPPSA | VT | 019 | NH | VT | 3753 | 4.4 | 0 | 0 | 0 | 0 | 0
969 | POWDER MILL HYDRO | 969 | POWDER MILL HYDRO | HDR | WAT |  | HYDRO (DAILY CYCLE - RUN OF RIVER) | 1990-02-01 05:00 | Massachusetts Municipal Wholesale Electric Company | MMWEC | MA | 027 | WMA | WCMA |  | 0.13 | 0 | 0 | 0 | 0 | 0
970 | DUDLEY HYDRO | 970 | DUDLEY HYDRO | HDR | WAT |  | HYDRO (DAILY CYCLE - RUN OF RIVER) | 1987-10-01 04:00 | Massachusetts Electric Company | MEC | MA | 027 | WMA | WCMA |  | 0.324 | 0.068 | 0 | 0.068 | 0 | 0
973 | CONCORD STEAM |  | No Resource (1) | ST | WDS |  | BIO/REFUSE | 1986-10-01 04:00 | Unitil Energy Systems, Inc. | UNITIL-ES | NH | 013 | NH | NH |  | 1.3 | 0.173 | 0 | 0.173 | 0 | 0
978 | NEW MILFORD | 978 | NEW MILFORD | IC | OBG | DFO | BIO/REFUSE | 1991-08-01 04:00 | Connecticut Light and Power Company, The | CLP | CT | 005 | SWCT | CT | 50564 | 3.2 | 1.07 | 0.991 | 1.07 | 0.991 | -0.049
1005 | DIGHTON POWER LLC | 1005 | BG DIGHTON POWER LLC | CC | NG |  | GAS COMBINED CYCLE | 1999-05-01 04:00 | Dynegy Marketing and Trade, LLC | DMT1 | MA | 005 | SEMA | SEMA | 55026 | 170 | 185 | 160.539 | 185 | 160.539 | 0
1028 | BUNKER RD #12 GAS TURB | 1028 | BUNKER RD #12 GAS TURB | GT | DFO |  | OIL COMBUSTION (GAS) TURBINE | 2000-04-01 05:00 | New England Power Company | NEP | MA | 019 | SEMA | SEMA | 1615 | 3.775 | 3.012 | 2.351 | 3.012 | 2.351 | 0
1029 | BUNKER RD #13 GAS TURB | 1029 | BUNKER RD #13 GAS TURB | GT | DFO |  | OIL COMBUSTION (GAS) TURBINE | 2000-04-01 05:00 | New England Power Company | NEP | MA | 019 | SEMA | SEMA | 1615 | 3.84 | 3.281 | 2.806 | 3.281 | 2.806 | 0
1030 | OAK BLUFFS | 1030 | OAK BLUFFS | IC | KER |  | OIL INTERNAL COMBUSTION | 1970-01-01 05:00 | Genon Energy Management, LLC | MET | MA | 007 | SEMA | SEMA | 1597 | 7.5 | 8.12 | 7.471 | 8.12 | 7.471 | 0
1031 | WEST TISBURY | 1031 | WEST TISBURY | IC | KER |  | OIL INTERNAL COMBUSTION | 1975-01-01 05:00 | Genon Energy Management, LLC | MET | MA | 007 | SEMA | SEMA | 6049 | 5 | 5.142 | 5.005 | 5.142 | 5.005 | 0.011
1032 | BRIDGEPORT ENERGY 1 | 1032 | BRIDGEPORT ENERGY 1 | CC | NG |  | GAS COMBINED CYCLE | 1998-08-01 04:00 | Emera Energy Services Subsidiary No. 5 LLC | EES5 | CT | 001 | SWCT | CT | 55042 | 536.35 | 576.997 | 480.424 | 576.997 | 480.424 | 2.75
1034 | RIVERSIDE 4-7 | 1034 | RIVERSIDE 4-7 | HDR | WAT |  | HYDRO (DAILY CYCLE - RUN OF RIVER) | 1921-01-01 05:00 | Holyoke Gas & Electric Department | HGE | MA | 013 | WMA | WCMA | 1607 | 3.392 | 2.238 | 1.616 | 2.238 | 1.616 | -0.867
1035 | RIVERSIDE 8 | 1035 | RIVERSIDE 8 | HDR | WAT |  | HYDRO (DAILY CYCLE - RUN OF RIVER) | 1931-01-01 05:00 | Holyoke Gas & Electric Department | HGE | MA | 013 | WMA | WCMA | 1607 | 4.554 | 3.29 | 0 | 3.29 | 0 | -3.62
1047 | FAIRFAX | 1047 | FAIRFAX | HDR | WAT |  | HYDRO (DAILY CYCLE - RUN OF RIVER) | 1998-09-25 04:00 | Green Mountain Power Corporation | GMP | VT | 011 | VT | VT | 3712 | 4.939 | 3.695 | 0.218 | 3.695 | 0.218 | -1.502
1048 | WARE HYDRO | 1048 | WARE HYDRO | HDR | WAT |  | HYDRO (DAILY CYCLE - RUN OF RIVER) | 1984-03-01 05:00 | Pioneer Hydro Electric Co., Inc. | PHE | MA | 015 | WMA | WCMA | 50419 | 1.2 | 0.475 | 0 | 0.475 | 0 | 0
1049 | COLLINS HYDRO | 1049 | COLLINS HYDRO | HDR | WAT |  | HYDRO (DAILY CYCLE - RUN OF RIVER) | 1984-12-01 05:00 | Ampersand Energy Partners LLC | AMP | MA | 013 | WMA | WCMA | 52166 | 1.3 | 0.471 | 0.157 | 0.471 | 0.157 | -0.051
1050 | CHICOPEE HYDRO | 1050 | CHICOPEE HYDRO | HDR | WAT |  | HYDRO (DAILY CYCLE - RUN OF RIVER) | 1985-05-01 04:00 | Chicopee Municipal Lighting Plant | CMLP | MA | 013 | WMA | WCMA | 50832 | 2.6 | 0.911 | 0.19 | 0.911 | 0.19 | -0.223
1054 | BLACKSTONE HYDRO ASSOC | 1054 | BLACKSTONE HYDRO ASSOC | HDR | WAT |  | HYDRO (DAILY CYCLE - RUN OF RIVER) | 1989-01-01 05:00 | The Narragansett Electric Company | NEC | RI | 007 | RI | RI | 3245 | 0.75 | 0.251 | 0 | 0.251 | 0 | 0
1057 | BLACKSTONE HYDRO LOAD REDUCER | 1057 | BLACKSTONE HYDRO LOAD REDUCER | HDR | WAT |  | HYDRO (DAILY CYCLE - RUN OF RIVER) | 1989-01-01 05:00 | Blackstone Hydro, Inc. | BHI | RI | 007 | RI | RI | 50177 | 2 | 0.312 | 0 | 0.312 | 0 | -0.157
1059 | BARRE LANDFILL | 1059 | BARRE LANDFILL | IC | LFG |  | BIO/REFUSE | 1996-07-01 04:00 | Dominion Energy Marketing, Inc. | DEM | MA | 027 | WMA | WCMA | 55776 | 1 | 0.592 | 0.497 | 0.592 | 0.497 | -0.135
1061 | MASCOMA HYDRO | 1061 | MASCOMA HYDRO | HDR | WAT |  | HYDRO (DAILY CYCLE - RUN OF RIVER) | 1989-02-01 05:00 | TransCanada Hydro Northeast Inc | TCHN | NH | 009 | VT | NH | 54471 | 1.338 | 0.545 | 0 | 0.545 | 0 | 0
1062 | MWRA COSGROVE | 1062 | MWRA COSGROVE | HW | WAT |  | HYDRO (WEEKLY CYCLE) | 1995-10-01 04:00 | Massachusetts Electric Company | MEC | MA | 027 | CMA/NEMA | WCMA | 10825 | 3.2 | 0.598 | 0.119 | 0.598 | 0.119 | -0.802
1086 | BERKSHIRE POWER | 1086 | BERKSHIRE POWER | CC | NG |  | GAS COMBINED CYCLE | 2000-06-19 04:00 | Shell Energy North America (US), L.P. | SENA | MA | 013 | WMA | WCMA | 55041 | 289 | 246.279 | 229.279 | 246.279 | 229.279 | 0
1107 | SAPPI SOMERSET/HINCKLEY | 1107 | SOMERSET | ST | BLQ | WDS | BIO/REFUSE | 1976-01-01 05:00 | NextEra Energy Power Marketing, LLC | FPLP | ME | 011 | ME | ME | 50406 | 110.7 | 0 | 0 | 0 | 0 | 0
1109 | MMWAC | 1109 | MMWAC | ST | MSW |  | BIO/REFUSE | 1992-06-01 04:00 | NextEra Energy Power Marketing, LLC | FPLP | ME | 001 | ME | ME | 50035 | 3.1 | 2.101 | 1.725 | 2.101 | 1.725 | -0.169
1113 | BRASSUA HYDRO | 1113 | BRASSUA HYDRO | HDP | WAT |  | HYDRO (DAILY CYCLE - PONDAGE) | 1989-08-01 04:00 | Brookfield Energy Marketing, LP | BEMLP | ME | 025 | ME | ME | 10555 | 4.203 | 4.203 | 4.203 | 4.203 | 4.203 | 0
1114 | MADISON COMPOSITE | 1114 | MADISON COMPOSITE | HDR | WAT |  | HYDRO (DAILY CYCLE - RUN OF RIVER) | 1984-09-01 04:00 | Competitive Energy Services, LLC | CESLLC | ME | 025 | ME | ME | 7469 | 13.42 | 0 | 7.701 | 0 | 7.701 | 7.701
1117 | GREAT WORKS COMPOSITE | 1117 | GREAT WORKS COMPOSITE | HDR | WAT |  | HYDRO (DAILY CYCLE - RUN OF RIVER) | 1984-03-01 05:00 | Blackstone Hydro, Inc. | BHI | ME | 031 | SME | ME |  | 0.918 | 0.129 | 0 | 0.129 | 0 | 0
1119 | KENNEBAGO HYDRO | 1119 | KENNEBAGO HYDRO | HDR | WAT |  | HYDRO (DAILY CYCLE - RUN OF RIVER) | 1988-04-01 05:00 | NextEra Energy Power Marketing, LLC | FPLP | ME | 029 | ME | ME |  | 0.9 | 0.414 | 0 | 0.414 | 0 | -0.129
1122 | CASCADE-DIAMOND-QF | 1122 | CASCADE-DIAMOND-QF | HDR | WAT |  | HYDRO (DAILY CYCLE - RUN OF RIVER) | 1919-12-31 05:00 | Massachusetts Electric Company | MEC | MA | 013 | WMA | WCMA |  | 0.872 | 0.302 | 0 | 0.302 | 0 | -0.005
1165 | CADYS FALLS | 1165 | CADYS FALLS | HDR | WAT |  | HYDRO (DAILY CYCLE - RUN OF RIVER) | 1980-01-01 05:00 | Vermont Public Power Supply Authority | VPPSA | VT | 015 | VT | VT | 3765 | 1.1 | 0 | 0 | 0 | 0 | -0.253
1166 | MORRISVILLE PLANT #2 | 1166 | MORRISVILLE PLANT #2 | HDR | WAT |  | HYDRO (DAILY CYCLE - RUN OF RIVER) | 1980-01-01 05:00 | Vermont Public Power Supply Authority | VPPSA | VT | 015 | VT | VT | 3764 | 1.8 | 0 | 0 | 0 | 0 | -0.163
1167 | WOLCOTT HYDRO #1 | 1167 | WOLCOTT HYDRO #1 | HDR | WAT |  | HYDRO (DAILY CYCLE - RUN OF RIVER) | 1937-01-01 05:00 | Vermont Public Power Supply Authority | VPPSA | VT | 015 | VT | VT | 6477 | 0.86 | 0 | 0 | 0 | 0 | -0.399
1168 | H.K. SANDERS | 1168 | H.K. SANDERS | HW | WAT |  | HYDRO (WEEKLY CYCLE) | 1983-01-01 05:00 | Vermont Public Power Supply Authority | VPPSA | VT | 015 | VT | VT | 678 | 2.18 | 1.8 | 0 | 1.8 | 0 | -1.8
1185 | STONY BROOK GT1A | 1185 | STONY BROOK GT1A | CC | DFO | NG | GAS/OIL COMBINED CYCLE | 1981-11-01 05:00 | Massachusetts Municipal Wholesale Electric Company | MMWEC | MA | 013 | WMA | WCMA | 6081 | 136.1007 | 113.567 | 103.714 | 113.567 | 103.714 | -0.286
1186 | STONY BROOK GT1B | 1186 | STONY BROOK GT1B | CC | DFO | NG | GAS/OIL COMBINED CYCLE | 1981-11-01 05:00 | Massachusetts Municipal Wholesale Electric Company | MMWEC | MA | 013 | WMA | WCMA | 6081 | 135.9 | 115.932 | 99.932 | 115.932 | 99.932 | 0
1187 | STONY BROOK GT1C | 1187 | STONY BROOK GT1C | CC | DFO | NG | GAS/OIL COMBINED CYCLE | 1981-11-01 05:00 | Massachusetts Municipal Wholesale Electric Company | MMWEC | MA | 013 | WMA | WCMA | 6081 | 135.9 | 114.433 | 103.774 | 114.433 | 103.774 | 0.204
1209 | CRRA HARTFORD LANDFILL | 1209 | CRRA HARTFORD LANDFILL | IC | LFG |  | BIO/REFUSE | 1998-08-01 04:00 | Connecticut Light and Power Company, The | CLP | CT | 003 | CT | CT | 55163 | 2.853 | 0.92 | 0.888 | 0.92 | 0.888 | -0.183
1210 | MILLENNIUM | 1210 | MILLENNIUM | CC | NG |  | GAS COMBINED CYCLE | 2001-04-06 04:00 | Talen Energy Marketing, LLC | EPLU-I | MA | 027 | WMA | WCMA | 55079 | 427.5 | 383.904 | 334.904 | 383.904 | 334.904 | 0
1221 | ESSEX DIESELS | 1221 | ESSEX DIESELS | IC | DFO |  | OIL INTERNAL COMBUSTION | 1947-01-01 05:00 | Green Mountain Power Corporation | GMP | VT | 007 | VT | VT | 3737 | 6.4 | 7.246 | 7.215 | 7.246 | 7.215 | 0
1225 | TANNERY DAM | 1225 | TANNERY DAM | HDR | WAT |  | HYDRO (DAILY CYCLE - RUN OF RIVER) | 2000-04-01 05:00 | Massachusetts Electric Company | MEC | MA | 027 | WMA | WCMA | 55924 | 0.099 | 0 | 0 | 0 | 0 | 0
1226 | TIVERTON POWER | 1226 | TIVERTON POWER | CC | NG |  | GAS COMBINED CYCLE | 2000-08-18 04:00 | Emera Energy Services Subsidiary No. 6 LLC | EES6 | RI | 005 | SEMA | RI | 55048 | 273.7 | 278.756 | 241.177 | 278.756 | 241.177 | -1.55
1255 | RUMFORD POWER | 1255 | RUMFORD POWER | CC | NG |  | GAS COMBINED CYCLE | 2000-10-16 04:00 | Emera Energy Services Subsidiary No. 7 LLC | EES7 | ME | 017 | ME | ME | 55100 | 272.85 | 269.091 | 244.281 | 269.091 | 244.281 | 0
1258 | BHE SMALL HYDRO COMPOSITE | 1258 | BHE SMALL HYDRO COMPOSITE | HDR | WAT |  | HYDRO (DAILY CYCLE - RUN OF RIVER) | 1982-12-01 05:00 | New Brunswick Energy Marketing Corporation | NBPGC | ME | 021 | BHE | ME |  | 2.81 | 1.006 | 0 | 1.006 | 0 | -0.502
1266 | MARSH POWER | 1266 | MARSH POWER | HDR | WAT |  | HYDRO (DAILY CYCLE - RUN OF RIVER) | 1986-02-01 05:00 | Christopher M. Anthony | CMA | ME | 027 | BHE | ME | 1469 | 0.4 | 0 | 0 | 0 | 0 | 0
1267 | SPARHAWK | 1267 | SPARHAWK | HDR | WAT |  | HYDRO (DAILY CYCLE - RUN OF RIVER) | 1985-06-01 04:00 | Union Atlantic Electricity | UNION | ME | 005 | SME | ME |  | 0.27 | 0 | 0 | 0 | 0 | 0
1270 | SYSKO STONY BROOK | 1270 | SYSKO STONY BROOK | HDR | WAT |  | HYDRO (DAILY CYCLE - RUN OF RIVER) | 2000-04-01 05:00 | Union Atlantic Electricity | UNION | ME | 017 | ME | ME |  | 0.03 | 0.013 | 0 | 0.013 | 0 | -0.016
1271 | SYSKO WIGHT BROOK | 1271 | SYSKO WIGHT BROOK | HDR | WAT |  | HYDRO (DAILY CYCLE - RUN OF RIVER) | 1984-01-01 05:00 | Union Atlantic Electricity | UNION | ME | 017 | ME | ME |  | 0.03 | 0.017 | 0 | 0.017 | 0 | 0
1273 | KENNEBEC WATER U5 | 1273 | KENNEBEC WATER U5 | HDR | WAT |  | HYDRO (DAILY CYCLE - RUN OF RIVER) | 1995-03-01 05:00 | Messalonskee Stream Hydro, LLC | MESSA | ME | 011 | ME | ME | 54148 | 0.8 | 0.667 | 0 | 0.667 | 0 | 0
1286 | ANP-BLACKSTONE ENERGY 1 | 1286 | ANP-BLACKSTONE ENERGY CO. #1 | CC | NG |  | GAS COMBINED CYCLE | 2001-06-07 04:00 | Dynegy Marketing and Trade, LLC | DMT1 | MA | 027 | RI | SEMA | 55212 | 289 | 246.947 | 239.174 | 246.947 | 239.174 | 0
1287 | ANP-BLACKSTONE ENERGY 2 | 1287 | ANP-BLACKSTONE ENERGY 2 | CC | NG |  | GAS COMBINED CYCLE | 2001-07-13 04:00 | Dynegy Marketing and Trade, LLC | DMT1 | MA | 027 | RI | SEMA | 55212 | 289 | 249.338 | 237.989 | 249.338 | 237.989 | 0
1302 | TCPMCMPAGF GEN1 U5 | 1302 | TCPMCMPAGF GEN1 U5 | IC | OBG |  | BIO/REFUSE | 1983-06-01 04:00 | Verso Energy Services LLC | VERSO | ME | 007 | ME | ME | 50081 | 65.17 | 0 | 0 | 0 | 0 | 0
1342 | LAKE ROAD 1 | 1342 | LAKE ROAD 1 | CC | NG |  | GAS COMBINED CYCLE | 2002-03-15 05:00 | Dynegy Marketing and Trade, LLC | DMT1 | CT | 015 | CT | CT | 55149 | 289 | 271.959 | 245.792 | 281.416 | 245.792 | 0
1343 | LAKE ROAD 2 | 1343 | LAKE ROAD 2 | CC | NG |  | GAS COMBINED CYCLE | 2002-03-15 05:00 | Dynegy Marketing and Trade, LLC | DMT1 | CT | 015 | CT | CT | 55149 | 289 | 276.774 | 250.016 | 286.837 | 250.016 | -0.644
1344 | LAKE ROAD 3 | 1344 | LAKE ROAD 3 | CC | NG |  | GAS COMBINED CYCLE | 2002-05-22 04:00 | Dynegy Marketing and Trade, LLC | DMT1 | CT | 015 | CT | CT | 55149 | 289 | 278.048 | 254.791 | 289.076 | 254.791 | 0.725
1368 | ROCKY GORGE CORPORATION | 1368 | ROCKY GORGE CORPORATION | HDR | WAT |  | HYDRO (DAILY CYCLE - RUN OF RIVER) | 1984-01-01 05:00 | Rocky Gorge Corporation | RGC | ME | 031 | SME | ME |  | 0.55 | 0.281 | 0 | 0.281 | 0 | -0.08
1376 | WALLINGFORD UNIT 1 | 1376 | PPL WALLINGFORD UNIT 1 | GT | NG |  | GAS COMBUSTION (GAS) TURBINE | 2001-12-31 05:00 | Twin Eagle Resource Management, LLC | TERM | CT | 009 | SWCT | CT | 55517 | 60.4996 | 49.181 | 43.473 | 49.181 | 43.473 | 0
1377 | WALLINGFORD UNIT 2 | 1377 | PPL WALLINGFORD UNIT 2 | GT | NG |  | GAS COMBUSTION (GAS) TURBINE | 2002-02-07 05:00 | Twin Eagle Resource Management, LLC | TERM | CT | 009 | SWCT | CT | 55517 | 60.4996 | 50 | 44.137 | 50 | 44.137 | 1.118
1378 | WALLINGFORD UNIT 3 | 1378 | PPL WALLINGFORD UNIT 3 | GT | NG |  | GAS COMBUSTION (GAS) TURBINE | 2001-12-31 05:00 | Twin Eagle Resource Management, LLC | TERM | CT | 009 | SWCT | CT | 55517 | 60.4996 | 49.177 | 44.045 | 49.177 | 44.045 | -0.521
1379 | WALLINGFORD UNIT 4 | 1379 | PPL WALLINGFORD UNIT 4 | GT | NG |  | GAS COMBUSTION (GAS) TURBINE | 2002-01-23 05:00 | Twin Eagle Resource Management, LLC | TERM | CT | 009 | SWCT | CT | 55517 | 60.4996 | 48.049 | 42.716 | 48.049 | 42.716 | -0.441
1380 | WALLINGFORD UNIT 5 | 1380 | PPL WALLINGFORD UNIT 5 | GT | NG |  | GAS COMBUSTION (GAS) TURBINE | 2002-02-07 05:00 | Twin Eagle Resource Management, LLC | TERM | CT | 009 | SWCT | CT | 55517 | 60.4996 | 50 | 43.625 | 50 | 43.625 | -0.8
1385 | MILFORD POWER 1 | 1385 | Milford Power 1 Incremental | CC | NG |  | GAS COMBINED CYCLE | 2004-02-12 05:00 | Dynegy Marketing and Trade, LLC | DMT1 | CT | 009 | SWCT | CT | 55126 | 289 | 281.353 | 253.61 | 281.353 | 253.61 | 0
1386 | MILFORD POWER 2 | 1386 | MILFORD POWER 2 | CC | NG |  | GAS COMBINED CYCLE | 2004-05-03 04:00 | Dynegy Marketing and Trade, LLC | DMT1 | CT | 009 | SWCT | CT | 55126 | 289 | 287.441 | 253.093 | 287.441 | 253.093 | 0
1412 | ANP-BELLINGHAM 1 | 1412 | ANP-BELLINGHAM 1 | CC | NG |  | GAS COMBINED CYCLE | 2002-10-24 04:00 | Dynegy Marketing and Trade, LLC | DMT1 | MA | 021 | RI | SEMA | 55211 | 289 | 284.813 | 254.704 | 284.813 | 254.704 | 0
1415 | ANP-BELLINGHAM 2 | 1415 | ANP-BELLINGHAM 2 | CC | NG |  | GAS COMBINED CYCLE | 2002-12-28 05:00 | Dynegy Marketing and Trade, LLC | DMT1 | MA | 021 | RI | SEMA | 55211 | 289 | 276.788 | 247.295 | 276.788 | 247.295 | 0
1432 | GRS-FALL RIVER | 1432 | GRS-FALL RIVER | GT | LFG |  | BIO/REFUSE | 2000-08-01 04:00 | Taunton Municipal Lighting Plant | TMLP | MA | 005 | SEMA | SEMA | 55589 | 5.3 | 3.824 | 3.028 | 3.824 | 3.028 | 0
1478 | MYSTIC 8 | 1478 | MYSTIC 8 | CC | NG |  | GAS COMBINED CYCLE | 2003-04-13 04:00 | Exelon Generation Company, LLC | EXGC | MA | 025 | BOSTON | NEMA | 1588 | 872.3295 | 841.564 | 703.324 | 841.564 | 703.324 | 0
1572 | GRANBY SANITARY LANDFILL QF | 1572 | GRANBY SANITARY LANDFILL QF U5 | IC | MSW |  | BIO/REFUSE | 2002-07-12 04:00 | Industrial Power Services Corp | IPSC | MA | 015 | WMA | WCMA |  | 5.845 | 1.821 | 1.621 | 1.821 | 1.621 | -0.329
1616 | MYSTIC 9 | 1616 | MYSTIC 9 | CC | NG |  | GAS COMBINED CYCLE | 2003-06-11 04:00 | Exelon Generation Company, LLC | EXGC | MA | 025 | BOSTON | NEMA | 1588 | 872.3295 | 858.366 | 713.9 | 858.366 | 713.9 | 2.759
1625 | GRANITE RIDGE ENERGY | 1625 | GRANITE RIDGE ENERGY | CC | NG |  | GAS COMBINED CYCLE | 2003-04-01 05:00 | Calpine Energy Services, LP | CALP | NH | 011 | NH | NH | 55170 | 790.5 | 773.01 | 675.675 | 773.01 | 675.675 | 0
1630 | RISEP | 1630 | RISEP | CC | NG |  | GAS COMBINED CYCLE | 2002-11-05 05:00 | Rhode Island State Energy Center, LP | RISE | RI | 007 | RI | RI | 55107 | 592.644 | 610.632 | 543.455 | 610.632 | 554.656 | 15.657
1649 | EP NEWINGTON ENERGY, LLC | 1649 | EP Newington Energy, LLC | CC | NG | DFO | GAS/OIL COMBINED CYCLE | 2002-09-18 04:00 | Essential Power Newington, LLC | EPN | NH | 015 | NH | NH | 55661 | 605.8231 | 631.51 | 565.7 | 631.51 | 565.7 | 12.22
1656 | HULL WIND TURBINE U5 | 1656 | HULL WIND TURBINE U5 | WT | WND |  | WIND TURBINE | 2001-07-01 04:00 | Hull Municipal Lighting Plant | HULL | MA | 023 | SEMA | SEMA |  | 0.165 | 0.068 | 0.03 | 0.068 | 0.03 | -0.006
1672 | KENDALL CT | 1672 | KENDALL CT | CC | NG | DFO | GAS/OIL COMBINED CYCLE | 2002-12-18 05:00 | Kendall Green Energy, LLC | KENDALL | MA | 017 | BOSTON | NEMA | 1595 | 186.15 | 187.4 | 160.506 | 187.4 | 171.659 | 11.153
1693 | WEST SPRINGFIELD GT-1 | 1693 | WEST SPRINGFIELD GT-1 | GT | NG | DFO | GAS/OIL COMBUSTION (GAS) TURBINE | 2002-06-07 04:00 | Essential Power Massachusetts, LLC | NAEA-EM | MA | 013 | WMA | WCMA | 1642 | 60.4996 | 47.51 | 38.75 | 47.51 | 38.75 | 1.842
1694 | WEST SPRINGFIELD GT-2 | 1694 | WEST SPRINGFIELD GT-2 | GT | NG | DFO | GAS/OIL COMBUSTION (GAS) TURBINE | 2002-06-07 04:00 | Essential Power Massachusetts, LLC | NAEA-EM | MA | 013 | WMA | WCMA | 1642 | 60.4996 | 47.441 | 37.441 | 47.441 | 37.441 | 0
1720 | MIDDLEBURY LOWER | 1720 | MIDDLEBURY LOWER | HDR | WAT |  | HYDRO (DAILY CYCLE - RUN OF RIVER) | 2002-05-01 04:00 | Green Mountain Power Corporation | GMP | VT | 001 | VT | VT | 3716 | 2.345 | 0.974 | 0 | 0.974 | 0 | -0.323
2278 | BARKER LOWER HYDRO | 2278 | BARKER LOWER HYDRO | HDR | WAT |  | HYDRO (DAILY CYCLE - RUN OF RIVER) | 1980-04-01 05:00 | Blackstone Hydro, Inc. | BHI | ME | 001 | ME | ME | 10728 | 1.6 | 0.418 | 0 | 0.418 | 0 | 0
2279 | BARKER UPPER HYDRO | 2279 | BARKER UPPER HYDRO | HDR | WAT |  | HYDRO (DAILY CYCLE - RUN OF RIVER) | 1987-07-01 04:00 | Blackstone Hydro, Inc. | BHI | ME | 001 | ME | ME | 52171 | 1.262 | 0.848 | 0 | 0.848 | 0 | 0
2280 | BENTON FALLS HYDRO | 2280 | BENTON FALLS HYDRO | HDR | WAT |  | HYDRO (DAILY CYCLE - RUN OF RIVER) | 1987-12-01 05:00 | Littleton Electric Light & Water Department | LELWD | ME | 011 | ME | ME | 10523 | 4.355 | 3.085 | 0 | 3.085 | 0 | -0.663
2281 | BROWNS MILL HYDRO | 2281 | BROWNS MILL HYDRO | HDR | WAT |  | HYDRO (DAILY CYCLE - RUN OF RIVER) | 1983-07-01 04:00 | Blackstone Hydro, Inc. | BHI | ME | 021 | ME | ME | 50688 | 0.65 | 0.504 | 0 | 0.504 | 0 | -0.161
2282 | DAMARISCOTTA HYDRO | 2282 | DAMARISCOTTA HYDRO | HDR | WAT |  | HYDRO (DAILY CYCLE - RUN OF RIVER) | 1984-03-01 05:00 | Blackstone Hydro, Inc. | BHI | ME | 015 | ME | ME | 2282 | 0.55 | 0.298 | 0 | 0.298 | 0 | 0
2283 | EUSTIS HYDRO | 2283 | EUSTIS HYDRO | HDR | WAT |  | HYDRO (DAILY CYCLE - RUN OF RIVER) | 1984-03-01 05:00 | Blackstone Hydro, Inc. | BHI | ME | 007 | ME | ME | 50688 | 0.31 | 0.186 | 0 | 0.186 | 0 | -0.088
2284 | GARDINER HYDRO | 2284 | GARDINER HYDRO | HDR | WAT |  | HYDRO (DAILY CYCLE - RUN OF RIVER) | 1983-07-01 04:00 | Blackstone Hydro, Inc. | BHI | ME | 011 | ME | ME | 50688 | 1.15 | 1.034 | 0 | 1.034 | 0 | 0
2285 | GREENVILLE HYDRO | 2285 | GREENVILLE HYDRO | HDR | WAT |  | HYDRO (DAILY CYCLE - RUN OF RIVER) | 1984-03-01 05:00 | Blackstone Hydro, Inc. | BHI | ME | 021 | ME | ME | 50688 | 0.55 | 0.525 | 0 | 0.525 | 0 | -0.132
2286 | HACKETT MILLS HYDRO | 2286 | HACKETT MILLS HYDRO | HDR | WAT |  | HYDRO (DAILY CYCLE - RUN OF RIVER) | 1985-12-01 05:00 | Epico USA, Inc. | EPICO | ME | 001 | ME | ME | 2286 | 0.5 | 0.305 | 0 | 0.305 | 0 | 0
2287 | MECHANIC FALLS HYDRO | 2287 | MECHANIC FALLS HYDRO | HDR | WAT |  | HYDRO (DAILY CYCLE - RUN OF RIVER) | 1984-11-01 05:00 | Blackstone Hydro, Inc. | BHI | ME | 001 | ME | ME | 2287 | 1.05 | 0.626 | 0 | 0.626 | 0 | 0
2288 | NORWAY HYDRO | 2288 | NORWAY HYDRO | HDR | WAT |  | HYDRO (DAILY CYCLE - RUN OF RIVER) | 1985-05-01 04:00 | Blackstone Hydro, Inc. | BHI | ME | 017 | ME | ME | 50688 | 0.35 | 0.066 | 0 | 0.066 | 0 | 0
2290 | PITTSFIELD HYDRO | 2290 | PITTSFIELD HYDRO | HDR | WAT |  | HYDRO (DAILY CYCLE - RUN OF RIVER) | 1984-03-01 05:00 | Blackstone Hydro, Inc. | BHI | ME | 025 | ME | ME | 2290 | 1 | 0.658 | 0 | 0.658 | 0 | -0.141
2292 | YORK HYDRO | 2292 | YORK HYDRO | HDR | WAT |  | HYDRO (DAILY CYCLE - RUN OF RIVER) | 1984-03-01 05:00 | Blackstone Hydro, Inc. | BHI | ME | 031 | SME | ME | 50688 | 1.2 | 0.708 | 0 | 0.708 | 0 | 0
2425 | SPRINGFIELD REFUSE-NEW | 2425 | SPRINGFIELD REFUSE-NEW | ST | MSW |  | BIO/REFUSE | 1988-09-01 04:00 | Covanta Energy Marketing, LLC | CEM | MA | 013 | WMA | WCMA | 50273 | 10.3693 | 5.223 | 4.763 | 5.223 | 4.763 | -0.489
2426 | HYDRO KENNEBEC | 2426 | Hydro Kennebec | HDR | WAT |  | HYDRO (DAILY CYCLE - RUN OF RIVER) | 1989-03-01 05:00 | Brookfield Energy Marketing, LP | BEMLP | ME | 011 | ME | ME | 54148 | 16.2925 | 7.507 | 4.88 | 7.507 | 4.88 | 4.88
2430 | BELDENS-NEW | 2430 | BELDENS-NEW | HDR | WAT |  | HYDRO (DAILY CYCLE - RUN OF RIVER) | 1980-01-01 05:00 | Green Mountain Power Corporation | GMP | VT | 001 | VT | VT | 6451 | 4.68 | 1.785 | 0 | 1.785 | 0 | -0.5
2431 | DODGE FALLS-NEW | 2431 | DODGE FALLS-NEW | HDR | WAT |  | HYDRO (DAILY CYCLE - RUN OF RIVER) | 1990-11-01 05:00 | Vermont Electric Power Company, Inc. | VELCO | NH | 009 | VT | VT | 10526 | 5.0004 | 4.475 | 1.469 | 4.475 | 1.469 | -2.544
2432 | HUNTINGTON FALLS-NEW | 2432 | HUNTINGTON FALLS-NEW | HDR | WAT |  | HYDRO (DAILY CYCLE - RUN OF RIVER) | 1988-11-01 05:00 | Green Mountain Power Corporation | GMP | VT | 001 | VT | VT | 50713 | 4.4 | 2.061 | 0 | 2.061 | 0 | -1.17
2433 | RYEGATE 1-NEW | 2433 | RYEGATE 1-NEW | ST | WDS |  | BIO/REFUSE | 1992-11-01 05:00 | Vermont Electric Power Company, Inc. | VELCO | VT | 005 | NH | VT | 51026 | 21.5849 | 19.76 | 19.94 | 19.76 | 19.94 | -0.06
2434 | GORGE 18 HYDRO-NEW | 2434 | GORGE 18 HYDRO-NEW | HDR | WAT |  | HYDRO (DAILY CYCLE - RUN OF RIVER) | 1928-01-01 05:00 | Green Mountain Power Corporation | GMP | VT | 007 | VT | VT | 6475 | 3.52 | 2.699 | 0 | 2.699 | 0 | -1.505
2435 | VERGENNES HYDRO-NEW | 2435 | VERGENNES HYDRO-NEW | HDR | WAT |  | HYDRO (DAILY CYCLE - RUN OF RIVER) | 1912-01-01 05:00 | Green Mountain Power Corporation | GMP | VT | 001 | VT | VT | 6519 | 1.68 | 1.531 | 0.394 | 1.531 | 0.394 | -0.284
2439 | BROCKWAY MILLS U5 | 2439 | BROCKWAY MILLS U5 | HDR | WAT |  | HYDRO (DAILY CYCLE - RUN OF RIVER) | 2003-03-01 05:00 | Green Mountain Power Corporation | GMP | VT | 025 | VT | VT |  | 0.89 | 0 | 0 | 0 | 0 | 0
2462 | PLAINVILLE GEN QF U5 | 2462 | PLAINVILLE GEN QF U5 | IC | OBG |  | BIO/REFUSE | 2003-03-24 05:00 | Massachusetts Electric Company | MEC | MA | 021 | RI | SEMA |  | 10.68 | 1.989 | 1.652 | 1.989 | 1.652 | -0.289
2466 | CHERRY 7 | 2466 | CHERRY 7 | IC | DFO |  | OIL INTERNAL COMBUSTION | 1951-01-01 05:00 | Hudson Light & Power Department | HLPD | MA | 017 | CMA/NEMA | WCMA | 9038 | 3.2 | 2.7 | 2.7 | 2.8 | 2.7 | 0.2
2467 | CHERRY 8 | 2467 | CHERRY 8 | IC | DFO |  | OIL INTERNAL COMBUSTION | 1951-01-01 05:00 | Hudson Light & Power Department | HLPD | MA | 017 | CMA/NEMA | WCMA | 9038 | 4.1 | 3.4 | 3.4 | 3.4 | 3.4 | 0
2468 | CHERRY 10 | 2468 | CHERRY 10 | IC | DFO |  | OIL INTERNAL COMBUSTION | 1951-01-01 05:00 | Hudson Light & Power Department | HLPD | MA | 017 | CMA/NEMA | WCMA | 9038 | 2.2 | 2.1 | 1.9 | 2.1 | 1.9 | 0
2469 | CHERRY 11 | 2469 | CHERRY 11 | IC | DFO |  | OIL INTERNAL COMBUSTION | 1951-01-01 05:00 | Hudson Light & Power Department | HLPD | MA | 017 | CMA/NEMA | WCMA | 9038 | 2.2 | 1.9 | 2 | 2.1 | 2 | 0.1
2470 | CHERRY 12 | 2470 | CHERRY 12 | IC | DFO |  | OIL INTERNAL COMBUSTION | 1951-01-01 05:00 | Hudson Light & Power Department | HLPD | MA | 017 | CMA/NEMA | WCMA | 9038 | 14 | 4.999 | 4.999 | 4.999 | 4.999 | 0
10347 | KENDALL STEAM 1 | 37040 | KENDALL STEAM | CC | NG |  | GAS COMBINED CYCLE | 1950-01-01 05:00 | Kendall Green Energy, LLC | KENDALL | MA | 017 | BOSTON | NEMA | 1595 | 15 | 14.752 | 13.813 | 14.752 | 0 | 0
10348 | KENDALL STEAM 2 | 37040 | KENDALL STEAM | CC | NG |  | GAS COMBINED CYCLE | 1950-01-01 05:00 | Kendall Green Energy, LLC | KENDALL | MA | 017 | BOSTON | NEMA | 1595 | 20 | 19.669 | 12.813 | 19.669 | 0 | 0
10349 | KENDALL STEAM 3 | 37040 | KENDALL STEAM | CC | NG |  | GAS COMBINED CYCLE | 1950-01-01 05:00 | Kendall Green Energy, LLC | KENDALL | MA | 017 | BOSTON | NEMA | 1595 | 23.46 | 20.141 | 0 | 20.141 | 0 | -20.008
10401 | CELLEY MILL U5 | 10401 | CELLEY MILL U5 | HDR | WAT |  | HYDRO (DAILY CYCLE - RUN OF RIVER) | 1984-12-01 05:00 | Public Service Company of New Hampshire | PSNH | NH | 009 | NH | NH |  | 0.1 | 0.06 | 0 | 0.06 | 0 | -0.034
10402 | PETTYBORO HYDRO U5 | 10402 | PETTYBORO HYDRO U5 | HDR | WAT |  | HYDRO (DAILY CYCLE - RUN OF RIVER) | 1999-05-09 04:00 | Public Service Company of New Hampshire | PSNH | NH | 009 | NH | NH |  | 0.06 | 0 | 0 | 0 | 0 | 0
10403 | EASTMAN BROOK U5 | 10403 | EASTMAN BROOK U5 | HDR | WAT |  | HYDRO (DAILY CYCLE - RUN OF RIVER) | 1985-06-01 04:00 | Public Service Company of New Hampshire | PSNH | NH | 009 | NH | NH |  | 0.3 | 0.042 | 0 | 0.042 | 0 | -0.017
10404 | WHEELABRATOR CLAREMONT U5 | 10404 | WHEELABRATOR CLAREMONT U5 | ST | MSW |  | BIO/REFUSE | 2004-03-01 | Wheelabrator North Andover Inc | WNE | NH | 019 | NH | NH | 50872 | 5.29 | 0 | 0 | 0
10406 | LOWER VALLEY HYDRO U5 | 10406 | LOWER VALLEY HYDRO U5 | HDR | WAT |  | HYDRO (DAILY CYCLE - RUN OF RIVER) | 2004-03-01 05:00 | Green Mountain Power Corporation | GMP | NH | 019 | NH | NH |  | 0.882 | 0 | 0 | 0 | 0 | 0
10407 | WOODSVILLE HYDRO U5 | 10407 | WOODSVILLE HYDRO U5 | HDR | WAT |  | HYDRO (DAILY CYCLE - RUN OF RIVER) | 1987-03-01 05:00 | Green Mountain Power Corporation | GMP | NH | 019 | NH | NH |  | 0.3 | 0 | 0 | 0 | 0 | 0
10409 | SWEETWATER HYDRO U5 | 10409 | SWEETWATER HYDRO U5 | HDR | WAT |  | HYDRO (DAILY CYCLE - RUN OF RIVER) | 2004-03-01 05:00 | Green Mountain Power Corporation | GMP | NH | 019 | NH | NH |  | 0.779 | 0.178 | 0 | 0.178 | 0 | 0
10424 | GREAT LAKES - BERLIN | 10424 | Great Lakes - Berlin Incremental | HDR | WAT |  | HYDRO (DAILY CYCLE - RUN OF RIVER) | 2004-06-22 04:00 | Brookfield Energy Marketing, LP | BEMLP | NH | 007 | NH | NH | 54639 | 30.4 | 12.027 | 3.642 | 12.027 | 3.642 | -1.833
10615 | BLUE SPRUCE FARM | 10615 | BLUE SPRUCE FARM U5 | IC | OBG |  | BIO/REFUSE | 2004-11-01 05:00 | Green Mountain Power Corporation | GMP | VT | 021 | VT | VT |  | 0.98 | 0.367 | 0.366 | 0.367 | 0.366 | 0.034
10770 | WEST SPRINGFIELD HYDRO U5 | 10770 | WEST SPRINGFIELD HYDRO U5 | HDR | WAT |  | HYDRO (DAILY CYCLE - RUN OF RIVER) | 2005-01-10 05:00 | Littleton Electric Light & Water Department | LELWD | MA | 013 | WMA | WCMA |  | 1.25 | 0.796 | 0 | 0.796 | 0 | -0.321
10801 | COVENTRY CLEAN ENERGY | 10801 | COVENTRY CLEAN ENERGY | IC | LFG |  | BIO/REFUSE | 2005-02-01 05:00 | Vermont Public Power Supply Authority | VPPSA | VT | 019 | NH | VT |  | 6.2 | 3.854 | 3.527 | 3.854 | 3.527 | -0.295
10880 | GE LYNN EXCESS REPLACEMENT | 10880 | GE LYNN EXCESS REPLACEMENT | GT | DFO | NG | GAS/OIL COMBUSTION (GAS) TURBINE | 2005-10-11 04:00 | Constellation NewEnergy, Inc. | CNE | MA | 009 | BOSTON | NEMA | 10029 | 35.6 | 0 | 0 | 0 | 0 | 0
10959 | RRIG EXPANSION PHASE 2 | 10959 | RRIG EXPANSION PHASE 2 | IC | LFG |  | BIO/REFUSE | 2005-06-01 04:00 | Rhode Island Engine Genco, LLC | RRIG | RI | 007 | RI | RI | 50365 | 6.4 | 0 | 0 | 0 | 0 | 0
10998 | MASSINNOVATION FITCHBURG | 10998 | MASSINNOVATION FITCHBURG | PV | SUN |  | PHOTOVOLTAIC | 2005-08-01 04:00 | Fitchburg Gas & Electric Light Company | FGE | MA | 027 | WMA | WCMA |  | 3.027 | 0 | 0 | 0 | 0 | 0
11052 | GRTR NEW BEDFORD LFG UTIL PROJ | 11052 | GRTR NEW BEDFORD LFG UTIL PROJ | IC | LFG |  | BIO/REFUSE | 2005-08-15 04:00 | Commonwealth Resource Management Corporation | CRMC | MA | 005 | SEMA | SEMA |  | 3.3 | 2.679 | 2.43 | 2.679 | 2.43 | 0.029
11126 | NORTH HARTLAND HYDRO | 11126 | NORTH HARTLAND HYDRO | HDR | WAT |  | HYDRO (DAILY CYCLE - RUN OF RIVER) | 2006-09-27 04:00 | Green Mountain Power Corporation | GMP | VT | 027 | VT | VT |  | 4.922 | 1.818 | 0.267 | 1.818 | 0.267 | -0.182
11408 | HULL WIND TURBINE II | 11408 | HULL WIND TURBINE II | WT | WND |  | WIND TURBINE | 2005-09-27 04:00 | Hull Municipal Lighting Plant | HULL | MA | 023 | SEMA | SEMA | 56800 | 1.8 | 0.178 | 0.027 | 0.178 | 0.027 | -0.028
11424 | RUMFORD FALLS | 11424 | RUMFORD FALLS | HDR | WAT |  | HYDRO (DAILY CYCLE - RUN OF RIVER) | 2006-07-06 04:00 | Brookfield Energy Marketing, LP | BEMLP | ME | 017 | ME | ME | 10493 | 44.175 | 28.504 | 18.276 | 28.504 | 18.276 | -7.18
11827 | PORTSMOUTH ABBEY WIND QF |  | No Resource (1) | WT | WND |  | WIND TURBINE | 2006-07-25 04:00 | The Narragansett Electric Company | NEC | RI | 005 | SEMA | RI |  | 0.66 | 0 | 0 | 0 | 0 | 0
11842 | WATERSIDE POWER | 11842 | WATERSIDE POWER | GT | DFO |  | OIL COMBUSTION (GAS) TURBINE | 2004-05-01 04:00 | Waterside Power, LLC | WATERSIDE | CT | 001 | NOR | CT | 56189 | 63.75 | 71.557 | 70.017 | 71.557 | 70.017 | 0
11889 | IBEW LOCAL 99 SOLAR QF |  | No Resource (1) | PV | SUN |  | PHOTOVOLTAIC | 2006-09-01 04:00 | The Narragansett Electric Company | NEC | RI | 007 | RI | RI |  | 0.05 | 0 | 0 | 0 | 0 | 0
11925 | BROCKTON BRIGHTFIELDS | 11925 | BROCKTON BRIGHTFIELDS | PV | SUN |  | PHOTOVOLTAIC | 2006-09-18 04:00 | Exelon Generation Company, LLC | EXGC | MA | 023 | SEMA | SEMA |  | 0.425 | 0 | 0.147 | 0 | 0.147 | -0.002
12108 | FIEC DIESEL | 12108 | FIEC DIESEL | IC | DFO |  | OIL INTERNAL COMBUSTION | 2006-12-01 05:00 | Vermont Public Power Supply Authority | VPPSA | ME | 013 | ME | ME |  | 2 | 1.563 | 1.54 | 1.563 | 1.54 | 0
12180 | BERKSHIRE COW POWER | 12180 | BERKSHIRE COW POWER | IC | OBG |  | BIO/REFUSE | 2006-12-06 05:00 | Vermont Electric Cooperative, Inc. | VEC | VT | 011 | VT | VT |  | 0.6 | 0.319 | 0.286 | 0.319 | 0.286 | 0.086
12274 | GREEN MOUNTAIN DAIRY | 12274 | GREEN MOUNTAIN DAIRY | IC | OBG |  | BIO/REFUSE | 2007-02-01 05:00 | Green Mountain Power Corporation | GMP | VT | 011 | VT | VT |  | 0.371 | 0.22 | 0.188 | 0.22 | 0.188 | -0.03
12323 | COVENTRY CLEAN ENERGY #4 | 12323 | COVENTRY CLEAN ENERGY #4 | IC | LFG |  | BIO/REFUSE | 2007-01-20 05:00 | Vermont Public Power Supply Authority | VPPSA | VT | 019 | NH | VT |  | 3.233 | 2.76 | 2.606 | 2.76 | 2.606 | -0.228
12504 | DEVON 15 | 12504 | Devon 15-18 | GT | KER | NG | OIL COMBUSTION (GAS) TURBINE | 2010-07-12 04:00 | GenConn Energy LLC | GCE | CT | 009 | SWCT | CT | 57070 | 60.4996 | 49.2 | 46.889 | 49.2 | 46.889 | 0
12505 | MIDDLETOWN 12 | 12505 | Middletown 12-15 | GT | KER | NG | OIL COMBUSTION (GAS) TURBINE | 2011-06-24 04:00 | GenConn Energy LLC | GCE | CT | 007 | CT | CT | 57068 | 60.4996 | 49.2 | 46.9 | 49.2 | 46.9 | 0
12509 | UNH POWER PLANT | 12509 | UNH Power Plant | GT | LFG |  | BIO/REFUSE | 2009-10-20 04:00 | Public Service Company of New Hampshire | PSNH | NH | 017 | NH | NH | 58180 | 4.956 | 4.378 | 3.008 | 4.378 | 3.008 | 0
12510 | SWANTON GT-1 | 12510 | Swanton Gas Turbine 1 | GT | DFO |  | OIL COMBUSTION (GAS) TURBINE | 2010-02-12 05:00 | Vermont Public Power Supply Authority | VPPSA | VT | 011 | VT | VT |  | 28.8 | 23.954 | 19.288 | 23.954 | 19.288 | 0
12511 | SWANTON GT-2 | 12511 | Swanton Gas Turbine 2 | GT | DFO |  | OIL COMBUSTION (GAS) TURBINE | 2010-05-24 04:00 | Vermont Public Power Supply Authority | VPPSA | VT | 011 | VT | VT |  | 28.8 | 23.839 | 19.349 | 23.839 | 19.349 | 0.435
12529 | HOOSAC WIND | 38475 | Hoosac Wind Project | WT | WND |  | WIND TURBINE | 2012-12-27 05:00 | Avangrid Renewables, LLC | PPMI | MA | 003 | WMA | WCMA | 57380 | 28.5003 | 9.753 | 4.46 | 9.753 | 4.46 | 0.491
12530 | SHEFFIELD WIND PLANT | 12530 | Sheffield Wind Farm | WT | WND |  | WIND TURBINE | 2011-10-19 04:00 | Vermont Wind LLC | VTWIND | VT | 005 | VT | VT | 57080 | 38 | 9.15 | 3.97 | 9.15 | 3.97 | 1.285
12551 | KIBBY WIND POWER | 12551 | Kibby Wind Power | WT | WND |  | WIND TURBINE | 2009-09-16 04:00 | TransCanada Power Marketing, Ltd. | TCPM | ME | 007 | ME | ME | 56829 | 143.616 | 37.095 | 21.845 | 37.095 | 21.845 | 8.31
12564 | WATERBURY GENERATION FACILITY | 12564 | Waterbury Generation Facility | GT | NG | DFO | GAS/OIL COMBUSTION (GAS) TURBINE | 2009-05-21 04:00 | Waterbury Generation LLC | WATERBURY | CT | 009 | SWCT | CT | 56629 | 108.1897 | 98.749 | 95.71 | 98.749 | 95.71 | 0.815
13515 | PIERCE STATION | 12526 | Pierce | GT | NG | DFO | GAS/OIL COMBUSTION (GAS) TURBINE | 2007-10-01 04:00 | Connecticut Municipal Electric Energy Cooperative | CMEEC | CT | 009 | SWCT | CT | 6635 | 100.985 | 94.59 | 74.085 | 94.59 | 74.085 | 0
13669 | EAST WINDSOR NORCAP LFG PLANT | 13669 | Manchester Methane LLC East Windsor Facility | IC | LFG |  | BIO/REFUSE | 2007-05-07 04:00 | Manchester Methane, LLC | MMLLC | CT | 003 | CT | CT | 55163 | 2.835 | 0 | 0 | 0 | 0 | -0.636
13673 | MATEP (DIESEL) | 13673 | MATEP (DIESEL) | IC | DFO |  | OIL INTERNAL COMBUSTION | 2007-06-28 04:00 | MATEP, LLC | MATEP | MA | 025 | BOSTON | NEMA | 10883 | 20.25 | 17.46 | 16.61 | 17.46 | 16.61 | -0.51
13675 | MATEP (COMBINED CYCLE) | 13675 | MATEP (COMBINED CYCLE) | CC | NG | DFO | GAS/OIL COMBINED CYCLE | 2007-06-28 04:00 | MATEP, LLC | MATEP | MA | 025 | BOSTON | NEMA | 10883 | 51.9095 | 46.785 | 41.91 | 46.785 | 41.91 | 2.3
13703 | VERSO COGEN 1 | 13703 | Verso VCG1 | GT | NG | DFO | GAS/OIL COMBUSTION (GAS) TURBINE | 2000-12-28 05:00 | Verso Energy Services LLC | VERSO | ME | 007 | ME | ME | 55031 | 61.92 | 53.76 | 42.606 | 53.76 | 42.606 | 0
13704 | VERSO COGEN 2 | 13704 | Verso VCG2 | GT | NG | DFO | GAS/OIL COMBUSTION (GAS) TURBINE | 2000-12-28 05:00 | Verso Energy Services LLC | VERSO | ME | 007 | ME | ME | 55031 | 61.92 | 56.333 | 44.38 | 56.333 | 44.38 | -0.093
13705 | VERSO COGEN 3 | 13705 | Verso VCG3 | GT | NG | DFO | GAS/OIL COMBUSTION (GAS) TURBINE | 2000-12-28 05:00 | Verso Energy Services LLC | VERSO | ME | 007 | ME | ME | 55031 | 61.92 | 54.668 | 42.452 | 54.668 | 42.452 | 0.763
13933 | JIMINY PEAK WIND QF |  | No Resource (1) | WT | WND |  | WIND TURBINE | 2007-07-01 04:00 | Massachusetts Electric Company | MEC | MA | 003 | WMA | WCMA |  | 1.5 | 0.006 | 0 | 0.006 | 0 | 0
13975 | CORRIVEAU HYDROELECTRIC LLC | 13975 | Corriveau Hydroelectric LLC | HDR | WAT |  | HYDRO (DAILY CYCLE - RUN OF RIVER) | 2007-08-10 04:00 | Union Atlantic Electricity | UNION | ME | 017 | ME | ME |  | 0.35 | 0 | 0 | 0 | 0 | 0
14087 | MAT3 | 14087 | MAT3 | IC | DFO |  | OIL INTERNAL COMBUSTION | 2007-12-11 05:00 | MATEP, LLC | MATEP | MA | 025 | BOSTON | NEMA | 10883 | 20.25 | 18.63 | 16.86 | 18.63 | 16.86 | 2.52
14098 | FITCHBURG LANDFILL | 35485 | Fitchburg-FCA-5 | IC | LFG |  | BIO/REFUSE | 2007-08-16 04:00 | Vermont Public Power Supply Authority | VPPSA | MA | 027 | WMA | WCMA | 56527 | 4.581 | 3.065 | 4.127 | 3.065 | 4.127 | 1.117
14134 | MONTAGNE FARM | 14134 | MONTAGNE FARM | IC | LFG |  | BIO/REFUSE | 2007-09-17 04:00 | Green Mountain Power Corporation | GMP | VT | 011 | VT | VT |  | 0.277 | 0.064 | 0.08 | 0.064 | 0.08 | 0.01
14157 | COS COB 13 | 12524 | Cos Cob 13&14 | GT | KER |  | OIL COMBUSTION (GAS) TURBINE | 2008-05-29 04:00 | NRG Power Marketing LLC | NRGPM | CT | 001 | NOR | CT | 542 | 18.5938 | 22.852 | 19.053 | 22.852 | 19.053 | 0
14158 | COS COB 14 | 12524 | Cos Cob 13&14 | GT | KER |  | OIL COMBUSTION (GAS) TURBINE | 2008-05-29 04:00 | NRG Power Marketing LLC | NRGPM | CT | 001 | NOR | CT | 542 | 18.5938 | 22.602 | 19.209 | 22.602 | 19.209 | 0
14177 | WESTBROOK ENERGY CENTER G1 | 1345 | WESTBROOK | CC | NG |  | GAS COMBINED CYCLE | 2001-04-13 04:00 | Calpine Energy Services, LP | CALP | ME | 005 | SME | ME | 55294 | 276.5475 | 284.352 | 265.2 | 284.352 | 265.2 | -0.318
14178 | WESTBROOK ENERGY CENTER G2 | 1345 | WESTBROOK | CC | NG |  | GAS COMBINED CYCLE | 2001-04-13 04:00 | Calpine Energy Services, LP | CALP | ME | 005 | SME | ME | 55294 | 276.5475 | 286.113 | 265.2 | 286.113 | 265.2 | -0.318
14211 | INDECK ALEXANDRIA | 1631 | Indeck-Energy Alexandria, LLC | ST | WDS |  | BIO/REFUSE | 2008-11-06 05:00 | Indeck Energy-Alexandria, L.L.C. | IEA | NH | 009 | NH | NH | 58595 | 17.9759 | 15.049 | 15.031 | 15.049 | 15.031 | 0
14217 | NORTHFIELD MOUNTAIN 1 | 14217 | NORTHFIELD MOUNTAIN 1 | PS | WAT |  | HYDRO (PUMPED STORAGE) | 1972-11-30 05:00 | FirstLight Power Resource Management, LLC | NEL1 | MA | 011 | WMA | WCMA | 547 | 267.9 | 293.5 | 293.5 | 293.5 | 293.5 | 21.576
14218 | NORTHFIELD MOUNTAIN 2 | 14218 | NORTHFIELD MOUNTAIN 2 | PS | WAT |  | HYDRO (PUMPED STORAGE) | 1972-11-30 05:00 | FirstLight Power Resource Management, LLC | NEL1 | MA | 011 | WMA | WCMA | 547 | 291.65 | 293.5 | 293.5 | 293.5 | 293.5 | 1.118
14219 | NORTHFIELD MOUNTAIN 3 | 14219 | NORTHFIELD MOUNTAIN 3 | PS | WAT |  | HYDRO (PUMPED STORAGE) | 1972-11-30 05:00 | FirstLight Power Resource Management, LLC | NEL1 | MA | 011 | WMA | WCMA | 547 | 291.65 | 292 | 292 | 292 | 292 | 0
14220 | NORTHFIELD MOUNTAIN 4 | 14220 | NORTHFIELD MOUNTAIN 4 | PS | WAT |  | HYDRO (PUMPED STORAGE) | 1972-11-30 05:00 | FirstLight Power Resource Management, LLC | NEL1 | MA | 011 | WMA | WCMA | 547 | 291.65 | 293.5 | 293.408 | 293.5 | 293.408 | -0.092
14271 | AMERESCO NORTHAMPTON | 14271 | Ameresco Northampton | IC | LFG |  | BIO/REFUSE | 2007-11-01 04:00 | Exelon Generation Company, LLC | EXGC | MA | 015 | WMA | WCMA |  | 0.8 | 0.752 | 0.748 | 0.752 | 0.748 | 0.003
14595 | GRANITE RELIABLE POWER, LLC | 14595 | Granite Reliable Power | WT | WND |  | WIND TURBINE | 2012-02-15 05:00 | Granite Reliable Power, LLC | GRP | NH | 007 | NH | NH | 58004 | 99 | 29.52 | 15.024 | 29.52 | 15.024 | 3.216
14610 | PRINCETON WIND FARM PROJECT | 14610 | Princeton Wind Farm Project | WT | WND |  | WIND TURBINE | 2009-09-01 04:00 | Princeton Municipal Light Department | PMLD | MA | 027 | WMA | WCMA | 7501 | 3 | 0.269 | 0.243 | 0.269 | 0.243 | 0.111
14614 | KLEEN ENERGY | 14614 | Kleen Energy | CC | NG | DFO | GAS/OIL COMBINED CYCLE | 2011-07-12 04:00 | Exelon Generation Company, LLC | EXGC | CT | 007 | CT | CT | 56798 | 589 | 620 | 620 | 620 | 620 | 0
14623 | VALLEY HYDRO (STATION NO. 5) | 14623 | Valley Hydro (Station No. 5) | HDR | WAT |  | HYDRO (DAILY CYCLE - RUN OF RIVER) | 2008-04-01 04:00 | Holyoke Gas & Electric Department | HGE | MA | 013 | WMA | WCMA |  | 0.749 | 0.679 | 0 | 0.679 | 0 | -0.643
14652 | TEMPLETON WIND TURBINE | 14652 | Templeton Wind Turbine | WT | WND |  | WIND TURBINE | 2011-05-18 04:00 | Massachusetts Municipal Wholesale Electric Company | MMWEC | MA | 027 | WMA | WCMA |  | 1.5 | 0.099 | 0 | 0.099 | 0 | -0.06
14665 | RECORD HILL WIND | 14665 | Record Hill Wind | WT | WND |  | WIND TURBINE | 2012-01-31 05:00 | Record Hill Wind, LLC | RHW | ME | 017 | ME | ME | 57568 | 50.6 | 11.212 | 6.564 | 11.212 | 6.9 | 2.048
14695 | ORONO | 14695 | Orono Hydro Station | HDR | WAT |  | HYDRO (DAILY CYCLE - RUN OF RIVER) | 2008-12-29 05:00 | Black Bear Hydro Partners, LLC | BBHP | ME | 019 | BHE | ME | 57184 | 2.623 | 1.606 | 0.07 | 1.606 | 0.07 | -1.402
14707 | COVANTA HAVERHILL - LF GAS | 12553 | Covanta Haverhill Landfill Gas Engine | IC | LFG |  | BIO/REFUSE | 2007-12-05 05:00 | Covanta Haverhill Associates | CHA | MA | 009 | BOSTON | NEMA | 50661 | 1.603 | 0.892 | 0.993 | 0.892 | 0.993 | -0.047
14767 | PINE TREE LFGTE |  | No Resource (1) | IC | LFG |  | BIO/REFUSE | 2008-01-01 05:00 | NextEra Energy Power Marketing, LLC | FPLP | ME | 019 | BHE | ME |  | 2.893 | 0 | 0 | 0 | 0 | 0
14801 | CABOT | 766 | CABOT TURNERS FALLS | HDP | WAT |  | HYDRO (DAILY CYCLE - PONDAGE) | 1905-01-01 05:00 | FirstLight Power Resource Management, LLC | NEL1 | MA | 011 | WMA | WCMA | 1629 | 61.92 | 61.8 | 61.8 | 61.8 | 61.8 | 0
14808 | TURNERSFALLS | 766 | CABOT TURNERS FALLS | HDP | WAT |  | HYDRO (DAILY CYCLE - PONDAGE) | 1905-01-01 05:00 | FirstLight Power Resource Management, LLC | NEL1 | MA | 011 | WMA | WCMA | 6388 | 6.4 | 6.4 | 6.4 | 6.4 | 6.4 | 0
14816 | NORDEN 1 | 16688 | Nor1 | IC | DFO |  | OIL INTERNAL COMBUSTION | 2009-02-26 05:00 | Connecticut Municipal Electric Energy Cooperative | CMEEC | CT | 001 | NOR | CT | 57689 | 2.0529 | 1.76 | 1.788 | 1.76 | 1.788 | -0.001
14817 | NORDEN 2 | 16750 | Norden #2 | IC | DFO |  | OIL INTERNAL COMBUSTION | 2009-02-26 05:00 | Connecticut Municipal Electric Energy Cooperative | CMEEC | CT | 001 | NOR | CT | 57689 | 2.0529 | 1.765 | 1.79 | 1.765 | 1.79 | 0
14818 | NORDEN 3 | 16752 | Norden #3 | IC | DFO |  | OIL INTERNAL COMBUSTION | 2009-02-26 05:00 | Connecticut Municipal Electric Energy Cooperative | CMEEC | CT | 001 | NOR | CT | 57689 | 2.0529 | 1.753 | 1.776 | 1.753 | 1.776 | -0.001
14823 | NORWICH WWTP | 38760 | NORWICH WWT | IC | DFO |  | OIL INTERNAL COMBUSTION | 2008-05-29 04:00 | Connecticut Municipal Electric Energy Cooperative | CMEEC | CT | 011 | CT | CT | 57624 | 2.25 | 2 | 2 | 2 | 2 | 0
14925 | ICE HOUSE PARTNERS INC. |  | No Resource (1) | HDR | WAT |  | HYDRO (DAILY CYCLE - RUN OF RIVER) | 2008-04-01 04:00 | Littleton Electric Light & Water Department | LELWD | MA | 017 | CMA/NEMA | WCMA |  | 0.221 | 0.099 | 0 | 0.099 | 0 | -0.007
14937 | UNION GAS STATION | 759 | MESSALONSKEE COMPOSITE | HDR | WAT |  | HYDRO (DAILY CYCLE - RUN OF RIVER) | 2008-03-19 04:00 | Littleton Electric Light & Water Department | LELWD | ME | 011 | ME | ME |  | 1.646 | 1.341 | 0 | 1.341 | 0 | 0
15097 | KIMB ROCKY RIVER PH2 | 14706 | Kimberly-Clark Corp Energy Independence Project | CC | NG |  | GAS COMBINED CYCLE | 2008-07-15 04:00 | Kimberly-Clark Corporation | KCC | CT | 005 | SWCT | CT | 58084 | 19.6 | 15.544 | 13.063 | 15.544 | 13.063 | 0.791
15115 | LEMPSTER WIND | 14660 | Lempster Wind | WT | WND |  | WIND TURBINE | 2008-09-24 04:00 | Public Service Company of New Hampshire | PSNH | NH | 011 | NH | NH | 56399 | 23.9998 | 7.865 | 3.238 | 7.865 | 3.238 | 1.234
15201 | FISKE HYDRO | 35593 | Fiske Hydro | HDR | WAT |  | HYDRO (DAILY CYCLE - RUN OF RIVER) | 2008-06-01 04:00 | Public Service Company of New Hampshire | PSNH | NH | 005 | VT | NH |  | 0.81 | 0.166 | 0 | 0.166 | 0 | 0
15462 | HOLY NAME CC JR SR HIGH SCHOOL |  | No Resource (1) | WT | WND |  | WIND TURBINE | 2008-09-01 04:00 | Massachusetts Electric Company | MEC | MA | 027 | CMA/NEMA | WCMA |  | 0.6 | 0 | 0 | 0 | 0 | 0
15464 | STETSON WIND FARM |  | No Resource (1) | WT | WND |  | WIND TURBINE | 2008-12-09 05:00 | Stetson Holdings, LLC | STETSON | ME | 029 | BHE | ME | 56989 | 53.739 | 17.102 | 7.795 | 17.102 | 7.795 | 0.24
15477 | NEW HAVEN HARBOR UNIT 2 | 15477 | New Haven Harbor Units 2, 3, & 4 | GT | KER | NG | OIL COMBUSTION (GAS) TURBINE | 2012-05-30 04:00 | PSEG New Haven, LLC | PSEG-NH | CT | 009 | CT | CT | 6156 | 51.425 | 48.6 | 42.985 | 48.6 | 42.985 | 0.124
15484 | THOMAS A. WATSON UNIT #1 | 12500 | Thomas A. Watson | GT | NG | DFO | GAS/OIL COMBUSTION (GAS) TURBINE | 2009-04-22 04:00 | Braintree Electric Light Department, Town of | BELD | MA | 021 | SEMA | SEMA | 1660 | 57.9997 | 57.4 | 52.6 | 57.4 | 52.6 | 0
15485 | THOMAS A. WATSON UNIT #2 | 12500 | Thomas A. Watson | GT | NG | DFO | GAS/OIL COMBUSTION (GAS) TURBINE | 2009-04-14 04:00 | Braintree Electric Light Department, Town of | BELD | MA | 021 | SEMA | SEMA | 1660 | 57.9997 | 57.4 | 52.6 | 57.4 | 52.6 | 0
15509 | PLAINFIELD RENEWABLE ENERGY | 15509 | Plainfield Renewable Energy | ST | WDS |  | BIO/REFUSE | 2013-12-12 05:00 | Plainfield Renewable Energy, LLC | PRE | CT | 015 | CT | CT | 56847 | 42.37 | 38.062 | 37.5 | 36.464 | 37.5 | 0
15617 | MORETOWN LFGTE | 35728 | Moretown LG | IC | LFG |  | BIO/REFUSE | 2008-12-01 05:00 | Green Mountain Power Corporation | GMP | VT | 023 | VT | VT | 56891 | 3.19 | 3.008 | 1.862 | 3.008 | 1.862 | -0.595
15706 | BEAVER RIDGE WIND | 37072 | Beaver_Ridge_Wind | WT | WND |  | WIND TURBINE | 2008-10-15 04:00 | New Hampshire Electric Cooperative, Inc. | NHEC | ME | 027 | ME | ME | 57130 | 1.8 | 1.213 | 0.62 | 1.213 | 0.62 | 0.165
15787 | WORONOCO HYDRO LLC | 37077 | Woronoco Hydro LLC | HDR | WAT |  | HYDRO (DAILY CYCLE - RUN OF RIVER) | 2008-11-01 04:00 | Power Supply Services, LLC | PSS | MA | 013 | WMA | WCMA | 50166 | 2.7 | 0.895 | 0 | 0.895 | 0 | -0.487
15940 | DARTMOUTH CT GENERATOR 3 | 15415 | Dartmouth Power Expansion | GT | NG | DFO | GAS/OIL COMBUSTION (GAS) TURBINE | 2009-08-12 04:00 | Talen Energy Marketing, LLC | EPLU-I | MA | 005 | SEMA | SEMA | 52026 | 23.2475 | 20.508 | 19.578 | 20.508 | 19.578 | 0
15998 | CROSSROADS LANDFILL | 14663 | WMRE Crossroads | IC | LFG |  | BIO/REFUSE | 2008-12-31 05:00 | WM Renewable Energy, L.L.C. | WMRE | ME | 025 | ME | ME | 57016 | 3.079 | 2.806 | 2.984 | 2.806 | 2.984 | 0.356
16089 | TURNERS FALLS HYDRO LLC |  | No Resource (1) | HDR | WAT |  | HYDRO (DAILY CYCLE - RUN OF RIVER) | 2009-02-01 05:00 | Power Supply Services, LLC | PSS | MA | 011 | WMA | WCMA |  | 0.947 | 0 | 0 | 0 | 0 | 0
16183 | RICHEYWOODWORKINGWIND&PVQF |  | No Resource (1) | WT | WND |  | WIND TURBINE | 2009-02-18 05:00 | Massachusetts Electric Company | MEC | MA | 009 | BOSTON | NEMA |  | 0.976 | 0 | 0 | 0 | 0 | 0
16188 | WILSON HOLDINGS LLC - PV QF |  | No Resource (1) | PV | SUN |  | PHOTOVOLTAIC | 2009-02-24 05:00 | Massachusetts Electric Company | MEC | MA | 027 | CMA/NEMA | WCMA |  | 0.135 | 0 | 0 | 0 | 0 | 0
16233 | CITY OF MEDFORD WIND QF |  | No Resource (1) | WT | WND |  | WIND TURBINE | 2009-02-27 05:00 | Massachusetts Electric Company | MEC | MA | 017 | BOSTON | NEMA |  | 0.1 | 0 | 0 | 0 | 0 | 0
16234 | CONSTELLATION-MAJILITE PV QF |  | No Resource (1) | PV | SUN |  | PHOTOVOLTAIC | 2009-02-27 05:00 | Massachusetts Electric Company | MEC | MA | 017 | CMA/NEMA | WCMA |  | 0.375 | 0 | 0 | 0 | 0 | 0
16296 | MILFORD HYDRO | 16296 | Milford Hydro | HDR | WAT |  | HYDRO (DAILY CYCLE - RUN OF RIVER) | 1911-01-01 05:00 | Black Bear Hydro Partners, LLC | BBHP | ME | 019 | BHE | ME | 1475 | 8.6994 | 6.53 | 2.79 | 6.53 | 2.79 | -2.043
16331 | QUARRY ENERGY PROJECT |  | No Resource (1) | IC | LFG |  | BIO/REFUSE | 2009-04-03 04:00 | Massachusetts Electric Company | MEC | MA | 021 | SEMA | SEMA |  | 0.571 | 0.335 | 0.328 | 0.335 | 0.328 | -0.052
16386 | NATURE'SCLASSROOM-01507WT185NM |  | No Resource (1) | WT | WND |  | WIND TURBINE | 2009-04-24 04:00 | Massachusetts Electric Company | MEC | MA | 027 | WMA | WCMA |  | 0.185 | 0 | 0.026 | 0 | 0.026 | 0.005
16523 | STILLWATER | 16523 | Stillwater | HDR | WAT |  | HYDRO (DAILY CYCLE - RUN OF RIVER) | 1911-01-01 05:00 | Black Bear Hydro Partners, LLC | BBHP | ME | 019 | BHE | ME | 1478 | 1.964 | 1.222 | 1.427 | 1.222 | 1.427 | -0.287
16525 | MEDWAY | 16525 | Medway | HDR | WAT |  | HYDRO (DAILY CYCLE - RUN OF RIVER) | 1911-01-01 05:00 | Black Bear Hydro Partners, LLC | BBHP | ME | 019 | BHE | ME | 55288 | 4.841 | 3.457 | 2.925 | 3.457 | 2.925 | -0.774
16612 | STETSON II WIND FARM |  | No Resource (1) | WT | WND |  | WIND TURBINE | 2010-03-12 05:00 | Stetson Wind II, LLC. | STET2 | ME | 029 | BHE | ME | 56991 | 23.67 | 6.689 | 3.328 | 6.689 | 3.328 | 0.316
16614 | BERKSHIRE WIND POWER PROJECT | 14661 | Berkshire Wind Power Project | WT | WND |  | WIND TURBINE | 2011-05-28 04:00 | Massachusetts Municipal Wholesale Electric Company | MMWEC | MA | 003 | WMA | WCMA | 57721 | 15.003 | 5.667 | 1.745 | 5.667 | 1.745 | 0.031
16631 | VICTORY ROAD DORCHESTER PV | 16631 | Victory Road Dorchester PV | PV | SUN |  | PHOTOVOLTAIC | 2011-12-22 05:00 | Massachusetts Electric Company | MEC | MA | 025 | BOSTON | NEMA |  | 1 | 0 | 0.513 | 0 | 0.513 | -0.03
16640 | HILLDALE AVE HAVERHILL PV | 16640 | Hilldale Ave Haverhill PV | PV | SUN |  | PHOTOVOLTAIC | 2011-02-15 05:00 | Massachusetts Electric Company | MEC | MA | 009 | BOSTON | NEMA |  | 1 | 0 | 0.373 | 0 | 0.373 | 0.001
16642 | RAILROAD AVENUE REVERE PV | 16642 | Railroad Street Revere PV | PV | SUN |  | PHOTOVOLTAIC | 2011-02-16 05:00 | Massachusetts Electric Company | MEC | MA | 025 | BOSTON | NEMA |  | 1 | 0 | 0.34 | 0 | 0.34 | 0.061
16643 | ROVER STREET EVERETT PV | 16643 | Rover Street Everett PV | PV | SUN |  | PHOTOVOLTAIC | 2011-02-18 05:00 | Massachusetts Electric Company | MEC | MA | 017 | BOSTON | NEMA |  | 0.5 | 0 | 0.233 | 0 | 0.233 | 0.001
16644 | MAIN STREET WHITINSVILLE PV | 16644 | Main Street Whitinsville PV | PV | SUN |  | PHOTOVOLTAIC | 2010-07-01 04:00 | Massachusetts Electric Company | MEC | MA | 027 | RI | SEMA |  | 1 | 0 | 0.39 | 0 | 0.39 | -0.026
16653 | BURGESS BIOPOWER | 16653 | Berlin Biopower | PB | WDS |  | BIO/REFUSE | 2014-06-17 04:00 | Public Service Company of New Hampshire | PSNH | NH | 007 | NH | NH | 58054 | 76.5 | 67.5 | 67.5 | 67.5 | 67.5 | 0
16659 | IPSWICH WIND FARM 1 | 16659 | Ipswich Wind Farm 1 | WT | WND |  | WIND TURBINE | 2011-07-26 04:00 | Ipswich Municipal Light Department | IMLD | MA | 009 | BOSTON | NEMA | 57855 | 1.5 | 0.303 | 0.242 | 0.303 | 0.242 | 0.08
16675 | FOX ISLAND WIND | 16675 | Fox Island Wind | WT | WND |  | WIND TURBINE | 2009-09-01 04:00 | Vermont Public Power Supply Authority | VPPSA | ME | 013 | ME | ME | 57354 | 4.5 | 0.059 | 0 | 0.059 | 0 | 0
16737 | UDR GLASTONBURY | 16737 | DFC-ERG Hybrid Fuel Cell (3) | FC | NG |  | GAS FUEL CELL | 2016-02-15 05:00 | UIL Distributed Resources LLC | UIL | CT | 003 | CT | CT | 60109 | 3.4 | 2.774 | 2.683 | 2.774 | 2.683 | -0.091
16738 | DOMINION BRIDGEPORT FUEL CELL | 16738 | BFCP Fuel Cell | FC | NG |  | GAS FUEL CELL | 2013-12-22 05:00 | Dominion Energy Marketing, Inc. | DEM | CT | 001 | SWCT | CT | 58551 | 15.2056 | 14.817 | 12.805 | 14.817 | 12.805 | -0.941
16926 | THUNDERMIST HYDRO QF | 37120 | Thundermist Hydropower | HDR | WAT |  | HYDRO (DAILY CYCLE - RUN OF RIVER) | 2009-09-19 04:00 | The Narragansett Electric Company | NEC | RI | 007 | RI | RI | 54688 | 1.253 | 0.632 | 0 | 0.632 | 0 | 0
17023 | NE ENGRS MIDDLETOWN RI WIND QF |  | No Resource (1) | WT | WND |  | WIND TURBINE | 2009-10-29 04:00 | The Narragansett Electric Company | NEC | RI | 005 | SEMA | RI |  | 0.1 | 0 | 0 | 0 | 0 | 0
17044 | DEVON 16 | 12504 | Devon 15-18 | GT | KER | NG | OIL COMBUSTION (GAS) TURBINE | 2010-06-28 04:00 | GenConn Energy LLC | GCE | CT | 009 | SWCT | CT | 57070 | 60.4996 | 49.2 | 46.9 | 49.2 | 46.9 | 0
17045 | DEVON 17 | 12504 | Devon 15-18 | GT | KER | NG | OIL COMBUSTION (GAS) TURBINE | 2010-06-15 04:00 | GenConn Energy LLC | GCE | CT | 009 | SWCT | CT | 57070 | 60.4996 | 49.2 | 46.9 | 49.2 | 46.9 | 0
17046 | DEVON 18 | 12504 | Devon 15-18 | GT | KER | NG | OIL COMBUSTION (GAS) TURBINE | 2010-06-09 04:00 | GenConn Energy LLC | GCE | CT | 009 | SWCT | CT | 57070 | 60.4996 | 49.2 | 46.9 | 49.2 | 46.9 | 0
17085 | AMERESCO-NEWBURYPORT DPW PV QF |  | No Resource (1) | PV | SUN |  | PHOTOVOLTAIC | 2009-11-25 05:00 | Massachusetts Electric Company | MEC | MA | 009 | BOSTON | NEMA |  | 0.095 | 0 | 0.03 | 0 | 0.03 | -0.004
17128 | OTIS_AF_WIND_TURBINE |  | No Resource (1) | WT | WND |  | WIND TURBINE | 2009-12-28 05:00 | NSTAR Electric Company | NSTAR | MA | 001 | SEMA | SEMA | 57253 | 1.5 | 0.149 | 0.088 | 0.149 | 0.088 | 0.068
17194 | TOWN_OF_FALMOUTH_WIND_TURBINE |  | No Resource (1) | WT | WND |  | WIND TURBINE | 2010-02-10 05:00 | NSTAR Electric Company | NSTAR | MA | 001 | SEMA | SEMA | 57654 | 1 | 0.353 | 0.04 | 0.353 | 0.04 | -0.177
17223 | SUGAR RIVER 2 | 17359 | Sugar River 2 | HDR | WAT |  | HYDRO (DAILY CYCLE - RUN OF RIVER) | 2010-03-08 05:00 | Public Service Company of New Hampshire | PSNH | NH | 019 | NH | NH |  | 0.199 | 0.157 | 0 | 0.157 | 0 | 0
17229 | MOUNT ST MARY-WRENTHAM MA WIND |  | No Resource (1) | WT | WND |  | WIND TURBINE | 2010-03-15 04:00 | Massachusetts Electric Company | MEC | MA | 021 | RI | SEMA |  | 0.1 | 0.006 | 0.005 | 0.006 | 0.005 | 0.004
17233 | RAINBOW UNIT 1 | 35658 | Rainbow_1 | HDP | WAT |  | HYDRO (DAILY CYCLE - PONDAGE) | 1980-01-01 05:00 | Connecticut Light and Power Company, The | CLP | CT | 003 | CT | CT | 559 | 4.815 | 4.1 | 4.1 | 4.1 | 4.1 | 0
17234 | RAINBOW UNIT 2 | 35656 | Rainbow_2 | HDP | WAT |  | HYDRO (DAILY CYCLE - PONDAGE) | 1980-01-01 05:00 | Connecticut Light and Power Company, The | CLP | CT | 003 | CT | CT | 559 | 4.986 | 4.1 | 4.1 | 4.1 | 4.1 | 0
17259 | SEAMAN ENERGY LLC | 35442 | Seaman Energy | IC | LFG |  | BIO/REFUSE | 2010-03-31 04:00 | Templeton Municipal Lighting Plant | TTMLP | MA | 027 | CMA/NEMA | WCMA |  | 0.715 | 0.195 | 0.208 | 0.195 | 0.208 | -0.026
35379 | SPAULDING POND HYDRO | 35594 | Spaulding Pond Hydro | HDR | WAT |  | HYDRO (DAILY CYCLE - RUN OF RIVER) | 2010-05-01 04:00 | Public Service Company of New Hampshire | PSNH | NH | 017 | NH | NH |  | 0.265 | 0.136 | 0 | 0.136 | 0 | 0
35555 | GMCW | 35555 | GMCW | WT | WND |  | WIND TURBINE | 2012-12-31 05:00 | Burlington Electric Department | BED | VT | 007 | VT | VT | 58238 | 10.0016 | 3.576 | 0.762 | 3.576 | 0.762 | 0.057
35693 | SPRUCE MOUNTAIN WIND | 35693 | Spruce Mountain Wind | WT | WND |  | WIND TURBINE | 2011-12-21 05:00 | Spruce Mountain Wind, LLC | SPRUCE | ME | 017 | ME | ME | 58026 | 20 | 7.519 | 3.197 | 7.519 | 3.197 | 1.105
35979 | KINGDOM COMMUNITY WIND | 35979 | Kingdom Community Wind | WT | WND |  | WIND TURBINE | 2012-11-16 05:00 | Green Mountain Power Corporation | GMP | VT | 019 | VT | VT | 57979 | 64.575 | 17.46 | 11.47 | 17.46 | 11.47 | 3.31
36882 | NOTUS WIND I |  | No Resource (1) | WT | WND |  | WIND TURBINE | 2010-06-23 04:00 | NSTAR Electric Company | NSTAR | MA | 001 | SEMA | SEMA | 57414 | 1.5 | 0.559 | 0.268 | 0.559 | 0.268 | 0.256
37050 | GROTON WIND | 37050 | Groton Wind Project | WT | WND |  | WIND TURBINE | 2012-12-28 05:00 | Avangrid Renewables, LLC | PPMI | NH | 009 | NH | NH | 58141 | 47.9997 | 11.943 | 5.634 | 11.943 | 5.634 | 1.767
37073 | SOUTHBRIDGE LANDFILL | 38178 | Southbridge Landfill Gas to Energy 17-18 | IC | LFG |  | BIO/REFUSE | 2012-02-15 05:00 | NextEra Energy Power Marketing, LLC | FPLP | MA | 027 | WMA | WCMA |  | 1.541 | 1.506 | 1.438 | 1.506 | 1.438 | 0.006
37105 | BINGHAM WIND | 37105 | BLUE SKY WEST | WT | WND |  | WIND TURBINE | 2016-12-13 05:00 | Blue Sky West, LLC | BSWL | ME | 025 | ME | ME |  | 175.56 | 0 | 0 | 0 | 42.27 | 42.27
37175 | ROLLINS WIND PLANT |  | No Resource (1) | WT | WND |  | WIND TURBINE | 2011-07-26 04:00 | Evergreen Wind Power III, LLC | EWP3 | ME | 019 | BHE | ME | 56990 | 55.62 | 17.623 | 8.179 | 17.623 | 8.179 | 1.812
37224 | PATRIOT PL. D FOXBORO MA PV |  | No Resource (1) | PV | SUN |  | PHOTOVOLTAIC | 2010-10-01 04:00 | Massachusetts Electric Company | MEC | MA | 021 | RI | SEMA |  | 0.1 | 0 | 0.036 | 0 | 0.036 | -0.002
37225 | PATRIOT PL. E FOXBORO MA PV |  | No Resource (1) | PV | SUN |  | PHOTOVOLTAIC | 2010-10-01 04:00 | Massachusetts Electric Company | MEC | MA | 021 | RI | SEMA |  | 0.075 | 0 | 0 | 0 | 0 | 0
37226 | PATRIOT PL. F FOXBORO MA PV |  | No Resource (1) | PV | SUN |  | PHOTOVOLTAIC | 2010-10-01 04:00 | Massachusetts Electric Company | MEC | MA | 021 | RI | SEMA |  | 0.1 | 0 | 0 | 0 | 0 | 0
37227 | PATRIOT PL. H FOXBORO MA PV |  | No Resource (1) | PV | SUN |  | PHOTOVOLTAIC | 2010-10-01 04:00 | Massachusetts Electric Company | MEC | MA | 021 | RI | SEMA |  | 0.075 | 0 | 0.02 | 0 | 0.02 | -0.002
37228 | PATRIOT PL. J FOXBORO MA PV |  | No Resource (1) | PV | SUN |  | PHOTOVOLTAIC | 2010-10-01 04:00 | Massachusetts Electric Company | MEC | MA | 021 | RI | SEMA |  | 0.1 | 0 | 0.036 | 0 | 0.036 | -0.002
37229 | PATRIOT PL. K FOXBORO MA PV |  | No Resource (1) | PV | SUN |  | PHOTOVOLTAIC | 2010-10-01 04:00 | Massachusetts Electric Company | MEC | MA | 021 | RI | SEMA |  | 0.1 | 0 | 0.03 | 0 | 0.03 | -0.003
37230 | UNITED NAT. FOODS PROV. RI PV |  | No Resource (1) | PV | SUN |  | PHOTOVOLTAIC | 2010-10-01 04:00 | The Narragansett Electric Company | NEC | RI | 007 | RI | RI |  | 0.075 | 0 | 0 | 0 | 0 | 0
37266 | CARLSON ORCH HARVARD MA PV |  | No Resource (1) | PV | SUN |  | PHOTOVOLTAIC | 2010-11-01 04:00 | Massachusetts Electric Company | MEC | MA | 027 | CMA/NEMA | WCMA |  | 0.2 | 0 | 0.086 | 0 | 0.086 | -0.005
37267 | SPRUCE ENV HAVERHILL MA PV |  | No Resource (1) | PV | SUN |  | PHOTOVOLTAIC | 2010-11-01 04:00 | Massachusetts Electric Company | MEC | MA | 009 | BOSTON | NEMA |  | 0.082 | 0 | 0 | 0 | 0 | 0
37366 | MIDDLETOWN 13 | 12505 | Middletown 12-15 | GT | KER | NG | OIL COMBUSTION (GAS) TURBINE | 2011-06-23 04:00 | GenConn Energy LLC | GCE | CT | 007 | CT | CT | 57068 | 60.4996 | 49.2 | 46.9 | 49.2 | 46.9 | 0
37367 | MIDDLETOWN 14 | 12505 | Middletown 12-15 | GT | KER | NG | OIL COMBUSTION (GAS) TURBINE | 2011-06-01 04:00 | GenConn Energy LLC | GCE | CT | 007 | CT | CT | 57068 | 60.4996 | 49.2 | 46.9 | 49.2 | 46.9 | 0
37368 | MIDDLETOWN 15 | 12505 | Middletown 12-15 | GT | KER | NG | OIL COMBUSTION (GAS) TURBINE | 2011-06-01 04:00 | GenConn Energy LLC | GCE | CT | 007 | CT | CT | 57068 | 60.4996 | 49.2 | 46.9 | 49.2 | 46.9 | 0
37721 | ROYAL MILLS WARWICK RI HYDRO |  | No Resource (1) | HDR | WAT |  | HYDRO (DAILY CYCLE - RUN OF RIVER) | 2010-12-01 05:00 | The Narragansett Electric Company | NEC | RI | 003 | RI | RI |  | 0.179 | 0 | 0 | 0 | 0 | 0
37722 | SILVER LAKE SOLAR PV FACILITY | 37051 | Silver lake PV | PV | SUN |  | PHOTOVOLTAIC | 2010-12-06 05:00 | Western Massachusetts Electric Company | WMECO | MA | 003 | WMA | WCMA | 57676 | 1.5 | 0 | 0.646 | 0 | 0.646 | -0.121
37751 | NM-UNISTRESS |  | No Resource (1) | PV | SUN |  | PHOTOVOLTAIC | 2011-01-01 05:00 | Western Massachusetts Electric Company | WMECO | MA | 003 | WMA | WCMA |  | 0.097 | 0 | 0 | 0 | 0 | 0
37752 | NM-COUNTRY |  | No Resource (1) | PV | SUN |  | PHOTOVOLTAIC | 2011-01-01 05:00 | Western Massachusetts Electric Company | WMECO | MA | 003 | WMA | WCMA |  | 0.127 | 0 | 0 | 0 | 0 | 0
37753 | NM-HANCOCK |  | No Resource (1) | PV | SUN |  | PHOTOVOLTAIC | 2011-01-01 05:00 | Western Massachusetts Electric Company | WMECO | MA | 003 | WMA | WCMA |  | 0.082 | 0 | 0.016 | 0 | 0.016 | 0.014
37754 | NM-QUALITY |  | No Resource (1) | PV | SUN |  | PHOTOVOLTAIC | 2011-01-01 05:00 | Western Massachusetts Electric Company | WMECO | MA | 003 | WMA | WCMA |  | 0.13 | 0 | 0 | 0 | 0 | 0
37755 | NM-WOOD |  | No Resource (1) | PV | SUN |  | PHOTOVOLTAIC | 2011-01-01 05:00 | Western Massachusetts Electric Company | WMECO | MA | 011 | WMA | WCMA |  | 0.097 | 0 | 0.037 | 0 | 0.037 | 0.003
37756 | NM-FOURSTAR |  | No Resource (1) | PV | SUN |  | PHOTOVOLTAIC | 2011-01-01 05:00 | Western Massachusetts Electric Company | WMECO | MA | 011 | WMA | WCMA |  | 0.067 | 0 | 0.018 | 0 | 0.018 | 0
37757 | NM-ASTRO |  | No Resource (1) | PV | SUN |  | PHOTOVOLTAIC | 2011-01-01 05:00 | Western Massachusetts Electric Company | WMECO | MA | 013 | WMA | WCMA |  | 0.097 | 0 | 0 | 0 | 0 | 0
37758 | NM-MARLEY |  | No Resource (1) | PV | SUN |  | PHOTOVOLTAIC | 2011-01-01 05:00 | Western Massachusetts Electric Company | WMECO | MA | 015 | WMA | WCMA |  | 0.085 | 0 | 0 | 0 | 0 | 0
37759 | NM-STONE |  | No Resource (1) | WT | WND |  | WIND TURBINE | 2011-01-01 05:00 | Western Massachusetts Electric Company | WMECO | MA | 003 | WMA | WCMA |  | 0.615 | 0.007 | 0 | 0.007 | 0 | 0
37760 | NM-RIVERVIEW |  | No Resource (1) | PV | SUN |  | PHOTOVOLTAIC | 2011-01-01 05:00 | Western Massachusetts Electric Company | WMECO | MA | 003 | WMA | WCMA |  | 0.17 | 0 | 0 | 0 | 0 | -0.004
37761 | NM-PETRICCA |  | No Resource (1) | PV | SUN |  | PHOTOVOLTAIC | 2011-01-01 05:00 | Western Massachusetts Electric Company | WMECO | MA | 003 | WMA | WCMA |  | 0.086 | 0 | 0 | 0 | 0 | 0
37823 | INDIAN RIVER POWER SUPPLY LLC | 37079 | Indian River Power Supply LLC | HDR | WAT |  | HYDRO (DAILY CYCLE - RUN OF RIVER) | 2011-02-01 05:00 | Power Supply Services, LLC | PSS | MA | 013 | WMA | WCMA |  | 1.3 | 0.434 | 0 | 0.434 | 0 | -0.2
37955 | TRANS MED TYNGSBORO MA PV |  | No Resource (1) | PV | SUN |  | PHOTOVOLTAIC | 2011-03-16 04:00 | Massachusetts Electric Company | MEC | MA | 017 | CMA/NEMA | WCMA |  | 0.096 | 0 | 0.028 | 0 | 0.028 | -0.001
37956 | PH HENBIL BILLERICA MA PV |  | No Resource (1) | PV | SUN |  | PHOTOVOLTAIC | 2011-03-16 04:00 | Massachusetts Electric Company | MEC | MA | 017 | CMA/NEMA | WCMA |  | 0.075 | 0 | 0.01 | 0 | 0.01 | 0.001
37957 | CHELM WTR N CHELMSFORD MA PV |  | No Resource (1) | PV | SUN |  | PHOTOVOLTAIC | 2011-03-16 04:00 | Massachusetts Electric Company | MEC | MA | 017 | CMA/NEMA | WCMA |  | 0.5 | 0 | 0.065 | 0 | 0.065 | 0.065
37958 | PETER W ELEM LOWELL MA PV |  | No Resource (1) | PV | SUN |  | PHOTOVOLTAIC | 2011-03-16 04:00 | Massachusetts Electric Company | MEC | MA | 017 | CMA/NEMA | WCMA |  | 0.138 | 0 | 0.019 | 0 | 0.019 | 0.019
37959 | CIRCLE FIN NEWBURYPORT MA PV |  | No Resource (1) | PV | SUN |  | PHOTOVOLTAIC | 2011-03-16 04:00 | Massachusetts Electric Company | MEC | MA | 009 | BOSTON | NEMA |  | 0.12 | 0 | 0.024 | 0 | 0.024 | 0.024
37965 | BIO-DETEK PAWTUCKET RI PV |  | No Resource (1) | PV | SUN |  | PHOTOVOLTAIC | 2011-03-21 04:00 | The Narragansett Electric Company | NEC | RI | 007 | RI | RI |  | 0.165 | 0 | 0 | 0 | 0 | 0
37966 | LTI HARVARD AP HARVARD MA PV |  | No Resource (1) | PV | SUN |  | PHOTOVOLTAIC | 2011-03-21 04:00 | Massachusetts Electric Company | MEC | MA | 027 | CMA/NEMA | WCMA |  | 0.085 | 0 | 0.024 | 0 | 0.024 | 0.024
37967 | HILLSIDE MARLBOROUGH MA PV |  | No Resource (1) | PV | SUN |  | PHOTOVOLTAIC | 2011-03-21 04:00 | Massachusetts Electric Company | MEC | MA | 017 | CMA/NEMA | WCMA |  | 0.125 | 0 | 0.005 | 0 | 0.005 | -0.003
37968 | LOW MEM AUD LOWELL MA PV |  | No Resource (1) | PV | SUN |  | PHOTOVOLTAIC | 2011-03-21 04:00 | Massachusetts Electric Company | MEC | MA | 017 | CMA/NEMA | WCMA |  | 0.075 | 0 | 0.028 | 0 | 0.028 | 0.001
37972 | DARTMOUTHBUSPARK_PV_ID1592 |  | No Resource (1) | PV | SUN |  | PHOTOVOLTAIC | 2011-03-23 04:00 | NSTAR Electric Company | NSTAR | MA | 005 | SEMA | SEMA | 57473 | 1.6 | 0 | 0.73 | 0 | 0.73 | -0.003
37973 | GENERAL MILLS METHUEN MA PV |  | No Resource (1) | PV | SUN |  | PHOTOVOLTAIC | 2011-03-24 04:00 | Massachusetts Electric Company | MEC | MA | 009 | BOSTON | NEMA |  | 0.096 | 0 | 0 | 0 | 0 | 0
38083 | ORONO B HYDRO | 38083 | Orono "B" Hydro | HDR | WAT |  | HYDRO (DAILY CYCLE - RUN OF RIVER) | 2013-10-01 04:00 | Black Bear Hydro Partners, LLC | BBHP | ME | 019 | BHE | ME |  | 4 | 3.63 | 2.632 | 3.63 | 2.632 | -1.068
38084 | STILLWATER B HYDRO | 38084 | Stillwater "B" Hydro | HDR | WAT |  | HYDRO (DAILY CYCLE - RUN OF RIVER) | 2013-09-20 04:00 | Black Bear Hydro Partners, LLC | BBHP | ME | 019 | BHE | ME |  | 2.4 | 1.784 | 0.789 | 1.784 | 0.789 | -1.251
38115 | HARRINGTON STREET PV | 38115 | HARRINGTON STREET PV PROJECT | PV | SUN |  | PHOTOVOLTAIC | 2016-12-23 05:00 | Hampshire Council of Governments | HCG | MA | 027 | WMA | WCMA |  | 9.2625 | 0 | 0 | 0 | 1.43 | 0
38173 | SADDLEBACK RIDGE WIND | 38173 | Saddleback Ridge Wind | WT | WND |  | WIND TURBINE | 2014-12-19 05:00 | Spruce Mountain Wind, LLC | SPRUCE | ME | 007 | ME | ME | 58608 | 34.2 | 11.192 | 5.09 | 11.192 | 5.09 | 4.3
38287 | WMA CHESTER SOLAR 1 | 38287 | WMA Chester Solar 1 | PV | SUN |  | PHOTOVOLTAIC | 2014-07-01 04:00 | Vermont Public Power Supply Authority | VPPSA | MA | 013 | WMA | WCMA | 59767 | 4.8 | 0 | 2.487 | 0 | 2.487 | 0.044
38302 | TOWN_OF_CARVER_PV_1763 | 38302 | Fisher Road Solar I | PV | SUN |  | PHOTOVOLTAIC | 2014-09-03 04:00 | NSTAR Electric Company | NSTAR | MA | 005 | SEMA | SEMA |  | 4.56 | 0 | 2.649 | 0 | 2.649 | -0.011
38372 | BLUEWAVE - CC COMM COLL 2209 | 38372 | Dartmouth Solar | PV | SUN |  | PHOTOVOLTAIC | 2016-05-12 04:00 | NSTAR Electric Company | NSTAR | MA | 005 | SEMA | SEMA |  | 3.5 | 0 | 1.593 | 0 | 1.593 | 1.593
38373 | BLUEWAVE BOURNE-HOLLISTON 2262 | 38373 | Holliston | PV | SUN |  | PHOTOVOLTAIC | 2015-08-06 04:00 | NSTAR Electric Company | NSTAR | MA | 017 | RI | SEMA |  | 3 | 0 | 1.59 | 0 | 1.59 | 1.26
38375 | BWC FIVEMILE-01569PV3000NM | 38375 | Uxbridge | PV | SUN |  | PHOTOVOLTAIC | 2015-12-23 05:00 | Massachusetts Electric Company | MEC | MA | 027 | RI | SEMA |  | 3 | 0.021 | 1.308 | 0.021 | 1.308 | 0.078
38417 | PASSADUMKEAG WIND PROJECT | 38638 | PASSADUMKEAG WIND PROJECT | WT | WND |  | WIND TURBINE | 2016-07-01 04:00 | EDF Energy Services, LLC | EDFS | ME | 019 | BHE | ME | 59222 | 42.9 | 0 | 6.68 | 0 | 6.68 | 4.68
38441 | UI RCP BGPT FC | 38441 | UI RCP BGPT FC | FC | NG |  | GAS FUEL CELL | 2015-11-16 05:00 | United Illuminating Company, The | UI | CT | 001 | SWCT | CT | 60054 | 2.8 | 2.797 | 2.68 | 2.797 | 2.68 | 0.321
38442 | UI RCP NH FC | 38442 | UI RCP NH FC | FC | NG |  | GAS FUEL CELL | 2015-08-03 04:00 | United Illuminating Company, The | UI | CT | 009 | CT | CT | 60040 | 2.8 | 2.725 | 2.625 | 2.725 | 2.625 | 0.257
38495 | BLOCK ISLAND WIND FARM | 38495 | DEEPWATER WIND BLOCK ISLAND | WT | WND |  | WIND TURBINE | 2016-12-09 05:00 | Deepwater Wind Block Island, LLC | DWBI | RI | 009 | RI | RI |  | 29.25 | 0 | 0 | 0 | 6.83 | 6.83
38580 | HUNTRDSOLARLLC-01913PV4500NM | 38580 | AMESBURY | PV | SUN |  | PHOTOVOLTAIC | 2017-03-22 04:00 | Massachusetts Electric Company | MEC | MA | 009 | BOSTON | NEMA |  | 4.5 | 0 | 0 | 0 | 2.312 | 2.312
38581 | TYNGS.LANDFILL#1-01879PV1692NM | 38581 | TYNGSBOROUGH | PV | SUN |  | PHOTOVOLTAIC | 2017-03-23 04:00 | Massachusetts Electric Company | MEC | MA | 017 | CMA/NEMA | WCMA |  | 1.656 | 0 | 0 | 0 | 1.283 | 1.283
38757 | UI RCP WOODBRIDGE FC |  | No Resource (1) | FC | NG |  | GAS FUEL CELL | 2016-12-17 05:00 | United Illuminating Company, The | UI | CT | 009 | SWCT | CT |  | 2.8 | 0 | 0 | 0 | 2.2 | 2.2
39663 | BARNSTABLE_DPW_ID1545 |  | No Resource (1) | WT | WND |  | WIND TURBINE | 2011-08-01 04:00 | NSTAR Electric Company | NSTAR | MA | 001 | SEMA | SEMA |  | 0.2 | 0.019 | 0.357 | 0.019 | 0.357 | 0.038
39664 | DART_BLDG_SUPPLY_ID1470 |  | No Resource (1) | PV | SUN |  | PHOTOVOLTAIC | 2011-08-01 04:00 | NSTAR Electric Company | NSTAR | MA | 005 | SEMA | SEMA |  | 0.2 | 0 | 0.06 | 0 | 0.06 | 0.011
39665 | YARMOUTH_DPW_ID1740 |  | No Resource (1) | PV | SUN |  | PHOTOVOLTAIC | 2011-08-01 04:00 | NSTAR Electric Company | NSTAR | MA | 001 | SEMA | SEMA |  | 0.265 | 0 | 0.104 | 0 | 0.104 | -0.011
39675 | TURKEY HILL |  | No Resource (1) | PV | SUN |  | PHOTOVOLTAIC | 2011-08-01 04:00 | Fitchburg Gas & Electric Light Company | FGE | MA | 027 | WMA | WCMA |  | 0.1 | 0 | 0.017 | 0 | 0.017 | 0.004
39717 | HI-GEAR |  | No Resource (1) | PV | SUN |  | PHOTOVOLTAIC | 2011-10-01 04:00 | Fitchburg Gas & Electric Light Company | FGE | MA | 027 | WMA | WCMA |  | 0.3 | 0 | 0.114 | 0 | 0.114 | 0.011
39722 | GTR_BOSTON_FOODBANKS_ID1628 |  | No Resource (1) | PV | SUN |  | PHOTOVOLTAIC | 2011-10-17 04:00 | NSTAR Electric Company | NSTAR | MA | 025 | BOSTON | NEMA |  | 0.177 | 0 | 0.015 | 0 | 0.015 | -0.07
39724 | EASTERN_AVE_HOLDINGS_PV_ID1652 |  | No Resource (1) | PV | SUN |  | PHOTOVOLTAIC | 2011-10-17 04:00 | NSTAR Electric Company | NSTAR | MA | 025 | BOSTON | NEMA |  | 0.16 | 0 | 0.053 | 0 | 0.053 | -0.031
39738 | MWRA_LORING_RD_ID1400 |  | No Resource (1) | HDR | WAT |  | HYDRO (DAILY CYCLE - RUN OF RIVER) | 2011-11-01 04:00 | NSTAR Electric Company | NSTAR | MA | 017 | BOSTON | NEMA |  | 0.189 | 0.126 | 0.133 | 0.126 | 0.133 | -0.007
40015 | INDIAN ORCHARD SOLAR FACILITY | 38081 | Indian Orchard Solar PV | PV | SUN |  | PHOTOVOLTAIC | 2011-12-01 05:00 | Western Massachusetts Electric Company | WMECO | MA | 013 | WMA | WCMA |  | 1.5 | 0 | 0.832 | 0 | 0.832 | -0.104
40050 | EXETER AGRI ENERGY |  | No Resource (1) | IC | OBG |  | BIO/REFUSE | 2011-12-19 05:00 | Vermont Public Power Supply Authority | VPPSA | ME | 019 | BHE | ME |  | 0.98 | 0.779 | 0.863 | 0.779 | 0.863 | 0.565
40052 | NEW HAVEN HARBOR UNIT 3 | 15477 | New Haven Harbor Units 2, 3, & 4 | GT | KER | NG | OIL COMBUSTION (GAS) TURBINE | 2012-05-30 04:00 | PSEG New Haven, LLC | PSEG-NH | CT | 009 | CT | CT | 6156 | 51.425 | 48.6 | 42.985 | 48.6 | 42.985 | 0.124
40053 | NEW HAVEN HARBOR UNIT 4 | 15477 | New Haven Harbor Units 2, 3, & 4 | GT | KER | NG | OIL COMBUSTION (GAS) TURBINE | 2012-05-30 04:00 | PSEG New Haven, LLC | PSEG-NH | CT | 009 | CT | CT | 6156 | 51.425 | 48.6 | 42.985 | 48.6 | 42.985 | 0.124
40054 | JOHNSTON LFG TURBINE PLANT | 14599 | Rhode Island LFG Genco, LLC - ST | CC | LFG |  | BIO/REFUSE | 2013-05-25 04:00 | Rhode Island Engine Genco, LLC | RRIG | RI | 007 | RI | RI | 59254 | 42.3937 | 27.891 | 26.291 | 27.891 | 26.291 | -0.139
40066 | OLDBARNST_RD_MASHPEE_PV_ID1798 |  | No Resource (1) | PV | SUN |  | PHOTOVOLTAIC | 2012-01-16 05:00 | NSTAR Electric Company | NSTAR | MA | 001 | SEMA | SEMA |  | 0.312 | 0 | 0.068 | 0 | 0.068 | 0.007
40067 | MARION_DR_KINGSTON_WT_ID1656 |  | No Resource (1) | WT | WND |  | WIND TURBINE | 2012-01-16 05:00 | NSTAR Electric Company | NSTAR | MA | 023 | SEMA | SEMA |  | 6 | 0.961 | 0.631 | 0.961 | 0.631 | 0.096
40085 | QUABBIN 1_ORANGE MA PV NET |  | No Resource (1) | PV | SUN |  | PHOTOVOLTAIC | 2012-01-25 05:00 | Massachusetts Electric Company | MEC | MA | 011 | WMA | WCMA |  | 0.095 | 0 | 0 | 0 | 0 | 0
40116 | DELAWARE VALLEY CORP PV |  | No Resource (1) | PV | SUN |  | PHOTOVOLTAIC | 2012-01-31 05:00 | Massachusetts Electric Company | MEC | MA | 017 | CMA/NEMA | WCMA |  | 0.095 | 0 | 0 | 0 | 0 | 0
40137 | BERKSHIRE EAST WIND |  | No Resource (1) | WT | WND |  | WIND TURBINE | 2012-02-03 05:00 | Massachusetts Electric Company | MEC | MA | 011 | WMA | WCMA |  | 0.9 | 0 | 0.242 | 0 | 0.242 | -0.008
40176 | NFM SOLAR POWER, LLC | 38078 | NFM Solar Power, LLC | PV | SUN |  | PHOTOVOLTAIC | 2012-02-18 05:00 | FirstLight Power Resource Management, LLC | NEL1 | MA | 011 | WMA | WCMA | 58210 | 1.7 | 0 | 0.724 | 0 | 0.724 | -0.01
40194 | MICRON |  | No Resource (1) | PV | SUN |  | PHOTOVOLTAIC | 2012-03-01 05:00 | Fitchburg Gas & Electric Light Company | FGE | MA | 027 | WMA | WCMA |  | 0.096 | 0 | 0 | 0 | 0 | 0
40207 | KEZAR UPPER FALLS | 786 | KEZAR LEDGEMERE COMPOSITE | HDR | WAT |  | HYDRO (DAILY CYCLE - RUN OF RIVER) | 2012-03-01 05:00 | Epico USA, Inc. | EPICO | ME | 005 | SME | ME | 7668 | 0.404 | 0.331 | 0 | 0.331 | 0 | 0
40208 | KEZAR LOWER FALLS | 786 | KEZAR LEDGEMERE COMPOSITE | HDR | WAT |  | HYDRO (DAILY CYCLE - RUN OF RIVER) | 2012-03-01 05:00 | Epico USA, Inc. | EPICO | ME | 005 | SME | ME | 7668 | 0.586 | 0.445 | 0 | 0.445 | 0 | -0.079
40209 | LEDGEMERE | 786 | KEZAR LEDGEMERE COMPOSITE | HDR | WAT |  | HYDRO (DAILY CYCLE - RUN OF RIVER) | 2012-03-01 05:00 | Epico USA, Inc. | EPICO | ME | 005 | SME | ME | 7668 | 0.513 | 0 | 0 | 0 | 0 | -0.034
40225 | MILLIPORE PV - BILLERICA |  | No Resource (1) | PV | SUN |  | PHOTOVOLTAIC | 2012-03-21 04:00 | Massachusetts Electric Company | MEC | MA | 017 | CMA/NEMA | WCMA |  | 0.143 | 0 | 0 | 0 | 0 | 0
40242 | TANTASQUA JR HIGH_PV |  | No Resource (1) | PV | SUN |  | PHOTOVOLTAIC | 2012-03-30 04:00 | Massachusetts Electric Company | MEC | MA | 027 | WMA | WCMA |  | 0.3 | 0 | 0.015 | 0 | 0.015 | -0.003
40243 | SOLAR SHOP LLC BLDG 14_PV |  | No Resource (1) | PV | SUN |  | PHOTOVOLTAIC | 2012-03-29 04:00 | Massachusetts Electric Company | MEC | MA | 027 | RI | SEMA |  | 0.256 | 0 | 0.039 | 0 | 0.039 | 0.001
40244 | SOLAR SHOP LLC BLDG 10_PV |  | No Resource (1) | PV | SUN |  | PHOTOVOLTAIC | 2012-03-29 04:00 | Massachusetts Electric Company | MEC | MA | 027 | RI | SEMA |  | 0.12 | 0 | 0.046 | 0 | 0.046 | 0.003
40246 | HODGES BADGE CO_WIND |  | No Resource (1) | WT | WND |  | WIND TURBINE | 2012-03-30 04:00 | The Narragansett Electric Company | NEC | RI | 005 | SEMA | RI |  | 0.225 | 0 | 0 | 0 | 0 | 0
40247 | QUABBIN BARRE - WIND |  | No Resource (1) | WT | WND |  | WIND TURBINE | 2012-03-29 04:00 | Massachusetts Electric Company | MEC | MA | 027 | WMA | WCMA |  | 1 | 0 | 0.261 | 0 | 0.261 | -0.165
40248 | JJ CARROLL WW PLANT_PV |  | No Resource (1) | PV | SUN |  | PHOTOVOLTAIC | 2012-03-27 04:00 | Massachusetts Electric Company | MEC | MA | 027 | CMA/NEMA | WCMA |  | 0.3 | 0 | 0.232 | 0 | 0.232 | 0.018
40249 | WESTBORO SUITES |  | No Resource (1) | PV | SUN |  | PHOTOVOLTAIC | 2012-03-27 04:00 | Massachusetts Electric Company | MEC | MA | 027 | CMA/NEMA | WCMA |  | 0.266 | 0 | 0.004 | 0 | 0.004 | 0.004
40250 | SHAWS SUPER MARKET |  | No Resource (1) | PV | SUN |  | PHOTOVOLTAIC | 2012-03-28 04:00 | Massachusetts Electric Company | MEC | MA | 027 | WMA | WCMA |  | 0.25 | 0 | 0 | 0 | 0 | 0
40251 | VETERAN HOMESTEAD PV |  | No Resource (1) | PV | SUN |  | PHOTOVOLTAIC | 2012-03-28 04:00 | Massachusetts Electric Company | MEC | MA | 027 | CMA/NEMA | WCMA |  | 0.323 | 0 | 0.012 | 0 | 0.012 | -0.003
40259 | COMMERCE_PK_RD_PV_ID1871 |  | No Resource (1) | PV | SUN |  | PHOTOVOLTAIC | 2012-04-03 04:00 | NSTAR Electric Company | NSTAR | MA | 001 | SEMA | SEMA |  | 0.35 | 0 | 0.134 | 0 | 0.134 | 0.004
40263 | MATOUK TEXTILE WORKS |  | No Resource (1) | PV | SUN |  | PHOTOVOLTAIC | 2012-04-10 04:00 | Massachusetts Electric Company | MEC | MA | 005 | SEMA | SEMA |  | 0.084 | 0 | 0 | 0 | 0 | 0
40270 | TECTA AMERICA |  | No Resource (1) | PV | SUN |  | PHOTOVOLTAIC | 2012-04-10 04:00 | Massachusetts Electric Company | MEC | MA | 017 | CMA/NEMA | WCMA |  | 0.13 | 0 | 0.021 | 0 | 0.021 | 0.004
40327 | FORE RIVER 11 | 1691 | FORE RIVER-1 | CC | NG | DFO | GAS/OIL COMBINED CYCLE | 2003-08-04 04:00 | Calpine Energy Services, LP | CALP | MA | 021 | SEMA | SEMA | 55317 | 436.1648 | 416.611 | 349.602 | 416.611 | 349.602 | -6.269
40328 | FORE RIVER 12 | 1691 | FORE RIVER-1 | CC | NG | DFO | GAS/OIL COMBINED CYCLE | 2003-08-04 04:00 | Calpine Energy Services, LP | CALP | MA | 021 | SEMA | SEMA | 55317 | 436.1648 | 421.5 | 349.602 | 421.5 | 349.602 | -6.269
40338 | MAINE INDEPENDENCE STATION 1 | 1216 | MAINE INDEPENDENCE STATION | CC | NG |  | GAS COMBINED CYCLE | 2000-05-01 04:00 | Dynegy Marketing and Trade, LLC | DMT1 | ME | 019 | BHE | ME | 55068 | 275.655 | 269.138 | 244.138 | 269.138 | 244.138 | 0
40339 | MAINE INDEPENDENCE STATION 2 | 1216 | MAINE INDEPENDENCE STATION | CC | NG |  | GAS COMBINED CYCLE | 2000-05-01 04:00 | Dynegy Marketing and Trade, LLC | DMT1 | ME | 019 | BHE | ME | 55068 | 275.655 | 269.138 | 244.138 | 269.138 | 244.138 | 0
40343 | BULL HILL WIND |  | No Resource (1) | WT | WND |  | WIND TURBINE | 2012-10-27 04:00 | Blue Sky East, LLC | BSE | ME | 009 | BHE | ME | 57083 | 32.7608 | 13.261 | 7.361 | 13.261 | 7.361 | 0.352
40365 | EAST ISLAND COMMUNITY - PV |  | No Resource (1) | PV | SUN |  | PHOTOVOLTAIC | 2012-04-25 04:00 | Massachusetts Electric Company | MEC | MA | 009 | CMA/NEMA | WCMA |  | 0.1 | 0 | 0.037 | 0 | 0.037 | -0.001
40482 | DURFEE UNION MILLS BLDG 9 - PV |  | No Resource (1) | PV | SUN |  | PHOTOVOLTAIC | 2012-05-04 04:00 | Massachusetts Electric Company | MEC | MA | 005 | SEMA | SEMA |  | 0.12 | 0 | 0.013 | 0 | 0.013 | 0.013
40483 | TYNGSBOROUGH SPORTS PV |  | No Resource (1) | PV | SUN |  | PHOTOVOLTAIC | 2012-05-11 04:00 | Massachusetts Electric Company | MEC | MA | 017 | CMA/NEMA | WCMA |  | 0.1 | 0 | 0 | 0 | 0 | 0
40484 | BANCROFT SCHOOL PV |  | No Resource (1) | PV | SUN |  | PHOTOVOLTAIC | 2012-05-11 04:00 | Massachusetts Electric Company | MEC | MA | 027 | WMA | WCMA |  | 0.12 | 0 | 0 | 0 | 0 | 0
40485 | LITCHFIELD LEOMINSTER PV |  | No Resource (1) | PV | SUN |  | PHOTOVOLTAIC | 2012-05-16 04:00 | Massachusetts Electric Company | MEC | MA | 027 | WMA | WCMA |  | 0.062 | 0 | 0 | 0 | 0 | 0
40520 | MANCHESTER-BOSTON REGIONAL PV |  | No Resource (1) | PV | SUN |  | PHOTOVOLTAIC | 2012-05-09 04:00 | Public Service Company of New Hampshire | PSNH | NH | 011 | NH | NH |  | 0.5 | 0 | 0.009 | 0 | 0.009 | -0.021
40524 | MOUNT WACHUSSETT CC WIND |  | No Resource (1) | WT | WND |  | WIND TURBINE | 2012-05-11 04:00 | Massachusetts Electric Company | MEC | MA | 027 | CMA/NEMA | WCMA |  | 3.3 | 0 | 0 | 0 | 0 | 0
40555 | BLACKCOMB WORC MA PV |  | No Resource (1) | PV | SUN |  | PHOTOVOLTAIC | 2012-05-14 04:00 | Massachusetts Electric Company | MEC | MA | 027 | CMA/NEMA | WCMA |  | 0.43 | 0 | 0.062 | 0 | 0.062 | -0.004
41782 | PAWTUCKET MEMORIAL ELEM SCH |  | No Resource (1) | PV | SUN |  | PHOTOVOLTAIC | 2012-05-25 04:00 | Massachusetts Electric Company | MEC | MA | 017 | CMA/NEMA | WCMA |  | 0.1 | 0 | 0 | 0 | 0 | 0
41783 | PHOENIX FINANCE LLC |  | No Resource (1) | PV | SUN |  | PHOTOVOLTAIC | 2012-05-24 04:00 | Massachusetts Electric Company | MEC | MA | 017 | CMA/NEMA | WCMA |  | 0.19 | 0 | 0.024 | 0 | 0.024 | 0.006
41784 | NANTUCKET HIGH SCHOOL |  | No Resource (1) | PV | SUN |  | PHOTOVOLTAIC | 2012-05-24 04:00 | Massachusetts Electric Company | MEC | MA | 019 | SEMA | SEMA |  | 0.1 | 0 | 0 | 0 | 0 | 0
41806 | NM-PROPEL |  | No Resource (1) | PV | SUN |  | PHOTOVOLTAIC | 2012-06-01 04:00 | Western Massachusetts Electric Company | WMECO | MA | 011 | WMA | WCMA |  | 0.26 | 0 | 0.017 | 0 | 0.017 | 0.009
41807 | NM-PITTSFIELD WWTP |  | No Resource (1) | PV | SUN |  | PHOTOVOLTAIC | 2012-06-01 04:00 | Western Massachusetts Electric Company | WMECO | MA | 003 | WMA | WCMA | 59060 | 1.5 | 0 | 0.689 | 0 | 0.689 | 0.036
41808 | NM-MASS DEP |  | No Resource (1) | PV | SUN |  | PHOTOVOLTAIC | 2012-06-01 04:00 | Western Massachusetts Electric Company | WMECO | MA | 013 | WMA | WCMA |  | 0.12 | 0 | 0.006 | 0 | 0.006 | -0.001
41810 | NM-FULL BLOOM MARKET |  | No Resource (1) | PV | SUN |  | PHOTOVOLTAIC | 2012-06-01 04:00 | Western Massachusetts Electric Company | WMECO | MA | 011 | WMA | WCMA |  | 0.1 | 0 | 0.007 | 0 | 0.007 | -0.017
41811 | NM-BERKSHIRE CC |  | No Resource (1) | PV | SUN |  | PHOTOVOLTAIC | 2012-06-01 04:00 | Western Massachusetts Electric Company | WMECO | MA | 003 | WMA | WCMA |  | 0.386 | 0 | 0 | 0 | 0 | 0
41816 | QUABOAG REGIONAL ELEM - PV |  | No Resource (1) | PV | SUN |  | PHOTOVOLTAIC | 2012-06-07 04:00 | Massachusetts Electric Company | MEC | MA | 027 | WMA | WCMA |  | 0.1 | 0 | 0.032 | 0 | 0.032 | 0.002
41819 | US PACK - PV |  | No Resource (1) | PV | SUN |  | PHOTOVOLTAIC | 2012-06-18 04:00 | Massachusetts Electric Company | MEC | MA | 027 | CMA/NEMA | WCMA |  | 0.2 | 0 | 0.037 | 0 | 0.037 | 0.001
41820 | EDMUND TALBOT MS - PV |  | No Resource (1) | PV | SUN |  | PHOTOVOLTAIC | 2012-06-18 04:00 | Massachusetts Electric Company | MEC | MA | 005 | SEMA | SEMA |  | 0.2 | 0 | 0.016 | 0 | 0.016 | 0.016
41821 | NEW ENGLAND TECH WIND |  | No Resource (1) | WT | WND |  | WIND TURBINE | 2012-06-19 04:00 | The Narragansett Electric Company | NEC | RI | 003 | RI | RI |  | 1 | 0 | 0 | 0 | 0 | 0
41822 | SOLTAS CBIS INC - PV |  | No Resource (1) | PV | SUN |  | PHOTOVOLTAIC | 2012-06-18 04:00 | Massachusetts Electric Company | MEC | MA | 027 | WMA | WCMA |  | 0.3 | 0 | 0 | 0 | 0 | 0
41827 | TOWN_OF_FAIRHAVEN_WT_ID1663 |  | No Resource (1) | WT | WND |  | WIND TURBINE | 2012-06-13 04:00 | NSTAR Electric Company | NSTAR | MA | 005 | SEMA | SEMA |  | 0.35 | 0.17 | 0.279 | 0.17 | 0.279 | 0.087
41828 | TOWN_OF_FAIRHAVEN_WT_ID1664 |  | No Resource (1) | WT | WND |  | WIND TURBINE | 2012-06-13 04:00 | NSTAR Electric Company | NSTAR | MA | 005 | SEMA | SEMA |  | 0.35 | 0.255 | 0.088 | 0.255 | 0.088 | -0.157
41829 | MWRA_ALFORD_ST_WT_ID1638 |  | No Resource (1) | WT | WND |  | WIND TURBINE | 2012-06-13 04:00 | NSTAR Electric Company | NSTAR | MA | 025 | BOSTON | NEMA |  | 1.5 | 0.063 | 0.13 | 0.063 | 0.13 | 0.027
41830 | TOWN_OF_KINGSTON_WT_ID1833 |  | No Resource (1) | WT | WND |  | WIND TURBINE | 2012-06-13 04:00 | NSTAR Electric Company | NSTAR | MA | 023 | SEMA | SEMA |  | 2 | 0.197 | 0 | 0.197 | 0 | -0.168
41833 | JEM ELECTRONIS PV |  | No Resource (1) | PV | SUN |  | PHOTOVOLTAIC | 2012-06-19 04:00 | Massachusetts Electric Company | MEC | MA | 021 | RI | SEMA |  | 0.214 | 0 | 0.024 | 0 | 0.024 | -0.012
41834 | CLARKE DISTRIBUTION PV |  | No Resource (1) | PV | SUN |  | PHOTOVOLTAIC | 2012-06-20 04:00 | Massachusetts Electric Company | MEC | MA | 027 | RI | SEMA |  | 0.375 | 0 | 0.074 | 0 | 0.074 | 0
41838 | WEST BROOKFIELD ELEM - PV |  | No Resource (1) | PV | SUN |  | PHOTOVOLTAIC | 2012-06-15 04:00 | Massachusetts Electric Company | MEC | MA | 027 | WMA | WCMA |  | 0.096 | 0 | 0.044 | 0 | 0.044 | -0.007
41839 | ARPIN ASSOCIATES - PV |  | No Resource (1) | PV | SUN |  | PHOTOVOLTAIC | 2012-06-19 04:00 | The Narragansett Electric Company | NEC | RI | 003 | RI | RI |  | 0.15 | 0 | 0 | 0 | 0 | 0
41840 | AERO MANUFACTURING |  | No Resource (1) | PV | SUN |  | PHOTOVOLTAIC | 2012-06-20 04:00 | Massachusetts Electric Company | MEC | MA | 009 | BOSTON | NEMA |  | 0.096 | 0 | 0 | 0 | 0 | 0
41841 | EXAJOULE FRANKLIN PV |  | No Resource (1) | PV | SUN |  | PHOTOVOLTAIC | 2012-06-19 04:00 | Massachusetts Electric Company | MEC | MA | 021 | RI | SEMA |  | 0.26 | 0 | 0 | 0 | 0 | 0
41842 | KB SOLAR LLC - PV |  | No Resource (1) | PV | SUN |  | PHOTOVOLTAIC | 2012-06-18 04:00 | Massachusetts Electric Company | MEC | MA | 027 | CMA/NEMA | WCMA |  | 0.25 | 0 | 0.124 | 0 | 0.124 | 0.027
41843 | NORTHEAST TREATERS |  | No Resource (1) | PV | SUN |  | PHOTOVOLTAIC | 2012-06-19 04:00 | Massachusetts Electric Company | MEC | MA | 015 | WMA | WCMA |  | 0.224 | 0 | 0.056 | 0 | 0.056 | 0.01
41844 | LOWELL TRANSIT MGMT PV |  | No Resource (1) | PV | SUN |  | PHOTOVOLTAIC | 2012-06-19 04:00 | Massachusetts Electric Company | MEC | MA | 017 | CMA/NEMA | WCMA |  | 0.5 | 0 | 0.028 | 0 | 0.028 | -0.082
41845 | TRADER JOES SAUGUS PV |  | No Resource (1) | PV | SUN |  | PHOTOVOLTAIC | 2012-06-19 04:00 | Massachusetts Electric Company | MEC | MA | 009 | BOSTON | NEMA |  | 0.225 | 0 | 0 | 0 | 0 | 0
41846 | KOLLMORGEN PV |  | No Resource (1) | PV | SUN |  | PHOTOVOLTAIC | 2012-06-26 04:00 | Massachusetts Electric Company | MEC | MA | 015 | WMA | WCMA |  | 0.21 | 0 | 0 | 0 | 0 | 0
41847 | FISHERMENS MEMORIAL PARK- WIND |  | No Resource (1) | WT | WND |  | WIND TURBINE | 2012-06-20 04:00 | The Narragansett Electric Company | NEC | RI | 009 | RI | RI |  | 0.1 | 0.001 | 0 | 0.001 | 0 | 0
41848 | SOLAR SHOP WHITINSVILLE - PV |  | No Resource (1) | PV | SUN |  | PHOTOVOLTAIC | 2012-06-21 04:00 | Massachusetts Electric Company | MEC | MA | 027 | RI | SEMA |  | 0.5 | 0 | 0.234 | 0 | 0.234 | 0.005
41856 | MASSASOIT COMMUNITY COLLEGE |  | No Resource (1) | PV | SUN |  | PHOTOVOLTAIC | 2012-06-21 04:00 | Massachusetts Electric Company | MEC | MA | 023 | SEMA | SEMA |  | 0.37 | 0 | 0 | 0 | 0 | 0
41857 | HI- GEAR (QF) |  | No Resource (1) | PV | SUN |  | PHOTOVOLTAIC | 2012-07-01 04:00 | Fitchburg Gas & Electric Light Company | FGE | MA | 027 | WMA | WCMA |  | 0.675 | 0 | 0.359 | 0 | 0.359 | 0.014
41863 | THE WHEELER SCHOOL |  | No Resource (1) | PV | SUN |  | PHOTOVOLTAIC | 2012-06-29 04:00 | Massachusetts Electric Company | MEC | MA | 005 | RI | SEMA |  | 0.1 | 0 | 0.03 | 0 | 0.03 | 0.03
41864 | NM-EHAMPTON MA LANDFILL |  | No Resource (1) | PV | SUN |  | PHOTOVOLTAIC | 2012-07-01 04:00 | Western Massachusetts Electric Company | WMECO | MA | 015 | WMA | WCMA | 58272 | 2 | 0 | 1.016 | 0 | 1.016 | 0.117
41866 | LOWES HOME CENTER QUINCY - PV |  | No Resource (1) | PV | SUN |  | PHOTOVOLTAIC | 2012-07-11 04:00 | Massachusetts Electric Company | MEC | MA | 021 | SEMA | SEMA |  | 0.34 | 0 | 0 | 0 | 0 | 0
41867 | SCITUATE TOWN OF WIND |  | No Resource (1) | WT | WND |  | WIND TURBINE | 2012-07-11 04:00 | Massachusetts Electric Company | MEC | MA | 023 | SEMA | SEMA |  | 1.5 | 0.142 | 0.131 | 0.142 | 0.131 | 0.131
41868 | AGREEN ENERGY (JORDAN DAIRY) |  | No Resource (1) | IC | OBG |  | BIO/REFUSE | 2012-07-16 04:00 | Massachusetts Electric Company | MEC | MA | 027 | WMA | WCMA |  | 0.6 | 0.327 | 0.149 | 0.327 | 0.149 | -0.22
41870 | EXAJOULE RENEWABLES PV |  | No Resource (1) | PV | SUN |  | PHOTOVOLTAIC | 2012-07-18 04:00 | Massachusetts Electric Company | MEC | MA | 017 | BOSTON | NEMA |  | 0.36 | 0 | 0.16 | 0 | 0.16 | 0.009
41871 | QUABBIN SOLAR - PV |  | No Resource (1) | PV | SUN |  | PHOTOVOLTAIC | 2012-07-18 04:00 | Massachusetts Electric Company | MEC | MA | 027 | WMA | WCMA |  | 1 | 0 | 0.217 | 0 | 0.217 | -0.21
41879 | WESTFORD SOLAR 1- PV | 38181 | Westford Solar | PV | SUN |  | PHOTOVOLTAIC | 2012-07-18 04:00 | Massachusetts Electric Company | MEC | MA | 017 | CMA/NEMA | WCMA | 58534 | 1 | 0 | 0.498 | 0 | 0.498 | 0.002
41880 | WESTFORD SOLAR 2- PV | 38181 | Westford Solar | PV | SUN |  | PHOTOVOLTAIC | 2012-07-18 04:00 | Massachusetts Electric Company | MEC | MA | 017 | CMA/NEMA | WCMA | 58534 | 1 | 0 | 0.485 | 0 | 0.485 | -0.003
41881 | TOWN OF SWAMPSCOTT HS - PV |  | No Resource (1) | PV | SUN |  | PHOTOVOLTAIC | 2012-07-18 04:00 | Massachusetts Electric Company | MEC | MA | 009 | BOSTON | NEMA |  | 0.35 | 0 | 0.163 | 0 | 0.163 | -0.008
41882 | NEXAMP CAP-NASHOBA VALLEY THS |  | No Resource (1) | PV | SUN |  | PHOTOVOLTAIC | 2012-07-10 04:00 | Massachusetts Electric Company | MEC | MA | 017 | CMA/NEMA | WCMA |  | 0.096 | 0 | 0 | 0 | 0 | 0
41921 | M&I REALTY JAMES ST - PV |  | No Resource (1) | PV | SUN |  | PHOTOVOLTAIC | 2012-07-23 04:00 | Massachusetts Electric Company | MEC | MA | 027 | WMA | WCMA |  | 0.2 | 0 | 0 | 0 | 0 | 0
41922 | LIGHTOLIER - WIND |  | No Resource (1) | WT | WND |  | WIND TURBINE | 2012-07-23 04:00 | Massachusetts Electric Company | MEC | MA | 005 | SEMA | SEMA |  | 2 | 0.18 | 0 | 0.18 | 0 | -0.121
41923 | BLACKCOMB SOLAR III-PV |  | No Resource (1) | PV | SUN |  | PHOTOVOLTAIC | 2012-07-23 04:00 | Massachusetts Electric Company | MEC | MA | 027 | RI | SEMA |  | 1 | 0 | 0.412 | 0 | 0.412 | 0.049
41924 | COREMARK-PV |  | No Resource (1) | PV | SUN |  | PHOTOVOLTAIC | 2012-07-23 04:00 | Massachusetts Electric Company | MEC | MA | 027 | RI | SEMA |  | 1 | 0 | 0.166 | 0 | 0.166 | 0.05
42041 | D.D. BEAN |  | No Resource (1) | HDR | WAT |  | HYDRO (DAILY CYCLE - RUN OF RIVER) | 2012-08-02 04:00 | Constellation NewEnergy, Inc. | CNE | NH | 005 | VT | NH |  | 0.027 | 0 | 0 | 0 | 0 | 0
42043 | SWANSEA WATER DISTRICT |  | No Resource (1) | PV | SUN |  | PHOTOVOLTAIC | 2012-08-06 04:00 | Massachusetts Electric Company | MEC | MA | 005 | RI | SEMA |  | 0.08 | 0 | 0 | 0 | 0 | 0
42045 | NM-GREENFIELD MA LANDFILL |  | No Resource (1) | PV | SUN |  | PHOTOVOLTAIC | 2012-08-01 04:00 | Western Massachusetts Electric Company | WMECO | MA | 011 | WMA | WCMA |  | 2 | 0 | 0.163 | 0 | 0.163 | -0.762
42046 | ST. MARYS HIGH SCHOOL |  | No Resource (1) | PV | SUN |  | PHOTOVOLTAIC | 2012-08-06 04:00 | Massachusetts Electric Company | MEC | MA | 009 | BOSTON | NEMA |  | 0.155 | 0 | 0 | 0 | 0 | 0
42048 | TANTASQUA HIGH- PV |  | No Resource (1) | PV | SUN |  | PHOTOVOLTAIC | 2012-08-13 04:00 | Massachusetts Electric Company | MEC | MA | 027 | WMA | WCMA |  | 0.586 | 0 | 0 | 0 | 0 | 0
42050 | PETE'S TIRE BARN |  | No Resource (1) | PV | SUN |  | PHOTOVOLTAIC | 2012-08-06 04:00 | Massachusetts Electric Company | MEC | MA | 011 | WMA | WCMA |  | 0.155 | 0 | 0.072 | 0 | 0.072 | 0.005
42083 | CANTON_LANDFILL_PV_ID1726 |  | No Resource (1) | PV | SUN |  | PHOTOVOLTAIC | 2012-08-23 04:00 | NSTAR Electric Company | NSTAR | MA | 021 | SEMA | SEMA |  | 3 | 0 | 2.186 | 0 | 2.186 | -0.267
42091 | QUABOAG REGIONAL HS - PV |  | No Resource (1) | PV | SUN |  | PHOTOVOLTAIC | 2012-08-27 04:00 | Massachusetts Electric Company | MEC | MA | 027 | WMA | WCMA |  | 0.096 | 0 | 0.051 | 0 | 0.051 | 0.005
42092 | TOWN OF SUTTON MA PV |  | No Resource (1) | PV | SUN |  | PHOTOVOLTAIC | 2012-08-27 04:00 | Massachusetts Electric Company | MEC | MA | 027 | CMA/NEMA | WCMA |  | 0.175 | 0 | 0 | 0 | 0 | 0
42104 | HYDEPARKSTORPV_ID1919 |  | No Resource (1) | PV | SUN |  | PHOTOVOLTAIC | 2012-09-01 04:00 | NSTAR Electric Company | NSTAR | MA | 025 | BOSTON | NEMA |  | 0.19 | 0 | 0.067 | 0 | 0.067 | -0.008
42105 | MILLST_NATICKPV_ID1818 |  | No Resource (1) | PV | SUN |  | PHOTOVOLTAIC | 2012-09-01 04:00 | NSTAR Electric Company | NSTAR | MA | 017 | BOSTON | NEMA |  | 0.202 | 0 | 0.07 | 0 | 0.07 | -0.002
42106 | SUBURBANATHLETIC2_ID1637 |  | No Resource (1) | PV | SUN |  | PHOTOVOLTAIC | 2012-09-01 04:00 | NSTAR Electric Company | NSTAR | MA | 017 | BOSTON | NEMA |  | 0.11 | 0 | 0 | 0 | 0 | -0.03
42107 | 4M_ALDRINRDPV_ID1856 |  | No Resource (1) | PV | SUN |  | PHOTOVOLTAIC | 2012-09-01 04:00 | NSTAR Electric Company | NSTAR | MA | 023 | SEMA | SEMA |  | 0.2 | 0 | 0.007 | 0 | 0.007 | -0.039
42108 | BROADWAY_RENEWABLE_ID1772 |  | No Resource (1) | PV | SUN |  | PHOTOVOLTAIC | 2012-09-01 04:00 | NSTAR Electric Company | NSTAR | MA | 023 | SEMA | SEMA |  | 0.907 | 0 | 0.402 | 0 | 0.402 | 0.02
42109 | COCHITUATERD_FRAMPV_ID1873 |  | No Resource (1) | PV | SUN |  | PHOTOVOLTAIC | 2012-09-01 04:00 | NSTAR Electric Company | NSTAR | MA | 017 | BOSTON | NEMA |  | 0.204 | 0 | 0.085 | 0 | 0.085 | 0.003
42110 | DOUGLAS_SCHOOLPV_ID1464 |  | No Resource (1) | PV | SUN |  | PHOTOVOLTAIC | 2012-09-01 04:00 | NSTAR Electric Company | NSTAR | MA | 017 | BOSTON | NEMA |  | 0.095 | 0 | 0.035 | 0 | 0.035 | 0
42111 | HYANNIS_SELF_STOR_ID1946 |  | No Resource (1) | PV | SUN |  | PHOTOVOLTAIC | 2012-09-01 04:00 | NSTAR Electric Company | NSTAR | MA | 001 | SEMA | SEMA |  | 0.475 | 0 | 0.192 | 0 | 0.192 | 0.002
42112 | POND_ST_ASHLAND_ID1736 |  | No Resource (1) | PV | SUN |  | PHOTOVOLTAIC | 2012-09-01 04:00 | NSTAR Electric Company | NSTAR | MA | 017 | BOSTON | NEMA |  | 0.5 | 0 | 0.184 | 0 | 0.184 | -0.01
42113 | COBSCOOK BAY TEP TGU 1 |  | No Resource (1) | HTO | WAT |  | HYDRO - OTHER | 2012-09-04 | New Brunswick Energy Marketing Corporation | NBPGC | ME | 029 | BHE | ME |  | 0.034 | 0 | 0 | 0
42114 | PUMPKIN HILL | 1258 | BHE SMALL HYDRO COMPOSITE | HDR | WAT |  | HYDRO (DAILY CYCLE - RUN OF RIVER) | 1982-12-01 05:00 | New Brunswick Energy Marketing Corporation | NBPGC | ME | 019 | BHE | ME | 50699 | 2.087 | 0.86 | 0 | 0.86 | 0 | 0
42115 | GLC_ACUSHNETLLC_ID1821_1824 |  | No Resource (1) | PV | SUN |  | PHOTOVOLTAIC | 2012-09-01 04:00 | NSTAR Electric Company | NSTAR | MA | 023 | SEMA | SEMA | 58270 | 3.5 | 0 | 1.877 | 0 | 1.877 | -0.121
42116 | DSD_REALTY_TRUST_ID1672 |  | No Resource (1) | PV | SUN |  | PHOTOVOLTAIC | 2012-09-01 04:00 | NSTAR Electric Company | NSTAR | MA | 005 | SEMA | SEMA |  | 1.72 | 0 | 0.544 | 0 | 0.544 | 0.008
42117 | CONST_SOLAR_NORFOLK_ID1846 |  | No Resource (1) | PV | SUN |  | PHOTOVOLTAIC | 2012-09-01 04:00 | NSTAR Electric Company | NSTAR | MA | 021 | RI | SEMA |  | 1.6 | 0 | 0.686 | 0 | 0.686 | 0.023
42118 | CONED_HIXVILLERD_ID1862 |  | No Resource (1) | PV | SUN |  | PHOTOVOLTAIC | 2012-09-01 04:00 | NSTAR Electric Company | NSTAR | MA | 005 | SEMA | SEMA |  | 2 | 0 | 1.155 | 0 | 1.155 | -0.016
42123 | KEZAR MIDDLE FALLS | 786 | KEZAR LEDGEMERE COMPOSITE | HDR | WAT |  | HYDRO (DAILY CYCLE - RUN OF RIVER) | 2012-10-01 04:00 | Epico USA, Inc. | EPICO | ME | 005 | SME | ME |  | 1.282 | 0.054 | 0.037 | 0.054 | 0.037 | -0.016
42135 | 18 PHOENIX PARK BLDG DEAST & F |  | No Resource (1) | PV | SUN |  | PHOTOVOLTAIC | 2012-09-27 04:00 | Massachusetts Electric Company | MEC | MA | 017 | CMA/NEMA | WCMA |  | 0.1 | 0 | 0 | 0 | 0 | 0
42136 | 18 PHOENIX PARK BLDG DEAST & J |  | No Resource (1) | PV | SUN |  | PHOTOVOLTAIC | 2012-09-27 04:00 | Massachusetts Electric Company | MEC | MA | 017 | CMA/NEMA | WCMA |  | 0.1 | 0 | 0 | 0 | 0 | 0
42137 | 18 PHOENIX PARK BLDG DWEST |  | No Resource (1) | PV | SUN |  | PHOTOVOLTAIC | 2012-09-27 04:00 | Massachusetts Electric Company | MEC | MA | 017 | CMA/NEMA | WCMA |  | 0.1 | 0 | 0.009 | 0 | 0.009 | -0.006
42149 | FAVORITE FOODS PV |  | No Resource (1) | PV | SUN |  | PHOTOVOLTAIC | 2012-10-01 04:00 | Public Service Company of New Hampshire | PSNH | NH | 017 | NH | NH |  | 0.045 | 0 | 0 | 0 | 0 | 0
42155 | LEICESTER HS - BWAY RENEWABLE |  | No Resource (1) | PV | SUN |  | PHOTOVOLTAIC | 2012-10-19 04:00 | Massachusetts Electric Company | MEC | MA | 027 | WMA | WCMA |  | 0.175 | 0 | 0 | 0 | 0 | -0.035
42156 | UMASS LOWELL LEITCH HALL |  | No Resource (1) | PV | SUN |  | PHOTOVOLTAIC | 2012-10-16 04:00 | Massachusetts Electric Company | MEC | MA | 017 | CMA/NEMA | WCMA |  | 0.12 | 0 | 0 | 0 | 0 | 0
42158 | MOHAWK DRIVE CORPORATION |  | No Resource (1) | PV | SUN |  | PHOTOVOLTAIC | 2012-10-16 04:00 | Massachusetts Electric Company | MEC | MA | 027 | WMA | WCMA |  | 0.113 | 0 | 0.023 | 0 | 0.023 | -0.008
42193 | TRUE NORTH ENERGY A | 38561 | True North | PV | SUN |  | PHOTOVOLTAIC | 2012-11-16 05:00 | Massachusetts Electric Company | MEC | MA | 009 | BOSTON | NEMA | 59390 | 1 | 0 | 0 | 0 | 0 | 0
42194 | TRUE NORTH ENERGY B | 38561 | True North | PV | SUN |  | PHOTOVOLTAIC | 2012-11-16 05:00 | Massachusetts Electric Company | MEC | MA | 009 | BOSTON | NEMA | 59390 | 1 | 0 | 0.493 | 0 | 0.493 | -0.013
42195 | TRUE NORTH ENERGY C | 38561 | True North | PV | SUN |  | PHOTOVOLTAIC | 2012-11-16 05:00 | Massachusetts Electric Company | MEC | MA | 009 | BOSTON | NEMA |  | 0.75 | 0 | 0 | 0 | 0 | 0
42196 | TRUE NORTH ENERGY D | 38561 | True North | PV | SUN |  | PHOTOVOLTAIC | 2012-11-16 05:00 | Massachusetts Electric Company | MEC | MA | 009 | BOSTON | NEMA | 59390 | 1 | 0 | 0.545 | 0 | 0.545 | 0.022
42197 | TRUE NORTH ENERGY E | 38561 | True North | PV | SUN |  | PHOTOVOLTAIC | 2012-11-16 05:00 | Massachusetts Electric Company | MEC | MA | 009 | BOSTON | NEMA | 59390 | 1 | 0 | 0.534 | 0 | 0.534 | 0.026
42201 | MATTHEW KUSS MS |  | No Resource (1) | PV | SUN |  | PHOTOVOLTAIC | 2012-11-07 05:00 | Massachusetts Electric Company | MEC | MA | 005 | SEMA | SEMA |  | 0.135 | 0 | 0 | 0 | 0 | 0
42202 | DR AMP 100 AMES POND - PV |  | No Resource (1) | PV | SUN |  | PHOTOVOLTAIC | 2012-11-07 05:00 | Massachusetts Electric Company | MEC | MA | 017 | CMA/NEMA | WCMA |  | 0.082 | 0 | 0.034 | 0 | 0.034 | 0
42203 | WESTFORD SOLAR 3 - PV | 38181 | Westford Solar | PV | SUN |  | PHOTOVOLTAIC | 2012-11-08 05:00 | Massachusetts Electric Company | MEC | MA | 017 | CMA/NEMA | WCMA | 58534 | 1 | 0 | 0.494 | 0 | 0.494 | -0.027
42204 | BPV LOWELL |  | No Resource (1) | PV | SUN |  | PHOTOVOLTAIC | 2012-11-08 05:00 | Massachusetts Electric Company | MEC | MA | 017 | CMA/NEMA | WCMA |  | 0.19 | 0 | 0.017 | 0 | 0.017 | -0.01
42205 | SALEM STATE UNIVERSITY |  | No Resource (1) | PV | SUN |  | PHOTOVOLTAIC | 2012-11-09 05:00 | Massachusetts Electric Company | MEC | MA | 009 | BOSTON | NEMA |  | 0.164 | 0 | 0 | 0 | 0 | 0
42212 | DR AMP 200 AMES POND - PV |  | No Resource (1) | PV | SUN |  | PHOTOVOLTAIC | 2012-11-07 05:00 | Massachusetts Electric Company | MEC | MA | 017 | CMA/NEMA | WCMA |  | 0.095 | 0 | 0 | 0 | 0 | 0
42213 | CUMMINGS PROPERTY E GAR |  | No Resource (1) | PV | SUN |  | PHOTOVOLTAIC | 2012-11-08 05:00 | Massachusetts Electric Company | MEC | MA | 009 | BOSTON | NEMA |  | 0.19 | 0 | 0.049 | 0 | 0.049 | 0.007
42214 | ORCHARD MADE PRODUCTS |  | No Resource (1) | PV | SUN |  | PHOTOVOLTAIC | 2012-11-09 05:00 | Massachusetts Electric Company | MEC | MA | 009 | BOSTON | NEMA |  | 0.19 | 0 | 0.005 | 0 | 0.005 | -0.004
42344 | CAMELOT_WIND_ID1240 |  | No Resource (1) | WT | WND |  | WIND TURBINE | 2012-12-01 05:00 | NSTAR Electric Company | NSTAR | MA | 023 | SEMA | SEMA |  | 1.5 | 0.259 | 0.181 | 0.259 | 0.181 | 0.016
42346 | 3 RIVERS PALMER-SPRINGFLD-PV |  | No Resource (1) | PV | SUN |  | PHOTOVOLTAIC | 2012-12-05 05:00 | Massachusetts Electric Company | MEC | MA | 013 | WMA | WCMA |  | 0.582 | 0 | 0 | 0 | 0 | 0
42347 | CONSTELLATION SOLAR-UXBRG-PV |  | No Resource (1) | PV | SUN |  | PHOTOVOLTAIC | 2012-12-05 05:00 | Massachusetts Electric Company | MEC | MA | 027 | RI | SEMA | 57941 | 2 | 0 | 0.955 | 0 | 0.955 | -0.029
42349 | 15 UNION SOLAR LLC-LAWRENCE-PV |  | No Resource (1) | PV | SUN |  | PHOTOVOLTAIC | 2012-12-04 05:00 | Massachusetts Electric Company | MEC | MA | 009 | BOSTON | NEMA |  | 0.49 | 0 | 0.013 | 0 | 0.013 | -0.041
42350 | BARRETT-FRANKLIN-SOLAR |  | No Resource (1) | PV | SUN |  | PHOTOVOLTAIC | 2012-12-05 05:00 | Massachusetts Electric Company | MEC | MA | 021 | RI | SEMA |  | 0.5 | 0 | 0.245 | 0 | 0.245 | -0.007
42351 | OMA GROUP-CHARLTON-PV |  | No Resource (1) | PV | SUN |  | PHOTOVOLTAIC | 2012-12-04 05:00 | Massachusetts Electric Company | MEC | MA | 027 | WMA | WCMA |  | 1 | 0 | 0.429 | 0 | 0.429 | -0.022
42352 | OSG SOLAR 1-ORANGE-PV |  | No Resource (1) | PV | SUN |  | PHOTOVOLTAIC | 2012-12-06 05:00 | Massachusetts Electric Company | MEC | MA | 011 | WMA | WCMA | 58411 | 1 | 0 | 0.488 | 0 | 0.488 | 0.014
42353 | OSG SOLAR 2-ORANGE-PV |  | No Resource (1) | PV | SUN |  | PHOTOVOLTAIC | 2012-12-06 05:00 | Massachusetts Electric Company | MEC | MA | 011 | WMA | WCMA | 58411 | 1 | 0 | 0.492 | 0 | 0.492 | 0.016
42354 | OSG SOLAR 3-ORANGE-PV |  | No Resource (1) | PV | SUN |  | PHOTOVOLTAIC | 2012-12-06 05:00 | Massachusetts Electric Company | MEC | MA | 011 | WMA | WCMA |  | 0.75 | 0 | 0.239 | 0 | 0.239 | 0.006
42355 | CIL CEDAR-MARLBORO-PV |  | No Resource (1) | PV | SUN |  | PHOTOVOLTAIC | 2012-12-07 05:00 | Massachusetts Electric Company | MEC | MA | 017 | CMA/NEMA | WCMA |  | 0.433 | 0 | 0.046 | 0 | 0.046 | -0.007
42356 | LEEWOOD SWIX-HAVERHILL-PV |  | No Resource (1) | PV | SUN |  | PHOTOVOLTAIC | 2012-12-10 05:00 | Massachusetts Electric Company | MEC | MA | 009 | BOSTON | NEMA |  | 0.496 | 0.004 | 0.001 | 0.004 | 0.001 | -0.138
42357 | UP BLACKSTONE WWTP-MILLBURY-PV |  | No Resource (1) | PV | SUN |  | PHOTOVOLTAIC | 2012-12-10 05:00 | Massachusetts Electric Company | MEC | MA | 027 | CMA/NEMA | WCMA |  | 0.3 | 0 | 0.139 | 0 | 0.139 | 0.002
42359 | FOREKICKS-MARLBORO-PV |  | No Resource (1) | PV | SUN |  | PHOTOVOLTAIC | 2012-12-11 05:00 | Massachusetts Electric Company | MEC | MA | 017 | CMA/NEMA | WCMA |  | 0.27 | 0 | 0.075 | 0 | 0.075 | 0.075
42360 | 35 LYMAN LLC-NORTHBORO-PV |  | No Resource (1) | PV | SUN |  | PHOTOVOLTAIC | 2012-12-11 05:00 | Massachusetts Electric Company | MEC | MA | 027 | CMA/NEMA | WCMA |  | 0.285 | 0 | 0.093 | 0 | 0.093 | 0.005
42364 | CAPITAL GROUP-SOUTHBORO-PV |  | No Resource (1) | PV | SUN |  | PHOTOVOLTAIC | 2012-12-14 05:00 | Massachusetts Electric Company | MEC | MA | 027 | CMA/NEMA | WCMA |  | 1 | 0 | 0.327 | 0 | 0.327 | -0.076
42365 | LOFT 27-LOWELL-PV |  | No Resource (1) | PV | SUN |  | PHOTOVOLTAIC | 2012-12-14 05:00 | Massachusetts Electric Company | MEC | MA | 017 | CMA/NEMA | WCMA |  | 0.275 | 0 | 0.09 | 0 | 0.09 | -0.024
42366 | SOLTAS SPECTOR-LAWRENCE-PV |  | No Resource (1) | PV | SUN |  | PHOTOVOLTAIC | 2012-12-17 05:00 | Massachusetts Electric Company | MEC | MA | 009 | CMA/NEMA | WCMA |  | 0.3 | 0 | 0.155 | 0 | 0.155 | 0.002
42375 | DEXTER 1 | 392 | DEXTER | CC | NG | DFO | GAS/OIL COMBINED CYCLE | 1990-05-01 04:00 | Algonquin Energy Services Inc. | AESR | CT | 003 | CT | CT | 10567 | 57 | 38.363 | 37.839 | 38.363 | 37.839 | 0
42376 | DEXTER 2 | 392 | DEXTER | CC | NG |  | GAS COMBINED CYCLE | 1990-05-01 04:00 | Algonquin Energy Services Inc. | AESR | CT | 003 | CT | CT | 10567 | 19 | 2.167 | 4.432 | 2.167 | 4.432 | 0
42385 | CORNER BROOK-MILFORD-PV |  | No Resource (1) | PV | SUN |  | PHOTOVOLTAIC | 2012-12-24 05:00 | Massachusetts Electric Company | MEC | MA | 027 | RI | SEMA |  | 0.155 | 0 | 0.056 | 0 | 0.056 | 0.001
42394 | WINDENERGYDEV-NKINGSTOWN-WIND |  | No Resource (1) | WT | WND |  | WIND TURBINE | 2013-01-02 05:00 | The Narragansett Electric Company | NEC | RI | 009 | RI | RI |  | 1.5 | 0.166 | 0.22 | 0.166 | 0.22 | 0.05
42411 | EXTRA SPACE-PLAINVILLE-PV |  | No Resource (1) | PV | SUN |  | PHOTOVOLTAIC | 2013-01-14 05:00 | Massachusetts Electric Company | MEC | MA | 021 | RI | SEMA |  | 0.143 | 0 | 0.038 | 0 | 0.038 | -0.003
42412 | EXTRA SPACE-SAUGUS-PV |  | No Resource (1) | PV | SUN |  | PHOTOVOLTAIC | 2013-01-16 05:00 | Massachusetts Electric Company | MEC | MA | 009 | BOSTON | NEMA |  | 0.162 | 0 | 0.031 | 0 | 0.031 | 0.002
42413 | 35 LYMAN LLC - ACTIVE |  | No Resource (1) | PV | SUN |  | PHOTOVOLTAIC | 2013-01-14 05:00 | Massachusetts Electric Company | MEC | MA | 027 | CMA/NEMA | WCMA |  | 0.19 | 0 | 0 | 0 | 0 | 0
42414 | NE ELECTRO-FALL RIVER-PV |  | No Resource (1) | PV | SUN |  | PHOTOVOLTAIC | 2013-01-11 05:00 | Massachusetts Electric Company | MEC | MA | 005 | SEMA | SEMA |  | 0.19 | 0 | 0.019 | 0 | 0.019 | 0.007
42424 | IPSWICH WIND II | 38437 | Ipswich Wind II | WT | WND |  | WIND TURBINE | 2013-01-09 05:00 | Ipswich Municipal Light Department | IMLD | MA | 009 | BOSTON | NEMA |  | 2 | 0.377 | 0.153 | 0.377 | 0.153 | 0.023
42431 | SOLECT PLUMBING-NORWELL-PV |  | No Resource (1) | PV | SUN |  | PHOTOVOLTAIC | 2013-01-11 05:00 | Massachusetts Electric Company | MEC | MA | 023 | SEMA | SEMA |  | 0.2 | 0 | 0.042 | 0 | 0.042 | 0.042
42432 | VAUGHN CORP-SALISBURY-PV |  | No Resource (1) | PV | SUN |  | PHOTOVOLTAIC | 2013-01-11 05:00 | Massachusetts Electric Company | MEC | MA | 009 | BOSTON | NEMA |  | 0.19 | 0 | 0.03 | 0 | 0.03 | 0.014
42433 | BETHANY CHURCH-MENDON-PV |  | No Resource (1) | PV | SUN |  | PHOTOVOLTAIC | 2013-01-14 05:00 | Massachusetts Electric Company | MEC | MA | 027 | RI | SEMA |  | 0.15 | 0 | 0.001 | 0 | 0.001 | -0.025
42438 | EXTRA SPACE-NORTHBORO-PV |  | No Resource (1) | PV | SUN |  | PHOTOVOLTAIC | 2013-01-18 05:00 | Massachusetts Electric Company | MEC | MA | 027 | CMA/NEMA | WCMA |  | 0.155 | 0 | 0.035 | 0 | 0.035 | -0.007
42439 | CITY OF BROCKTON-SWANSEA-PV1 |  | No Resource (1) | PV | SUN |  | PHOTOVOLTAIC | 2013-01-18 05:00 | Massachusetts Electric Company | MEC | MA | 005 | SEMA | SEMA |  | 1 | 0 | 0.507 | 0 | 0.507 | -0.006
42440 | CITY OF BROCKTON-SWANSEA-PV2 |  | No Resource (1) | PV | SUN |  | PHOTOVOLTAIC | 2013-01-18 05:00 | Massachusetts Electric Company | MEC | MA | 005 | SEMA | SEMA |  | 1 | 0 | 0.762 | 0 | 0.762 | -0.029
42443 | WAL-MART LUN (PV) |  | No Resource (1) | PV | SUN |  | PHOTOVOLTAIC | 2013-01-23 05:00 | Fitchburg Gas & Electric Light Company | FGE | MA | 027 | WMA | WCMA |  | 0.3 | 0 | 0 | 0 | 0 | 0
42444 | MRTA (PV) |  | No Resource (1) | PV | SUN |  | PHOTOVOLTAIC | 2013-01-23 05:00 | Fitchburg Gas & Electric Light Company | FGE | MA | 027 | WMA | WCMA |  | 0.135 | 0 | 0.008 | 0 | 0.008 | -0.01
42448 | CITY OF GLOUCESTER 1 - WIND |  | No Resource (1) | WT | WND |  | WIND TURBINE | 2013-02-06 05:00 | Massachusetts Electric Company | MEC | MA | 009 | BOSTON | NEMA |  | 2 | 0.297 | 0.178 | 0.297 | 0.178 | 0.073
42449 | CITY OF GLOUCESTER 2 - WIND |  | No Resource (1) | WT | WND |  | WIND TURBINE | 2013-02-06 05:00 | Massachusetts Electric Company | MEC | MA | 009 | BOSTON | NEMA |  | 2 | 0.238 | 0.151 | 0.238 | 0.151 | 0.118
42482 | CITY_OF_WALTHAM_PV_ID1805 |  | No Resource (1) | PV | SUN |  | PHOTOVOLTAIC | 2013-02-15 05:00 | NSTAR Electric Company | NSTAR | MA | 017 | BOSTON | NEMA |  | 0.193 | 0 | 0.064 | 0 | 0.064 | 0.008
42483 | FIRST_HIGHLAND_PV_ID2021 |  | No Resource (1) | PV | SUN |  | PHOTOVOLTAIC | 2013-02-15 05:00 | NSTAR Electric Company | NSTAR | MA | 025 | BOSTON | NEMA |  | 0.975 | 0 | 0.411 | 0 | 0.411 | 0.011
42484 | UNITEDSALVAGE_PV_ID1966 |  | No Resource (1) | PV | SUN |  | PHOTOVOLTAIC | 2013-02-15 05:00 | NSTAR Electric Company | NSTAR | MA | 017 | BOSTON | NEMA |  | 0.808 | 0 | 0.307 | 0 | 0.307 | -0.016
42485 | SOLCHEMY_PV_ID1969 |  | No Resource (1) | PV | SUN |  | PHOTOVOLTAIC | 2013-02-15 05:00 | NSTAR Electric Company | NSTAR | MA | 007 | SEMA | SEMA |  | 0.293 | 0 | 0.122 | 0 | 0.122 | 0.016
42486 | AIRPORT_WAY_PV_ID1875 |  | No Resource (1) | PV | SUN |  | PHOTOVOLTAIC | 2013-02-15 05:00 | NSTAR Electric Company | NSTAR | MA | 001 | SEMA | SEMA |  | 1.238 | 0 | 0.638 | 0 | 0.638 | 0.042
42487 | BILL_BENNETT_PV_ID1967 |  | No Resource (1) | PV | SUN |  | PHOTOVOLTAIC | 2013-02-15 05:00 | NSTAR Electric Company | NSTAR | MA | 007 | SEMA | SEMA |  | 0.593 | 0 | 0.398 | 0 | 0.398 | 0.082
42495 | VARIANSEMICON-GLOUCESTER-WT |  | No Resource (1) | WT | WND |  | WIND TURBINE | 2013-02-21 05:00 | Massachusetts Electric Company | MEC | MA | 009 | BOSTON | NEMA |  | 2.5 | 0 | 0 | 0 | 0 | 0
42496 | HANOVER SOLAR-LEICESTER-PV |  | No Resource (1) | PV | SUN |  | PHOTOVOLTAIC | 2013-02-22 05:00 | Massachusetts Electric Company | MEC | MA | 027 | WMA | WCMA |  | 1 | 0 | 0 | 0 | 0 | -0.295
42497 | WESTFORD SOLAR 4- PV | 38181 | Westford Solar | PV | SUN |  | PHOTOVOLTAIC | 2013-02-21 05:00 | Massachusetts Electric Company | MEC | MA | 017 | CMA/NEMA | WCMA | 58534 | 1 | 0 | 0.5 | 0 | 0.5 | -0.001
42504 | BERKSHIRE SREG-GT BARRGTN-PV |  | No Resource (1) | PV | SUN |  | PHOTOVOLTAIC | 2013-02-25 05:00 | Massachusetts Electric Company | MEC | MA | 003 | WMA | WCMA |  | 0.082 | 0 | 0 | 0 | 0 | 0
42505 | CUMMINGS 1000-BEVERLY-PV |  | No Resource (1) | PV | SUN |  | PHOTOVOLTAIC | 2013-02-28 05:00 | Massachusetts Electric Company | MEC | MA | 009 | BOSTON | NEMA |  | 0.19 | 0 | 0.079 | 0 | 0.079 | -0.007
42597 | GPT JACLEN-BEVERLY-CHP |  | No Resource (1) | IC | NG |  | GAS INTERNAL COMBUSTION | 2013-03-26 04:00 | Massachusetts Electric Company | MEC | MA | 009 | BOSTON | NEMA |  | 0.075 | 0 | 0 | 0 | 0 | 0
42598 | NEW BARRE HYDRO | 852 | SOUTH BARRE HYDRO | HDR | WAT |  | HYDRO (DAILY CYCLE - RUN OF RIVER) | 2013-04-02 04:00 | Massachusetts Municipal Wholesale Electric Company | MMWEC | MA | 027 | WMA | WCMA |  | 0.1 | 0.025 | 0 | 0.025 | 0 | 0
42599 | MAPREMCT-97GREEN-02035-PV |  | No Resource (1) | PV | SUN |  | PHOTOVOLTAIC | 2013-04-04 04:00 | Massachusetts Electric Company | MEC | MA | 021 | RI | SEMA |  | 0.3 | 0 | 0.073 | 0 | 0.073 | 0.073
42600 | HOOSACVALREG-0ORCHARD-01225-PV |  | No Resource (1) | PV | SUN |  | PHOTOVOLTAIC | 2013-04-04 04:00 | Massachusetts Electric Company | MEC | MA | 003 | WMA | WCMA |  | 0.45 | 0 | 0.075 | 0 | 0.075 | 0.001
42601 | CARLSTROMPM-65FISHER-0158-PV |  | No Resource (1) | PV | SUN |  | PHOTOVOLTAIC | 2013-04-04 04:00 | Massachusetts Electric Company | MEC | MA | 027 | CMA/NEMA | WCMA |  | 0.6 | 0 | 0.216 | 0 | 0.216 | -0.003
42602 | KEYPOLYMER-1 JACOB-01843-PV |  | No Resource (1) | PV | SUN |  | PHOTOVOLTAIC | 2013-04-05 04:00 | Massachusetts Electric Company | MEC | MA | 009 | CMA/NEMA | WCMA |  | 0.6 | 0 | 0.018 | 0 | 0.018 | -0.092
42603 | BARRE1-750BARRE-01005-PV |  | No Resource (1) | PV | SUN |  | PHOTOVOLTAIC | 2013-04-05 04:00 | Massachusetts Electric Company | MEC | MA | 027 | WMA | WCMA |  | 0.8 | 0 | 0.372 | 0 | 0.372 | 0.024
42611 | AUBUCHON-95AUBUCHON-01473-PV |  | No Resource (1) | PV | SUN |  | PHOTOVOLTAIC | 2013-04-10 04:00 | Massachusetts Electric Company | MEC | MA | 027 | CMA/NEMA | WCMA |  | 0.5 | 0 | 0.129 | 0 | 0.129 | 0.004
42612 | NPPDEVELOP-370PATRIOT-02035-PV |  | No Resource (1) | PV | SUN |  | PHOTOVOLTAIC | 2013-04-10 04:00 | Massachusetts Electric Company | MEC | MA | 021 | RI | SEMA |  | 0.495 | 0 | 0.239 | 0 | 0.239 | 0.009
42613 | AMERICOLD-0PEW-01930-PV |  | No Resource (1) | PV | SUN |  | PHOTOVOLTAIC | 2013-04-10 04:00 | Massachusetts Electric Company | MEC | MA | 009 | BOSTON | NEMA |  | 0.45 | 0 | 0 | 0 | 0 | 0
42631 | CABRAL-247BAKER-02777-PV |  | No Resource (1) | PV | SUN |  | PHOTOVOLTAIC | 2013-04-12 04:00 | Massachusetts Electric Company | MEC | MA | 005 | SEMA | SEMA |  | 0.5 | 0 | 0.222 | 0 | 0.222 | -0.016
42632 | ALPHA GRAINGER-02038PV250NM |  | No Resource (1) | PV | SUN |  | PHOTOVOLTAIC | 2013-04-12 04:00 | Massachusetts Electric Company | MEC | MA | 021 | RI | SEMA |  | 0.25 | 0 | 0 | 0 | 0 | 0
42633 | NORTHBORSPORTS-01532PV300NM |  | No Resource (1) | PV | SUN |  | PHOTOVOLTAIC | 2013-04-12 04:00 | Massachusetts Electric Company | MEC | MA | 027 | CMA/NEMA | WCMA |  | 0.3 | 0 | 0.075 | 0 | 0.075 | 0.014
42641 | NATICKMEMORIALSCHOOL_PV_ID1892 |  | No Resource (1) | PV | SUN |  | PHOTOVOLTAIC | 2013-04-22 04:00 | NSTAR Electric Company | NSTAR | MA | 017 | BOSTON | NEMA |  | 0.14 | 0 | 0.032 | 0 | 0.032 | -0.001
42812 | PEGASUS_PV_ID1809 |  | No Resource (1) | PV | SUN |  | PHOTOVOLTAIC | 2013-05-01 04:00 | NSTAR Electric Company | NSTAR | MA | 005 | SEMA | SEMA |  | 1 | 0 | 0.497 | 0 | 0.497 | 0.032
42813 | BIG Y FOODS-02038PV250NM |  | No Resource (1) | PV | SUN |  | PHOTOVOLTAIC | 2013-05-01 04:00 | Massachusetts Electric Company | MEC | MA | 021 | RI | SEMA |  | 0.25 | 0 | 0 | 0 | 0 | 0
42814 | SWANSEA REALTY-02777PV315NM |  | No Resource (1) | PV | SUN |  | PHOTOVOLTAIC | 2013-05-01 04:00 | Massachusetts Electric Company | MEC | MA | 005 | RI | SEMA |  | 0.315 | 0 | 0 | 0 | 0 | 0
42815 | WILLETTE REALTY-02762PV225NM |  | No Resource (1) | PV | SUN |  | PHOTOVOLTAIC | 2013-05-02 04:00 | Massachusetts Electric Company | MEC | MA | 021 | RI | SEMA |  | 0.225 | 0 | 0.044 | 0 | 0.044 | -0.001
42816 | JAY CASHMAN-02169PV155NM |  | No Resource (1) | PV | SUN |  | PHOTOVOLTAIC | 2013-05-02 04:00 | Massachusetts Electric Company | MEC | MA | 021 | SEMA | SEMA |  | 0.155 | 0 | 0 | 0 | 0 | 0
42817 | IKEA 158-0223PV520NM |  | No Resource (1) | PV | SUN |  | PHOTOVOLTAIC | 2013-05-06 04:00 | Massachusetts Electric Company | MEC | MA | 021 | SEMA | SEMA |  | 0.52 | 0 | 0 | 0 | 0 | 0
42819 | CUMMINGS PROP 1-0195PV224NM |  | No Resource (1) | PV | SUN |  | PHOTOVOLTAIC | 2013-05-06 04:00 | Massachusetts Electric Company | MEC | MA | 009 | BOSTON | NEMA |  | 0.224 | 0 | 0.05 | 0 | 0.05 | 0.05
42820 | CUMMINGS PROP 2-01915PV224NM |  | No Resource (1) | PV | SUN |  | PHOTOVOLTAIC | 2013-05-08 04:00 | Massachusetts Electric Company | MEC | MA | 009 | BOSTON | NEMA |  | 0.224 | 0 | 0.079 | 0 | 0.079 | 0.079
42821 | GLC-MA ACUSHNET_PV_ID2109 |  | No Resource (1) | PV | SUN |  | PHOTOVOLTAIC | 2013-05-01 04:00 | NSTAR Electric Company | NSTAR | MA | 005 | SEMA | SEMA |  | 0.649 | 0 | 0.279 | 0 | 0.279 | 0.007
42822 | CARDINAL SHOE-01840PV250NM |  | No Resource (1) | PV | SUN |  | PHOTOVOLTAIC | 2013-05-02 04:00 | Massachusetts Electric Company | MEC | MA | 009 | CMA/NEMA | WCMA |  | 0.25 | 0 | 0 | 0 | 0 | 0
42823 | WALDEN LIBERTY-02038PV231NM |  | No Resource (1) | PV | SUN |  | PHOTOVOLTAIC | 2013-05-06 04:00 | Massachusetts Electric Company | MEC | MA | 021 | RI | SEMA |  | 0.231 | 0 | 0.057 | 0 | 0.057 | -0.002
42893 | BISCO FALLS HYDRO |  | No Resource (1) | HDR | WAT |  | HYDRO (DAILY CYCLE - RUN OF RIVER) | 2013-05-08 04:00 | Union Atlantic Electricity | UNION | ME | 017 | ME | ME |  | 0.093 | 0.021 | 0 | 0.021 | 0 | 0
43256 | SANDYWOODS-02878WT275NM |  | No Resource (1) | WT | WND |  | WIND TURBINE | 2013-05-17 04:00 | The Narragansett Electric Company | NEC | RI | 005 | SEMA | RI |  | 0.275 | 0 | 0.017 | 0 | 0.017 | 0.008
43257 | LEICESTER MS C-01524PV100NM |  | No Resource (1) | PV | SUN |  | PHOTOVOLTAIC | 2013-05-20 04:00 | Massachusetts Electric Company | MEC | MA | 027 | WMA | WCMA |  | 0.1 | 0 | 0.029 | 0 | 0.029 | 0.029
43262 | BERKSHIRE SCHL-01257PV1750NM |  | No Resource (1) | PV | SUN |  | PHOTOVOLTAIC | 2013-05-16 04:00 | Massachusetts Electric Company | MEC | MA | 003 | WMA | WCMA | 58624 | 1.76 | 0 | 0.04 | 0 | 0.04 | -0.017
43263 | JF WHITE-02702PV86NM |  | No Resource (1) | PV | SUN |  | PHOTOVOLTAIC | 2013-05-16 04:00 | Massachusetts Electric Company | MEC | MA | 021 | SEMA | SEMA |  | 0.086 | 0 | 0.005 | 0 | 0.005 | 0.005
43267 | PLANET SUBARU-02339PV75NM |  | No Resource (1) | PV | SUN |  | PHOTOVOLTAIC | 2013-05-17 04:00 | Massachusetts Electric Company | MEC | MA | 023 | RI | SEMA |  | 0.075 | 0 | 0 | 0 | 0 | 0
43269 | SIGN DESIGN-02301PV95NM |  | No Resource (1) | PV | SUN |  | PHOTOVOLTAIC | 2013-05-17 04:00 | Massachusetts Electric Company | MEC | MA | 023 | SEMA | SEMA |  | 0.095 | 0 | 0 | 0 | 0 | 0
43270 | LEICESTER MS A-01524PV100NM |  | No Resource (1) | PV | SUN |  | PHOTOVOLTAIC | 2013-05-20 04:00 | Massachusetts Electric Company | MEC | MA | 027 | WMA | WCMA |  | 0.1 | 0 | 0.028 | 0 | 0.028 | 0.003
43409 | GLC-MA ACUSHNET_PV_ID1827 |  | No Resource (1) | PV | SUN |  | PHOTOVOLTAIC | 2013-05-23 04:00 | NSTAR Electric Company | NSTAR | MA | 005 | SEMA | SEMA |  | 1.304 | 0 | 0.557 | 0 | 0.557 | 0.003
43411 | S BARRE-01005PV800NM |  | No Resource (1) | PV | SUN |  | PHOTOVOLTAIC | 2013-05-29 04:00 | Massachusetts Electric Company | MEC | MA | 027 | WMA | WCMA |  | 0.8 | 0 | 0.442 | 0 | 0.442 | 0.032
43416 | MIG ACTON-01581PV260NM |  | No Resource (1) | PV | SUN |  | PHOTOVOLTAIC | 2013-06-12 04:00 | Massachusetts Electric Company | MEC | MA | 027 | CMA/NEMA | WCMA |  | 0.26 | 0 | 0.054 | 0 | 0.054 | -0.014
43417 | WORCESTER SCHL-01602PV135NM |  | No Resource (1) | PV | SUN |  | PHOTOVOLTAIC | 2013-06-12 04:00 | Massachusetts Electric Company | MEC | MA | 027 | CMA/NEMA | WCMA |  | 0.135 | 0 | 0 | 0 | 0 | 0
43418 | FALLON AMB-02169PV116NM |  | No Resource (1) | PV | SUN |  | PHOTOVOLTAIC | 2013-06-12 04:00 | Massachusetts Electric Company | MEC | MA | 021 | SEMA | SEMA |  | 0.116 | 0 | 0 | 0 | 0 | 0
43420 | BANNER MOLD-01453PV111NM |  | No Resource (1) | PV | SUN |  | PHOTOVOLTAIC | 2013-06-14 04:00 | Massachusetts Electric Company | MEC | MA | 027 | WMA | WCMA |  | 0.111 | 0 | 0.008 | 0 | 0.008 | 0.008
43422 | EPG SOLAR 1 - 01550PV1500NM |  | No Resource (1) | PV | SUN |  | PHOTOVOLTAIC | 2013-06-12 04:00 | Massachusetts Electric Company | MEC | MA | 027 | WMA | WCMA |  | 1.5 | 0 | 0.623 | 0 | 0.623 | 0.001
43423 | EPG SOLAR 2 - 01550PV1500NM |  | No Resource (1) | PV | SUN |  | PHOTOVOLTAIC | 2013-06-12 04:00 | Massachusetts Electric Company | MEC | MA | 027 | WMA | WCMA |  | 1.5 | 0 | 0.695 | 0 | 0.695 | -0.035
43424 | PINGREE SCHL - 01982PV200NM |  | No Resource (1) | PV | SUN |  | PHOTOVOLTAIC | 2013-06-14 04:00 | Massachusetts Electric Company | MEC | MA | 009 | BOSTON | NEMA |  | 0.2 | 0 | 0.008 | 0 | 0.008 | 0
43425 | NPP DEV - 02035PV125NM |  | No Resource (1) | PV | SUN |  | PHOTOVOLTAIC | 2013-06-14 04:00 | Massachusetts Electric Company | MEC | MA | 021 | RI | SEMA |  | 0.125 | 0 | 0.044 | 0 | 0.044 | -0.001
43426 | ABBOTT MILL - 01886PV235NM |  | No Resource (1) | PV | SUN |  | PHOTOVOLTAIC | 2013-06-17 04:00 | Massachusetts Electric Company | MEC | MA | 017 | CMA/NEMA | WCMA |  | 0.235 | 0 | 0.107 | 0 | 0.107 | -0.001
43489 | BOST SCIENT-02171PV1100NM |  | No Resource (1) | PV | SUN |  | PHOTOVOLTAIC | 2013-07-03 04:00 | Massachusetts Electric Company | MEC | MA | 021 | SEMA | SEMA | 57992 | 1.1 | 0 | 0 | 0 | 0 | 0
43491 | 146 CAMPANELLI-02072PV332NM |  | No Resource (1) | PV | SUN |  | PHOTOVOLTAIC | 2013-07-03 04:00 | Massachusetts Electric Company | MEC | MA | 021 | SEMA | SEMA |  | 0.332 | 0 | 0.12 | 0 | 0.12 | -0.015
43492 | NARR BAY - 02903WT4500NM |  | No Resource (1) | WT | WND |  | WIND TURBINE | 2013-07-09 04:00 | The Narragansett Electric Company | NEC | RI | 007 | RI | RI |  | 4.5 | 0 | 0 | 0 | 0 | 0
43509 | DOUGLAS SOLAR-01516PV2000NM |  | No Resource (1) | PV | SUN |  | PHOTOVOLTAIC | 2013-07-15 04:00 | Massachusetts Electric Company | MEC | MA | 027 | RI | SEMA |  | 2 | 0 | 1.088 | 0 | 1.088 | -0.001
43510 | SANDF MGMNT-02725PV623NM |  | No Resource (1) | PV | SUN |  | PHOTOVOLTAIC | 2013-07-15 04:00 | Massachusetts Electric Company | MEC | MA | 005 | RI | SEMA |  | 0.623 | 0 | 0.151 | 0 | 0.151 | -0.099
43512 | WEST GREENWICH - 02817PV2000DG |  | No Resource (1) | PV | SUN |  | PHOTOVOLTAIC | 2013-07-18 04:00 | The Narragansett Electric Company | NEC | RI | 003 | RI | RI |  | 2 | 0 | 0.938 | 0 | 0.938 | -0.021
43527 | STUART THOMAS - 02842PV500DG |  | No Resource (1) | PV | SUN |  | PHOTOVOLTAIC | 2013-07-18 04:00 | The Narragansett Electric Company | NEC | RI | 005 | SEMA | RI |  | 0.5 | 0 | 0.228 | 0 | 0.228 | 0.008
43528 | EXTRA SPC MGMT-02035PV102NM |  | No Resource (1) | PV | SUN |  | PHOTOVOLTAIC | 2013-07-22 04:00 | Massachusetts Electric Company | MEC | MA | 021 | RI | SEMA |  | 0.102 | 0 | 0.025 | 0 | 0.025 | 0.001
43529 | CREEDON AND CO-01604PV110NM |  | No Resource (1) | PV | SUN |  | PHOTOVOLTAIC | 2013-07-22 04:00 | Massachusetts Electric Company | MEC | MA | 027 | CMA/NEMA | WCMA |  | 0.11 | 0 | 0.017 | 0 | 0.017 | 0.002
43531 | 28 HASTINGS - 01756PV100NM |  | No Resource (1) | PV | SUN |  | PHOTOVOLTAIC | 2013-07-22 04:00 | Massachusetts Electric Company | MEC | MA | 027 | RI | SEMA |  | 0.1 | 0 | 0 | 0 | 0 | -0.04
43556 | CALLAHAN - 02324PV110NM |  | No Resource (1) | PV | SUN |  | PHOTOVOLTAIC | 2013-08-05 04:00 | Massachusetts Electric Company | MEC | MA | 023 | SEMA | SEMA |  | 0.11 | 0 | 0.003 | 0 | 0.003 | -0.001
43557 | BRDGWTR RECYCLE-02324PV96NM |  | No Resource (1) | PV | SUN |  | PHOTOVOLTAIC | 2013-08-05 04:00 | Massachusetts Electric Company | MEC | MA | 023 | SEMA | SEMA |  | 0.096 | 0 | 0.039 | 0 | 0.039 | 0.001
43558 | COMMERCE GRN-02339PV100NM |  | No Resource (1) | PV | SUN |  | PHOTOVOLTAIC | 2013-08-05 04:00 | Massachusetts Electric Company | MEC | MA | 023 | SEMA | SEMA |  | 0.1 | 0 | 0.05 | 0 | 0.05 | 0.003
43572 | JDH_SOLAR_SYSTEMS_PV_2221 |  | No Resource (1) | PV | SUN |  | PHOTOVOLTAIC | 2013-08-01 04:00 | NSTAR Electric Company | NSTAR | MA | 023 | SEMA | SEMA |  | 0.65 | 0 | 0.269 | 0 | 0.269 | 0
43573 | NEW_ENGLAND_RESINS_PV_2309 |  | No Resource (1) | PV | SUN |  | PHOTOVOLTAIC | 2013-08-01 04:00 | NSTAR Electric Company | NSTAR | MA | 017 | BOSTON | NEMA |  | 0.06 | 0 | 0.186 | 0 | 0.186 | -0.008
43574 | TOWN_OF_FAIRHAVEN_LF_PV_1714 |  | No Resource (1) | PV | SUN |  | PHOTOVOLTAIC | 2013-08-05 04:00 | NSTAR Electric Company | NSTAR | MA | 005 | SEMA | SEMA |  | 0.5 | 0 | 0.205 | 0 | 0.205 | 0.043
43575 | NE_ELEMENTARY_WALTHAM_PV_1872 |  | No Resource (1) | PV | SUN |  | PHOTOVOLTAIC | 2013-08-05 04:00 | NSTAR Electric Company | NSTAR | MA | 017 | BOSTON | NEMA |  | 0.259 | 0 | 0.108 | 0 | 0.108 | -0.002
43576 | GLC_ACUSHNET_PV_1888 |  | No Resource (1) | PV | SUN |  | PHOTOVOLTAIC | 2013-08-05 04:00 | NSTAR Electric Company | NSTAR | MA | 005 | SEMA | SEMA |  | 0.917 | 0 | 0.516 | 0 | 0.516 | 0.001
43577 | GLC_ACUSHNET_PV_1889 |  | No Resource (1) | PV | SUN |  | PHOTOVOLTAIC | 2013-08-05 04:00 | NSTAR Electric Company | NSTAR | MA | 005 | SEMA | SEMA |  | 0.917 | 0 | 0.361 | 0 | 0.361 | -0.011
43578 | GLC_ACUSHNET_PV_1890 |  | No Resource (1) | PV | SUN |  | PHOTOVOLTAIC | 2013-08-05 04:00 | NSTAR Electric Company | NSTAR | MA | 005 | SEMA | SEMA |  | 0.917 | 0 | 0.482 | 0 | 0.482 | -0.026
43579 | GOIS_SOLAR_ONE_PV_2040 |  | No Resource (1) | PV | SUN |  | PHOTOVOLTAIC | 2013-08-05 04:00 | NSTAR Electric Company | NSTAR | MA | 017 | BOSTON | NEMA |  | 0.822 | 0 | 0.414 | 0 | 0.414 | 0
43580 | JERICHO WIND | 38421 | Jericho Power | WT | WND |  | WIND TURBINE | 2016-01-23 05:00 | Jericho Power LLC | JERICHO | NH | 007 | NH | NH | 59070 | 13.5375 | 2.458 | 1.292 | 2.458 | 1.292 | -1.208
43586 | COMTRAN CABLE-02864PV400DG |  | No Resource (1) | PV | SUN |  | PHOTOVOLTAIC | 2013-08-15 04:00 | The Narragansett Electric Company | NEC | RI | 007 | RI | RI |  | 0.4 | 0 | 0.232 | 0 | 0.232 | 0.006
43587 | TRAVIS_HOSPITALITY_PV_2239 |  | No Resource (1) | PV | SUN |  | PHOTOVOLTAIC | 2013-08-21 04:00 | NSTAR Electric Company | NSTAR | MA | 001 | SEMA | SEMA |  | 0.145 | 0 | 0.066 | 0 | 0.066 | -0.002
43603 | WORC GEAR AND RACK-01537PV95NM |  | No Resource (1) | PV | SUN |  | PHOTOVOLTAIC | 2013-08-28 04:00 | Massachusetts Electric Company | MEC | MA | 027 | WMA | WCMA |  | 0.095 | 0 | 0 | 0 | 0 | 0
43604 | METRO WST PROVIS-01747PV95NM |  | No Resource (1) | PV | SUN |  | PHOTOVOLTAIC | 2013-08-28 04:00 | Massachusetts Electric Company | MEC | MA | 027 | RI | SEMA |  | 0.095 | 0 | 0.031 | 0 | 0.031 | 0
43605 | PRECISE PACK-02720PV95NM |  | No Resource (1) | PV | SUN |  | PHOTOVOLTAIC | 2013-09-03 04:00 | Massachusetts Electric Company | MEC | MA | 005 | SEMA | SEMA |  | 0.095 | 0 | 0 | 0 | 0 | 0
43606 | CITY NORTHAMPTON-02721PV95NM |  | No Resource (1) | PV | SUN |  | PHOTOVOLTAIC | 2013-09-03 04:00 | Massachusetts Electric Company | MEC | MA | 015 | WMA | WCMA |  | 0.095 | 0 | 0 | 0 | 0 | 0
43607 | COX PRTSMTH-02871PV500DG |  | No Resource (1) | PV | SUN |  | PHOTOVOLTAIC | 2013-09-03 04:00 | The Narragansett Electric Company | NEC | RI | 005 | RI | RI |  | 0.5 | 0 | 0.162 | 0 | 0.162 | -0.022
43608 | 35 LYMAN LLC-01532PV95NM |  | No Resource (1) | PV | SUN |  | PHOTOVOLTAIC | 2013-08-28 04:00 | Massachusetts Electric Company | MEC | MA | 027 | CMA/NEMA | WCMA |  | 0.095 | 0 | 0.044 | 0 | 0.044 | 0.005
43609 | MA CORRECTIONAL-01440WT3300NM |  | No Resource (1) | WT | WND |  | WIND TURBINE | 2013-09-05 04:00 | Massachusetts Electric Company | MEC | MA | 027 | WMA | WCMA |  | 3.3 | 0.165 | 0 | 0.165 | 0 | 0
43623 | E BRIDGEWATER-02333PV2000NM | 38114 | East Bridgewater Solar Energy Project | PV | SUN |  | PHOTOVOLTAIC | 2013-09-12 04:00 | Massachusetts Electric Company | MEC | MA | 023 | SEMA | SEMA | 58586 | 2 | 0 | 0.98 | 0 | 0.98 | 0.195
43624 | TJ MAXX - 02061PV260NM |  | No Resource (1) | PV | SUN |  | PHOTOVOLTAIC | 2013-09-17 04:00 | Massachusetts Electric Company | MEC | MA | 023 | SEMA | SEMA |  | 0.26 | 0 | 0 | 0 | 0 | 0
43643 | SUNGEN UXBRIDGE1-01569PV950NM | 38558 | Fall River- Uxbridge | PV | SUN |  | PHOTOVOLTAIC | 2013-09-25 04:00 | Massachusetts Electric Company | MEC | MA | 027 | RI | SEMA |  | 0.95 | 0 | 0.543 | 0 | 0.543 | 0.543
43644 | SUNGEN UXBRIDGE2-01569PV950NM | 38558 | Fall River- Uxbridge | PV | SUN |  | PHOTOVOLTAIC | 2013-09-25 04:00 | Massachusetts Electric Company | MEC | MA | 027 | RI | SEMA |  | 0.95 | 0 | 0.519 | 0 | 0.519 | 0.214
43645 | SUNGEN UXBRIDGE3-01569PV950NM | 38558 | Fall River- Uxbridge | PV | SUN |  | PHOTOVOLTAIC | 2013-09-25 04:00 | Massachusetts Electric Company | MEC | MA | 027 | RI | SEMA |  | 0.95 | 0 | 0.505 | 0 | 0.505 | -0.016
43652 | TWN W BRDGEWTR-02379PV1500NM |  | No Resource (1) | PV | SUN |  | PHOTOVOLTAIC | 2013-09-30 04:00 | Massachusetts Electric Company | MEC | MA | 023 | SEMA | SEMA |  | 1.5 | 0 | 0.718 | 0 | 0.718 | -0.039
43653 | 40 WASHINGTON LTD-01581PV750NM |  | No Resource (1) | PV | SUN |  | PHOTOVOLTAIC | 2013-09-30 04:00 | Massachusetts Electric Company | MEC | MA | 027 | CMA/NEMA | WCMA |  | 0.75 | 0 | 0.17 | 0 | 0.17 | 0.17
43654 | 3 COUNTY FAIR ASN-01060PV250NM |  | No Resource (1) | PV | SUN |  | PHOTOVOLTAIC | 2013-09-30 04:00 | Massachusetts Electric Company | MEC | MA | 015 | WMA | WCMA |  | 0.25 | 0 | 0.111 | 0 | 0.111 | 0.036
43655 | SPRING HILL FARM-01835PV229NM |  | No Resource (1) | PV | SUN |  | PHOTOVOLTAIC | 2013-10-02 04:00 | Massachusetts Electric Company | MEC | MA | 009 | BOSTON | NEMA |  | 0.229 | 0 | 0.066 | 0 | 0.066 | 0.003
43656 | SVC TIRE TRUCK - 01527PV300NM |  | No Resource (1) | PV | SUN |  | PHOTOVOLTAIC | 2013-10-02 04:00 | Massachusetts Electric Company | MEC | MA | 027 | CMA/NEMA | WCMA |  | 0.3 | 0 | 0 | 0 | 0 | 0
43657 | RIPTA - 02907PV300NM |  | No Resource (1) | PV | SUN |  | PHOTOVOLTAIC | 2013-09-27 04:00 | The Narragansett Electric Company | NEC | RI | 007 | RI | RI |  | 0.3 | 0 | 0 | 0 | 0 | 0
43658 | TWN LANCASTER-01523PV500QF |  | No Resource (1) | PV | SUN |  | PHOTOVOLTAIC | 2013-10-04 04:00 | Massachusetts Electric Company | MEC | MA | 027 | CMA/NEMA | WCMA |  | 0.5 | 0 | 0.129 | 0 | 0.129 | -0.077
43659 | TWN OF SCITUATE2-02066PV1500NM |  | No Resource (1) | PV | SUN |  | PHOTOVOLTAIC | 2013-10-10 04:00 | Massachusetts Electric Company | MEC | MA | 023 | SEMA | SEMA |  | 1.5 | 0 | 0 | 0 | 0 | -0.772
43678 | DISCOVER MARBLE - 01527PV142NM |  | No Resource (1) | PV | SUN |  | PHOTOVOLTAIC | 2013-10-16 04:00 | Massachusetts Electric Company | MEC | MA | 027 | CMA/NEMA | WCMA |  | 0.142 | 0 | 0 | 0 | 0 | 0
43682 | NEXTSUN ENERGY-01516PV3000NM |  | No Resource (1) | PV | SUN |  | PHOTOVOLTAIC | 2013-10-22 04:00 | Massachusetts Electric Company | MEC | MA | 027 | RI | SEMA |  | 3 | 0 | 1.465 | 0 | 1.465 | -0.164
43683 | TWN OF SCITUATE1-02066PV1500NM |  | No Resource (1) | PV | SUN |  | PHOTOVOLTAIC | 2013-10-22 04:00 | Massachusetts Electric Company | MEC | MA | 023 | SEMA | SEMA |  | 1.5 | 0 | 0 | 0 | 0 | 0
43684 | KEY BOSTON-02038PV2000NM |  | No Resource (1) | PV | SUN |  | PHOTOVOLTAIC | 2013-10-24 04:00 | Massachusetts Electric Company | MEC | MA | 021 | RI | SEMA |  | 2 | 0 | 0.78 | 0 | 0.78 | -0.025
43685 | CONANICUT MARINE-02835PV120DG |  | No Resource (1) | PV | SUN |  | PHOTOVOLTAIC | 2013-10-18 04:00 | The Narragansett Electric Company | NEC | RI | 005 | SEMA | RI |  | 0.12 | 0 | 0.052 | 0 | 0.052 | 0
43686 | SHEA CONCRETE-01913PV300NM |  | No Resource (1) | PV | SUN |  | PHOTOVOLTAIC | 2013-10-18 04:00 | Massachusetts Electric Company | MEC | MA | 009 | BOSTON | NEMA |  | 0.3 | 0 | 0.063 | 0 | 0.063 | 0.022
43687 | SUNGEN ORANGE1-01364PV1500NM |  | No Resource (1) | PV | SUN |  | PHOTOVOLTAIC | 2013-10-24 04:00 | Massachusetts Electric Company | MEC | MA | 011 | WMA | WCMA |  | 1.5 | 0 | 0.76 | 0 | 0.76 | 0.013
43688 | SUNGEN ORANGE2-01364PV1500NM |  | No Resource (1) | PV | SUN |  | PHOTOVOLTAIC | 2013-10-24 04:00 | Massachusetts Electric Company | MEC | MA | 011 | WMA | WCMA |  | 0.5 | 0 | 0.233 | 0 | 0.233 | -0.001
43689 | BOSTON NORTH TECH-01913PV300NM |  | No Resource (1) | PV | SUN |  | PHOTOVOLTAIC | 2013-10-28 04:00 | Massachusetts Electric Company | MEC | MA | 009 | BOSTON | NEMA |  | 0.3 | 0 | 0 | 0 | 0 | 0
43690 | OXFORD REALTY-01604PV145NM |  | No Resource (1) | PV | SUN |  | PHOTOVOLTAIC | 2013-10-30 04:00 | Massachusetts Electric Company | MEC | MA | 027 | CMA/NEMA | WCMA |  | 0.145 | 0 | 0.031 | 0 | 0.031 | 0.002
43691 | CRAFT INC-02703PV285NM |  | No Resource (1) | PV | SUN |  | PHOTOVOLTAIC | 2013-10-30 04:00 | Massachusetts Electric Company | MEC | MA | 005 | RI | SEMA |  | 0.285 | 0 | 0.051 | 0 | 0.051 | 0.007
43695 | KOHLS-01906PV252NM |  | No Resource (1) | PV | SUN |  | PHOTOVOLTAIC | 2013-10-28 04:00 | Massachusetts Electric Company | MEC | MA | 009 | BOSTON | NEMA |  | 0.252 | 0 | 0 | 0 | 0 | 0
43696 | STOP AND SHOP-02155PV200NM |  | No Resource (1) | PV | SUN |  | PHOTOVOLTAIC | 2013-10-28 04:00 | Massachusetts Electric Company | MEC | MA | 017 | BOSTON | NEMA |  | 0.2 | 0 | 0 | 0 | 0 | 0
43698 | NTHBRDGE SOLAR-01560PV1910NM |  | No Resource (1) | PV | SUN |  | PHOTOVOLTAIC | 2013-10-25 04:00 | Massachusetts Electric Company | MEC | MA | 027 | RI | SEMA |  | 1.91 | 0 | 1.228 | 0 | 1.228 | 0.017
43706 | CITY OF LOWELL1-01364PV2000NM |  | No Resource (1) | PV | SUN |  | PHOTOVOLTAIC | 2013-11-01 04:00 | Massachusetts Electric Company | MEC | MA | 011 | WMA | WCMA |  | 2 | 0 | 0.511 | 0 | 0.511 | 0.013
43707 | CITY OF LOWELL2-01364PV1000NM |  | No Resource (1) | PV | SUN |  | PHOTOVOLTAIC | 2013-11-01 04:00 | Massachusetts Electric Company | MEC | MA | 011 | WMA | WCMA |  | 1 | 0 | 0.886 | 0 | 0.886 | 0.007
43708 | HANNAFORD-02061PV135NM |  | No Resource (1) | PV | SUN |  | PHOTOVOLTAIC | 2013-11-06 05:00 | Massachusetts Electric Company | MEC | MA | 023 | SEMA | SEMA |  | 0.135 | 0 | 0 | 0 | 0 | 0
43709 | CITY OF LOWELL 1-01331PV1000NM |  | No Resource (1) | PV | SUN |  | PHOTOVOLTAIC | 2013-11-04 05:00 | Massachusetts Electric Company | MEC | MA | 027 | WMA | WCMA |  | 1 | 0 | 0.394 | 0 | 0.394 | -0.036
43710 | CITY OF LOWELL 2-01331PV1000NM |  | No Resource (1) | PV | SUN |  | PHOTOVOLTAIC | 2013-11-04 05:00 | Massachusetts Electric Company | MEC | MA | 027 | WMA | WCMA |  | 1 | 0 | 0.533 | 0 | 0.533 | 0.007
43711 | CITY OF LOWELL 3-01331PV1000NM |  | No Resource (1) | PV | SUN |  | PHOTOVOLTAIC | 2013-11-04 05:00 | Massachusetts Electric Company | MEC | MA | 027 | WMA | WCMA |  | 1 | 0 | 0.534 | 0 | 0.534 | 0.009
43712 | PHOENIX FIN5-01464PV95NM |  | No Resource (1) | PV | SUN |  | PHOTOVOLTAIC | 2013-11-12 05:00 | Massachusetts Electric Company | MEC | MA | 017 | CMA/NEMA | WCMA |  | 0.095 | 0 | 0 | 0 | 0 | 0
43713 | CUMMINGS PROP-01915PV110NM |  | No Resource (1) | PV | SUN |  | PHOTOVOLTAIC | 2013-11-08 05:00 | Massachusetts Electric Company | MEC | MA | 009 | BOSTON | NEMA |  | 0.11 | 0 | 0.041 | 0 | 0.041 | -0.002
43714 | EXTRA SPC STOR-02189PV95NM |  | No Resource (1) | PV | SUN |  | PHOTOVOLTAIC | 2013-11-06 05:00 | Massachusetts Electric Company | MEC | MA | 021 | SEMA | SEMA |  | 0.095 | 0 | 0.039 | 0 | 0.039 | 0.004
43715 | MILFORD IND-01757PV100NM |  | No Resource (1) | PV | SUN |  | PHOTOVOLTAIC | 2013-11-08 05:00 | Massachusetts Electric Company | MEC | MA | 027 | RI | SEMA |  | 0.1 | 0 | 0.037 | 0 | 0.037 | -0.003
43716 | NEXAMP-02852PV2000DG |  | No Resource (1) | PV | SUN |  | PHOTOVOLTAIC | 2013-11-06 05:00 | The Narragansett Electric Company | NEC | RI | 009 | RI | RI |  | 2 | 0 | 0.98 | 0 | 0.98 | -0.015
43717 | ASSUMPTION-01562PV2000NM |  | No Resource (1) | PV | SUN |  | PHOTOVOLTAIC | 2013-11-08 05:00 | Massachusetts Electric Company | MEC | MA | 027 | CMA/NEMA | WCMA |  | 2 | 0 | 1.095 | 0 | 1.095 | 0.423
43729 | GRAFTON WATER-01519PV1500NM | 38527 | Grafton WD | PV | SUN |  | PHOTOVOLTAIC | 2013-11-18 05:00 | Massachusetts Electric Company | MEC | MA | 027 | CMA/NEMA | WCMA |  | 1.5 | 0 | 0.726 | 0 | 0.726 | -0.037
43731 | JEFFERSON-02720PV95NM |  | No Resource (1) | PV | SUN |  | PHOTOVOLTAIC | 2013-11-26 05:00 | Massachusetts Electric Company | MEC | MA | 005 | SEMA | SEMA |  | 0.095 | 0 | 0 | 0 | 0 | 0
43734 | TOWN EASTON-02375PV1500NM |  | No Resource (1) | PV | SUN |  | PHOTOVOLTAIC | 2013-11-26 05:00 | Massachusetts Electric Company | MEC | MA | 005 | SEMA | SEMA |  | 1.5 | 0 | 0.793 | 0 | 0.793 | 0.793
43735 | 28 HASTINGS-01756PV95NM |  | No Resource (1) | PV | SUN |  | PHOTOVOLTAIC | 2013-11-26 05:00 | Massachusetts Electric Company | MEC | MA | 027 | RI | SEMA |  | 0.095 | 0 | 0 | 0 | 0 | -0.034
43736 | SMITH COLLEGE-01060NG3500QF |  | No Resource (1) | IC | NG |  | GAS INTERNAL COMBUSTION | 2013-11-22 05:00 | Massachusetts Electric Company | MEC | MA | 015 | WMA | WCMA |  | 3.5 | 0.142 | 0 | 0.142 | 0 | 0
43747 | PARSONS GRP-01581PV95NM |  | No Resource (1) | PV | SUN |  | PHOTOVOLTAIC | 2013-12-03 05:00 | Massachusetts Electric Company | MEC | MA | 027 | CMA/NEMA | WCMA |  | 0.095 | 0 | 0 | 0 | 0 | -0.027
43748 | ACUMEN-01752PV85NM |  | No Resource (1) | PV | SUN |  | PHOTOVOLTAIC | 2013-12-05 05:00 | Massachusetts Electric Company | MEC | MA | 017 | CMA/NEMA | WCMA |  | 0.085 | 0 | 0.038 | 0 | 0.038 | 0.001
43749 | WILVECO-01821PV82NM |  | No Resource (1) | PV | SUN |  | PHOTOVOLTAIC | 2013-12-05 05:00 | Massachusetts Electric Company | MEC | MA | 017 | CMA/NEMA | WCMA |  | 0.082 | 0 | 0.003 | 0 | 0.003 | -0.001
43750 | CANTON HIGH SCHOOL 2009 |  | No Resource (1) | PV | SUN |  | PHOTOVOLTAIC | 2013-12-01 05:00 | NSTAR Electric Company | NSTAR | MA | 021 | SEMA | SEMA |  | 0.5 | 0 | 0.168 | 0 | 0.168 | -0.033
43751 | EAGLE LEASE-01540PV95NM |  | No Resource (1) | PV | SUN |  | PHOTOVOLTAIC | 2013-12-03 05:00 | Massachusetts Electric Company | MEC | MA | 027 | WMA | WCMA |  | 0.094 | 0 | 0.018 | 0 | 0.018 | 0
43752 | EXTRA SPACE-01607PV91.2NM |  | No Resource (1) | PV | SUN |  | PHOTOVOLTAIC | 2013-12-03 05:00 | Massachusetts Electric Company | MEC | MA | 027 | CMA/NEMA | WCMA |  | 0.091 | 0 | 0 | 0 | 0 | 0
43762 | FORBES STREET 1-02914PV3000DG |  | No Resource (1) | PV | SUN |  | PHOTOVOLTAIC | 2013-12-10 05:00 | The Narragansett Electric Company | NEC | RI | 007 | RI | RI |  | 3 | 0 | 1.342 | 0 | 1.342 | -0.276
43766 | EXTRA SPACE-02149PV237NM |  | No Resource (1) | PV | SUN |  | PHOTOVOLTAIC | 2013-12-11 05:00 | Massachusetts Electric Company | MEC | MA | 017 | BOSTON | NEMA |  | 0.237 | 0 | 0 | 0 | 0 | 0
43840 | SOLVENTERRA-01069PV1000NM |  | No Resource (1) | PV | SUN |  | PHOTOVOLTAIC | 2014-01-02 05:00 | Massachusetts Electric Company | MEC | MA | 013 | WMA | WCMA |  | 1 | 0 | 0.511 | 0 | 0.511 | 0.511
43841 | FLAIR ONE-01507PV950NM |  | No Resource (1) | PV | SUN |  | PHOTOVOLTAIC | 2014-01-02 05:00 | Massachusetts Electric Company | MEC | MA | 027 | WMA | WCMA |  | 0.95 | 0 | 0.382 | 0 | 0.382 | 0.009
43842 | FORRESTALL-01507PV950NM |  | No Resource (1) | PV | SUN |  | PHOTOVOLTAIC | 2014-01-02 05:00 | Massachusetts Electric Company | MEC | MA | 027 | WMA | WCMA |  | 0.95 | 0 | 0.354 | 0 | 0.354 | 0.004
43869 | FRPV WEST-02720PV1000NM |  | No Resource (1) | PV | SUN |  | PHOTOVOLTAIC | 2014-01-07 05:00 | Massachusetts Electric Company | MEC | MA | 005 | SEMA | SEMA |  | 1 | 0 | 0.297 | 0 | 0.297 | -0.224
43870 | FRPV EAST-02720PV1000NM |  | No Resource (1) | PV | SUN |  | PHOTOVOLTAIC | 2014-01-09 05:00 | Massachusetts Electric Company | MEC | MA | 005 | SEMA | SEMA |  | 1 | 0 | 0.529 | 0 | 0.529 | 0.059
43871 | SYNAGRO-02895CHP2000QF |  | No Resource (1) | ST | NG |  | GAS STEAM | 2014-01-07 05:00 | The Narragansett Electric Company | NEC | RI | 007 | RI | RI |  | 2 | 0 | 0 | 0 | 0 | 0
43874 | MASS MOCA1-01247PV225NM |  | No Resource (1) | PV | SUN |  | PHOTOVOLTAIC | 2014-01-09 05:00 | Massachusetts Electric Company | MEC | MA | 003 | WMA | WCMA |  | 0.225 | 0 | 0 | 0 | 0 | 0
43875 | CUMMINGS PROP-01915PV230NM |  | No Resource (1) | PV | SUN |  | PHOTOVOLTAIC | 2014-01-09 05:00 | Massachusetts Electric Company | MEC | MA | 009 | BOSTON | NEMA |  | 0.23 | 0 | 0.071 | 0 | 0.071 | -0.004
43876 | KENNEDY CARPET-02189PV95NM |  | No Resource (1) | PV | SUN |  | PHOTOVOLTAIC | 2014-01-13 05:00 | Massachusetts Electric Company | MEC | MA | 021 | SEMA | SEMA |  | 0.095 | 0 | 0 | 0 | 0 | -0.009
43878 | MCI WORLD COMM-01821PV1000NM |  | No Resource (1) | PV | SUN |  | PHOTOVOLTAIC | 2014-01-14 05:00 | Massachusetts Electric Company | MEC | MA | 017 | CMA/NEMA | WCMA |  | 1 | 0 | 0 | 0 | 0 | 0
43884 | MASS MOCA3 01247PV177NM |  | No Resource (1) | PV | SUN |  | PHOTOVOLTAIC | 2014-01-16 05:00 | Massachusetts Electric Company | MEC | MA | 003 | WMA | WCMA |  | 0.177 | 0 | 0.044 | 0 | 0.044 | 0.001
43885 | NM-HP HOOD AND SONS | 38575 | Agawam Solar | PV | SUN |  | PHOTOVOLTAIC | 2014-02-01 05:00 | Western Massachusetts Electric Company | WMECO | MA | 013 | WMA | WCMA |  | 1.5 | 0 | 0.701 | 0 | 0.701 | -0.002
43886 | NM-FRANKLIN COUNTY SHERIFF | 38576 | Whately | PV | SUN |  | PHOTOVOLTAIC | 2014-02-01 05:00 | Western Massachusetts Electric Company | WMECO | MA | 011 | WMA | WCMA |  | 1.5 | 0 | 0.629 | 0 | 0.629 | -0.031
43887 | NM-TOWN OF AGAWAM SOLAR | 38574 | Route 57 | PV | SUN |  | PHOTOVOLTAIC | 2014-02-01 05:00 | Western Massachusetts Electric Company | WMECO | MA | 013 | WMA | WCMA |  | 1.5 | 0 | 0.78 | 0 | 0.78 | 0
43892 | SYNCARPHA SOLAR-01740PV4950NM |  | No Resource (1) | PV | SUN |  | PHOTOVOLTAIC | 2014-01-24 05:00 | Massachusetts Electric Company | MEC | MA | 027 | CMA/NEMA | WCMA |  | 4.95 | 0 | 2.736 | 0 | 2.736 | 0.101
43893 | HUBBARDSTON-01452PV2000NM |  | No Resource (1) | PV | SUN |  | PHOTOVOLTAIC | 2014-01-28 05:00 | Massachusetts Electric Company | MEC | MA | 027 | WMA | WCMA |  | 2 | 0 | 1.113 | 0 | 1.113 | 0.068
43903 | SUNGEN-02720PV2850NM | 38551 | Fasll River - Innovation | PV | SUN |  | PHOTOVOLTAIC | 2014-01-29 05:00 | Massachusetts Electric Company | MEC | MA | 005 | SEMA | SEMA |  | 2.85 | 0 | 1.413 | 0 | 1.413 | -0.206
43904 | CITY OF METHUEN-01523PV3000NM |  | No Resource (1) | PV | SUN |  | PHOTOVOLTAIC | 2014-01-29 05:00 | Massachusetts Electric Company | MEC | MA | 027 | CMA/NEMA | WCMA |  | 3 | 0 | 1.264 | 0 | 1.264 | -0.41
43907 | PALMER SOLAR-01069PV2000NM |  | No Resource (1) | PV | SUN |  | PHOTOVOLTAIC | 2014-02-04 05:00 | Massachusetts Electric Company | MEC | MA | 013 | WMA | WCMA | 59866 | 2 | 0 | 1.054 | 0 | 1.054 | 0.062
43908 | NEXTSUN ENERGY-02370PV2000NM |  | No Resource (1) | PV | SUN |  | PHOTOVOLTAIC | 2014-02-04 05:00 | Massachusetts Electric Company | MEC | MA | 023 | SEMA | SEMA |  | 2 | 0 | 1.036 | 0 | 1.036 | 0.02
43915 | CITIZENS-02769PV2000NM | 38579 | Rehoboth | PV | SUN |  | PHOTOVOLTAIC | 2014-02-07 05:00 | Massachusetts Electric Company | MEC | MA | 005 | RI | SEMA |  | 2 | 0 | 1.069 | 0 | 1.069 | -0.032
43916 | TOWN OF ADAMS-01220PV1000NM |  | No Resource (1) | PV | SUN |  | PHOTOVOLTAIC | 2014-02-07 05:00 | Massachusetts Electric Company | MEC | MA | 003 | WMA | WCMA |  | 1 | 0 | 0.443 | 0 | 0.443 | 0.017
43917 | CHEER PACK-02397PV1750NM |  | No Resource (1) | PV | SUN |  | PHOTOVOLTAIC | 2014-02-10 05:00 | Massachusetts Electric Company | MEC | MA | 023 | SEMA | SEMA |  | 1.75 | 0 | 0 | 0 | 0 | 0
43918 | CITY OF LOWELL-01851PV1333NM |  | No Resource (1) | PV | SUN |  | PHOTOVOLTAIC | 2014-02-10 05:00 | Massachusetts Electric Company | MEC | MA | 017 | CMA/NEMA | WCMA |  | 1.333 | 0 | 0.501 | 0 | 0.501 | 0.501
43919 | SOLVENTERRA 1-01535PV1000NM |  | No Resource (1) | PV | SUN |  | PHOTOVOLTAIC | 2014-02-10 05:00 | Massachusetts Electric Company | MEC | MA | 027 | WMA | WCMA |  | 1 | 0 | 0.604 | 0 | 0.604 | 0.05
43920 | SOLVENTERRA 2-01535PV1000NM |  | No Resource (1) | PV | SUN |  | PHOTOVOLTAIC | 2014-02-14 05:00 | Massachusetts Electric Company | MEC | MA | 027 | WMA | WCMA |  | 1 | 0 | 0.601 | 0 | 0.601 | 0.041
43921 | COXCOM-02893PV135DG |  | No Resource (1) | PV | SUN |  | PHOTOVOLTAIC | 2014-02-11 05:00 | The Narragansett Electric Company | NEC | RI | 003 | RI | RI |  | 0.135 | 0 | 0.076 | 0 | 0.076 | 0
43922 | SOLVENTERRA 4-01083PV1000NM |  | No Resource (1) | PV | SUN |  | PHOTOVOLTAIC | 2014-02-12 05:00 | Massachusetts Electric Company | MEC | MA | 027 | WMA | WCMA |  | 1 | 0 | 0.614 | 0 | 0.614 | 0.002
43923 | PLYMOUTH PUBLIC SCHOOLS-#2062 |  | No Resource (1) | PV | SUN |  | PHOTOVOLTAIC | 2014-02-13 05:00 | NSTAR Electric Company | NSTAR | MA | 023 | SEMA | SEMA |  | 4 | 0 | 1.824 | 0 | 1.824 | -0.199
43924 | TOWN OF DARTMOUTH #1777 |  | No Resource (1) | PV | SUN |  | PHOTOVOLTAIC | 2014-02-13 05:00 | NSTAR Electric Company | NSTAR | MA | 005 | SEMA | SEMA |  | 1.25 | 0 | 0.599 | 0 | 0.599 | 0.04
43927 | SOUTHERN SKY-CARVER #1 (1997) |  | No Resource (1) | PV | SUN |  | PHOTOVOLTAIC | 2014-02-13 05:00 | NSTAR Electric Company | NSTAR | MA | 023 | SEMA | SEMA |  | 1 | 0 | 0.437 | 0 | 0.437 | -0.021
43928 | SOUTHERN SKY-CARVER #2 (1998) |  | No Resource (1) | PV | SUN |  | PHOTOVOLTAIC | 2014-02-13 05:00 | NSTAR Electric Company | NSTAR | MA | 023 | SEMA | SEMA |  | 1 | 0 | 0.416 | 0 | 0.416 | -0.058
43929 | SOUTHERN SKY-CARVER #4 (2000) |  | No Resource (1) | PV | SUN |  | PHOTOVOLTAIC | 2014-02-13 05:00 | NSTAR Electric Company | NSTAR | MA | 023 | SEMA | SEMA |  | 1 | 0 | 0.411 | 0 | 0.411 | -0.054
43930 | SOUTHERN SKY-CARVER #5 (2001) |  | No Resource (1) | PV | SUN |  | PHOTOVOLTAIC | 2014-02-13 05:00 | NSTAR Electric Company | NSTAR | MA | 023 | SEMA | SEMA |  | 1 | 0 | 0.446 | 0 | 0.446 | -0.02
43932 | SOUTHERN SKY-CARVER #3 (1999) |  | No Resource (1) | PV | SUN |  | PHOTOVOLTAIC | 2014-02-13 05:00 | NSTAR Electric Company | NSTAR | MA | 023 | SEMA | SEMA |  | 1 | 0 | 0.282 | 0 | 0.282 | 0.057
43936 | SOLVENTERRA 1-01083PV1000NM |  | No Resource (1) | PV | SUN |  | PHOTOVOLTAIC | 2014-02-12 05:00 | Massachusetts Electric Company | MEC | MA | 027 | WMA | WCMA |  | 1 | 0 | 0.578 | 0 | 0.578 | -0.001
43937 | SOLVENTERRA 2-01083PV1000NM |  | No Resource (1) | PV | SUN |  | PHOTOVOLTAIC | 2014-02-12 05:00 | Massachusetts Electric Company | MEC | MA | 027 | WMA | WCMA |  | 1 | 0 | 0.606 | 0 | 0.606 | 0.02
43938 | SOLVENTERRA 3-01083PV1000NM |  | No Resource (1) | PV | SUN |  | PHOTOVOLTAIC | 2014-02-12 05:00 | Massachusetts Electric Company | MEC | MA | 027 | WMA | WCMA |  | 1 | 0 | 0.587 | 0 | 0.587 | 0.016
43948 | SUNGEN 1-01810PV950NM | 38532 | Leominster- South St. | PV | SUN |  | PHOTOVOLTAIC | 2014-03-03 05:00 | Massachusetts Electric Company | MEC | MA | 017 | BOSTON | NEMA |  | 0.95 | 0 | 0.463 | 0 | 0.463 | -0.033
43949 | SUNGEN 2-01810PV950NM | 38532 | Leominster- South St. | PV | SUN |  | PHOTOVOLTAIC | 2014-03-03 05:00 | Massachusetts Electric Company | MEC | MA | 017 | BOSTON | NEMA |  | 0.95 | 0 | 0.45 | 0 | 0.45 | -0.026
43950 | SUNGEN 3-01810PV950NM | 38532 | Leominster- South St. | PV | SUN |  | PHOTOVOLTAIC | 2014-03-03 05:00 | Massachusetts Electric Company | MEC | MA | 017 | BOSTON | NEMA |  | 0.95 | 0 | 0.479 | 0 | 0.479 | -0.025
43951 | SUNGEN-02720PV950NM | 38548 | Fall River- Commerce | PV | SUN |  | PHOTOVOLTAIC | 2014-03-05 05:00 | Massachusetts Electric Company | MEC | MA | 005 | SEMA | SEMA |  | 0.95 | 0 | 0.533 | 0 | 0.533 | -0.014
43952 | KEARSARGE SOLAR-02038PV3000NM | 38562 | Franklin 1 | PV | SUN |  | PHOTOVOLTAIC | 2014-03-05 05:00 | Massachusetts Electric Company | MEC | MA | 013 | RI | SEMA |  | 3 | 0 | 1.564 | 0 | 1.564 | 0.004
43953 | KEARSARGE SOLAR-02038PV4000NM | 38565 | Franklin 2 | PV | SUN |  | PHOTOVOLTAIC | 2014-03-05 05:00 | Massachusetts Electric Company | MEC | MA | 013 | RI | SEMA |  | 4 | 0 | 2.13 | 0 | 2.13 | 0.009
43954 | NM-LUDLOW LANDFILL |  | No Resource (1) | PV | SUN |  | PHOTOVOLTAIC | 2014-03-04 05:00 | Western Massachusetts Electric Company | WMECO | MA | 013 | WMA | WCMA | 59135 | 2 | 0 | 0.868 | 0 | 0.868 | -0.22
43955 | CITY OF METHUEN-01844PV1000NM |  | No Resource (1) | PV | SUN |  | PHOTOVOLTAIC | 2014-03-07 05:00 | Massachusetts Electric Company | MEC | MA | 009 | BOSTON | NEMA |  | 1 | 0 | 0.568 | 0 | 0.568 | 0.066
43956 | MILLWORK-02920PV495NM |  | No Resource (1) | PV | SUN |  | PHOTOVOLTAIC | 2014-03-07 05:00 | The Narragansett Electric Company | NEC | RI | 007 | RI | RI |  | 0.495 | 0 | 0.044 | 0 | 0.044 | 0.013
43991 | PROFETTY-02379PV300NM |  | No Resource (1) | PV | SUN |  | PHOTOVOLTAIC | 2014-03-19 04:00 | Massachusetts Electric Company | MEC | MA | 023 | SEMA | SEMA |  | 0.3 | 0 | 0.122 | 0 | 0.122 | -0.024
43992 | CITY OF WORCESTER-01603PV135NM |  | No Resource (1) | PV | SUN |  | PHOTOVOLTAIC | 2014-03-19 04:00 | Massachusetts Electric Company | MEC | MA | 027 | WMA | WCMA |  | 0.466 | 0 | 0 | 0 | 0 | 0
43993 | CITY OF MELROSE-02176PV260NM |  | No Resource (1) | PV | SUN |  | PHOTOVOLTAIC | 2014-03-19 04:00 | Massachusetts Electric Company | MEC | MA | 017 | BOSTON | NEMA |  | 0.26 | 0 | 0.106 | 0 | 0.106 | -0.014
43994 | NORMANDY GATOR-01752PV110NM |  | No Resource (1) | PV | SUN |  | PHOTOVOLTAIC | 2014-03-21 04:00 | Massachusetts Electric Company | MEC | MA | 005 | CMA/NEMA | WCMA |  | 0.11 | 0 | 0 | 0 | 0 | 0
43995 | NORMANDY GATOR-01752PV100NM |  | No Resource (1) | PV | SUN |  | PHOTOVOLTAIC | 2014-03-21 04:00 | Massachusetts Electric Company | MEC | MA | 005 | CMA/NEMA | WCMA |  | 0.1 | 0 | 0 | 0 | 0 | 0
44003 | ALTUS-02907PV1225DG |  | No Resource (1) | PV | SUN |  | PHOTOVOLTAIC | 2014-03-25 04:00 | The Narragansett Electric Company | NEC | RI | 007 | RI | RI |  | 1.225 | 0 | 0.611 | 0 | 0.611 | 0.047
44004 | ALTUS-02907PV300DG |  | No Resource (1) | PV | SUN |  | PHOTOVOLTAIC | 2014-03-25 04:00 | The Narragansett Electric Company | NEC | RI | 007 | RI | RI |  | 0.3 | 0 | 0.123 | 0 | 0.123 | -0.009
44005 | ALTUS 1-02864PV450DG |  | No Resource (1) | PV | SUN |  | PHOTOVOLTAIC | 2014-03-27 04:00 | The Narragansett Electric Company | NEC | RI | 007 | RI | RI |  | 0.45 | 0 | 0.21 | 0 | 0.21 | 0.001
44006 | ALTUS 2-02864PV450DG |  | No Resource (1) | PV | SUN |  | PHOTOVOLTAIC | 2014-03-27 04:00 | The Narragansett Electric Company | NEC | RI | 007 | RI | RI |  | 0.45 | 0 | 0.214 | 0 | 0.214 | -0.006
44007 | MILLBURY SOLAR-01527PV3000NM | 38534 | Millbury Solar | PV | SUN |  | PHOTOVOLTAIC | 2014-03-25 04:00 | Massachusetts Electric Company | MEC | MA | 027 | CMA/NEMA | WCMA | 58280 | 3 | 0 | 1.542 | 0 | 1.542 | 0.645
44008 | PWRR-01610PV130NM |  | No Resource (1) | PV | SUN |  | PHOTOVOLTAIC | 2014-03-27 04:00 | Massachusetts Electric Company | MEC | MA | 027 | WMA | WCMA |  | 0.13 | 0 | 0.01 | 0 | 0.01 | 0
44010 | GOLDEN-02920PV300DG |  | No Resource (1) | PV | SUN |  | PHOTOVOLTAIC | 2014-03-31 04:00 | The Narragansett Electric Company | NEC | RI | 007 | RI | RI |  | 0.3 | 0 | 0.157 | 0 | 0.157 | -0.012
44011 | ENDICOTT-01915PV800NM |  | No Resource (1) | PV | SUN |  | PHOTOVOLTAIC | 2014-03-31 04:00 | Massachusetts Electric Company | MEC | MA | 009 | BOSTON | NEMA |  | 0.8 | 0 | 0.168 | 0 | 0.168 | 0.092
44023 | WRTA-01608PV75QF |  | No Resource (1) | PV | SUN |  | PHOTOVOLTAIC | 2014-04-04 04:00 | Massachusetts Electric Company | MEC | MA | 027 | WMA | WCMA |  | 0.075 | 0 | 0 | 0 | 0 | 0
44026 | STONEHILL-02356PV84NM |  | No Resource (1) | PV | SUN |  | PHOTOVOLTAIC | 2014-04-08 04:00 | Massachusetts Electric Company | MEC | MA | 005 | SEMA | SEMA |  | 0.084 | 0 | 0.025 | 0 | 0.025 | 0.005
44027 | SCITUTATE TENNIS-02066PV281NM |  | No Resource (1) | PV | SUN |  | PHOTOVOLTAIC | 2014-04-08 04:00 | Massachusetts Electric Company | MEC | MA | 023 | SEMA | SEMA |  | 0.281 | 0 | 0 | 0 | 0 | -0.053
44028 | TEAMWORK LABOR-02375PV75NM |  | No Resource (1) | PV | SUN |  | PHOTOVOLTAIC | 2014-04-08 04:00 | Massachusetts Electric Company | MEC | MA | 005 | SEMA | SEMA |  | 0.075 | 0 | 0 | 0 | 0 | -0.002
44029 | C&R TIRE-01606PV81NM |  | No Resource (1) | PV | SUN |  | PHOTOVOLTAIC | 2014-04-10 04:00 | Massachusetts Electric Company | MEC | MA | 027 | CMA/NEMA | WCMA |  | 0.081 | 0 | 0.012 | 0 | 0.012 | 0.002
44030 | WARREN PV | 38500 | Mass Mid-State Solar | PV | SUN |  | PHOTOVOLTAIC | 2014-05-30 04:00 | Mass Solar 1, LLC | MS1 | MA | 027 | WMA | WCMA | 58275, 58276, 58279 | 14 | 0 | 7.805 | 0 | 7.805 | 0.287
44035 | TOWER SOLAR-02723PV485NM |  | No Resource (1) | PV | SUN |  | PHOTOVOLTAIC | 2014-04-14 04:00 | Massachusetts Electric Company | MEC | MA | 005 | SEMA | SEMA |  | 0.485 | 0 | 0.243 | 0 | 0.243 | 0.017
46206 | ENERGY STREAM HYDRO | 806 | MECHANICSVILLE | HDP | WAT |  | HYDRO (DAILY CYCLE - PONDAGE) | 2014-05-01 04:00 | Sterling Municipal Electric Light Department | SMED | CT | 015 | CT | CT |  | 0.12 | 0.063 | 0 | 0.063 | 0 | 0
46210 | NEXAMP-01475PV1900NM |  | No Resource (1) | PV | SUN |  | PHOTOVOLTAIC | 2014-04-17 04:00 | Massachusetts Electric Company | MEC | MA | 027 | WMA | WCMA |  | 1.9 | 0 | 1.04 | 0 | 1.04 | 0.026
46211 | GIGUERE-01524PV75NM |  | No Resource (1) | PV | SUN |  | PHOTOVOLTAIC | 2014-04-17 04:00 | Massachusetts Electric Company | MEC | MA | 027 | WMA | WCMA |  | 0.075 | 0 | 0.002 | 0 | 0.002 | -0.004
46212 | BODWELL REALTY-02322PV75NM |  | No Resource (1) | PV | SUN |  | PHOTOVOLTAIC | 2014-04-17 04:00 | Massachusetts Electric Company | MEC | MA | 021 | SEMA | SEMA |  | 0.075 | 0 | 0 | 0 | 0 | 0
46213 | PINGREE SCHOOL-01982PV85NM |  | No Resource (1) | PV | SUN |  | PHOTOVOLTAIC | 2014-04-21 04:00 | Massachusetts Electric Company | MEC | MA | 009 | BOSTON | NEMA |  | 0.085 | 0 | 0.023 | 0 | 0.023 | 0.022
46220 | BERKELEY-01844PV2000NM |  | No Resource (1) | PV | SUN |  | PHOTOVOLTAIC | 2014-04-24 04:00 | Massachusetts Electric Company | MEC | MA | 009 | BOSTON | NEMA |  | 2 | 0 | 0.95 | 0 | 0.95 | 0.119
46221 | JP SULLIVAN-01432PV90NM |  | No Resource (1) | PV | SUN |  | PHOTOVOLTAIC | 2014-04-24 04:00 | Massachusetts Electric Company | MEC | MA | 017 | CMA/NEMA | WCMA |  | 0.09 | 0 | 0.022 | 0 | 0.022 | 0.022
46267 | COTTAGE STREET SOLAR FACILITY | 38440 | Cottage St PV | PV | SUN |  | PHOTOVOLTAIC | 2014-05-05 04:00 | Western Massachusetts Electric Company | WMECO | MA | 019 | WMA | WCMA |  | 3.894 | 0 | 1.674 | 0 | 1.674 | -0.026
46268 | OLD TIME SPORTS-01952PV150NM |  | No Resource (1) | PV | SUN |  | PHOTOVOLTAIC | 2014-05-08 04:00 | Massachusetts Electric Company | MEC | MA | 009 | BOSTON | NEMA |  | 0.15 | 0 | 0.03 | 0 | 0.03 | -0.004
46294 | LAWRENCE 1-01840PV100NM |  | No Resource (1) | PV | SUN |  | PHOTOVOLTAIC | 2014-05-12 04:00 | Massachusetts Electric Company | MEC | MA | 009 | CMA/NEMA | WCMA |  | 0.1 | 0 | 0.013 | 0 | 0.013 | -0.022
46295 | LAWRENCE 2-01840PV100NM |  | No Resource (1) | PV | SUN |  | PHOTOVOLTAIC | 2014-05-12 04:00 | Massachusetts Electric Company | MEC | MA | 009 | CMA/NEMA | WCMA |  | 0.1 | 0 | 0.04 | 0 | 0.04 | 0.017
46479 | CANTON_MIDDLE_SCHOOL_2013 |  | No Resource (1) | PV | SUN |  | PHOTOVOLTAIC | 2014-05-23 04:00 | NSTAR Electric Company | NSTAR | MA | 021 | SEMA | SEMA |  | 0.225 | 0 | 0.136 | 0 | 0.136 | 0.008
46480 | CEDAR_SOLAR1_2411 |  | No Resource (1) | PV | SUN |  | PHOTOVOLTAIC | 2014-05-23 04:00 | NSTAR Electric Company | NSTAR | MA | 025 | BOSTON | NEMA |  | 0.085 | 0 | 0.038 | 0 | 0.038 | 0.001
46481 | TOWN_OF_MARSHFIELD_1865 |  | No Resource (1) | PV | SUN |  | PHOTOVOLTAIC | 2014-05-23 04:00 | NSTAR Electric Company | NSTAR | MA | 023 | SEMA | SEMA | 58410 | 3 | 0 | 1.789 | 0 | 1.789 | 0.073
46482 | NEWBEDFORD_DPI_1843_1844 |  | No Resource (1) | PV | SUN |  | PHOTOVOLTAIC | 2014-05-23 04:00 | NSTAR Electric Company | NSTAR | MA | 005 | SEMA | SEMA |  | 3.5 | 0 | 1.757 | 0 | 1.757 | -0.005
46483 | MILFORD INDUSTRIAL-0175PV82NM |  | No Resource (1) | PV | SUN |  | PHOTOVOLTAIC | 2014-05-27 04:00 | Massachusetts Electric Company | MEC | MA | 009 | RI | SEMA |  | 0.082 | 0 | 0.033 | 0 | 0.033 | -0.001
46484 | WORCESTER SCHL-01602PV75NM |  | No Resource (1) | PV | SUN |  | PHOTOVOLTAIC | 2014-05-27 04:00 | Massachusetts Electric Company | MEC | MA | 027 | CMA/NEMA | WCMA |  | 0.075 | 0 | 0 | 0 | 0 | 0
46485 | NPP DEVELOPMENT-02035PV75NM |  | No Resource (1) | PV | SUN |  | PHOTOVOLTAIC | 2014-05-27 04:00 | Massachusetts Electric Company | MEC | MA | 021 | RI | SEMA |  | 0.075 | 0 | 0.028 | 0 | 0.028 | -0.001
46486 | WB HUNT-02176PV75NM |  | No Resource (1) | PV | SUN |  | PHOTOVOLTAIC | 2014-06-02 04:00 | Massachusetts Electric Company | MEC | MA | 017 | BOSTON | NEMA |  | 0.075 | 0 | 0 | 0 | 0 | 0
46487 | CIDER HILL-01913PV78NM |  | No Resource (1) | PV | SUN |  | PHOTOVOLTAIC | 2014-06-02 04:00 | Massachusetts Electric Company | MEC | MA | 009 | BOSTON | NEMA |  | 0.078 | 0 | 0.029 | 0 | 0.029 | -0.002
46537 | CUMMINGS-0191PV82NM |  | No Resource (1) | PV | SUN |  | PHOTOVOLTAIC | 2014-06-02 04:00 | Massachusetts Electric Company | MEC | MA | 009 | BOSTON | NEMA |  | 0.082 | 0 | 0.023 | 0 | 0.023 | -0.001
46538 | SILVIA-02720PV75NM |  | No Resource (1) | PV | SUN |  | PHOTOVOLTAIC | 2014-06-04 04:00 | Massachusetts Electric Company | MEC | MA | 005 | SEMA | SEMA |  | 0.075 | 0 | 0 | 0 | 0 | 0
46539 | BCC SEA QALIBC-01854PV66NM |  | No Resource (1) | PV | SUN |  | PHOTOVOLTAIC | 2014-06-04 04:00 | Massachusetts Electric Company | MEC | MA | 017 | CMA/NEMA | WCMA |  | 0.066 | 0 | 0.029 | 0 | 0.029 | 0.001
46540 | NPP DEVELOPMENT-02035PV62NM |  | No Resource (1) | PV | SUN |  | PHOTOVOLTAIC | 2014-06-04 04:00 | Massachusetts Electric Company | MEC | MA | 021 | RI | SEMA |  | 0.062 | 0 | 0.016 | 0 | 0.016 | -0.001
46541 | TEKNOR APEX-02703PV75NM |  | No Resource (1) | PV | SUN |  | PHOTOVOLTAIC | 2014-06-11 04:00 | Massachusetts Electric Company | MEC | MA | 023 | RI | SEMA |  | 0.075 | 0 | 0 | 0 | 0 | 0
46564 | EPG SOLAR-01005PV2000NM |  | No Resource (1) | PV | SUN |  | PHOTOVOLTAIC | 2014-06-25 04:00 | Massachusetts Electric Company | MEC | MA | 027 | WMA | WCMA |  | 2 | 0 | 0.866 | 0 | 0.866 | 0.216
46565 | CABOT BEVERLY-01915PV2000NM |  | No Resource (1) | PV | SUN |  | PHOTOVOLTAIC | 2014-06-25 04:00 | Massachusetts Electric Company | MEC | MA | 009 | BOSTON | NEMA | 59242 | 2 | 0 | 0 | 0 | 0 | 0
46566 | PRECISE PACKAGING-02720PV250NM |  | No Resource (1) | PV | SUN |  | PHOTOVOLTAIC | 2014-07-01 04:00 | Massachusetts Electric Company | MEC | MA | 005 | SEMA | SEMA |  | 0.25 | 0 | 0.091 | 0 | 0.091 | 0.091
46567 | NORTH BROOKFIELD-01535PV3000NM |  | No Resource (1) | PV | SUN |  | PHOTOVOLTAIC | 2014-07-01 04:00 | Massachusetts Electric Company | MEC | MA | 027 | WMA | WCMA | 58650 | 3 | 0 | 1.562 | 0 | 1.562 | 0.298
46568 | GLC-MA SOLAR-01440PV1000NM | 38510 | City of Gardner - Mill St. Solar | PV | SUN |  | PHOTOVOLTAIC | 2014-07-01 04:00 | Massachusetts Electric Company | MEC | MA | 027 | WMA | WCMA |  | 1 | 0 | 0.444 | 0 | 0.444 | 0.022
46569 | NUGEN NCMC (PV) |  | No Resource (1) | PV | SUN |  | PHOTOVOLTAIC | 2014-07-01 04:00 | Fitchburg Gas & Electric Light Company | FGE | MA | 027 | WMA | WCMA |  | 1 | 0 | 0.505 | 0 | 0.505 | 0.026
46570 | NUGEN LUN (PV) |  | No Resource (1) | PV | SUN |  | PHOTOVOLTAIC | 2014-07-01 04:00 | Fitchburg Gas & Electric Light Company | FGE | MA | 027 | WMA | WCMA |  | 2.5 | 0 | 1.501 | 0 | 1.501 | 0.089
46607 | HARVARD SOLAR-01451PV460NM |  | No Resource (1) | PV | SUN |  | PHOTOVOLTAIC | 2014-07-10 04:00 | Massachusetts Electric Company | MEC | MA | 027 | CMA/NEMA | WCMA |  | 0.46 | 0 | 0.224 | 0 | 0.224 | 0.109
46636 | GOOSE RIVER HYDRO, INC. |  | No Resource (1) | HDR | WAT |  | HYDRO (DAILY CYCLE - RUN OF RIVER) | 2014-08-01 04:00 | Goose River Hydro, Inc. | GOOSE | ME | 027 | ME | ME |  | 0.375 | 0.04 | 0 | 0.04 | 0 | 0
46641 | 205 STURBRIDGE-01010PV3000NM |  | No Resource (1) | PV | SUN |  | PHOTOVOLTAIC | 2014-08-05 04:00 | Massachusetts Electric Company | MEC | MA | 013 | WMA | WCMA |  | 3 | 0 | 0.935 | 0 | 0.935 | -0.071
46643 | EPG SOLAR-01005PV1500NM |  | No Resource (1) | PV | SUN |  | PHOTOVOLTAIC | 2014-08-05 04:00 | Massachusetts Electric Company | MEC | MA | 027 | WMA | WCMA |  | 1.5 | 0 | 0.868 | 0 | 0.868 | 0.034
46644 | UGT RENEW ENERGY-01540PV2750NM |  | No Resource (1) | PV | SUN |  | PHOTOVOLTAIC | 2014-08-07 04:00 | Massachusetts Electric Company | MEC | MA | 027 | WMA | WCMA |  | 2.75 | 0 | 1.525 | 0 | 1.525 | 0.011
46645 | NEXAMP CAPITAL-01007PV1300NM | 38381 | Belchertown SEd | PV | SUN |  | PHOTOVOLTAIC | 2014-08-05 04:00 | Massachusetts Electric Company | MEC | MA | 015 | WMA | WCMA |  | 1.3 | 0 | 0.671 | 0 | 0.671 | 0.013
46646 | SOLTAS ENERGY-01010PV2000NM |  | No Resource (1) | PV | SUN |  | PHOTOVOLTAIC | 2014-08-07 04:00 | Massachusetts Electric Company | MEC | MA | 013 | WMA | WCMA |  | 2 | 0 | 1.796 | 0 | 1.796 | -0.008
46647 | BLUEWAVE CAPITAL-02769PV1000NM |  | No Resource (1) | PV | SUN |  | PHOTOVOLTAIC | 2014-08-07 04:00 | Massachusetts Electric Company | MEC | MA | 005 | RI | SEMA |  | 1 | 0 | 0.324 | 0 | 0.324 | 0.091
46653 | WESTBORO SOLAR-01581PV1820NM |  | No Resource (1) | PV | SUN |  | PHOTOVOLTAIC | 2014-08-15 04:00 | Massachusetts Electric Company | MEC | MA | 027 | CMA/NEMA | WCMA |  | 1.82 | 0 | 0.895 | 0 | 0.895 | -0.01
46657 | INDIAN HILL-01069PV1000NM |  | No Resource (1) | PV | SUN |  | PHOTOVOLTAIC | 2014-08-20 04:00 | Massachusetts Electric Company | MEC | MA | 013 | WMA | WCMA |  | 1 | 0 | 0.578 | 0 | 0.578 | 0.027
46659 | BROWN SOLAR-01069PV1000NM |  | No Resource (1) | PV | SUN |  | PHOTOVOLTAIC | 2014-08-20 04:00 | Massachusetts Electric Company | MEC | MA | 013 | WMA | WCMA |  | 1 | 0 | 0.58 | 0 | 0.58 | 0.041
46660 | STATE SOLAR-01069PV1000NM |  | No Resource (1) | PV | SUN |  | PHOTOVOLTAIC | 2014-08-20 04:00 | Massachusetts Electric Company | MEC | MA | 013 | WMA | WCMA |  | 1 | 0 | 0.594 | 0 | 0.594 | 0.049
46662 | DISTRIBUTOR CORP-02148PV300NM |  | No Resource (1) | PV | SUN |  | PHOTOVOLTAIC | 2014-09-03 04:00 | Massachusetts Electric Company | MEC | MA | 017 | BOSTON | NEMA |  | 0.3 | 0 | 0.073 | 0 | 0.073 | 0.007
46663 | CITY OF LAWRENCE-01841PV300NM |  | No Resource (1) | PV | SUN |  | PHOTOVOLTAIC | 2014-09-03 04:00 | Massachusetts Electric Company | MEC | MA | 009 | CMA/NEMA | WCMA |  | 0.3 | 0 | 0 | 0 | 0 | 0
46664 | NEXAMP CAPITAL-01543PV4999NM | 38380 | Treasure Valley- SE | PV | SUN |  | PHOTOVOLTAIC | 2014-09-03 04:00 | Massachusetts Electric Company | MEC | MA | 027 | WMA | WCMA | 59781 | 4.999 | 0 | 2.276 | 0 | 2.276 | 1.606
46665 | SX INDUSTRIES-02072PV170NM |  | No Resource (1) | PV | SUN |  | PHOTOVOLTAIC | 2014-09-05 04:00 | Massachusetts Electric Company | MEC | MA | 021 | SEMA | SEMA |  | 0.17 | 0 | 0 | 0 | 0 | 0
46666 | CUMMINGS-01915PV224NM |  | No Resource (1) | PV | SUN |  | PHOTOVOLTAIC | 2014-09-05 04:00 | Massachusetts Electric Company | MEC | MA | 009 | BOSTON | NEMA |  | 0.224 | 0 | 0.104 | 0 | 0.104 | 0.069
46667 | E NAZARENE-02170PV85NM |  | No Resource (1) | PV | SUN |  | PHOTOVOLTAIC | 2014-09-05 04:00 | Massachusetts Electric Company | MEC | MA | 021 | SEMA | SEMA |  | 0.085 | 0 | 0 | 0 | 0 | 0
46691 | CORNERSTONE-01057PV3000NM |  | No Resource (1) | PV | SUN |  | PHOTOVOLTAIC | 2014-09-12 04:00 | Massachusetts Electric Company | MEC | MA | 013 | WMA | WCMA |  | 3 | 0 | 1.541 | 0 | 1.541 | 0.03
46717 | EAST BAY-02915PV70NM |  | No Resource (1) | PV | SUN |  | PHOTOVOLTAIC | 2014-09-19 04:00 | The Narragansett Electric Company | NEC | RI | 007 | RI | RI |  | 0.07 | 0 | 0 | 0 | 0 | 0
46718 | EXTRA SPACE-02151PV144.3NM |  | No Resource (1) | PV | SUN |  | PHOTOVOLTAIC | 2014-09-19 04:00 | Massachusetts Electric Company | MEC | MA | 025 | BOSTON | NEMA |  | 0.144 | 0 | 0 | 0 | 0 | 0
46719 | STONEHILL COLL-02356PV2225QF |  | No Resource (1) | PV | SUN |  | PHOTOVOLTAIC | 2014-09-19 04:00 | Massachusetts Electric Company | MEC | MA | 005 | SEMA | SEMA |  | 2.225 | 0 | 0.824 | 0 | 0.824 | -0.281
46721 | ALL AMERICAN-02852PV250DG |  | No Resource (1) | PV | SUN |  | PHOTOVOLTAIC | 2014-09-24 04:00 | The Narragansett Electric Company | NEC | RI | 009 | RI | RI |  | 0.25 | 0 | 0.132 | 0 | 0.132 | 0.011
46731 | BILLERICA-01821PV4999NM | 38567 | Billerica | PV | SUN |  | PHOTOVOLTAIC | 2014-09-26 04:00 | Massachusetts Electric Company | MEC | MA | 017 | CMA/NEMA | WCMA | 59396 | 4.999 | 0 | 0 | 0 | 0 | -0.967
46732 | PIONEER SOLAR-01453PV495NM |  | No Resource (1) | PV | SUN |  | PHOTOVOLTAIC | 2014-09-26 04:00 | Massachusetts Electric Company | MEC | MA | 027 | WMA | WCMA |  | 0.495 | 0 | 0 | 0 | 0 | 0
46733 | TKS SOLAR-02301PV180NM |  | No Resource (1) | PV | SUN |  | PHOTOVOLTAIC | 2014-09-26 04:00 | Massachusetts Electric Company | MEC | MA | 023 | SEMA | SEMA |  | 0.18 | 0 | 0.073 | 0 | 0.073 | -0.003
46911 | NEXTSUN ENERGY-02896PV850DG |  | No Resource (1) | PV | SUN |  | PHOTOVOLTAIC | 2014-12-04 05:00 | The Narragansett Electric Company | NEC | RI | 007 | RI | RI |  | 0.85 | 0 | 0.451 | 0 | 0.451 | 0.042
46913 | WOONSOCKET-02895PV190DG |  | No Resource (1) | PV | SUN |  | PHOTOVOLTAIC | 2014-12-10 05:00 | The Narragansett Electric Company | NEC | RI | 007 | RI | RI |  | 0.19 | 0 | 0.071 | 0 | 0.071 | -0.003
46914 | BILLERICA-01523PV2499NM |  | No Resource (1) | PV | SUN |  | PHOTOVOLTAIC | 2014-12-15 05:00 | Massachusetts Electric Company | MEC | MA | 027 | CMA/NEMA | WCMA |  | 2.499 | 0 | 1.26 | 0 | 1.26 | 0.188
46915 | NEXAMP-01844PV2000NM |  | No Resource (1) | PV | SUN |  | PHOTOVOLTAIC | 2014-12-12 05:00 | Massachusetts Electric Company | MEC | MA | 009 | BOSTON | NEMA |  | 2 | 0 | 1.068 | 0 | 1.068 | 0.096
46916 | PHILLIPS-01810PV495NM |  | No Resource (1) | PV | SUN |  | PHOTOVOLTAIC | 2014-12-12 05:00 | Massachusetts Electric Company | MEC | MA | 009 | CMA/NEMA | WCMA |  | 0.495 | 0 | 0 | 0 | 0 | 0
46917 | NEWPORT VINEYARDS-02882PV50DG |  | No Resource (1) | PV | SUN |  | PHOTOVOLTAIC | 2014-12-15 05:00 | The Narragansett Electric Company | NEC | RI | 005 | SEMA | RI |  | 0.05 | 0 | 0.018 | 0 | 0.018 | -0.001
46918 | TOWN OF WESTFORD-01452PV2800NM | 38480 | Hubbardston SE | PV | SUN |  | PHOTOVOLTAIC | 2014-12-17 05:00 | Massachusetts Electric Company | MEC | MA | 027 | CMA/NEMA | WCMA |  | 2.8 | 0 | 0 | 0 | 0 | 0
46924 | BILLERICA-01523PV2500NM |  | No Resource (1) | PV | SUN |  | PHOTOVOLTAIC | 2014-12-15 05:00 | Massachusetts Electric Company | MEC | MA | 027 | CMA/NEMA | WCMA |  | 2.5 | 0 | 1.233 | 0 | 1.233 | 0.113
46925 | GLC-MA SOLAR-01440PV1980NM |  | No Resource (1) | PV | SUN |  | PHOTOVOLTAIC | 2014-12-17 05:00 | Massachusetts Electric Company | MEC | MA | 027 | CMA/NEMA | WCMA |  | 1.98 | 0 | 1.147 | 0 | 1.147 | 0.042
46926 | STILLWATER-02917PV56DG |  | No Resource (1) | PV | SUN |  | PHOTOVOLTAIC | 2014-12-17 05:00 | The Narragansett Electric Company | NEC | RI | 007 | RI | RI |  | 0.056 | 0 | 0.021 | 0 | 0.021 | 0
46947 | AMERIPRIDE-01607PV225NM |  | No Resource (1) | PV | SUN |  | PHOTOVOLTAIC | 2015-01-12 05:00 | Massachusetts Electric Company | MEC | MA | 027 | CMA/NEMA | WCMA |  | 0.225 | 0 | 0 | 0 | 0 | 0
46948 | MILFORD IND-01757PV170NM |  | No Resource (1) | PV | SUN |  | PHOTOVOLTAIC | 2015-01-12 05:00 | Massachusetts Electric Company | MEC | MA | 027 | RI | SEMA |  | 0.17 | 0 | 0.092 | 0 | 0.092 | -0.002
46949 | NEW SALEM-01452PV675NM |  | No Resource (1) | PV | SUN |  | PHOTOVOLTAIC | 2015-01-12 05:00 | Massachusetts Electric Company | MEC | MA | 027 | WMA | WCMA |  | 0.675 | 0 | 0.367 | 0 | 0.367 | 0.065
46951 | OAKFIELD WIND |  | No Resource (1) | WT | WND |  | WIND TURBINE | 2015-10-29 04:00 | Evergreen Wind Power II, LLC | EWP2 | ME | 003 | BHE | ME | 57002 | 140.6 | 36.788 | 19.512 | 36.788 | 19.512 | 12.112
46952 | TOWN OF WENDELL-01876PV260NM |  | No Resource (1) | PV | SUN |  | PHOTOVOLTAIC | 2015-01-16 05:00 | Massachusetts Electric Company | MEC | MA | 017 | CMA/NEMA | WCMA |  | 0.26 | 0 | 0.118 | 0 | 0.118 | -0.004
46953 | MACHINE INC-02072PV75NM |  | No Resource (1) | PV | SUN |  | PHOTOVOLTAIC | 2015-01-16 05:00 | Massachusetts Electric Company | MEC | MA | 021 | SEMA | SEMA |  | 0.075 | 0 | 0 | 0 | 0 | 0
46954 | PROTECTOWIRE-02359PV70NM |  | No Resource (1) | PV | SUN |  | PHOTOVOLTAIC | 2015-01-16 05:00 | Massachusetts Electric Company | MEC | MA | 023 | SEMA | SEMA |  | 0.07 | 0 | 0 | 0 | 0 | 0
46955 | MASS FISHERIES-01581PV251NM |  | No Resource (1) | PV | SUN |  | PHOTOVOLTAIC | 2015-01-20 05:00 | Massachusetts Electric Company | MEC | MA | 027 | CMA/NEMA | WCMA |  | 0.251 | 0 | 0.065 | 0 | 0.065 | 0.007
46982 | GLOBAL LIQUORS-02720PV85NM |  | No Resource (1) | PV | SUN |  | PHOTOVOLTAIC | 2015-01-28 05:00 | Massachusetts Electric Company | MEC | MA | 005 | SEMA | SEMA |  | 0.085 | 0 | 0.014 | 0 | 0.014 | -0.003
46984 | FIVEMILE RIVER1-01503PV750NM | 38533 | Berlin 1 | PV | SUN |  | PHOTOVOLTAIC | 2015-01-29 05:00 | Massachusetts Electric Company | MEC | MA | 027 | CMA/NEMA | WCMA |  | 0.75 | 0 | 0.3 | 0 | 0.3 | -0.069
46985 | FIVEMILE RIVER2-01503PV750NM | 38555 | Berlin 2 | PV | SUN |  | PHOTOVOLTAIC | 2015-01-29 05:00 | Massachusetts Electric Company | MEC | MA | 027 | CMA/NEMA | WCMA |  | 0.75 | 0 | 0.368 | 0 | 0.368 | 0.029
46986 | FIVEMILE RIVER3-01503PV750NM | 38556 | Berlin 3 | PV | SUN |  | PHOTOVOLTAIC | 2015-01-29 05:00 | Massachusetts Electric Company | MEC | MA | 027 | CMA/NEMA | WCMA |  | 0.75 | 0 | 0.375 | 0 | 0.375 | 0.044
46987 | FIVEMILE RIVER4-01503PV750NM | 38559 | Berlin 4 | PV | SUN |  | PHOTOVOLTAIC | 2015-01-29 05:00 | Massachusetts Electric Company | MEC | MA | 027 | CMA/NEMA | WCMA |  | 0.75 | 0 | 0.407 | 0 | 0.407 | 0.044
46992 | RIN LOGISTICS-02720PV1500NM |  | No Resource (1) | PV | SUN |  | PHOTOVOLTAIC | 2015-02-02 05:00 | Massachusetts Electric Company | MEC | MA | 005 | SEMA | SEMA |  | 1.5 | 0 | 0.678 | 0 | 0.678 | 0.248
46993 | PARAGON HOLDINGS-01740PV995NM |  | No Resource (1) | PV | SUN |  | PHOTOVOLTAIC | 2015-02-02 05:00 | Massachusetts Electric Company | MEC | MA | 027 | CMA/NEMA | WCMA |  | 0.995 | 0 | 0 | 0 | 0 | 0
46997 | BOLTONVILLE HYDRO |  | No Resource (1) | HDR | WAT |  | HYDRO (DAILY CYCLE - RUN OF RIVER) | 2015-02-01 05:00 | Green Mountain Power Corporation | GMP | VT | 017 | VT | VT |  | 1.318 | 0.632 | 0.167 | 0.632 | 0.167 | -0.258
46998 | STEERE ELECTRIC-02814PV72DG |  | No Resource (1) | PV | SUN |  | PHOTOVOLTAIC | 2015-02-02 05:00 | The Narragansett Electric Company | NEC | RI | 007 | RI | RI |  | 0.072 | 0 | 0.038 | 0 | 0.038 | -0.002
47002 | ONE KENWOOD-02038PV266NM |  | No Resource (1) | PV | SUN |  | PHOTOVOLTAIC | 2015-02-10 05:00 | Massachusetts Electric Company | MEC | MA | 021 | RI | SEMA |  | 0.266 | 0 | 0.129 | 0 | 0.129 | -0.006
47003 | S SHORE MILLWORK-02766PV648NM |  | No Resource (1) | PV | SUN |  | PHOTOVOLTAIC | 2015-02-10 05:00 | Massachusetts Electric Company | MEC | MA | 005 | RI | SEMA |  | 0.648 | 0 | 0.108 | 0 | 0.108 | 0.038
47004 | IRON MOUNTAIN-01532PV760NM |  | No Resource (1) | PV | SUN |  | PHOTOVOLTAIC | 2015-02-10 05:00 | Massachusetts Electric Company | MEC | MA | 027 | CMA/NEMA | WCMA |  | 0.76 | 0 | 0 | 0 | 0 | 0
47007 | FRANKLIN FORD-02038PV140NM |  | No Resource (1) | PV | SUN |  | PHOTOVOLTAIC | 2015-02-12 05:00 | Massachusetts Electric Company | MEC | MA | 021 | RI | SEMA |  | 0.14 | 0 | 0.016 | 0 | 0.016 | -0.004
47008 | MCGEE TOYOTA-02339PV85NM |  | No Resource (1) | PV | SUN |  | PHOTOVOLTAIC | 2015-02-12 05:00 | Massachusetts Electric Company | MEC | MA | 023 | RI | SEMA |  | 0.085 | 0 | 0 | 0 | 0 | 0
47020 | NEXAMP-02898PV499DG |  | No Resource (1) | PV | SUN |  | PHOTOVOLTAIC | 2015-02-19 05:00 | The Narragansett Electric Company | NEC | RI | 009 | RI | RI |  | 0.499 | 0 | 0.223 | 0 | 0.223 | 0.005
47032 | ABINGTON TARGET-02351PV418NM |  | No Resource (1) | PV | SUN |  | PHOTOVOLTAIC | 2015-02-27 05:00 | Massachusetts Electric Company | MEC | MA | 023 | SEMA | SEMA |  | 0.418 | 0 | 0 | 0 | 0 | 0
47033 | HANOVER TARGET-02339PV441NM |  | No Resource (1) | PV | SUN |  | PHOTOVOLTAIC | 2015-02-27 05:00 | Massachusetts Electric Company | MEC | MA | 023 | RI | SEMA |  | 0.441 | 0 | 0 | 0 | 0 | 0
47034 | MARLBORO TARGET-01752PV441NM |  | No Resource (1) | PV | SUN |  | PHOTOVOLTAIC | 2015-02-27 05:00 | Massachusetts Electric Company | MEC | MA | 017 | CMA/NEMA | WCMA |  | 0.441 | 0 | 0 | 0 | 0 | 0
47035 | MILFORD TARGET-01757PV302NM |  | No Resource (1) | PV | SUN |  | PHOTOVOLTAIC | 2015-03-02 05:00 | Massachusetts Electric Company | MEC | MA | 027 | RI | SEMA |  | 0.302 | 0 | 0 | 0 | 0 | 0
47036 | NORTHBORO WALMART-01532PV368NM |  | No Resource (1) | PV | SUN |  | PHOTOVOLTAIC | 2015-03-02 05:00 | Massachusetts Electric Company | MEC | MA | 027 | CMA/NEMA | WCMA |  | 0.368 | 0 | 0 | 0 | 0 | 0
47037 | LYNN WALMART-01905PV232NM |  | No Resource (1) | PV | SUN |  | PHOTOVOLTAIC | 2015-03-02 05:00 | Massachusetts Electric Company | MEC | MA | 009 | BOSTON | NEMA |  | 0.232 | 0 | 0 | 0 | 0 | 0
47046 | BOOTHBAY ENERGY STORAGE |  | No Resource (1) | ES | MWH |  | ENERGY STORAGE | 2015-03-09 04:00 | Convergent Energy and Power LLC | CONV | ME | 015 | ME | ME |  | 0.5 | 0 | 0 | 0 | 0 | 0
47060 | HANNAFORD FOOD-01535PV120NM |  | No Resource (1) | PV | SUN |  | PHOTOVOLTAIC | 2015-03-18 04:00 | Massachusetts Electric Company | MEC | MA | 027 | WMA | WCMA |  | 0.12 | 0 | 0 | 0 | 0 | 0
47061 | WHITTIER FARMS-01590PV114NM |  | No Resource (1) | PV | SUN |  | PHOTOVOLTAIC | 2015-03-18 04:00 | Massachusetts Electric Company | MEC | MA | 027 | CMA/NEMA | WCMA |  | 0.114 | 0 | 0.02 | 0 | 0.02 | -0.041
47062 | EASTERN BANK-01901PV100NM |  | No Resource (1) | PV | SUN |  | PHOTOVOLTAIC | 2015-03-18 04:00 | Massachusetts Electric Company | MEC | MA | 009 | BOSTON | NEMA |  | 0.1 | 0 | 0 | 0 | 0 | 0
47063 | SWISS TURN-01540PV100NM |  | No Resource (1) | PV | SUN |  | PHOTOVOLTAIC | 2015-03-20 04:00 | Massachusetts Electric Company | MEC | MA | 027 | WMA | WCMA |  | 0.1 | 0 | 0 | 0 | 0 | 0
47064 | 1ST CONGREGATION-02176PV90NM |  | No Resource (1) | PV | SUN |  | PHOTOVOLTAIC | 2015-03-20 04:00 | Massachusetts Electric Company | MEC | MA | 017 | BOSTON | NEMA |  | 0.09 | 0 | 0.026 | 0 | 0.026 | -0.001
47065 | 210 UPHAM (PV) |  | No Resource (1) | PV | SUN |  | PHOTOVOLTAIC | 2015-03-19 04:00 | Fitchburg Gas & Electric Light Company | FGE | MA | 027 | WMA | WCMA |  | 0.072 | 0 | 0.04 | 0 | 0.04 | 0.011
47066 | S.D. WARREN SACCARAPPA HYDRO |  | No Resource (1) | HDR | WAT |  | HYDRO (DAILY CYCLE - RUN OF RIVER) | 2015-03-20 04:00 | NextEra Energy Power Marketing, LLC | FPLP | ME | 005 | SME | ME |  | 1.35 | 0.443 | 0.319 | 0.443 | 0.319 | -0.072
47092 | 3 VENUS WAY-02703PV750NM |  | No Resource (1) | PV | SUN |  | PHOTOVOLTAIC | 2015-04-21 04:00 | Massachusetts Electric Company | MEC | MA | 005 | RI | SEMA |  | 0.75 | 0 | 0.127 | 0 | 0.127 | -0.027
47093 | SWANSEA MALL-02777PV499NM |  | No Resource (1) | PV | SUN |  | PHOTOVOLTAIC | 2015-04-21 04:00 | Massachusetts Electric Company | MEC | MA | 005 | RI | SEMA |  | 0.499 | 0 | 0.091 | 0 | 0.091 | -0.011
47094 | MACY'S SAUGUS-01906PV278NM |  | No Resource (1) | PV | SUN |  | PHOTOVOLTAIC | 2015-04-21 04:00 | Massachusetts Electric Company | MEC | MA | 009 | BOSTON | NEMA |  | 0.278 | 0 | 0 | 0 | 0 | 0
47095 | MILFORD IND PLAZA-01757PV170NM |  | No Resource (1) | PV | SUN |  | PHOTOVOLTAIC | 2015-04-23 04:00 | Massachusetts Electric Company | MEC | MA | 027 | RI | SEMA |  | 0.17 | 0 | 0.09 | 0 | 0.09 | -0.005
47096 | JENIKE AND JO-01879PV150NM |  | No Resource (1) | PV | SUN |  | PHOTOVOLTAIC | 2015-04-23 04:00 | Massachusetts Electric Company | MEC | MA | 017 | CMA/NEMA | WCMA |  | 0.15 | 0 | 0.017 | 0 | 0.017 | 0.002
47097 | PREFERRED FREEZER-02322PV990NM |  | No Resource (1) | PV | SUN |  | PHOTOVOLTAIC | 2015-04-24 04:00 | Massachusetts Electric Company | MEC | MA | 021 | SEMA | SEMA |  | 0.99 | 0 | 0.051 | 0 | 0.051 | -0.015
47125 | BOW STREET HYDRO |  | No Resource (1) | HDR | WAT |  | HYDRO (DAILY CYCLE - RUN OF RIVER) | 2015-05-01 04:00 | Massachusetts Municipal Wholesale Electric Company | MMWEC | NH | 013 | NH | NH |  | 0.236 | 0.081 | 0.095 | 0.081 | 0.095 | 0.095
47126 | CITY OF QUINCY-02171PV132NM |  | No Resource (1) | PV | SUN |  | PHOTOVOLTAIC | 2015-04-29 04:00 | Massachusetts Electric Company | MEC | MA | 021 | SEMA | SEMA |  | 0.132 | 0 | 0.032 | 0 | 0.032 | 0.032
47127 | CITY OF QUINCY-02169PV144NM |  | No Resource (1) | PV | SUN |  | PHOTOVOLTAIC | 2015-04-29 04:00 | Massachusetts Electric Company | MEC | MA | 021 | SEMA | SEMA |  | 0.144 | 0 | 0.036 | 0 | 0.036 | 0.036
47128 | CITY OF QUINCY-02170PV195NM |  | No Resource (1) | PV | SUN |  | PHOTOVOLTAIC | 2015-04-29 04:00 | Massachusetts Electric Company | MEC | MA | 021 | SEMA | SEMA |  | 0.195 | 0 | 0 | 0 | 0 | 0
47129 | CITY OF QUINCY-02169PV129NM |  | No Resource (1) | PV | SUN |  | PHOTOVOLTAIC | 2015-05-01 04:00 | Massachusetts Electric Company | MEC | MA | 021 | SEMA | SEMA |  | 0.129 | 0 | 0 | 0 | 0 | 0
47210 | LEICESTER ONE-01524PV4883NM |  | No Resource (1) | PV | SUN |  | PHOTOVOLTAIC | 2015-05-21 04:00 | Massachusetts Electric Company | MEC | MA | 027 | WMA | WCMA | 58282 | 4.883 | 0 | 2.508 | 0 | 2.508 | 0.277
47211 | SYNCARPHA-01453PV2000NM |  | No Resource (1) | PV | SUN |  | PHOTOVOLTAIC | 2015-05-21 04:00 | Massachusetts Electric Company | MEC | MA | 027 | CMA/NEMA | WCMA | 60073 | 2 | 0 | 0.918 | 0 | 0.918 | -0.136
47263 | WARILA-01523PV150NM |  | No Resource (1) | PV | SUN |  | PHOTOVOLTAIC | 2015-06-15 04:00 | Massachusetts Electric Company | MEC | MA | 027 | CMA/NEMA | WCMA |  | 0.15 | 0 | 0.05 | 0 | 0.05 | 0.008
47264 | MERRIMACK REALITY-01830PV100NM |  | No Resource (1) | PV | SUN |  | PHOTOVOLTAIC | 2015-06-15 04:00 | Massachusetts Electric Company | MEC | MA | 009 | BOSTON | NEMA |  | 0.1 | 0 | 0.016 | 0 | 0.016 | 0.002
47265 | LMP FRANKLIN-02038PV490NM |  | No Resource (1) | PV | SUN |  | PHOTOVOLTAIC | 2015-06-15 04:00 | Massachusetts Electric Company | MEC | MA | 021 | RI | SEMA |  | 0.49 | 0 | 0.208 | 0 | 0.208 | -0.012
47266 | EAST COASTWELDING-01950PV100NM |  | No Resource (1) | PV | SUN |  | PHOTOVOLTAIC | 2015-06-24 04:00 | Massachusetts Electric Company | MEC | MA | 009 | BOSTON | NEMA |  | 0.1 | 0 | 0 | 0 | 0 | 0
47267 | BLACKMARBLEMOTOR-02151PV241NM |  | No Resource (1) | PV | SUN |  | PHOTOVOLTAIC | 2015-06-24 04:00 | Massachusetts Electric Company | MEC | MA | 025 | BOSTON | NEMA |  | 0.241 | 0 | 0 | 0 | 0 | 0
47281 | SWANSEA MALL-02777PV260QF |  | No Resource (1) | PV | SUN |  | PHOTOVOLTAIC | 2015-06-19 04:00 | Massachusetts Electric Company | MEC | MA | 005 | RI | SEMA |  | 0.26 | 0 | 0.223 | 0 | 0.223 | 0.023
47282 | CITY OF QUINCY-02171PV225NM |  | No Resource (1) | PV | SUN |  | PHOTOVOLTAIC | 2015-06-22 04:00 | Massachusetts Electric Company | MEC | MA | 021 | SEMA | SEMA |  | 0.225 | 0 | 0 | 0 | 0 | 0
47283 | NATIONAL MARKER-02896PV186NM |  | No Resource (1) | PV | SUN |  | PHOTOVOLTAIC | 2015-06-22 04:00 | The Narragansett Electric Company | NEC | RI | 007 | RI | RI |  | 0.186 | 0 | 0 | 0 | 0 | 0
47284 | LARRY LUNDIN-02333PV180NM |  | No Resource (1) | PV | SUN |  | PHOTOVOLTAIC | 2015-06-22 04:00 | Massachusetts Electric Company | MEC | MA | 023 | SEMA | SEMA |  | 0.18 | 0 | 0.062 | 0 | 0.062 | 0.001
47285 | LARSON TOOL-02703PV131NM |  | No Resource (1) | PV | SUN |  | PHOTOVOLTAIC | 2015-06-24 04:00 | Massachusetts Electric Company | MEC | MA | 005 | RI | SEMA |  | 0.131 | 0 | 0 | 0 | 0 | 0
47311 | PETERBOROUGH WWTF PV |  | No Resource (1) | PV | SUN |  | PHOTOVOLTAIC | 2015-07-24 04:00 | Public Service Company of New Hampshire | PSNH | NH | 011 | NH | NH |  | 0.75 | 0 | 0.333 | 0 | 0.333 | 0.333
47312 | SKATE 3-01879PV491NM |  | No Resource (1) | PV | SUN |  | PHOTOVOLTAIC | 2015-07-15 04:00 | Massachusetts Electric Company | MEC | MA | 017 | CMA/NEMA | WCMA |  | 0.491 | 0 | 0 | 0 | 0 | 0
47313 | MACYS MARLBORO-01752PV371NM |  | No Resource (1) | PV | SUN |  | PHOTOVOLTAIC | 2015-07-15 04:00 | Massachusetts Electric Company | MEC | MA | 017 | CMA/NEMA | WCMA |  | 0.371 | 0 | 0 | 0 | 0 | 0
47357 | JOHNSTON SOLAR-02919PV1375DG |  | No Resource (1) | PV | SUN |  | PHOTOVOLTAIC | 2015-07-21 04:00 | The Narragansett Electric Company | NEC | RI | 007 | RI | RI |  | 1.375 | 0 | 0.249 | 0 | 0.249 | -0.287
47364 | HA MA SOLAR-01222PV999NM |  | No Resource (1) | PV | SUN |  | PHOTOVOLTAIC | 2015-07-22 04:00 | Massachusetts Electric Company | MEC | MA | 003 | WMA | WCMA |  | 0.999 | 0 | 0.57 | 0 | 0.57 | 0.009
47365 | WILLIAMS COLLEGE-01267PV414NM |  | No Resource (1) | PV | SUN |  | PHOTOVOLTAIC | 2015-07-22 04:00 | Massachusetts Electric Company | MEC | MA | 003 | WMA | WCMA |  | 0.414 | 0 | 0.197 | 0 | 0.197 | 0.027
47366 | COMERFORD 1 | 380 | COMERFORD | HW | WAT |  | HYDRO (WEEKLY CYCLE) | 1930-01-01 05:00 | TransCanada Hydro Northeast Inc | TCHN | NH | 009 | NH | NH | 2349 | 35.1 | 21.654 | 21.4 | 21.654 | 21.604 | 0
47367 | COMERFORD 2 | 380 | COMERFORD | HW | WAT |  | HYDRO (WEEKLY CYCLE) | 1930-01-01 05:00 | TransCanada Hydro Northeast Inc | TCHN | NH | 009 | NH | NH | 2349 | 48.6 | 48.485 | 48.245 | 48.819 | 48.245 | 0
47368 | COMERFORD 3 | 380 | COMERFORD | HW | WAT |  | HYDRO (WEEKLY CYCLE) | 1930-01-01 05:00 | TransCanada Hydro Northeast Inc | TCHN | NH | 009 | NH | NH | 2349 | 48.6 | 48.515 | 48.245 | 48.819 | 48.245 | 0
47369 | COMERFORD 4 | 380 | COMERFORD | HW | WAT |  | HYDRO (WEEKLY CYCLE) | 1930-01-01 05:00 | TransCanada Hydro Northeast Inc | TCHN | NH | 009 | NH | NH | 2349 | 48.6 | 48.819 | 48.245 | 48.819 | 48.245 | 0
47370 | MOORE 1 | 496 | MOORE | HW | WAT |  | HYDRO (WEEKLY CYCLE) | 1956-01-01 05:00 | TransCanada Hydro Northeast Inc | TCHN | NH | 009 | NH | NH | 2351 / 1-4 | 47.7 | 47.793 | 47.258 | 47.728 | 47.258 | 0
47371 | MOORE 2 | 496 | MOORE | HW | WAT |  | HYDRO (WEEKLY CYCLE) | 1956-01-01 05:00 | TransCanada Hydro Northeast Inc | TCHN | NH | 009 | NH | NH | 2351 / 1-4 | 47.7 | 47.794 | 47.258 | 47.728 | 47.258 | 0
47372 | MOORE 3 | 496 | MOORE | HW | WAT |  | HYDRO (WEEKLY CYCLE) | 1956-01-01 05:00 | TransCanada Hydro Northeast Inc | TCHN | NH | 009 | NH | NH | 2351 / 1-4 | 47.7 | 47.794 | 47.258 | 47.728 | 47.258 | 0
47373 | MOORE 4 | 496 | MOORE | HW | WAT |  | HYDRO (WEEKLY CYCLE) | 1956-01-01 05:00 | TransCanada Hydro Northeast Inc | TCHN | NH | 009 | NH | NH | 2351 / 1-4 | 47.7 | 47.794 | 47.258 | 47.729 | 47.258 | 0
47374 | NEW BEDFORD RED AUTH #2283 | 38374 | Plymouth | PV | SUN |  | PHOTOVOLTAIC | 2015-08-04 04:00 | NSTAR Electric Company | NSTAR | MA | 023 | SEMA | SEMA | 59780 | 4.26 | 0 | 2.546 | 0 | 2.546 | 0.488
47377 | BLUEWAVE - MATTAPOISETT 2260 |  | No Resource (1) | PV | SUN |  | PHOTOVOLTAIC | 2015-08-07 04:00 | NSTAR Electric Company | NSTAR | MA | 023 | SEMA | SEMA |  | 0.75 | 0 | 0.388 | 0 | 0.388 | 0.022
47378 | BLUEWAVE - MATTAPOISETT 2261 | 38530 | Mattapoisett 2 | PV | SUN |  | PHOTOVOLTAIC | 2015-08-07 04:00 | NSTAR Electric Company | NSTAR | MA | 023 | SEMA | SEMA |  | 0.75 | 0 | 0.342 | 0 | 0.342 | -0.031
47379 | GARDNER WALMART-01440PV278NM |  | No Resource (1) | PV | SUN |  | PHOTOVOLTAIC | 2015-08-11 04:00 | Massachusetts Electric Company | MEC | MA | 027 | CMA/NEMA | WCMA |  | 0.278 | 0 | 0 | 0 | 0 | 0
47390 | BUCKSPORT 3-5 | 1288 | BUCKSPORT ENERGY 4 | CC | NG | DFO | GAS/OIL COMBINED CYCLE | 2001-01-01 05:00 | Bucksport Generation LLC | BKSG | ME | 009 | BHE | ME | 50243 | 282.744 | 219.432 | 164.33 | 219.432 | 164.33 | -27.7
47391 | CHELMSFORD DPW-01824PV335NM |  | No Resource (1) | PV | SUN |  | PHOTOVOLTAIC | 2015-08-25 04:00 | Massachusetts Electric Company | MEC | MA | 017 | CMA/NEMA | WCMA |  | 0.335 | 0 | 0.17 | 0 | 0.17 | 0.018
47392 | MCCARTHY SCHOOL-01824PV300NM |  | No Resource (1) | PV | SUN |  | PHOTOVOLTAIC | 2015-08-25 04:00 | Massachusetts Electric Company | MEC | MA | 017 | CMA/NEMA | WCMA |  | 0.3 | 0 | 0.13 | 0 | 0.13 | 0.13
47393 | HARRINGTON SCHOOL-01824PV295NM |  | No Resource (1) | PV | SUN |  | PHOTOVOLTAIC | 2015-08-27 04:00 | Massachusetts Electric Company | MEC | MA | 017 | CMA/NEMA | WCMA |  | 0.295 | 0 | 0.136 | 0 | 0.136 | 0.021
47397 | NM-ALNASCO |  | No Resource (1) | PV | SUN |  | PHOTOVOLTAIC | 2015-08-24 04:00 | Western Massachusetts Electric Company | WMECO | MA | 003 | WMA | WCMA |  | 0.3 | 0 | 0.065 | 0 | 0.065 | -0.007
47398 | NM-BGREEN ENERGY |  | No Resource (1) | IC | LFG |  | BIO/REFUSE | 2015-08-24 04:00 | Western Massachusetts Electric Company | WMECO | MA | 015 | WMA | WCMA |  | 0.3 | 0.232 | 0.218 | 0.232 | 0.218 | -0.01
47399 | NM-BWC ORIGINATION |  | No Resource (1) | PV | SUN |  | PHOTOVOLTAIC | 2015-08-24 04:00 | Western Massachusetts Electric Company | WMECO | MA | 015 | WMA | WCMA |  | 0.833 | 0 | 0.247 | 0 | 0.247 | 0.003
47400 | NM-CENTER FOR ECOLOGICAL TECH |  | No Resource (1) | PV | SUN |  | PHOTOVOLTAIC | 2015-08-24 04:00 | Western Massachusetts Electric Company | WMECO | MA | 013 | WMA | WCMA |  | 0.142 | 0 | 0.026 | 0 | 0.026 | 0.003
47401 | NM-C F FARMS |  | No Resource (1) | PV | SUN |  | PHOTOVOLTAIC | 2015-08-24 04:00 | Western Massachusetts Electric Company | WMECO | MA | 015 | WMA | WCMA |  | 0.175 | 0 | 0 | 0 | 0 | 0
47402 | NM-CLARKS COVAIR PARTS |  | No Resource (1) | PV | SUN |  | PHOTOVOLTAIC | 2015-08-24 04:00 | Western Massachusetts Electric Company | WMECO | MA | 011 | WMA | WCMA |  | 0.082 | 0 | 0.019 | 0 | 0.019 | -0.003
47403 | NM-COWLS BUILDING SUPPLY |  | No Resource (1) | PV | SUN |  | PHOTOVOLTAIC | 2015-08-24 04:00 | Western Massachusetts Electric Company | WMECO | MA | 015 | WMA | WCMA |  | 0.1 | 0 | 0.036 | 0 | 0.036 | 0.005
47404 | NM-FRANKLIN REGIONAL |  | No Resource (1) | PV | SUN |  | PHOTOVOLTAIC | 2015-08-24 04:00 | Western Massachusetts Electric Company | WMECO | MA | 011 | WMA | WCMA |  | 0.1 | 0 | 0.014 | 0 | 0.014 | 0.006
47405 | NM-FW WEBB |  | No Resource (1) | PV | SUN |  | PHOTOVOLTAIC | 2015-08-24 04:00 | Western Massachusetts Electric Company | WMECO | MA | 013 | WMA | WCMA |  | 0.266 | 0 | 0.062 | 0 | 0.062 | 0.03
47406 | NM-GUIDO QUALITY FOODS |  | No Resource (1) | PV | SUN |  | PHOTOVOLTAIC | 2015-08-24 04:00 | Western Massachusetts Electric Company | WMECO | MA | 003 | WMA | WCMA |  | 0.168 | 0 | 0.027 | 0 | 0.027 | 0.002
47407 | NM-LYNN EDWARDS |  | No Resource (1) | PV | SUN |  | PHOTOVOLTAIC | 2015-08-24 04:00 | Western Massachusetts Electric Company | WMECO | MA | 015 | WMA | WCMA |  | 0.095 | 0 | 0.039 | 0 | 0.039 | 0.034
47408 | NM-LYON AVIATION |  | No Resource (1) | PV | SUN |  | PHOTOVOLTAIC | 2015-08-24 04:00 | Western Massachusetts Electric Company | WMECO | MA | 003 | WMA | WCMA |  | 0.1 | 0 | 0.037 | 0 | 0.037 | 0.002
47409 | NM-PITTSFIELD RYE |  | No Resource (1) | PV | SUN |  | PHOTOVOLTAIC | 2015-08-24 04:00 | Western Massachusetts Electric Company | WMECO | MA | 003 | WMA | WCMA |  | 0.499 | 0 | 0.056 | 0 | 0.056 | -0.034
47410 | CHELMSFORD HIGH-01824PV225NM |  | No Resource (1) | PV | SUN |  | PHOTOVOLTAIC | 2015-08-27 04:00 | Massachusetts Electric Company | MEC | MA | 017 | CMA/NEMA | WCMA |  | 0.225 | 0 | 0.117 | 0 | 0.117 | 0.015
47411 | PARKER SCHOOL-01824PV225NM |  | No Resource (1) | PV | SUN |  | PHOTOVOLTAIC | 2015-08-27 04:00 | Massachusetts Electric Company | MEC | MA | 017 | CMA/NEMA | WCMA |  | 0.225 | 0 | 0.097 | 0 | 0.097 | 0.011
47412 | BYAM SCHOOL-01824-PV225NM |  | No Resource (1) | PV | SUN |  | PHOTOVOLTAIC | 2015-09-01 04:00 | Massachusetts Electric Company | MEC | MA | 017 | CMA/NEMA | WCMA |  | 0.225 | 0 | 0.103 | 0 | 0.103 | 0.102
47413 | SOUTH ROW SCHOOL-01824PV150NM |  | No Resource (1) | PV | SUN |  | PHOTOVOLTAIC | 2015-09-01 04:00 | Massachusetts Electric Company | MEC | MA | 017 | CMA/NEMA | WCMA |  | 0.15 | 0 | 0.084 | 0 | 0.084 | 0.01
47414 | WESTLAND SCHOOL-01824PV100NM |  | No Resource (1) | PV | SUN |  | PHOTOVOLTAIC | 2015-09-01 04:00 | Massachusetts Electric Company | MEC | MA | 017 | CMA/NEMA | WCMA |  | 0.1 | 0 | 0.049 | 0 | 0.049 | 0.006
47415 | CENTER SCHOOL-01824PV75NM |  | No Resource (1) | PV | SUN |  | PHOTOVOLTAIC | 2015-09-03 04:00 | Massachusetts Electric Company | MEC | MA | 017 | CMA/NEMA | WCMA |  | 0.75 | 0 | 0.038 | 0 | 0.038 | -0.262
47419 | NM-TOWN OF WEST SPRINGFIELD |  | No Resource (1) | PV | SUN |  | PHOTOVOLTAIC | 2015-08-24 04:00 | Western Massachusetts Electric Company | WMECO | MA | 013 | WMA | WCMA |  | 3.3 | 0 | 2.109 | 0 | 2.109 | 0.134
47420 | NM-TOWN OF LONGMEADOW |  | No Resource (1) | PV | SUN |  | PHOTOVOLTAIC | 2015-08-24 04:00 | Western Massachusetts Electric Company | WMECO | MA | 013 | WMA | WCMA |  | 3.34 | 0 | 1.799 | 0 | 1.799 | 0.231
47421 | NM-TOWN OF ASHFIELD |  | No Resource (1) | PV | SUN |  | PHOTOVOLTAIC | 2015-08-24 04:00 | Western Massachusetts Electric Company | WMECO | MA | 015 | WMA | WCMA |  | 2.5 | 0 | 1.296 | 0 | 1.296 | 0.067
47422 | NM-UMASS AMHERST |  | No Resource (1) | PV | SUN |  | PHOTOVOLTAIC | 2015-08-24 04:00 | Western Massachusetts Electric Company | WMECO | MA | 011 | WMA | WCMA |  | 2 | 0 | 1.054 | 0 | 1.054 | 0.065
47423 | BRISTOLCOMMCOLL-02720PV2000NM |  | No Resource (1) | PV | SUN |  | PHOTOVOLTAIC | 2015-08-25 04:00 | Massachusetts Electric Company | MEC | MA | 005 | SEMA | SEMA |  | 2 | 0 | 0.133 | 0 | 0.133 | -0.055
47424 | SUN EDISON - SUDBURY 2417 | 38378 | LSRHS | PV | SUN |  | PHOTOVOLTAIC | 2015-09-01 04:00 | NSTAR Electric Company | NSTAR | MA | 017 | BOSTON | NEMA |  | 0.98 | 0 | 0.49 | 0 | 0.49 | 0.048
47443 | HA MA SOLAR-01036PV3500NM |  | No Resource (1) | PV | SUN |  | PHOTOVOLTAIC | 2015-09-23 04:00 | Massachusetts Electric Company | MEC | MA | 013 | WMA | WCMA |  | 3.5 | 0 | 1.977 | 0 | 1.977 | 0.577
47444 | SUN EDISON ORIG3-02769PV3334NM |  | No Resource (1) | PV | SUN |  | PHOTOVOLTAIC | 2015-09-23 04:00 | Massachusetts Electric Company | MEC | MA | 005 | RI | SEMA |  | 3.334 | 0 | 1.566 | 0 | 1.566 | 0.2324
47445 | NORTH ADAMS-01247PV2250NM |  | No Resource (1) | PV | SUN |  | PHOTOVOLTAIC | 2015-09-23 04:00 | Massachusetts Electric Company | MEC | MA | 003 | WMA | WCMA | 60074 | 2.25 | 0 | 1.53 | 0 | 1.53 | 0.63
47446 | BWC 5 MILE RIVER-01519PV2000NM | 38560 | Grafton | PV | SUN |  | PHOTOVOLTAIC | 2015-09-25 04:00 | Massachusetts Electric Company | MEC | MA | 027 | CMA/NEMA | WCMA |  | 2 | 0 | 1.008 | 0 | 1.008 | 0.208
47447 | BWC 5 MILE RIVER-01031PV1890NM |  | No Resource (1) | PV | SUN |  | PHOTOVOLTAIC | 2015-09-25 04:00 | Massachusetts Electric Company | MEC | MA | 027 | WMA | WCMA |  | 1.89 | 0 | 0.956 | 0 | 0.956 | 0.2
47448 | BWC 5 MILE RIVER-01031PV1000NM |  | No Resource (1) | PV | SUN |  | PHOTOVOLTAIC | 2015-09-25 04:00 | Massachusetts Electric Company | MEC | MA | 027 | WMA | WCMA |  | 1 | 0 | 0.505 | 0 | 0.505 | 0.105
47455 | BROCKTON WALMART-02301PV252QF |  | No Resource (1) | PV | SUN |  | PHOTOVOLTAIC | 2015-09-28 04:00 | Massachusetts Electric Company | MEC | MA | 023 | SEMA | SEMA |  | 0.252 | 0 | 0 | 0 | 0 | -0.1008
47477 | TOWN OF WAREHAM 2155 |  | No Resource (1) | PV | SUN |  | PHOTOVOLTAIC | 2015-09-29 04:00 | NSTAR Electric Company | NSTAR | MA | 023 | SEMA | SEMA |  | 4.75 | 0 | 2.818 | 0 | 2.818 | 0.918
47484 | TOWN OF DARTMOUTH 1924 |  | No Resource (1) | PV | SUN |  | PHOTOVOLTAIC | 2015-10-05 04:00 | NSTAR Electric Company | NSTAR | MA | 005 | SEMA | SEMA |  | 2.75 | 0 | 1.413 | 0 | 1.413 | 0.313
47485 | TOWN OF DARTMOUTH 1925 |  | No Resource (1) | PV | SUN |  | PHOTOVOLTAIC | 2015-10-05 04:00 | NSTAR Electric Company | NSTAR | MA | 005 | SEMA | SEMA |  | 4 | 0 | 1.593 | 0 | 1.593 | -0.007
47486 | PLAINVILLE GAMING-02762PV615QF |  | No Resource (1) | PV | SUN |  | PHOTOVOLTAIC | 2015-10-08 04:00 | Massachusetts Electric Company | MEC | MA | 021 | RI | SEMA |  | 0.615 | 0 | 0 | 0 | 0 | -0.246
47487 | N KINGSTOWN SOLAR-02852PV495DG |  | No Resource (1) | PV | SUN |  | PHOTOVOLTAIC | 2015-10-16 04:00 | The Narragansett Electric Company | NEC | RI | 009 | RI | RI |  | 0.495 | 0 | 0.216 | 0 | 0.216 | 0.018
47504 | CVEC EDGARTOWN - 1886 |  | No Resource (1) | PV | SUN |  | PHOTOVOLTAIC | 2015-10-29 04:00 | NSTAR Electric Company | NSTAR | MA | 007 | SEMA | SEMA |  | 1.083 | 0 | 0.504 | 0 | 0.504 | 0.0708
47505 | CVEC EDGARTOWN - 1887 |  | No Resource (1) | PV | SUN |  | PHOTOVOLTAIC | 2015-10-29 04:00 | NSTAR Electric Company | NSTAR | MA | 007 | SEMA | SEMA |  | 1.083 | 0 | 0.4 | 0 | 0.4 | -0.0332
47506 | CVEC HARWICH - 1913 |  | No Resource (1) | PV | SUN |  | PHOTOVOLTAIC | 2015-10-29 04:00 | NSTAR Electric Company | NSTAR | MA | 001 | SEMA | SEMA | 59078 | 4 | 0 | 2.07 | 0 | 2.07 | 0.47
47530 | SEEKONK WALMART-02771PV230QF |  | No Resource (1) | PV | SUN |  | PHOTOVOLTAIC | 2015-11-03 05:00 | Massachusetts Electric Company | MEC | MA | 005 | RI | SEMA |  | 0.23 | 0 | 0 | 0 | 0 | -0.092
47559 | HANNAFORD LUN PV |  | No Resource (1) | PV | SUN |  | PHOTOVOLTAIC | 2015-11-11 05:00 | Fitchburg Gas & Electric Light Company | FGE | MA | 027 | WMA | WCMA |  | 0.17 | 0 | 0 | 0 | 0 | -0.068
47699 | H&V-01472ST3519QF |  | No Resource (1) | ST | NG |  | GAS STEAM | 2015-12-04 05:00 | Massachusetts Electric Company | MEC | MA | 017 | CMA/NEMA | WCMA |  | 3.519 | 0 | 0 | 0 | 0 | -2.583
47703 | WEST ST NOMINEE-01747PV490NM |  | No Resource (1) | PV | SUN |  | PHOTOVOLTAIC | 2015-12-04 05:00 | Massachusetts Electric Company | MEC | MA | 027 | RI | SEMA |  | 0.49 | 0 | 0.204 | 0 | 0.204 | 0.008
47704 | ERVING PAPER-01344ST3519QF |  | No Resource (1) | ST | NG |  | GAS STEAM | 2015-12-07 05:00 | Massachusetts Electric Company | MEC | MA | 011 | WMA | WCMA |  | 3.519 | 0.008 | 0 | 0.008 | 0 | -2.583
47731 | 245 RIVER STREET PLACE LLC |  | No Resource (1) | PV | SUN |  | PHOTOVOLTAIC | 2015-12-14 05:00 | Fitchburg Gas & Electric Light Company | FGE | MA | 027 | WMA | WCMA |  | 0.4 | 0.001 | 0.173 | 0.001 | 0.173 | 0.013
47741 | FUTURE GEN WIND | 38669 | FUTURE GEN WIND | WT | WND |  | WIND TURBINE | 2016-08-16 04:00 | Consolidated Edison Energy, Inc | CEEI | MA | 023 | SEMA | SEMA | 59622 | 7.6 | 0 | 1.388 | 0 | 1.388 | 0.988
47749 | UI RCP BGPT PV |  | No Resource (1) | PV | SUN |  | PHOTOVOLTAIC | 2015-12-17 05:00 | United Illuminating Company, The | UI | CT | 001 | SWCT | CT | 60054 | 2.2 | 0 | 1.197 | 0 | 1.197 | 0.317
47751 | WED COVENTRY 1-6 |  | No Resource (1) | WT | WND |  | WIND TURBINE | 2016-08-31 04:00 | Green Development, LLC | GRDV | RI | 003 | RI | RI |  | 13.875 | 0 | 0 | 0 | 0 | 0
47752 | AMPERSAND BROOKLYN DAM HYDRO |  | No Resource (1) | HDR | WAT |  | HYDRO (DAILY CYCLE - RUN OF RIVER) | 2015-12-18 05:00 | Public Service Company of New Hampshire | PSNH | NH | 007 | NH | NH |  | 0.6 | 0.34 | 0.091 | 0.34 | 0.091 | 0.091
47822 | NECCO GEN | 10308 | NECCO COGENERATION FACILITY | IC | NG |  | GAS INTERNAL COMBUSTION | 2016-06-01 04:00 | New England Confectionery Company, Inc | NECCO | MA | 025 | BOSTON | NEMA | 55999 | 5.6512 | 5.042 | 0 | 4.948 | 0 | 0
47836 | QUABBIN WIRE-01082PV70NM |  | No Resource (1) | PV | SUN |  | PHOTOVOLTAIC | 2015-12-29 05:00 | Massachusetts Electric Company | MEC | MA | 015 | WMA | WCMA |  | 0.07 | 0 | 0 | 0 | 0 | -0.028
47837 | QUABBIN WIRE-01082PV224NM |  | No Resource (1) | PV | SUN |  | PHOTOVOLTAIC | 2015-12-29 05:00 | Massachusetts Electric Company | MEC | MA | 015 | WMA | WCMA |  | 0.224 | 0 | 0 | 0 | 0 | -0.0896
47838 | GOODING FAMILY-02302PV250NM |  | No Resource (1) | PV | SUN |  | PHOTOVOLTAIC | 2015-12-29 05:00 | Massachusetts Electric Company | MEC | MA | 023 | SEMA | SEMA |  | 0.25 | 0 | 0.066 | 0 | 0.066 | -0.034
47926 | NM AMHERST DEVELOPMENT ASSOC |  | No Resource (1) | PV | SUN |  | PHOTOVOLTAIC | 2016-02-01 05:00 | Western Massachusetts Electric Company | WMECO | MA | 015 | WMA | WCMA |  | 0.095 | 0 | 0 | 0 | 0 | -0.038
47927 | NM EASTHAMPTON HS |  | No Resource (1) | PV | SUN |  | PHOTOVOLTAIC | 2016-02-01 05:00 | Western Massachusetts Electric Company | WMECO | MA | 015 | WMA | WCMA |  | 0.083 | 0 | 0 | 0 | 0 | -0.0332
47928 | NM BIG Y LEE MA |  | No Resource (1) | PV | SUN |  | PHOTOVOLTAIC | 2016-02-01 05:00 | Western Massachusetts Electric Company | WMECO | MA | 003 | WMA | WCMA |  | 0.295 | 0 | 0 | 0 | 0 | -0.118
47929 | NM BIG Y SPRINGFIELD MA |  | No Resource (1) | PV | SUN |  | PHOTOVOLTAIC | 2016-02-01 05:00 | Western Massachusetts Electric Company | WMECO | MA | 013 | WMA | WCMA |  | 0.5 | 0 | 0 | 0 | 0 | -0.2
47930 | NM-HONORE LLC |  | No Resource (1) | PV | SUN |  | PHOTOVOLTAIC | 2016-02-01 05:00 | Western Massachusetts Electric Company | WMECO | MA | 013 | WMA | WCMA |  | 0.095 | 0 | 0 | 0 | 0 | -0.038
47931 | NM-BETA FOG NOZZLE |  | No Resource (1) | PV | SUN |  | PHOTOVOLTAIC | 2016-02-01 05:00 | Western Massachusetts Electric Company | WMECO | MA | 011 | WMA | WCMA |  | 0.135 | 0 | 0 | 0 | 0 | -0.054
47932 | NM GIRARD LIMITED |  | No Resource (1) | PV | SUN |  | PHOTOVOLTAIC | 2016-02-01 05:00 | Western Massachusetts Electric Company | WMECO | MA | 013 | WMA | WCMA |  | 0.08 | 0 | 0 | 0 | 0 | -0.032
47933 | NM WALMART SPRINGFIELD MA |  | No Resource (1) | PV | SUN |  | PHOTOVOLTAIC | 2016-02-01 05:00 | Western Massachusetts Electric Company | WMECO | MA | 013 | WMA | WCMA |  | 0.333 | 0 | 0 | 0 | 0 | -0.1332
47934 | NM WINTON CORP |  | No Resource (1) | PV | SUN |  | PHOTOVOLTAIC | 2016-02-01 05:00 | Western Massachusetts Electric Company | WMECO | MA | 013 | WMA | WCMA |  | 0.11 | 0 | 0 | 0 | 0 | -0.044
47950 | NATIONAL GRID 1-01005PV480NM |  | No Resource (1) | PV | SUN |  | PHOTOVOLTAIC | 2016-02-16 05:00 | Massachusetts Electric Company | MEC | MA | 027 | WMA | WCMA |  | 0.48 | 0.03 | 0.261 | 0.03 | 0.261 | 0.069
47951 | NATIONAL GRID 2-01005PV480NM |  | No Resource (1) | PV | SUN |  | PHOTOVOLTAIC | 2016-02-16 05:00 | Massachusetts Electric Company | MEC | MA | 027 | WMA | WCMA |  | 0.48 | 0.032 | 0.303 | 0.032 | 0.303 | 0.111
47952 | NATIONAL GRID 3-01005PV480NM |  | No Resource (1) | PV | SUN |  | PHOTOVOLTAIC | 2016-02-16 05:00 | Massachusetts Electric Company | MEC | MA | 027 | WMA | WCMA |  | 0.48 | 0.025 | 0.137 | 0.025 | 0.137 | -0.055
47953 | NATIONAL GRID 4-01005PV480NM |  | No Resource (1) | PV | SUN |  | PHOTOVOLTAIC | 2016-02-16 05:00 | Massachusetts Electric Company | MEC | MA | 027 | WMA | WCMA |  | 0.48 | 0.02 | 0.051 | 0.02 | 0.051 | -0.141
47954 | WINN SOLAR THREE-01841PV115NM |  | No Resource (1) | PV | SUN |  | PHOTOVOLTAIC | 2016-02-12 05:00 | Massachusetts Electric Company | MEC | MA | 009 | CMA/NEMA | WCMA |  | 0.115 | 0.004 | 0.05 | 0.004 | 0.05 | 0.004
47955 | BELLINGHAM PLAZA-02019PV198QF |  | No Resource (1) | PV | SUN |  | PHOTOVOLTAIC | 2016-02-12 05:00 | Massachusetts Electric Company | MEC | MA | 021 | RI | SEMA |  | 0.198 | 0 | 0 | 0 | 0 | -0.0792
47956 | ANDOVER COMPANIES-01810PV494NM |  | No Resource (1) | PV | SUN |  | PHOTOVOLTAIC | 2016-02-12 05:00 | Massachusetts Electric Company | MEC | MA | 009 | CMA/NEMA | WCMA |  | 0.494 | 0.004 | 0.238 | 0.004 | 0.238 | 0.0404
47959 | ZORENA-01590PV100NM |  | No Resource (1) | PV | SUN |  | PHOTOVOLTAIC | 2016-02-22 05:00 | Massachusetts Electric Company | MEC | MA | 027 | CMA/NEMA | WCMA |  | 0.1 | 0.003 | 0.05 | 0.003 | 0.05 | 0.01
47983 | JLS MAILING SVS-01876PV490NM |  | No Resource (1) | PV | SUN |  | PHOTOVOLTAIC | 2016-03-11 05:00 | Massachusetts Electric Company | MEC | MA | 023 | SEMA | SEMA |  | 0.49 | 0 | 0.118 | 0 | 0.118 | -0.078
47984 | BJ'S WHOLESALE-01532PV460NM |  | No Resource (1) | PV | SUN |  | PHOTOVOLTAIC | 2016-03-11 05:00 | Massachusetts Electric Company | MEC | MA | 027 | CMA/NEMA | WCMA |  | 0.46 | 0 | 0 | 0 | 0 | -0.184
47985 | DENNISON LUBRICANT01607PV308QF |  | No Resource (1) | PV | SUN |  | PHOTOVOLTAIC | 2016-03-11 05:00 | Massachusetts Electric Company | MEC | MA | 027 | CMA/NEMA | WCMA |  | 0.308 | 0 | 0.105 | 0 | 0.105 | -0.018
47986 | TARGET LEOMINSTER-01453PV184QF |  | No Resource (1) | PV | SUN |  | PHOTOVOLTAIC | 2016-03-14 04:00 | Massachusetts Electric Company | MEC | MA | 027 | WMA | WCMA |  | 0.184 | 0 | 0 | 0 | 0 | -0.074
47987 | LAMOUREUX FORD-01515PV100NMNM |  | No Resource (1) | PV | SUN |  | PHOTOVOLTAIC | 2016-03-14 04:00 | Massachusetts Electric Company | MEC | MA | 027 | WMA | WCMA |  | 0.1 | 0 | 0.021 | 0 | 0.021 | -0.019
47991 | SOLTERRA LLC SOLAR PROJECT |  | No Resource (1) | PV | SUN |  | PHOTOVOLTAIC | 2017-01-04 05:00 | NRG Power Marketing LLC | NRGPM | MA | 027 | WMA | WCMA | 60391 | 15.7035 | 0 | 0 | 0 | 5.9987 | 5.9987
47992 | BREAKAWAY ICE-01876PV120NM |  | No Resource (1) | PV | SUN |  | PHOTOVOLTAIC | 2016-03-22 04:00 | Massachusetts Electric Company | MEC | MA | 017 | BOSTON | NEMA |  | 0.12 | 0 | 0 | 0 | 0 | -0.048
47993 | 217 EAST RD SOLAR-01220PV996NM |  | No Resource (1) | PV | SUN |  | PHOTOVOLTAIC | 2016-03-24 04:00 | Massachusetts Electric Company | MEC | MA | 003 | WMA | WCMA |  | 0.996 | 0.159 | 0.625 | 0.159 | 0.625 | 0.227
47994 | NAT GRID ATTLEBORO02703PV996QF | 38704 | Richardson Ave Attleboro PV 2 | PV | SUN |  | PHOTOVOLTAIC | 2016-03-24 04:00 | Massachusetts Electric Company | MEC | MA | 005 | RI | SEMA |  | 0.996 | 0.059 | 0.306 | 0.059 | 0.306 | -0.092
47995 | NATL GRID SHIRLEY-01464PV996QF | 38538 | Groton Road Shirley PV | PV | SUN |  | PHOTOVOLTAIC | 2016-03-24 04:00 | Massachusetts Electric Company | MEC | MA | 017 | CMA/NEMA | WCMA |  | 0.996 | 0.057 | 0.359 | 0.057 | 0.359 | -0.039
47996 | NAT GRID CHARLTON-01507PV684QF | 38528 | 29 Oxford Rd Charlton PV | PV | SUN |  | PHOTOVOLTAIC | 2016-03-28 04:00 | Massachusetts Electric Company | MEC | MA | 027 | WMA | WCMA |  | 0.684 | 0.051 | 0.19 | 0.051 | 0.19 | -0.084
48022 | WINN SOLAR THREE-01852PV120NM |  | No Resource (1) | PV | SUN |  | PHOTOVOLTAIC | 2016-03-30 04:00 | Massachusetts Electric Company | MEC | MA | 017 | CMA/NEMA | WCMA |  | 0.12 | 0.017 | 0.067 | 0.017 | 0.067 | 0.019
48075 | STONY HILL SOLAR-01036PV499NM |  | No Resource (1) | PV | SUN |  | PHOTOVOLTAIC | 2016-04-01 04:00 | Massachusetts Electric Company | MEC | MA | 013 | WMA | WCMA |  | 0.499 | 0.016 | 0.211 | 0.016 | 0.211 | 0.011
48081 | APOLLO SOLAR-01876PV268NM |  | No Resource (1) | PV | SUN |  | PHOTOVOLTAIC | 2016-04-01 04:00 | Massachusetts Electric Company | MEC | MA | 017 | CMA/NEMA | WCMA |  | 0.268 | 0 | 0 | 0 | 0 | -0.107
48082 | HANCOCK WIND |  | No Resource (1) | WT | WND |  | WIND TURBINE | 2016-12-14 05:00 | Hancock Wind, LLC | HCWL | ME | 009 | BHE | ME |  | 61.37 | 0 | 0 | 0 | 8.1254 | 8.125
48083 | FRENCH RIVER |  | No Resource (1) | PV | SUN |  | PHOTOVOLTAIC | 2016-12-02 05:00 | Boston Energy Trading and Marketing LLC | EMMT-I | MA | 027 | WMA | WCMA |  | 12.35 | 0 | 0 | 0 | 4.7177 | 4.7177
48166 | MAYBURY ASSOC-01028PV250QF |  | No Resource (1) | PV | SUN |  | PHOTOVOLTAIC | 2016-04-11 04:00 | Massachusetts Electric Company | MEC | MA | 013 | WMA | WCMA |  | 0.25 | 0.011 | 0.054 | 0.011 | 0.054 | 0.054
48167 | RANDOLP & BALDWIN-01432PV80QF |  | No Resource (1) | PV | SUN |  | PHOTOVOLTAIC | 2016-04-13 04:00 | Massachusetts Electric Company | MEC | MA | 017 | CMA/NEMA | WCMA |  | 0.08 | 0.004 | 0.02 | 0.004 | 0.02 | 0.02
48170 | SYNCARPHA PALMER-01069PV4995NM |  | No Resource (1) | PV | SUN |  | PHOTOVOLTAIC | 2016-04-14 04:00 | Massachusetts Electric Company | MEC | MA | 013 | WMA | WCMA | 60056 | 4.995 | 0.548 | 2.759 | 0.548 | 2.759 | 2.759
48171 | HALIFAX SOLAR NG-02338PV2500NM |  | No Resource (1) | PV | SUN |  | PHOTOVOLTAIC | 2016-04-14 04:00 | Massachusetts Electric Company | MEC | MA | 023 | SEMA | SEMA |  | 2.5 | 0.282 | 1.361 | 0.282 | 1.361 | 1.361
48172 | BLUEWAVE CAPITAL-02769PV1670NM |  | No Resource (1) | PV | SUN |  | PHOTOVOLTAIC | 2016-04-15 04:00 | Massachusetts Electric Company | MEC | MA | 005 | RI | SEMA |  | 1.67 | 0.223 | 0.994 | 0.223 | 0.994 | 0.994
48177 | PARKRIDGE-01835PV92.4QF |  | No Resource (1) | PV | SUN |  | PHOTOVOLTAIC | 2016-04-15 04:00 | Massachusetts Electric Company | MEC | MA | 009 | BOSTON | NEMA |  | 0.092 | 0.015 | 0.037 | 0.015 | 0.037 | 0.037
48178 | PLAINVILLE TARGET-02762PV414QF |  | No Resource (1) | PV | SUN |  | PHOTOVOLTAIC | 2016-04-19 04:00 | Massachusetts Electric Company | MEC | MA | 021 | RI | SEMA |  | 0.414 | 0 | 0 | 0 | 0 | 0
48205 | GENERAL WOODWKNG2-01851PV100NM |  | No Resource (1) | PV | SUN |  | PHOTOVOLTAIC | 2016-04-22 04:00 | Massachusetts Electric Company | MEC | MA | 017 | CMA/NEMA | WCMA |  | 0.1 | 0.01 | 0.031 | 0.01 | 0.031 | 0.031
48206 | GENERAL WOODWKNG1-01851PV224NM |  | No Resource (1) | PV | SUN |  | PHOTOVOLTAIC | 2016-04-22 04:00 | Massachusetts Electric Company | MEC | MA | 017 | CMA/NEMA | WCMA |  | 0.224 | 0.011 | 0.054 | 0.011 | 0.054 | 0.054
48221 | 146 SUPPLY CTR-01527PV98NM |  | No Resource (1) | PV | SUN |  | PHOTOVOLTAIC | 2016-05-05 04:00 | Massachusetts Electric Company | MEC | MA | 027 | CMA/NEMA | WCMA |  | 0.098 | 0 | 0.022 | 0 | 0.022 | 0.022
48225 | SWANSEA TARGET-02777PV483QF |  | No Resource (1) | PV | SUN |  | PHOTOVOLTAIC | 2016-05-02 04:00 | Massachusetts Electric Company | MEC | MA | 005 | RI | SEMA |  | 0.483 | 0 | 0.036 | 0 | 0.036 | 0.036
48226 | UXBRIDGE PRO STGE-01569PV265QF |  | No Resource (1) | PV | SUN |  | PHOTOVOLTAIC | 2016-05-02 04:00 | Massachusetts Electric Company | MEC | MA | 027 | RI | SEMA |  | 0.265 | 0 | 0 | 0 | 0 | 0
48232 | TOWN OF WENDELL-01473PV600NM |  | No Resource (1) | PV | SUN |  | PHOTOVOLTAIC | 2016-05-09 04:00 | Massachusetts Electric Company | MEC | MA | 027 | WMA | WCMA |  | 0.6 | 0 | 0.04 | 0 | 0.04 | 0.04
48239 | CYN OIL CORP-02072PV100NM |  | No Resource (1) | PV | SUN |  | PHOTOVOLTAIC | 2016-05-11 04:00 | Massachusetts Electric Company | MEC | MA | 021 | SEMA | SEMA |  | 0.1 | 0 | 0.01 | 0 | 0.01 | 0.01
48249 | WORC BURNCOAT-01606PV252QF |  | No Resource (1) | PV | SUN |  | PHOTOVOLTAIC | 2016-05-11 04:00 | Massachusetts Electric Company | MEC | MA | 027 | CMA/NEMA | WCMA |  | 0.252 | 0 | 0.075 | 0 | 0.075 | 0.075
48250 | WORC FOREST GROVE-01605PV87QF |  | No Resource (1) | PV | SUN |  | PHOTOVOLTAIC | 2016-05-13 04:00 | Massachusetts Electric Company | MEC | MA | 027 | CMA/NEMA | WCMA |  | 0.087 | 0 | 0 | 0 | 0 | 0
48314 | NAT GRID MILLBURY-01527PV684QF | 38539 | 40 Auburn Rd Millbury PV | PV | SUN |  | PHOTOVOLTAIC | 2016-05-18 04:00 | Massachusetts Electric Company | MEC | MA | 027 | WMA | WCMA |  | 0.684 | 0 | 0.184 | 0 | 0.184 | 0.184
48321 | WORC CHANDLER-01602PV100QF |  | No Resource (1) | PV | SUN |  | PHOTOVOLTAIC | 2016-05-17 04:00 | Massachusetts Electric Company | MEC | MA | 027 | CMA/NEMA | WCMA |  | 0.1 | 0 | 0 | 0 | 0 | 0
48400 | SOMERSET SCHOOL-02726PV240NM |  | No Resource (1) | PV | SUN |  | PHOTOVOLTAIC | 2016-05-18 04:00 | Massachusetts Electric Company | MEC | MA | 005 | RI | SEMA |  | 0.24 | 0 | 0.02 | 0 | 0.02 | 0.02
48401 | EVERSOURCE PV N2123 |  | No Resource (1) | PV | SUN |  | PHOTOVOLTAIC | 2016-05-19 04:00 | Public Service Company of New Hampshire | PSNH | NH | 011 | NH | NH |  | 0.121 | 0 | 0 | 0 | 0 | 0
48402 | MERCURY WIRE-01562PV224NM |  | No Resource (1) | PV | SUN |  | PHOTOVOLTAIC | 2016-05-19 04:00 | Massachusetts Electric Company | MEC | MA | 027 | CMA/NEMA | WCMA |  | 0.224 | 0 | 0 | 0 | 0 | 0
48403 | FACILITY MGT CORP-01747PV200NM |  | No Resource (1) | PV | SUN |  | PHOTOVOLTAIC | 2016-05-19 04:00 | Massachusetts Electric Company | MEC | MA | 027 | RI | SEMA |  | 0.2 | 0 | 0.01 | 0 | 0.01 | 0.01
48406 | HERRICKS INC-01364PV112NM |  | No Resource (1) | PV | SUN |  | PHOTOVOLTAIC | 2016-05-20 04:00 | Massachusetts Electric Company | MEC | MA | 011 | WMA | WCMA |  | 0.112 | 0 | 0.032 | 0 | 0.032 | 0.032
48407 | ENRIGHT LLC-01879PV300NM |  | No Resource (1) | PV | SUN |  | PHOTOVOLTAIC | 2016-05-24 04:00 | Massachusetts Electric Company | MEC | MA | 017 | CMA/NEMA | WCMA |  | 0.3 | 0 | 0.138 | 0 | 0.138 | 0.138
48426 | 19 POND RD LLC-01930PV200NM |  | No Resource (1) | PV | SUN |  | PHOTOVOLTAIC | 2016-05-26 04:00 | Massachusetts Electric Company | MEC | MA | 009 | BOSTON | NEMA |  | 0.2 | 0 | 0.076 | 0 | 0.076 | 0.076
48583 | HYDE TOOLS INC-01550PV263NM |  | No Resource (1) | PV | SUN |  | PHOTOVOLTAIC | 2016-06-01 04:00 | Massachusetts Electric Company | MEC | MA | 027 | WMA | WCMA |  | 0.263 | 0 | 0 | 0 | 0 | 0
48584 | LAND OF THE SKY1-01550PV480NM |  | No Resource (1) | PV | SUN |  | PHOTOVOLTAIC | 2016-06-01 04:00 | Massachusetts Electric Company | MEC | MA | 027 | WMA | WCMA |  | 0.48 | 0 | 0.284 | 0 | 0.284 | 0.284
48585 | LAND OF THE SKY2-01550PV480NM |  | No Resource (1) | PV | SUN |  | PHOTOVOLTAIC | 2016-06-01 04:00 | Massachusetts Electric Company | MEC | MA | 027 | WMA | WCMA |  | 0.48 | 0 | 0.301 | 0 | 0.301 | 0.301
48586 | LAND OF THE SKY3-01550PV480NM |  | No Resource (1) | PV | SUN |  | PHOTOVOLTAIC | 2016-06-01 04:00 | Massachusetts Electric Company | MEC | MA | 027 | WMA | WCMA |  | 0.48 | 0 | 0.292 | 0 | 0.292 | 0.292
48587 | LAND OF THE SKY4-01550PV480NM |  | No Resource (1) | PV | SUN |  | PHOTOVOLTAIC | 2016-06-01 04:00 | Massachusetts Electric Company | MEC | MA | 027 | WMA | WCMA |  | 0.48 | 0 | 0.301 | 0 | 0.301 | 0.301
48588 | SOLARCITY CORP-01096PV2266NM |  | No Resource (1) | PV | SUN |  | PHOTOVOLTAIC | 2016-06-01 04:00 | Massachusetts Electric Company | MEC | MA | 015 | WMA | WCMA |  | 2.266 | 0 | 1.226 | 0 | 1.226 | 1.226
48643 | DURHAM PV N3524 |  | No Resource (1) | PV | SUN |  | PHOTOVOLTAIC | 2016-06-27 04:00 | Public Service Company of New Hampshire | PSNH | NH | 017 | NH | NH |  | 0.504 | 0 | 0.262 | 0 | 0.262 | 0.262
48645 | PISGAH MOUNTAIN WIND |  | No Resource (1) | WT | WND |  | WIND TURBINE | 2016-12-16 05:00 | SWEB Development USA, LLC | SWEB | ME | 019 | BHE | ME |  | 9.5 | 0 | 0 | 0 | 1.2578 | 1.258
48649 | ALPHA RHO |  | No Resource (1) | PV | SUN |  | PHOTOVOLTAIC | 2016-07-05 04:00 | Fitchburg Gas & Electric Light Company | FGE | MA | 027 | WMA | WCMA |  | 0.2 | 0 | 0.062 | 0 | 0.062 | 0.062
48650 | LONG SUBARU-01570PV75NM |  | No Resource (1) | PV | SUN |  | PHOTOVOLTAIC | 2016-07-06 04:00 | Massachusetts Electric Company | MEC | MA | 027 | CMA/NEMA | WCMA |  | 0.075 | 0 | 0.002 | 0 | 0.002 | 0.002
48651 | TRINITY EMS-01853PV64.8QF |  | No Resource (1) | PV | SUN |  | PHOTOVOLTAIC | 2016-07-06 04:00 | Massachusetts Electric Company | MEC | MA | 017 | CMA/NEMA | WCMA |  | 0.065 | 0 | 0.007 | 0 | 0.007 | 0.007
48659 | MILTON PV N3084 |  | No Resource (1) | PV | SUN |  | PHOTOVOLTAIC | 2016-07-12 04:00 | Public Service Company of New Hampshire | PSNH | NH | 017 | NH | NH |  | 0.75 | 0 | 0.183 | 0 | 0.183 | 0.183
48664 | S COUNTY-02822PV878DG |  | No Resource (1) | PV | SUN |  | PHOTOVOLTAIC | 2016-07-19 04:00 | The Narragansett Electric Company | NEC | RI | 009 | RI | RI |  | 0.878 | 0 | 0.242 | 0 | 0.242 | 0.242
48665 | IMPERIAL DELTAH-02914PV264NM |  | No Resource (1) | PV | SUN |  | PHOTOVOLTAIC | 2016-07-27 04:00 | The Narragansett Electric Company | NEC | RI | 007 | RI | RI |  | 0.264 | 0 | 0.019 | 0 | 0.019 | 0.019
48672 | THEDODGECO-01821PV172NM |  | No Resource (1) | PV | SUN |  | PHOTOVOLTAIC | 2016-07-22 04:00 | Massachusetts Electric Company | MEC | MA | 017 | CMA/NEMA | WCMA |  | 0.172 | 0 | 0.029 | 0 | 0.029 | 0.029
48674 | RES.RD.HOLDINGS-02136PV2500NM |  | No Resource (1) | PV | SUN |  | PHOTOVOLTAIC | 2016-07-27 04:00 | Massachusetts Electric Company | MEC | MA | 003 | WMA | WCMA |  | 2.5 | 0 | 1.29 | 0 | 1.29 | 1.29
48675 | HARBOR SOLAR LLC-02324PV989NM |  | No Resource (1) | PV | SUN |  | PHOTOVOLTAIC | 2016-07-28 04:00 | Massachusetts Electric Company | MEC | MA | 023 | SEMA | SEMA |  | 0.989 | 0 | 0.343 | 0 | 0.343 | 0.343
48676 | HARBOR SOLAR 2-02324PV1978NM |  | No Resource (1) | PV | SUN |  | PHOTOVOLTAIC | 2016-07-28 04:00 | Massachusetts Electric Company | MEC | MA | 023 | SEMA | SEMA |  | 1.978 | 0 | 0.99 | 0 | 0.99 | 0.99
48694 | MERCURY (198)-01543PV2000NM |  | No Resource (1) | PV | SUN |  | PHOTOVOLTAIC | 2016-08-02 04:00 | Massachusetts Electric Company | MEC | MA | 027 | WMA | WCMA |  | 2 | 0 | 0.706 | 0 | 0.706 | 0.706
48697 | MCI TELECOM-01507PV772.8QF |  | No Resource (1) | PV | SUN |  | PHOTOVOLTAIC | 2016-08-03 04:00 | Massachusetts Electric Company | MEC | MA | 027 | WMA | WCMA |  | 0.772 | 0 | 0 | 0 | 0 | 0
48698 | STORZ 2101B-01507PV2000NM |  | No Resource (1) | PV | SUN |  | PHOTOVOLTAIC | 2016-08-02 04:00 | Massachusetts Electric Company | MEC | MA | 027 | WMA | WCMA |  | 2 | 0 | 0 | 0 | 0 | 0
48705 | SUN E. BRDGEWTR-02324PV3000NM | 38376 | Landcraft | PV | SUN |  | PHOTOVOLTAIC | 2016-08-02 04:00 | Massachusetts Electric Company | MEC | MA | 023 | SEMA | SEMA |  | 3 | 0 | 0.966 | 0 | 0.966 | 0.966
48713 | STORZ 2101A-01507PV2000NM |  | No Resource (1) | PV | SUN |  | PHOTOVOLTAIC | 2016-08-01 04:00 | Massachusetts Electric Company | MEC | MA | 027 | WMA | WCMA |  | 2 | 0 | 0 | 0 | 0 | 0
48714 | ONSET EAST | 38701 | Onset East | PV | SUN |  | PHOTOVOLTAIC | 2016-08-04 04:00 | NSTAR Electric Company | NSTAR | MA | 023 | SEMA | SEMA |  | 1 | 0 | 0.571 | 0 | 0.571 | 0.571
48715 | ONSET WEST | 38702 | Onset West | PV | SUN |  | PHOTOVOLTAIC | 2016-08-04 04:00 | NSTAR Electric Company | NSTAR | MA | 023 | SEMA | SEMA |  | 1 | 0 | 0.567 | 0 | 0.567 | 0.567
48718 | BRODIE MT RD-01237PV2000NM |  | No Resource (1) | PV | SUN |  | PHOTOVOLTAIC | 2016-08-03 04:00 | Massachusetts Electric Company | MEC | MA | 003 | WMA | WCMA |  | 2 | 0 | 1.102 | 0 | 1.102 | 1.102
48719 | HOUSATONIC-WARE-01092PV960NM |  | No Resource (1) | PV | SUN |  | PHOTOVOLTAIC | 2016-08-04 04:00 | Massachusetts Electric Company | MEC | MA | 027 | WMA | WCMA |  | 0.96 | 0 | 0.523 | 0 | 0.523 | 0.523
48720 | WESTBROOKFIELD-01585PV1400NM |  | No Resource (1) | PV | SUN |  | PHOTOVOLTAIC | 2016-08-09 04:00 | Massachusetts Electric Company | MEC | MA | 027 | WMA | WCMA |  | 1.4 | 0 | 0.614 | 0 | 0.614 | 0.614
48721 | HOUSATONIC SPRING-01092PV952NM |  | No Resource (1) | PV | SUN |  | PHOTOVOLTAIC | 2016-08-09 04:00 | Massachusetts Electric Company | MEC | MA | 027 | WMA | WCMA |  | 0.952 | 0 | 0.512 | 0 | 0.512 | 0.512
48722 | BURTON VILLAGE-01452PV96QF |  | No Resource (1) | PV | SUN |  | PHOTOVOLTAIC | 2016-08-11 04:00 | Massachusetts Electric Company | MEC | MA | 027 | CMA/NEMA | WCMA |  | 0.096 | 0 | 0.022 | 0 | 0.022 | 0.022
48723 | INDEPENDENCE2575-02072PV1725NM |  | No Resource (1) | PV | SUN |  | PHOTOVOLTAIC | 2016-08-11 04:00 | Massachusetts Electric Company | MEC | MA | 021 | SEMA | SEMA |  | 1.725 | 0 | 0.745 | 0 | 0.745 | 0.745
48724 | CASCO BAY ENERGY STORAGE |  | No Resource (1) | ES | MWH |  | ENERGY STORAGE | 2016-12-31 05:00 | NextEra Energy Power Marketing, LLC | FPLP | ME | 005 | SME | ME |  | 16.6994 | 0 | 0 | 0 | 1.446 | 1.446
48726 | 510PV DEV. 2-01566PV996QF | 38545 | 90 River Rd Sturbridge PV | PV | SUN |  | PHOTOVOLTAIC | 2016-08-08 04:00 | Massachusetts Electric Company | MEC | MA | 027 | WMA | WCMA |  | 0.996 | 0 | 0.418 | 0 | 0.418 | 0.418
48727 | 510PVDEVKELLY1-01566PV996QF | 38544 | 17 Kelly Rd Sturbridge PV | PV | SUN |  | PHOTOVOLTAIC | 2016-08-08 04:00 | Massachusetts Electric Company | MEC | MA | 027 | WMA | WCMA |  | 0.996 | 0 | 0.268 | 0 | 0.268 | 0.268
48728 | MECO.LCSTR-01524PV684QF | 38494 | 24 Boutilier Rd Leicester PV | PV | SUN |  | PHOTOVOLTAIC | 2016-08-11 04:00 | Massachusetts Electric Company | MEC | MA | 027 | WMA | WCMA |  | 0.684 | 0 | 0.23 | 0 | 0.23 | 0.23
48741 | CECSOLAR#1050-01569PV950NM |  | No Resource (1) | PV | SUN |  | PHOTOVOLTAIC | 2016-08-16 04:00 | Massachusetts Electric Company | MEC | MA | 027 | RI | SEMA |  | 0.95 | 0 | 0.448 | 0 | 0.448 | 0.448
48742 | HOUSATONIC 1734-01236PV2100NM |  | No Resource (1) | PV | SUN |  | PHOTOVOLTAIC | 2016-08-16 04:00 | Massachusetts Electric Company | MEC | MA | 003 | WMA | WCMA |  | 2.1 | 0 | 1.173 | 0 | 1.173 | 1.173
48743 | ECASOLAR39TOZERRD-01915PV840NM |  | No Resource (1) | PV | SUN |  | PHOTOVOLTAIC | 2016-08-12 04:00 | Massachusetts Electric Company | MEC | MA | 009 | BOSTON | NEMA |  | 0.84 | 0 | 0 | 0 | 0 | 0
48747 | BRAUNSEXPRESS-01747PV164NM |  | No Resource (1) | PV | SUN |  | PHOTOVOLTAIC | 2016-08-18 04:00 | Massachusetts Electric Company | MEC | MA | 027 | RI | SEMA |  | 0.164 | 0 | 0.043 | 0 | 0.043 | 0.043
48748 | RANDOLPH&BALDWIN-01432PV79.2NM |  | No Resource (1) | PV | SUN |  | PHOTOVOLTAIC | 2016-08-17 04:00 | Massachusetts Electric Company | MEC | MA | 017 | CMA/NEMA | WCMA |  | 0.079 | 0 | 0.014 | 0 | 0.014 | 0.014
48749 | ARSENAULT2103-01585PV800NM |  | No Resource (1) | PV | SUN |  | PHOTOVOLTAIC | 2016-08-23 04:00 | Massachusetts Electric Company | MEC | MA | 027 | WMA | WCMA |  | 0.8 | 0 | 0.374 | 0 | 0.374 | 0.374
48750 | BLUEWAVE 8861-01540PV1500NM |  | No Resource (1) | PV | SUN |  | PHOTOVOLTAIC | 2016-08-24 04:00 | Massachusetts Electric Company | MEC | MA | 027 | WMA | WCMA |  | 1.5 | 0 | 0.592 | 0 | 0.592 | 0.592
48751 | BLUEWAVE5149-02766PV750NM |  | No Resource (1) | PV | SUN |  | PHOTOVOLTAIC | 2016-08-24 04:00 | Massachusetts Electric Company | MEC | MA | 005 | SEMA | SEMA |  | 0.75 | 0 | 0.291 | 0 | 0.291 | 0.291
48752 | BLUEWAVE 5161-02766PV750NM |  | No Resource (1) | PV | SUN |  | PHOTOVOLTAIC | 2016-08-24 04:00 | Massachusetts Electric Company | MEC | MA | 005 | SEMA | SEMA |  | 0.75 | 0 | 0.317 | 0 | 0.317 | 0.317
48753 | CEREBRAL PALSY-02072PV112QF |  | No Resource (1) | PV | SUN |  | PHOTOVOLTAIC | 2016-08-19 04:00 | Massachusetts Electric Company | MEC | MA | 021 | SEMA | SEMA |  | 0.112 | 0 | 0 | 0 | 0 | 0
48756 | QUINCYSCHOOLS4785-02169PV135NM |  | No Resource (1) | PV | SUN |  | PHOTOVOLTAIC | 2016-08-18 04:00 | Massachusetts Electric Company | MEC | MA | 021 | SEMA | SEMA |  | 0.135 | 0 | 0 | 0 | 0 | 0
48757 | SAFEHARBOROTIS-01581PV741NM |  | No Resource (1) | PV | SUN |  | PHOTOVOLTAIC | 2016-08-26 04:00 | Massachusetts Electric Company | MEC | MA | 027 | CMA/NEMA | WCMA |  | 0.741 | 0 | 0.318 | 0 | 0.318 | 0.318
48758 | CEDEV.MEETINGST-02905PV75NM |  | No Resource (1) | PV | SUN |  | PHOTOVOLTAIC | 2016-08-18 04:00 | The Narragansett Electric Company | NEC | RI | 007 | RI | RI |  | 0.075 | 0 | 0 | 0 | 0 | 0
48764 | QUINCYPALMERST-02169PV120NM |  | No Resource (1) | PV | SUN |  | PHOTOVOLTAIC | 2016-08-23 04:00 | Massachusetts Electric Company | MEC | MA | 021 | SEMA | SEMA |  | 0.12 | 0 | 0.023 | 0 | 0.023 | 0.023
48765 | QUINCYQPSOFFICE-02169PV96NM |  | No Resource (1) | PV | SUN |  | PHOTOVOLTAIC | 2016-08-23 04:00 | Massachusetts Electric Company | MEC | MA | 021 | SEMA | SEMA |  | 0.096 | 0 | 0 | 0 | 0 | 0
48766 | CECSOLAR#1045-01569PV728NM |  | No Resource (1) | PV | SUN |  | PHOTOVOLTAIC | 2016-08-26 04:00 | Massachusetts Electric Company | MEC | MA | 027 | RI | SEMA |  | 0.728 | 0 | 0.324 | 0 | 0.324 | 0.324
48767 | 510PVDEVNASHUARD-01463PV990NM |  | No Resource (1) | PV | SUN |  | PHOTOVOLTAIC | 2016-08-26 04:00 | Massachusetts Electric Company | MEC | MA | 017 | CMA/NEMA | WCMA |  | 0.99 | 0 | 0.497 | 0 | 0.497 | 0.497
48768 | QUINCY_BILLINGS-02171PV63NM |  | No Resource (1) | PV | SUN |  | PHOTOVOLTAIC | 2016-08-25 04:00 | Massachusetts Electric Company | MEC | MA | 021 | SEMA | SEMA |  | 0.063 | 0 | 0 | 0 | 0 | 0
48774 | FOSTER-SOLAR-02857PV1170RIDG |  | No Resource (1) | PV | SUN |  | PHOTOVOLTAIC | 2016-08-19 04:00 | The Narragansett Electric Company | NEC | RI | 007 | RI | RI |  | 1.17 | 0 | 0.491 | 0 | 0.491 | 0.491
48778 | CECSOLAR#1051-01569PV450NM |  | No Resource (1) | PV | SUN |  | PHOTOVOLTAIC | 2016-08-24 04:00 | Massachusetts Electric Company | MEC | MA | 027 | RI | SEMA |  | 0.45 | 0 | 0.179 | 0 | 0.179 | 0.179
48787 | KNIGHT FARM-02828PV70NM |  | No Resource (1) | PV | SUN |  | PHOTOVOLTAIC | 2016-08-25 04:00 | The Narragansett Electric Company | NEC | RI | 007 | RI | RI |  | 0.07 | 0 | 0.008 | 0 | 0.008 | 0.008
48788 | HOWLANDASS.-02865PV136NM |  | No Resource (1) | PV | SUN |  | PHOTOVOLTAIC | 2016-08-26 04:00 | The Narragansett Electric Company | NEC | RI | 007 | RI | RI |  | 0.136 | 0 | 0 | 0 | 0 | 0
48801 | BELLAENERGY5140-02715PV499NM |  | No Resource (1) | PV | SUN |  | PHOTOVOLTAIC | 2016-08-26 04:00 | Massachusetts Electric Company | MEC | MA | 005 | SEMA | SEMA |  | 0.499 | 0 | 0.213 | 0 | 0.213 | 0.213
48810 | 510PVDEV.ELLIS RD-01473PV480NM |  | No Resource (1) | PV | SUN |  | PHOTOVOLTAIC | 2016-09-01 04:00 | Massachusetts Electric Company | MEC | MA | 027 | WMA | WCMA |  | 0.48 | 0 | 0.262 | 0 | 0.262 | 0.262
48811 | ALVES238E.MAINRD-02842PV86.4NM |  | No Resource (1) | PV | SUN |  | PHOTOVOLTAIC | 2016-09-01 04:00 | The Narragansett Electric Company | NEC | RI | 005 | RI | RI |  | 0.086 | 0 | 0.03 | 0 | 0.03 | 0.03
48812 | PRINTGUARD-01527PV100NM |  | No Resource (1) | PV | SUN |  | PHOTOVOLTAIC | 2016-08-30 04:00 | Massachusetts Electric Company | MEC | MA | 027 | CMA/NEMA | WCMA |  | 0.1 | 0 | 0.046 | 0 | 0.046 | 0.046
48813 | WINDSORWOOD-02148PV140NM |  | No Resource (1) | PV | SUN |  | PHOTOVOLTAIC | 2016-08-29 04:00 | Massachusetts Electric Company | MEC | MA | 017 | BOSTON | NEMA |  | 0.14 | 0 | 0.05 | 0 | 0.05 | 0.05
48814 | PALMERFOUNDRY-01069PV252NM |  | No Resource (1) | PV | SUN |  | PHOTOVOLTAIC | 2016-08-29 04:00 | Massachusetts Electric Company | MEC | MA | 013 | WMA | WCMA |  | 0.252 | 0 | 0 | 0 | 0 | 0
48815 | NEXTSUNWALKERRD-01464PV2000NM |  | No Resource (1) | PV | SUN |  | PHOTOVOLTAIC | 2016-08-31 04:00 | Massachusetts Electric Company | MEC | MA | 017 | CMA/NEMA | WCMA |  | 2 | 0 | 0.554 | 0 | 0.554 | 0.554
48816 | 510PVDEVBARRE-01005PV480NM |  | No Resource (1) | PV | SUN |  | PHOTOVOLTAIC | 2016-08-31 04:00 | Massachusetts Electric Company | MEC | MA | 027 | WMA | WCMA |  | 0.48 | 0 | 0.276 | 0 | 0.276 | 0.276
48817 | TARGET#T2430-02886PV112NM |  | No Resource (1) | PV | SUN |  | PHOTOVOLTAIC | 2016-08-29 04:00 | The Narragansett Electric Company | NEC | RI | 003 | RI | RI |  | 0.112 | 0 | 0 | 0 | 0 | 0
48818 | 510PV_NBROOKFIELD-01535PV480NM |  | No Resource (1) | PV | SUN |  | PHOTOVOLTAIC | 2016-08-31 04:00 | Massachusetts Electric Company | MEC | MA | 027 | WMA | WCMA |  | 0.48 | 0 | 0.291 | 0 | 0.291 | 0.291
48819 | BLUEWAVE7629-02766PV500NM |  | No Resource (1) | PV | SUN |  | PHOTOVOLTAIC | 2016-08-30 04:00 | Massachusetts Electric Company | MEC | MA | 005 | SEMA | SEMA |  | 0.75 | 0 | 0.239 | 0 | 0.239 | 0.239
48820 | WNEWBURYMAINSTLLC-01985PV354NM |  | No Resource (1) | PV | SUN |  | PHOTOVOLTAIC | 2016-09-02 04:00 | Massachusetts Electric Company | MEC | MA | 009 | BOSTON | NEMA |  | 0.354 | 0 | 0 | 0 | 0.13523 | 0.13523
48821 | EJRREALESTATE-01752PV300NM |  | No Resource (1) | PV | SUN |  | PHOTOVOLTAIC | 2016-09-02 04:00 | Massachusetts Electric Company | MEC | MA | 017 | CMA/NEMA | WCMA |  | 0.3 | 0 | 0 | 0 | 0.1146 | 0.1146
48823 | LONG SUB.3685-01570PV140NM |  | No Resource (1) | PV | SUN |  | PHOTOVOLTAIC | 2016-09-02 04:00 | Massachusetts Electric Company | MEC | MA | 027 | WMA | WCMA |  | 0.14 | 0 | 0 | 0 | 0.05348 | 0.05348
48824 | KJA PROPERTIES-02842PV63NM |  | No Resource (1) | PV | SUN |  | PHOTOVOLTAIC | 2016-09-07 04:00 | The Narragansett Electric Company | NEC | RI | 005 | SEMA | RI |  | 0.063 | 0 | 0 | 0 | 0.024066 | 0.024066
48825 | MOTOMANCHESTER-02035PV255NM |  | No Resource (1) | PV | SUN |  | PHOTOVOLTAIC | 2016-09-07 04:00 | Massachusetts Electric Company | MEC | MA | 021 | RI | SEMA |  | 0.255 | 0 | 0 | 0 | 0.09741 | 0.09741
48826 | BROOKFIELDWIRECO-01585PV1414NM |  | No Resource (1) | PV | SUN |  | PHOTOVOLTAIC | 2016-09-02 04:00 | Massachusetts Electric Company | MEC | MA | 027 | WMA | WCMA |  | 1.414 | 0 | 0 | 0 | 0.54015 | 0.54015
48827 | UNIONSQUARERLTY-01453PV260NM |  | No Resource (1) | PV | SUN |  | PHOTOVOLTAIC | 2016-09-02 04:00 | Massachusetts Electric Company | MEC | MA | 027 | CMA/NEMA | WCMA |  | 0.26 | 0 | 0 | 0 | 0.09932 | 0.09932
48828 | WINNSOLARWATERST-01604PV75.6NM |  | No Resource (1) | PV | SUN |  | PHOTOVOLTAIC | 2016-09-02 04:00 | Massachusetts Electric Company | MEC | MA | 027 | CMA/NEMA | WCMA |  | 0.076 | 0 | 0 | 0 | 0.029032 | 0.029032
48840 | JPSULLIVAN-01434PV230NM |  | No Resource (1) | PV | SUN |  | PHOTOVOLTAIC | 2016-09-08 04:00 | Massachusetts Electric Company | MEC | MA | 017 | CMA/NEMA | WCMA |  | 0.23 | 0 | 0 | 0 | 0.08786 | 0.08786
48841 | EXTRASPACEMAN.INC-01862PV76NM |  | No Resource (1) | PV | SUN |  | PHOTOVOLTAIC | 2016-09-08 04:00 | Massachusetts Electric Company | MEC | MA | 017 | BOSTON | WCMA |  | 0.076 | 0 | 0 | 0 | 0.029032 | 0.029032
48847 | EXTRASPACEBROCKTON-02301PV92NM |  | No Resource (1) | PV | SUN |  | PHOTOVOLTAIC | 2016-09-08 04:00 | Massachusetts Electric Company | MEC | MA | 023 | SEMA | SEMA |  | 0.092 | 0 | 0 | 0 | 0.035144 | 0.035144
48848 | DANAWALLSUPPLY-01879PV68.4NM |  | No Resource (1) | PV | SUN |  | PHOTOVOLTAIC | 2016-09-08 04:00 | Massachusetts Electric Company | MEC | MA | 017 | CMA/NEMA | WCMA |  | 0.068 | 0 | 0 | 0 | 0.025976 | 0.025976
48849 | RUTLANDPLAZALLC-01543PV70NM |  | No Resource (1) | PV | SUN |  | PHOTOVOLTAIC | 2016-09-07 04:00 | Massachusetts Electric Company | MEC | MA | 027 | WMA | WCMA |  | 0.07 | 0 | 0 | 0 | 0.02674 | 0.02674
48850 | AIRTIGHTHOLDERS-01257PV250NM |  | No Resource (1) | PV | SUN |  | PHOTOVOLTAIC | 2016-09-07 04:00 | Massachusetts Electric Company | MEC | MA | 003 | WMA | WCMA |  | 0.25 | 0 | 0 | 0 | 0.0955 | 0.0955
48856 | JIMARYLANDTRUST-01930PV108NM |  | No Resource (1) | PV | SUN |  | PHOTOVOLTAIC | 2016-09-09 04:00 | Massachusetts Electric Company | MEC | MA | 009 | BOSTON | NEMA |  | 0.108 | 0 | 0 | 0 | 0.041256 | 0.041256
48857 | E.CALIGARI&SONS-01240PV112NM |  | No Resource (1) | PV | SUN |  | PHOTOVOLTAIC | 2016-09-12 04:00 | Massachusetts Electric Company | MEC | MA | 003 | WMA | WCMA |  | 0.112 | 0 | 0 | 0 | 0.042784 | 0.042784
48858 | 530MAINSTR.E.LLC-01510PV183NM |  | No Resource (1) | PV | SUN |  | PHOTOVOLTAIC | 2016-09-12 04:00 | Massachusetts Electric Company | MEC | MA | 027 | CMA/NEMA | WCMA |  | 0.183 | 0 | 0 | 0 | 0.069906 | 0.069906
48859 | BROOKFIELDWASTE-01506PV333NM |  | No Resource (1) | PV | SUN |  | PHOTOVOLTAIC | 2016-09-12 04:00 | Massachusetts Electric Company | MEC | MA | 027 | WMA | WCMA |  | 0.333 | 0 | 0 | 0 | 0.12721 | 0.12721
48860 | DUVAL'SPHARMACY-02382PV70NM |  | No Resource (1) | PV | SUN |  | PHOTOVOLTAIC | 2016-09-12 04:00 | Massachusetts Electric Company | MEC | MA | 023 | SEMA | SEMA |  | 0.07 | 0 | 0 | 0 | 0.02674 | 0.02674
48861 | WILLIAMSTOWNYOUTH-01267PV80NM |  | No Resource (1) | PV | SUN |  | PHOTOVOLTAIC | 2016-09-12 04:00 | Massachusetts Electric Company | MEC | MA | 003 | WMA | WCMA |  | 0.08 | 0 | 0 | 0 | 0.03056 | 0.03056
48862 | R.E.DEV.WILBRAHAM-01095PV750NM |  | No Resource (1) | PV | SUN |  | PHOTOVOLTAIC | 2016-09-09 04:00 | Massachusetts Electric Company | MEC | MA | 013 | WMA | WCMA |  | 0.75 | 0 | 0 | 0 | 0.2865 | 0.2865
48863 | WESTBOROTENNIS-01510PV72NM |  | No Resource (1) | PV | SUN |  | PHOTOVOLTAIC | 2016-09-13 04:00 | Massachusetts Electric Company | MEC | MA | 027 | CMA/NEMA | WCMA |  | 0.072 | 0 | 0 | 0 | 0.027504 | 0.027504
48872 | PLUMBERSSUPPLY-01453PV100NM |  | No Resource (1) | PV | SUN |  | PHOTOVOLTAIC | 2016-09-23 04:00 | Massachusetts Electric Company | MEC | MA | 027 | WMA | WCMA |  | 0.1 | 0 | 0 | 0 | 0.0382 | 0.0382
48874 | CLARKUNIVERSITY-01610PV140NM |  | No Resource (1) | PV | SUN |  | PHOTOVOLTAIC | 2016-09-28 04:00 | Massachusetts Electric Company | MEC | MA | 027 | WMA | WCMA |  | 0.14 | 0 | 0 | 0 | 0.05348 | 0.05348
48876 | CVEC_CHATHAM_ID1911 |  | No Resource (1) | PV | SUN |  | PHOTOVOLTAIC | 2016-10-03 04:00 | NSTAR Electric Company | NSTAR | MA | 001 | SEMA | SEMA |  | 1.5 | 0 | 0 | 0 | 0.573 | 0.573
48877 | CVEC_BREWSTER_ID1912 |  | No Resource (1) | PV | SUN |  | PHOTOVOLTAIC | 2016-10-03 04:00 | NSTAR Electric Company | NSTAR | MA | 001 | SEMA | SEMA |  | 1.083 | 0 | 0 | 0 | 0.41371 | 0.41371
48878 | ATHENS ENERGY LLC |  | No Resource (1) | ST | WDS |  | BIO/REFUSE | 2016-10-01 04:00 | Athens Energy LLC | AELC | ME | 025 | ME | ME |  | 8.5 | 0 | 0 | 0 |  | 0
48879 | WAREHAM_MA1_LLC_ID1972361 |  | No Resource (1) | PV | SUN |  | PHOTOVOLTAIC | 2016-10-03 04:00 | NSTAR Electric Company | NSTAR | MA | 023 | SEMA | SEMA |  | 2 | 0 | 0 | 0 | 0.764 | 0.764
48880 | TOWN_OF_MASHPEE_ID2049 |  | No Resource (1) | PV | SUN |  | PHOTOVOLTAIC | 2016-10-03 04:00 | NSTAR Electric Company | NSTAR | MA | 001 | SEMA | SEMA |  | 1.5 | 0 | 0 | 0 | 0.573 | 0.573
48881 | CITY_OF_NEWBEDFORD_ID1939 |  | No Resource (1) | PV | SUN |  | PHOTOVOLTAIC | 2016-10-03 04:00 | NSTAR Electric Company | NSTAR | MA | 005 | SEMA | SEMA |  | 1.5 | 0 | 0 | 0 | 0.573 | 0.573
48882 | CVEC_MARSTON_MILLS_ID1965 |  | No Resource (1) | PV | SUN |  | PHOTOVOLTAIC | 2016-10-03 04:00 | NSTAR Electric Company | NSTAR | MA | 001 | SEMA | SEMA |  | 1.416 | 0 | 0 | 0 | 0.54091 | 0.54091
48883 | TOWN_OF_DENNIS_ID1712 |  | No Resource (1) | PV | SUN |  | PHOTOVOLTAIC | 2016-10-03 04:00 | NSTAR Electric Company | NSTAR | MA | 001 | SEMA | SEMA |  | 1.25 | 0 | 0 | 0 | 0.4775 | 0.4775
48884 | CVEC_HYANNIS_ID2181 |  | No Resource (1) | PV | SUN |  | PHOTOVOLTAIC | 2016-10-03 04:00 | NSTAR Electric Company | NSTAR | MA | 001 | SEMA | SEMA |  | 4.5 | 0 | 0 | 0 | 1.719 | 1.719
48885 | UMASS_DARTMOUTH_ID1849 |  | No Resource (1) | PV | SUN |  | PHOTOVOLTAIC | 2016-10-03 04:00 | NSTAR Electric Company | NSTAR | MA | 005 | SEMA | SEMA |  | 4.2 | 0 | 0 | 0 | 1.6044 | 1.6044
48886 | TOWN_OF_SANDWICH_ID2043 |  | No Resource (1) | PV | SUN |  | PHOTOVOLTAIC | 2016-10-03 04:00 | NSTAR Electric Company | NSTAR | MA | 001 | SEMA | SEMA |  | 3.5 | 0 | 0 | 0 | 1.337 | 1.337
48887 | PLYMOUTH_PUB_SCHS_ID1895 |  | No Resource (1) | PV | SUN |  | PHOTOVOLTAIC | 2016-10-03 04:00 | NSTAR Electric Company | NSTAR | MA | 005 | SEMA | SEMA |  | 2.9 | 0 | 0 | 0 | 1.1078 | 1.1078
48888 | TOWN_OF_DENNIS_ID2115 |  | No Resource (1) | PV | SUN |  | PHOTOVOLTAIC | 2016-10-03 04:00 | NSTAR Electric Company | NSTAR | MA | 001 | SEMA | SEMA |  | 2.5 | 0 | 0 | 0 | 0.955 | 0.955
48889 | CVEC_MARSTON_MILLS_ID1964 |  | No Resource (1) | PV | SUN |  | PHOTOVOLTAIC | 2016-10-03 04:00 | NSTAR Electric Company | NSTAR | MA | 001 | SEMA | SEMA |  | 2 | 0 | 0 | 0 | 0.764 | 0.764
48895 | COSTAPROPMGMTLLC-02724PV150NM |  | No Resource (1) | PV | SUN |  | PHOTOVOLTAIC | 2016-10-12 04:00 | Massachusetts Electric Company | MEC | MA | 005 | SEMA | SEMA |  | 0.15 | 0 | 0 | 0 | 0.0573 | 0.0573
48896 | SHAHEENBROSLLC-01913PV300NM |  | No Resource (1) | PV | SUN |  | PHOTOVOLTAIC | 2016-10-12 04:00 | Massachusetts Electric Company | MEC | MA | 009 | BOSTON | NEMA |  | 0.3 | 0 | 0 | 0 | 0.1146 | 0.1146
48899 | BRANDYWICKLLC-02896PV1000RIDG |  | No Resource (1) | PV | SUN |  | PHOTOVOLTAIC | 2016-10-11 04:00 | The Narragansett Electric Company | NEC | RI | 007 | RI | RI |  | 1 | 0 | 0 | 0 | 0.382 | 0.382
48913 | VALLEYST.MILL-02909PV98NM |  | No Resource (1) | PV | SUN |  | PHOTOVOLTAIC | 2016-10-20 04:00 | The Narragansett Electric Company | NEC | RI | 007 | RI | RI |  | 0.098 | 0 | 0 | 0 | 0.037436 | 0.037436
48914 | DRACUTHOUS.AUTH-01507PV1980NM |  | No Resource (1) | PV | SUN |  | PHOTOVOLTAIC | 2016-10-19 04:00 | Massachusetts Electric Company | MEC | MA | 027 | WMA | WCMA |  | 1.98 | 0 | 0 | 0 | 0.75636 | 0.75636
48915 | 510PVMOSSBERG-02703PV684QF |  | No Resource (1) | PV | SUN |  | PHOTOVOLTAIC | 2016-10-25 04:00 | Massachusetts Electric Company | MEC | MA | 005 | RI | SEMA |  | 0.684 | 0 | 0 | 0 | 0.26129 | 0.26129
48916 | BEVOVATIONSLLC-01453PV252NM |  | No Resource (1) | PV | SUN |  | PHOTOVOLTAIC | 2016-10-25 04:00 | Massachusetts Electric Company | MEC | MA | 027 | WMA | WCMA |  | 0.252 | 0 | 0 | 0 | 0.096264 | 0.096264
48949 | 77LEICESTERLLC-01540PV100NM |  | No Resource (1) | PV | SUN |  | PHOTOVOLTAIC | 2016-10-28 04:00 | Massachusetts Electric Company | MEC | MA | 027 | WMA | WCMA |  | 0.1 | 0 | 0 | 0 | 0.0382 | 0.0382
48955 | PATEL-REALTY-02721PV72NM |  | No Resource (1) | PV | SUN |  | PHOTOVOLTAIC | 2016-11-01 04:00 | Massachusetts Electric Company | MEC | MA | 005 | SEMA | SEMA |  | 0.072 | 0 | 0 | 0 | 0.027504 | 0.027504
48960 | ATHENS ENERGY LLC_1 |  | No Resource (1) | ST | WDS |  | BIO/REFUSE | 2017-02-18 05:00 | Athens Energy LLC | AELC | ME | 025 | ME | ME |  | 8.5 | 0 | 0 | 0 | 0 | 0
48963 | BROOKSSTDEV-01606PV476NM |  | No Resource (1) | PV | SUN |  | PHOTOVOLTAIC | 2016-11-16 05:00 | Massachusetts Electric Company | MEC | MA | 027 | CMA/NEMA | WCMA |  | 0.476 | 0 | 0 | 0 | 0.18183 | 0.18183
48975 | FISHER ROAD PV |  | No Resource (1) | PV | SUN |  | PHOTOVOLTAIC | 2016-12-01 05:00 | Fitchburg Gas & Electric Light Company | FGE | MA | 027 | WMA | WCMA |  | 0.54 | 0 | 0 | 0 | 0.20628 | 0.20628
49000 | AQUILACURTISHILL-01507PV1980NM |  | No Resource (1) | PV | SUN |  | PHOTOVOLTAIC | 2016-12-01 05:00 | Massachusetts Electric Company | MEC | MA | 027 | WMA | WCMA |  | 1.98 | 0 | 0 | 0 | 0.75636 | 0.75636
49001 | NEXAMPFACTORYST-02893PV384NM |  | No Resource (1) | PV | SUN |  | PHOTOVOLTAIC | 2016-12-01 05:00 | The Narragansett Electric Company | NEC | RI | 003 | RI | RI |  | 0.384 | 0 | 0 | 0 | 0.14669 | 0.14669
49002 | SOMERSETELEM.-02726PV270NM |  | No Resource (1) | PV | SUN |  | PHOTOVOLTAIC | 2016-12-02 05:00 | Massachusetts Electric Company | MEC | MA | 005 | SEMA | SEMA |  | 0.27 | 0 | 0 | 0 | 0.10314 | 0.10314
49003 | APE.VINEYARDRD-02771PV150NM |  | No Resource (1) | PV | SUN |  | PHOTOVOLTAIC | 2016-12-01 05:00 | Massachusetts Electric Company | MEC | MA | 005 | RI | SEMA |  | 0.15 | 0 | 0 | 0 | 0.0573 | 0.0573
49010 | ROCHESTER PV N3365 |  | No Resource (1) | PV | SUN |  | PHOTOVOLTAIC | 2016-12-01 05:00 | Public Service Company of New Hampshire | PSNH | NH | 017 | NH | NH |  | 0.5 | 0 | 0 | 0 | 0.191 | 0.191
49011 | BEDFORD PV N3787 |  | No Resource (1) | PV | SUN |  | PHOTOVOLTAIC | 2016-12-01 05:00 | Public Service Company of New Hampshire | PSNH | NH | 011 | NH | NH |  | 0.364 | 0 | 0 | 0 | 0.13905 | 0.13905
49012 | NASHUA PV N3791 |  | No Resource (1) | PV | SUN |  | PHOTOVOLTAIC | 2016-12-01 05:00 | Public Service Company of New Hampshire | PSNH | NH | 011 | VT | NH |  | 0.364 | 0 | 0 | 0 | 0.13905 | 0.13905
49013 | KEENE PV N3792 |  | No Resource (1) | PV | SUN |  | PHOTOVOLTAIC | 2016-12-01 05:00 | Public Service Company of New Hampshire | PSNH | NH | 005 | VT | NH |  | 0.364 | 0 | 0 | 0 | 0.13905 | 0.13905
49014 | GREENLAND PV N3788 |  | No Resource (1) | PV | SUN |  | PHOTOVOLTAIC | 2016-12-01 05:00 | Public Service Company of New Hampshire | PSNH | NH | 015 | NH | NH |  | 0.364 | 0 | 0 | 0 | 0.13905 | 0.13905
49017 | AMERICANATHLETIC-01082PV75NM |  | No Resource (1) | PV | SUN |  | PHOTOVOLTAIC | 2016-12-07 05:00 | Massachusetts Electric Company | MEC | MA | 015 | WMA | WCMA |  | 0.075 | 0 | 0 | 0 | 0.02865 | 0.02865
49031 | C.H.YATESRUBBER-02720PV972NM |  | No Resource (1) | PV | SUN |  | PHOTOVOLTAIC | 2016-12-07 05:00 | Massachusetts Electric Company | MEC | MA | 005 | SEMA | SEMA |  | 0.972 | 0 | 0 | 0 | 0.3713 | 0.3713
49055 | TOWN_OF_SUDBURY_ID2176 |  | No Resource (1) | PV | SUN |  | PHOTOVOLTAIC | 2016-12-12 05:00 | NSTAR Electric Company | NSTAR | MA | 017 | BOSTON | NEMA | 58839 | 1.333 | 0 | 0 | 0 | 0.50921 | 0.50921
49063 | TOWN_OF_MEDWAY_ID1972386 |  | No Resource (1) | PV | SUN |  | PHOTOVOLTAIC | 2016-12-13 05:00 | NSTAR Electric Company | NSTAR | MA | 023 | SEMA | SEMA |  | 4.5 | 0 | 0 | 0 | 1.719 | 1.719
49064 | TOWN_OF_WESTON_ID2055868 |  | No Resource (1) | PV | SUN |  | PHOTOVOLTAIC | 2016-12-13 05:00 | NSTAR Electric Company | NSTAR | MA | 017 | BOSTON | NEMA |  | 1.795 | 0 | 0 | 0 | 0.68569 | 0.68569
49065 | DOVER PV N3015 |  | No Resource (1) | PV | SUN |  | PHOTOVOLTAIC | 2016-12-21 05:00 | Public Service Company of New Hampshire | PSNH | NH | 017 | NH | NH |  | 0.267 | 0 | 0 | 0 | 0.10199 | 0.10199
49070 | TOWN_OF_NEEDHAM_ID1989732 |  | No Resource (1) | PV | SUN |  | PHOTOVOLTAIC | 2016-12-13 05:00 | NSTAR Electric Company | NSTAR | MA | 021 | BOSTON | NEMA | 60110 | 3.12 | 0 | 0 | 0 | 1.1918 | 1.1918
49071 | CVEC_INC_VINEYARDHAVEN_ID1923 |  | No Resource (1) | PV | SUN |  | PHOTOVOLTAIC | 2016-12-13 05:00 | NSTAR Electric Company | NSTAR | MA | 007 | SEMA | SEMA |  | 1.083 | 0 | 0 | 0 | 0.41371 | 0.41371
49072 | TOWN_OF_ACTON_ID2056 |  | No Resource (1) | PV | SUN |  | PHOTOVOLTAIC | 2016-12-13 05:00 | NSTAR Electric Company | NSTAR | MA | 017 | Boston | NEMA |  | 1.5 | 0 | 0 | 0 | 0.573 | 0.573
49073 | CES_TIHONET_SOLAR_ID2350 |  | No Resource (1) | PV | SUN |  | PHOTOVOLTAIC | 2016-12-14 05:00 | NSTAR Electric Company | NSTAR | MA | 023 | SEMA | SEMA | 58749 | 1 | 0 | 0 | 0 | 0.382 | 0.382
49074 | WAREHAM_FIRE_DISTRICT_ID2128 |  | No Resource (1) | PV | SUN |  | PHOTOVOLTAIC | 2016-12-14 05:00 | NSTAR Electric Company | NSTAR | MA | 023 | SEMA | SEMA |  | 0.583 | 0 | 0 | 0 | 0.22271 | 0.22271
49075 | TOPEKA_SOLAR1_ID2191 |  | No Resource (1) | PV | SUN |  | PHOTOVOLTAIC | 2016-12-14 05:00 | NSTAR Electric Company | NSTAR | MA | 005 | SEMA | SEMA |  | 1 | 0 | 0 | 0 | 0.382 | 0.382
49076 | MASSDOT_ID1977739 |  | No Resource (1) | PV | SUN |  | PHOTOVOLTAIC | 2016-12-14 05:00 | NSTAR Electric Company | NSTAR | MA | 023 | SEMA | SEMA |  | 0.5 | 0 | 0 | 0 | 0.191 | 0.191
49077 | IGS_SOLARLLC_ID2094068 |  | No Resource (1) | PV | SUN |  | PHOTOVOLTAIC | 2016-12-14 05:00 | NSTAR Electric Company | NSTAR | MA | 001 | SEMA | SEMA |  | 0.3 | 0 | 0 | 0 | 0.1146 | 0.1146
49078 | BWC_ORIGIN_FAIRHAVEN_ID1964211 |  | No Resource (1) | PV | SUN |  | PHOTOVOLTAIC | 2016-12-14 05:00 | NSTAR Electric Company | NSTAR | MA | 005 | SEMA | SEMA |  | 0.75 | 0 | 0 | 0 | 0.2865 | 0.2865
49081 | TOWN_OF_DUXBURY_ID2143 |  | No Resource (1) | PV | SUN |  | PHOTOVOLTAIC | 2016-12-14 05:00 | NSTAR Electric Company | NSTAR | MA | 023 | SEMA | SEMA |  | 0.5 | 0 | 0 | 0 | 0.191 | 0.191
49082 | GLC_ACUSHNET_ID1819 |  | No Resource (1) | PV | SUN |  | PHOTOVOLTAIC | 2016-12-14 05:00 | NSTAR Electric Company | NSTAR | MA | 023 | SEMA | SEMA |  | 1 | 0 | 0 | 0 | 0.382 | 0.382
49083 | TOWN_OF_CHILMARK_ID1981127 |  | No Resource (1) | PV | SUN |  | PHOTOVOLTAIC | 2016-12-14 05:00 | NSTAR Electric Company | NSTAR | MA | 007 | SEMA | SEMA |  | 0.173 | 0 | 0 | 0 | 0.066086 | 0.066086
49084 | CVEC_INC_WESTTISBURY_ID2189 |  | No Resource (1) | PV | SUN |  | PHOTOVOLTAIC | 2016-12-14 05:00 | NSTAR Electric Company | NSTAR | MA | 007 | SEMA | SEMA |  | 0.6 | 0 | 0 | 0 | 0.2292 | 0.2292
49085 | MARGUERITE_SMALL_SCHOOL_ID2168 |  | No Resource (1) | PV | SUN |  | PHOTOVOLTAIC | 2016-12-14 05:00 | NSTAR Electric Company | NSTAR | MA | 001 | SEMA | SEMA |  | 0.75 | 0 | 0 | 0 | 0.2865 | 0.2865
49086 | BRALEY_ROAD_SOLAR4_ID1896 |  | No Resource (1) | PV | SUN |  | PHOTOVOLTAIC | 2016-12-14 05:00 | NSTAR Electric Company | NSTAR | MA | 005 | SEMA | SEMA |  | 1 | 0 | 0 | 0 | 0.382 | 0.382
49087 | SIPPICAN_COMM_SOLAR_ID2029145 |  | No Resource (1) | PV | SUN |  | PHOTOVOLTAIC | 2016-12-14 05:00 | NSTAR Electric Company | NSTAR | MA | 023 | SEMA | SEMA |  | 0.783 | 0 | 0 | 0 | 0.29911 | 0.29911
49088 | CVEC_INC_ORLEANS_ID2217 |  | No Resource (1) | PV | SUN |  | PHOTOVOLTAIC | 2016-12-14 05:00 | NSTAR Electric Company | NSTAR | MA | 001 | SEMA | SEMA |  | 0.5 | 0 | 0 | 0 | 0.191 | 0.191
49089 | CANAM (PV) |  | No Resource (1) | PV | SUN |  | PHOTOVOLTAIC | 2016-12-16 05:00 | Fitchburg Gas & Electric Light Company | FGE | MA | 027 | WMA | WCMA |  | 0.084 | 0 | 0 | 0 | 0.032088 | 0.032088
49093 | S&E (PV) |  | No Resource (1) | PV | SUN |  | PHOTOVOLTAIC | 2016-12-23 05:00 | Fitchburg Gas & Electric Light Company | FGE | MA | 027 | WMA | WCMA |  | 0.239 | 0 | 0 | 0 | 0.091298 | 0.091298
49094 | FRIENDS_ACADEMY_ID2326 |  | No Resource (1) | PV | SUN |  | PHOTOVOLTAIC | 2016-12-14 05:00 | NSTAR Electric Company | NSTAR | MA | 005 | SEMA | SEMA |  | 0.134 | 0 | 0 | 0 | 0.051188 | 0.051188
49095 | DY_HIGH_SCHOOL_ID2173 |  | No Resource (1) | PV | SUN |  | PHOTOVOLTAIC | 2016-12-14 05:00 | NSTAR Electric Company | NSTAR | MA | 001 | SEMA | SEMA |  | 0.5 | 0 | 0 | 0 | 0.191 | 0.191
49096 | MCCARTHY_PROPERTIES_ID2077939 |  | No Resource (1) | PV | SUN |  | PHOTOVOLTAIC | 2016-12-14 05:00 | NSTAR Electric Company | NSTAR | MA | 023 | SEMA | SEMA |  | 0.2 | 0 | 0 | 0 | 0.0764 | 0.0764
49097 | 815_MAIN_ST_SOLARLLC_ID2077567 |  | No Resource (1) | PV | SUN |  | PHOTOVOLTAIC | 2016-12-14 05:00 | NSTAR Electric Company | NSTAR | MA | 023 | SEMA | SEMA |  | 0.13 | 0 | 0 | 0 | 0.04966 | 0.04966
49197 | SHREDKING-02343PV180NM |  | No Resource (1) | PV | SUN |  | PHOTOVOLTAIC | 2016-12-19 05:00 | Massachusetts Electric Company | MEC | MA | 021 | SEMA | SEMA |  | 0.18 | 0 | 0 | 0 | 0.06876 | 0.06876
49198 | HOLYNAMESCHOOL-02720PV144NM |  | No Resource (1) | PV | SUN |  | PHOTOVOLTAIC | 2016-12-20 05:00 | Massachusetts Electric Company | MEC | MA | 005 | SEMA | SEMA |  | 0.144 | 0 | 0 | 0 | 0.055008 | 0.055008
49202 | WORC.ROOSEVELT-01604PV100NM |  | No Resource (1) | PV | SUN |  | PHOTOVOLTAIC | 2016-12-20 05:00 | Massachusetts Electric Company | MEC | MA | 027 | CMA/NEMA | WCMA |  | 0.1 | 0 | 0 | 0 | 0.0382 | 0.0382
49203 | WORC.BELMONTST-01605PV200NM |  | No Resource (1) | PV | SUN |  | PHOTOVOLTAIC | 2016-12-20 05:00 | Massachusetts Electric Company | MEC | MA | 027 | CMA/NEMA | WCMA |  | 0.2 | 0 | 0 | 0 | 0.0764 | 0.0764
49213 | JUDSONHOUSE-01830PV82NM |  | No Resource (1) | PV | SUN |  | PHOTOVOLTAIC | 2016-12-20 05:00 | Massachusetts Electric Company | MEC | MA | 009 | BOSTON | NEMA |  | 0.082 | 0 | 0 | 0 | 0.031324 | 0.031324
49214 | APE.1788GARHWY-02777PV476NM |  | No Resource (1) | PV | SUN |  | PHOTOVOLTAIC | 2016-12-27 05:00 | Massachusetts Electric Company | MEC | MA | 005 | RI | SEMA |  | 0.476 | 0 | 0 | 0 | 0.18183 | 0.18183
49215 | REINGOLD SCHOOL (PV) |  | No Resource (1) | PV | SUN |  | PHOTOVOLTAIC | 2016-12-22 05:00 | Fitchburg Gas & Electric Light Company | FGE | MA | 027 | WMA | WCMA |  | 0.195 | 0 | 0 | 0 | 0.07449 | 0.07449
49216 | MISCOHILLELEM-01756PV386NM |  | No Resource (1) | PV | SUN |  | PHOTOVOLTAIC | 2016-12-30 05:00 | Massachusetts Electric Company | MEC | MA | 027 | RI | SEMA |  | 0.386 | 0 | 0 | 0 | 0.14745 | 0.14745
49217 | NOHOARTSTRUST-01060PV176NM |  | No Resource (1) | PV | SUN |  | PHOTOVOLTAIC | 2016-12-30 05:00 | Massachusetts Electric Company | MEC | MA | 015 | WMA | WCMA |  | 0.176 | 0 | 0 | 0 | 0.067232 | 0.067232
49222 | NEXAMP-LOGEE-02895PV153RE |  | No Resource (1) | PV | SUN |  | PHOTOVOLTAIC | 2017-01-10 05:00 | The Narragansett Electric Company | NEC | RI | 007 | RI | RI |  | 0.153 | 0 | 0 | 0 | 0.058446 | 0.058446
49240 | QUINCYCODDINGTON-02169PV183NM |  | No Resource (1) | PV | SUN |  | PHOTOVOLTAIC | 2017-01-13 05:00 | Massachusetts Electric Company | MEC | MA | 021 | SEMA | SEMA |  | 0.183 | 0 | 0 | 0 | 0.069906 | 0.069906
49241 | DINO'SPARK&SHOP-02814PV196RE |  | No Resource (1) | PV | SUN |  | PHOTOVOLTAIC | 2017-01-18 05:00 | The Narragansett Electric Company | NEC | RI | 007 | RI | RI |  | 0.196 | 0 | 0 | 0 | 0.074872 | 0.074872
49242 | WORCESTERNORTHHS-01604PV101NM |  | No Resource (1) | PV | SUN |  | PHOTOVOLTAIC | 2017-01-14 05:00 | Massachusetts Electric Company | MEC | MA | 027 | CMA/NEMA | WCMA |  | 0.101 | 0 | 0 | 0 | 0.038582 | 0.038582
49243 | 510PVDEVDIGHTON-01851PV996QF |  | No Resource (1) | PV | SUN |  | PHOTOVOLTAIC | 2017-01-19 05:00 | Massachusetts Electric Company | MEC | MA | 005 | SEMA | SEMA |  | 0.996 | 0 | 0 | 0 | 0.38047 | 0.38047
49244 | 510PVDEVGRAFTON-01519PV672QF |  | No Resource (1) | PV | SUN |  | PHOTOVOLTAIC | 2017-01-19 05:00 | Massachusetts Electric Company | MEC | MA | 027 | CMA/NEMA | WCMA |  | 0.672 | 0 | 0 | 0 | 0.2567 | 0.2567
49245 | 510PVDEVAYER-01432PV996QF |  | No Resource (1) | PV | SUN |  | PHOTOVOLTAIC | 2017-01-20 05:00 | Massachusetts Electric Company | MEC | MA | 017 | CMA/NEMA | WCMA |  | 0.996 | 0 | 0 | 0 | 0.38047 | 0.38047
49247 | 510PVDEVABINGTON-02351PV996QF |  | No Resource (1) | PV | SUN |  | PHOTOVOLTAIC | 2017-01-20 05:00 | Massachusetts Electric Company | MEC | MA | 023 | SEMA | SEMA |  | 0.996 | 0 | 0 | 0 | 0.38047 | 0.38047
49248 | GE.TINKHAMRD-01095PV496NM |  | No Resource (1) | PV | SUN |  | PHOTOVOLTAIC | 2017-01-19 05:00 | Massachusetts Electric Company | MEC | MA | 013 | WMA | WCMA |  | 0.496 | 0 | 0 | 0 | 0.18947 | 0.18947
49249 | SHAFIIREALESTATE-01028PV468NM |  | No Resource (1) | PV | SUN |  | PHOTOVOLTAIC | 2017-01-19 05:00 | Massachusetts Electric Company | MEC | MA | 013 | WMA | WCMA |  | 0.468 | 0 | 0 | 0 | 0.17878 | 0.17878
49250 | ORANGEINNOVATION-01364PV80NM |  | No Resource (1) | PV | SUN |  | PHOTOVOLTAIC | 2017-01-18 05:00 | Massachusetts Electric Company | MEC | MA | 011 | WMA | WCMA |  | 0.08 | 0 | 0 | 0 | 0.03056 | 0.03056
49251 | SUTTONSOLARLLC-01590PV1950NM |  | No Resource (1) | PV | SUN |  | PHOTOVOLTAIC | 2017-01-20 05:00 | Massachusetts Electric Company | MEC | MA | 027 | RI | SEMA |  | 1.95 | 0 | 0 | 0 | 0.7449 | 0.7449
49252 | BUXTONRDSOLARLLC-01569PV1000NM |  | No Resource (1) | PV | SUN |  | PHOTOVOLTAIC | 2017-01-20 05:00 | Massachusetts Electric Company | MEC | MA | 027 | RI | SEMA |  | 1 | 0 | 0 | 0 | 0.382 | 0.382
49253 | VIRGINIOSARDINIA-01757PV236QF |  | No Resource (1) | PV | SUN |  | PHOTOVOLTAIC | 2017-01-20 05:00 | Massachusetts Electric Company | MEC | MA | 027 | RI | SEMA |  | 0.236 | 0 | 0 | 0 | 0.090152 | 0.090152
49254 | TANGLEWOODFARM-02814PV196RE |  | No Resource (1) | PV | SUN |  | PHOTOVOLTAIC | 2017-01-20 05:00 | The Narragansett Electric Company | NEC | RI | 007 | RI | RI |  | 0.196 | 0 | 0 | 0 | 0.074872 | 0.074872
49255 | CONWELLSEMINARY-01982PV187QF |  | No Resource (1) | PV | SUN |  | PHOTOVOLTAIC | 2017-01-24 05:00 | Massachusetts Electric Company | MEC | MA | 009 | BOSTON | NEMA |  | 0.187 | 0 | 0 | 0 | 0.071434 | 0.071434
49256 | RICARBIDETOOLCO-02917PV196RE |  | No Resource (1) | PV | SUN |  | PHOTOVOLTAIC | 2017-01-23 05:00 | The Narragansett Electric Company | NEC | RI | 007 | RI | RI |  | 0.196 | 0 | 0 | 0 | 0.074872 | 0.074872
49260 | USFLUIDS-01028PV110QF |  | No Resource (1) | PV | SUN |  | PHOTOVOLTAIC | 2017-01-25 05:00 | Massachusetts Electric Company | MEC | MA | 013 | WMA | WCMA |  | 0.11 | 0 | 0 | 0 | 0.04202 | 0.04202
49276 | ROCKY'SELONGMEADOW-01028PV86QF |  | No Resource (1) | PV | SUN |  | PHOTOVOLTAIC | 2017-01-26 05:00 | Massachusetts Electric Company | MEC | MA | 013 | WMA | WCMA |  | 0.086 | 0 | 0 | 0 | 0.032852 | 0.032852
49277 | KEARSARGE188EAST-01033PV450NM |  | No Resource (1) | PV | SUN |  | PHOTOVOLTAIC | 2017-01-26 05:00 | Massachusetts Electric Company | MEC | MA | 015 | WMA | WCMA |  | 0.45 | 0 | 0 | 0 | 0.1719 | 0.1719
49278 | KEARSARGE190EAST-01033PV450NM |  | No Resource (1) | PV | SUN |  | PHOTOVOLTAIC | 2017-02-01 05:00 | Massachusetts Electric Company | MEC | MA | 015 | WMA | WCMA |  | 0.45 | 0 | 0 | 0 | 0.1719 | 0.1719
49279 | PEGASUSSOLAR-01752PV300NM |  | No Resource (1) | PV | SUN |  | PHOTOVOLTAIC | 2017-01-27 05:00 | Massachusetts Electric Company | MEC | MA | 017 | CMA/NEMA | WCMA |  | 0.3 | 0 | 0 | 0 | 0.1146 | 0.1146
49280 | KEARSARGE229REAST-01033PV450NM |  | No Resource (1) | PV | SUN |  | PHOTOVOLTAIC | 2017-02-01 05:00 | Massachusetts Electric Company | MEC | MA | 015 | WMA | WCMA |  | 0.45 | 0 | 0 | 0 | 0.1719 | 0.1719
49282 | KEARSARGE914WEST-01056PV450NM |  | No Resource (1) | PV | SUN |  | PHOTOVOLTAIC | 2017-02-02 05:00 | Massachusetts Electric Company | MEC | MA | 013 | WMA | WCMA |  | 0.45 | 0 | 0 | 0 | 0.1719 | 0.1719
49283 | KEARSARGE220REAST-01033PV450NM |  | No Resource (1) | PV | SUN |  | PHOTOVOLTAIC | 2017-02-01 05:00 | Massachusetts Electric Company | MEC | MA | 015 | WMA | WCMA |  | 0.45 | 0 | 0 | 0 | 0.1719 | 0.1719
49288 | BLUEWAVEWEBSTER-01570PV1380NM |  | No Resource (1) | PV | SUN |  | PHOTOVOLTAIC | 2017-02-03 05:00 | Massachusetts Electric Company | MEC | MA | 027 | WMA | WCMA |  | 1.38 | 0 | 0 | 0 | 0.52716 | 0.52716
49289 | FUREYROOFINGCO-02888PV29NM |  | No Resource (1) | PV | SUN |  | PHOTOVOLTAIC | 2017-02-03 05:00 | The Narragansett Electric Company | NEC | RI | 003 | RI | RI |  | 0.029 | 0 | 0 | 0 | 0.011078 | 0.011078
49290 | CRISSEYFARMS-01230PV113NM |  | No Resource (1) | PV | SUN |  | PHOTOVOLTAIC | 2017-02-07 05:00 | Massachusetts Electric Company | MEC | MA | 003 | WMA | WCMA |  | 0.113 | 0 | 0 | 0 | 0.043166 | 0.043166
49291 | NANTUCKETICE-02554PV284NM |  | No Resource (1) | PV | SUN |  | PHOTOVOLTAIC | 2017-02-08 05:00 | Massachusetts Electric Company | MEC | MA | 019 | SEMA | SEMA |  | 0.284 | 0 | 0 | 0 | 0.10849 | 0.10849
49292 | NATCOPRODUCTS-02893PV375NM |  | No Resource (1) | PV | SUN |  | PHOTOVOLTAIC | 2017-02-07 05:00 | The Narragansett Electric Company | NEC | RI | 003 | RI | RI |  | 0.375 | 0 | 0 | 0 | 0.14325 | 0.14325
49306 | SAFEHARBORSOLAR-01581PV886NM |  | No Resource (1) | PV | SUN |  | PHOTOVOLTAIC | 2017-02-16 05:00 | Massachusetts Electric Company | MEC | MA | 027 | CMA/NEMA | WCMA |  | 0.886 | 0 | 0 | 0 | 0.33845 | 0.33845
49327 | NANTUCKETPAVERS-02771PV240NM |  | No Resource (1) | PV | SUN |  | PHOTOVOLTAIC | 2017-02-27 05:00 | Massachusetts Electric Company | MEC | MA | 005 | RI | SEMA |  | 0.24 | 0 | 0 | 0 | 0.09168 | 0.09168
49328 | MILLREALTYTRUST-02370PV86QF |  | No Resource (1) | PV | SUN |  | PHOTOVOLTAIC | 2017-03-01 05:00 | Massachusetts Electric Company | MEC | MA | 023 | SEMA | SEMA |  | 0.086 | 0 | 0 | 0 | 0.032852 | 0.032852
49331 | SHALOMHOUSING-02886WT100NM |  | No Resource (1) | WT | WND |  | WIND TURBINE | 2017-03-01 05:00 | The Narragansett Electric Company | NEC | RI | 003 | RI | RI |  | 0.1 | 0 | 0 | 0 | 0.01324 | 0.013
49335 | WESTBOROWWTP-01581PV660NM |  | No Resource (1) | PV | SUN |  | PHOTOVOLTAIC | 2017-02-27 05:00 | Massachusetts Electric Company | MEC | MA | 027 | CMA/NEMA | WCMA |  | 0.66 | 0 | 0 | 0 | 0.25212 | 0.25212
49354 | SEAVIEWINNLLC-02842PV180NM |  | No Resource (1) | PV | SUN |  | PHOTOVOLTAIC | 2017-03-02 05:00 | The Narragansett Electric Company | NEC | RI | 005 | SEMA | RI |  | 0.18 | 0 | 0 | 0 | 0.06876 | 0.06876
49359 | MILFORDGERIATRIC-01757PV225QF |  | No Resource (1) | PV | SUN |  | PHOTOVOLTAIC | 2017-03-07 05:00 | Massachusetts Electric Company | MEC | MA | 027 | RI | SEMA |  | 0.225 | 0 | 0 | 0 | 0.08595 | 0.08595
49360 | TYNGS.LANDFILL#2-01879PV900NM |  | No Resource (1) | PV | SUN |  | PHOTOVOLTAIC | 2017-03-08 05:00 | Massachusetts Electric Company | MEC | MA | 017 | CMA/NEMA | WCMA |  | 0.9 | 0 | 0 | 0 | 0.3438 | 0.3438
49361 | CROMWELLVENTURES-02907PV69NM |  | No Resource (1) | PV | SUN |  | PHOTOVOLTAIC | 2017-03-06 05:00 | The Narragansett Electric Company | NEC | RI | 007 | RI | RI |  | 0.069 | 0 | 0 | 0 | 0.026358 | 0.026358
49365 | NORTONLANDFILL-02766PV1500NM | 38582 | NORTON MA | PV | SUN |  | PHOTOVOLTAIC | 2017-03-08 05:00 | Massachusetts Electric Company | MEC | MA | 005 | SEMA | SEMA |  | 1.5 | 0 | 0 | 0 | 0.573 | 0.573
49366 | RUTLANDSOLAR-01543PV990NM |  | No Resource (1) | PV | SUN |  | PHOTOVOLTAIC | 2017-03-09 05:00 | Massachusetts Electric Company | MEC | MA | 021 | WMA | WCMA |  | 0.99 | 0 | 0 | 0 | 0.37818 | 0.37818
49369 | PLYMOUTHREALTY-02333PV143NM |  | No Resource (1) | PV | SUN |  | PHOTOVOLTAIC | 2017-03-09 05:00 | Massachusetts Electric Company | MEC | MA | 023 | SEMA | SEMA |  | 0.143 | 0 | 0 | 0 | 0.054626 | 0.054626
49371 | ECASOLARAFF.INT.-01453PV2800QF |  | No Resource (1) | PV | SUN |  | PHOTOVOLTAIC | 2017-03-10 05:00 | Massachusetts Electric Company | MEC | MA | 027 | CMA/NEMA | WCMA |  | 2.8 | 0 | 0 | 0 | 1.0696 | 1.0696
49374 | BLUEWAVE CAPITAL-01069PV3800NM |  | No Resource (1) | PV | SUN |  | PHOTOVOLTAIC | 2017-03-14 04:00 | Massachusetts Electric Company | MEC | MA | 013 | WMA | WCMA |  | 3.8 | 0 | 0 | 0 | 1.4516 | 1.4516
49376 | SYNC.STILLRIVER-01740PV1980NM |  | No Resource (1) | PV | SUN |  | PHOTOVOLTAIC | 2017-03-15 04:00 | Massachusetts Electric Company | MEC | MA | 027 | CMA/NEMA | WCMA |  | 1.98 | 0 | 0 | 0 | 0.75636 | 0.75636
49383 | EASTONHS-02356PV370NM |  | No Resource (1) | PV | SUN |  | PHOTOVOLTAIC | 2017-03-15 04:00 | Massachusetts Electric Company | MEC | MA | 005 | SEMA | SEMA |  | 0.37 | 0 | 0 | 0 | 0.14134 | 0.14134
49393 | IBCCORPORATION-02375PV240QF |  | No Resource (1) | PV | SUN |  | PHOTOVOLTAIC | 2017-03-17 04:00 | Massachusetts Electric Company | MEC | MA | 005 | SEMA | SEMA |  | 0.24 | 0 | 0 | 0 | 0.09168 | 0.09168
49394 | STRAFELLOINC-02322PV266NM |  | No Resource (1) | PV | SUN |  | PHOTOVOLTAIC | 2017-03-17 04:00 | Massachusetts Electric Company | MEC | MA | 017 | SEMA | SEMA |  | 0.266 | 0 | 0 | 0 | 0.10161 | 0.10161
49396 | ELITEENVELOPE-02368PV105NM |  | No Resource (1) | PV | SUN |  | PHOTOVOLTAIC | 2017-03-20 04:00 | Massachusetts Electric Company | MEC | MA | 021 | SEMA | SEMA |  | 0.105 | 0 | 0 | 0 | 0.04011 | 0.04011
49397 | NEXTSUNSHIRLEY-01464PV920NM |  | No Resource (1) | PV | SUN |  | PHOTOVOLTAIC | 2017-03-21 04:00 | Massachusetts Electric Company | MEC | MA | 017 | CMA/NEMA | WCMA |  | 0.92 | 0 | 0 | 0 | 0.35144 | 0.35144
49398 | MADBURY PV N5466 |  | No Resource (1) | PV | SUN |  | PHOTOVOLTAIC | 2017-03-27 04:00 | Public Service Company of New Hampshire | PSNH | NH | 017 | NH | NH |  | 0.222 | 0 | 0 | 0 | 0.084804 | 0.084804
49399 | PORTSMOUTH PV N5465A |  | No Resource (1) | PV | SUN |  | PHOTOVOLTAIC | 2017-03-27 04:00 | Public Service Company of New Hampshire | PSNH | NH | 015 | NH | NH |  | 0.108 | 0 | 0 | 0 | 0.041256 | 0.041256
49400 | PORTSMOUTH PV N5465 |  | No Resource (1) | PV | SUN |  | PHOTOVOLTAIC | 2017-03-27 04:00 | Public Service Company of New Hampshire | PSNH | NH | 015 | NH | NH |  | 0.144 | 0 | 0 | 0 | 0.055008 | 0.055008
49401 | ROCHESTER PV N5486 |  | No Resource (1) | PV | SUN |  | PHOTOVOLTAIC | 2017-03-27 04:00 | Public Service Company of New Hampshire | PSNH | NH | 017 | NH | NH |  | 0.2 | 0 | 0 | 0 | 0.0764 | 0.0764
49402 | NASHUA PV N5606 |  | No Resource (1) | PV | SUN |  | PHOTOVOLTAIC | 2017-03-27 04:00 | Public Service Company of New Hampshire | PSNH | NH | 011 | VT | NH |  | 0.833 | 0 | 0 | 0 | 0.31821 | 0.31821
49404 | PKPROPERTIES-02914PV120NM |  | No Resource (1) | PV | SUN |  | PHOTOVOLTAIC | 2017-03-27 04:00 | The Narragansett Electric Company | NEC | RI | 007 | RI | RI |  | 0.12 | 0 | 0 | 0 | 0.04584 | 0.04584
49408 | CAVALLO-INC.-01069PV499NM |  | No Resource (1) | PV | SUN |  | PHOTOVOLTAIC | 2017-03-29 04:00 | Massachusetts Electric Company | MEC | MA | 013 | WMA | WCMA |  | 0.499 | 0 | 0 | 0 | 0.19062 | 0.19062
49409 | GMHMIL.HOUSING-02842PV612NM |  | No Resource (1) | PV | SUN |  | PHOTOVOLTAIC | 2017-03-30 04:00 | The Narragansett Electric Company | NEC | RI | 005 | SEMA | RI |  | 0.612 | 0 | 0 | 0 | 0.23378 | 0.23378
[15 empty] | TOTAL | 37372.911 | 33129.551 | 30523.286 | 33156.828 | 29174.0705 | 57.2165
NOTES:
Appendix A - defines the codes used.
Generator details, including Lead Market Participant, as of January 1, 2017.
Additional information and changes to generating asset Lead Participant since January 1, 2017 may be found in the Endnotes following Section 2.1.
The Expected Summer Peak SCC is based on existing capacity as of the April 2017 SCC Report. The expected SCC values also include full and partial retirements pursuant to the FCM.
SCC values may change throughout the year. Refer to the monthly SCC Reports at http://www.iso-ne.com/isoexpress/web/reports/operations/-/tree/seasonal-claimed-capability for the most recent values.
For the Expected Summer Peak SCC values, new PV and wind resources that do not yet have an SCC value due to a lack of historical generation data have an assumed summer SCC that is based on FCM Qualified Capacity, if applicable. Otherwise, the ratings of new PV resources are assumed to be 38.2% of nameplate (summer), and the ratings of new wind resources are 13.24% of nameplate (summer).
When an alternate fuel is listed, the unit may not necessarily be fully operable on both fuels.
FOOTNOTES:
(1) This an existing Asset that has no associated Resource at this time.
(2) This column is the difference in the August 1st Expected Summer Peak SCC from the 2016 CELT Report to the July 1st Expected Summer Peak SCC from the 2017 CELT Report

## 2.1 Endnotes
2.1 Endnotes
-1 | All generator details in Section 2.1, other than the capabilities during the winter and summer peaks, are as of January 1, 2017.
-2 | Effective February 1, 2017, Exelon Generation Company, LLC (EXGC) has replaced BP Energy Company (BPEC) as the Lead Market Participant for the following asset:
ECO MAINE, Asset #794
-3 | Effective February 18, 2017, Covanta Energy Marketing, LLC (CEM) has replaced Connecticut Light and Power Company, The (CLP as the Lead Market Participant for the following asset:
SECREC-PRESTON, Asset #1415
-4 | Effective April 1, 2017, TransCanada Hydro Northeast Inc (TCHN) has replaced TransCanada Power Marketing, Ltd. (TCPM) as the Lead Market Participant for the following assets:
BELLOWS FALLS, Asset #562
COMERFORD 1, Asset #47373
COMERFORD 2, Asset #47366
COMERFORD 3, Asset #47367
COMERFORD 4, Asset #47368
DEERFIELD 2/LWR DRFIELD, Asset #435
DEERFIELD 5, Asset #335
HARRIMAN, Asset #393
MCINDOES, Asset #465
MOORE 1, Asset #737
MOORE 2, Asset #47370
MOORE 3, Asset #47371
MOORE 4, Asset #47372
SEARSBURG, Asset #473
SHERMAN, Asset #561
VERNON, Asset #567
WILDER, Asset #599
-5 | Effective April 1, 2017, Vermont Electric Power Company, Inc. (VELCO) has replaced Green Mountain Power Corporation (GMP) as the Lead Market Participant for the following asset:
SIMPSON G LOAD REDUCER, Asset #620

## 2.2 Net of Imports & Exports
2.2 Net of Imports and Exports (1)
|  | CAPACITY IMPORT/EXPORT FROM |  | CAPABILITY - MW
|  |  |  | Winter | Summer
|  |  |  | 2017-01-01 | 2017-08-01
|  | Quebec (2) |  | 317.005 | 391.1
|  | New Brunswick |  | 290 | 208
|  | New York (3) |  | 460.197 | 676.898
|  |  | NET OF IMPORTS AND EXPORTS (4) | 1067.202 | 1275.998
FOOTNOTES:
-1 | Summer and winter values are based on FCM Capacity Supply Obligations.
-2 | The Citizens Block Load CSO, which is treated as a generating resource in Sec. 3.1 and Appendix D, is treated here as an import from Quebec.
-3 | New York values reflect a 100 MW Administrative Export. That export is treated as a reduction to the generation CSO in Sec. 1.
-4 | A positive value indicates net imports and a negative value indicates net exports.

## 3.1.1 PV Forecast - Nameplate
3.1.1 - Forecast of Solar PV Resources by Category and State
|  |  | Annual Total Incremental MW - Nameplate Rating | [10 empty] | Totals
Category | Sub-Category | States | Through 2016 | 2017 | 2018 | 2019 | 2020 | 2021 | 2022 | 2023 | 2024 | 2025 | 2026
PV in Markets | FCM PV | CT | 0.701 | 0 | 0 | 0 | 5.75 | 0 | 0 | 0 | 0 | 0 | 0 | 6.451
|  | MA | 26.237 | 0 | 36.97 | 84.799 | 10.996 | 0 | 0 | 0 | 0 | 0 | 0 | 159.002
|  | ME | 0 | 0 | 0 | 0 | 0 | 0 | 0 | 0 | 0 | 0 | 0 | 0
|  | NH | 0 | 0 | 0 | 0 | 0 | 0 | 0 | 0 | 0 | 0 | 0 | 0
|  | RI | 0.445 | 0 | 0 | 0 | 0 | 0 | 0 | 0 | 0 | 0 | 0 | 0.445
|  | VT | 0 | 0 | 0 | 0 | 0 | 0 | 0 | 0 | 0 | 0 | 0 | 0
| Total | Annual | 27.383 | 0 | 36.97 | 84.799 | 16.746 | 0 | 0 | 0 | 0 | 0 | 0 | 165.898
|  | Cumulative | 27.383 | 27.383 | 64.353 | 149.152 | 165.898 | 165.898 | 165.898 | 165.898 | 165.898 | 165.898 | 165.898 | 165.898
| Non-FCM PV | CT | 2.2 | 1.0376 | 1.0376 | 1.0376 | 0.46053 | 0.34965 | 0.33966 | 0.32967 | 0.31968 | 0.30969 | 0.2997 | 7.7214
|  | MA | 577.798 | 104.6215 | 76.5147 | -13.0766 | 58.788 | 67.8455 | 65.9071 | 63.9686 | 31.0151 | 30.0459 | 29.0767 | 1092.5045
|  | ME | 0 | 0 | 0 | 0 | 0 | 0 | 0 | 0 | 0 | 0 | 0 | 0
|  | NH | 4.893 | 1.6273 | 1.0849 | 0.66899 | 0.65091 | 0.63283 | 0.61475 | 0.59667 | 0.57859 | 0.56051 | 0.54243 | 12.4508
|  | RI | 21.044 | 23.6215 | 23.6215 | 20.1915 | 18.1723 | 8.7077 | 6.453 | 6.3204 | 6.1878 | 6.0552 | 5.9225 | 146.2974
|  | VT | 0 | 0 | 0 | 0 | 0 | 0 | 0 | 0 | 0 | 0 | 0 | 0
| Total | Annual | 605.935 | 130.9079 | 102.2587 | 8.8215 | 78.0717 | 77.5357 | 73.3145 | 71.2154 | 38.1011 | 36.9712 | 35.8413 | 1258.9741
|  | Cumulative | 605.935 | 736.8429 | 839.1015 | 847.923 | 925.9948 | 1003.5305 | 1076.845 | 1148.0604 | 1186.1616 | 1223.1328 | 1258.9741 | 1258.9741
Markets Total |  | Annual | 633.318 | 130.9079 | 139.2287 | 93.6205 | 94.8177 | 77.5357 | 73.3145 | 71.2154 | 38.1011 | 36.9712 | 35.8413 | 1424.8721
|  | Cumulative | 633.318 | 764.2259 | 903.4545 | 997.075 | 1091.8928 | 1169.4285 | 1242.743 | 1313.9584 | 1352.0596 | 1389.0308 | 1424.8721 | 1424.8721
Behind-the-Meter PV |  | CT | 278.6446 | 131.752 | 131.752 | 131.752 | 52.7264 | 44.3965 | 43.128 | 41.8595 | 40.5911 | 39.3226 | 38.0541 | 973.979
|  | MA | 720.7344 | 169.3015 | 146.7119 | 92.722 | 90.216 | 87.71 | 85.204 | 82.698 | 40.096 | 38.843 | 37.59 | 1591.8269
|  | ME | 22.1404 | 6.8404 | 6.8404 | 6.8404 | 6.1564 | 5.8143 | 5.8143 | 5.8143 | 5.8143 | 5.8143 | 5.8143 | 83.704
|  | NH | 49.4108 | 16.4327 | 10.9551 | 6.7557 | 6.5731 | 6.3905 | 6.2079 | 6.0253 | 5.8427 | 5.6602 | 5.4776 | 125.7317
|  | RI | 15.3223 | 17.6985 | 17.6985 | 15.1285 | 13.6157 | 6.5243 | 4.835 | 4.7356 | 4.6362 | 4.5368 | 4.4375 | 109.1689
|  | VT | 198.3872 | 25 | 25 | 25 | 22.5 | 21.25 | 21.25 | 21.25 | 21.25 | 21.25 | 21.25 | 423.3872
Behind-the Meter Total |  | Annual | 1284.6397 | 367.0252 | 338.958 | 278.1987 | 191.7875 | 172.0856 | 166.4393 | 162.3828 | 118.2304 | 115.427 | 112.6235 | 3307.7977
|  | Cumulative | 1284.6397 | 1651.6649 | 1990.6229 | 2268.8215 | 2460.6091 | 2632.6947 | 2799.134 | 2961.5168 | 3079.7472 | 3195.1742 | 3307.7977 | 3307.7977
Annual Total | All PV Categories | CT | 281.5456 | 132.7897 | 132.7897 | 132.7897 | 58.9369 | 44.7461 | 43.4677 | 42.1892 | 40.9108 | 39.6323 | 38.3538 | 988.1514
|  | MA | 1324.7694 | 273.923 | 260.1965 | 164.4444 | 160 | 155.5556 | 151.1111 | 146.6667 | 71.1111 | 68.8889 | 66.6667 | 2843.3333
|  | ME | 22.1404 | 6.8404 | 6.8404 | 6.8404 | 6.1564 | 5.8143 | 5.8143 | 5.8143 | 5.8143 | 5.8143 | 5.8143 | 83.704
|  | NH | 54.3038 | 18.06 | 12.04 | 7.4247 | 7.224 | 7.0233 | 6.8227 | 6.622 | 6.4213 | 6.2207 | 6.02 | 138.1825
|  | RI | 36.8113 | 41.32 | 41.32 | 35.32 | 31.788 | 15.232 | 11.288 | 11.056 | 10.824 | 10.592 | 10.36 | 255.9113
|  | VT | 198.3872 | 25 | 25 | 25 | 22.5 | 21.25 | 21.25 | 21.25 | 21.25 | 21.25 | 21.25 | 423.3872
All PV Categories Total |  | Annual | 1917.9577 | 497.933 | 478.1866 | 371.8192 | 286.6053 | 249.6214 | 239.7538 | 233.5982 | 156.3315 | 152.3982 | 148.4648 | 4732.6698
Cumulative Total | All PV Categories | CT | 281.5456 | 414.3352 | 547.1249 | 679.9146 | 738.8515 | 783.5976 | 827.0653 | 869.2545 | 910.1653 | 949.7976 | 988.1514 | 988.1514
|  | MA | 1324.7694 | 1598.6923 | 1858.8889 | 2023.3333 | 2183.3333 | 2338.8889 | 2490 | 2636.6667 | 2707.7778 | 2776.6667 | 2843.3333 | 2843.3333
|  | ME | 22.1404 | 28.9808 | 35.8212 | 42.6616 | 48.818 | 54.6323 | 60.4467 | 66.261 | 72.0754 | 77.8897 | 83.704 | 83.704
|  | NH | 54.3038 | 72.3638 | 84.4038 | 91.8285 | 99.0525 | 106.0758 | 112.8985 | 119.5205 | 125.9418 | 132.1625 | 138.1825 | 138.1825
|  | RI | 36.8113 | 78.1313 | 119.4513 | 154.7713 | 186.5593 | 201.7913 | 213.0793 | 224.1353 | 234.9593 | 245.5513 | 255.9113 | 255.9113
|  | VT | 198.3872 | 223.3872 | 248.3872 | 273.3872 | 295.8872 | 317.1372 | 338.3872 | 359.6372 | 380.8872 | 402.1372 | 423.3872 | 423.3872
All PV Categories Total |  | Cumulative | 1917.9577 | 2415.8908 | 2894.0774 | 3265.8966 | 3552.5018 | 3802.1232 | 4041.877 | 4275.4752 | 4431.8068 | 4584.205 | 4732.6698 | 4732.6698
NOTES:
1) Explanation of all PV forecast assumptions and methodology is available at:
http://www.iso-ne.com/system-planning/system-forecasting/distributed-generation-forecast
2) The forecast reflects values after applying discount factors developed to reflect a degree of uncertainty in future PV development
3) FCM PV consists of supply or demand-side resources with Capacity Suppliy Obligations (CSO), which may also be Settlement Only Resources
4) Non-FCM PV includes Settlement only Resources (SORs) and Generators (per OP-14) that participate only in the energy market. Negative values in this category are due to the transfer of certain resources from Non-FCM PV to the FCM PV category.
5) Forecast values represent end-of-year installed capacities
6) Values shown may not sum correctly due to rounding

## 3.1.2 PV Forecast - BTM MW
3.1.2 - Forecast of Cumulative BTM Solar PV Estimated Summer Seasonal (July 1st) Peak Load Reduction by State (1)
Cumulative Total MW - Estimated Summer Seasonal Peak Load Reduction
Category |  | States | 2016 | 2017 | 2018 | 2019 | 2020 | 2021 | 2022 | 2023 | 2024 | 2025 | 2026
Behind-the-Meter PV |  | CT | 94.9162 | 132.642 | 178.4237 | 220.8951 | 251.2424 | 262.415 | 271.4262 | 279.5215 | 287.4718 | 295.9734 | 303.7779
|  | MA | 254.9886 | 317.2982 | 366.8942 | 400.3154 | 421.3351 | 442.2084 | 461.7938 | 479.5078 | 491.7849 | 496.9082 | 501.4258
|  | ME | 8.2267 | 9.9937 | 12.2443 | 14.3363 | 16.2843 | 18.0016 | 19.5857 | 21.0917 | 22.5798 | 24.1126 | 25.5955
|  | NH | 14.1951 | 22.4786 | 27.157 | 29.6383 | 31.1554 | 32.6647 | 34.0812 | 35.3618 | 36.6057 | 37.9046 | 39.1013
|  | RI | 5.0051 | 8.8659 | 15.3801 | 21.0543 | 25.6881 | 28.9165 | 30.2738 | 31.1903 | 32.104 | 33.092 | 34.0145
|  | VT | 61.221 | 84.0899 | 90.3799 | 96.2954 | 102.0731 | 107.273 | 112.0926 | 116.66 | 121.2903 | 126.2814 | 131.1056
Total |  | Cumulative | 438.5526 | 575.3684 | 690.4791 | 782.5348 | 847.7783 | 891.4791 | 929.2534 | 963.3331 | 991.8365 | 1014.2722 | 1035.0205
Estimated Summer Seasonal Peak Load Reduction - % of BTM AC nameplate |  |  | 39.1% | 37.49% | 35.97% | 34.6% | 33.55% | 32.7% | 31.93% | 31.19% | 30.56% | 30.08% | 29.61%
Monthly PV Growth Table (as a % of Annual Growth)
Month | 1 | 2 | 3 | 4 | 5 | 6 | 7 | 8 | 9 | 10 | 11 | 12
Incremental | 5.626% | 4.366% | 6.184% | 6.521% | 6.457% | 7.988% | 9.207% | 8.772% | 7.287% | 7.977% | 6.873% | 22.74%
Cumulative | 5.626% | 9.992% | 16.18% | 22.7% | 29.15% | 37.14% | 46.35% | 55.12% | 62.41% | 70.38% | 77.26% | 100%
The above percentages are based on four years of historical installation data and reflect end of month values.
FOOTNOTES:
1) BTM PV peak load reductions relate to coincident summer peak loads only; values for non-coincident summer peak loads (for example, at the state level) may be different
NOTES:
1) Explanation of all PV forecast assumptions and methodology is available at:
http://www.iso-ne.com/system-planning/system-forecasting/distributed-generation-forecast
2) The forecast reflects values after applying discount factors developed to reflect a degree of uncertainty in future PV development
3) Values include the effect of diminishing PV production as increasing PV penetrations shift the timing of peaks later in the day, which is reflected in the % of BTM AC nameplate values shown above.
4) These values are as of July 1 of each year, and include an 8% transmission and distribution loss gross-up. The July 1 values were calculated based on the cumulative growth percentage through June as shown in the Monthly PV Growth Table above.
5) In Sections 1.1 and 1.2 of the CELT Report, the Behind-the-Meter (BTM) PV estimated summer seasonal peak load reductions are reflected in line 1.1.1.
6) Different planning studies may use different values based on the intent of the study.

## 3.1.3 PV Forecast - BTM Energy
3.1.3 - Forecast of BTM Solar PV Energy (GWh) by State
Estimated Annual Energy (GWh)
Category | States | 2016 | 2017 | 2018 | 2019 | 2020 | 2021 | 2022 | 2023 | 2024 | 2025 | 2026
Behind-the-Meter PV | CT | 341 | 435.1397 | 611.8567 | 788.5737 | 928.4638 | 995.3031 | 1054.2603 | 1111.5162 | 1167.0706 | 1220.9237 | 1273.0754
| MA | 947 | 1045.6064 | 1262.1609 | 1433.7834 | 1556.9822 | 1676.8198 | 1793.2961 | 1906.4111 | 1997.4797 | 2050.6759 | 2102.1916
| ME | 27 | 32.8843 | 42.0592 | 51.2342 | 60.0903 | 68.1884 | 75.9871 | 83.7858 | 91.5844 | 99.3831 | 107.1818
| NH | 51 | 73.9318 | 93.4202 | 106.1572 | 115.1334 | 123.8647 | 132.3511 | 140.5925 | 148.5891 | 156.3408 | 163.8476
| RI | 17 | 28.7993 | 52.538 | 75.0791 | 94.6658 | 109.6236 | 117.5873 | 124.0261 | 130.3315 | 136.5037 | 142.5426
| VT | 197 | 277.744 | 311.2762 | 344.8083 | 377.1754 | 406.7718 | 435.2741 | 463.7764 | 492.2787 | 520.781 | 549.2833
Behind-the Meter Total |  | 1581 | 1894.1055 | 2373.3112 | 2799.6358 | 3132.5109 | 3380.5713 | 3608.7559 | 3830.108 | 4027.3341 | 4184.6083 | 4338.1223
NOTES:
1) Explanation of all PV forecast assumptions and methodology is available at:
http://www.iso-ne.com/system-planning/system-forecasting/distributed-generation-forecast
2) Monthly in-service dates of PV assumed based on historical development
3) All values are grossed up by 6.5% to reflect avoided transmission and distribution losses

## 4.1 Sum of CSOs
4.1 Summary of Capacity Supply Obligations (CSO) MW(1)(2)(3)(4)(5)(6)
Capacity Commitment Period
|  |  |  | 2016-17 (7) |  | 2017-18 (8) |  | 2018-19 (9) |  | 2019-20 (10) |  | 2020-21 (11)
| Load Zone Name | Resource Type | Resource Sub Type | Summer CSO | Winter CSO | Summer CSO | Winter CSO | Summer CSO | Winter CSO | Summer CSO | Winter CSO | Summer CSO | Winter CSO
| CT | ACTIVE DR | REAL TIME DR | 90.66 | 91.006 | 105.685 | 97.895 | 62.105 | 62.662 | 19.686 | 19.57 | 83.743 | 82.481
|  |  | REAL-TIME EG | 97.569 | 97.569 | 1.504 | 1.504 | 39.32 | 39.32 | 7.996 | 7.997 | 0 | 0
|  |  | TOTAL ACTIVE | 188.229 | 188.575 | 107.189 | 99.399 | 101.425 | 101.982 | 27.682 | 27.567 | 83.743 | 82.481
|  | PASSIVE DR | ON-PEAK | 59.027 | 59.027 | 60.325 | 59.755 | 58.394 | 58.394 | 56.632 | 56.632 | 71.369 | 65.402
|  |  | SEASONAL PEAK | 355.436 | 355.436 | 457.831 | 457.831 | 363.379 | 363.379 | 437.607 | 437.607 | 549.233 | 567.238
|  |  | TOTAL PASSIVE | 414.463 | 414.463 | 518.156 | 517.586 | 421.773 | 421.773 | 494.239 | 494.239 | 620.602 | 632.64
|  | DR Total |  | 602.692 | 603.038 | 625.345 | 616.985 | 523.198 | 523.755 | 521.921 | 521.806 | 704.345 | 715.121
|  | GEN | Intermittent | 152.399 | 162.995 | 162.971 | 177.017 | 161.339 | 176.82 | 158.094 | 173.817 | 140.637 | 153.165
|  |  | Non Intermittent | 8077.89 | 8080.241 | 8261.071 | 8311.531 | 9105.794 | 9118.895 | 9643.573 | 9694.309 | 9703.168 | 9703.168
|  | GEN Total |  | 8230.289 | 8243.236 | 8424.042 | 8488.548 | 9267.133 | 9295.715 | 9801.667 | 9868.126 | 9843.805 | 9856.333
| CT Total |  |  | 8832.981 | 8846.274 | 9049.387 | 9105.533 | 9790.331 | 9819.47 | 10323.588 | 10389.932 | 10548.15 | 10571.454
| ME | ACTIVE DR | REAL TIME DR | 130.92 | 133.394 | 98.045 | 108.605 | 134.737 | 141.439 | 130.322 | 136.238 | 102.178 | 102.178
|  |  | REAL-TIME EG | 4.87 | 2.396 | 0 | 0 | 6.182 | 3.898 | 5.493 | 3.835 | 0 | 0
|  |  | TOTAL ACTIVE | 135.79 | 135.79 | 98.045 | 108.605 | 140.919 | 145.337 | 135.815 | 140.073 | 102.178 | 102.178
|  | PASSIVE DR | ON-PEAK | 121.876 | 121.876 | 163.837 | 163.875 | 174.981 | 174.981 | 181.204 | 181.204 | 139.101 | 139.101
|  |  | SEASONAL PEAK | 0 | 0 | 0 | 0 | 0 | 0 | 0 | 0 | 0 | 0
|  |  | TOTAL PASSIVE | 121.876 | 121.876 | 163.837 | 163.875 | 174.981 | 174.981 | 181.204 | 181.204 | 139.101 | 139.101
|  | DR Total |  | 257.666 | 257.666 | 261.882 | 272.48 | 315.9 | 320.318 | 317.019 | 321.277 | 241.279 | 241.279
|  | GEN | Intermittent | 162.975 | 271.332 | 240.663 | 364.913 | 211 | 334.008 | 216.124 | 341.764 | 221.475 | 345.167
|  |  | Non Intermittent | 2929.496 | 2929.207 | 2972.744 | 2973.999 | 2897.748 | 2894.224 | 2933.34 | 2936.119 | 2754.067 | 2754.067
|  | GEN Total |  | 3092.471 | 3200.539 | 3213.407 | 3338.912 | 3108.748 | 3228.232 | 3149.464 | 3277.883 | 2975.542 | 3099.234
| ME Total |  |  | 3350.137 | 3458.205 | 3475.289 | 3611.392 | 3424.648 | 3548.55 | 3466.483 | 3599.16 | 3216.821 | 3340.513
| NEMA | ACTIVE DR | REAL TIME DR | 40.421 | 40.421 | 37.119 | 38.49 | 65.336 | 65.336 | 45.028 | 45.028 | 55.357 | 55.357
|  |  | REAL-TIME EG | 11.999 | 11.999 | 0 | -0.228 | 4.046 | 4.046 | 0 | 0 | 0 | 0
|  |  | TOTAL ACTIVE | 52.42 | 52.42 | 37.119 | 38.262 | 69.382 | 69.382 | 45.028 | 45.028 | 55.357 | 55.357
|  | PASSIVE DR | ON-PEAK | 487.533 | 486.988 | 581.226 | 580.416 | 544.134 | 544.134 | 594.3 | 594.3 | 754.441 | 753.896
|  |  | SEASONAL PEAK | 0 | 0 | 0 | 0 | 0 | 0 | 0 | 0 | 0 | 0
|  |  | TOTAL PASSIVE | 487.533 | 486.988 | 581.226 | 580.416 | 544.134 | 544.134 | 594.3 | 594.3 | 754.441 | 753.896
|  | DR Total |  | 539.953 | 539.408 | 618.345 | 618.678 | 613.516 | 613.516 | 639.328 | 639.328 | 809.798 | 809.253
|  | GEN | Intermittent | 71.15 | 72.758 | 70.226 | 71.674 | 70.651 | 72.023 | 77.148 | 72.26 | 77.545 | 73.211
|  |  | Non Intermittent | 2555.781 | 2556.326 | 3175.674 | 3179.925 | 3230.637 | 3510.237 | 3226.238 | 3426.238 | 3214.659 | 3214.659
|  | GEN Total |  | 2626.931 | 2629.084 | 3245.9 | 3251.599 | 3301.288 | 3582.26 | 3303.386 | 3498.498 | 3292.204 | 3287.87
| NEMA Total |  |  | 3166.884 | 3168.492 | 3864.245 | 3870.277 | 3914.804 | 4195.776 | 3942.714 | 4137.826 | 4102.002 | 4097.123
| NH | ACTIVE DR | REAL TIME DR | 11.132 | 11.041 | 13.763 | 13.042 | 10.067 | 9.347 | 3.676 | 3.676 | 17.208 | 16.489
|  |  | REAL-TIME EG | 13.474 | 11.497 | 0 | 0 | 11.011 | 9.034 | 11.724 | 11.253 | 0 | 0
|  |  | TOTAL ACTIVE | 24.606 | 22.538 | 13.763 | 13.042 | 21.078 | 18.381 | 15.4 | 14.929 | 17.208 | 16.489
|  | PASSIVE DR | ON-PEAK | 70.673 | 70.673 | 76.272 | 76.272 | 83.036 | 83.036 | 88.882 | 88.882 | 120.207 | 102.202
|  |  | SEASONAL PEAK | 0 | 0 | 0 | 0 | 0 | 0 | 0 | 0 | 0 | 0
|  |  | TOTAL PASSIVE | 70.673 | 70.673 | 76.272 | 76.272 | 83.036 | 83.036 | 88.882 | 88.882 | 120.207 | 102.202
|  | DR Total |  | 95.279 | 93.211 | 90.035 | 89.314 | 104.114 | 101.417 | 104.282 | 103.811 | 137.415 | 118.691
|  | GEN | Intermittent | 129.904 | 175.031 | 145.069 | 204.212 | 166.327 | 220.64 | 164.107 | 228.539 | 165.885 | 232.111
|  |  | Non Intermittent | 4094.9 | 4089.082 | 4082.426 | 4082.426 | 4079.833 | 4079.833 | 4073.959 | 4076.239 | 4112.453 | 4112.453
|  | GEN Total |  | 4224.804 | 4264.113 | 4227.495 | 4286.638 | 4246.16 | 4300.473 | 4238.066 | 4304.778 | 4278.338 | 4344.564
| NH Total |  |  | 4320.083 | 4357.324 | 4317.53 | 4375.952 | 4350.274 | 4401.89 | 4342.348 | 4408.589 | 4415.753 | 4463.255
| RI | ACTIVE DR | REAL TIME DR | 16.82 | 13.975 | 19.13 | 15.629 | 47.324 | 47.354 | 23.868 | 23.868 | 26.868 | 26.868
|  |  | REAL-TIME EG | 17.541 | 14.616 | 0 | 0 | 5.125 | 5.125 | 10.249 | 10.249 | 0 | 0
|  |  | TOTAL ACTIVE | 34.361 | 28.591 | 19.13 | 15.629 | 52.449 | 52.479 | 34.117 | 34.117 | 26.868 | 26.868
|  | PASSIVE DR | ON-PEAK | 174.074 | 174.016 | 208.338 | 208.058 | 197.823 | 197.823 | 216.85 | 216.85 | 266.873 | 266.873
|  |  | SEASONAL PEAK | 0 | 0 | 0 | 0 | 0 | 0 | 0 | 0 | 0 | 0
|  |  | TOTAL PASSIVE | 174.074 | 174.016 | 208.338 | 208.058 | 197.823 | 197.823 | 216.85 | 216.85 | 266.873 | 266.873
|  | DR Total |  | 208.435 | 202.607 | 227.468 | 223.687 | 250.272 | 250.302 | 250.967 | 250.967 | 293.741 | 293.741
|  | GEN | Intermittent | 0.635 | 1.891 | 0.455 | 2.281 | 0.735 | 2.486 | 7.264 | 16.458 | 7.295 | 16.212
|  |  | Non Intermittent | 1833.214 | 1844.058 | 1914.009 | 1916.385 | 1899.796 | 1899.796 | 2364.339 | 2373.058 | 2407.116 | 2425.394
|  | GEN Total |  | 1833.849 | 1845.949 | 1914.464 | 1918.666 | 1900.531 | 1902.282 | 2371.603 | 2389.516 | 2414.411 | 2441.606
| RI Total |  |  | 2042.284 | 2048.556 | 2141.932 | 2142.353 | 2150.803 | 2152.584 | 2622.57 | 2640.483 | 2708.152 | 2735.347
| SEMA | ACTIVE DR | REAL TIME DR | 13.723 | 11.846 | 25.75 | 25.623 | 49.325 | 49.325 | 33.873 | 33.873 | 32.675 | 32.675
|  |  | REAL-TIME EG | 11.109 | 11.109 | 0 | 0 | 9.137 | 9.137 | 0 | 0 | 0 | 0
|  |  | TOTAL ACTIVE | 24.832 | 22.955 | 25.75 | 25.623 | 58.462 | 58.462 | 33.873 | 33.873 | 32.675 | 32.675
|  | PASSIVE DR | ON-PEAK | 232.556 | 232.292 | 299.106 | 298.902 | 285.606 | 285.606 | 305.718 | 305.718 | 373.639 | 372.505
|  |  | SEASONAL PEAK | 0 | 0 | 0 | 0 | 0 | 0 | 0 | 0 | 0 | 0
|  |  | TOTAL PASSIVE | 232.556 | 232.292 | 299.106 | 298.902 | 285.606 | 285.606 | 305.718 | 305.718 | 373.639 | 372.505
|  | DR Total |  | 257.388 | 255.247 | 324.856 | 324.525 | 344.068 | 344.068 | 339.591 | 339.591 | 406.314 | 405.18
|  | GEN | Intermittent | 74.954 | 75.509 | 77.401 | 81.889 | 84.026 | 77.907 | 95.101 | 78.057 | 101.459 | 80.821
|  |  | Non Intermittent | 5814.22 | 5831.599 | 4533.385 | 4572.565 | 4688.163 | 4852.763 | 4348.552 | 4479.385 | 4418.249 | 4418.249
|  | GEN Total |  | 5889.174 | 5907.108 | 4610.786 | 4654.454 | 4772.189 | 4930.67 | 4443.653 | 4557.442 | 4519.708 | 4499.07
| SEMA Total |  |  | 6146.562 | 6162.355 | 4935.642 | 4978.979 | 5116.257 | 5274.738 | 4783.244 | 4897.033 | 4926.022 | 4904.25
| VT | ACTIVE DR | REAL TIME DR | 32.666 | 32.971 | 32.103 | 40.897 | 30.499 | 35.666 | 30.499 | 33.055 | 34.079 | 34.079
|  |  | REAL-TIME EG | 4.266 | 4.266 | 0 | 0 | 3.829 | 3.267 | 2.308 | 2.632 | 0 | 0
|  |  | TOTAL ACTIVE | 36.932 | 37.237 | 32.103 | 40.897 | 34.328 | 38.933 | 32.807 | 35.687 | 34.079 | 34.079
|  | PASSIVE DR | ON-PEAK | 106.625 | 106.625 | 124.574 | 132.571 | 119.195 | 119.195 | 114.063 | 114.063 | 97.751 | 97.668
|  |  | SEASONAL PEAK | 0 | 0 | 0 | 0 | 0 | 0 | 0 | 0 | 0 | 0
|  |  | TOTAL PASSIVE | 106.625 | 106.625 | 124.574 | 132.571 | 119.195 | 119.195 | 114.063 | 114.063 | 97.751 | 97.668
|  | DR Total |  | 143.557 | 143.862 | 156.677 | 173.468 | 153.523 | 158.128 | 146.87 | 149.75 | 131.83 | 131.747
|  | GEN | Intermittent | 79.734 | 133.621 | 63.161 | 120.152 | 82.417 | 124.933 | 72.502 | 126.322 | 76.413 | 128.101
|  |  | Non Intermittent | 214.438 | 239.429 | 246.586 | 246.586 | 255.002 | 255.099 | 248.596 | 248.596 | 248.066 | 248.149
|  | GEN Total |  | 294.172 | 373.05 | 309.747 | 366.738 | 337.419 | 380.032 | 321.098 | 374.918 | 324.479 | 376.25
| VT Total |  |  | 437.729 | 516.912 | 466.424 | 540.206 | 490.942 | 538.16 | 467.968 | 524.668 | 456.309 | 507.997
| WCMA | ACTIVE DR | REAL TIME DR | 35.209 | 31.356 | 48.842 | 46.452 | 49.091 | 45.436 | 36.112 | 34.123 | 67.82 | 64.165
|  |  | REAL-TIME EG | 24.074 | 23.638 | 0 | 0 | 18.875 | 18.321 | 6.516 | 5.982 | 0 | 0
|  |  | TOTAL ACTIVE | 59.283 | 54.994 | 48.842 | 46.452 | 67.966 | 63.757 | 42.628 | 40.105 | 67.82 | 64.165
|  | PASSIVE DR | ON-PEAK | 225.688 | 225.386 | 288.205 | 287.941 | 282.732 | 282.731 | 337.588 | 337.588 | 392.441 | 392.441
|  |  | SEASONAL PEAK | 51.414 | 51.414 | 49.016 | 49.016 | 40.916 | 40.916 | 33.939 | 33.939 | 25.964 | 25.964
|  |  | TOTAL PASSIVE | 277.102 | 276.8 | 337.221 | 336.957 | 323.648 | 323.647 | 371.527 | 371.527 | 418.405 | 418.405
|  | DR Total |  | 336.385 | 331.794 | 386.063 | 383.409 | 391.614 | 387.404 | 414.155 | 411.632 | 486.225 | 482.57
|  | GEN | Intermittent | 63.423 | 84.074 | 63.216 | 95.98 | 76.919 | 104.034 | 102.849 | 122.172 | 103.508 | 120.676
|  |  | Non Intermittent | 3632.854 | 3630.478 | 3647.71 | 3623.334 | 3626.858 | 3628.181 | 3623.949 | 3611.419 | 3637.026 | 3637.026
|  | GEN Total |  | 3696.277 | 3714.552 | 3710.926 | 3719.314 | 3703.777 | 3732.215 | 3726.798 | 3733.591 | 3740.534 | 3757.702
| WCMA Total |  |  | 4032.662 | 4046.346 | 4096.989 | 4102.723 | 4095.391 | 4119.619 | 4140.953 | 4145.223 | 4226.759 | 4240.272
| ISO NEW | ACTIVE DR | REAL TIME DR | 371.551 | 366.01 | 380.437 | 386.633 | 448.484 | 456.565 | 323.064 | 329.431 | 419.928 | 414.292
| ENGLAND |  | REAL-TIME EG | 184.902 | 177.09 | 1.504 | 1.276 | 97.525 | 92.148 | 44.286 | 41.948 | 0 | 0
| Total |  | TOTAL ACTIVE | 556.453 | 543.1 | 381.941 | 387.909 | 546.009 | 548.713 | 367.35 | 371.379 | 419.928 | 414.292
|  | PASSIVE DR | ON-PEAK | 1478.052 | 1476.883 | 1801.883 | 1807.79 | 1745.901 | 1745.9 | 1895.237 | 1895.237 | 2215.822 | 2190.088
|  |  | SEASONAL PEAK | 406.85 | 406.85 | 506.847 | 506.847 | 404.295 | 404.295 | 471.546 | 471.546 | 575.197 | 593.202
|  |  | TOTAL PASSIVE | 1884.902 | 1883.733 | 2308.73 | 2314.637 | 2150.196 | 2150.195 | 2366.783 | 2366.783 | 2791.019 | 2783.29
|  | DR Total |  | 2441.355 | 2426.833 | 2690.671 | 2702.546 | 2696.205 | 2698.908 | 2734.133 | 2738.162 | 3210.947 | 3197.582
|  | GEN | Intermittent | 735.174 | 977.211 | 823.162 | 1118.118 | 853.414 | 1112.851 | 893.189 | 1159.389 | 894.217 | 1149.464
|  |  | Non Intermittent | 29152.793 | 29200.42 | 28833.605 | 28906.751 | 29783.831 | 30239.028 | 30462.546 | 30845.363 | 30494.804 | 30513.165
|  | GEN Total |  | 29887.967 | 30177.631 | 29656.767 | 30024.869 | 30637.245 | 31351.879 | 31355.735 | 32004.752 | 31389.021 | 31662.629
| ISO NEW ENGLAND Total |  |  | 32329.322 | 32604.464 | 32347.438 | 32727.415 | 33333.45 | 34050.787 | 34089.868 | 34742.914 | 34599.968 | 34860.211
| Import Total |  |  | 1162.202 | 1137.202 | 1345.998 | 1301.898 | 1449 | 987 | 1449.8 | 1038.8 | 1235.4 | 1235.4
| Grand Total |  |  | 33491.524 | 33741.666 | 33693.436 | 34029.313 | 34782.45 | 35037.787 | 35539.668 | 35781.714 | 35835.368 | 36095.611
FOOTNOTES:
(1) Values are not capped by RTEG or Interface limits.
(2) Includes all Resources without distinction of qualification as a New Capacity Resource or Existing Capacity Resource.
(3) De-listed MW and Non-Price Retirement MWs have been removed.
(4) The Citizens Block Load Capacity Supply Obligation is treated as a generating resource in this table, whereas in the Section 1 summaries it is treated as an import.
(5) All Capacity Supply Obligation values are current as of March 18, 2017.
(6) The totals in this table will not necessarily match those in Appendix D because these values are current as of March 18, 2017, whereas the Appendix D values are snapshots taken at the time of the particular auction or bilateral period.
(7) Capacity Supply Obligation values include results for the Annual Reconfiguration Auction 3.
(8) Capacity Supply Obligation values include results for the Annual Reconfiguration Auction 3.
(9) Capacity Supply Obligation values include results for the Annual Reconfiguration Auction 1.
(10) Capacity Supply Obligation values include results for the 2019-2020 FCA.
(11) Capacity Supply Obligation values include results for the 2019-2020 FCA.

## 4.2 RTR Allotments
4.2 Summary of Renewable Technology Resource (RTR) Allotments in the Forward Capacity Market
Forward Capacity Auction | Resource Type | Summer Cleared Capacity (MW) | Allowance (MW) | Maximum Capacity (MW) | RTR Remaining (MW)
FCA #9 | Demand Resource | 0
| Generator | 16.251
| Total | 16.251 | 200 | 200 | 183.749
FCA #10 | Demand Resource | 0.293
| Generator | 55.643
| Total | 55.936 | 400 | 383.749 | 327.813
FCA #11 | Demand Resource | 19.413
| Generator | 11.087
| Total | 30.5 | 600 | 527.813 | 497.313
FCA #12 | Demand Resource | TBD
| Generator | TBD
| Total | TBD | 600 | 513.564 | TBD
NOTES:
1) Determination of Renewable Technology Resource Qualified Capacity comes from Market Rule 1, Section III.13.1.1.2.10.
2) For more details on electing RTR during FCM Qualifications, see Market Rule 1, Section III.13.1.1.2.9 Renewable Technology Resource Election.

## 4.3 Qualified&Cleared Capacity
4.3 FCA 11 Qualified and Cleared Capacity (1)
Note that this list includes all Resources that qualified to participate in FCA 11. Terminations that may have occurred after the initial qualification would not be reflected here.
Asset ID | Name | Type | Intermittent | Prime Mover Code | Generating Fuel Type | DR Type | Active/ Passive | Capacity Zone Name | Interface Name | State | Load Zone | Dispatch Zone Name | Status | Summer Qual | Winter Qual | Summer Cleared | Winter Cleared
9100 | CL&P Connecticut Portfolio | Demand |  |  |  | ON_PEAK | Passive | Rest-of-Pool |  | CT | CT |  | Existing | 22.819 | 10.349 | 10.349 | 10.349
9102 | CLM Residential Energy Effic | Demand |  |  |  | SEASONAL_PEAK | Passive | Rest-of-Pool |  | CT | CT |  | Existing | 1.239 | 0 | 0 | 0
9103 | CLM C&I Energy Efficiency | Demand |  |  |  | SEASONAL_PEAK | Passive | Rest-of-Pool |  | CT | CT |  | Existing | 3.639 | 3.813 | 3.639 | 3.639
9104 | EI C&I Energy Efficiency | Demand |  |  |  | SEASONAL_PEAK | Passive | Rest-of-Pool |  | CT | CT |  | Existing | 1.325 | 2.027 | 1.325 | 1.325
9105 | PSNH CORE EE Pgm Portfolio I | Demand |  |  |  | ON_PEAK | Passive | Northern New England |  | NH | NH |  | Existing | 4.013 | 2.237 | 2.237 | 2.237
9108 | Residential Energy Efficienc | Demand |  |  |  | ON_PEAK | Passive | Northern New England |  | VT | VT |  | Existing | 0.008 | 0 | 0.008 | 0
9109 | Commercial Energy Efficiency | Demand |  |  |  | ON_PEAK | Passive | Northern New England |  | VT | VT |  | Existing | 0.085 | 0.089 | 0.085 | 0.085
9114 | ngrid nh odr eeproject_1 | Demand |  |  |  | ON_PEAK | Passive | Northern New England |  | NH | NH |  | Existing | 0.659 | 0.664 | 0.659 | 0.659
9115 | CL&P Dist Gen 2007 | Demand |  |  |  | ON_PEAK | Passive | Rest-of-Pool |  | CT | CT |  | Existing | 0.293 | 0.293 | 0.293 | 0.293
9116 | ngrid ri odr eeproject_1 | Demand |  |  |  | ON_PEAK | Passive | Southeast New England |  | RI | RI |  | Existing | 2.583 | 4.158 | 2.583 | 2.583
9118 | Unitil EE Project -2007 | Demand |  |  |  | ON_PEAK | Passive | Rest-of-Pool |  | MA | WCMA |  | Existing | 0 | 0.006 | 0 | 0
9120 | ngrid sema odr eeproject_1 | Demand |  |  |  | ON_PEAK | Passive | Southeast New England |  | MA | SEMA |  | Existing | 2.562 | 3.305 | 2.562 | 2.562
9121 | ngrid wcma odr eeproject_1 | Demand |  |  |  | ON_PEAK | Passive | Rest-of-Pool |  | MA | WCMA |  | Existing | 2.92 | 3.415 | 2.92 | 2.92
9122 | ngrid nema odr eeproject_1 | Demand |  |  |  | ON_PEAK | Passive | Southeast New England |  | MA | NEMA |  | Existing | 2.378 | 2.624 | 2.378 | 2.378
9123 | NSTAR SEMA | Demand |  |  |  | ON_PEAK | Passive | Southeast New England |  | MA | SEMA |  | Existing | 2.074 | 2.31 | 2.074 | 2.074
9127 | CL&P CT Portfolio - 2007 | Demand |  |  |  | ON_PEAK | Passive | Rest-of-Pool |  | CT | CT |  | Existing | 1.388 | 0 | 0 | 0
9128 | NHEC CORE EE Pgm Portfolio 1 | Demand |  |  |  | ON_PEAK | Passive | Rest-of-Pool |  | NH | NH |  | Existing | 0.085 | 0 | 0 | 0
9129 | UMass Amherst - 4 MW Steam Turbine | Demand |  |  |  | ON_PEAK | Passive | Rest-of-Pool |  | MA | WCMA |  | Existing | 1.62 | 1.62 | 1.62 | 1.62
9131 | WMECO MA Portfolio 2006 | Demand |  |  |  | ON_PEAK | Passive | Rest-of-Pool |  | MA | WCMA |  | Existing | 0.764 | 0 | 0 | 0
10091 | MWRA Deer Island | Demand |  |  |  | REAL_TIME | Active | Southeast New England |  | MA | NEMA | Boston | Existing | 15.66 | 15.66 | 12.517 | 12.517
10106 | Citizens Group A | Demand |  |  |  | REAL_TIME | Active | Northern New England |  | VT | VT | Northwest Vermont | Existing | 5.076 | 5.492 | 5.076 | 5.076
10361 | BOC Kittery Load | Demand |  |  |  | REAL_TIME | Active | Northern New England |  | ME | ME | Portland Maine | Existing | 13.5 | 9.396 | 9.396 | 9.396
12581 | CL&P - Conservation & Load Management (CL&M) - Energy Efficiency Project | Demand |  |  |  | SEASONAL_PEAK | Passive | Rest-of-Pool |  | CT | CT |  | Existing | 359.014 | 336.473 | 359.014 | 336.473
12581 | CL&P - Conservation & Load Management (CL&M) - Energy Efficiency Project | Demand |  |  |  | SEASONAL_PEAK | Passive | Rest-of-Pool |  | CT | CT |  | New | 100.972 | 181.255 | 100.972 | 141.518
12583 | CL&P Distributed Generation FCM 2010 | Demand |  |  |  | ON_PEAK | Passive | Rest-of-Pool |  | CT | CT |  | Existing | 34.232 | 34.232 | 34.232 | 34.232
12584 | Conservation and Load Management Program | Demand |  |  |  | ON_PEAK | Passive | Rest-of-Pool |  | CT | CT |  | Existing | 9.818 | 3.03 | 3.03 | 3.03
12586 | Efficiency Maine Residential Efficient Products | Demand |  |  |  | ON_PEAK | Passive | Northern New England |  | ME | ME |  | Existing | 19.416 | 0 | 7.657 | 0
12590 | Ameresco CT DSM | Demand |  |  |  | ON_PEAK | Passive | Rest-of-Pool |  | CT | CT |  | Existing | 6.029 | 6.034 | 6.029 | 6.029
12597 | Cambridge Energy Alliance-1 | Demand |  |  |  | ON_PEAK | Passive | Southeast New England |  | MA | NEMA |  | Existing | 0.653 | 0.653 | 0.653 | 0.653
12598 | Cambridge Energy Alliance-2 | Demand |  |  |  | ON_PEAK | Passive | Southeast New England |  | MA | NEMA |  | Existing | 4.736 | 4.736 | 4.736 | 4.736
12600 | UI Conservation and Load Management Programs | Demand |  |  |  | SEASONAL_PEAK | Passive | Rest-of-Pool |  | CT | CT |  | Existing | 70.788 | 69.649 | 70.788 | 69.649
12600 | UI Conservation and Load Management Programs | Demand |  |  |  | SEASONAL_PEAK | Passive | Rest-of-Pool |  | CT | CT |  | New | 9.412 | 10.551 | 9.412 | 10.551
12657 | Unitil CORE Energy Efficiency Programs-2 | Demand |  |  |  | ON_PEAK | Passive | Rest-of-Pool |  | MA | WCMA |  | Existing | 8.874 | 7.94 | 7.94 | 7.94
12657 | Unitil CORE Energy Efficiency Programs-2 | Demand |  |  |  | ON_PEAK | Passive | Rest-of-Pool |  | MA | WCMA |  | New | 1.152 | 1.193 | 1.152 | 1.152
12670 | ngrid_nema_fca1_eeodr | Demand |  |  |  | ON_PEAK | Passive | Southeast New England |  | MA | NEMA |  | Existing | 125.352 | 102.498 | 125.351 | 102.498
12670 | ngrid_nema_fca1_eeodr | Demand |  |  |  | ON_PEAK | Passive | Southeast New England |  | MA | NEMA |  | New | 44.112 | 66.965 | 44.112 | 66.965
12671 | ngrid_nh_fca1_eeodr | Demand |  |  |  | ON_PEAK | Passive | Northern New England |  | NH | NH |  | Existing | 7.46 | 7.214 | 7.214 | 7.214
12671 | ngrid_nh_fca1_eeodr | Demand |  |  |  | ON_PEAK | Passive | Northern New England |  | NH | NH |  | New | 0.696 | 0.77 | 0.696 | 0.696
12672 | ngrid_ri_fca1_eeodr | Demand |  |  |  | ON_PEAK | Passive | Southeast New England |  | RI | RI |  | Existing | 194.02 | 172.912 | 194.02 | 172.912
12672 | ngrid_ri_fca1_eeodr | Demand |  |  |  | ON_PEAK | Passive | Southeast New England |  | RI | RI |  | New | 58.429 | 79.537 | 58.429 | 79.537
12673 | ngrid_sema_fca1_eeodr | Demand |  |  |  | ON_PEAK | Passive | Southeast New England |  | MA | SEMA |  | Existing | 166.447 | 136.73 | 166.447 | 136.73
12673 | ngrid_sema_fca1_eeodr | Demand |  |  |  | ON_PEAK | Passive | Southeast New England |  | MA | SEMA |  | New | 40.608 | 70.325 | 40.608 | 70.325
12674 | ngrid_wcma_fca1_eeodr | Demand |  |  |  | ON_PEAK | Passive | Rest-of-Pool |  | MA | WCMA |  | Existing | 231.857 | 200.81 | 231.857 | 200.81
12674 | ngrid_wcma_fca1_eeodr | Demand |  |  |  | ON_PEAK | Passive | Rest-of-Pool |  | MA | WCMA |  | New | 42.108 | 73.155 | 42.108 | 73.155
12684 | NSTAR EE NEMA | Demand |  |  |  | ON_PEAK | Passive | Southeast New England |  | MA | NEMA |  | Existing | 430.123 | 387.598 | 401.577 | 387.598
12684 | NSTAR EE NEMA | Demand |  |  |  | ON_PEAK | Passive | Southeast New England |  | MA | NEMA |  | New | 130.169 | 144.148 | 130.169 | 144.148
12685 | NSTAR EE SEMA | Demand |  |  |  | ON_PEAK | Passive | Southeast New England |  | MA | SEMA |  | Existing | 89.298 | 80.314 | 80.617 | 80.314
12685 | NSTAR EE SEMA | Demand |  |  |  | ON_PEAK | Passive | Southeast New England |  | MA | SEMA |  | New | 19.748 | 20.051 | 19.748 | 20.051
12693 | PSNH CORE Energy Efficiency Programs | Demand |  |  |  | ON_PEAK | Passive | Northern New England |  | NH | NH |  | Existing | 69.919 | 55.761 | 69.919 | 55.761
12693 | PSNH CORE Energy Efficiency Programs | Demand |  |  |  | ON_PEAK | Passive | Northern New England |  | NH | NH |  | New | 18.203 | 14.356 | 18.203 | 14.356
12694 | Acushnet Company - Ball Plant II - Combined Heat and Power Project | Demand |  |  |  | ON_PEAK | Passive | Southeast New England |  | MA | SEMA |  | Existing | 2.111 | 2.111 | 2.111 | 2.111
12696 | 7.9 MW CHP Plant | Demand |  |  |  | ON_PEAK | Passive | Northern New England |  | NH | NH |  | Existing | 10.8 | 10.8 | 10.8 | 10.8
12705 | Cape Light Compact Energy Efficiency Portfolio | Demand |  |  |  | ON_PEAK | Passive | Southeast New England |  | MA | SEMA |  | Existing | 40.805 | 37.783 | 40.805 | 37.783
12705 | Cape Light Compact Energy Efficiency Portfolio | Demand |  |  |  | ON_PEAK | Passive | Southeast New England |  | MA | SEMA |  | New | 16.837 | 25.137 | 8 | 11.022
12749 | Bridgewater Correctional Complex Cogeneration | Demand |  |  |  | ON_PEAK | Passive | Southeast New England |  | MA | SEMA |  | Existing | 1.412 | 1.412 | 1.412 | 1.412
12753 | MA SEMA state colleges | Demand |  |  |  | ON_PEAK | Passive | Southeast New England |  | MA | SEMA |  | Existing | 0.147 | 0.147 | 0.147 | 0.147
12754 | Tewksbury State Hospital Cogenerator | Demand |  |  |  | ON_PEAK | Passive | Rest-of-Pool |  | MA | WCMA |  | Existing | 0.734 | 0.734 | 0.734 | 0.734
12757 | NHEC Energy Efficiency Programs | Demand |  |  |  | ON_PEAK | Passive | Northern New England |  | NH | NH |  | Existing | 2.679 | 0.94 | 0.94 | 0.94
12757 | NHEC Energy Efficiency Programs | Demand |  |  |  | ON_PEAK | Passive | Northern New England |  | NH | NH |  | New | 0.444 | 0.563 | 0.444 | 0.444
12779 | CPLN CT On-Peak | Demand |  |  |  | ON_PEAK | Passive | Rest-of-Pool |  | CT | CT |  | Existing | 1.004 | 1.004 | 1.004 | 1.004
12779 | CPLN CT On-Peak | Demand |  |  |  | ON_PEAK | Passive | Rest-of-Pool |  | CT | CT |  | New | 1.852 | 1.285 | 1.852 | 1.285
12786 | CSG Aggregation of DG and 24 hr lighting EE - NEMA1 | Demand |  |  |  | ON_PEAK | Passive | Southeast New England |  | MA | NEMA |  | Existing | 12.318 | 12.318 | 12.318 | 12.318
12790 | CSG Aggregation of DG and 24 hr lighting EE -RI | Demand |  |  |  | ON_PEAK | Passive | Southeast New England |  | RI | RI |  | Existing | 0.217 | 0.217 | 0.217 | 0.217
12791 | CSG Aggregation of DG and 24 hr lighting EE - SEMA1 | Demand |  |  |  | ON_PEAK | Passive | Southeast New England |  | MA | SEMA |  | Existing | 1.517 | 1.517 | 1.517 | 1.517
12799 | CSG Aggregation of DG and 24 hr lighting EE - WCMA1 | Demand |  |  |  | ON_PEAK | Passive | Rest-of-Pool |  | MA | WCMA |  | Existing | 1.053 | 1.053 | 1.053 | 1.053
12799 | CSG Aggregation of DG and 24 hr lighting EE - WCMA1 | Demand |  |  |  | ON_PEAK | Passive | Rest-of-Pool |  | MA | WCMA |  | New | 1.215 | 1.215 | 1.053 | 1.053
12801 | UES CORE Energy Efficiency Programs | Demand |  |  |  | ON_PEAK | Passive | Northern New England |  | NH | NH |  | Existing | 9.764 | 7.935 | 7.935 | 7.935
12801 | UES CORE Energy Efficiency Programs | Demand |  |  |  | ON_PEAK | Passive | Northern New England |  | NH | NH |  | New | 0.943 | 0.889 | 0.889 | 0.889
12802 | University of Massachusetts Central Heating Plant-3 | Demand |  |  |  | ON_PEAK | Passive | Rest-of-Pool |  | MA | WCMA |  | Existing | 10.26 | 10.26 | 10.26 | 10.26
12806 | WMECO - Conservation & Load Management (CL&M) - Energy Efficiency Project | Demand |  |  |  | SEASONAL_PEAK | Passive | Rest-of-Pool |  | MA | WCMA |  | Existing | 45.251 | 25.964 | 25.964 | 25.964
12822 | Burlington Electric Department - On-Peak Efficiency | Demand |  |  |  | ON_PEAK | Passive | Northern New England |  | VT | VT |  | Existing | 5.734 | 5.659 | 5.734 | 5.659
12822 | Burlington Electric Department - On-Peak Efficiency | Demand |  |  |  | ON_PEAK | Passive | Northern New England |  | VT | VT |  | New | 0 | 0.464 | 0 | 0
12832 | CPLN MA NEMA OP | Demand |  |  |  | ON_PEAK | Passive | Southeast New England |  | MA | NEMA |  | Existing | 7.106 | 6.561 | 7.106 | 6.561
12835 | CPLN MA SEMA OP | Demand |  |  |  | ON_PEAK | Passive | Southeast New England |  | MA | SEMA |  | Existing | 0.231 | 0.23 | 0.23 | 0.23
12835 | CPLN MA SEMA OP | Demand |  |  |  | ON_PEAK | Passive | Southeast New England |  | MA | SEMA |  | New | 1.512 | 0.378 | 1.512 | 0.378
12838 | CPLN MA WC OP | Demand |  |  |  | ON_PEAK | Passive | Rest-of-Pool |  | MA | WCMA |  | Existing | 7.492 | 7.491 | 7.491 | 7.491
12841 | CPLN ME OP | Demand |  |  |  | ON_PEAK | Passive | Northern New England |  | ME | ME |  | Existing | 0.038 | 0.038 | 0.038 | 0.038
12841 | CPLN ME OP | Demand |  |  |  | ON_PEAK | Passive | Northern New England |  | ME | ME |  | New | 4.158 | 1.89 | 0 | 0
12843 | CPLN RI OP | Demand |  |  |  | ON_PEAK | Passive | Southeast New England |  | RI | RI |  | Existing | 0.28 | 0.28 | 0.28 | 0.28
12845 | Vermont Efficiency Portfolio-1 | Demand |  |  |  | ON_PEAK | Passive | Northern New England |  | VT | VT |  | Existing | 75.212 | 63.469 | 75.212 | 63.469
12845 | Vermont Efficiency Portfolio-1 | Demand |  |  |  | ON_PEAK | Passive | Northern New England |  | VT | VT |  | New | 16.712 | 40.751 | 16.712 | 28.455
14579 | FGE Energy Efficiency Portfolio 2011 | Demand |  |  |  | ON_PEAK | Passive | Rest-of-Pool |  | MA | WCMA |  | Existing | 0.222 | 0.278 | 0.222 | 0.222
14580 | UES Energy Efficiency Portfolio 2011 | Demand |  |  |  | ON_PEAK | Passive | Northern New England |  | NH | NH |  | Existing | 0.92 | 0.271 | 0.271 | 0.271
15586 | Gardner Wind Turbine | Demand |  |  |  | ON_PEAK | Passive | Rest-of-Pool |  | MA | WCMA |  | Existing | 0.359 | 0.318 | 0.318 | 0.318
16547 | UI C&LM Programs | Demand |  |  |  | SEASONAL_PEAK | Passive | Rest-of-Pool |  | CT | CT |  | Existing | 4.153 | 4.083 | 4.083 | 4.083
16651 | Efficiency Maine Trust Efficient Products | Demand |  |  |  | ON_PEAK | Passive | Northern New England |  | ME | ME |  | Existing | 31.022 | 0 | 27.92 | 0
16700 | RI CoolSentry | Demand |  |  |  | REAL_TIME | Active | Southeast New England |  | RI | RI | Rhode Island | Existing | 3.338 | 3.338 | 0 | 0
16713 | Comverge CoolSentry 2 | Demand |  |  |  | REAL_TIME | Active | Rest-of-Pool |  | CT | CT | Eastern CT | Existing | 1.072 | 1.351 | 1.072 | 1.072
16713 | Comverge CoolSentry 2 | Demand |  |  |  | REAL_TIME | Active | Rest-of-Pool |  | CT | CT | Eastern CT | New | 20.52 | 20.52 | 20.52 | 20.52
16718 | Comverge CoolSentry 4 | Demand |  |  |  | REAL_TIME | Active | Rest-of-Pool |  | CT | CT | Norwalk - Stamford | Existing | 0.947 | 0.947 | 0 | 0
16790 | WCMA Project E | Demand |  |  |  | ON_PEAK | Passive | Rest-of-Pool |  | MA | WCMA |  | Existing | 0.4 | 0.4 | 0.4 | 0.4
17321 | RTEG_76_Springfield MA (7516) | Demand |  |  |  | REAL_TIME_EG | Active | Rest-of-Pool |  | MA | WCMA | Springfield MA | Existing | 3.866 | 3.866 | 0 | 0
35453 | Efficiency Maine Trust | Demand |  |  |  | ON_PEAK | Passive | Northern New England |  | ME | ME |  | Existing | 11.857 | 4.643 | 11.136 | 4.643
37112 | Efficiency Maine Trust FCA6 | Demand |  |  |  | ON_PEAK | Passive | Northern New England |  | ME | ME |  | Existing | 1.89 | 1.89 | 1.89 | 1.89
37855 | Hess DR Northwest VT 2015-16 | Demand |  |  |  | REAL_TIME | Active | Northern New England |  | VT | VT | Northwest Vermont | New | 1.2 | 1.2 | 1.2 | 1.2
37917 | RTDR_50744_Boston (7507) - Grp C | Demand |  |  |  | REAL_TIME | Active | Southeast New England |  | MA | NEMA | Boston | Existing | 18.71 | 18.71 | 7.91 | 7.91
37918 | RTDR_50744_Central MA (7515) - Grp A | Demand |  |  |  | REAL_TIME | Active | Rest-of-Pool |  | MA | WCMA | Central MA | Existing | 2.28 | 2.28 | 0 | 0
37919 | RTDR_50744_Lower SEMA (7511) - Grp C | Demand |  |  |  | REAL_TIME | Active | Southeast New England |  | MA | SEMA | Lower SEMA | Existing | 0.939 | 0.939 | 0 | 0
37920 | RTDR_50744_North Shore (7508) - Grp C | Demand |  |  |  | REAL_TIME | Active | Southeast New England |  | MA | NEMA | North Shore | Existing | 1.599 | 1.599 | 0 | 0
37922 | RTDR_50744_Northern CT (7501) - Grp B | Demand |  |  |  | REAL_TIME | Active | Rest-of-Pool |  | CT | CT | Northern CT | Existing | 10.331 | 10.331 | 10.331 | 10.331
37924 | RTDR_50744_SEMA (7512) - Grp C | Demand |  |  |  | REAL_TIME | Active | Southeast New England |  | MA | SEMA | SEMA | Existing | 5.684 | 5.684 | 0 | 0
37925 | RTDR_50744_Springfield MA (7516) - Grp A | Demand |  |  |  | REAL_TIME | Active | Rest-of-Pool |  | MA | WCMA | Springfield MA | Existing | 1.38 | 1.38 | 1.38 | 1.38
37927 | RTDR_50744_Western CT (7503) - Grp B | Demand |  |  |  | REAL_TIME | Active | Rest-of-Pool |  | CT | CT | Western CT | Existing | 5.297 | 5.297 | 0 | 0
37928 | RTDR_50786_Boston (7507) | Demand |  |  |  | REAL_TIME | Active | Southeast New England |  | MA | NEMA | Boston | Existing | 1.022 | 1.022 | 1.022 | 1.022
37928 | RTDR_50786_Boston (7507) | Demand |  |  |  | REAL_TIME | Active | Southeast New England |  | MA | NEMA | Boston | New | 1.21 | 1.21 | 1.21 | 1.21
37929 | RTDR_50786_Central MA (7515) | Demand |  |  |  | REAL_TIME | Active | Rest-of-Pool |  | MA | WCMA | Central MA | Existing | 0.924 | 0.924 | 0.924 | 0.924
37929 | RTDR_50786_Central MA (7515) | Demand |  |  |  | REAL_TIME | Active | Rest-of-Pool |  | MA | WCMA | Central MA | New | 0.512 | 0.512 | 0.512 | 0.512
37930 | RTDR_50786_Eastern CT (7500) | Demand |  |  |  | REAL_TIME | Active | Rest-of-Pool |  | CT | CT | Eastern CT | Existing | 0.012 | 0.012 | 0.012 | 0.012
37930 | RTDR_50786_Eastern CT (7500) | Demand |  |  |  | REAL_TIME | Active | Rest-of-Pool |  | CT | CT | Eastern CT | New | 0.249 | 0.249 | 0.249 | 0.249
37931 | RTDR_50786_Lower SEMA (7511) | Demand |  |  |  | REAL_TIME | Active | Southeast New England |  | MA | SEMA | Lower SEMA | New | 1.392 | 1.392 | 1.392 | 1.392
37933 | RTDR_50786_New Hampshire (7509) | Demand |  |  |  | REAL_TIME | Active | Northern New England |  | NH | NH | New Hampshire | New | 0.219 | 0.219 | 0.219 | 0.219
37934 | RTDR_50786_North Shore (7508) | Demand |  |  |  | REAL_TIME | Active | Southeast New England |  | MA | NEMA | North Shore | New | 1.488 | 1.488 | 1.488 | 1.488
37935 | RTDR_50786_Northern CT (7501) | Demand |  |  |  | REAL_TIME | Active | Rest-of-Pool |  | CT | CT | Northern CT | Existing | 2.789 | 2.789 | 2.789 | 2.789
37936 | RTDR_50786_Norwalk - Stamford (7502) | Demand |  |  |  | REAL_TIME | Active | Rest-of-Pool |  | CT | CT | Norwalk - Stamford | Existing | 0.043 | 0.043 | 0.043 | 0.043
37936 | RTDR_50786_Norwalk - Stamford (7502) | Demand |  |  |  | REAL_TIME | Active | Rest-of-Pool |  | CT | CT | Norwalk - Stamford | New | 0.108 | 0.108 | 0.108 | 0.108
37937 | RTDR_50786_Portland Maine (7506) | Demand |  |  |  | REAL_TIME | Active | Northern New England |  | ME | ME | Portland Maine | New | 0.145 | 0.145 | 0.145 | 0.145
37938 | RTDR_50786_Rhode Island (7518) | Demand |  |  |  | REAL_TIME | Active | Southeast New England |  | RI | RI | Rhode Island | Existing | 0 | 0.03 | 0 | 0
37938 | RTDR_50786_Rhode Island (7518) | Demand |  |  |  | REAL_TIME | Active | Southeast New England |  | RI | RI | Rhode Island | New | 3 | 3 | 3 | 3
37939 | RTDR_50786_SEMA (7512) | Demand |  |  |  | REAL_TIME | Active | Southeast New England |  | MA | SEMA | SEMA | New | 0.759 | 0.759 | 0.759 | 0.759
37940 | RTDR_50786_Seacoast (7510) | Demand |  |  |  | REAL_TIME | Active | Northern New England |  | NH | NH | Seacoast | New | 0.208 | 0.208 | 0.208 | 0.208
37941 | RTDR_50786_Springfield MA (7516) | Demand |  |  |  | REAL_TIME | Active | Rest-of-Pool |  | MA | WCMA | Springfield MA | Existing | 0.692 | 0.692 | 0.692 | 0.692
37941 | RTDR_50786_Springfield MA (7516) | Demand |  |  |  | REAL_TIME | Active | Rest-of-Pool |  | MA | WCMA | Springfield MA | New | 0.781 | 0.781 | 0.781 | 0.781
37942 | RTDR_50786_Vermont (7514) | Demand |  |  |  | REAL_TIME | Active | Northern New England |  | VT | VT | Vermont | New | 0.491 | 0.491 | 0.491 | 0.491
37943 | RTDR_50786_Western CT (7503) | Demand |  |  |  | REAL_TIME | Active | Rest-of-Pool |  | CT | CT | Western CT | Existing | 0.309 | 0.309 | 0.309 | 0.309
37943 | RTDR_50786_Western CT (7503) | Demand |  |  |  | REAL_TIME | Active | Rest-of-Pool |  | CT | CT | Western CT | New | 4.25 | 4.25 | 4.25 | 4.25
37944 | RTDR_50786_Western MA (7517) | Demand |  |  |  | REAL_TIME | Active | Rest-of-Pool |  | MA | WCMA | Western MA | Existing | 0.117 | 0.117 | 0.117 | 0.117
37944 | RTDR_50786_Western MA (7517) | Demand |  |  |  | REAL_TIME | Active | Rest-of-Pool |  | MA | WCMA | Western MA | New | 2.436 | 2.436 | 2.436 | 2.436
37990 | RTEG_50017_Bangor Hydro (7504) | Demand |  |  |  | REAL_TIME_EG | Active | Northern New England |  | ME | ME | Bangor Hydro | Existing | 0.581 | 0.433 | 0 | 0
37991 | RTEG_50017_Boston (7507) | Demand |  |  |  | REAL_TIME_EG | Active | Southeast New England |  | MA | NEMA | Boston | Existing | 5.479 | 5.251 | 0 | 0
37993 | RTEG_50017_Eastern CT (7500) | Demand |  |  |  | REAL_TIME_EG | Active | Rest-of-Pool |  | CT | CT | Eastern CT | Existing | 4.468 | 4.468 | 0 | 0
37994 | RTEG_50017_Lower SEMA (7511) | Demand |  |  |  | REAL_TIME_EG | Active | Southeast New England |  | MA | SEMA | Lower SEMA | Existing | 4.293 | 4.293 | 0 | 0
37995 | RTEG_50017_Maine (7505) | Demand |  |  |  | REAL_TIME_EG | Active | Northern New England |  | ME | ME | Maine | Existing | 4.912 | 3.402 | 0 | 0
37996 | RTEG_50017_New Hampshire (7509) | Demand |  |  |  | REAL_TIME_EG | Active | Northern New England |  | NH | NH | New Hampshire | Existing | 11.616 | 11.253 | 0 | 0
37997 | RTEG_50017_North Shore (7508) | Demand |  |  |  | REAL_TIME_EG | Active | Southeast New England |  | MA | NEMA | North Shore | Existing | 0.711 | 0.711 | 0 | 0
37998 | RTEG_50017_Northern CT (7501) | Demand |  |  |  | REAL_TIME_EG | Active | Rest-of-Pool |  | CT | CT | Northern CT | Existing | 2.988 | 2.988 | 0 | 0
37999 | RTEG_50017_Northwest Vermont (7513) | Demand |  |  |  | REAL_TIME_EG | Active | Northern New England |  | VT | VT | Northwest Vermont | Existing | 1.768 | 2.2 | 0 | 0
38001 | RTEG_50017_Portland Maine (7506) | Demand |  |  |  | REAL_TIME_EG | Active | Northern New England |  | ME | ME | Portland Maine | Existing | 0.909 | 0.715 | 0 | 0
38004 | RTEG_50017_Seacoast (7510) | Demand |  |  |  | REAL_TIME_EG | Active | Northern New England |  | NH | NH | Seacoast | Existing | 0.684 | 0.684 | 0 | 0
38005 | RTEG_50017_Springfield MA (7516) | Demand |  |  |  | REAL_TIME_EG | Active | Rest-of-Pool |  | MA | WCMA | Springfield MA | Existing | 2.65 | 2.116 | 0 | 0
38006 | RTEG_50017_Vermont (7514) | Demand |  |  |  | REAL_TIME_EG | Active | Northern New England |  | VT | VT | Vermont | Existing | 2.432 | 2.157 | 0 | 0
38008 | RTEG_50017_Western MA (7517) | Demand |  |  |  | REAL_TIME_EG | Active | Rest-of-Pool |  | MA | WCMA | Western MA | Existing | 3.162 | 3.142 | 0 | 0
38057 | Efficiency Maine Trust FCA6 B | Demand |  |  |  | ON_PEAK | Passive | Northern New England |  | ME | ME |  | Existing | 68.72 | 110.79 | 68.72 | 110.79
38057 | Efficiency Maine Trust FCA6 B | Demand |  |  |  | ON_PEAK | Passive | Northern New England |  | ME | ME |  | New | 40.025 | 17.691 | 17.691 | 17.691
38120 | RTDR_50017_Bangor Hydro (7504) - 3 | Demand |  |  |  | REAL_TIME | Active | Northern New England |  | ME | ME | Bangor Hydro | Existing | 2.43 | 2.652 | 2.43 | 2.43
38122 | RTDR_50017_Central MA (7515) - 3 | Demand |  |  |  | REAL_TIME | Active | Rest-of-Pool |  | MA | WCMA | Central MA | Existing | 8.457 | 6.873 | 8.457 | 6.873
38122 | RTDR_50017_Central MA (7515) - 3 | Demand |  |  |  | REAL_TIME | Active | Rest-of-Pool |  | MA | WCMA | Central MA | New | 3.24 | 3.24 | 0 | 0
38123 | RTDR_50017_Eastern CT (7500) - 3 | Demand |  |  |  | REAL_TIME | Active | Rest-of-Pool |  | CT | CT | Eastern CT | Existing | 5.806 | 6.084 | 5.806 | 5.806
38124 | RTDR_50017_Lower SEMA (7511) - 3 | Demand |  |  |  | REAL_TIME | Active | Southeast New England |  | MA | SEMA | Lower SEMA | Existing | 2.094 | 1.871 | 0 | 0
38124 | RTDR_50017_Lower SEMA (7511) - 3 | Demand |  |  |  | REAL_TIME | Active | Southeast New England |  | MA | SEMA | Lower SEMA | New | 2.16 | 2.16 | 0 | 0
38125 | RTDR_50017_Maine (7505) - 3 | Demand |  |  |  | REAL_TIME | Active | Northern New England |  | ME | ME | Maine | Existing | 58.299 | 78.975 | 25.899 | 25.899
38126 | RTDR_50017_New Hampshire (7509) - 3 | Demand |  |  |  | REAL_TIME | Active | Northern New England |  | NH | NH | New Hampshire | Existing | 6.39 | 5.671 | 6.39 | 5.671
38126 | RTDR_50017_New Hampshire (7509) - 3 | Demand |  |  |  | REAL_TIME | Active | Northern New England |  | NH | NH | New Hampshire | New | 3.24 | 3.24 | 0 | 0
38127 | RTDR_50017_North Shore (7508) - 3 | Demand |  |  |  | REAL_TIME | Active | Southeast New England |  | MA | NEMA | North Shore | New | 2.16 | 2.16 | 0 | 0
38128 | RTDR_50017_Northern CT (7501) - 3 | Demand |  |  |  | REAL_TIME | Active | Rest-of-Pool |  | CT | CT | Northern CT | Existing | 9.953 | 9.612 | 9.953 | 9.612
38129 | RTDR_50017_Northwest Vermont (7513) - 3 | Demand |  |  |  | REAL_TIME | Active | Northern New England |  | VT | VT | Northwest Vermont | Existing | 21.382 | 28.51 | 21.382 | 24.622
38129 | RTDR_50017_Northwest Vermont (7513) - 3 | Demand |  |  |  | REAL_TIME | Active | Northern New England |  | VT | VT | Northwest Vermont | New | 6.48 | 0 | 3.24 | 0
38130 | RTDR_50017_Norwalk - Stamford (7502) - 3 | Demand |  |  |  | REAL_TIME | Active | Rest-of-Pool |  | CT | CT | Norwalk - Stamford | Existing | 2.131 | 2.131 | 2.131 | 2.131
38131 | RTDR_50017_Portland Maine (7506) - 3 | Demand |  |  |  | REAL_TIME | Active | Northern New England |  | ME | ME | Portland Maine | Existing | 2.11 | 3.212 | 2.11 | 2.11
38132 | RTDR_50017_Rhode Island (7518) - 3 | Demand |  |  |  | REAL_TIME | Active | Southeast New England |  | RI | RI | Rhode Island | Existing | 9.818 | 6.287 | 0 | 0
38132 | RTDR_50017_Rhode Island (7518) - 3 | Demand |  |  |  | REAL_TIME | Active | Southeast New England |  | RI | RI | Rhode Island | New | 3.24 | 3.24 | 0 | 0
38133 | RTDR_50017_SEMA (7512) - 3 | Demand |  |  |  | REAL_TIME | Active | Southeast New England |  | MA | SEMA | SEMA | Existing | 4.29 | 2.638 | 0 | 0
38133 | RTDR_50017_SEMA (7512) - 3 | Demand |  |  |  | REAL_TIME | Active | Southeast New England |  | MA | SEMA | SEMA | New | 3.24 | 3.24 | 0 | 0
38134 | RTDR_50017_Seacoast (7510) - 3 | Demand |  |  |  | REAL_TIME | Active | Northern New England |  | NH | NH | Seacoast | Existing | 1.392 | 1.391 | 1.391 | 1.391
38134 | RTDR_50017_Seacoast (7510) - 3 | Demand |  |  |  | REAL_TIME | Active | Northern New England |  | NH | NH | Seacoast | New | 2.16 | 2.16 | 0 | 0
38135 | RTDR_50017_Springfield MA (7516) - 3 | Demand |  |  |  | REAL_TIME | Active | Rest-of-Pool |  | MA | WCMA | Springfield MA | Existing | 7.423 | 6.256 | 7.423 | 6.256
38135 | RTDR_50017_Springfield MA (7516) - 3 | Demand |  |  |  | REAL_TIME | Active | Rest-of-Pool |  | MA | WCMA | Springfield MA | New | 3.24 | 3.24 | 0 | 0
38136 | RTDR_50017_Vermont (7514) - 3 | Demand |  |  |  | REAL_TIME | Active | Northern New England |  | VT | VT | Vermont | Existing | 2.69 | 3.992 | 2.69 | 2.69
38137 | RTDR_50017_Western CT (7503) - 3 | Demand |  |  |  | REAL_TIME | Active | Rest-of-Pool |  | CT | CT | Western CT | Existing | 18.576 | 17.655 | 18.576 | 17.655
38138 | RTDR_50017_Western MA (7517) - 3 | Demand |  |  |  | REAL_TIME | Active | Rest-of-Pool |  | MA | WCMA | Western MA | Existing | 14.008 | 13.104 | 14.008 | 13.104
38138 | RTDR_50017_Western MA (7517) - 3 | Demand |  |  |  | REAL_TIME | Active | Rest-of-Pool |  | MA | WCMA | Western MA | New | 3.24 | 3.24 | 0 | 0
38139 | RTEG_50017_Central MA (7515) - 3 | Demand |  |  |  | REAL_TIME_EG | Active | Rest-of-Pool |  | MA | WCMA | Central MA | Existing | 14.016 | 14.016 | 0 | 0
38140 | RTEG_50017_Norwalk - Stamford (7502) - 3 | Demand |  |  |  | REAL_TIME_EG | Active | Rest-of-Pool |  | CT | CT | Norwalk - Stamford | Existing | 7.456 | 7.456 | 0 | 0
38141 | RTEG_50017_Rhode Island (7518) - 3 | Demand |  |  |  | REAL_TIME_EG | Active | Southeast New England |  | RI | RI | Rhode Island | Existing | 14.64 | 10.249 | 0 | 0
38142 | RTEG_50017_SEMA (7512) - 3 | Demand |  |  |  | REAL_TIME_EG | Active | Southeast New England |  | MA | SEMA | SEMA | Existing | 7.889 | 7.889 | 0 | 0
38143 | RTEG_50017_Western CT (7503) - 3 | Demand |  |  |  | REAL_TIME_EG | Active | Rest-of-Pool |  | CT | CT | Western CT | Existing | 38.029 | 37.515 | 0 | 0
38210 | RTDR_50689_North_Shore_38210 | Demand |  |  |  | REAL_TIME | Active | Southeast New England |  | MA | NEMA | North Shore | Existing | 11.326 | 11.326 | 11.326 | 11.326
38216 | WCMA CHP | Demand |  |  |  | ON_PEAK | Passive | Rest-of-Pool |  | MA | WCMA |  | Existing | 10.058 | 10.058 | 10.058 | 10.058
38217 | RI CHP | Demand |  |  |  | ON_PEAK | Passive | Southeast New England |  | RI | RI |  | Existing | 10.399 | 10.399 | 10.399 | 10.399
38217 | RI CHP | Demand |  |  |  | ON_PEAK | Passive | Southeast New England |  | RI | RI |  | New | 0.969 | 0.945 | 0.945 | 0.945
38219 | WMECO EE WCMA | Demand |  |  |  | ON_PEAK | Passive | Rest-of-Pool |  | MA | WCMA |  | Existing | 64.805 | 64.127 | 64.805 | 64.127
38219 | WMECO EE WCMA | Demand |  |  |  | ON_PEAK | Passive | Rest-of-Pool |  | MA | WCMA |  | New | 5.415 | 14.221 | 5.415 | 6.093
38268 | NEMA 1 EG | Demand |  |  |  | REAL_TIME | Active | Southeast New England |  | MA | NEMA | Boston | Existing | 1.62 | 1.62 | 1.62 | 1.62
38270 | NEMA 2 EG | Demand |  |  |  | REAL_TIME | Active | Southeast New England |  | MA | NEMA | North Shore | Existing | 1.62 | 1.62 | 1.62 | 1.62
38272 | SEMA 1 EG | Demand |  |  |  | REAL_TIME | Active | Southeast New England |  | MA | SEMA | SEMA | Existing | 0.54 | 0.54 | 0.54 | 0.54
38274 | WCMA 1 EG | Demand |  |  |  | REAL_TIME | Active | Rest-of-Pool |  | MA | WCMA | Central MA | Existing | 0.54 | 0.54 | 0.54 | 0.54
38276 | RI 1 EG | Demand |  |  |  | REAL_TIME | Active | Southeast New England |  | RI | RI | Rhode Island | Existing | 1.08 | 1.08 | 1.08 | 1.08
38311 | NEMA CHP | Demand |  |  |  | ON_PEAK | Passive | Southeast New England |  | MA | NEMA |  | Existing | 2.238 | 2.238 | 2.238 | 2.238
38322 | DRCR_Central MA_201403 | Demand |  |  |  | REAL_TIME | Active | Rest-of-Pool |  | MA | WCMA | Central MA | Existing | 10 | 10 | 10 | 10
38324 | DRCR_Lower SEMA_201403 | Demand |  |  |  | REAL_TIME | Active | Southeast New England |  | MA | SEMA | Lower SEMA | Existing | 3.038 | 3.038 | 3.038 | 3.038
38331 | DRCR_Rhode Island_201403 | Demand |  |  |  | REAL_TIME | Active | Southeast New England |  | RI | RI | Rhode Island | Existing | 18.9 | 18.9 | 18.9 | 18.9
38334 | DRCR_SEMA_201403 | Demand |  |  |  | REAL_TIME | Active | Southeast New England |  | MA | SEMA | SEMA | Existing | 20.034 | 20.034 | 20.034 | 20.034
38360 | DRCR_Boston_201403 | Demand |  |  |  | REAL_TIME | Active | Southeast New England |  | MA | NEMA | Boston | Existing | 10 | 10 | 10 | 10
38387 | CSG Aggregation of DG and 24 hr lighting EE - NEMA1_2 | Demand |  |  |  | ON_PEAK | Passive | Southeast New England |  | MA | NEMA |  | Existing | 2.743 | 2.743 | 2.743 | 2.743
38387 | CSG Aggregation of DG and 24 hr lighting EE - NEMA1_2 | Demand |  |  |  | ON_PEAK | Passive | Southeast New England |  | MA | NEMA |  | New | 16.926 | 16.926 | 9.18 | 9.18
38388 | CSG Aggregation of DG and 24 hr lighting EE - SEMA1_2 | Demand |  |  |  | ON_PEAK | Passive | Southeast New England |  | MA | SEMA |  | Existing | 2.333 | 2.333 | 2.333 | 2.333
38388 | CSG Aggregation of DG and 24 hr lighting EE - SEMA1_2 | Demand |  |  |  | ON_PEAK | Passive | Southeast New England |  | MA | SEMA |  | New | 0.528 | 0.528 | 0.528 | 0.528
38389 | CSG Aggregation of DG and 24 hr lighting EE - WCMA1_2 | Demand |  |  |  | ON_PEAK | Passive | Rest-of-Pool |  | MA | WCMA |  | Existing | 2.333 | 2.333 | 2.333 | 2.333
38389 | CSG Aggregation of DG and 24 hr lighting EE - WCMA1_2 | Demand |  |  |  | ON_PEAK | Passive | Rest-of-Pool |  | MA | WCMA |  | New | 4.593 | 4.593 | 0.702 | 0.702
38390 | Efficiency Maine Trust FCA9 | Demand |  |  |  | ON_PEAK | Passive | Northern New England |  | ME | ME |  | Existing | 4.049 | 4.049 | 4.049 | 4.049
38393 | RTDR_51325_Maine (7505) | Demand |  |  |  | REAL_TIME | Active | Northern New England |  | ME | ME | Maine | Existing | 59.4 | 59.4 | 59.4 | 59.4
38396 | NEMA 1 - New T4 | Demand |  |  |  | REAL_TIME | Active | Southeast New England |  | MA | NEMA | Boston | Existing | 1 | 1 | 1 | 1
38396 | NEMA 1 - New T4 | Demand |  |  |  | REAL_TIME | Active | Southeast New England |  | MA | NEMA | Boston | New | 2.16 | 2.16 | 0 | 0
38398 | NEMA 2 - New T4 | Demand |  |  |  | REAL_TIME | Active | Southeast New England |  | MA | NEMA | North Shore | Existing | 1 | 1 | 1 | 1
38398 | NEMA 2 - New T4 | Demand |  |  |  | REAL_TIME | Active | Southeast New England |  | MA | NEMA | North Shore | New | 3.24 | 3.24 | 0 | 0
38400 | RI 1 - New T4 | Demand |  |  |  | REAL_TIME | Active | Southeast New England |  | RI | RI | Rhode Island | Existing | 2.592 | 2.592 | 2.592 | 2.592
38401 | RI 1 - Retrofit | Demand |  |  |  | REAL_TIME | Active | Southeast New England |  | RI | RI | Rhode Island | Existing | 1.296 | 1.296 | 1.296 | 1.296
38402 | SEMA 1 - New T4 | Demand |  |  |  | REAL_TIME | Active | Southeast New England |  | MA | SEMA | SEMA | Existing | 4.644 | 4.644 | 4.644 | 4.644
38403 | SEMA 1 - Retrofit | Demand |  |  |  | REAL_TIME | Active | Southeast New England |  | MA | SEMA | SEMA | Existing | 2.268 | 2.268 | 2.268 | 2.268
38404 | WCMA 1 - New T4 | Demand |  |  |  | REAL_TIME | Active | Rest-of-Pool |  | MA | WCMA | Central MA | Existing | 1 | 1 | 1 | 1
38447 | Boston_PeakDR | Demand |  |  |  | ON_PEAK | Passive | Southeast New England |  | MA | NEMA |  | Existing | 2.7 | 2.7 | 2.7 | 2.7
38468 | Norfolk-Walpole Co-Gen | Demand |  |  |  | ON_PEAK | Passive | Southeast New England |  | MA | SEMA |  | Existing | 1.296 | 1.296 | 1.296 | 1.296
38483 | Ngrid_SEMA_CHP | Demand |  |  |  | ON_PEAK | Passive | Southeast New England |  | MA | SEMA |  | Existing | 1.692 | 1.692 | 1.692 | 1.692
38487 | CT_RTDR | Demand |  |  |  | REAL_TIME | Active | Rest-of-Pool |  | CT | CT | Western CT | Existing | 2.16 | 2.16 | 0.25 | 0.25
38502 | WestMA_RTEG | Demand |  |  |  | REAL_TIME | Active | Rest-of-Pool |  | MA | WCMA | Western MA | Existing | 1.296 | 1.296 | 0.25 | 0.25
38512 | SEMA 1 - New | Demand |  |  |  | REAL_TIME | Active | Southeast New England |  | MA | SEMA | SEMA | New | 10.8 | 10.8 | 0 | 0
38513 | RI 1 - New | Demand |  |  |  | REAL_TIME | Active | Southeast New England |  | RI | RI | Rhode Island | New | 5.4 | 5.4 | 0 | 0
38514 | CT 1 - New | Demand |  |  |  | REAL_TIME | Active | Rest-of-Pool |  | CT | CT | Northern CT | New | 5.4 | 5.4 | 0 | 0
38517 | CT 1A - New | Demand |  |  |  | REAL_TIME | Active | Rest-of-Pool |  | CT | CT | Eastern CT | New | 2.7 | 2.7 | 0 | 0
38518 | CT 1B - New | Demand |  |  |  | REAL_TIME | Active | Rest-of-Pool |  | CT | CT | Western CT | New | 2.7 | 2.7 | 0 | 0
38521 | CT 2 - Auto | Demand |  |  |  | REAL_TIME | Active | Rest-of-Pool |  | CT | CT | Northern CT | New | 2.7 | 2.7 | 2.7 | 2.7
38522 | CT 2A - Auto | Demand |  |  |  | REAL_TIME | Active | Rest-of-Pool |  | CT | CT | Eastern CT | New | 1.35 | 1.35 | 1.35 | 1.35
38523 | CT 2B - Auto | Demand |  |  |  | REAL_TIME | Active | Rest-of-Pool |  | CT | CT | Western CT | New | 1.35 | 1.35 | 1.35 | 1.35
38524 | ME 1 - New | Demand |  |  |  | REAL_TIME | Active | Northern New England |  | ME | ME | Maine | New | 5.4 | 5.4 | 0 | 0
38684 | Bloom Energy SOFC | Demand |  |  |  | ON_PEAK | Passive | Southeast New England |  | MA | NEMA |  | New | 9.18 | 9.18 | 9.18 | 9.18
38689 | Bloom Energy CT SOFC | Demand |  |  |  | ON_PEAK | Passive | Rest-of-Pool |  | CT | CT |  | New | 9.18 | 9.18 | 9.18 | 9.18
38693 | NEMA_ActiveDR | Demand |  |  |  | REAL_TIME | Active | Southeast New England |  | MA | NEMA | Boston | New | 1.62 | 1.62 | 1.62 | 1.62
38694 | RTDR_Maine | Demand |  |  |  | REAL_TIME | Active | Northern New England |  | ME | ME | Maine | New | 2.798 | 2.798 | 2.798 | 2.798
38754 | VT Small DER | Demand |  |  |  | REAL_TIME | Active | Northern New England |  | VT | VT | Vermont | New | 1.08 | 1.08 | 0 | 0
38756 | WMCA Small Gen | Demand |  |  |  | REAL_TIME | Active | Rest-of-Pool |  | MA | WCMA | Springfield MA | New | 1.944 | 1.944 | 0 | 0
38758 | CT Small Gen | Demand |  |  |  | REAL_TIME | Active | Rest-of-Pool |  | CT | CT | Western CT | New | 1.944 | 1.944 | 1.944 | 1.944
38759 | ME Small Gen | Demand |  |  |  | REAL_TIME | Active | Northern New England |  | ME | ME | Portland Maine | New | 1.944 | 1.944 | 0 | 0
38761 | NEMA Small Gen | Demand |  |  |  | REAL_TIME | Active | Southeast New England |  | MA | NEMA | North Shore | New | 1.944 | 1.944 | 1.944 | 1.944
38773 | Backyard Farms Unit 1A | Demand |  |  |  | ON_PEAK | Passive | Northern New England |  | ME | ME |  | New | 3.564 | 3.564 | 0 | 0
38787 | CT On-Peak Solar | Demand |  |  |  | ON_PEAK | Passive | Rest-of-Pool |  | CT | CT |  | New | 5.4 | 0 | 5.4 | 0
38789 | NEMA_ActiveLM | Demand |  |  |  | REAL_TIME | Active | Southeast New England |  | MA | NEMA | Boston | New | 1.08 | 1.08 | 1.08 | 1.08
38800 | DRCR_Western MA_2016 | Demand |  |  |  | REAL_TIME | Active | Rest-of-Pool |  | MA | WCMA | Western MA | New | 39.442 | 27.076 | 14 | 14
38801 | DRCR_Western CT_2016 | Demand |  |  |  | REAL_TIME | Active | Rest-of-Pool |  | CT | CT | Western CT | New | 21.784 | 15.595 | 0 | 0
38802 | DRCR_Vermont_2016 | Demand |  |  |  | REAL_TIME | Active | Northern New England |  | VT | VT | Vermont | New | 7.668 | 9.593 | 0 | 0
38803 | DRCR_Springfield MA_2016 | Demand |  |  |  | REAL_TIME | Active | Rest-of-Pool |  | MA | WCMA | Springfield MA | New | 18.965 | 13.835 | 5.3 | 5.3
38810 | DRCR_Northern CT_2016 | Demand |  |  |  | REAL_TIME | Active | Rest-of-Pool |  | CT | CT | Northern CT | New | 9.99 | 5.519 | 0 | 0
38813 | DRCR_New Hampshire_2016 | Demand |  |  |  | REAL_TIME | Active | Northern New England |  | NH | NH | New Hampshire | New | 24.505 | 39.409 | 9 | 9
253 | TURNKEY LANDFILL | Generator | Yes | IC | Landfill Gas |  |  | Northern New England |  | NH | NH |  | Existing | 0.65 | 0.78 | 0.65 | 0.78
321 | MANCHESTER 10 10A CC | Generator | No | CC | Natural Gas |  |  | Southeast New England |  | RI | RI |  | Existing | 157 | 170 | 157 | 157
322 | MANCHESTER 11 11A CC | Generator | No | CC | Natural Gas |  |  | Southeast New England |  | RI | RI |  | Existing | 157 | 170 | 157 | 157
323 | MANCHESTER 9 9A CC | Generator | No | CC | Natural Gas |  |  | Southeast New England |  | RI | RI |  | Existing | 154 | 170 | 154 | 154
324 | CDECCA | Generator | No | CC | Natural Gas |  |  | Rest-of-Pool |  | CT | CT |  | Existing | 55.254 | 61.334 | 55.254 | 55.254
326 | ALTRESCO | Generator | No | CC | Natural Gas |  |  | Rest-of-Pool |  | MA | WCMA |  | Existing | 150.972 | 178.879 | 150.972 | 150.972
327 | AMOSKEAG | Generator | No | HDP | Water |  |  | Northern New England |  | NH | NH |  | Existing | 16.781 | 17.5 | 16.781 | 16.781
328 | GULF ISLAND COMPOSITE Incremental | Generator | No | HW | Water |  |  | Northern New England |  | ME | ME |  | Existing | 33.44 | 33.44 | 33.44 | 33.44
329 | ASCUTNEY GT | Generator | No | GT | Distillate Fuel Oil |  |  | Northern New England |  | VT | VT |  | Existing | 8.503 | 12.581 | 8.503 | 8.503
330 | AYERS ISLAND | Generator | No | HDP | Water |  |  | Northern New England |  | NH | NH |  | Existing | 8.474 | 9.08 | 8.474 | 8.474
331 | AZISCOHOS HYDRO | Generator | No | HDP | Water |  |  | Northern New England |  | ME | ME |  | Existing | 6.8 | 6.8 | 6.8 | 6.8
335 | BELLOWS FALLS | Generator | No | HDP | Water |  |  | Northern New England |  | NH | NH |  | Existing | 48.54 | 48.54 | 48.54 | 48.54
336 | BERLIN 1 GT | Generator | No | GT | Kerosene |  |  | Northern New England |  | VT | VT |  | Existing | 34.83 | 45.777 | 34.83 | 34.83
337 | BETHLEHEM | Generator | Yes | ST | Wood/Wood Waste Solids |  |  | Northern New England |  | NH | NH |  | Existing | 15.249 | 15.348 | 15.249 | 15.348
340 | BRIDGEPORT HARBOR 3 | Generator | No | ST | Coal |  |  | Rest-of-Pool |  | CT | CT |  | Existing | 383.426 | 384.984 | 383.426 | 383.426
341 | BRIDGEPORT HARBOR 4 | Generator | No | GT | Jet Fuel |  |  | Rest-of-Pool |  | CT | CT |  | Existing | 17.024 | 21.924 | 17.024 | 17.024
346 | BOLTON FALLS | Generator | Yes | HDR | Water |  |  | Northern New England |  | VT | VT |  | Existing | 0.997 | 3.879 | 0.997 | 3.879
348 | BOOT MILLS | Generator | Yes | HDR | Water |  |  | Rest-of-Pool |  | MA | WCMA |  | Existing | 7.529 | 12.262 | 7.529 | 12.262
349 | WHEELABRATOR BRIDGEPORT, L.P. | Generator | Yes | ST | Municipal Solid Waste |  |  | Rest-of-Pool |  | CT | CT |  | Existing | 58.969 | 59.357 | 58.969 | 59.357
355 | BRANFORD 10 | Generator | No | GT | Kerosene |  |  | Rest-of-Pool |  | CT | CT |  | Existing | 15.84 | 20.95 | 15.84 | 15.84
355 | BRANFORD 10 | Generator | No | GT | Kerosene |  |  | Rest-of-Pool |  | CT | CT |  | New | 15.84 | 20.95 | 0 | 0
356 | BRISTOL REFUSE | Generator | Yes | ST | Municipal Solid Waste |  |  | Rest-of-Pool |  | CT | CT |  | Existing | 12.561 | 12.729 | 12.561 | 12.729
357 | BRIDGEWATER | Generator | Yes | ST | Wood/Wood Waste Solids |  |  | Northern New England |  | NH | NH |  | Existing | 14.475 | 14.565 | 14.475 | 14.565
358 | BRUNSWICK | Generator | Yes | HDR | Water |  |  | Northern New England |  | ME | ME |  | Existing | 9.073 | 12.821 | 9.073 | 12.821
359 | J. COCKWELL 1 | Generator | No | PS | Water |  |  | Rest-of-Pool |  | MA | WCMA |  | Existing | 284.1 | 292.275 | 184.1 | 184.1
359 | J. COCKWELL 1 | Generator | No | PS | Water |  |  | Rest-of-Pool |  | MA | WCMA |  | New | 47.4 | 39.225 | 0 | 0
360 | J. COCKWELL 2 | Generator | No | PS | Water |  |  | Rest-of-Pool |  | MA | WCMA |  | Existing | 286.88 | 292.113 | 286.88 | 286.88
360 | J. COCKWELL 2 | Generator | No | PS | Water |  |  | Rest-of-Pool |  | MA | WCMA |  | New | 44.62 | 38.737 | 0 | 0
362 | BULLS BRIDGE | Generator | Yes | HDR | Water |  |  | Rest-of-Pool |  | CT | CT |  | Existing | 2.974 | 5.427 | 2.974 | 5.427
363 | BURLINGTON GT | Generator | No | GT | Distillate Fuel Oil |  |  | Northern New England |  | VT | VT |  | Existing | 19.104 | 23.354 | 19.104 | 19.187
365 | CANAL 1 | Generator | No | ST | Residual Fuel Oil |  |  | Southeast New England |  | MA | SEMA |  | Existing | 554.64 | 555.815 | 554.64 | 554.64
366 | CANAL 2 | Generator | No | ST | Residual Fuel Oil |  |  | Southeast New England |  | MA | SEMA |  | Existing | 545.125 | 547 | 545.125 | 545.125
367 | CAPE GT 4 | Generator | No | GT | Distillate Fuel Oil |  |  | Northern New England |  | ME | ME |  | Existing | 13.75 | 20.011 | 13.75 | 13.75
368 | CAPE GT 5 | Generator | No | GT | Distillate Fuel Oil |  |  | Northern New England |  | ME | ME |  | Existing | 15.822 | 20.272 | 15.822 | 15.822
369 | CATARACT EAST | Generator | No | HDP | Water |  |  | Northern New England |  | ME | ME |  | Existing | 7.775 | 8 | 7.775 | 7.775
370 | COS COB 10 | Generator | No | GT | Kerosene |  |  | Rest-of-Pool |  | CT | CT |  | Existing | 18.932 | 23 | 18.932 | 18.932
371 | COS COB 11 | Generator | No | GT | Kerosene |  |  | Rest-of-Pool |  | CT | CT |  | Existing | 18.724 | 23 | 18.724 | 18.724
372 | COS COB 12 | Generator | No | GT | Kerosene |  |  | Rest-of-Pool |  | CT | CT |  | Existing | 18.66 | 23 | 18.66 | 18.66
375 | CLEARY 9 9A CC | Generator | No | CC | Natural Gas |  |  | Southeast New England |  | MA | SEMA |  | Existing | 104.931 | 109.931 | 104.931 | 104.931
376 | CLEARY 8 | Generator | No | ST | Residual Fuel Oil |  |  | Southeast New England |  | MA | SEMA |  | Existing | 24.825 | 22.253 | 22.253 | 22.253
379 | COBBLE MOUNTAIN | Generator | No | HW | Water |  |  | Rest-of-Pool |  | MA | WCMA |  | Existing | 31.126 | 32.48 | 31.126 | 31.126
380 | COMERFORD | Generator | No | HW | Water |  |  | Northern New England |  | NH | NH |  | Existing | 166.135 | 167.116 | 166.135 | 166.135
382 | MERRIMACK CT1 | Generator | No | GT | Kerosene |  |  | Northern New England |  | NH | NH |  | Existing | 16.826 | 21.676 | 16.826 | 16.826
383 | MERRIMACK CT2 | Generator | No | GT | Kerosene |  |  | Northern New England |  | NH | NH |  | Existing | 16.804 | 21.304 | 16.804 | 16.804
388 | DARTMOUTH POWER | Generator | No | CC | Natural Gas |  |  | Southeast New England |  | MA | SEMA |  | Existing | 62.149 | 67.656 | 62.149 | 62.149
389 | DERBY DAM | Generator | No | HDP | Water |  |  | Rest-of-Pool |  | CT | CT |  | Existing | 7.05 | 7.05 | 7.05 | 7.05
392 | DEXTER | Generator | No | CC | Natural Gas |  |  | Rest-of-Pool |  | CT | CT |  | Existing | 45 | 46.525 | 45 | 45
393 | DEERFIELD 5 | Generator | No | HDP | Water |  |  | Rest-of-Pool |  | MA | WCMA |  | Existing | 13.703 | 13.99 | 13.703 | 13.703
395 | DOREEN | Generator | No | GT | Kerosene |  |  | Rest-of-Pool |  | MA | WCMA |  | Existing | 15.82 | 20.67 | 15.82 | 15.82
396 | DEVON 10 | Generator | No | GT | Kerosene |  |  | Rest-of-Pool |  | CT | CT |  | Existing | 14.407 | 19.186 | 14.407 | 14.407
396 | DEVON 10 | Generator | No | GT | Kerosene |  |  | Rest-of-Pool |  | CT | CT |  | New | 14.407 | 19.186 | 0 | 0
397 | DEVON 11 | Generator | No | GT | Kerosene |  |  | Rest-of-Pool |  | CT | CT |  | Existing | 29.299 | 38.819 | 29.299 | 29.299
398 | DEVON 12 | Generator | No | GT | Kerosene |  |  | Rest-of-Pool |  | CT | CT |  | Existing | 29.227 | 38.437 | 29.227 | 29.227
399 | DEVON 13 | Generator | No | GT | Kerosene |  |  | Rest-of-Pool |  | CT | CT |  | Existing | 29.967 | 38.967 | 29.967 | 29.967
400 | DEVON 14 | Generator | No | GT | Kerosene |  |  | Rest-of-Pool |  | CT | CT |  | Existing | 29.704 | 40.274 | 29.704 | 29.704
401 | EASTMAN FALLS | Generator | No | HDP | Water |  |  | Northern New England |  | NH | NH |  | Existing | 5.582 | 6.47 | 5.582 | 5.582
405 | ELLSWORTH HYDRO | Generator | No | HW | Water |  |  | Northern New England |  | ME | ME |  | Existing | 9.044 | 9.05 | 9.044 | 9.044
407 | EASTPORT DIESELS 1-3 | Generator | No | IC | Distillate Fuel Oil |  |  | Northern New England |  | ME | ME |  | Existing | 2 | 2.1 | 2 | 2
410 | ESSEX 19 HYDRO | Generator | Yes | HDR | Water |  |  | Northern New England |  | VT | VT |  | Existing | 3.051 | 5.284 | 3.051 | 5.284
412 | FALLS VILLAGE | Generator | Yes | HDR | Water |  |  | Rest-of-Pool |  | CT | CT |  | Existing | 2.467 | 5.265 | 2.467 | 5.265
413 | FIFE BROOK | Generator | Yes | HDR | Water |  |  | Rest-of-Pool |  | MA | WCMA |  | Existing | 3.225 | 5.635 | 3.225 | 5.635
417 | FRAMINGHAM JET 1 | Generator | No | GT | Distillate Fuel Oil |  |  | Southeast New England |  | MA | NEMA |  | Existing | 10.145 | 14.175 | 10.145 | 10.145
418 | FRAMINGHAM JET 2 | Generator | No | GT | Distillate Fuel Oil |  |  | Southeast New England |  | MA | NEMA |  | Existing | 10.049 | 15.686 | 10.049 | 10.049
419 | FRAMINGHAM JET 3 | Generator | No | GT | Distillate Fuel Oil |  |  | Southeast New England |  | MA | NEMA |  | Existing | 11.25 | 15.25 | 11.25 | 11.25
420 | FRANKLIN DRIVE 10 | Generator | No | GT | Kerosene |  |  | Rest-of-Pool |  | CT | CT |  | Existing | 15.417 | 20.527 | 15.417 | 15.417
420 | FRANKLIN DRIVE 10 | Generator | No | GT | Kerosene |  |  | Rest-of-Pool |  | CT | CT |  | New | 15.417 | 20.527 | 0 | 0
421 | FRONT STREET DIESELS 1-3 | Generator | No | IC | Distillate Fuel Oil |  |  | Rest-of-Pool |  | MA | WCMA |  | Existing | 7.433 | 7.7 | 7.433 | 7.433
424 | GREAT LAKES - MILLINOCKET | Generator | No | HW | Water |  |  | Northern New England |  | ME | ME |  | Existing | 74.958 | 71.822 | 71.822 | 71.822
426 | GORGE 1 DIESEL | Generator | No | GT | Distillate Fuel Oil |  |  | Northern New England |  | VT | VT |  | Existing | 7.09 | 11 | 7.09 | 7.09
427 | GORHAM | Generator | Yes | HDR | Water |  |  | Northern New England |  | NH | NH |  | Existing | 1.177 | 1.599 | 1.177 | 1.599
432 | HARRIS 1 | Generator | No | HW | Water |  |  | Northern New England |  | ME | ME |  | Existing | 16.79 | 16.776 | 16.776 | 16.776
433 | HARRIS 2 | Generator | No | HW | Water |  |  | Northern New England |  | ME | ME |  | Existing | 34.865 | 34.5 | 34.5 | 34.5
434 | HARRIS 3 | Generator | No | HW | Water |  |  | Northern New England |  | ME | ME |  | Existing | 34 | 33.905 | 33.905 | 33.905
435 | HARRIMAN | Generator | No | HW | Water |  |  | Rest-of-Pool |  | MA | WCMA |  | Existing | 40.943 | 38.663 | 38.663 | 38.663
436 | HEMPHILL 1 | Generator | Yes | ST | Wood/Wood Waste Solids |  |  | Northern New England |  | NH | NH |  | Existing | 17.5 | 17.5 | 17.5 | 17.5
440 | HIRAM | Generator | No | HDP | Water |  |  | Northern New England |  | ME | ME |  | Existing | 11.189 | 11.6 | 11.189 | 11.189
445 | COVANTA WEST ENFIELD | Generator | No | ST | Wood/Wood Waste Solids |  |  | Northern New England |  | ME | ME |  | Existing | 20.461 | 21.446 | 0 | 0
446 | COVANTA JONESBORO | Generator | No | ST | Wood/Wood Waste Solids |  |  | Northern New England |  | ME | ME |  | Existing | 20.226 | 20.226 | 0 | 0
448 | IPSWICH DIESELS | Generator | No | IC | Distillate Fuel Oil |  |  | Southeast New England |  | MA | NEMA |  | Existing | 10.24 | 9.495 | 9.495 | 9.495
449 | JACKMAN | Generator | No | HW | Water |  |  | Northern New England |  | NH | NH |  | Existing | 3.583 | 3.541 | 3.541 | 3.541
452 | KENDALL JET 1 | Generator | No | GT | Distillate Fuel Oil |  |  | Southeast New England |  | MA | NEMA |  | Existing | 18 | 23 | 18 | 18
457 | LAWRENCE HYDRO | Generator | Yes | HDR | Water |  |  | Rest-of-Pool |  | MA | WCMA |  | Existing | 6.159 | 9.207 | 6.159 | 9.207
460 | LOCKWOOD | Generator | Yes | HDR | Water |  |  | Northern New England |  | ME | ME |  | Existing | 3.797 | 4.392 | 3.797 | 4.392
462 | LISBON RESOURCE RECOVERY | Generator | Yes | ST | Municipal Solid Waste |  |  | Rest-of-Pool |  | CT | CT |  | Existing | 13.5 | 13.475 | 13.5 | 13.475
463 | AEI LIVERMORE | Generator | No | ST | Wood/Wood Waste Solids |  |  | Northern New England |  | ME | ME |  | Existing | 34.695 | 34.43 | 34.43 | 34.43
464 | LOST NATION | Generator | No | GT | Distillate Fuel Oil |  |  | Northern New England |  | NH | NH |  | Existing | 13.979 | 17.992 | 13.979 | 13.979
465 | DEERFIELD 2 LWR DRFIELD | Generator | No | HDP | Water |  |  | Rest-of-Pool |  | MA | WCMA |  | Existing | 19.275 | 19.5 | 19.275 | 19.275
467 | MARBLEHEAD DIESELS | Generator | No | IC | Distillate Fuel Oil |  |  | Southeast New England |  | MA | NEMA |  | Existing | 5 | 5 | 5 | 5
468 | MARSHFIELD 6 HYDRO | Generator | No | HW | Water |  |  | Northern New England |  | VT | VT |  | Existing | 4.412 | 4.38 | 4.38 | 4.38
472 | M STREET JET | Generator | No | GT | Kerosene |  |  | Southeast New England |  | MA | NEMA |  | Existing | 47 | 67.2 | 47 | 47
473 | MCINDOES | Generator | No | HDP | Water |  |  | Northern New England |  | NH | NH |  | Existing | 10.066 | 10.571 | 10.066 | 10.066
474 | J C MCNEIL | Generator | No | ST | Wood/Wood Waste Solids |  |  | Northern New England |  | VT | VT |  | Existing | 52 | 54 | 52 | 52
478 | MIDDLETOWN 10 | Generator | No | GT | Jet Fuel |  |  | Rest-of-Pool |  | CT | CT |  | Existing | 15.515 | 20.015 | 15.515 | 15.515
478 | MIDDLETOWN 10 | Generator | No | GT | Jet Fuel |  |  | Rest-of-Pool |  | CT | CT |  | New | 17.123 | 22.023 | 0 | 0
480 | MIDDLETOWN 2 | Generator | No | ST | Residual Fuel Oil |  |  | Rest-of-Pool |  | CT | CT |  | Existing | 117 | 120 | 117 | 117
481 | MIDDLETOWN 3 | Generator | No | ST | Residual Fuel Oil |  |  | Rest-of-Pool |  | CT | CT |  | Existing | 233.679 | 244.398 | 233.679 | 233.679
482 | MIDDLETOWN 4 | Generator | No | ST | Residual Fuel Oil |  |  | Rest-of-Pool |  | CT | CT |  | Existing | 399.923 | 402 | 399.923 | 399.923
484 | MILLSTONE POINT 2 | Generator | No | ST | Nuclear |  |  | Rest-of-Pool |  | CT | CT |  | Existing | 872.258 | 875.912 | 872.258 | 872.258
485 | MILLSTONE POINT 3 | Generator | No | ST | Nuclear |  |  | Rest-of-Pool |  | CT | CT |  | Existing | 1225 | 1235.001 | 1225 | 1225
486 | MILFORD POWER | Generator | No | CC | Natural Gas |  |  | Southeast New England |  | MA | SEMA |  | Existing | 149 | 170.73 | 0 | 0
486 | MILFORD POWER | Generator | No | CC | Natural Gas |  |  | Southeast New England |  | MA | SEMA |  | New | 202 | 216.73 | 202 | 202
487 | MILLER HYDRO | Generator | Yes | HDR | Water |  |  | Northern New England |  | ME | ME |  | Existing | 8.124 | 11.486 | 8.124 | 11.486
489 | MERRIMACK 1 | Generator | No | ST | Coal |  |  | Northern New England |  | NH | NH |  | Existing | 108 | 108.05 | 108 | 108
490 | MERRIMACK 2 | Generator | No | ST | Coal |  |  | Northern New England |  | NH | NH |  | Existing | 330 | 330.513 | 330 | 330
492 | MONTVILLE 10 and 11 | Generator | No | IC | Kerosene |  |  | Rest-of-Pool |  | CT | CT |  | Existing | 5.296 | 5.354 | 5.296 | 5.296
493 | MONTVILLE 5 | Generator | No | ST | Residual Fuel Oil |  |  | Rest-of-Pool |  | CT | CT |  | Existing | 81 | 81.59 | 81 | 81
494 | MONTVILLE 6 | Generator | No | ST | Residual Fuel Oil |  |  | Rest-of-Pool |  | CT | CT |  | Existing | 405.05 | 408.852 | 405.05 | 405.05
495 | MONTY | Generator | No | HDP | Water |  |  | Northern New England |  | ME | ME |  | Existing | 28 | 28 | 28 | 28
496 | MOORE | Generator | No | HW | Water |  |  | Northern New England |  | NH | NH |  | Existing | 189.032 | 190.913 | 189.032 | 189.032
496 | MOORE | Generator | No | HW | Water |  |  | Northern New England |  | NH | NH |  | New | 4.6 | 4.6 | 0 | 0
497 | MASS POWER | Generator | No | CC | Natural Gas |  |  | Rest-of-Pool |  | MA | WCMA |  | Existing | 245.259 | 276 | 245.259 | 245.259
502 | MYSTIC 7 | Generator | No | ST | Natural Gas |  |  | Southeast New England |  | MA | NEMA |  | Existing | 570.8 | 559.775 | 570.8 | 559.775
503 | MYSTIC JET | Generator | No | GT | Distillate Fuel Oil |  |  | Southeast New England |  | MA | NEMA |  | Existing | 8.589 | 12.739 | 8.589 | 8.589
507 | NEA BELLINGHAM | Generator | No | CC | Natural Gas |  |  | Southeast New England |  | MA | SEMA |  | Existing | 282.865 | 331.747 | 282.865 | 282.865
508 | NEWINGTON 1 | Generator | No | ST | Residual Fuel Oil |  |  | Northern New England |  | NH | NH |  | Existing | 400.2 | 400.2 | 400.2 | 400.2
513 | NEW HAVEN HARBOR | Generator | No | ST | Residual Fuel Oil |  |  | Rest-of-Pool |  | CT | CT |  | Existing | 447.894 | 453.384 | 447.894 | 447.894
515 | NORWICH JET | Generator | No | GT | Distillate Fuel Oil |  |  | Rest-of-Pool |  | CT | CT |  | Existing | 15.255 | 18.8 | 15.255 | 15.255
527 | OGDEN-MARTIN 1 | Generator | Yes | ST | Municipal Solid Waste |  |  | Southeast New England |  | MA | NEMA |  | Existing | 39.529 | 42.386 | 39.529 | 42.386
528 | OCEAN ST PWR GT1 GT2 ST1 | Generator | No | CC | Natural Gas |  |  | Southeast New England |  | RI | RI |  | Existing | 277.762 | 323.915 | 277.762 | 277.762
529 | OCEAN ST PWR GT3 GT4 ST2 | Generator | No | CC | Natural Gas |  |  | Southeast New England |  | RI | RI |  | Existing | 278.308 | 325.879 | 278.308 | 278.308
531 | PAWTUCKET POWER | Generator | No | CC | Natural Gas |  |  | Southeast New England |  | RI | RI |  | Existing | 52.954 | 57.117 | 52.954 | 52.954
532 | PEJEPSCOT | Generator | Yes | HDR | Water |  |  | Northern New England |  | ME | ME |  | Existing | 7.293 | 9.404 | 7.293 | 9.404
536 | PERC-ORRINGTON 1 | Generator | Yes | ST | Municipal Solid Waste |  |  | Northern New England |  | ME | ME |  | Existing | 21.406 | 20.894 | 21.406 | 20.894
538 | PINETREE POWER | Generator | No | ST | Wood/Wood Waste Solids |  |  | Rest-of-Pool |  | MA | WCMA |  | Existing | 15.783 | 16.787 | 15.783 | 15.783
539 | PONTOOK HYDRO | Generator | Yes | HDR | Water |  |  | Northern New England |  | NH | NH |  | Existing | 4.761 | 8.301 | 4.761 | 8.301
540 | POTTER 2 CC | Generator | No | CC | Natural Gas |  |  | Southeast New England |  | MA | SEMA |  | Existing | 72.558 | 89.998 | 72.558 | 72.558
540 | POTTER 2 CC | Generator | No | CC | Natural Gas |  |  | Southeast New England |  | MA | SEMA |  | New | 59.31 | 63.39 | 0 | 0
541 | PROCTOR | Generator | Yes | HDR | Water |  |  | Northern New England |  | VT | VT |  | Existing | 2.915 | 6.263 | 2.915 | 6.263
542 | ECO MAINE | Generator | Yes | ST | Municipal Solid Waste |  |  | Northern New England |  | ME | ME |  | Existing | 11.094 | 10.47 | 11.094 | 10.47
546 | RESCO SAUGUS | Generator | No | ST | Municipal Solid Waste |  |  | Southeast New England |  | MA | NEMA |  | Existing | 30.845 | 30.114 | 30.114 | 30.114
547 | WHEELABRATOR NORTH ANDOVER | Generator | Yes | ST | Municipal Solid Waste |  |  | Southeast New England |  | MA | NEMA |  | Existing | 29.864 | 29.994 | 29.864 | 29.994
549 | RUTLAND 5 GT | Generator | No | GT | Distillate Fuel Oil |  |  | Northern New England |  | VT | VT |  | Existing | 7.919 | 12.816 | 7.919 | 7.919
555 | SEABROOK | Generator | No | ST | Nuclear |  |  | Northern New England |  | NH | NH |  | Existing | 1247.075 | 1246.65 | 1246.65 | 1246.65
556 | SCHILLER 4 | Generator | No | ST | Coal |  |  | Northern New England |  | NH | NH |  | Existing | 47.5 | 48 | 47.5 | 47.5
557 | SCHILLER 5 | Generator | No | ST | Wood/Wood Waste Solids |  |  | Northern New England |  | NH | NH |  | Existing | 43.082 | 42.594 | 42.594 | 42.594
558 | SCHILLER 6 | Generator | No | ST | Coal |  |  | Northern New England |  | NH | NH |  | Existing | 47.82 | 48.58 | 47.82 | 47.82
559 | SCHILLER CT 1 | Generator | No | GT | Kerosene |  |  | Northern New England |  | NH | NH |  | Existing | 17.621 | 18.5 | 17.621 | 17.621
561 | SEARSBURG | Generator | No | HDP | Water |  |  | Rest-of-Pool |  | MA | WCMA |  | Existing | 4.755 | 4.96 | 4.755 | 4.755
562 | SECREC-PRESTON | Generator | Yes | ST | Municipal Solid Waste |  |  | Rest-of-Pool |  | CT | CT |  | Existing | 15.984 | 16.276 | 0 | 0
563 | SEMASS 1 | Generator | Yes | ST | Municipal Solid Waste |  |  | Southeast New England |  | MA | SEMA |  | Existing | 46.955 | 50.184 | 46.955 | 50.184
564 | SEMASS 2 | Generator | Yes | ST | Municipal Solid Waste |  |  | Southeast New England |  | MA | SEMA |  | Existing | 22.5 | 22.5 | 22.5 | 22.5
565 | SHELDON SPRINGS | Generator | Yes | HDR | Water |  |  | Northern New England |  | VT | VT |  | Existing | 4.263 | 8.925 | 4.263 | 8.925
566 | SHEPAUG | Generator | No | HW | Water |  |  | Rest-of-Pool |  | CT | CT |  | Existing | 41.511 | 42.559 | 41.511 | 41.511
567 | SHERMAN | Generator | No | HW | Water |  |  | Rest-of-Pool |  | MA | WCMA |  | Existing | 6.154 | 6.22 | 6.154 | 6.154
569 | SKELTON | Generator | No | HDP | Water |  |  | Northern New England |  | ME | ME |  | Existing | 21.6 | 21.6 | 21.6 | 21.6
570 | SMITH | Generator | Yes | HDR | Water |  |  | Northern New England |  | NH | NH |  | Existing | 9.263 | 13.645 | 9.263 | 13.645
572 | SO. MEADOW 11 | Generator | No | GT | Distillate Fuel Oil |  |  | Rest-of-Pool |  | CT | CT |  | Existing | 35.781 | 46.921 | 35.781 | 35.781
573 | SO. MEADOW 12 | Generator | No | GT | Distillate Fuel Oil |  |  | Rest-of-Pool |  | CT | CT |  | Existing | 37.649 | 47.815 | 37.649 | 37.649
574 | SO. MEADOW 13 | Generator | No | GT | Distillate Fuel Oil |  |  | Rest-of-Pool |  | CT | CT |  | Existing | 38.317 | 47.917 | 38.317 | 38.317
575 | SO. MEADOW 14 | Generator | No | GT | Distillate Fuel Oil |  |  | Rest-of-Pool |  | CT | CT |  | Existing | 36.746 | 46.346 | 36.746 | 36.746
580 | SO. MEADOW 5 | Generator | Yes | ST | Municipal Solid Waste |  |  | Rest-of-Pool |  | CT | CT |  | Existing | 23.674 | 23.404 | 23.674 | 23.404
581 | SO. MEADOW 6 | Generator | Yes | ST | Municipal Solid Waste |  |  | Rest-of-Pool |  | CT | CT |  | Existing | 20.576 | 22.424 | 20.576 | 22.424
583 | STONY BROOK 2A | Generator | No | GT | Distillate Fuel Oil |  |  | Rest-of-Pool |  | MA | WCMA |  | Existing | 67 | 87 | 67 | 67
584 | STONY BROOK 2B | Generator | No | GT | Distillate Fuel Oil |  |  | Rest-of-Pool |  | MA | WCMA |  | Existing | 65 | 85 | 65 | 65
587 | STEVENSON | Generator | No | HW | Water |  |  | Rest-of-Pool |  | CT | CT |  | Existing | 28.311 | 28.9 | 28.311 | 28.311
590 | BORALEX STRATTON ENERGY | Generator | No | ST | Wood/Wood Waste Solids |  |  | Northern New England |  | ME | ME |  | Existing | 45.024 | 44.363 | 44.363 | 44.363
591 | S.D. WARREN-WESTBROOK | Generator | No | ST | Wood/Wood Waste Solids |  |  | Northern New England |  | ME | ME |  | Existing | 42.59 | 49.103 | 42.59 | 42.59
592 | TAMWORTH | Generator | Yes | ST | Wood/Wood Waste Solids |  |  | Northern New England |  | NH | NH |  | Existing | 19.498 | 19.057 | 19.498 | 19.057
595 | TORRINGTON TERMINAL 10 | Generator | No | GT | Kerosene |  |  | Rest-of-Pool |  | CT | CT |  | Existing | 15.638 | 20.748 | 15.638 | 15.638
595 | TORRINGTON TERMINAL 10 | Generator | No | GT | Kerosene |  |  | Rest-of-Pool |  | CT | CT |  | New | 15.638 | 20.748 | 0 | 0
596 | TUNNEL 10 | Generator | No | GT | Kerosene |  |  | Rest-of-Pool |  | CT | CT |  | Existing | 16.591 | 21.691 | 16.591 | 16.591
598 | VERGENNES 5 and 6 DIESELS | Generator | No | IC | Distillate Fuel Oil |  |  | Northern New England |  | VT | VT |  | Existing | 3.94 | 4.24 | 3.94 | 3.94
599 | VERNON | Generator | No | HDP | Water |  |  | Rest-of-Pool |  | MA | WCMA |  | Existing | 32 | 32 | 32 | 32
612 | WATERS RIVER JET 1 | Generator | No | GT | Natural Gas |  |  | Southeast New England |  | MA | NEMA |  | Existing | 15.974 | 21.974 | 15.974 | 15.974
613 | WATERS RIVER JET 2 | Generator | No | GT | Natural Gas |  |  | Southeast New England |  | MA | NEMA |  | Existing | 29.889 | 45.806 | 29.889 | 29.889
614 | WATERBURY 22 | Generator | No | HW | Water |  |  | Northern New England |  | VT | VT |  | Existing | 5 | 5 | 5 | 5
616 | WEST ENFIELD | Generator | Yes | HDR | Water |  |  | Northern New England |  | ME | ME |  | Existing | 10.899 | 13.076 | 10.899 | 13.076
617 | WESTON | Generator | Yes | HDR | Water |  |  | Northern New England |  | ME | ME |  | Existing | 8.733 | 10.829 | 8.733 | 10.829
618 | DG WHITEFIELD, LLC | Generator | Yes | ST | Wood/Wood Waste Solids |  |  | Northern New England |  | NH | NH |  | Existing | 16.043 | 16.409 | 16.043 | 16.409
619 | WHITE LAKE JET | Generator | No | GT | Kerosene |  |  | Northern New England |  | NH | NH |  | Existing | 17.447 | 22.397 | 17.447 | 17.447
620 | WILDER | Generator | No | HW | Water |  |  | Northern New England |  | NH | NH |  | Existing | 39.083 | 41.156 | 39.083 | 39.083
621 | WILLIAMS | Generator | No | HDP | Water |  |  | Northern New England |  | ME | ME |  | Existing | 14.9 | 14.9 | 14.9 | 14.9
622 | WINOOSKI 1 | Generator | Yes | HDR | Water |  |  | Northern New England |  | VT | VT |  | Existing | 1.991 | 3.267 | 1.991 | 3.267
624 | WMI MILLBURY 1 | Generator | No | ST | Municipal Solid Waste |  |  | Rest-of-Pool |  | MA | WCMA |  | Existing | 39.811 | 39.891 | 39.811 | 39.811
625 | WEST MEDWAY JET 1 | Generator | No | GT | Distillate Fuel Oil |  |  | Southeast New England |  | MA | NEMA |  | Existing | 42 | 63.458 | 42 | 53.025
626 | WEST MEDWAY JET 2 | Generator | No | GT | Distillate Fuel Oil |  |  | Southeast New England |  | MA | NEMA |  | Existing | 39.848 | 61.598 | 39.848 | 39.848
627 | WEST MEDWAY JET 3 | Generator | No | GT | Distillate Fuel Oil |  |  | Southeast New England |  | MA | SEMA |  | Existing | 35.441 | 55.841 | 35.441 | 35.441
628 | WOODLAND ROAD | Generator | No | GT | Kerosene |  |  | Rest-of-Pool |  | MA | WCMA |  | Existing | 15.808 | 20.658 | 15.808 | 15.808
630 | WEST SPRINGFIELD 10 | Generator | No | GT | Kerosene |  |  | Rest-of-Pool |  | MA | WCMA |  | Existing | 17.143 | 21.928 | 17.143 | 17.143
633 | WEST SPRINGFIELD 3 | Generator | No | ST | Natural Gas |  |  | Rest-of-Pool |  | MA | WCMA |  | Existing | 94.276 | 100.087 | 94.276 | 94.276
636 | WYMAN HYDRO 1 | Generator | No | HW | Water |  |  | Northern New England |  | ME | ME |  | Existing | 28.5 | 28.5 | 28.5 | 28.5
637 | WYMAN HYDRO 2 | Generator | No | HW | Water |  |  | Northern New England |  | ME | ME |  | Existing | 29.866 | 29.9 | 29.866 | 29.866
638 | WYMAN HYDRO 3 | Generator | No | HW | Water |  |  | Northern New England |  | ME | ME |  | Existing | 26.52 | 26.672 | 26.52 | 26.52
639 | YARMOUTH 1 | Generator | No | ST | Residual Fuel Oil |  |  | Northern New England |  | ME | ME |  | Existing | 50.328 | 51.018 | 0 | 0
640 | YARMOUTH 2 | Generator | No | ST | Residual Fuel Oil |  |  | Northern New England |  | ME | ME |  | Existing | 50.805 | 52.823 | 0 | 0
641 | YARMOUTH 3 | Generator | No | ST | Residual Fuel Oil |  |  | Northern New England |  | ME | ME |  | Existing | 110.87 | 114.72 | 57.453 | 57.453
642 | YARMOUTH 4 | Generator | No | ST | Residual Fuel Oil |  |  | Northern New England |  | ME | ME |  | Existing | 602.05 | 605.875 | 602.05 | 602.05
715 | ROCHESTER LANDFILL | Generator | No | GT | Landfill Gas |  |  | Northern New England |  | NH | NH |  | Existing | 2.192 | 2.261 | 2.192 | 2.192
737 | SIMPSON G LOAD REDUCER | Generator | Yes | HDR | Water |  |  | Northern New England |  | VT | VT |  | Existing | 2.378 | 2.968 | 2.378 | 2.968
739 | ROCKY RIVER | Generator | No | PS | Water |  |  | Rest-of-Pool |  | CT | CT |  | Existing | 28.853 | 28.383 | 28.383 | 28.383
754 | BAR MILLS | Generator | Yes | HDR | Water |  |  | Northern New England |  | ME | ME |  | Existing | 0.936 | 2.065 | 0.936 | 2.065
755 | BONNY EAGLE W. BUXTON | Generator | Yes | HDR | Water |  |  | Northern New England |  | ME | ME |  | Existing | 5.659 | 10.884 | 5.659 | 10.884
757 | HARRIS 4 | Generator | No | HW | Water |  |  | Northern New England |  | ME | ME |  | Existing | 1.436 | 1.249 | 1.249 | 1.249
759 | MESSALONSKEE COMPOSITE | Generator | Yes | HDR | Water |  |  | Northern New England |  | ME | ME |  | Existing | 2.117 | 5.287 | 2.117 | 5.287
760 | NORTH GORHAM | Generator | Yes | HDR | Water |  |  | Northern New England |  | ME | ME |  | Existing | 1.15 | 1.138 | 1.15 | 1.138
761 | SHAWMUT | Generator | Yes | HDR | Water |  |  | Northern New England |  | ME | ME |  | Existing | 5.922 | 6.97 | 5.922 | 6.97
766 | CABOT TURNERS FALLS | Generator | No | HDP | Water |  |  | Rest-of-Pool |  | MA | WCMA |  | Existing | 67.881 | 68.2 | 67.881 | 67.881
767 | SES CONCORD | Generator | Yes | ST | Municipal Solid Waste |  |  | Northern New England |  | NH | NH |  | Existing | 12.111 | 12.466 | 12.111 | 12.466
768 | GARVINS HOOKSETT | Generator | Yes | HDR | Water |  |  | Northern New England |  | NH | NH |  | Existing | 4.461 | 7.082 | 4.461 | 7.082
769 | HADLEY FALLS 1&2 | Generator | Yes | HDR | Water |  |  | Rest-of-Pool |  | MA | WCMA |  | Existing | 12.302 | 27.822 | 12.302 | 27.822
772 | NEWPORT HYDRO | Generator | Yes | HW | Water |  |  | Northern New England |  | VT | VT |  | Existing | 1.456 | 1.906 | 1.456 | 1.906
774 | LOWER LAMOILLE COMPOSITE | Generator | No | HW | Water |  |  | Northern New England |  | VT | VT |  | Existing | 15.8 | 16 | 15.8 | 15.8
775 | MIDDLEBURY COMPOSITE | Generator | No | HW | Water |  |  | Northern New England |  | VT | VT |  | Existing | 5.678 | 5.724 | 5.678 | 5.678
776 | N. RUTLAND COMPOSITE | Generator | No | HW | Water |  |  | Northern New England |  | VT | VT |  | Existing | 4.503 | 4.36 | 4.36 | 4.36
779 | MIDDLESEX 2 | Generator | Yes | HDR | Water |  |  | Northern New England |  | VT | VT |  | Existing | 0.815 | 1.674 | 0.815 | 1.674
783 | HIGHGATE FALLS | Generator | Yes | HDR | Water |  |  | Northern New England |  | VT | VT |  | Existing | 3.376 | 7.807 | 3.376 | 7.807
786 | KEZAR LEDGEMERE COMPOSITE | Generator | Yes | HDR | Water |  |  | Northern New England |  | ME | ME |  | Existing | 0.468 | 1.018 | 0.468 | 1.018
789 | CEC 002 PAWTUCKET U5 | Generator | Yes | HDR | Water |  |  | Southeast New England |  | RI | RI |  | Existing | 0.168 | 0.57 | 0.168 | 0.57
792 | CENTENNIAL HYDRO | Generator | Yes | HDR | Water |  |  | Rest-of-Pool |  | MA | WCMA |  | Existing | 0.16 | 0.544 | 0.16 | 0.544
793 | METHUEN HYDRO | Generator | Yes | HDR | Water |  |  | Southeast New England |  | MA | NEMA |  | Existing | 0.004 | 0.151 | 0.004 | 0.151
794 | MINIWAWA | Generator | Yes | HDR | Water |  |  | Northern New England |  | NH | NH |  | Existing | 0.142 | 0.528 | 0.142 | 0.528
795 | RIVER MILL HYDRO | Generator | Yes | HDR | Water |  |  | Northern New England |  | NH | NH |  | Existing | 0 | 0.039 | 0 | 0.039
796 | GOODWIN DAM | Generator | No | HDP | Water |  |  | Rest-of-Pool |  | CT | CT |  | Existing | 3 | 3 | 3 | 3
797 | CEC 003 WYRE WYND U5 | Generator | Yes | HDR | Water |  |  | Rest-of-Pool |  | CT | CT |  | Existing | 0.493 | 1.129 | 0.493 | 1.129
798 | COLEBROOK | Generator | Yes | HDR | Water |  |  | Rest-of-Pool |  | CT | CT |  | Existing | 0.682 | 0.553 | 0.682 | 0.553
800 | KINNEYTOWN B | Generator | Yes | HDR | Water |  |  | Rest-of-Pool |  | CT | CT |  | Existing | 0.114 | 0.607 | 0.114 | 0.607
801 | WILLIMANTIC 1 | Generator | Yes | HDR | Water |  |  | Rest-of-Pool |  | CT | CT |  | Existing | 0.046 | 0.127 | 0.046 | 0.127
802 | WILLIMANTIC 2 | Generator | Yes | HDR | Water |  |  | Rest-of-Pool |  | CT | CT |  | Existing | 0.012 | 0.122 | 0.012 | 0.122
803 | TOUTANT | Generator | Yes | HDR | Water |  |  | Rest-of-Pool |  | CT | CT |  | Existing | 0.054 | 0.154 | 0.054 | 0.154
804 | PUTNAM | Generator | Yes | HDR | Water |  |  | Rest-of-Pool |  | CT | CT |  | Existing | 0.139 | 0.382 | 0.139 | 0.382
806 | MECHANICSVILLE | Generator | Yes | HDR | Water |  |  | Rest-of-Pool |  | CT | CT |  | Existing | 0 | 0.162 | 0 | 0.162
807 | CEC 004 DAYVILLE POND U5 | Generator | Yes | HDR | Water |  |  | Rest-of-Pool |  | CT | CT |  | Existing | 0.005 | 0.052 | 0.005 | 0.052
808 | SANDY HOOK HYDRO | Generator | Yes | HDR | Water |  |  | Rest-of-Pool |  | CT | CT |  | Existing | 0 | 0.066 | 0 | 0.066
810 | QUINEBAUG | Generator | Yes | HDR | Water |  |  | Rest-of-Pool |  | CT | CT |  | Existing | 0.266 | 0.935 | 0.266 | 0.935
811 | BANTAM | Generator | Yes | HDR | Water |  |  | Rest-of-Pool |  | CT | CT |  | Existing | 0.026 | 0.093 | 0.026 | 0.093
812 | BEEBE HOLBROOK | Generator | Yes | HDR | Water |  |  | Rest-of-Pool |  | MA | WCMA |  | Existing | 0.066 | 0.066 | 0.066 | 0.066
813 | TUNNEL | Generator | Yes | HDR | Water |  |  | Rest-of-Pool |  | CT | CT |  | Existing | 0.36 | 1.147 | 0.36 | 1.147
814 | PATCH | Generator | Yes | HDR | Water |  |  | Northern New England |  | VT | VT |  | Existing | 0.006 | 0.054 | 0.006 | 0.054
815 | CARVER FALLS | Generator | Yes | HDR | Water |  |  | Northern New England |  | VT | VT |  | Existing | 0.082 | 0.958 | 0.082 | 0.958
816 | CAVENDISH | Generator | Yes | HDR | Water |  |  | Northern New England |  | VT | VT |  | Existing | 0.289 | 0.676 | 0.289 | 0.676
817 | TAFTSVILLE VT | Generator | Yes | HDR | Water |  |  | Northern New England |  | VT | VT |  | Existing | 0.012 | 0.034 | 0.012 | 0.034
818 | PIERCE MILLS | Generator | Yes | HDR | Water |  |  | Northern New England |  | VT | VT |  | Existing | 0.091 | 0.161 | 0.091 | 0.161
819 | ARNOLD FALLS | Generator | Yes | HDR | Water |  |  | Northern New England |  | VT | VT |  | Existing | 0.124 | 0.14 | 0.124 | 0.14
820 | PASSUMPSIC | Generator | Yes | HDR | Water |  |  | Northern New England |  | VT | VT |  | Existing | 0.123 | 0.228 | 0.123 | 0.228
821 | GAGE | Generator | Yes | HDR | Water |  |  | Northern New England |  | VT | VT |  | Existing | 0.176 | 0.324 | 0.176 | 0.324
822 | SMITH (CVPS) | Generator | Yes | HDR | Water |  |  | Northern New England |  | VT | VT |  | Existing | 0.475 | 0.557 | 0.475 | 0.557
823 | EAST BARNET | Generator | Yes | HDR | Water |  |  | Northern New England |  | VT | VT |  | Existing | 0.617 | 0.813 | 0.617 | 0.813
824 | BATH ELECTRIC HYDRO | Generator | Yes | HDR | Water |  |  | Northern New England |  | NH | NH |  | Existing | 0.225 | 0.211 | 0.225 | 0.211
827 | SEARSBURG WIND | Generator | Yes | WT | Wind |  |  | Rest-of-Pool |  | MA | WCMA |  | Existing | 0.198 | 1.031 | 0.198 | 1.031
832 | CENTER RUTLAND | Generator | Yes | HDR | Water |  |  | Northern New England |  | VT | VT |  | Existing | 0.019 | 0.028 | 0.019 | 0.028
833 | BARNET | Generator | Yes | HDR | Water |  |  | Northern New England |  | VT | VT |  | Existing | 0.062 | 0.122 | 0.062 | 0.122
834 | COMPTU FALLS | Generator | Yes | HDR | Water |  |  | Northern New England |  | VT | VT |  | Existing | 0.174 | 0.352 | 0.174 | 0.352
835 | DEWEY MILLS | Generator | Yes | HDR | Water |  |  | Northern New England |  | VT | VT |  | Existing | 0.384 | 0.764 | 0.384 | 0.764
836 | EMERSON FALLS | Generator | Yes | HDR | Water |  |  | Northern New England |  | VT | VT |  | Existing | 0.006 | 0.043 | 0.006 | 0.043
837 | KILLINGTON | Generator | Yes | HDR | Water |  |  | Northern New England |  | VT | VT |  | Existing | 0.003 | 0.026 | 0.003 | 0.026
839 | LADD'S MILL | Generator | Yes | HDR | Water |  |  | Northern New England |  | VT | VT |  | Existing | 0.019 | 0.051 | 0.019 | 0.051
840 | MARTINSVILLE | Generator | Yes | HDR | Water |  |  | Northern New England |  | VT | VT |  | Existing | 0.036 | 0.089 | 0.036 | 0.089
841 | MORETOWN 8 | Generator | Yes | HDR | Water |  |  | Northern New England |  | VT | VT |  | Existing | 0.098 | 0.217 | 0.098 | 0.217
842 | NANTANA MILL | Generator | Yes | HDR | Water |  |  | Northern New England |  | VT | VT |  | Existing | 0.033 | 0.086 | 0.033 | 0.086
843 | NEWBURY | Generator | Yes | HDR | Water |  |  | Northern New England |  | VT | VT |  | Existing | 0.071 | 0.119 | 0.071 | 0.119
844 | OTTAUQUECHEE | Generator | Yes | HDR | Water |  |  | Northern New England |  | VT | VT |  | Existing | 0.429 | 0.733 | 0.429 | 0.733
845 | SLACK DAM | Generator | Yes | HDR | Water |  |  | Northern New England |  | VT | VT |  | Existing | 0.134 | 0.271 | 0.134 | 0.271
846 | WINOOSKI 8 | Generator | Yes | HDR | Water |  |  | Northern New England |  | VT | VT |  | Existing | 0.299 | 0.396 | 0.299 | 0.396
847 | WOODSIDE | Generator | Yes | HDR | Water |  |  | Northern New England |  | VT | VT |  | Existing | 0.054 | 0.066 | 0.054 | 0.066
849 | CRESCENT DAM | Generator | Yes | HDR | Water |  |  | Rest-of-Pool |  | MA | WCMA |  | Existing | 0.338 | 0.644 | 0.338 | 0.644
850 | GLENDALE HYDRO | Generator | Yes | HDR | Water |  |  | Rest-of-Pool |  | MA | WCMA |  | Existing | 0.245 | 0.471 | 0.245 | 0.471
851 | GARDNER FALLS | Generator | Yes | HDR | Water |  |  | Rest-of-Pool |  | MA | WCMA |  | Existing | 0.099 | 0.784 | 0.099 | 0.784
852 | SOUTH BARRE HYDRO | Generator | Yes | HDR | Water |  |  | Rest-of-Pool |  | MA | WCMA |  | Existing | 0.032 | 0.14 | 0.032 | 0.14
853 | WEBSTER HYDRO | Generator | Yes | HDR | Water |  |  | Rest-of-Pool |  | MA | WCMA |  | Existing | 0 | 0.043 | 0 | 0.043
854 | ORANGE HYDRO 1 | Generator | Yes | HDR | Water |  |  | Rest-of-Pool |  | MA | WCMA |  | Existing | 0.017 | 0.122 | 0.017 | 0.122
855 | ORANGE HYDRO 2 | Generator | Yes | HDR | Water |  |  | Rest-of-Pool |  | MA | WCMA |  | Existing | 0.075 | 0.152 | 0.075 | 0.152
856 | HUNT'S POND | Generator | Yes | HDR | Water |  |  | Rest-of-Pool |  | MA | WCMA |  | Existing | 0.001 | 0.009 | 0.001 | 0.009
857 | OAKDALE HYDRO | Generator | Yes | HDR | Water |  |  | Rest-of-Pool |  | MA | WCMA |  | Existing | 2.681 | 0.475 | 2.681 | 0.475
859 | BOATLOCK | Generator | Yes | HDR | Water |  |  | Rest-of-Pool |  | MA | WCMA |  | Existing | 1.482 | 2.041 | 1.482 | 2.041
860 | BRIAR HYDRO | Generator | Yes | HDR | Water |  |  | Northern New England |  | NH | NH |  | Existing | 0.968 | 2.863 | 0.968 | 2.863
861 | CANAAN | Generator | Yes | HDR | Water |  |  | Northern New England |  | NH | NH |  | Existing | 0.691 | 0.943 | 0.691 | 0.943
862 | CHEMICAL | Generator | Yes | HDR | Water |  |  | Rest-of-Pool |  | MA | WCMA |  | Existing | 0.504 | 0.409 | 0.504 | 0.409
863 | CLEMENT DAM | Generator | Yes | HDR | Water |  |  | Northern New England |  | NH | NH |  | Existing | 0.429 | 0.55 | 0.429 | 0.55
864 | DWIGHT | Generator | Yes | HDR | Water |  |  | Rest-of-Pool |  | MA | WCMA |  | Existing | 0.166 | 0.326 | 0.166 | 0.326
865 | ERROL | Generator | Yes | HDR | Water |  |  | Northern New England |  | NH | NH |  | Existing | 1.877 | 2.043 | 1.877 | 2.043
866 | GREGGS | Generator | Yes | HDR | Water |  |  | Northern New England |  | NH | NH |  | Existing | 0.421 | 1.212 | 0.421 | 1.212
867 | INDIAN ORCHARD | Generator | Yes | HDR | Water |  |  | Rest-of-Pool |  | MA | WCMA |  | Existing | 0.278 | 0.867 | 0.278 | 0.867
868 | MILTON MILLS HYDRO | Generator | Yes | HDR | Water |  |  | Northern New England |  | NH | NH |  | Existing | 0.297 | 0.828 | 0.297 | 0.828
869 | MINE FALLS | Generator | Yes | HDR | Water |  |  | Northern New England |  | NH | NH |  | Existing | 0.543 | 1.379 | 0.543 | 1.379
870 | PEMBROKE | Generator | Yes | HDR | Water |  |  | Northern New England |  | NH | NH |  | Existing | 0.323 | 1.166 | 0.323 | 1.166
871 | PENNACOOK FALLS LOWER | Generator | Yes | HDR | Water |  |  | Northern New England |  | NH | NH |  | Existing | 1.384 | 2.996 | 1.384 | 2.996
872 | PENNACOOK FALLS UPPER | Generator | Yes | HDR | Water |  |  | Northern New England |  | NH | NH |  | Existing | 0.979 | 2.116 | 0.979 | 2.116
873 | PUTTS BRIDGE | Generator | Yes | HDR | Water |  |  | Rest-of-Pool |  | MA | WCMA |  | Existing | 0.816 | 2.093 | 0.816 | 2.093
874 | RED BRIDGE | Generator | Yes | HDR | Water |  |  | Rest-of-Pool |  | MA | WCMA |  | Existing | 0.578 | 1.392 | 0.578 | 1.392
875 | RIVER BEND | Generator | Yes | HDR | Water |  |  | Northern New England |  | NH | NH |  | Existing | 0.592 | 0.89 | 0.592 | 0.89
876 | ROBERTSVILLE | Generator | Yes | HDR | Water |  |  | Rest-of-Pool |  | CT | CT |  | Existing | 0 | 0.018 | 0 | 0.018
877 | SCOTLAND | Generator | Yes | HDR | Water |  |  | Rest-of-Pool |  | CT | CT |  | Existing | 0 | 1.068 | 0 | 1.068
878 | SKINNER | Generator | Yes | HDR | Water |  |  | Rest-of-Pool |  | MA | WCMA |  | Existing | 0.1 | 0.2 | 0.1 | 0.2
879 | TAFTVILLE CT | Generator | Yes | HDR | Water |  |  | Rest-of-Pool |  | CT | CT |  | Existing | 0.187 | 0.868 | 0.187 | 0.868
882 | FRANKLIN FALLS | Generator | Yes | HDR | Water |  |  | Northern New England |  | NH | NH |  | Existing | 0.415 | 0.514 | 0.415 | 0.514
883 | SALMON FALLS HYDRO | Generator | Yes | HDR | Water |  |  | Northern New England |  | ME | ME |  | Existing | 0.029 | 0.456 | 0.029 | 0.456
884 | SWANS FALLS | Generator | Yes | HDR | Water |  |  | Northern New England |  | NH | NH |  | Existing | 0.335 | 0.38 | 0.335 | 0.38
886 | COCHECO FALLS | Generator | Yes | HDR | Water |  |  | Northern New England |  | NH | NH |  | Existing | 0.082 | 0.296 | 0.082 | 0.296
887 | CHINA MILLS DAM | Generator | Yes | HDR | Water |  |  | Northern New England |  | NH | NH |  | Existing | 0.005 | 0.244 | 0.005 | 0.244
888 | NEWFOUND HYDRO | Generator | Yes | HDR | Water |  |  | Northern New England |  | NH | NH |  | Existing | 0.309 | 0.888 | 0.309 | 0.888
889 | SUNAPEE HYDRO | Generator | Yes | HDR | Water |  |  | Northern New England |  | NH | NH |  | Existing | 0.123 | 0.306 | 0.123 | 0.306
890 | NASHUA HYDRO | Generator | Yes | HDR | Water |  |  | Northern New England |  | NH | NH |  | Existing | 0.216 | 0.705 | 0.216 | 0.705
891 | HILLSBORO MILLS | Generator | Yes | HDR | Water |  |  | Northern New England |  | NH | NH |  | Existing | 0.006 | 0.147 | 0.006 | 0.147
892 | LAKEPORT DAM | Generator | Yes | HDR | Water |  |  | Northern New England |  | NH | NH |  | Existing | 0.22 | 0.223 | 0.22 | 0.223
893 | WEST HOPKINTON HYDRO | Generator | Yes | HDR | Water |  |  | Northern New England |  | NH | NH |  | Existing | 0.212 | 0.393 | 0.212 | 0.393
894 | LISBON HYDRO | Generator | Yes | HDR | Water |  |  | Northern New England |  | NH | NH |  | Existing | 0.238 | 0.288 | 0.238 | 0.288
895 | LOWER ROBERTSON DAM | Generator | Yes | HDR | Water |  |  | Northern New England |  | NH | NH |  | Existing | 0.314 | 0.55 | 0.314 | 0.55
897 | OLD NASH DAM | Generator | Yes | HDR | Water |  |  | Northern New England |  | NH | NH |  | Existing | 0.015 | 0.089 | 0.015 | 0.089
898 | SUGAR RIVER HYDRO | Generator | Yes | HDR | Water |  |  | Northern New England |  | NH | NH |  | Existing | 0.012 | 0.099 | 0.012 | 0.099
900 | GREAT FALLS LOWER | Generator | Yes | HDR | Water |  |  | Northern New England |  | NH | NH |  | Existing | 0.103 | 0.56 | 0.103 | 0.56
901 | WATERLOOM FALLS | Generator | Yes | HDR | Water |  |  | Northern New England |  | NH | NH |  | Existing | 0.004 | 0.034 | 0.004 | 0.034
902 | HOSIERY MILL DAM | Generator | Yes | HDR | Water |  |  | Northern New England |  | NH | NH |  | Existing | 0 | 0.048 | 0 | 0.048
903 | WYANDOTTE HYDRO | Generator | Yes | HDR | Water |  |  | Northern New England |  | NH | NH |  | Existing | 0 | 0.051 | 0 | 0.051
904 | LOCHMERE DAM | Generator | Yes | HDR | Water |  |  | Northern New England |  | NH | NH |  | Existing | 0.256 | 0.432 | 0.256 | 0.432
905 | ASHUELOT HYDRO | Generator | Yes | HDR | Water |  |  | Northern New England |  | NH | NH |  | Existing | 0.338 | 0.537 | 0.338 | 0.537
906 | ROLLINSFORD HYDRO | Generator | Yes | HDR | Water |  |  | Northern New England |  | NH | NH |  | Existing | 0.118 | 0.815 | 0.118 | 0.815
908 | OTIS MILL HYDRO | Generator | Yes | HDR | Water |  |  | Northern New England |  | NH | NH |  | Existing | 0 | 0.009 | 0 | 0.009
909 | STEELS POND HYDRO | Generator | Yes | HDR | Water |  |  | Northern New England |  | NH | NH |  | Existing | 0.009 | 0.054 | 0.009 | 0.054
910 | CAMPTON DAM | Generator | Yes | HDR | Water |  |  | Northern New England |  | NH | NH |  | Existing | 0.101 | 0.127 | 0.101 | 0.127
911 | KELLEYS FALLS | Generator | Yes | HDR | Water |  |  | Northern New England |  | NH | NH |  | Existing | 0.021 | 0.13 | 0.021 | 0.13
913 | GOODRICH FALLS | Generator | Yes | HDR | Water |  |  | Northern New England |  | NH | NH |  | Existing | 0.147 | 0.268 | 0.147 | 0.268
914 | CHAMBERLAIN FALLS | Generator | Yes | HDR | Water |  |  | Northern New England |  | NH | NH |  | Existing | 0 | 0.004 | 0 | 0.004
919 | HOPKINTON HYDRO | Generator | Yes | HDR | Water |  |  | Northern New England |  | NH | NH |  | Existing | 0.094 | 0.163 | 0.094 | 0.163
922 | NOONE FALLS | Generator | Yes | HDR | Water |  |  | Northern New England |  | NH | NH |  | Existing | 0 | 0.069 | 0 | 0.069
925 | OTTER LANE HYDRO | Generator | Yes | HDR | Water |  |  | Northern New England |  | NH | NH |  | Existing | 0.008 | 0.034 | 0.008 | 0.034
926 | PETERBOROUGH LOWER HYDRO | Generator | Yes | HDR | Water |  |  | Northern New England |  | NH | NH |  | Existing | 0.017 | 0.093 | 0.017 | 0.093
928 | SALMON BROOK STATION 3 | Generator | Yes | HDR | Water |  |  | Northern New England |  | NH | NH |  | Existing | 0.023 | 0.095 | 0.023 | 0.095
931 | AVERY DAM | Generator | Yes | HDR | Water |  |  | Northern New England |  | NH | NH |  | Existing | 0.176 | 0.191 | 0.176 | 0.191
932 | WATSON DAM | Generator | Yes | HDR | Water |  |  | Northern New England |  | NH | NH |  | Existing | 0.027 | 0.115 | 0.027 | 0.115
933 | WESTON DAM | Generator | Yes | HDR | Water |  |  | Northern New England |  | NH | NH |  | Existing | 0.229 | 0.297 | 0.229 | 0.297
935 | SUNNYBROOK HYDRO 2 | Generator | Yes | HDR | Water |  |  | Northern New England |  | NH | NH |  | Existing | 0.012 | 0.008 | 0.012 | 0.008
941 | PETERBOROUGH UPPER HYDRO | Generator | Yes | HDR | Water |  |  | Northern New England |  | NH | NH |  | Existing | 0.011 | 0.159 | 0.011 | 0.159
943 | FOUR HILLS LANDFILL | Generator | Yes | IC | Landfill Gas |  |  | Northern New England |  | NH | NH |  | Existing | 0.569 | 0.411 | 0.569 | 0.411
948 | PEPPERELL HYDRO COMPANY LLC | Generator | Yes | HDR | Water |  |  | Rest-of-Pool |  | MA | WCMA |  | Existing | 0.408 | 0.573 | 0.408 | 0.573
949 | VALLEY HYDRO - QF | Generator | Yes | HDR | Water |  |  | Southeast New England |  | RI | RI |  | Existing | 0.017 | 0.075 | 0.017 | 0.075
950 | LP ATHOL - QF | Generator | Yes | HDR | Water |  |  | Rest-of-Pool |  | MA | WCMA |  | Existing | 0.063 | 0.07 | 0.063 | 0.07
951 | BALTIC MILLS - QF | Generator | Yes | HDR | Water |  |  | Northern New England |  | NH | NH |  | Existing | 0.036 | 0.062 | 0.036 | 0.062
953 | ATTLEBORO LANDFILL - QF | Generator | Yes | IC | Other Biomass Gas |  |  | Southeast New England |  | MA | SEMA |  | Existing | 0.103 | 0.168 | 0 | 0
957 | HG&E HYDRO CABOT 1-4 | Generator | Yes | HDR | Water |  |  | Rest-of-Pool |  | MA | WCMA |  | Existing | 1.214 | 1.173 | 1.214 | 1.173
959 | BARTON 1-4 DIESELS | Generator | No | IC | Distillate Fuel Oil |  |  | Northern New England |  | VT | VT |  | Existing | 0.586 | 0.653 | 0.586 | 0.586
969 | POWDER MILL HYDRO | Generator | Yes | HDR | Water |  |  | Rest-of-Pool |  | MA | WCMA |  | Existing | 0 | 0.068 | 0 | 0.068
970 | DUDLEY HYDRO | Generator | Yes | HDR | Water |  |  | Rest-of-Pool |  | MA | WCMA |  | Existing | 0.021 | 0.102 | 0.021 | 0.102
978 | NEW MILFORD | Generator | Yes | IC | Other Biomass Gas |  |  | Rest-of-Pool |  | CT | CT |  | Existing | 1.281 | 1.382 | 1.281 | 1.382
1005 | BG DIGHTON POWER LLC | Generator | No | CC | Natural Gas |  |  | Southeast New England |  | MA | SEMA |  | Existing | 164.039 | 186.99 | 164.039 | 164.039
1028 | BUNKER RD #12 GAS TURB | Generator | No | GT | Distillate Fuel Oil |  |  | Southeast New England |  | MA | SEMA |  | Existing | 2.351 | 3.012 | 2.351 | 2.351
1029 | BUNKER RD #13 GAS TURB | Generator | No | GT | Distillate Fuel Oil |  |  | Southeast New England |  | MA | SEMA |  | Existing | 2.806 | 3.281 | 2.806 | 2.806
1030 | OAK BLUFFS | Generator | No | IC | Kerosene |  |  | Southeast New England |  | MA | SEMA |  | Existing | 7.471 | 8.12 | 7.471 | 7.471
1031 | WEST TISBURY | Generator | No | IC | Kerosene |  |  | Southeast New England |  | MA | SEMA |  | Existing | 5.005 | 5.524 | 5.005 | 5.005
1032 | BRIDGEPORT ENERGY 1 | Generator | No | CC | Natural Gas |  |  | Rest-of-Pool |  | CT | CT |  | Existing | 476 | 566 | 476 | 476
1032 | BRIDGEPORT ENERGY 1 | Generator | No | CC | Natural Gas |  |  | Rest-of-Pool |  | CT | CT |  | New | 8 | 19 | 8 | 8
1034 | RIVERSIDE 4-7 | Generator | Yes | HDR | Water |  |  | Rest-of-Pool |  | MA | WCMA |  | Existing | 1.428 | 1.647 | 1.428 | 1.647
1035 | RIVERSIDE 8 | Generator | Yes | HDR | Water |  |  | Rest-of-Pool |  | MA | WCMA |  | Existing | 3.18 | 3.055 | 3.18 | 3.055
1047 | FAIRFAX | Generator | Yes | HDR | Water |  |  | Northern New England |  | VT | VT |  | Existing | 1.761 | 3.647 | 1.761 | 3.647
1048 | WARE HYDRO | Generator | Yes | HDR | Water |  |  | Rest-of-Pool |  | MA | WCMA |  | Existing | 0.139 | 0.636 | 0.139 | 0.636
1049 | COLLINS HYDRO | Generator | Yes | HDR | Water |  |  | Rest-of-Pool |  | MA | WCMA |  | Existing | 0.349 | 0.667 | 0.349 | 0.667
1050 | CHICOPEE HYDRO | Generator | Yes | HDR | Water |  |  | Rest-of-Pool |  | MA | WCMA |  | Existing | 0.704 | 1.284 | 0.704 | 1.284
1054 | BLACKSTONE HYDRO ASSOC | Generator | Yes | HDR | Water |  |  | Southeast New England |  | RI | RI |  | Existing | 0 | 0.138 | 0 | 0.138
1057 | BLACKSTONE HYDRO LOAD REDUCER | Generator | Yes | HDR | Water |  |  | Southeast New England |  | RI | RI |  | Existing | 0.28 | 0.601 | 0.28 | 0.601
1059 | BARRE LANDFILL | Generator | Yes | IC | Landfill Gas |  |  | Rest-of-Pool |  | MA | WCMA |  | Existing | 0.604 | 0.641 | 0.604 | 0.641
1061 | MASCOMA HYDRO | Generator | Yes | HDR | Water |  |  | Northern New England |  | NH | NH |  | Existing | 0.133 | 0.594 | 0.133 | 0.594
1062 | MWRA COSGROVE | Generator | Yes | HW | Water |  |  | Rest-of-Pool |  | MA | WCMA |  | Existing | 0.883 | 0.321 | 0.883 | 0.321
1086 | BERKSHIRE POWER | Generator | No | CC | Natural Gas |  |  | Rest-of-Pool |  | MA | WCMA |  | Existing | 229.279 | 246.279 | 229.279 | 229.279
1109 | MMWAC | Generator | Yes | ST | Municipal Solid Waste |  |  | Northern New England |  | ME | ME |  | Existing | 1.848 | 2.021 | 1.848 | 2.021
1113 | BRASSUA HYDRO | Generator | No | HDP | Water |  |  | Northern New England |  | ME | ME |  | Existing | 4.203 | 4.203 | 4.203 | 4.203
1117 | GREAT WORKS COMPOSITE | Generator | Yes | HDR | Water |  |  | Northern New England |  | ME | ME |  | Existing | 0.015 | 0.121 | 0.015 | 0.121
1119 | KENNEBAGO HYDRO | Generator | Yes | HDR | Water |  |  | Northern New England |  | ME | ME |  | Existing | 0.19 | 0.449 | 0.19 | 0.449
1122 | CASCADE-DIAMOND-QF | Generator | Yes | HDR | Water |  |  | Rest-of-Pool |  | MA | WCMA |  | Existing | 0.083 | 0.188 | 0.083 | 0.188
1185 | STONY BROOK GT1A | Generator | No | CC | Distillate Fuel Oil |  |  | Rest-of-Pool |  | MA | WCMA |  | Existing | 103.167 | 118.5 | 103.167 | 103.167
1186 | STONY BROOK GT1B | Generator | No | CC | Distillate Fuel Oil |  |  | Rest-of-Pool |  | MA | WCMA |  | Existing | 99.932 | 115.932 | 99.932 | 99.932
1187 | STONY BROOK GT1C | Generator | No | CC | Distillate Fuel Oil |  |  | Rest-of-Pool |  | MA | WCMA |  | Existing | 103.167 | 118.5 | 103.167 | 103.167
1209 | CRRA HARTFORD LANDFILL | Generator | Yes | IC | Landfill Gas |  |  | Rest-of-Pool |  | CT | CT |  | Existing | 1.374 | 1.393 | 1.374 | 1.393
1210 | MILLENNIUM | Generator | No | CC | Natural Gas |  |  | Rest-of-Pool |  | MA | WCMA |  | Existing | 331 | 383.904 | 331 | 331
1216 | MAINE INDEPENDENCE STATION | Generator | No | CC | Natural Gas |  |  | Northern New England |  | ME | ME |  | Existing | 492.658 | 538.276 | 492.658 | 492.658
1221 | ESSEX DIESELS | Generator | No | IC | Distillate Fuel Oil |  |  | Northern New England |  | VT | VT |  | Existing | 7.215 | 7.305 | 7.215 | 7.215
1225 | TANNERY DAM | Generator | Yes | HDR | Water |  |  | Rest-of-Pool |  | MA | WCMA |  | Existing | 0 | 0.006 | 0 | 0.006
1226 | TIVERTON POWER | Generator | No | CC | Natural Gas |  |  | Southeast New England |  | RI | RI |  | Existing | 267.424 | 293.653 | 267.424 | 267.424
1255 | RUMFORD POWER | Generator | No | CC | Natural Gas |  |  | Northern New England |  | ME | ME |  | Existing | 244.281 | 269.091 | 244.281 | 244.281
1258 | BHE SMALL HYDRO COMPOSITE | Generator | Yes | HDR | Water |  |  | Northern New England |  | ME | ME |  | Existing | 0.9 | 1.713 | 0.9 | 1.713
1267 | SPARHAWK | Generator | Yes | HDR | Water |  |  | Northern New England |  | ME | ME |  | Existing | 0.001 | 0.017 | 0.001 | 0.017
1270 | SYSKO STONY BROOK | Generator | Yes | HDR | Water |  |  | Northern New England |  | ME | ME |  | Existing | 0.016 | 0.015 | 0.016 | 0.015
1271 | SYSKO WIGHT BROOK | Generator | Yes | HDR | Water |  |  | Northern New England |  | ME | ME |  | Existing | 0.003 | 0.023 | 0.003 | 0.023
1273 | KENNEBEC WATER U5 | Generator | Yes | HDR | Water |  |  | Northern New England |  | ME | ME |  | Existing | 0.102 | 0.48 | 0.102 | 0.48
1286 | ANP-BLACKSTONE ENERGY CO. #1 | Generator | No | CC | Natural Gas |  |  | Southeast New England |  | MA | SEMA |  | Existing | 239.174 | 262.947 | 239.174 | 239.174
1286 | ANP-BLACKSTONE ENERGY CO. #1 | Generator | No | CC | Natural Gas |  |  | Southeast New England |  | MA | SEMA |  | New | 20 | 20 | 0 | 0
1287 | ANP-BLACKSTONE ENERGY 2 | Generator | No | CC | Natural Gas |  |  | Southeast New England |  | MA | SEMA |  | Existing | 250.295 | 268.974 | 250.295 | 250.295
1287 | ANP-BLACKSTONE ENERGY 2 | Generator | No | CC | Natural Gas |  |  | Southeast New England |  | MA | SEMA |  | New | 20 | 20 | 0 | 0
1288 | BUCKSPORT ENERGY 4 | Generator | No | CC | Natural Gas |  |  | Northern New England |  | ME | ME |  | Existing | 160.3 | 185.7 | 160.3 | 160.3
1342 | LAKE ROAD 1 | Generator | No | CC | Natural Gas |  |  | Rest-of-Pool |  | CT | CT |  | Existing | 269.792 | 299.416 | 269.792 | 269.792
1343 | LAKE ROAD 2 | Generator | No | CC | Natural Gas |  |  | Rest-of-Pool |  | CT | CT |  | Existing | 275.213 | 304.837 | 275.213 | 275.213
1344 | LAKE ROAD 3 | Generator | No | CC | Natural Gas |  |  | Rest-of-Pool |  | CT | CT |  | Existing | 279 | 307.076 | 279 | 279
1345 | WESTBROOK | Generator | No | CC | Natural Gas |  |  | Northern New England |  | ME | ME |  | Existing | 530 | 554.43 | 530 | 530
1368 | ROCKY GORGE CORPORATION | Generator | Yes | HDR | Water |  |  | Northern New England |  | ME | ME |  | Existing | 0.086 | 0.269 | 0.086 | 0.269
1376 | PPL WALLINGFORD UNIT 1 | Generator | No | GT | Natural Gas |  |  | Rest-of-Pool |  | CT | CT |  | Existing | 43.473 | 48.583 | 43.473 | 43.473
1377 | PPL WALLINGFORD UNIT 2 | Generator | No | GT | Natural Gas |  |  | Rest-of-Pool |  | CT | CT |  | Existing | 43.019 | 49 | 43.019 | 43.019
1378 | PPL WALLINGFORD UNIT 3 | Generator | No | GT | Natural Gas |  |  | Rest-of-Pool |  | CT | CT |  | Existing | 44.566 | 49 | 44.566 | 44.566
1379 | PPL WALLINGFORD UNIT 4 | Generator | No | GT | Natural Gas |  |  | Rest-of-Pool |  | CT | CT |  | Existing | 43.157 | 47.157 | 43.157 | 43.157
1380 | PPL WALLINGFORD UNIT 5 | Generator | No | GT | Natural Gas |  |  | Rest-of-Pool |  | CT | CT |  | Existing | 44.425 | 49 | 44.425 | 44.425
1385 | Milford Power 1 Incremental | Generator | No | CC | Natural Gas |  |  | Rest-of-Pool |  | CT | CT |  | Existing | 267.61 | 299.847 | 267.61 | 267.61
1386 | MILFORD POWER 2 | Generator | No | CC | Natural Gas |  |  | Rest-of-Pool |  | CT | CT |  | Existing | 267.093 | 305.425 | 267.093 | 267.093
1412 | ANP-BELLINGHAM 1 | Generator | No | CC | Natural Gas |  |  | Southeast New England |  | MA | SEMA |  | Existing | 254.473 | 284.813 | 254.473 | 254.473
1415 | ANP-BELLINGHAM 2 | Generator | No | CC | Natural Gas |  |  | Southeast New England |  | MA | SEMA |  | Existing | 247.067 | 276.788 | 247.067 | 247.067
1432 | GRS-FALL RIVER | Generator | No | GT | Landfill Gas |  |  | Southeast New England |  | MA | SEMA |  | Existing | 3.028 | 3.824 | 3.028 | 3.028
1478 | MYSTIC 8 | Generator | No | CC | Natural Gas |  |  | Southeast New England |  | MA | NEMA |  | Existing | 703.324 | 841.564 | 703.324 | 703.324
1572 | GRANBY SANITARY LANDFILL QF U5 | Generator | Yes | IC | Municipal Solid Waste |  |  | Rest-of-Pool |  | MA | WCMA |  | Existing | 2.392 | 2.636 | 2.392 | 2.636
1616 | MYSTIC 9 | Generator | No | CC | Natural Gas |  |  | Southeast New England |  | MA | NEMA |  | Existing | 709.676 | 858.366 | 709.676 | 709.676
1625 | GRANITE RIDGE ENERGY | Generator | No | CC | Natural Gas |  |  | Northern New England |  | NH | NH |  | Existing | 675.675 | 773.01 | 675.675 | 675.675
1630 | RISEP | Generator | No | CC | Natural Gas |  |  | Southeast New England |  | RI | RI |  | Existing | 551.668 | 610.632 | 551.668 | 569.946
1631 | Indeck-Energy Alexandria, LLC | Generator | No | ST | Wood/Wood Waste Solids |  |  | Northern New England |  | NH | NH |  | Existing | 15.031 | 15.2 | 15.031 | 15.031
1649 | EP Newington Energy, LLC | Generator | No | CC | Natural Gas |  |  | Northern New England |  | NH | NH |  | Existing | 522.014 | 561.5 | 522.014 | 522.014
1649 | EP Newington Energy, LLC | Generator | No | CC | Natural Gas |  |  | Northern New England |  | NH | NH |  | New | 37.486 | 73.4 | 37.486 | 37.486
1656 | HULL WIND TURBINE U5 | Generator | Yes | WT | Wind |  |  | Southeast New England |  | MA | SEMA |  | Existing | 0.032 | 0.108 | 0.032 | 0.108
1672 | KENDALL CT | Generator | No | CC | Natural Gas |  |  | Southeast New England |  | MA | NEMA |  | Existing | 170 | 181.505 | 170 | 170
1691 | FORE RIVER-1 | Generator | No | CC | Natural Gas |  |  | Southeast New England |  | MA | SEMA |  | Existing | 708 | 837.372 | 708 | 708
1693 | WEST SPRINGFIELD GT-1 | Generator | No | GT | Natural Gas |  |  | Rest-of-Pool |  | MA | WCMA |  | Existing | 36.908 | 46.908 | 36.908 | 36.908
1694 | WEST SPRINGFIELD GT-2 | Generator | No | GT | Natural Gas |  |  | Rest-of-Pool |  | MA | WCMA |  | Existing | 37.441 | 47.441 | 37.441 | 37.441
1720 | MIDDLEBURY LOWER | Generator | Yes | HDR | Water |  |  | Northern New England |  | VT | VT |  | Existing | 0.71 | 1.103 | 0.71 | 1.103
2278 | BARKER LOWER HYDRO | Generator | Yes | HDR | Water |  |  | Northern New England |  | ME | ME |  | Existing | 0.312 | 0.833 | 0.312 | 0.833
2279 | BARKER UPPER HYDRO | Generator | Yes | HDR | Water |  |  | Northern New England |  | ME | ME |  | Existing | 0.377 | 0.7 | 0.377 | 0.7
2280 | BENTON FALLS HYDRO | Generator | Yes | HDR | Water |  |  | Northern New England |  | ME | ME |  | Existing | 0.794 | 1.997 | 0.794 | 1.997
2281 | BROWNS MILL HYDRO | Generator | Yes | HDR | Water |  |  | Northern New England |  | ME | ME |  | Existing | 0.2 | 0.516 | 0.2 | 0.516
2282 | DAMARISCOTTA HYDRO | Generator | Yes | HDR | Water |  |  | Northern New England |  | ME | ME |  | Existing | 0 | 0.237 | 0 | 0.237
2283 | EUSTIS HYDRO | Generator | Yes | HDR | Water |  |  | Northern New England |  | ME | ME |  | Existing | 0.074 | 0.137 | 0.074 | 0.137
2284 | GARDINER HYDRO | Generator | Yes | HDR | Water |  |  | Northern New England |  | ME | ME |  | Existing | 0.388 | 0.941 | 0.388 | 0.941
2285 | GREENVILLE HYDRO | Generator | Yes | HDR | Water |  |  | Northern New England |  | ME | ME |  | Existing | 0.077 | 0.334 | 0.077 | 0.334
2286 | HACKETT MILLS HYDRO | Generator | Yes | HDR | Water |  |  | Northern New England |  | ME | ME |  | Existing | 0.022 | 0.275 | 0.022 | 0.275
2287 | MECHANIC FALLS HYDRO | Generator | Yes | HDR | Water |  |  | Northern New England |  | ME | ME |  | Existing | 0.188 | 0.459 | 0.188 | 0.459
2288 | NORWAY HYDRO | Generator | Yes | HDR | Water |  |  | Northern New England |  | ME | ME |  | Existing | 0 | 0.015 | 0 | 0.015
2289 | PIONEER DAM HYDRO | Generator | Yes | HDR | Water |  |  | Northern New England |  | ME | ME |  | Existing | 0.075 | 0.065 | 0.075 | 0.065
2290 | PITTSFIELD HYDRO | Generator | Yes | HDR | Water |  |  | Northern New England |  | ME | ME |  | Existing | 0.225 | 0.632 | 0.225 | 0.632
2291 | WAVERLY AVENUE HYDRO | Generator | Yes | HDR | Water |  |  | Northern New England |  | ME | ME |  | Existing | 0.175 | 0.225 | 0.175 | 0.225
2292 | YORK HYDRO | Generator | Yes | HDR | Water |  |  | Northern New England |  | ME | ME |  | Existing | 0.138 | 0.697 | 0.138 | 0.697
2424 | CITIZENS BLOCK LOAD | Generator | No |  | Steam |  |  | Northern New England |  | VT | VT |  | Existing | 30 | 30 | 30 | 30
2425 | SPRINGFIELD REFUSE-NEW | Generator | Yes | ST | Municipal Solid Waste |  |  | Rest-of-Pool |  | MA | WCMA |  | Existing | 5.082 | 5.714 | 5.082 | 5.714
2426 | Hydro Kennebec | Generator | Yes | HDR | Water |  |  | Northern New England |  | ME | ME |  | Existing | 6.844 | 9.86 | 6.844 | 9.86
2430 | BELDENS-NEW | Generator | Yes | HDR | Water |  |  | Northern New England |  | VT | VT |  | Existing | 1.13 | 2.477 | 1.13 | 2.477
2431 | DODGE FALLS-NEW | Generator | Yes | HDR | Water |  |  | Northern New England |  | VT | VT |  | Existing | 3.472 | 3.756 | 3.472 | 3.756
2432 | HUNTINGTON FALLS-NEW | Generator | Yes | HDR | Water |  |  | Northern New England |  | VT | VT |  | Existing | 1.564 | 2.413 | 1.564 | 2.413
2432 | HUNTINGTON FALLS-NEW | Generator | Yes | HDR | Water |  |  | Northern New England |  | VT | VT |  | New | 1.72 | 3.35 | 1.72 | 3.35
2433 | RYEGATE 1-NEW | Generator | Yes | ST | Wood/Wood Waste Solids |  |  | Northern New England |  | VT | VT |  | Existing | 19 | 18.908 | 19 | 18.908
2434 | GORGE 18 HYDRO-NEW | Generator | Yes | HDR | Water |  |  | Northern New England |  | VT | VT |  | Existing | 0.517 | 0.888 | 0.517 | 0.888
2435 | VERGENNES HYDRO-NEW | Generator | Yes | HDR | Water |  |  | Northern New England |  | VT | VT |  | Existing | 1.015 | 1.237 | 1.015 | 1.237
2439 | BROCKWAY MILLS U5 | Generator | Yes | HDR | Water |  |  | Northern New England |  | VT | VT |  | Existing | 0.029 | 0.162 | 0.029 | 0.162
2462 | PLAINVILLE GEN QF U5 | Generator | Yes | IC | Other Biomass Gas |  |  | Southeast New England |  | MA | SEMA |  | Existing | 2.276 | 2.478 | 2.276 | 2.478
2466 | CHERRY 7 | Generator | No | IC | Distillate Fuel Oil |  |  | Rest-of-Pool |  | MA | WCMA |  | Existing | 2.8 | 2.8 | 2.8 | 2.8
2467 | CHERRY 8 | Generator | No | IC | Distillate Fuel Oil |  |  | Rest-of-Pool |  | MA | WCMA |  | Existing | 3.4 | 3.4 | 3.4 | 3.4
2468 | CHERRY 10 | Generator | No | IC | Distillate Fuel Oil |  |  | Rest-of-Pool |  | MA | WCMA |  | Existing | 2.1 | 2.1 | 2.1 | 2.1
2469 | CHERRY 11 | Generator | No | IC | Distillate Fuel Oil |  |  | Rest-of-Pool |  | MA | WCMA |  | Existing | 2.1 | 2.1 | 2.1 | 2.1
2470 | CHERRY 12 | Generator | No | IC | Distillate Fuel Oil |  |  | Rest-of-Pool |  | MA | WCMA |  | Existing | 4.999 | 4.999 | 4.999 | 4.999
10308 | NECCO COGENERATION FACILITY | Generator | No | IC | Natural Gas |  |  | Southeast New England |  | MA | NEMA |  | Existing | 4.743 | 4.948 | 4.743 | 4.743
10401 | CELLEY MILL U5 | Generator | Yes | HDR | Water |  |  | Northern New England |  | NH | NH |  | Existing | 0.028 | 0.08 | 0.028 | 0.08
10402 | PETTYBORO HYDRO U5 | Generator | Yes | HDR | Water |  |  | Northern New England |  | NH | NH |  | Existing | 0 | 0.002 | 0 | 0.002
10403 | EASTMAN BROOK U5 | Generator | Yes | HDR | Water |  |  | Northern New England |  | NH | NH |  | Existing | 0.011 | 0.041 | 0.011 | 0.041
10406 | LOWER VALLEY HYDRO U5 | Generator | Yes | HDR | Water |  |  | Northern New England |  | NH | NH |  | Existing | 0.088 | 0.253 | 0.088 | 0.253
10407 | WOODSVILLE HYDRO U5 | Generator | Yes | HDR | Water |  |  | Northern New England |  | NH | NH |  | Existing | 0.117 | 0.084 | 0.117 | 0.084
10409 | SWEETWATER HYDRO U5 | Generator | Yes | HDR | Water |  |  | Northern New England |  | NH | NH |  | Existing | 0.135 | 0.285 | 0.135 | 0.285
10424 | Great Lakes - Berlin Incremental | Generator | Yes | HDR | Water |  |  | Northern New England |  | NH | NH |  | Existing | 8.948 | 13.398 | 8.948 | 13.398
10615 | BLUE SPRUCE FARM U5 | Generator | Yes | IC | Other Biomass Gas |  |  | Northern New England |  | VT | VT |  | Existing | 0.275 | 0.263 | 0.275 | 0.263
10770 | WEST SPRINGFIELD HYDRO U5 | Generator | Yes | HDR | Water |  |  | Rest-of-Pool |  | MA | WCMA |  | Existing | 0.361 | 0.903 | 0.361 | 0.903
10801 | COVENTRY CLEAN ENERGY | Generator | Yes | IC | Landfill Gas |  |  | Northern New England |  | VT | VT |  | Existing | 3.464 | 3.559 | 3.464 | 3.559
10959 | RRIG EXPANSION PHASE 2 | Generator | Yes | IC | Landfill Gas |  |  | Southeast New England |  | RI | RI |  | Existing | 1.966 | 1.876 | 0 | 0
11052 | GRTR NEW BEDFORD LFG UTIL PROJ | Generator | Yes | IC | Landfill Gas |  |  | Southeast New England |  | MA | SEMA |  | Existing | 2.424 | 2.441 | 2.424 | 2.441
11126 | NORTH HARTLAND HYDRO | Generator | Yes | HDR | Water |  |  | Northern New England |  | VT | VT |  | Existing | 1.403 | 2.403 | 1.403 | 2.403
11408 | HULL WIND TURBINE II | Generator | Yes | WT | Wind |  |  | Southeast New England |  | MA | SEMA |  | Existing | 0.047 | 0.31 | 0.047 | 0.31
11424 | RUMFORD FALLS | Generator | Yes | HDR | Water |  |  | Northern New England |  | ME | ME |  | Existing | 29.005 | 35.036 | 29.005 | 35.036
11842 | WATERSIDE POWER | Generator | No | GT | Distillate Fuel Oil |  |  | Rest-of-Pool |  | CT | CT |  | Existing | 70.017 | 71.557 | 70.017 | 70.017
11925 | BROCKTON BRIGHTFIELDS | Generator | Yes | PV | Solar |  |  | Southeast New England |  | MA | SEMA |  | Existing | 0.146 | 0 | 0.146 | 0
12108 | FIEC DIESEL | Generator | No | IC | Distillate Fuel Oil |  |  | Northern New England |  | ME | ME |  | Existing | 1.54 | 1.596 | 1.54 | 1.54
12180 | BERKSHIRE COW POWER | Generator | Yes | IC | Other Biomass Gas |  |  | Northern New England |  | VT | VT |  | Existing | 0.226 | 0.291 | 0.226 | 0.291
12274 | GREEN MOUNTAIN DAIRY | Generator | Yes | IC | Other Biomass Gas |  |  | Northern New England |  | VT | VT |  | Existing | 0.198 | 0.214 | 0.198 | 0.214
12323 | COVENTRY CLEAN ENERGY #4 | Generator | Yes | IC | Landfill Gas |  |  | Northern New England |  | VT | VT |  | Existing | 2.391 | 2.44 | 2.391 | 2.44
12500 | Thomas A. Watson | Generator | No | GT | Natural Gas |  |  | Southeast New England |  | MA | SEMA |  | Existing | 105.2 | 114.8 | 105.2 | 105.2
12504 | Devon 15-18 | Generator | No | GT | Kerosene |  |  | Rest-of-Pool |  | CT | CT |  | Existing | 187.589 | 187.6 | 187.589 | 187.589
12505 | Middletown 12-15 | Generator | No | GT | Kerosene |  |  | Rest-of-Pool |  | CT | CT |  | Existing | 187.6 | 187.6 | 187.6 | 187.6
12509 | UNH Power Plant | Generator | No | GT | Landfill Gas |  |  | Northern New England |  | NH | NH |  | Existing | 2 | 2 | 2 | 2
12510 | Swanton Gas Turbine 1 | Generator | No | GT | Distillate Fuel Oil |  |  | Northern New England |  | VT | VT |  | Existing | 19.304 | 23.954 | 19.304 | 19.304
12511 | Swanton Gas Turbine 2 | Generator | No | GT | Distillate Fuel Oil |  |  | Northern New England |  | VT | VT |  | Existing | 19.349 | 23.839 | 19.349 | 19.349
12521 | Lowell Power Reactivation | Generator | No | CC | Natural Gas |  |  | Rest-of-Pool |  | MA | WCMA |  | Existing | 74 | 74 | 74 | 74
12524 | Cos Cob 13&14 | Generator | No | GT | Kerosene |  |  | Rest-of-Pool |  | CT | CT |  | Existing | 36 | 36 | 36 | 36
12526 | Pierce | Generator | No | GT | Natural Gas |  |  | Rest-of-Pool |  | CT | CT |  | Existing | 74.085 | 87 | 74.085 | 74.085
12530 | Sheffield Wind Farm | Generator | Yes | WT | Wind |  |  | Northern New England |  | VT | VT |  | Existing | 2.893 | 8.873 | 2.893 | 8.873
12551 | Kibby Wind Power | Generator | Yes | WT | Wind |  |  | Northern New England |  | ME | ME |  | Existing | 14.719 | 32.115 | 14.719 | 32.115
12553 | Covanta Haverhill Landfill Gas Engine | Generator | No | IC | Landfill Gas |  |  | Southeast New England |  | MA | NEMA |  | Existing | 1.188 | 1.19 | 1.188 | 1.188
12564 | Waterbury Generation Facility | Generator | No | GT | Natural Gas |  |  | Rest-of-Pool |  | CT | CT |  | Existing | 96.349 | 98.749 | 96.349 | 96.349
13669 | Manchester Methane LLC East Windsor Facility | Generator | Yes | IC | Landfill Gas |  |  | Rest-of-Pool |  | CT | CT |  | Existing | 0.811 | 0.697 | 0.811 | 0.697
13673 | MATEP (DIESEL) | Generator | No | IC | Distillate Fuel Oil |  |  | Southeast New England |  | MA | NEMA |  | Existing | 17.12 | 17.46 | 8.12 | 8.12
13675 | MATEP (COMBINED CYCLE) | Generator | No | CC | Natural Gas |  |  | Southeast New England |  | MA | NEMA |  | Existing | 42.515 | 48.275 | 39.515 | 39.515
13703 | Verso VCG1 | Generator | No | GT | Natural Gas |  |  | Northern New England |  | ME | ME |  | Existing | 42.606 | 53.76 | 42.606 | 42.606
13704 | Verso VCG2 | Generator | No | GT | Natural Gas |  |  | Northern New England |  | ME | ME |  | Existing | 44.826 | 56.321 | 44.826 | 44.826
13705 | Verso VCG3 | Generator | No | GT | Natural Gas |  |  | Northern New England |  | ME | ME |  | Existing | 42.681 | 55.123 | 42.681 | 42.681
13975 | Corriveau Hydroelectric LLC | Generator | Yes | HDR | Water |  |  | Northern New England |  | ME | ME |  | Existing | 0.042 | 0.046 | 0.042 | 0.046
14087 | MAT3 | Generator | No | IC | Distillate Fuel Oil |  |  | Southeast New England |  | MA | NEMA |  | Existing | 14.34 | 18.065 | 14.34 | 14.34
14217 | NORTHFIELD MOUNTAIN 1 | Generator | No | PS | Water |  |  | Rest-of-Pool |  | MA | WCMA |  | Existing | 292 | 292 | 292 | 292
14218 | NORTHFIELD MOUNTAIN 2 | Generator | No | PS | Water |  |  | Rest-of-Pool |  | MA | WCMA |  | Existing | 292 | 292 | 292 | 292
14219 | NORTHFIELD MOUNTAIN 3 | Generator | No | PS | Water |  |  | Rest-of-Pool |  | MA | WCMA |  | Existing | 292 | 292 | 292 | 292
14220 | NORTHFIELD MOUNTAIN 4 | Generator | No | PS | Water |  |  | Rest-of-Pool |  | MA | WCMA |  | Existing | 292 | 292 | 292 | 292
14271 | Ameresco Northampton | Generator | No | IC | Landfill Gas |  |  | Rest-of-Pool |  | MA | WCMA |  | Existing | 0.748 | 0.752 | 0.748 | 0.748
14595 | Granite Reliable Power | Generator | Yes | WT | Wind |  |  | Northern New England |  | NH | NH |  | Existing | 12.426 | 29.632 | 12.426 | 29.632
14599 | Rhode Island LFG Genco, LLC - ST | Generator | No | CC | Landfill Gas |  |  | Southeast New England |  | RI | RI |  | Existing | 26 | 26 | 26 | 26
14610 | Princeton Wind Farm Project | Generator | Yes | WT | Wind |  |  | Rest-of-Pool |  | MA | WCMA |  | Existing | 0.123 | 0.412 | 0.123 | 0.412
14614 | Kleen Energy | Generator | No | CC | Natural Gas |  |  | Rest-of-Pool |  | CT | CT |  | Existing | 620 | 620 | 620 | 620
14623 | Valley Hydro (Station No. 5) | Generator | Yes | HDR | Water |  |  | Rest-of-Pool |  | MA | WCMA |  | Existing | 0.239 | 0.458 | 0.239 | 0.458
14652 | Templeton Wind Turbine | Generator | Yes | WT | Wind |  |  | Rest-of-Pool |  | MA | WCMA |  | Existing | 0.058 | 0.118 | 0.058 | 0.118
14660 | Lempster Wind | Generator | Yes | WT | Wind |  |  | Northern New England |  | NH | NH |  | Existing | 2.501 | 8.365 | 2.501 | 8.365
14661 | Berkshire Wind Power Project | Generator | Yes | WT | Wind |  |  | Rest-of-Pool |  | MA | WCMA |  | Existing | 1.746 | 6.235 | 1.746 | 6.235
14663 | WMRE Crossroads | Generator | No | IC | Landfill Gas |  |  | Northern New England |  | ME | ME |  | Existing | 2.628 | 2.806 | 2.628 | 2.628
14665 | Record Hill Wind | Generator | Yes | WT | Wind |  |  | Northern New England |  | ME | ME |  | Existing | 5.255 | 11.432 | 5.255 | 11.432
14706 | Kimberly-Clark Corp Energy Independence Project | Generator | No | CC | Natural Gas |  |  | Rest-of-Pool |  | CT | CT |  | Existing | 13.016 | 14 | 13.016 | 13.016
15415 | Dartmouth Power Expansion | Generator | No | GT | Natural Gas |  |  | Southeast New England |  | MA | SEMA |  | Existing | 19.578 | 21.3 | 19.578 | 19.578
15477 | New Haven Harbor Units 2, 3, & 4 | Generator | No | GT | Kerosene |  |  | Rest-of-Pool |  | CT | CT |  | Existing | 129.6 | 129.6 | 129.6 | 129.6
15509 | Plainfield Renewable Energy | Generator | No | ST | Wood/Wood Waste Solids |  |  | Rest-of-Pool |  | CT | CT |  | Existing | 37.5 | 36.464 | 36.464 | 36.464
16296 | Milford Hydro | Generator | Yes | HDR | Water |  |  | Northern New England |  | ME | ME |  | Existing | 5.335 | 5.783 | 5.335 | 5.783
16523 | Stillwater | Generator | Yes | HDR | Water |  |  | Northern New England |  | ME | ME |  | Existing | 1.568 | 1.296 | 1.568 | 1.296
16525 | Medway | Generator | Yes | HDR | Water |  |  | Northern New England |  | ME | ME |  | Existing | 3.443 | 2.869 | 3.443 | 2.869
16631 | Victory Road Dorchester PV | Generator | Yes | PV | Solar |  |  | Southeast New England |  | MA | NEMA |  | Existing | 0.316 | 0 | 0.316 | 0
16640 | Hilldale Ave Haverhill PV | Generator | Yes | PV | Solar |  |  | Southeast New England |  | MA | NEMA |  | Existing | 0.27 | 0 | 0.27 | 0
16642 | Railroad Street Revere PV | Generator | Yes | PV | Solar |  |  | Southeast New England |  | MA | NEMA |  | Existing | 0.245 | 0 | 0.245 | 0
16643 | Rover Street Everett PV | Generator | Yes | PV | Solar |  |  | Southeast New England |  | MA | NEMA |  | Existing | 0.168 | 0 | 0.168 | 0
16644 | Main Street Whitinsville PV | Generator | Yes | PV | Solar |  |  | Southeast New England |  | MA | SEMA |  | Existing | 0.28 | 0 | 0.28 | 0
16653 | Berlin Biopower | Generator | No | PB | Wood/Wood Waste Solids |  |  | Northern New England |  | NH | NH |  | Existing | 65.38 | 65.38 | 65.38 | 65.38
16659 | Ipswich Wind Farm 1 | Generator | Yes | WT | Wind |  |  | Southeast New England |  | MA | NEMA |  | Existing | 0.151 | 0.303 | 0.151 | 0.303
16688 | Nor1 | Generator | No | IC | Distillate Fuel Oil |  |  | Rest-of-Pool |  | CT | CT |  | Existing | 1.789 | 1.958 | 1.789 | 1.789
16737 | DFC-ERG Hybrid Fuel Cell (3) | Generator | No | FC | Natural Gas |  |  | Rest-of-Pool |  | CT | CT |  | Existing | 2.5 | 2.5 | 2.5 | 2.5
16738 | BFCP Fuel Cell | Generator | No | FC | Natural Gas |  |  | Rest-of-Pool |  | CT | CT |  | Existing | 13.054 | 13.054 | 13.054 | 13.054
16750 | Norden #2 | Generator | No | IC | Distillate Fuel Oil |  |  | Rest-of-Pool |  | CT | CT |  | Existing | 1.948 | 1.947 | 1.947 | 1.947
16752 | Norden #3 | Generator | No | IC | Distillate Fuel Oil |  |  | Rest-of-Pool |  | CT | CT |  | Existing | 1.942 | 1.942 | 1.942 | 1.942
17359 | Sugar River 2 | Generator | Yes | HDR | Water |  |  | Northern New England |  | NH | NH |  | Existing | 0.014 | 0.117 | 0.014 | 0.117
35442 | Seaman Energy | Generator | Yes | IC | Landfill Gas |  |  | Rest-of-Pool |  | MA | WCMA |  | Existing | 0.285 | 0.326 | 0.285 | 0.326
35485 | Fitchburg-FCA-5 | Generator | No | IC | Landfill Gas |  |  | Rest-of-Pool |  | MA | WCMA |  | Existing | 3.093 | 3.694 | 3.093 | 3.093
35555 | GMCW | Generator | Yes | WT | Wind |  |  | Northern New England |  | VT | VT |  | Existing | 0.814 | 2.753 | 0.814 | 2.753
35594 | Spaulding Pond Hydro | Generator | Yes | HDR | Water |  |  | Northern New England |  | NH | NH |  | Existing | 0.024 | 0.172 | 0.024 | 0.172
35656 | Rainbow_2 | Generator | No | HDP | Water |  |  | Rest-of-Pool |  | CT | CT |  | Existing | 4.1 | 4.1 | 4.1 | 4.1
35657 | Shrewsbury Diesels | Generator | No | IC | Distillate Fuel Oil |  |  | Rest-of-Pool |  | MA | WCMA |  | Existing | 13.75 | 13.65 | 13.65 | 13.65
35658 | Rainbow_1 | Generator | No | HDP | Water |  |  | Rest-of-Pool |  | CT | CT |  | Existing | 4.1 | 4.1 | 4.1 | 4.1
35693 | Spruce Mountain Wind | Generator | Yes | WT | Wind |  |  | Northern New England |  | ME | ME |  | Existing | 2.302 | 6.452 | 2.302 | 6.452
35728 | Moretown LG | Generator | No | IC | Landfill Gas |  |  | Northern New England |  | VT | VT |  | Existing | 3.017 | 3.008 | 3.008 | 3.008
35979 | Kingdom Community Wind | Generator | Yes | WT | Wind |  |  | Northern New England |  | VT | VT |  | Existing | 8.773 | 20.083 | 8.773 | 20.083
37040 | KENDALL STEAM | Generator | No | CC | Natural Gas |  |  | Southeast New England |  | MA | NEMA |  | Existing | 27.75 | 27.75 | 27.75 | 27.75
37050 | Groton Wind Project | Generator | Yes | WT | Wind |  |  | Northern New England |  | NH | NH |  | Existing | 5.1 | 10.884 | 5.1 | 10.884
37072 | Beaver_Ridge_Wind | Generator | Yes | WT | Wind |  |  | Northern New England |  | ME | ME |  | Existing | 0.436 | 1.187 | 0.436 | 1.187
37077 | Woronoco Hydro LLC | Generator | Yes | HDR | Water |  |  | Rest-of-Pool |  | MA | WCMA |  | Existing | 0.49 | 1.157 | 0.49 | 1.157
37105 | Blue Sky West | Generator | Yes | WT | Wind |  |  | Northern New England |  | ME | ME |  | Existing | 42.27 | 87.3 | 42.27 | 87.3
37120 | Thundermist Hydropower | Generator | Yes | HDR | Water |  |  | Southeast New England |  | RI | RI |  | Existing | 0 | 0.728 | 0 | 0.728
38078 | NFM Solar Power, LLC | Generator | Yes | PV | Solar |  |  | Rest-of-Pool |  | MA | WCMA |  | Existing | 0.507 | 0 | 0.507 | 0
38089 | Footprint Combined Cycle | Generator | No | CC | Natural Gas |  |  | Southeast New England |  | MA | NEMA |  | Existing | 674 | 674 | 674 | 674
38114 | East Bridgewater Solar Energy Project | Generator | Yes | PV | Solar |  |  | Southeast New England |  | MA | SEMA |  | Existing | 0.85 | 0 | 0.85 | 0
38115 | Harrington Street PV Project | Generator | Yes | PV | Solar |  |  | Rest-of-Pool |  | MA | WCMA |  | Existing | 1.43 | 0 | 1.43 | 0
38115 | Harrington Street PV Project | Generator | Yes | PV | Solar |  |  | Rest-of-Pool |  | MA | WCMA |  | New | 2.656 | 0 | 0 | 0
38173 | Saddleback Ridge Wind | Generator | Yes | WT | Wind |  |  | Northern New England |  | ME | ME |  | Existing | 3.75 | 10.23 | 3.75 | 10.23
38178 | Southbridge Landfill Gas to Energy 17-18 | Generator | No | IC | Landfill Gas |  |  | Rest-of-Pool |  | MA | WCMA |  | Existing | 2.4 | 2.4 | 2.4 | 2.4
38181 | Westford Solar | Generator | Yes | PV | Solar |  |  | Rest-of-Pool |  | MA | WCMA |  | Existing | 1.8 | 0 | 1.8 | 0
38182 | MAT-2 (MATEP Combined Cycle) | Generator | No | GT | Natural Gas |  |  | Southeast New England |  | MA | NEMA |  | Existing | 13.85 | 13.85 | 13.85 | 13.85
38206 | Bridgeport Harbor 5 | Generator | No | CC | Natural Gas |  |  | Rest-of-Pool |  | CT | CT |  | Existing | 484.3 | 484.3 | 484.3 | 484.3
38249 | Silver lake Photovoltaic Facility | Generator | Yes | PV | Solar |  |  | Rest-of-Pool |  | MA | WCMA |  | Existing | 0.458 | 0 | 0.458 | 0
38250 | Indian Orchard Photovoltaic Facility | Generator | Yes | PV | Solar |  |  | Rest-of-Pool |  | MA | WCMA |  | Existing | 0.595 | 0 | 0.595 | 0
38252 | Indian River Power Supply# LLC | Generator | Yes | HDR | Water |  |  | Rest-of-Pool |  | MA | WCMA |  | Existing | 0.181 | 0.339 | 0.181 | 0.339
38278 | Wallingford Unit 6 and Unit 7 | Generator | No | GT | Natural Gas |  |  | Rest-of-Pool |  | CT | CT |  | Existing | 90 | 90 | 90 | 90
38287 | WMA Chester Solar 1 | Generator | Yes | PV | Solar |  |  | Rest-of-Pool |  | MA | WCMA |  | Existing | 1.904 | 0 | 1.904 | 0
38289 | Medway Peaker - SEMARI | Generator | No | GT | Natural Gas |  |  | Southeast New England |  | MA | SEMA |  | Existing | 194.8 | 194.8 | 194.8 | 194.8
38297 | CPV_Towantic | Generator | No | CC | Natural Gas |  |  | Rest-of-Pool |  | CT | CT |  | Existing | 750.5 | 750.5 | 750.5 | 750.5
38302 | Fisher Road Solar I | Generator | Yes | PV | Solar |  |  | Southeast New England |  | MA | SEMA |  | Existing | 1.92 | 0 | 1.92 | 0
38310 | Canal 3 | Generator | No | GT | Natural Gas |  |  | Southeast New England |  | MA | SEMA |  | Existing | 333 | 333 | 333 | 333
38372 | Dartmouth Solar | Generator | Yes | PV | Solar |  |  | Southeast New England |  | MA | SEMA |  | Existing | 1.43 | 0 | 1.43 | 0
38373 | Holliston | Generator | Yes | PV | Solar |  |  | Southeast New England |  | MA | SEMA |  | Existing | 1.523 | 0 | 1.523 | 0
38374 | Plymouth | Generator | Yes | PV | Solar |  |  | Southeast New England |  | MA | SEMA |  | Existing | 1.9 | 0 | 1.9 | 0
38375 | Uxbridge | Generator | Yes | PV | Solar |  |  | Southeast New England |  | MA | SEMA |  | Existing | 1.23 | 0 | 1.23 | 0
38376 | Landcraft | Generator | Yes | PV | Solar |  |  | Southeast New England |  | MA | SEMA |  | Existing | 1.35 | 0 | 1.35 | 0
38378 | LSRHS | Generator | Yes | PV | Solar |  |  | Southeast New England |  | MA | NEMA |  | Existing | 0.42 | 0 | 0.42 | 0
38380 | Treasure Valley- SE | Generator | Yes | PV | Solar |  |  | Rest-of-Pool |  | MA | WCMA |  | Existing | 2.07 | 0 | 2.07 | 0
38381 | Belchertown SEd | Generator | Yes | PV | Solar |  |  | Rest-of-Pool |  | MA | WCMA |  | Existing | 0.53 | 0 | 0.53 | 0
38421 | Jericho Power | Generator | Yes | WT | Wind |  |  | Northern New England |  | NH | NH |  | Existing | 2.5 | 3.9 | 2.5 | 3.9
38437 | Ipswich Wind II | Generator | Yes | WT | Wind |  |  | Southeast New England |  | MA | NEMA |  | New | 0.13 | 0.377 | 0.13 | 0.377
38438 | Deerfield Wind Project | Generator | Yes | WT | Wind |  |  | Rest-of-Pool |  | MA | WCMA |  | Existing | 8.1 | 13.6 | 8.1 | 13.6
38440 | Cottage St PV | Generator | Yes | PV | Solar |  |  | Rest-of-Pool |  | MA | WCMA |  | Existing | 1.635 | 0 | 1.635 | 0
38441 | UI RCP BGPT FC | Generator | No | FC | Natural Gas |  |  | Rest-of-Pool |  | CT | CT |  | Existing | 2.52 | 2.52 | 2.52 | 2.52
38442 | UI RCP NH FC | Generator | No | FC | Natural Gas |  |  | Rest-of-Pool |  | CT | CT |  | Existing | 2.52 | 2.52 | 2.52 | 2.52
38475 | Hoosac Wind Project | Generator | Yes | WT | Wind |  |  | Rest-of-Pool |  | MA | WCMA |  | Existing | 3.942 | 10.412 | 3.942 | 10.412
38480 | Hubbardston SE | Generator | Yes | PV | Solar |  |  | Rest-of-Pool |  | MA | WCMA |  | Existing | 1.295 | 0 | 1.295 | 0
38481 | OSP Phase III | Generator | No | GT | Natural Gas |  |  | Southeast New England |  | RI | RI |  | New | 238 | 238 | 0 | 0
38494 | 24 Boutilier Rd Leicester PV | Generator | Yes | PV | Solar |  |  | Rest-of-Pool |  | MA | WCMA |  | Existing | 0.248 | 0 | 0.248 | 0
38495 | Deepwater Wind Block Island | Generator | Yes | WT | Wind |  |  | Southeast New England |  | RI | RI |  | Existing | 6.83 | 14.1 | 6.83 | 14.1
38500 | Mass Mid-State Solar | Generator | Yes | PV | Solar |  |  | Rest-of-Pool |  | MA | WCMA |  | Existing | 7.11 | 0 | 7.11 | 0
38504 | Burrillville Energy Center 3 | Generator | No | CC | Natural Gas |  |  | Southeast New England |  | RI | RI |  | Existing | 485 | 485 | 485 | 485
38510 | City of Gardner - Mill St. Solar | Generator | Yes | PV | Solar |  |  | Rest-of-Pool |  | MA | WCMA |  | Existing | 0.392 | 0 | 0.392 | 0
38527 | Grafton WD | Generator | Yes | PV | Solar |  |  | Rest-of-Pool |  | MA | WCMA |  | Existing | 0.715 | 0 | 0.715 | 0
38528 | 29 Oxford Rd Charlton PV | Generator | Yes | PV | Solar |  |  | Rest-of-Pool |  | MA | WCMA |  | Existing | 0.275 | 0 | 0.275 | 0
38530 | Mattapoisett 2 | Generator | Yes | PV | Solar |  |  | Southeast New England |  | MA | SEMA |  | Existing | 0.316 | 0 | 0.316 | 0
38531 | Mattapoisett 1 | Generator | Yes | PV | Solar |  |  | Southeast New England |  | MA | SEMA |  | Existing | 0.316 | 0 | 0.316 | 0
38532 | Leominster- South St. | Generator | Yes | PV | Solar |  |  | Southeast New England |  | MA | NEMA |  | Existing | 1.409 | 0 | 1.409 | 0
38533 | Berlin 1 | Generator | Yes | PV | Solar |  |  | Rest-of-Pool |  | MA | WCMA |  | Existing | 0.347 | 0 | 0.347 | 0
38534 | Millbury Solar | Generator | Yes | PV | Solar |  |  | Rest-of-Pool |  | MA | WCMA |  | Existing | 1.638 | 0 | 1.638 | 0
38538 | Groton Road Shirley PV | Generator | Yes | PV | Solar |  |  | Rest-of-Pool |  | MA | WCMA |  | Existing | 0.415 | 0 | 0.415 | 0
38539 | 40 Auburn Rd Millbury PV | Generator | Yes | PV | Solar |  |  | Rest-of-Pool |  | MA | WCMA |  | Existing | 0.248 | 0 | 0.248 | 0
38543 | Carpenter Hill Rd Chartlon PV | Generator | Yes | PV | Solar |  |  | Rest-of-Pool |  | MA | WCMA |  | Existing | 0.368 | 0 | 0.368 | 0
38544 | 17 Kelly Rd Sturbridge PV | Generator | Yes | PV | Solar |  |  | Rest-of-Pool |  | MA | WCMA |  | Existing | 0.372 | 0 | 0.372 | 0
38545 | 90 River Rd Sturbridge PV | Generator | Yes | PV | Solar |  |  | Rest-of-Pool |  | MA | WCMA |  | Existing | 0.372 | 0 | 0.372 | 0
38548 | Fall River- Commerce | Generator | Yes | PV | Solar |  |  | Southeast New England |  | MA | SEMA |  | Existing | 0.535 | 0 | 0.535 | 0
38551 | Fasll River - Innovation | Generator | Yes | PV | Solar |  |  | Southeast New England |  | MA | SEMA |  | Existing | 1.619 | 0 | 1.619 | 0
38553 | Antrim Wind Resource | Generator | Yes | WT | Wind |  |  | Northern New England |  | NH | NH |  | Existing | 5 | 9.9 | 5 | 9.9
38555 | Berlin 2 | Generator | Yes | PV | Solar |  |  | Rest-of-Pool |  | MA | WCMA |  | Existing | 0.347 | 0 | 0.347 | 0
38556 | Berlin 3 | Generator | Yes | PV | Solar |  |  | Rest-of-Pool |  | MA | WCMA |  | Existing | 0.347 | 0 | 0.347 | 0
38558 | Fall River- Uxbridge | Generator | Yes | PV | Solar |  |  | Southeast New England |  | MA | SEMA |  | Existing | 1.474 | 0 | 1.474 | 0
38559 | Berlin 4 | Generator | Yes | PV | Solar |  |  | Rest-of-Pool |  | MA | WCMA |  | Existing | 0.347 | 0 | 0.347 | 0
38560 | Grafton | Generator | Yes | PV | Solar |  |  | Rest-of-Pool |  | MA | WCMA |  | Existing | 0.925 | 0 | 0.925 | 0
38561 | True North | Generator | Yes | PV | Solar |  |  | Southeast New England |  | MA | NEMA |  | Existing | 2.368 | 0 | 2.368 | 0
38562 | Franklin 1 | Generator | Yes | PV | Solar |  |  | Southeast New England |  | MA | SEMA |  | Existing | 1.499 | 0 | 1.499 | 0
38565 | Franklin 2 | Generator | Yes | PV | Solar |  |  | Southeast New England |  | MA | SEMA |  | Existing | 2.121 | 0 | 2.121 | 0
38567 | Billerica | Generator | Yes | PV | Solar |  |  | Rest-of-Pool |  | MA | WCMA |  | Existing | 2.307 | 0 | 2.307 | 0
38574 | Route 57 | Generator | Yes | PV | Solar |  |  | Rest-of-Pool |  | MA | WCMA |  | Existing | 0.739 | 0 | 0.739 | 0
38575 | Agawam Solar | Generator | Yes | PV | Solar |  |  | Rest-of-Pool |  | MA | WCMA |  | Existing | 0.702 | 0 | 0.702 | 0
38576 | Whately | Generator | Yes | PV | Solar |  |  | Rest-of-Pool |  | MA | WCMA |  | Existing | 0.617 | 0 | 0.617 | 0
38577 | Holiday Hill Community Wind | Generator | Yes | WT | Wind |  |  | Rest-of-Pool |  | MA | WCMA |  | Existing | 0.784 | 1.2 | 0.784 | 1.2
38579 | Rehoboth | Generator | Yes | PV | Solar |  |  | Southeast New England |  | MA | SEMA |  | Existing | 1.093 | 0 | 1.093 | 0
38580 | Amesbury | Generator | Yes | PV | Solar |  |  | Southeast New England |  | MA | NEMA |  | Existing | 2.312 | 0 | 2.312 | 0
38581 | Tyngsborough | Generator | Yes | PV | Solar |  |  | Rest-of-Pool |  | MA | WCMA |  | Existing | 1.283 | 0 | 1.283 | 0
38582 | Norton MA | Generator | Yes | PV | Solar |  |  | Southeast New England |  | MA | SEMA |  | Existing | 0.675 | 0 | 0.675 | 0
38583 | Agawam II | Generator | Yes | PV | Solar |  |  | Rest-of-Pool |  | MA | WCMA |  | Existing | 0.804 | 0 | 0.804 | 0
38584 | Bridgewater | Generator | Yes | PV | Solar |  |  | Southeast New England |  | MA | SEMA |  | Existing | 0.462 | 0 | 0.462 | 0
38655 | Barrett Distribution - Franklin Solar | Generator | Yes | PV | Solar |  |  | Southeast New England |  | MA | SEMA |  | New | 0.23 | 0 | 0.23 | 0
38663 | Killingly Energy Center | Generator | No | CC | Natural Gas |  |  | Rest-of-Pool |  | CT | CT |  | New | 531 | 591 | 0 | 0
38669 | Future Gen Wind | Generator | Yes | WT | Wind |  |  | Southeast New England |  | MA | SEMA |  | New | 2.7 | 2.8 | 2.7 | 2.8
38681 | Boltonville Hydro | Generator | Yes | HDR | Water |  |  | Northern New England |  | VT | VT |  | New | 0.425 | 0.632 | 0 | 0
38692 | MMWEC Simple Cycle Gas Turbine | Generator | No | GT | Natural Gas |  |  | Southeast New England |  | MA | NEMA |  | New | 57.967 | 69.257 | 0 | 0
38695 | NEHC - Hanover Pond Hydro | Generator | Yes | HDR | Water |  |  | Rest-of-Pool |  | CT | CT |  | New | 0.066 | 0.129 | 0.066 | 0.129
38696 | Blossom Rd 1 Fall River PV | Generator | Yes | PV | Solar |  |  | Southeast New England |  | MA | SEMA |  | New | 0.414 | 0 | 0.414 | 0
38698 | Blossom Rd 2 Fall River PV | Generator | Yes | PV | Solar |  |  | Southeast New England |  | MA | SEMA |  | New | 0.417 | 0 | 0.417 | 0
38699 | Groveland St Abington PV | Generator | Yes | PV | Solar |  |  | Southeast New England |  | MA | SEMA |  | New | 0.39 | 0 | 0.39 | 0
38700 | Stafford St Leicester PV 2 | Generator | Yes | PV | Solar |  |  | Rest-of-Pool |  | MA | WCMA |  | New | 0.228 | 0 | 0.228 | 0
38701 | Onset East | Generator | Yes | PV | Solar |  |  | Southeast New England |  | MA | SEMA |  | New | 0.52 | 0 | 0.52 | 0
38702 | Onset West | Generator | Yes | PV | Solar |  |  | Southeast New England |  | MA | SEMA |  | New | 0.52 | 0 | 0.52 | 0
38704 | Richardson Ave Attleboro PV 2 | Generator | Yes | PV | Solar |  |  | Southeast New England |  | MA | SEMA |  | New | 0.418 | 0 | 0.418 | 0
38706 | Old Upton Rd Grafton PV 2 | Generator | Yes | PV | Solar |  |  | Rest-of-Pool |  | MA | WCMA |  | New | 0.228 | 0 | 0.228 | 0
38708 | Groton School Rd Ayer PV 2 | Generator | Yes | PV | Solar |  |  | Southeast New England |  | MA | NEMA |  | New | 0.359 | 0 | 0.359 | 0
38709 | Frank Mossberg Dr Atteleboro PV | Generator | Yes | PV | Solar |  |  | Southeast New England |  | MA | SEMA |  | New | 0.244 | 0 | 0.244 | 0
38725 | Bow Street Hydro | Generator | Yes | HDR | Water |  |  | Northern New England |  | NH | NH |  | New | 0.132 | 0.154 | 0 | 0
38738 | Canton Mountain Wind Project | Generator | Yes | WT | Wind |  |  | Northern New England |  | ME | ME |  | New | 3.6 | 7.2 | 3.6 | 7.2
38757 | WOODBRIDGE FUEL CELL | Generator | No | FC | Natural Gas |  |  | Rest-of-Pool |  | CT | CT |  | New | 2.2 | 2.1 | 2.1 | 2.1
38760 | Norwich WWT | Generator | No | IC | Distillate Fuel Oil |  |  | Rest-of-Pool |  | CT | CT |  | New | 2 | 2 | 2 | 2
38791 | Branch Solar | Generator | Yes | PV | Solar |  |  | Southeast New England |  | MA | SEMA |  | New | 0.633 | 0 | 0.633 | 0
38814 | Burrillville Energy Center 4 | Generator | No | CC | Natural Gas |  |  | Southeast New England |  | RI | RI |  | New | 512 | 582 | 0 | 0
12450 | NYPA - CMR | Import | [5 empty] | Rest-of-Pool | New York AC Ties |  |  |  | Existing | 68.8 | 68.8 | 68.8 | 68.8
12451 | NYPA - VT | Import | [5 empty] | Rest-of-Pool | New York AC Ties |  |  |  | Existing | 14 | 14 | 14 | 14
12452 | VJO - Highgate | Import | [5 empty] | Rest-of-Pool | Hydro-Quebec Highgate |  |  |  | Existing | 6 | 0 | 0 | 0
38629 | HQ_HG_Yearly_20-21 | Import | [5 empty] | Northern New England | Hydro-Quebec Highgate |  |  |  | New | 55 | 55 | 55 | 55
38631 | HQ_NB_Yearly_20-21 | Import | [5 empty] | Northern New England | New Brunswick |  |  |  | New | 200 | 200 | 100 | 100
38635 | HQ_NY_Yearly_20-21 | Import | [5 empty] | Rest-of-Pool | New York AC Ties |  |  |  | New | 300 | 300 | 300 | 300
38637 | HQ_PII_Yearly_20-21 | Import | [5 empty] | Rest-of-Pool | Phase I/II HQ Excess |  |  |  | New | 441 | 441 | 441 | 441
38664 | Rensselaer Cogen 20-21 | Import | [5 empty] | Rest-of-Pool | New York AC Ties |  |  |  | New | 77.4 | 82.7 | 77.4 | 77.4
38665 | Roseton 1 20-21 | Import | [5 empty] | Rest-of-Pool | New York AC Ties |  |  |  | New | 610.5 | 612.2 | 0 | 0
38666 | Roseton 2 20-21 | Import | [5 empty] | Rest-of-Pool | New York AC Ties |  |  |  | New | 596.2 | 602.5 | 0 | 0
38667 | RFF 20-21 | Import | [5 empty] | Northern New England | New Brunswick |  |  |  | New | 31 | 31 | 31 | 31
38668 | RAH 20-21 | Import | [5 empty] | Northern New England | New Brunswick |  |  |  | New | 32 | 32 | 0 | 0
38672 | Seneca Grandfathered FCA11 | Import | [5 empty] | Rest-of-Pool | New York AC Ties |  |  |  | New | 45 | 45 | 45 | 45
38673 | Seneca Non-Grandfathered FCA11 | Import | [5 empty] | Rest-of-Pool | New York AC Ties |  |  |  | New | 6 | 6 | 6 | 6
38679 | SITHE___MASSENA 2020-21 | Import | [5 empty] | Rest-of-Pool | New York AC Ties |  |  |  | New | 80.7 | 92 | 0 | 0
38683 | BROOME_2_LFGE 2020-21 | Import | [5 empty] | Rest-of-Pool | New York AC Ties |  |  |  | New | 1.8 | 1.8 | 1.8 | 1.8
38690 | Control Area Backed 2020-2021 | Import | [5 empty] | Northern New England | New Brunswick |  |  |  | New | 170 | 170 | 69 | 69
38726 | Bayside Power | Import | [5 empty] | Northern New England | New Brunswick |  |  |  | New | 250 | 0 | 0 | 0
38729 | Chaffee FCA11 | Import | [5 empty] | Rest-of-Pool | New York AC Ties |  |  |  | New | 6.1 | 6.1 | 6.1 | 6.1
38730 | High Acres I FCA11 | Import | [5 empty] | Rest-of-Pool | New York AC Ties |  |  |  | New | 3.2 | 3.2 | 3.2 | 3.2
38731 | High Acres II FCA11 | Import | [5 empty] | Rest-of-Pool | New York AC Ties |  |  |  | New | 6.4 | 6.4 | 6.4 | 6.4
38732 | Madison County FCA11 | Import | [5 empty] | Rest-of-Pool | New York AC Ties |  |  |  | New | 1.4 | 1.4 | 1.4 | 1.4
38733 | Mill Seat FCA11 | Import | [5 empty] | Rest-of-Pool | New York AC Ties |  |  |  | New | 6.1 | 6.1 | 6.1 | 6.1
38734 | Oneida Herkimer FCA11 | Import | [5 empty] | Rest-of-Pool | New York AC Ties |  |  |  | New | 3.2 | 3.2 | 3.2 | 3.2
38737 | Erie Boulevard Hydro Import 2020-21 | Import | [5 empty] | Rest-of-Pool | New York AC Ties |  |  |  | New | 364 | 364 | 0 | 0
38741 | Carr Street Generating station Import 2020-21 | Import | [5 empty] | Rest-of-Pool | New York AC Ties |  |  |  | New | 83 | 83 | 0 | 0
-1 | Most of the data from this table can be found in the 2020-2021 Forward Capacity Auction Obligations spreadsheet. However, the Prime Mover codes are from CELT Sec. 2.1 for existing units, the Queue for those future resources with Interconnection Agreements, and the Forward Capacity Tracking System (FCTS) for the remaining resources.
https://www.iso-ne.com/isoexpress/web/reports/auctions/-/tree/fca-results

## 5.1 Resource NRCs and CNRCs
5.1 Network Resource Capability (NRC) & Capacity Network Resource Capability (CNRC) List(1)(2)
- Effective June 1, 2017, as of March 18, 2017
[5 empty] | NRC (MW) |  | CNRC (MW)
| Resource ID | Resource Name | Asset ID | Asset Name | Summer (500F) | Winter (00F) | Summer (900F) | Winter (200F) | Instrument Used to Identify Capability(4) | State | County | RSP Area | Lead Participant
| 253 | TURNKEY LANDFILL | 253 | TURNKEY LANDFILL | 3.306 | 3.306 | 3.306 | 3.306 | Historic Capability | NH | 017 | NH | PSNH
| 321 | MANCHESTER 10 10A CC | 321 | MANCHESTER 10/10A CC | 170 | 170 | 157 | 164 | IA | RI | 007 | RI | DEM
| 322 | MANCHESTER 11 11A CC | 322 | MANCHESTER 11/11A CC | 170 | 170 | 157 | 164 | IA | RI | 007 | RI | DEM
| 323 | MANCHESTER 9 9A CC | 323 | MANCHESTER 9/9A CC | 170 | 170 | 154 | 164 | IA | RI | 007 | RI | DEM
| 324 | CDECCA | 324 | CDECCA | 64 | 64 | 56 | 64 | IA | CT | 003 | CT | PPH
| 326 | ALTRESCO | 326 | ALTRESCO | 160 | 192.5 | 151.4 | 183.401 | IA | MA | 003 | WMA | PPH
| 327 | AMOSKEAG | 327 | AMOSKEAG | 17.5 | 17.5 | 17.5 | 17.5 | Historic Capability | NH | 011 | NH | PSNH
| 328 | GULF ISLAND COMPOSITE Incremental | 328 | GULF ISLAND COMPOSITE | 38.915 | 38.915 | 33.44 | 33.44 | IA | ME | 001 | ME | FPLEMH
| 329 | ASCUTNEY GT | 329 | ASCUTNEY GT | 11.46 | 14.7 | 10.3 | 14.7 | Historic Capability | VT | 027 | VT | GMP
| 330 | AYERS ISLAND | 330 | AYERS ISLAND | 9.08 | 9.08 | 9.08 | 9.08 | Historic Capability | NH | 009 | NH | PSNH
| 331 | AZISCOHOS HYDRO | 331 | AZISCOHOS HYDRO | 6.8 | 6.8 | 6.8 | 6.8 | IA | ME | 019 | ME | BEMLP
| 335 | BELLOWS FALLS | 335 | BELLOWS FALLS | 49 | 49 | 49 | 49 | IA | VT | 025 | VT | TCHN
| 336 | BERLIN 1 GT | 336 | BERLIN 1 GT | 41.2 | 58 | 41.2 | 58 | Historic Capability | VT | 023 | VT | GMP
| 337 | BETHLEHEM | 337 | BETHLEHEM | 15.75 | 15.7 | 15.75 | 15.7 | Historic Capability | NH | 007 | NH | SUEZ
| 340 | BRIDGEPORT HARBOR 3 | 340 | BRIDGEPORT HARBOR 3 | 385 | 385 | 383.426 | 384.984 | IA | CT | 001 | SWCT | PSEG
| 341 | BRIDGEPORT HARBOR 4 | 341 | BRIDGEPORT HARBOR 4 | 18 | 22 | 18 | 22 | IA | CT | 001 | SWCT | PSEG
| 345 | MEAD | 345 | CATALYST CO-GEN | 75 | 75 | 0 | 0 | Historic Capability | ME | 017 | ME | APNM
| 346 | BOLTON FALLS | 346 | BOLTON FALLS | 7.8 | 7.8 | 7.8 | 7.8 | Historic Capability | VT | 023 | VT | GMP
| 348 | BOOT MILLS | 348 | BOOT MILLS | 18 | 18 | 18 | 18 | IA | MA | 017 | CMA/NEMA | NSTAR
| 349 | WHEELABRATOR BRIDGEPORT, L.P. | 349 | WHEELABRATOR BRIDGEPORT, L.P. | 59.65 | 60.5 | 59.65 | 60.5 | Historic Capability | CT | 001 | SWCT | WB
| 350 | BRAYTON PT 1 | 350 | BRAYTON PT 1 | 0 | 0 | 0 | 0 | IA | MA | 005 | RI | BPE
| 351 | BRAYTON PT 2 | 351 | BRAYTON PT 2 | 0 | 0 | 0 | 0 | IA | MA | 005 | RI | BPE
| 352 | BRAYTON PT 3 | 352 | BRAYTON PT 3 | 0 | 0 | 0 | 0 | IA | MA | 005 | RI | BPE
| 353 | BRAYTON PT 4 | 353 | BRAYTON PT 4 | 0 | 0 | 0 | 0 | IA | MA | 005 | RI | BPE
| 354 | Brayton Diesels 1-4 Incremental | 354 | BRAYTON DIESELS 1-4 | 0 | 0 | 0 | 0 | IA | MA | 005 | RI | BPE
| 355 | BRANFORD 10 | 355 | BRANFORD 10 | 19.019 | 21.284 | 16.174 | 21.284 | Historic Capability | CT | 009 | SWCT | NRGPM
| 356 | BRISTOL REFUSE | 356 | BRISTOL REFUSE | 13.517 | 13.578 | 13.517 | 13.578 | Historic Capability | CT | 003 | CT | CEM
| 357 | BRIDGEWATER | 357 | BRIDGEWATER | 15.75 | 15.701 | 15.75 | 15.701 | Historic Capability | NH | 009 | NH | BPCLP
| 358 | BRUNSWICK | 358 | BRUNSWICK | 20.2 | 20.2 | 20.2 | 20.2 | IA | ME | 005 | ME | FPLEMH
| 359 | J. COCKWELL 1 | 359 | J. COCKWELL 1 | 298.5 | 298.5 | 294.5 | 294.5 | IA | MA | 003 | WMA | BSP
| 360 | J. COCKWELL 2 | 360 | J. COCKWELL 2 | 298.5 | 298.5 | 294.5 | 294.5 | IA | MA | 003 | WMA | BSP
| 362 | BULLS BRIDGE | 362 | BULLS BRIDGE | 8.4 | 8.4 | 8.4 | 8.4 | IA | CT | 005 | SWCT | NEL1
| 363 | BURLINGTON GT | 363 | BURLINGTON GT | 21.44 | 25 | 20.378 | 25 | Historic Capability | VT | 007 | VT | BED
| 365 | CANAL 1 | 365 | CANAL 1 | 573 | 573 | 573 | 573 | Historic Capability | MA | 001 | SEMA | MET
| 366 | CANAL 2 | 366 | CANAL 2 | 576.37 | 586 | 576.37 | 586 | Historic Capability | MA | 001 | SEMA | MET
| 367 | CAPE GT 4 | 367 | CAPE GT 4 | 13.75 | 20.55 | 13.75 | 20.55 | IA | ME | 005 | SME | FPLP
| 368 | CAPE GT 5 | 368 | CAPE GT 5 | 16.6 | 20.75 | 16.6 | 20.75 | IA | ME | 005 | SME | FPLP
| 369 | CATARACT EAST | 369 | CATARACT EAST | 8.9 | 8.9 | 8.9 | 8.9 | IA | ME | 031 | SME | FPLEMH
| 370 | COS COB 10 | 370 | COS COB 10 | 22.084 | 23 | 19.497 | 23 | IA | CT | 001 | NOR | NRGPM
| 371 | COS COB 11 | 371 | COS COB 11 | 21.875 | 23 | 21.841 | 23 | IA | CT | 001 | NOR | NRGPM
| 372 | COS COB 12 | 372 | COS COB 12 | 22.143 | 23 | 18.66 | 23 | IA | CT | 001 | NOR | NRGPM
| 375 | CLEARY 9 9A CC | 375 | CLEARY 9/9A CC | 106.875 | 110 | 105 | 110 | Historic Capability | MA | 005 | SEMA | TMLP
| 376 | CLEARY 8 | 376 | CLEARY 8 | 26 | 26 | 26 | 26 | Historic Capability | MA | 005 | SEMA | TMLP
| 379 | COBBLE MOUNTAIN | 379 | COBBLE MOUNTAIN | 33.99 | 33.96 | 33.99 | 33.96 | Historic Capability | MA | 013 | WMA | HGE
| 380 | COMERFORD | 47366 | COMERFORD 1 | 169.3 | 170.3 | 166.135 | 167.116 | IA | NH | 009 | NH | TCHN
|  |  | 47367 | COMERFORD 2
|  |  | 47368 | COMERFORD 3
|  |  | 47369 | COMERFORD 4
| 382 | MERRIMACK CT1 | 382 | MERRIMACK CT1 | 17.8 | 22.5 | 17.8 | 22.5 | IA | NH | 013 | NH | PSNH
| 383 | MERRIMACK CT2 | 383 | MERRIMACK CT2 | 17.6 | 23.5 | 17.6 | 23.5 | IA | NH | 013 | NH | PSNH
| 388 | DARTMOUTH POWER | 388 | DARTMOUTH POWER | 62.9 | 68.4 | 62.9 | 68.4 | PPA | MA | 005 | SEMA | EPLU-I
| 389 | DERBY DAM | 389 | DERBY DAM | 7.05 | 7.05 | 7.05 | 7.05 | Historic Capability | CT | 001 | SWCT | CLP
| 392 | DEXTER | 42375 | DEXTER 1 | 47.5 | 47.5 | 45 | 46.525 | IA | CT | 003 | CT | AESR
|  |  | 42376 | DEXTER 2
| 393 | DEERFIELD 5 | 393 | DEERFIELD 5 | 14 | 14 | 14 | 14 | IA | MA | 011 | WMA | TCHN
| 395 | DOREEN | 395 | DOREEN | 19.4 | 21.1 | 16.6 | 21.1 | IA | MA | 003 | WMA | NAEA-EM
| 396 | DEVON 10 | 396 | DEVON 10 | 18 | 19.208 | 17.2 | 19.208 | PPA | CT | 009 | SWCT | NRGPM
| 397 | DEVON 11 | 397 | DEVON 11 | 33.12 | 42.82 | 33.12 | 42.82 | PPA | CT | 009 | SWCT | NRGPM
| 398 | DEVON 12 | 398 | DEVON 12 | 33.12 | 42.82 | 33.12 | 42.82 | PPA | CT | 009 | SWCT | NRGPM
| 399 | DEVON 13 | 399 | DEVON 13 | 33.12 | 42.82 | 33.12 | 42.82 | PPA | CT | 009 | SWCT | NRGPM
| 400 | DEVON 14 | 400 | DEVON 14 | 33.12 | 42.82 | 33.12 | 42.82 | PPA | CT | 009 | SWCT | NRGPM
| 401 | EASTMAN FALLS | 401 | EASTMAN FALLS | 6.47 | 6.47 | 6.47 | 6.47 | Historic Capability | NH | 013 | NH | PSNH
| 405 | ELLSWORTH HYDRO | 405 | ELLSWORTH HYDRO | 9.21 | 9.05 | 9.21 | 9.05 | Historic Capability | ME | 009 | BHE | BBHP
| 407 | EASTPORT DIESELS 1-3 | 407 | EASTPORT DIESEL #3 | 4.05 | 4.1 | 4.05 | 4.1 | Historic Capability | ME | 029 | BHE | NBPGC
| 410 | ESSEX 19 HYDRO | 410 | ESSEX 19 HYDRO | 7.8 | 7.8 | 7.8 | 7.8 | Historic Capability | VT | 007 | VT | GMP
| 412 | FALLS VILLAGE | 412 | FALLS VILLAGE | 9.76 | 11 | 9.76 | 11 | IA | CT | 005 | CT | NEL1
| 413 | FIFE BROOK | 413 | FIFE BROOK | 9.9 | 9.9 | 9.9 | 9.9 | Historic Capability | MA | 003 | WMA | BSP
| 417 | FRAMINGHAM JET 1 | 417 | FRAMINGHAM JET 1 | 14.1 | 18.1 | 14.1 | 18.1 | Historic Capability | MA | 017 | BOSTON | EXGC
| 418 | FRAMINGHAM JET 2 | 418 | FRAMINGHAM JET 2 | 14.1 | 18.1 | 14.1 | 18.1 | Historic Capability | MA | 017 | BOSTON | EXGC
| 419 | FRAMINGHAM JET 3 | 419 | FRAMINGHAM JET 3 | 14.1 | 18.1 | 14.1 | 18.1 | Historic Capability | MA | 017 | BOSTON | EXGC
| 420 | FRANKLIN DRIVE 10 | 420 | FRANKLIN DRIVE 10 | 18.596 | 20.952 | 17.2 | 20.952 | Historic Capability | CT | 005 | CT | NRGPM
| 421 | FRONT STREET DIESELS 1-3 | 421 | FRONT STREET DIESELS 1-3 | 8.3 | 8.25 | 8.3 | 8.25 | Historic Capability | MA | 013 | WMA | CMLP
| 424 | GREAT LAKES - MILLINOCKET | 424 | GREAT LAKES - MILLINOCKET | 126 | 126 | 126 | 126 | PPA | ME | 019 | BHE | BEMLP
| 426 | GORGE 1 DIESEL | 426 | GORGE 1 DIESEL | 10.8 | 16.11 | 10.8 | 16.11 | Historic Capability | VT | 007 | VT | GMP
| 427 | GORHAM | 427 | GORHAM | 2.05 | 2.05 | 2.05 | 2.05 | Historic Capability | NH | 007 | NH | PSNH
| 432 | HARRIS 1 | 432 | HARRIS 1 | 17 | 17 | 17 | 17 | IA | ME | 025 | ME | FPLEMH
| 433 | HARRIS 2 | 433 | HARRIS 2 | 35 | 35.5 | 35 | 35.5 | IA | ME | 025 | ME | FPLEMH
| 434 | HARRIS 3 | 434 | HARRIS 3 | 34 | 34.5 | 34 | 34.5 | IA | ME | 025 | ME | FPLEMH
| 435 | HARRIMAN | 435 | HARRIMAN | 41.135 | 39 | 41.135 | 39 | Historic Capability | VT | 025 | WMA | TCHN
| 436 | HEMPHILL 1 | 436 | HEMPHILL 1 | 17.5 | 17.5 | 14.137 | 14.45 | IA | NH | 019 | NH | SPRING
| 440 | HIRAM | 440 | HIRAM | 11.6 | 11.6 | 11.6 | 11.6 | IA | ME | 005 | SME | FPLEMH
| 445 | COVANTA WEST ENFIELD | 445 | COVANTA WEST ENFIELD | 24.5 | 24.5 | 24.5 | 24.5 | PPA | ME | 019 | BHE | IESI-I
| 446 | COVANTA JONESBORO | 446 | COVANTA JONESBORO | 24.5 | 24.5 | 24.5 | 24.5 | PPA | ME | 029 | BHE | IESI-I
| 448 | IPSWICH DIESELS | 448 | IPSWICH DIESELS | 16 | 13.277 | 16 | 13.277 | Historic Capability | MA | 009 | BOSTON | IMLD
| 449 | JACKMAN | 449 | JACKMAN | 3.6 | 19.75 | 3.6 | 19.75 | Historic Capability | NH | 011 | NH | PSNH
| 452 | KENDALL JET 1 | 452 | KENDALL JET 1 | 20.858 | 24.428 | 18 | 23 | IA | MA | 017 | BOSTON | KENDALL
| 457 | LAWRENCE HYDRO | 457 | LAWRENCE HYDRO | 9.4 | 14.1 | 9.4 | 14.1 | Historic Capability | MA | 009 | CMA/NEMA | CHIPM
| 460 | LOCKWOOD | 460 | LOCKWOOD | 7.5 | 7.5 | 7.5 | 7.5 | IA | ME | 011 | ME | BEMLP
| 462 | LISBON RESOURCE RECOVERY | 462 | LISBON RESOURCE RECOVERY | 13.5 | 13.5 | 13.5 | 13.5 | IA | CT | 011 | CT | CLP
| 463 | AEI LIVERMORE | 463 | REENERGY LIVERMORE FALLS | 35.3 | 35.63 | 35.3 | 35.63 | Historic Capability | ME | 001 | ME | REESTR
| 464 | LOST NATION | 464 | LOST NATION | 16.652 | 19.3 | 14.1 | 19.3 | Historic Capability | NH | 007 | NH | PSNH
| 465 | DEERFIELD 2 LWR DRFIELD | 465 | DEERFIELD 2/LWR DRFIELD | 19.5 | 19.5 | 19.5 | 19.5 | Historic Capability | MA | 011 | WMA | TCHN
| 466 | L STREET JET | 466 | L STREET JET | 19.4 | 22.5 | 16.6 | 22.25 | Historic Capability | MA | 025 | BOSTON | EXGC
| 467 | MARBLEHEAD DIESELS | 467 | MARBLEHEAD DIESELS | 5 | 5 | 5 | 5 | Historic Capability | MA | 009 | BOSTON | MMLD
| 468 | MARSHFIELD 6 HYDRO | 468 | MARSHFIELD 6 HYDRO | 5 | 5 | 5 | 5 | Historic Capability | VT | 023 | NH | GMP
| 472 | M STREET JET | 472 | M STREET JET | 47 | 67.2 | 47 | 67.2 | PPA | MA | 025 | BOSTON | MBTA
| 473 | MCINDOES | 473 | MCINDOES | 13 | 13 | 13 | 13 | Historic Capability | NH | 009 | NH | TCHN
| 474 | J C MCNEIL | 474 | J C MCNEIL | 52 | 54 | 52 | 54 | Historic Capability | VT | 007 | VT | BED
| 478 | MIDDLETOWN 10 | 478 | MIDDLETOWN 10 | 20.423 | 22.1 | 17.2 | 22.1 | Historic Capability | CT | 007 | CT | NRGPM
| 480 | MIDDLETOWN 2 | 480 | MIDDLETOWN 2 | 117 | 120 | 117 | 120 | Historic Capability | CT | 007 | CT | NRGPM
| 481 | MIDDLETOWN 3 | 481 | MIDDLETOWN 3 | 236 | 245 | 236 | 245 | Historic Capability | CT | 007 | CT | NRGPM
| 482 | MIDDLETOWN 4 | 482 | MIDDLETOWN 4 | 402 | 402 | 402 | 402 | Historic Capability | CT | 007 | CT | NRGPM
| 484 | MILLSTONE POINT 2 | 484 | MILLSTONE POINT 2 | 897.5 | 905.7 | 897.5 | 905.7 | IA | CT | 007 | CT | DEM
| 485 | MILLSTONE POINT 3 | 485 | MILLSTONE POINT 3 | 1225 | 1245 | 1225 | 1245 | IA | CT | 011 | CT | DEM
| 486 | MILFORD POWER | 486 | MILFORD POWER | 149 | 171 | 149 | 170.73 | IA | MA | 027 | RI | DMT1
| 487 | MILLER HYDRO | 487 | WORUMBO HYDRO | 19.4 | 19.4 | 19.4 | 19.4 | IA | ME | 001 | ME | ENE
| 489 | MERRIMACK 1 | 489 | MERRIMACK 1 | 113.5 | 122.73 | 112.5 | 122.73 | IA | NH | 013 | NH | PSNH
| 490 | MERRIMACK 2 | 490 | MERRIMACK 2 | 340 | 353.5 | 335.487 | 353.5 | IA | NH | 013 | NH | PSNH
| 492 | MONTVILLE 10 and 11 | 492 | MONTVILLE 10 AND 11 | 5.5 | 5.5 | 5.5 | 5.5 | Historic Capability | CT | 011 | CT | NRGPM
| 493 | MONTVILLE 5 | 493 | MONTVILLE 5 | 81 | 82 | 81 | 82 | Historic Capability | CT | 011 | CT | NRGPM
| 494 | MONTVILLE 6 | 494 | MONTVILLE 6 | 410 | 410 | 410 | 410 | Historic Capability | CT | 011 | CT | NRGPM
| 495 | MONTY | 495 | MONTY | 28 | 28 | 28 | 28 | IA | ME | 025 | ME | FPLEMH
| 496 | MOORE | 47370 | MOORE 1 | 191.3 | 191.3 | 191.3 | 191.3 | IA | NH | 009 | NH | TCHN
|  |  | 47371 | MOORE 2
|  |  | 47372 | MOORE 3
|  |  | 47373 | MOORE 4
| 497 | MASS POWER | 497 | MASS POWER | 256.1 | 279.9 | 245.259 | 276 | IA | MA | 013 | WMA | DMT1
| 498 | MT TOM | 498 | MT TOM | 146 | 147 | 146 | 147 | IA | MA | 013 | WMA | SUEZ
| 502 | MYSTIC 7 | 502 | MYSTIC 7 | 592 | 592 | 592 | 592 | Historic Capability | MA | 025 | BOSTON | EXGC
| 503 | MYSTIC JET | 503 | MYSTIC JET | 10.96 | 13.8 | 9.75 | 13.8 | Historic Capability | MA | 025 | BOSTON | EXGC
| 507 | NEA BELLINGHAM | 507 | NEA BELLINGHAM | 313.307 | 340.241 | 277.621 | 340.241 | Historic Capability | MA | 021 | RI | FPLP
| 508 | NEWINGTON 1 | 508 | NEWINGTON 1 | 407.5 | 420.83 | 407.5 | 420.83 | Historic Capability | NH | 015 | NH | PSNH
| 513 | NEW HAVEN HARBOR | 513 | NEW HAVEN HARBOR | 466 | 466 | 466 | 466 | IA | CT | 009 | CT | PSEG
| 515 | NORWICH JET | 515 | NORWICH JET | 17.82 | 19.16 | 15.255 | 18.8 | Historic Capability | CT | 011 | CT | CMEEC
| 527 | OGDEN-MARTIN 1 | 527 | OGDEN-MARTIN 1 | 41.68 | 42.87 | 41.68 | 42.87 | Historic Capability | MA | 009 | BOSTON | CHA
| 528 | OCEAN ST PWR GT1 GT2 ST1 | 528 | OCEAN ST PWR GT1/GT2/ST1 | 297.187 | 318.342 | 272.342 | 318.342 | Historic Capability | RI | 007 | RI | TCPM
| 529 | OCEAN ST PWR GT3 GT4 ST2 | 529 | OCEAN ST PWR GT3/GT4/ST2 | 297.609 | 322.815 | 274.815 | 322.815 | Historic Capability | RI | 007 | RI | TCPM
| 531 | PAWTUCKET POWER | 531 | PAWTUCKET POWER | 62 | 67 | 62 | 67 | IA | RI | 007 | RI | PPH
| 532 | PEJEPSCOT | 532 | PEJEPSCOT | 10.21 | 13.55 | 10.21 | 13.55 | Historic Capability | ME | 023 | ME | BBHP
| 536 | PERC-ORRINGTON 1 | 536 | PERC-ORRINGTON 1 | 21.76 | 21.93 | 21.76 | 21.93 | Historic Capability | ME | 019 | BHE | NBPGC
| 537 | PILGRIM NUCLEAR POWER STATION | 537 | PILGRIM NUCLEAR POWER STATION | 701.5 | 708.5 | 701.5 | 708.5 | PPA | MA | 023 | SEMA | ENPM
| 538 | PINETREE POWER | 538 | PINETREE POWER | 17.55 | 17.49 | 17.55 | 17.49 | Historic Capability | MA | 027 | WMA | SUEZ
| 539 | PONTOOK HYDRO | 539 | PONTOOK HYDRO | 9.6 | 10.16 | 9.6 | 10.16 | IA | NH | 007 | NH | BEMLP
| 540 | POTTER 2 CC | 540 | POTTER 2 CC | 84.474 | 97.5 | 79.5 | 97.5 | Historic Capability | MA | 021 | SEMA | BELD
| 541 | PROCTOR | 541 | PROCTOR | 9.841 | 9.841 | 6.65 | 6.65 | IA | VT | 021 | VT | GMP
| 542 | ECO MAINE | 542 | ECO MAINE | 13.705 | 13.705 | 13.705 | 13.705 | Historic Capability | ME | 005 | SME | EXGC
| 546 | RESCO SAUGUS | 546 | RESCO SAUGUS | 32.79 | 31 | 32.79 | 31 | Historic Capability | MA | 009 | BOSTON | WNE
| 547 | WHEELABRATOR NORTH ANDOVER | 547 | WHEELABRATOR NORTH ANDOVER | 40 | 40 | 40 | 40 | IA | MA | 009 | BOSTON | WNE
| 549 | RUTLAND 5 GT | 549 | RUTLAND 5 GT | 12.397 | 15.547 | 10.4 | 14.8 | Historic Capability | VT | 021 | VT | GMP
| 555 | SEABROOK | 555 | SEABROOK | 1257.275 | 1257.275 | 1257.275 | 1257.275 | IA | NH | 015 | NH | FPLP
| 556 | SCHILLER 4 | 556 | SCHILLER 4 | 47.5 | 48 | 47.5 | 48 | Historic Capability | NH | 015 | NH | PSNH
| 557 | SCHILLER 5 | 557 | SCHILLER 5 | 49.6 | 49.6 | 49.6 | 49.6 | Historic Capability | NH | 015 | NH | PSNH
| 558 | SCHILLER 6 | 558 | SCHILLER 6 | 48 | 49 | 48 | 49 | Historic Capability | NH | 015 | NH | PSNH
| 559 | SCHILLER CT 1 | 559 | SCHILLER CT 1 | 18.132 | 22 | 17.621 | 22 | Historic Capability | NH | 015 | NH | PSNH
| 561 | SEARSBURG | 561 | SEARSBURG | 4.96 | 4.96 | 4.96 | 4.96 | Historic Capability | VT | 003 | WMA | TCHN
| 562 | SECREC-PRESTON | 562 | SECREC-PRESTON | 16.449 | 17.07 | 16.449 | 17.07 | Historic Capability | CT | 011 | CT | CEM
| 563 | SEMASS 1 | 563 | SEMASS 1 | 46.955 | 52.96 | 46.955 | 52.69 | Historic Capability | MA | 023 | SEMA | NSTAR
| 564 | SEMASS 2 | 564 | SEMASS 2 | 22.5 | 22.5 | 22.5 | 22.5 | PPA | MA | 023 | SEMA | NSTAR
| 565 | SHELDON SPRINGS | 565 | SHELDON SPRINGS | 14.832 | 26.38 | 14.832 | 26.38 | Historic Capability | VT | 011 | VT | VELCO
| 566 | SHEPAUG | 566 | SHEPAUG | 42.95 | 43.4 | 42.95 | 43.4 | IA | CT | 009 | SWCT | NEL1
| 567 | SHERMAN | 567 | SHERMAN | 6.5 | 6.5 | 6.5 | 6.5 | IA | MA | 015 | WMA | TCHN
| 569 | SKELTON | 569 | SKELTON | 22.08 | 22.08 | 21.6 | 21.6 | IA | ME | 031 | SME | FPLEMH
| 570 | SMITH | 570 | SMITH | 17.6 | 16.669 | 17.6 | 16.669 | Historic Capability | NH | 007 | NH | PSNH
| 572 | SO. MEADOW 11 | 572 | SO. MEADOW 11 | 43.121 | 49 | 38.8 | 49 | Historic Capability | CT | 003 | CT | FPLP
| 573 | SO. MEADOW 12 | 573 | SO. MEADOW 12 | 45.2 | 49 | 39 | 49 | Historic Capability | CT | 003 | CT | FPLP
| 574 | SO. MEADOW 13 | 574 | SO. MEADOW 13 | 44.117 | 49.917 | 39 | 48.6 | Historic Capability | CT | 003 | CT | FPLP
| 575 | SO. MEADOW 14 | 575 | SO. MEADOW 14 | 42.546 | 49 | 39 | 49 | Historic Capability | CT | 003 | CT | FPLP
| 580 | SO. MEADOW 5 | 580 | SO. MEADOW 5 | 29.7 | 31.24 | 29.7 | 31.24 | Historic Capability | CT | 003 | CT | FPLP
| 581 | SO. MEADOW 6 | 581 | SO. MEADOW 6 | 29.7 | 31.25 | 29.7 | 31.25 | Historic Capability | CT | 003 | CT | FPLP
| 583 | STONY BROOK 2A | 583 | STONY BROOK 2A | 79 | 90 | 67 | 87 | PPA | MA | 013 | WMA | MMWEC
| 584 | STONY BROOK 2B | 584 | STONY BROOK 2B | 77 | 90 | 65 | 85 | PPA | MA | 013 | WMA | MMWEC
| 587 | STEVENSON | 587 | STEVENSON | 28.9 | 28.9 | 28.9 | 28.9 | IA | CT | 001 | SWCT | NEL1
| 590 | BORALEX STRATTON ENERGY | 590 | REENERGY STRATTON | 46.52 | 47.51 | 46.52 | 47.51 | Historic Capability | ME | 007 | ME | REESTR
| 591 | S.D. WARREN-WESTBROOK | 591 | S.D. WARREN-WESTBROOK | 43.07 | 49.103 | 43.07 | 49.103 | Historic Capability | ME | 005 | SME | FPLP
| 592 | TAMWORTH | 592 | TAMWORTH | 21.145 | 21.143 | 21.145 | 21.143 | IA | NH | 003 | NH | SUEZ
| 595 | TORRINGTON TERMINAL 10 | 595 | TORRINGTON TERMINAL 10 | 18.817 | 21.8 | 17.2 | 21.8 | Historic Capability | CT | 005 | CT | NRGPM
| 596 | TUNNEL 10 | 596 | TUNNEL 10 | 20.8 | 22.1 | 17.102 | 22.1 | IA | CT | 011 | CT | NEL1
| 598 | VERGENNES 5 and 6 DIESELS | 598 | VERGENNES 5 AND 6 DIESELS | 4.2 | 4.24 | 4.2 | 4.24 | Historic Capability | VT | 001 | VT | GMP
| 599 | VERNON | 599 | VERNON | 32 | 32 | 32 | 32 | IA | VT | 025 | WMA | TCHN
| 612 | WATERS RIVER JET 1 | 612 | WATERS RIVER JET 1 | 19.55 | 22.437 | 16.437 | 22.437 | Historic Capability | MA | 009 | BOSTON | MMWEC
| 613 | WATERS RIVER JET 2 | 613 | WATERS RIVER JET 2 | 39.4 | 45.8 | 31.75 | 47.05 | PPA | MA | 009 | BOSTON | MMWEC
| 614 | WATERBURY 22 | 614 | WATERBURY 22 | 5 | 5 | 5 | 5 | Historic Capability | VT | 023 | VT | GMP
| 616 | WEST ENFIELD | 616 | WEST ENFIELD | 11.47 | 19.1 | 11.47 | 19.1 | Historic Capability | ME | 019 | BHE | NBPGC
| 617 | WESTON | 617 | WESTON | 14.81 | 14.81 | 13.2 | 13.2 | IA | ME | 017 | ME | FPLEMH
| 618 | DG WHITEFIELD, LLC | 618 | DG WHITEFIELD, LLC | 18 | 18.2 | 18 | 18.2 | Historic Capability | NH | 007 | NH | SPRING
| 619 | WHITE LAKE JET | 619 | WHITE LAKE JET | 20.07 | 23.165 | 18.1 | 23.165 | Historic Capability | NH | 003 | NH | PSNH
| 620 | WILDER | 620 | WILDER | 42.92 | 43.88 | 42.92 | 43.88 | Historic Capability | VT | 027 | VT | TCHN
| 621 | WILLIAMS | 621 | WILLIAMS | 14.9 | 14.9 | 14.9 | 14.9 | IA | ME | 025 | ME | FPLEMH
| 622 | WINOOSKI 1 | 622 | WINOOSKI 1 | 7.5 | 7.5 | 7.5 | 7.5 | PPA | VT | 007 | VT | BED
| 623 | WALLINGFORD REFUSE | 623 | COVANTA PROJECTS WALLINGFORD | 8.005 | 7.892 | 8.005 | 7.892 | Historic Capability | CT | 009 | SWCT | CPW
| 624 | WMI MILLBURY 1 | 624 | WMI MILLBURY 1 | 40.94 | 40.94 | 40.94 | 40.94 | Historic Capability | MA | 027 | CMA/NEMA | NEP
| 625 | WEST MEDWAY JET 1 | 625 | WEST MEDWAY JET 1 | 57.6 | 72.9 | 57.6 | 72.9 | Historic Capability | MA | 021 | BOSTON | EXGC
| 626 | WEST MEDWAY JET 2 | 626 | WEST MEDWAY JET 2 | 57.6 | 72.9 | 57.6 | 72.9 | Historic Capability | MA | 021 | BOSTON | EXGC
| 627 | WEST MEDWAY JET 3 | 627 | WEST MEDWAY JET 3 | 57.5 | 72.8 | 57.5 | 72.8 | Historic Capability | MA | 021 | RI | EXGC
| 628 | WOODLAND ROAD | 628 | WOODLAND ROAD | 19.582 | 21 | 16.7 | 21 | IA | MA | 003 | WMA | NAEA-EM
| 630 | WEST SPRINGFIELD 10 | 630 | WEST SPRINGFIELD 10 | 20.25 | 22 | 17.2 | 22 | IA | MA | 013 | WMA | NAEA-EM
| 633 | WEST SPRINGFIELD 3 | 633 | WEST SPRINGFIELD 3 | 107 | 107 | 107 | 107 | IA | MA | 013 | WMA | NAEA-EM
| 636 | WYMAN HYDRO 1 | 636 | WYMAN HYDRO 1 | 30 | 30 | 28.5 | 28.5 | IA | ME | 025 | ME | FPLEMH
| 637 | WYMAN HYDRO 2 | 637 | WYMAN HYDRO 2 | 29.9 | 29.9 | 29.9 | 29.9 | IA | ME | 025 | ME | FPLEMH
| 638 | WYMAN HYDRO 3 | 638 | WYMAN HYDRO 3 | 30 | 30 | 26.7 | 26.99 | IA | ME | 025 | ME | FPLEMH
| 639 | YARMOUTH 1 | 639 | YARMOUTH 1 | 53.5 | 53.5 | 53.5 | 53.5 | IA | ME | 005 | SME | FPLP
| 640 | YARMOUTH 2 | 640 | YARMOUTH 2 | 53.5 | 53.5 | 53.5 | 53.5 | IA | ME | 005 | SME | FPLP
| 641 | YARMOUTH 3 | 641 | YARMOUTH 3 | 116 | 119 | 116 | 119 | IA | ME | 005 | SME | FPLP
| 642 | YARMOUTH 4 | 642 | YARMOUTH 4 | 614.5 | 620 | 614.5 | 620 | IA | ME | 005 | SME | FPLP
| 715 | ROCHESTER LANDFILL | 715 | ROCHESTER LANDFILL | 4.98 | 4.98 | 4.98 | 4.98 | Historic Capability | NH | 017 | NH | WMRE
| 737 | SIMPSON G LOAD REDUCER | 737 | SIMPSON G LOAD REDUCER | 3.84 | 4.85 | 3.84 | 4.85 | Historic Capability | VT | 009 | NH | GMP
| 739 | ROCKY RIVER | 739 | ROCKY RIVER | 29.35 | 30.4 | 29.35 | 30.4 | IA | CT | 009 | SWCT | NEL1
| 754 | BAR MILLS | 754 | BAR MILLS | 4 | 4 | 4 | 4 | IA | ME | 031 | SME | FPLEMH
| 755 | BONNY EAGLE W. BUXTON | 755 | BONNY EAGLE/W. BUXTON | 17.5 | 17.5 | 17.5 | 17.5 | IA | ME | 031 | SME | FPLEMH
| 757 | HARRIS 4 | 757 | HARRIS 4 | 1.5 | 1.5 | 1.5 | 1.5 | IA | ME | 025 | ME | FPLEMH
| 759 | MESSALONSKEE COMPOSITE | 759 | MESSALONSKEE COMPOSITE | 6.1 | 6.1 | 6.1 | 6.1 | IA | ME | 011 | ME | LELWD
|  |  | 14937 | UNION GAS STATION
| 760 | NORTH GORHAM | 760 | NORTH GORHAM | 1.5 | 1.5 | 1.6 | 1.9 | IA | ME | 005 | SME | FPLEMH
| 761 | SHAWMUT | 761 | SHAWMUT | 9.5 | 9.5 | 9.5 | 9.5 | IA | ME | 011 | ME | FPLEMH
| 766 | CABOT TURNERS FALLS | 14801 | CABOT | 68.2 | 68.2 | 68.2 | 68.2 | IA | MA | 011 | WMA | NEL1
|  |  | 14808 | TURNERSFALLS
| 767 | SES CONCORD | 767 | SES CONCORD | 13 | 13.14 | 13 | 13.14 | IA | NH | 013 | NH | PSNH
| 768 | GARVINS HOOKSETT | 768 | GARVINS/HOOKSETT | 14.805 | 14 | 14.805 | 14 | Historic Capability | NH | 013 | NH | PSNH
| 769 | HADLEY FALLS 1&2 | 769 | HADLEY FALLS 1&2 | 33.4 | 33.4 | 33.4 | 33.4 | Historic Capability | MA | 013 | WMA | HGE
| 772 | NEWPORT HYDRO | 772 | NEWPORT HYDRO | 3.88 | 4.03 | 3.88 | 4.03 | Historic Capability | VT | 019 | NH | GMP
| 774 | LOWER LAMOILLE COMPOSITE | 774 | LOWER LAMOILLE COMPOSITE | 15.8 | 16.35 | 15.8 | 16.35 | Historic Capability | VT | 007 | VT | GMP
| 775 | MIDDLEBURY COMPOSITE | 775 | MIDDLEBURY COMPOSITE | 6.75 | 6 | 6.75 | 6 | Historic Capability | VT | 001 | VT | GMP
| 776 | N. RUTLAND COMPOSITE | 776 | N. RUTLAND COMPOSITE | 5.2 | 5.45 | 5.2 | 5.45 | Historic Capability | VT | 021 | VT | GMP
| 779 | MIDDLESEX 2 | 779 | MIDDLESEX 2 | 3.3 | 3.3 | 3.3 | 3.3 | Historic Capability | VT | 023 | VT | GMP
| 781 | WEST DANVILLE 1 | 781 | WEST DANVILLE 1 | 1.1 | 1.1 | 1.1 | 1.1 | Historic Capability | VT | 005 | VT | GMP
| 783 | HIGHGATE FALLS | 783 | HIGHGATE FALLS | 9.57 | 9.52 | 9.57 | 9.52 | Historic Capability | VT | 011 | VT | VPPSA
| 786 | KEZAR LEDGEMERE COMPOSITE | 40207 | KEZAR UPPER FALLS | 0.56 | 1.282 | 0.56 | 1.282 | Historic Capability | ME | 005 | SME | EPICO
|  |  | 40208 | KEZAR LOWER FALLS
|  |  | 40209 | LEDGEMERE
|  |  | 42123 | KEZAR MIDDLE FALLS
| 789 | CEC 002 PAWTUCKET U5 | 789 | CEC 002 PAWTUCKET U5 | 1.2 | 1.24 | 1.2 | 1.24 | Historic Capability | RI | 007 | RI | NEC
| 792 | CENTENNIAL HYDRO | 792 | CENTENNIAL HYDRO | 0.64 | 0.79 | 0.64 | 0.79 | IA | MA | 017 | CMA/NEMA | SMED
| 793 | METHUEN HYDRO | 793 | METHUEN HYDRO | 0.12 | 0.273 | 0.12 | 0.273 | Historic Capability | MA | 009 | BOSTON | SMED
| 794 | MINIWAWA | 794 | MINIWAWA | 0.437 | 0.959 | 0.437 | 0.959 | PPA | NH | 005 | VT | PSNH
| 795 | RIVER MILL HYDRO | 795 | RIVER MILL HYDRO | 0.08 | 0.2 | 0.08 | 0.2 | IA | NH | 009 | VT | MMELD
| 796 | GOODWIN DAM | 796 | GOODWIN DAM | 3 | 3.067 | 3 | 3.067 | Historic Capability | CT | 003 | CT | CMEEC
| 797 | CEC 003 WYRE WYND U5 | 797 | WYRE WYND HYDRO | 1.8 | 2.78 | 1.8 | 2.78 | Historic Capability | CT | 011 | CT | GRRN
| 798 | COLEBROOK | 798 | COLEBROOK | 2.967 | 2.967 | 2.967 | 2.967 | Historic Capability | CT | 005 | CT | CLP
| 800 | KINNEYTOWN B | 800 | KINNEYTOWN B | 0.654 | 1.51 | 0.654 | 1.51 | Historic Capability | CT | 009 | SWCT | CHIPM
| 801 | WILLIMANTIC 1 | 801 | WILLIMANTIC 1 | 0.423 | 0.77 | 0.423 | 0.77 | Historic Capability | CT | 015 | CT | CLP
| 802 | WILLIMANTIC 2 | 802 | WILLIMANTIC 2 | 0.388 | 0.77 | 0.388 | 0.77 | Historic Capability | CT | 015 | CT | CLP
| 803 | TOUTANT | 803 | TOUTANT | 0.4 | 0.4 | 0.4 | 0.4 | Historic Capability | CT | 015 | CT | CLP
| 804 | PUTNAM | 804 | PUTNAM | 0.58 | 1.94 | 0.58 | 1.94 | Historic Capability | CT | 015 | CT | PUTNAM
| 806 | MECHANICSVILLE | 806 | MECHANICSVILLE | 0.43 | 0.43 | 0.101 | 0.267 | IA | CT | 015 | CT | SMED
|  |  | 46206 | ENERGY STREAM HYDRO
| 807 | CEC 004 DAYVILLE POND U5 | 807 | CEC 004 DAYVILLE POND U5 | 0.061 | 0.1 | 0.061 | 0.1 | Historic Capability | CT | 015 | CT | CLP
| 808 | SANDY HOOK HYDRO | 808 | SANDY HOOK HYDRO | 0.077 | 0.105 | 0.077 | 0.105 | Historic Capability | CT | 001 | SWCT | CLP
| 809 | PINCHBECK | 809 | PINCHBECK | 0.011 | 0.01 | 0.011 | 0.01 | Historic Capability | CT | 009 | CT | CLP
| 810 | QUINEBAUG | 810 | QUINEBAUG | 0.98 | 2.81 | 0.98 | 2.81 | Historic Capability | CT | 015 | CT | CLP
| 811 | BANTAM | 811 | BANTAM | 0.32 | 0.32 | 0.32 | 0.32 | IA | CT | 005 | CT | NEL1
| 812 | BEEBE HOLBROOK | 812 | BEEBE HOLBROOK | 0.586 | 0.586 | 0.586 | 0.586 | Historic Capability | MA | 013 | WMA | HGE
| 813 | TUNNEL | 813 | TUNNEL | 2.1 | 2.1 | 2.1 | 2.1 | IA | CT | 011 | CT | NEL1
| 814 | PATCH | 814 | PATCH | 0.3 | 0.3 | 0.3 | 0.3 | Historic Capability | VT | 021 | VT | GMP
| 815 | CARVER FALLS | 815 | CARVER FALLS | 1.48 | 1.9 | 1.48 | 1.9 | Historic Capability | VT | 021 | VT | GMP
| 816 | CAVENDISH | 816 | CAVENDISH | 1.18 | 1.428 | 1.18 | 1.428 | Historic Capability | VT | 027 | VT | GMP
| 817 | TAFTSVILLE VT | 817 | TAFTSVILLE VT | 0.33 | 0.4 | 0.33 | 0.4 | Historic Capability | VT | 027 | VT | GMP
| 818 | PIERCE MILLS | 818 | PIERCE MILLS | 0.245 | 0.245 | 0.245 | 0.245 | Historic Capability | VT | 005 | NH | GMP
| 819 | ARNOLD FALLS | 819 | ARNOLD FALLS | 0.3 | 0.3 | 0.3 | 0.3 | Historic Capability | VT | 005 | NH | GMP
| 820 | PASSUMPSIC | 820 | PASSUMPSIC | 0.7 | 0.7 | 0.7 | 0.7 | Historic Capability | VT | 005 | NH | GMP
| 821 | GAGE | 821 | GAGE | 0.76 | 0.8 | 0.76 | 0.8 | Historic Capability | VT | 005 | NH | GMP
| 822 | SMITH (CVPS) | 822 | SMITH (CVPS) | 0.93 | 1.31 | 0.93 | 1.31 | Historic Capability | VT | 017 | VT | GMP
| 823 | EAST BARNET | 823 | EAST BARNET | 1.6 | 1.9 | 1.6 | 1.9 | Historic Capability | VT | 005 | NH | GMP
| 824 | BATH ELECTRIC HYDRO | 824 | BATH ELECTRIC HYDRO | 0.4 | 0.8 | 0.4 | 0.8 | Historic Capability | NH | 009 | NH | PSNH
| 827 | SEARSBURG WIND | 827 | SEARSBURG WIND | 0.7 | 1.69 | 0.62 | 1.68 | PPA | VT | 003 | WMA | GMP
| 828 | BARTON HYDRO | 828 | BARTON HYDRO | 1.3 | 1.3 | 1.3 | 1.3 | Historic Capability | VT | 019 | NH | VPPSA
| 830 | ENOSBURG HYDRO | 830 | ENOSBURG HYDRO | 0.95 | 0.95 | 0.95 | 0.95 | Historic Capability | VT | 011 | VT | VPPSA
| 831 | VAIL & GREAT FALLS | 831 | VAIL & GREAT FALLS | 2.1 | 2.1 | 2.1 | 2.1 | Historic Capability | VT | 005 | NH | VPPSA
| 832 | CENTER RUTLAND | 832 | CENTER RUTLAND | 0.35 | 0.35 | 0.35 | 0.35 | Historic Capability | VT | 021 | VT | GMP
| 833 | BARNET | 833 | BARNET | 0.35 | 0.49 | 0.35 | 0.49 | Historic Capability | VT | 005 | VT | GMP
| 834 | COMPTU FALLS | 834 | COMTU FALLS | 0.323 | 0.46 | 0.323 | 0.46 | Historic Capability | VT | 027 | VT | GMP
| 835 | DEWEY MILLS | 835 | DEWEY MILLS | 1.57 | 2.79 | 1.57 | 2.79 | Historic Capability | VT | 027 | VT | GMP
| 836 | EMERSON FALLS | 836 | EMERSON FALLS | 0.23 | 0.23 | 0.23 | 0.23 | Historic Capability | VT | 005 | NH | GMP
| 837 | KILLINGTON | 837 | KILLINGTON | 0.07 | 0.1 | 0.07 | 0.1 | Historic Capability | VT | 021 | VT | GMP
| 839 | LADD'S MILL | 839 | LADD'S MILL | 0.17 | 0.17 | 0.17 | 0.17 | Historic Capability | VT | 023 | VT | GMP
| 840 | MARTINSVILLE | 840 | MARTINSVILLE | 0.25 | 0.25 | 0.25 | 0.25 | Historic Capability | VT | 027 | VT | GMP
| 841 | MORETOWN 8 | 841 | MORETOWN 8 | 1.096 | 1.096 | 1.096 | 1.096 | Historic Capability | VT | 023 | VT | GMP
| 842 | NANTANA MILL | 842 | NANTANA MILL | 0.106 | 0.22 | 0.106 | 0.22 | Historic Capability | VT | 023 | VT | GMP
| 843 | NEWBURY | 843 | NEWBURY | 0.22 | 0.27 | 0.22 | 0.27 | Historic Capability | VT | 017 | VT | GMP
| 844 | OTTAUQUECHEE | 844 | OTTAUQUECHEE | 1.547 | 2.18 | 1.547 | 2.18 | Historic Capability | VT | 027 | VT | GMP
| 845 | SLACK DAM | 845 | SLACK DAM | 0.23 | 0.41 | 0.23 | 0.41 | Historic Capability | VT | 027 | VT | GMP
| 846 | WINOOSKI 8 | 846 | WINOOSKI 8 | 0.403 | 0.95 | 0.403 | 0.95 | Historic Capability | VT | 023 | VT | GMP
| 847 | WOODSIDE | 847 | WOODSIDE | 0.11 | 0.12 | 0.11 | 0.12 | Historic Capability | VT | 015 | VT | GMP
| 848 | WRIGHTSVILLE | 848 | WRIGHTSVILLE | 0.75 | 0.754 | 0.75 | 0.754 | Historic Capability | VT | 023 | VT | VPPSA
| 849 | CRESCENT DAM | 849 | CRESCENT DAM | 1.617 | 1.617 | 1 | 1 | IA | MA | 013 | WMA | CHIPM
| 850 | GLENDALE HYDRO | 850 | GLENDALE HYDRO | 1.245 | 1.245 | 0.958 | 1.138 | IA | MA | 003 | WMA | CHIPM
| 851 | GARDNER FALLS | 851 | GARDNER FALLS | 3.7 | 3.7 | 3.7 | 3.7 | Historic Capability | MA | 011 | WMA | NAEA-EM
| 852 | SOUTH BARRE HYDRO | 852 | SOUTH BARRE HYDRO | 0.75 | 0.24 | 0.65 | 0.14 | IA | MA | 027 | WMA | MMWEC
|  |  | 42598 | NEW BARRE HYDRO
| 853 | WEBSTER HYDRO | 853 | WEBSTER HYDRO | 0 | 0.29 | 0 | 0.29 | IA | MA | 027 | CMA/NEMA | MMWEC
| 854 | ORANGE HYDRO 1 | 854 | ORANGE HYDRO 1 | 0.15 | 0.15 | 0.15 | 0.15 | IA | MA | 011 | WMA | TTMLP
| 855 | ORANGE HYDRO 2 | 855 | ORANGE HYDRO 2 | 0.12 | 0.172 | 0.12 | 0.172 | IA | MA | 011 | WMA | TTMLP
| 856 | HUNT'S POND | 856 | HUNT'S POND | 0.023 | 0.064 | 0.023 | 0.064 | Historic Capability | MA | 027 | WMA | TTMLP
| 857 | OAKDALE HYDRO | 857 | OAKDALE HYDRO | 3.2 | 3.2 | 3.2 | 3.2 | Historic Capability | MA | 027 | CMA/NEMA | MEC
| 859 | BOATLOCK | 859 | BOATLOCK | 3.094 | 3.094 | 3.094 | 3.094 | Historic Capability | MA | 013 | WMA | HGE
| 860 | BRIAR HYDRO | 860 | BRIAR HYDRO | 2.865 | 4.081 | 2.865 | 4.081 | Historic Capability | NH | 013 | NH | PSNH
| 861 | CANAAN | 861 | CANAAN | 1.1 | 1.1 | 1.1 | 1.1 | Historic Capability | VT | 009 | NH | PSNH
| 862 | CHEMICAL | 862 | CHEMICAL | 1.6 | 1.6 | 1.6 | 1.6 | Historic Capability | MA | 013 | WMA | HGE
| 863 | CLEMENT DAM | 863 | CLEMENT DAM | 1.115 | 2.4 | 1.115 | 2.4 | Historic Capability | NH | 001 | NH | MMWEC
| 864 | DWIGHT | 864 | DWIGHT | 1.34 | 1.746 | 1.7 | 1.7 | Historic Capability | MA | 013 | WMA | NAEA-EM
| 865 | ERROL | 865 | ERROL | 2.625 | 3 | 2.625 | 3 | Historic Capability | NH | 007 | NH | PSNH
| 866 | GREGGS | 866 | GREGGS | 2.07 | 2.07 | 2.07 | 2.07 | Historic Capability | NH | 011 | NH | MMWEC
| 867 | INDIAN ORCHARD | 867 | INDIAN ORCHARD | 3.7 | 3.7 | 3.7 | 3.7 | Historic Capability | MA | 013 | WMA | NAEA-EM
| 868 | MILTON MILLS HYDRO | 868 | MILTON MILLS HYDRO | 1.15 | 1.51 | 1.15 | 1.51 | Historic Capability | NH | 017 | NH | PSNH
| 869 | MINE FALLS | 869 | MINE FALLS | 0.827 | 1.787 | 0.827 | 1.787 | Historic Capability | NH | 011 | NH | PSS
| 870 | PEMBROKE | 870 | PEMBROKE | 0.52 | 1.663 | 0.52 | 1.663 | Historic Capability | NH | 013 | NH | MMWEC
| 871 | PENNACOOK FALLS LOWER | 871 | PENNACOOK FALLS LOWER | 2.869 | 3.991 | 2.869 | 3.991 | Historic Capability | NH | 013 | NH | UNITIL-ES
| 872 | PENNACOOK FALLS UPPER | 872 | PENNACOOK FALLS UPPER | 2.243 | 3.12 | 2.243 | 3.12 | Historic Capability | NH | 013 | NH | PSNH
| 873 | PUTTS BRIDGE | 873 | PUTTS BRIDGE | 3.75 | 4.1 | 4.1 | 4.1 | Historic Capability | MA | 013 | WMA | NAEA-EM
| 874 | RED BRIDGE | 874 | RED BRIDGE | 1.563 | 4.532 | 4.5 | 4.5 | Historic Capability | MA | 013 | WMA | NAEA-EM
| 875 | RIVER BEND | 875 | RIVER BEND | 0.965 | 1.79 | 0.965 | 1.79 | Historic Capability | NH | 013 | NH | MMWEC
| 876 | ROBERTSVILLE | 876 | ROBERTSVILLE | 0.354 | 0.624 | 0.354 | 0.624 | IA | CT | 003 | CT | NEL1
| 877 | SCOTLAND | 877 | SCOTLAND | 1.69 | 2.2 | 1.69 | 2.2 | IA | CT | 015 | CT | NEL1
| 878 | SKINNER | 878 | SKINNER | 0.28 | 0.28 | 0.28 | 0.28 | Historic Capability | MA | 013 | WMA | HGE
| 879 | TAFTVILLE CT | 879 | TAFTVILLE CT | 2.03 | 2.03 | 2.03 | 2.03 | IA | CT | 011 | CT | NEL1
| 882 | FRANKLIN FALLS | 882 | FRANKLIN FALLS | 0.673 | 0.8 | 0.673 | 0.8 | Historic Capability | NH | 013 | NH | PSNH
| 883 | SALMON FALLS HYDRO | 883 | SALMON FALLS HYDRO | 1.2 | 1.2 | 0.953 | 0.824 | Historic Capability | NH | 017 | SME | CHIPM
| 884 | SWANS FALLS | 884 | SWANS FALLS | 0.41 | 0.41 | 0.41 | 0.41 | Historic Capability | ME | 017 | NH | PSNH
| 886 | COCHECO FALLS | 886 | COCHECO FALLS | 0.63 | 0.549 | 0.63 | 0.549 | Historic Capability | NH | 017 | NH | PSNH
| 887 | CHINA MILLS DAM | 887 | CHINA MILLS DAM | 0.711 | 0.711 | 0.711 | 0.711 | Historic Capability | NH | 013 | NH | PSNH
| 888 | NEWFOUND HYDRO | 888 | NEWFOUND HYDRO | 1.966 | 1.303 | 1.966 | 1.303 | Historic Capability | NH | 009 | NH | PSS
| 889 | SUNAPEE HYDRO | 889 | SUNAPEE HYDRO | 0.593 | 0.433 | 0.593 | 0.433 | Historic Capability | NH | 019 | NH | PSNH
| 890 | NASHUA HYDRO | 890 | NASHUA HYDRO | 1.031 | 1.031 | 1.031 | 1.031 | Historic Capability | NH | 011 | NH | PSNH
| 891 | HILLSBORO MILLS | 891 | HILLSBORO MILLS | 0.405 | 0.568 | 0.405 | 0.568 | Historic Capability | NH | 011 | NH | PSNH
| 892 | LAKEPORT DAM | 892 | LAKEPORT DAM | 0.537 | 0.711 | 0.537 | 0.711 | Historic Capability | NH | 001 | NH | PSS
| 893 | WEST HOPKINTON HYDRO | 893 | WEST HOPKINTON HYDRO | 0.735 | 1.25 | 0.735 | 1.25 | Historic Capability | NH | 013 | NH | CHIPM
| 894 | LISBON HYDRO | 894 | LISBON HYDRO | 0.332 | 0.515 | 0.332 | 0.515 | Historic Capability | NH | 009 | NH | PSNH
| 895 | LOWER ROBERTSON DAM | 895 | LOWER ROBERTSON DAM | 0.86 | 0.9 | 0.86 | 0.9 | Historic Capability | NH | 005 | VT | MMWEC
| 897 | OLD NASH DAM | 897 | OLD NASH DAM | 0.135 | 0.175 | 0.135 | 0.175 | Historic Capability | NH | 005 | VT | PSNH
| 898 | SUGAR RIVER HYDRO | 898 | SUGAR RIVER HYDRO | 0.158 | 0.15 | 0.158 | 0.15 | Historic Capability | NH | 019 | NH | PSNH
| 900 | GREAT FALLS LOWER | 900 | GREAT FALLS LOWER | 1.7 | 1.7 | 1.7 | 1.7 | Historic Capability | NH | 017 | NH | PSNH
| 901 | WATERLOOM FALLS | 901 | WATERLOOM FALLS | 0.081 | 0.086 | 0.081 | 0.086 | Historic Capability | NH | 011 | NH | PSNH
| 902 | HOSIERY MILL DAM | 902 | HOSIERY MILL DAM | 0.435 | 0.993 | 0.435 | 0.993 | Historic Capability | NH | 011 | NH | SRTC
| 903 | WYANDOTTE HYDRO | 903 | WYANDOTTE HYDRO | 0.084 | 0.15 | 0.084 | 0.15 | Historic Capability | NH | 017 | NH | PSNH
| 904 | LOCHMERE DAM | 904 | LOCHMERE DAM | 0.892 | 1.025 | 0.892 | 1.025 | Historic Capability | NH | 001 | NH | MMWEC
| 905 | ASHUELOT HYDRO | 905 | ASHUELOT HYDRO | 0.808 | 0.93 | 0.808 | 0.93 | Historic Capability | NH | 005 | VT | MMWEC
| 906 | ROLLINSFORD HYDRO | 906 | ROLLINSFORD HYDRO | 1.5 | 1.5 | 1.5 | 1.5 | Historic Capability | NH | 017 | NH | PSNH
| 908 | OTIS MILL HYDRO | 908 | OTIS MILL HYDRO | 0.122 | 0.127 | 0.122 | 0.127 | Historic Capability | NH | 011 | NH | PSNH
| 909 | STEELS POND HYDRO | 909 | STEELS POND HYDRO | 0.429 | 0.975 | 0.429 | 0.975 | Historic Capability | NH | 011 | NH | PSNH
| 910 | CAMPTON DAM | 910 | CAMPTON DAM | 0.416 | 0.416 | 0.416 | 0.416 | Historic Capability | NH | 009 | NH | PSNH
| 911 | KELLEYS FALLS | 911 | KELLEYS FALLS | 0.429 | 0.4 | 0.429 | 0.4 | Historic Capability | NH | 011 | NH | PSNH
| 913 | GOODRICH FALLS | 913 | GOODRICH FALLS | 0.487 | 0.307 | 0.487 | 0.307 | Historic Capability | NH | 003 | NH | NHEC
| 914 | CHAMBERLAIN FALLS | 914 | CHAMBERLAIN FALLS | 0.123 | 0.094 | 0.123 | 0.094 | Historic Capability | NH | 011 | NH | PSNH
| 915 | MONADNOCK PAPER MILLS | 915 | MONADNOCK PAPER MILLS | 0.305 | 1.114 | 0.305 | 1.114 | Historic Capability | NH | 011 | NH | PSNH
| 919 | HOPKINTON HYDRO | 919 | HOPKINTON HYDRO | 0.229 | 0.25 | 0.229 | 0.25 | Historic Capability | NH | 013 | NH | PSNH
| 922 | NOONE FALLS | 922 | NOONE FALLS | 0.13 | 0.146 | 0.13 | 0.146 | Historic Capability | NH | 011 | VT | PSNH
| 925 | OTTER LANE HYDRO | 925 | OTTER LANE HYDRO | 0.084 | 0.09 | 0.084 | 0.09 | Historic Capability | NH | 013 | NH | PSNH
| 926 | PETERBOROUGH LOWER HYDRO | 926 | PETERBOROUGH LOWER HYDRO | 0.284 | 0.284 | 0.284 | 0.284 | Historic Capability | NH | 011 | VT | PSNH
| 928 | SALMON BROOK STATION 3 | 928 | SALMON BROOK STATION 3 | 0.326 | 0.25 | 0.326 | 0.25 | Historic Capability | NH | 013 | NH | PSNH
| 931 | AVERY DAM | 931 | AVERY DAM | 0.46 | 0.479 | 0.46 | 0.479 | Historic Capability | NH | 001 | NH | PSNH
| 932 | WATSON DAM | 932 | WATSON DAM | 0.225 | 0.25 | 0.225 | 0.25 | Historic Capability | NH | 017 | NH | PSNH
| 933 | WESTON DAM | 933 | WESTON DAM | 0.456 | 0.524 | 0.456 | 0.524 | Historic Capability | NH | 007 | NH | PSNH
| 935 | SUNNYBROOK HYDRO 2 | 935 | SUNNYBROOK HYDRO 2 | 0.05 | 0.05 | 0.05 | 0.05 | Historic Capability | NH | 007 | NH | PSNH
| 941 | PETERBOROUGH UPPER HYDRO | 941 | PETERBOROUGH UPPER HYDRO | 0.4 | 0.4 | 0.4 | 0.4 | Historic Capability | NH | 011 | NH | PSNH
| 943 | FOUR HILLS LANDFILL | 943 | FOUR HILLS LANDFILL | 0.932 | 0.932 | 0.932 | 0.932 | Historic Capability | NH | 011 | NH | PSNH
| 947 | RIVERDALE MILLS - QF | 947 | RIVERDALE MILLS - QF | 0.084 | 0.001 | 0.084 | 0.001 | Historic Capability | MA | 027 | RI | MEC
| 948 | PEPPERELL HYDRO COMPANY LLC | 948 | PEPPERELL HYDRO COMPANY LLC | 0.863 | 0.863 | 0.863 | 0.863 | Historic Capability | MA | 017 | CMA/NEMA | PSS
| 949 | VALLEY HYDRO - QF | 949 | VALLEY HYDRO - QF | 0.205 | 0.205 | 0.205 | 0.205 | Historic Capability | RI | 003 | RI | NEC
| 950 | LP ATHOL - QF | 950 | LP ATHOL - QF | 0.2 | 0.2 | 0.2 | 0.2 | Historic Capability | MA | 027 | CMA/NEMA | MEC
| 951 | BALTIC MILLS - QF | 951 | BALTIC MILLS - QF | 0.104 | 0.104 | 0.104 | 0.104 | Historic Capability | NH | 009 | VT | SMED
| 953 | ATTLEBORO LANDFILL - QF | 953 | ATTLEBORO LANDFILL - QF | 1.535 | 1.535 | 1.535 | 1.535 | Historic Capability | MA | 005 | RI | MEC
| 954 | MM LOWELL LANDFILL - QF | 954 | MM LOWELL LANDFILL - QF | 1.105 | 1.105 | 1.104 | 1.104 | Historic Capability | MA | 017 | CMA/NEMA | MEC
| 957 | HG&E HYDRO CABOT 1-4 | 957 | HG&E HYDRO/CABOT 1-4 | 3.147 | 3.147 | 3.147 | 3.147 | Historic Capability | MA | 013 | WMA | HGE
| 959 | BARTON 1-4 DIESELS | 959 | BARTON 1-4 DIESELS | 4.4 | 4.4 | 4.4 | 4.4 | Historic Capability | VT | 019 | NH | VPPSA
| 969 | POWDER MILL HYDRO | 969 | POWDER MILL HYDRO | 0.14 | 0.14 | 0.14 | 0.14 | Historic Capability | MA | 027 | WMA | MMWEC
| 970 | DUDLEY HYDRO | 970 | DUDLEY HYDRO | 0.102 | 0.324 | 0.102 | 0.324 | IA | MA | 027 | WMA | MEC
| 978 | NEW MILFORD | 978 | NEW MILFORD | 3.014 | 3.014 | 3.014 | 3.014 | Historic Capability | CT | 005 | SWCT | CLP
| 1005 | BG DIGHTON POWER LLC | 1005 | DIGHTON POWER LLC | 180 | 197 | 168 | 185 | IA | MA | 005 | SEMA | DMT1
| 1028 | BUNKER RD #12 GAS TURB | 1028 | BUNKER RD #12 GAS TURB | 3 | 3.7 | 3 | 3.7 | Historic Capability | MA | 019 | SEMA | NEP
| 1029 | BUNKER RD #13 GAS TURB | 1029 | BUNKER RD #13 GAS TURB | 3 | 3.7 | 3 | 3.7 | Historic Capability | MA | 019 | SEMA | NEP
| 1030 | OAK BLUFFS | 1030 | OAK BLUFFS | 8.25 | 8.25 | 8.25 | 8.25 | IA | MA | 007 | SEMA | MET
| 1031 | WEST TISBURY | 1031 | WEST TISBURY | 5.633 | 5.633 | 5.633 | 5.633 | IA | MA | 007 | SEMA | MET
| 1032 | BRIDGEPORT ENERGY 1 | 1032 | BRIDGEPORT ENERGY 1 | 560 | 588 | 479.999 | 575.498 | IA | CT | 001 | SWCT | EES5
| 1034 | RIVERSIDE 4-7 | 1034 | RIVERSIDE 4-7 | 3.435 | 3.435 | 3.435 | 3.435 | Historic Capability | MA | 013 | WMA | HGE
| 1035 | RIVERSIDE 8 | 1035 | RIVERSIDE 8 | 4.5 | 4.5 | 4.5 | 4.5 | Historic Capability | MA | 013 | WMA | HGE
| 1047 | FAIRFAX | 1047 | FAIRFAX | 4.009 | 4.009 | 4.009 | 4.009 | Historic Capability | VT | 011 | VT | GMP
| 1048 | WARE HYDRO | 1048 | WARE HYDRO | 1.25 | 1.25 | 1.25 | 1.25 | Historic Capability | MA | 015 | WMA | PHE
| 1049 | COLLINS HYDRO | 1049 | COLLINS HYDRO | 1.3 | 1.3 | 1.3 | 1.3 | IA | MA | 013 | WMA | AMP
| 1050 | CHICOPEE HYDRO | 1050 | CHICOPEE HYDRO | 2.17 | 2.6 | 2.17 | 2.6 | Historic Capability | MA | 013 | WMA | CMLP
| 1054 | BLACKSTONE HYDRO ASSOC | 1054 | BLACKSTONE HYDRO ASSOC | 0 | 0.198 | 0 | 0.198 | Historic Capability | RI | 007 | RI | NEC
| 1057 | BLACKSTONE HYDRO LOAD REDUCER | 1057 | BLACKSTONE HYDRO LOAD REDUCER | 1.8 | 1.8 | 1.8 | 1.8 | Historic Capability | RI | 007 | RI | BHI
| 1059 | BARRE LANDFILL | 1059 | BARRE LANDFILL | 1 | 1 | 1 | 1 | IA | MA | 027 | WMA | DEM
| 1061 | MASCOMA HYDRO | 1061 | MASCOMA HYDRO | 0.834 | 0.834 | 0.834 | 0.834 | Historic Capability | NH | 009 | VT | TCHN
| 1062 | MWRA COSGROVE | 1062 | MWRA COSGROVE | 1.901 | 1.901 | 1.901 | 1.901 | Historic Capability | MA | 027 | CMA/NEMA | MEC
| 1086 | BERKSHIRE POWER | 1086 | BERKSHIRE POWER | 270 | 284 | 270 | 284 | IA | MA | 013 | WMA | SENA
| 1107 | SOMERSET | 1107 | SAPPI SOMERSET/HINCKLEY | 10.604 | 10.604 | 10.604 | 10.604 | Historic Capability | ME | 011 | ME | FPLP
| 1109 | MMWAC | 1109 | MMWAC | 3.034 | 3.034 | 3.034 | 3.034 | Historic Capability | ME | 001 | ME | FPLP
| 1113 | BRASSUA HYDRO | 1113 | BRASSUA HYDRO | 4.203 | 4.203 | 4.203 | 4.203 | Historic Capability | ME | 025 | ME | BEMLP
| 1114 | MADISON COMPOSITE | 1114 | MADISON COMPOSITE | 22 | 22 | 22 | 22 | Historic Capability | ME | 025 | ME | CESLLC
| 1117 | GREAT WORKS COMPOSITE | 1117 | GREAT WORKS COMPOSITE | 0.165 | 0.918 | 0.165 | 0.918 | Historic Capability | ME | 031 | SME | BHI
| 1119 | KENNEBAGO HYDRO | 1119 | KENNEBAGO HYDRO | 0.686 | 0.725 | 0.686 | 0.725 | Historic Capability | ME | 029 | ME | FPLP
| 1122 | CASCADE-DIAMOND-QF | 1122 | CASCADE-DIAMOND-QF | 0.44 | 0.44 | 0.44 | 0.44 | Historic Capability | MA | 013 | WMA | MEC
| 1165 | CADYS FALLS | 1165 | CADYS FALLS | 1.1 | 1.1 | 1.1 | 1.1 | Historic Capability | VT | 015 | VT | VPPSA
| 1166 | MORRISVILLE PLANT #2 | 1166 | MORRISVILLE PLANT #2 | 1.43 | 1.8 | 1.43 | 1.8 | Historic Capability | VT | 015 | VT | VPPSA
| 1167 | WOLCOTT HYDRO #1 | 1167 | WOLCOTT HYDRO #1 | 0.49 | 0.8 | 0.49 | 0.8 | Historic Capability | VT | 015 | VT | VPPSA
| 1168 | H.K. SANDERS | 1168 | H.K. SANDERS | 1.8 | 1.8 | 1.8 | 1.8 | Historic Capability | VT | 015 | VT | VPPSA
| 1185 | STONY BROOK GT1A | 1185 | STONY BROOK GT1A | 107.5 | 124 | 103.167 | 118.5 | PPA | MA | 013 | WMA | MMWEC
| 1186 | STONY BROOK GT1B | 1186 | STONY BROOK GT1B | 107.5 | 124 | 101.667 | 117 | PPA | MA | 013 | WMA | MMWEC
| 1187 | STONY BROOK GT1C | 1187 | STONY BROOK GT1C | 107 | 122 | 103.167 | 118.5 | PPA | MA | 013 | WMA | MMWEC
| 1209 | CRRA HARTFORD LANDFILL | 1209 | CRRA HARTFORD LANDFILL | 2.853 | 2.852 | 2.853 | 2.852 | Historic Capability | CT | 003 | CT | CLP
| 1210 | MILLENNIUM | 1210 | MILLENNIUM | 354.963 | 405.54 | 331 | 388 | IA | MA | 027 | WMA | EPLU-I
| 1216 | MAINE INDEPENDENCE STATION | 40338 | MAINE INDEPENDENCE STATION 1 | 516.846 | 563 | 492.658 | 563 | PPA | ME | 019 | BHE | DMT1
|  |  | 40339 | MAINE INDEPENDENCE STATION 2
| 1221 | ESSEX DIESELS | 1221 | ESSEX DIESELS | 8 | 8.225 | 8 | 8.225 | Historic Capability | VT | 007 | VT | GMP
| 1225 | TANNERY DAM | 1225 | TANNERY DAM | 0.2 | 0.2 | 0.2 | 0.2 | Historic Capability | MA | 027 | WMA | MEC
| 1226 | TIVERTON POWER | 1226 | TIVERTON POWER | 287.5 | 305.5 | 267.45 | 296.54 | PPA | RI | 005 | SEMA | EES6
| 1255 | RUMFORD POWER | 1255 | RUMFORD POWER | 270.795 | 275.059 | 244.94 | 275.059 | Historic Capability | ME | 017 | ME | EES7
| 1258 | BHE SMALL HYDRO COMPOSITE | 1258 | BHE SMALL HYDRO COMPOSITE | 2.087 | 2.087 | 2.087 | 2.087 | Historic Capability | ME | 021 | BHE | NBPGC
|  |  | 42114 | PUMPKIN HILL
| 1266 | MARSH POWER | 1266 | MARSH POWER | 0.519 | 0.519 | 0.519 | 0.519 | IA | ME | 027 | BHE | CMA
| 1267 | SPARHAWK | 1267 | SPARHAWK | 0.257 | 0.257 | 0.257 | 0.257 | IA | ME | 005 | SME | UNION
| 1270 | SYSKO STONY BROOK | 1270 | SYSKO STONY BROOK | 0.025 | 0.025 | 0.025 | 0.025 | Historic Capability | ME | 017 | ME | UNION
| 1271 | SYSKO WIGHT BROOK | 1271 | SYSKO WIGHT BROOK | 0.025 | 0.025 | 0.025 | 0.025 | Historic Capability | ME | 017 | ME | UNION
| 1273 | KENNEBEC WATER U5 | 1273 | KENNEBEC WATER U5 | 0.8 | 0.8 | 0.8 | 0.8 | IA | ME | 011 | ME | MESSA
| 1286 | ANP-BLACKSTONE ENERGY CO. #1 | 1286 | ANP-BLACKSTONE ENERGY 1 | 292.768 | 307.5 | 271.822 | 307.5 | PPA | MA | 027 | RI | DMT1
| 1287 | ANP-BLACKSTONE ENERGY 2 | 1287 | ANP-BLACKSTONE ENERGY 2 | 292.88 | 307.5 | 271.317 | 307.5 | PPA | MA | 027 | RI | DMT1
| 1288 | BUCKSPORT ENERGY 4 | 47390 | BUCKSPORT 3-5 | 279.046 | 289.31 | 160.3 | 185.7 | PPA | ME | 009 | BHE | BKSG
| 1302 | TCPMCMPAGF GEN1 U5 | 1302 | TCPMCMPAGF GEN1 U5 | 65.17 | 65.17 | 0 | 0 | N/A (5) | ME | 007 | ME | VERSO
| 1342 | LAKE ROAD 1 | 1342 | LAKE ROAD 1 | 279.157 | 299.024 | 255 | 293 | IA | CT | 015 | CT | DMT1
| 1343 | LAKE ROAD 2 | 1343 | LAKE ROAD 2 | 278.636 | 298.91 | 255 | 293 | IA | CT | 015 | CT | DMT1
| 1344 | LAKE ROAD 3 | 1344 | LAKE ROAD 3 | 274.371 | 297.891 | 255 | 293 | IA | CT | 015 | CT | DMT1
| 1345 | WESTBROOK | 14177 | WESTBROOK ENERGY CENTER G1 | 538 | 597 | 530 | 574 | IA | ME | 005 | SME | CALP
|  |  | 14178 | WESTBROOK ENERGY CENTER G2
| 1368 | ROCKY GORGE CORPORATION | 1368 | ROCKY GORGE CORPORATION | 0.362 | 0.362 | 0.362 | 0.362 | Historic Capability | ME | 031 | SME | RGC
| 1376 | PPL WALLINGFORD UNIT 1 | 1376 | WALLINGFORD UNIT 1 | 50 | 50 | 43.473 | 49.583 | PPA | CT | 009 | SWCT | TERM
| 1377 | PPL WALLINGFORD UNIT 2 | 1377 | WALLINGFORD UNIT 2 | 50 | 50 | 43.019 | 50 | PPA | CT | 009 | SWCT | TERM
| 1378 | PPL WALLINGFORD UNIT 3 | 1378 | WALLINGFORD UNIT 3 | 50 | 50 | 44.566 | 50 | PPA | CT | 009 | SWCT | TERM
| 1379 | PPL WALLINGFORD UNIT 4 | 1379 | WALLINGFORD UNIT 4 | 50 | 50 | 43.157 | 48.049 | PPA | CT | 009 | SWCT | TERM
| 1380 | PPL WALLINGFORD UNIT 5 | 1380 | WALLINGFORD UNIT 5 | 50 | 50 | 44.425 | 50 | PPA | CT | 009 | SWCT | TERM
| 1385 | Milford Power 1 Incremental | 1385 | MILFORD POWER 1 | 276.394 | 300 | 267.7 | 287.425 | PPA | CT | 009 | SWCT | DMT1
| 1386 | MILFORD POWER 2 | 1386 | MILFORD POWER 2 | 276.394 | 300 | 267.7 | 287.425 | PPA | CT | 009 | SWCT | DMT1
| 1412 | ANP-BELLINGHAM 1 | 1412 | ANP-BELLINGHAM 1 | 292.494 | 307.5 | 272.387 | 307.5 | PPA | MA | 021 | RI | DMT1
| 1415 | ANP-BELLINGHAM 2 | 1415 | ANP-BELLINGHAM 2 | 292.466 | 307.5 | 272.617 | 307.5 | PPA | MA | 021 | RI | DMT1
| 1432 | GRS-FALL RIVER | 1432 | GRS-FALL RIVER | 5.2 | 5.9 | 5.2 | 5.9 | Historic Capability | MA | 005 | SEMA | TMLP
| 1478 | MYSTIC 8 | 1478 | MYSTIC 8 | 800 | 841.564 | 703.324 | 841.564 | PPA | MA | 025 | BOSTON | EXGC
| 1572 | GRANBY SANITARY LANDFILL QF U5 | 1572 | GRANBY SANITARY LANDFILL QF | 3.2 | 3.2 | 2.8 | 2.8 | Historic Capability | MA | 015 | WMA | IPSC
| 1616 | MYSTIC 9 | 1616 | MYSTIC 9 | 800 | 858.463 | 709.676 | 858.436 | PPA | MA | 025 | BOSTON | EXGC
| 1625 | GRANITE RIDGE ENERGY | 1625 | GRANITE RIDGE ENERGY | 762 | 812 | 678 | 805.7 | IA | NH | 011 | NH | CALP
| 1630 | RISEP | 1630 | RISEP | 613 | 625 | 551.668 | 610.632 | IA | RI | 007 | RI | RISE
| 1631 | Indeck-Energy Alexandria, LLC | 14211 | INDECK ALEXANDRIA | 16.5 | 16.5 | 16.5 | 16.5 | Historic Capability | NH | 009 | NH | IEA
| 1649 | EP Newington Energy, LLC | 1649 | EP NEWINGTON ENERGY, LLC | 596.1 | 634.9 | 522.014 | 561.5 | IA | NH | 015 | NH | EPN
| 1656 | HULL WIND TURBINE U5 | 1656 | HULL WIND TURBINE U5 | 0.165 | 0.165 | 0.165 | 0.165 | Historic Capability | MA | 023 | SEMA | HULL
| 1672 | KENDALL CT | 1672 | KENDALL CT | 187.4 | 187.4 | 170 | 187 | IA | MA | 017 | BOSTON | KENDALL
| 1691 | FORE RIVER-1 | 40327 | FORE RIVER 11 | 800 | 843 | 710.651 | 843 | IA | MA | 021 | SEMA | CALP
|  |  | 40328 | FORE RIVER 12
| 1693 | WEST SPRINGFIELD GT-1 | 1693 | WEST SPRINGFIELD GT-1 | 47 | 48 | 39 | 48 | PPA | MA | 013 | WMA | NAEA-EM
| 1694 | WEST SPRINGFIELD GT-2 | 1694 | WEST SPRINGFIELD GT-2 | 47 | 48 | 39 | 48 | PPA | MA | 013 | WMA | NAEA-EM
| 1720 | MIDDLEBURY LOWER | 1720 | MIDDLEBURY LOWER | 1.81 | 1.85 | 1.81 | 1.85 | Historic Capability | VT | 001 | VT | GMP
| 2278 | BARKER LOWER HYDRO | 2278 | BARKER LOWER HYDRO | 0.652 | 1.25 | 0.652 | 1.25 | Historic Capability | ME | 001 | ME | BHI
| 2279 | BARKER UPPER HYDRO | 2279 | BARKER UPPER HYDRO | 0.377 | 1.262 | 0.377 | 1.262 | Historic Capability | ME | 001 | ME | BHI
| 2280 | BENTON FALLS HYDRO | 2280 | BENTON FALLS HYDRO | 3.776 | 4.355 | 3.776 | 4.355 | Historic Capability | ME | 011 | ME | LELWD
| 2281 | BROWNS MILL HYDRO | 2281 | BROWNS MILL HYDRO | 0.318 | 0.65 | 0.318 | 0.65 | Historic Capability | ME | 021 | ME | BHI
| 2282 | DAMARISCOTTA HYDRO | 2282 | DAMARISCOTTA HYDRO | 0.005 | 0.5 | 0.005 | 0.5 | Historic Capability | ME | 015 | ME | BHI
| 2283 | EUSTIS HYDRO | 2283 | EUSTIS HYDRO | 0.248 | 0.25 | 0.248 | 0.25 | Historic Capability | ME | 007 | ME | BHI
| 2284 | GARDINER HYDRO | 2284 | GARDINER HYDRO | 1.05 | 1.05 | 1.05 | 1.05 | Historic Capability | ME | 011 | ME | BHI
| 2285 | GREENVILLE HYDRO | 2285 | GREENVILLE HYDRO | 0.52 | 0.52 | 0.52 | 0.52 | Historic Capability | ME | 021 | ME | BHI
| 2286 | HACKETT MILLS HYDRO | 2286 | HACKETT MILLS HYDRO | 0.159 | 0.5 | 0.159 | 0.5 | Historic Capability | ME | 001 | ME | EPICO
| 2287 | MECHANIC FALLS HYDRO | 2287 | MECHANIC FALLS HYDRO | 0.231 | 1.05 | 0.231 | 1.05 | Historic Capability | ME | 001 | ME | BHI
| 2288 | NORWAY HYDRO | 2288 | NORWAY HYDRO | 0 | 0.201 | 0 | 0.201 | Historic Capability | ME | 017 | ME | BHI
| 2290 | PITTSFIELD HYDRO | 2290 | PITTSFIELD HYDRO | 0.877 | 1 | 0.877 | 1 | Historic Capability | ME | 025 | ME | BHI
| 2292 | YORK HYDRO | 2292 | YORK HYDRO | 0.878 | 1.2 | 0.878 | 1.2 | Historic Capability | ME | 031 | SME | BHI
| 2425 | SPRINGFIELD REFUSE-NEW | 2425 | SPRINGFIELD REFUSE-NEW | 6 | 6 | 6 | 6 | Historic Capability | MA | 013 | WMA | CEM
| 2426 | Hydro Kennebec | 2426 | HYDRO KENNEBEC | 15.66 | 17.15 | 15.66 | 17.15 | Historic Capability | ME | 011 | ME | BEMLP
| 2430 | BELDENS-NEW | 2430 | BELDENS-NEW | 4.58 | 5.7 | 4.58 | 5.7 | Historic Capability | VT | 001 | VT | GMP
| 2431 | DODGE FALLS-NEW | 2431 | DODGE FALLS-NEW | 5 | 5 | 5 | 5 | PPA | NH | 009 | VT | VELCO
| 2432 | HUNTINGTON FALLS-NEW | 2432 | HUNTINGTON FALLS-NEW | 4.99 | 5.76 | 4.99 | 5.76 | Historic Capability | VT | 001 | VT | GMP
| 2433 | RYEGATE 1-NEW | 2433 | RYEGATE 1-NEW | 19 | 19 | 19 | 19 | PPA | VT | 005 | NH | VELCO
| 2434 | GORGE 18 HYDRO-NEW | 2434 | GORGE 18 HYDRO-NEW | 3.3 | 3.3 | 3.3 | 3.3 | Historic Capability | VT | 007 | VT | GMP
| 2435 | VERGENNES HYDRO-NEW | 2435 | VERGENNES HYDRO-NEW | 2.34 | 3.3 | 2.34 | 3.3 | Historic Capability | VT | 001 | VT | GMP
| 2439 | BROCKWAY MILLS U5 | 2439 | BROCKWAY MILLS U5 | 0.5 | 0.5 | 0.5 | 0.5 | Historic Capability | VT | 025 | VT | GMP
| 2462 | PLAINVILLE GEN QF U5 | 2462 | PLAINVILLE GEN QF U5 | 5 | 5 | 5 | 5 | Historic Capability | MA | 021 | RI | MEC
| 2466 | CHERRY 7 | 2466 | CHERRY 7 | 3.2 | 3.2 | 3.2 | 3.2 | Historic Capability | MA | 017 | CMA/NEMA | HLPD
| 2467 | CHERRY 8 | 2467 | CHERRY 8 | 3.6 | 3.6 | 3.6 | 3.6 | Historic Capability | MA | 017 | CMA/NEMA | HLPD
| 2468 | CHERRY 10 | 2468 | CHERRY 10 | 2.2 | 2.2 | 2.2 | 2.2 | Historic Capability | MA | 017 | CMA/NEMA | HLPD
| 2469 | CHERRY 11 | 2469 | CHERRY 11 | 2.2 | 2.2 | 2.2 | 2.2 | Historic Capability | MA | 017 | CMA/NEMA | HLPD
| 2470 | CHERRY 12 | 2470 | CHERRY 12 | 5.6 | 5.6 | 5.6 | 5.6 | Historic Capability | MA | 017 | CMA/NEMA | HLPD
| 10308 | NECCO COGENERATION FACILITY | 47822 | NECCO GEN | 5.82 | 5.82 | 5 | 5 | N/A (5) | MA | 025 | BOSTON | NECCO
| 10401 | CELLEY MILL U5 | 10401 | CELLEY MILL U5 | 0.084 | 0.092 | 0.084 | 0.092 | Historic Capability | NH | 009 | NH | PSNH
| 10402 | PETTYBORO HYDRO U5 | 10402 | PETTYBORO HYDRO U5 | 0.004 | 0.01 | 0.004 | 0.01 | Historic Capability | NH | 009 | NH | PSNH
| 10403 | EASTMAN BROOK U5 | 10403 | EASTMAN BROOK U5 | 0.1 | 0.1 | 0.1 | 0.1 | Historic Capability | NH | 009 | NH | PSNH
| 10406 | LOWER VALLEY HYDRO U5 | 10406 | LOWER VALLEY HYDRO U5 | 0.534 | 0.534 | 0.534 | 0.534 | Historic Capability | NH | 019 | NH | GMP
| 10407 | WOODSVILLE HYDRO U5 | 10407 | WOODSVILLE HYDRO U5 | 0.241 | 0.241 | 0.241 | 0.241 | Historic Capability | NH | 019 | NH | GMP
| 10409 | SWEETWATER HYDRO U5 | 10409 | SWEETWATER HYDRO U5 | 0.5 | 0.5 | 0.5 | 0.5 | Historic Capability | NH | 019 | NH | GMP
| 10424 | Great Lakes - Berlin Incremental | 10424 | GREAT LAKES - BERLIN | 25 | 25 | 25 | 25 | PPA | NH | 007 | NH | BEMLP
| 10615 | BLUE SPRUCE FARM U5 | 10615 | BLUE SPRUCE FARM | 0.275 | 0.275 | 0.275 | 0.275 | Historic Capability | VT | 021 | VT | GMP
| 10770 | WEST SPRINGFIELD HYDRO U5 | 10770 | WEST SPRINGFIELD HYDRO U5 | 1.2 | 1.25 | 1.2 | 1.25 | Historic Capability | MA | 013 | WMA | LELWD
| 10801 | COVENTRY CLEAN ENERGY | 10801 | COVENTRY CLEAN ENERGY | 4.8 | 4.8 | 4.8 | 4.8 | Historic Capability | VT | 019 | NH | VPPSA
| 10880 | GE LYNN EXCESS REPLACEMENT | 10880 | GE LYNN EXCESS REPLACEMENT | 2.282 | 14.982 | 2.282 | 14.982 | Historic Capability | MA | 009 | BOSTON | CNE
| 10959 | RRIG EXPANSION PHASE 2 | 10959 | RRIG EXPANSION PHASE 2 | 6 | 6 | 6 | 6.024 | IA | RI | 007 | RI | RRIG
| 10998 | MASSINNOVATION FITCHBURG | 10998 | MASSINNOVATION FITCHBURG | 0.003 | 3.027 | 0.003 | 3.027 | Historic Capability | MA | 027 | WMA | FGE
| 11052 | GRTR NEW BEDFORD LFG UTIL PROJ | 11052 | GRTR NEW BEDFORD LFG UTIL PROJ | 3.3 | 3.3 | 3.3 | 3.3 | Historic Capability | MA | 005 | SEMA | CRMC
| 11126 | NORTH HARTLAND HYDRO | 11126 | NORTH HARTLAND HYDRO | 4.46 | 4.46 | 4.46 | 4.46 | Historic Capability | VT | 027 | VT | GMP
| 11408 | HULL WIND TURBINE II | 11408 | HULL WIND TURBINE II | 1.8 | 1.8 | 1.8 | 1.8 | Historic Capability | MA | 023 | SEMA | HULL
| 11424 | RUMFORD FALLS | 11424 | RUMFORD FALLS | 44.1 | 44.1 | 40 | 40 | IA | ME | 017 | ME | BEMLP
| 11842 | WATERSIDE POWER | 11842 | WATERSIDE POWER | 73.623 | 75 | 72 | 75 | IA | CT | 001 | NOR | WATERSIDE
| 11925 | BROCKTON BRIGHTFIELDS | 11925 | BROCKTON BRIGHTFIELDS | 0.425 | 0.425 | 0.425 | 0.425 | Historic Capability | MA | 023 | SEMA | EXGC
| 12108 | FIEC DIESEL | 12108 | FIEC DIESEL | 2 | 2 | 2 | 2 | Historic Capability | ME | 013 | ME | VPPSA
| 12180 | BERKSHIRE COW POWER | 12180 | BERKSHIRE COW POWER | 0.5 | 0.5 | 0.5 | 0.5 | Historic Capability | VT | 011 | VT | VEC
| 12274 | GREEN MOUNTAIN DAIRY | 12274 | GREEN MOUNTAIN DAIRY | 0.22 | 0.22 | 0.22 | 0.22 | Historic Capability | VT | 011 | VT | GMP
| 12323 | COVENTRY CLEAN ENERGY #4 | 12323 | COVENTRY CLEAN ENERGY #4 | 2.895 | 2.975 | 2.895 | 2.975 | Historic Capability | VT | 019 | NH | VPPSA
| 12500 | Thomas A. Watson | 15484 | THOMAS A. WATSON UNIT #1 | 114.8 | 114.8 | 105.2 | 114.8 | IA | MA | 021 | SEMA | BELD
|  |  | 15485 | THOMAS A. WATSON UNIT #2
| 12504 | Devon 15-18 | 12504 | DEVON 15 | 196.8 | 196.8 | 187.6 | 195.6 | PPA | CT | 009 | SWCT | GCE
|  |  | 17044 | DEVON 16
|  |  | 17045 | DEVON 17
|  |  | 17046 | DEVON 18
| 12505 | Middletown 12-15 | 12505 | MIDDLETOWN 12 | 196.8 | 196.8 | 187.6 | 193.6 | IA | CT | 007 | CT | GCE
|  |  | 37366 | MIDDLETOWN 13
|  |  | 37367 | MIDDLETOWN 14
|  |  | 37368 | MIDDLETOWN 15
| 12509 | UNH Power Plant | 12509 | UNH POWER PLANT | 2 | 2 | 2 | 2 | Historic Capability | NH | 017 | NH | PSNH
| 12510 | Swanton Gas Turbine 1 | 12510 | SWANTON GT-1 | 23.5 | 27.1 | 19.44 | 24.98 | PPA | VT | 011 | VT | VPPSA
| 12511 | Swanton Gas Turbine 2 | 12511 | SWANTON GT-2 | 23.5 | 27.1 | 19.723 | 25.344 | PPA | VT | 011 | VT | VPPSA
| 12521 | Lowell Power Reactivation | 461 | LENERGIA ENERGY CENTER | 76.3 | 76.95 | 74 | 76 | PPA | MA | 017 | CMA/NEMA | EDFT
| 12524 | Cos Cob 13&14 | 14157 | COS COB 13 | 42.2 | 46 | 36 | 46 | PPA | CT | 001 | NOR | NRGPM
|  |  | 14158 | COS COB 14
| 12526 | Pierce | 13515 | PIERCE STATION | 86 | 100 | 77.5 | 97 | PPA | CT | 009 | SWCT | CMEEC
| 12530 | Sheffield Wind Farm | 12530 | SHEFFIELD WIND PLANT | 39.2 | 39.2 | 10 | 17 | PPA | VT | 005 | VT | VTWIND
| 12551 | Kibby Wind Power | 12551 | KIBBY WIND POWER | 132 | 132 | 20.4 | 47.3 | IA | ME | 007 | ME | TCPM
| 12553 | Covanta Haverhill Landfill Gas Engine | 14707 | COVANTA HAVERHILL - LF GAS | 1.6 | 1.6 | 1.6 | 1.6 | IA | MA | 009 | BOSTON | CHA
| 12564 | Waterbury Generation Facility | 12564 | WATERBURY GENERATION FACILITY | 103.6 | 103.6 | 97.911 | 99.454 | IA | CT | 009 | SWCT | WATERBURY
| 13669 | Manchester Methane LLC East Windsor Facility | 13669 | EAST WINDSOR NORCAP LFG PLANT | 1.43 | 1.43 | 1.43 | 1.43 | Historic Capability | CT | 003 | CT | MMLLC
| 13673 | MATEP (DIESEL) | 13673 | MATEP (DIESEL) | 20.25 | 20.25 | 19.35 | 19.35 | IA | MA | 025 | BOSTON | MATEP
| 13675 | MATEP (COMBINED CYCLE) | 13675 | MATEP (COMBINED CYCLE) | 60.4 | 66 | 43.25 | 49.25 | IA | MA | 025 | BOSTON | MATEP
| 13703 | Verso VCG1 | 13703 | VERSO COGEN 1 | 55 | 61 | 47.223 | 58.377 | IA | ME | 007 | ME | VERSO
| 13704 | Verso VCG2 | 13704 | VERSO COGEN 2 | 55 | 61 | 45.167 | 56.321 | IA | ME | 007 | ME | VERSO
| 13705 | Verso VCG3 | 13705 | VERSO COGEN 3 | 55 | 61 | 44.097 | 55.251 | IA | ME | 007 | ME | VERSO
| 13975 | Corriveau Hydroelectric LLC | 13975 | CORRIVEAU HYDROELECTRIC LLC | 0.073 | 0.35 | 0.073 | 0.35 | Historic Capability | ME | 017 | ME | UNION
| 14087 | MAT3 | 14087 | MAT3 | 19.35 | 19.35 | 19.35 | 19.35 | IA | MA | 025 | BOSTON | MATEP
| 14134 | MONTAGNE FARM | 14134 | MONTAGNE FARM | 0.3 | 0.3 | 0.3 | 0.3 | Historic Capability | VT | 011 | VT | GMP
| 14217 | NORTHFIELD MOUNTAIN 1 | 14217 | NORTHFIELD MOUNTAIN 1 | 295 | 295 | 292 | 292 | IA | MA | 011 | WMA | NEL1
| 14218 | NORTHFIELD MOUNTAIN 2 | 14218 | NORTHFIELD MOUNTAIN 2 | 295 | 295 | 292 | 292 | IA | MA | 011 | WMA | NEL1
| 14219 | NORTHFIELD MOUNTAIN 3 | 14219 | NORTHFIELD MOUNTAIN 3 | 295 | 295 | 292 | 292 | IA | MA | 011 | WMA | NEL1
| 14220 | NORTHFIELD MOUNTAIN 4 | 14220 | NORTHFIELD MOUNTAIN 4 | 295 | 295 | 292 | 292 | IA | MA | 011 | WMA | NEL1
| 14271 | Ameresco Northampton | 14271 | AMERESCO NORTHAMPTON | 0.8 | 0.8 | 0.8 | 0.8 | Historic Capability | MA | 015 | WMA | EXGC
| 14595 | Granite Reliable Power | 14595 | GRANITE RELIABLE POWER, LLC | 94.5 | 94.5 | 29.9 | 42.9 | IA | NH | 007 | NH | GRP
| 14599 | Rhode Island LFG Genco, LLC - ST | 40054 | JOHNSTON LFG TURBINE PLANT | 32.629 | 36.785 | 26 | 28 | IA | RI | 007 | RI | RRIG
| 14610 | Princeton Wind Farm Project | 14610 | PRINCETON WIND FARM PROJECT | 0.667 | 1.257 | 0.667 | 1.257 | Historic Capability | MA | 027 | WMA | PMLD
| 14614 | Kleen Energy | 14614 | KLEEN ENERGY | 620 | 620 | 620 | 620 | PPA | CT | 007 | CT | EXGC
| 14623 | Valley Hydro (Station No. 5) | 14623 | VALLEY HYDRO (STATION NO. 5) | 0.79 | 0.79 | 0.79 | 0.79 | Historic Capability | MA | 013 | WMA | HGE
| 14652 | Templeton Wind Turbine | 14652 | TEMPLETON WIND TURBINE | 1.5 | 1.5 | 0.278 | 0.441 | Cleared Capacity | MA | 027 | WMA | MMWEC
| 14660 | Lempster Wind | 15115 | LEMPSTER WIND | 24 | 24 | 4.425 | 10.024 | PPA | NH | 011 | NH | PSNH
| 14661 | Berkshire Wind Power Project | 16614 | BERKSHIRE WIND POWER PROJECT | 15 | 15 | 2.576 | 6.988 | IA | MA | 003 | WMA | MMWEC
| 14663 | WMRE Crossroads | 15998 | CROSSROADS LANDFILL | 3 | 3 | 3 | 3 | Historic Capability | ME | 025 | ME | WMRE
| 14665 | Record Hill Wind | 14665 | RECORD HILL WIND | 50.6 | 50.6 | 13.6 | 16.7 | IA | ME | 017 | ME | RHW
| 14695 | Orono Hydro Station | 14695 | ORONO | 0 | 0 | 0 | 0 | N/A (5) | ME | 019 | BHE | BBHP
| 14706 | Kimberly-Clark Corp Energy Independence Project | 15097 | KIMB ROCKY RIVER PH2 | 14 | 19.7 | 14 | 19.7 | IA | CT | 005 | SWCT | KCC
| 15415 | Dartmouth Power Expansion | 15940 | DARTMOUTH CT GENERATOR 3 | 22.8 | 23.5 | 21.3 | 23.5 | IA | MA | 005 | SEMA | EPLU-I
| 15477 | New Haven Harbor Units 2, 3, & 4 | 15477 | NEW HAVEN HARBOR UNIT 2 | 147.9 | 147.9 | 129.6 | 145 | IA | CT | 009 | CT | PSEG-NH
|  |  | 40052 | NEW HAVEN HARBOR UNIT 3
|  |  | 40053 | NEW HAVEN HARBOR UNIT 4
| 15509 | Plainfield Renewable Energy | 15509 | PLAINFIELD RENEWABLE ENERGY | 38.5 | 38.5 | 37.5 | 37.5 | IA | CT | 015 | CT | PRE
| 16296 | Milford Hydro | 16296 | MILFORD HYDRO | 8.9 | 8.9 | 6.422 | 6.643 | IA | ME | 019 | BHE | BBHP
| 16523 | Stillwater | 16523 | STILLWATER | 1.898 | 1.964 | 1.898 | 1.964 | Historic Capability | ME | 019 | BHE | BBHP
| 16525 | Medway | 16525 | MEDWAY | 4.003 | 4.003 | 3.443 | 2.869 | IA | ME | 019 | BHE | BBHP
| 16631 | Victory Road Dorchester PV | 16631 | VICTORY ROAD DORCHESTER PV | 1 | 1 | 0.316 | 0 | Cleared Capacity | MA | 025 | BOSTON | MEC
| 16640 | Hilldale Ave Haverhill PV | 16640 | HILLDALE AVE HAVERHILL PV | 1 | 1 | 0.27 | 0 | Cleared Capacity | MA | 009 | BOSTON | MEC
| 16642 | Railroad Street Revere PV | 16642 | RAILROAD AVENUE REVERE PV | 1 | 1 | 0.245 | 0 | Cleared Capacity | MA | 025 | BOSTON | MEC
| 16643 | Rover Street Everett PV | 16643 | ROVER STREET EVERETT PV | 0.5 | 0.5 | 0.168 | 0 | Cleared Capacity | MA | 017 | BOSTON | MEC
| 16644 | Main Street Whitinsville PV | 16644 | MAIN STREET WHITINSVILLE PV | 1 | 1 | 0.28 | 0 | Cleared Capacity | MA | 027 | RI | MEC
| 16653 | Berlin Biopower | 16653 | BURGESS BIOPOWER | 67.5 | 67.5 | 65.38 | 65.38 | IA | NH | 007 | NH | PSNH
| 16659 | Ipswich Wind Farm 1 | 16659 | IPSWICH WIND FARM 1 | 1.5 | 1.5 | 0.187 | 0.342 | Cleared Capacity | MA | 009 | BOSTON | IMLD
| 16675 | Fox Island Wind | 16675 | FOX ISLAND WIND | 4.5 | 4.5 | 0 | 0.444 | Cleared Capacity | ME | 013 | ME | VPPSA
| 16688 | Nor1 | 14816 | NORDEN 1 | 1.958 | 1.958 | 1.958 | 1.958 | Cleared Capacity | CT | 001 | NOR | CMEEC
| 16737 | DFC-ERG Hybrid Fuel Cell (3) | 16737 | UDR GLASTONBURY | 2.8 | 3.4 | 2.5 | 2.5 | Cleared Capacity | CT | 003 | CT | UIL
| 16738 | BFCP Fuel Cell | 16738 | DOMINION BRIDGEPORT FUEL CELL | 14.99 | 15.39 | 13.054 | 13.259 | Cleared Capacity | CT | 001 | SWCT | DEM
| 16750 | Norden #2 | 14817 | NORDEN 2 | 1.942 | 1.942 | 1.948 | 1.948 | Cleared Capacity | CT | 001 | NOR | CMEEC
| 16752 | Norden #3 | 14818 | NORDEN 3 | 1.942 | 1.942 | 1.942 | 1.942 | Cleared Capacity | CT | 001 | NOR | CMEEC
| 17359 | Sugar River 2 | 17223 | SUGAR RIVER 2 | 0.199 | 0.199 | 0.026 | 0.155 | Cleared Capacity | NH | 019 | NH | PSNH
| 35442 | Seaman Energy | 17259 | SEAMAN ENERGY LLC | 0.484 | 0.483 | 0.484 | 0.483 | Cleared Capacity | MA | 027 | CMA/NEMA | TTMLP
| 35485 | Fitchburg-FCA-5 | 14098 | FITCHBURG LANDFILL | 4.581 | 4.581 | 4.5 | 4.5 | Cleared Capacity | MA | 027 | WMA | VPPSA
| 35555 | GMCW | 35555 | GMCW | 9.9 | 9.9 | 2.38 | 3.54 | IA | VT | 007 | VT | BED
| 35593 | Fiske Hydro | 15201 | FISKE HYDRO | 0.81 | 0.81 | 0.077 | 0.113 | Cleared Capacity | NH | 005 | VT | PSNH
| 35594 | Spaulding Pond Hydro | 35379 | SPAULDING POND HYDRO | 0.265 | 0.265 | 0.074 | 0.172 | Cleared Capacity | NH | 017 | NH | PSNH
| 35656 | Rainbow_2 | 17234 | RAINBOW UNIT 2 | 4.1 | 4.1 | 4.1 | 4.1 | IA | CT | 003 | CT | CLP
| 35657 | Shrewsbury Diesels | 568 | SHREWSBURY DIESELS | 13.75 | 13.75 | 13.75 | 13.75 | Historic Capability | MA | 027 | CMA/NEMA | SELP
| 35658 | Rainbow_1 | 17233 | RAINBOW UNIT 1 | 4.1 | 4.1 | 4.1 | 4.1 | IA | CT | 003 | CT | CLP
| 35693 | Spruce Mountain Wind | 35693 | SPRUCE MOUNTAIN WIND | 20 | 20 | 4.5 | 9 | Cleared Capacity | ME | 017 | ME | SPRUCE
| 35728 | Moretown LG | 15617 | MORETOWN LFGTE | 3 | 3 | 3.2 | 3.2 | Cleared Capacity | VT | 023 | VT | GMP
| 35979 | Kingdom Community Wind | 35979 | KINGDOM COMMUNITY WIND | 64.575 | 64.575 | 12 | 21.673 | IA | VT | 019 | VT | GMP
| 37040 | KENDALL STEAM | 10347 | KENDALL STEAM 1 | 62.6 | 62.6 | 27.75 | 27.75 | IA | MA | 017 | BOSTON | KENDALL
|  |  | 10348 | KENDALL STEAM 2
|  |  | 10349 | KENDALL STEAM 3
| 37050 | Groton Wind Project | 37050 | GROTON WIND | 48 | 48 | 9.751 | 19.771 | IA | NH | 009 | NH | PPMI
| 37051 | Silver lake PV | 37722 | SILVER LAKE SOLAR PV FACILITY | 1.5 | 1.5 | 0.458 | 0 | Cleared Capacity | MA | 003 | WMA | WMECO
| 37072 | Beaver_Ridge_Wind | 15706 | BEAVER RIDGE WIND | 1.8 | 1.8 | 0.474 | 1.344 | Cleared Capacity | ME | 027 | ME | NHEC
| 37077 | Woronoco Hydro LLC | 15787 | WORONOCO HYDRO LLC | 2.7 | 2.7 | 1.181 | 1.611 | IA | MA | 013 | WMA | PSS
| 37079 | Indian River Power Supply LLC | 37823 | INDIAN RIVER POWER SUPPLY LLC | 1.3 | 1.3 | 0.314 | 0.941 | IA | MA | 013 | WMA | PSS
| 37105 | BLUE SKY WEST | 37105 | BINGHAM WIND | 184.8 | 184.8 | 42.27 | 87.3 | IA | ME | 025 | ME | BSWL
| 37120 | Thundermist Hydropower | 16926 | THUNDERMIST HYDRO QF | 1.253 | 1.253 | 0 | 0.941 | Cleared Capacity | RI | 007 | RI | NEC
| 38078 | NFM Solar Power, LLC | 40176 | NFM SOLAR POWER, LLC | 1.7 | 1.7 | 0.507 | 0 | Cleared Capacity | MA | 011 | WMA | NEL1
| 38081 | Indian Orchard Solar PV | 40015 | INDIAN ORCHARD SOLAR FACILITY | 1.5 | 1.5 | 0.595 | 0 | Cleared Capacity | MA | 013 | WMA | WMECO
| 38083 | Orono "B" Hydro | 38083 | ORONO B HYDRO | 4 | 4 | 0 | 0 | N/A (5) | ME | 019 | BHE | BBHP
| 38084 | Stillwater "B" Hydro | 38084 | STILLWATER B HYDRO | 2.4 | 2.4 | 0 | 0 | N/A (5) | ME | 019 | BHE | BBHP
| 38114 | East Bridgewater Solar Energy Project | 43623 | E BRIDGEWATER-02333PV2000NM | 2 | 2 | 0.85 | 0 | Cleared Capacity | MA | 023 | SEMA | MEC
| 38115 | HARRINGTON STREET PV PROJECT | 38115 | HARRINGTON STREET PV | 9.75 | 9.75 | 1.43 | 0 | IA | MA | 027 | WMA | HCG
| 38173 | Saddleback Ridge Wind | 38173 | SADDLEBACK RIDGE WIND | 34.2 | 34.2 | 3.75 | 10.23 | IA | ME | 007 | ME | SPRUCE
| 38178 | Southbridge Landfill Gas to Energy 17-18 | 37073 | SOUTHBRIDGE LANDFILL | 1.541 | 1.541 | 1.4 | 1.4 | Cleared Capacity | MA | 027 | WMA | FPLP
| 38181 | Westford Solar | 41879 | WESTFORD SOLAR 1- PV | 4 | 4 | 1.8 | 0 | Cleared Capacity | MA | 017 | CMA/NEMA | MEC
|  |  | 41880 | WESTFORD SOLAR 2- PV
|  |  | 42203 | WESTFORD SOLAR 3 - PV
|  |  | 42497 | WESTFORD SOLAR 4- PV
| 38287 | WMA Chester Solar 1 | 38287 | WMA CHESTER SOLAR 1 | 4.8 | 4.8 | 1.904 | 0 | Cleared Capacity | MA | 013 | WMA | VPPSA
| 38302 | Fisher Road Solar I | 38302 | TOWN_OF_CARVER_PV_1763 | 4.56 | 4.56 | 1.92 | 0 | N/A (5) | MA | 005 | SEMA | NSTAR
| 38372 | Dartmouth Solar | 38372 | BLUEWAVE - CC COMM COLL 2209 | 3.5 | 3.5 | 0 | 0 | Cleared Capacity | MA | 005 | SEMA | NSTAR
| 38373 | Holliston | 38373 | BLUEWAVE BOURNE-HOLLISTON 2262 | 3 | 3 | 0 | 0 | Cleared Capacity | MA | 017 | RI | NSTAR
| 38374 | Plymouth | 47374 | NEW BEDFORD RED AUTH #2283 | 4.26 | 4.26 | 0 | 0 | Cleared Capacity | MA | 023 | SEMA | NSTAR
| 38375 | Uxbridge | 38375 | BWC FIVEMILE-01569PV3000NM | 3 | 3 | 0 | 0 | Cleared Capacity | MA | 027 | RI | MEC
| 38376 | Landcraft | 48705 | SUN E. BRDGEWTR-02324PV3000NM | 3 | 3 | 0 | 0 | Cleared Capacity | MA | 023 | SEMA | MEC
| 38378 | LSRHS | 47424 | SUN EDISON - SUDBURY 2417 | 0.98 | 0.98 | 0 | 0 | Cleared Capacity | MA | 017 | BOSTON | NSTAR
| 38380 | Treasure Valley- SE | 46664 | NEXAMP CAPITAL-01543PV4999NM | 4.999 | 4.999 | 0.67 | 0 | N/A (5) | MA | 027 | WMA | MEC
| 38381 | Belchertown SEd | 46645 | NEXAMP CAPITAL-01007PV1300NM | 1.3 | 1.3 | 0.53 | 0 | N/A (5) | MA | 015 | WMA | MEC
| 38421 | Jericho Power | 43580 | JERICHO WIND | 12.05 | 12.05 | 2.5 | 3.9 | IA | NH | 007 | NH | JERICHO
| 38437 | Ipswich Wind II | 42424 | IPSWICH WIND II | 2 | 2 | 0 | 0 | Cleared Capacity | MA | 009 | BOSTON | IMLD
| 38440 | Cottage St PV | 46267 | COTTAGE STREET SOLAR FACILITY | 3.894 | 3.894 | 1.635 | 0 | N/A (5) | MA | 019 | WMA | WMECO
| 38441 | UI RCP BGPT FC | 38441 | UI RCP BGPT FC | 2.8 | 2.8 | 2.52 | 2.52 | N/A (5) | CT | 001 | SWCT | UI
| 38442 | UI RCP NH FC | 38442 | UI RCP NH FC | 2.8 | 2.8 | 2.52 | 2.52 | N/A (5) | CT | 009 | CT | UI
| 38475 | Hoosac Wind Project | 12529 | HOOSAC WIND | 28.5 | 28.5 | 3.942 | 10.412 | IA | MA | 003 | WMA | PPMI
| 38480 | Hubbardston SE | 46918 | TOWN OF WESTFORD-01452PV2800NM | 2.8 | 2.8 | 0 | 0 | Cleared Capacity | MA | 027 | CMA/NEMA | MEC
| 38494 | 24 Boutilier Rd Leicester PV | 48728 | MECO.LCSTR-01524PV684QF | 0.684 | 0.684 | 0 | 0 | Cleared Capacity | MA | 027 | WMA | MEC
| 38495 | DEEPWATER WIND BLOCK ISLAND | 38495 | BLOCK ISLAND WIND FARM | 29 | 29 | 0 | 0 | Cleared Capacity | RI | 009 | RI | DWBI
| 38500 | Mass Mid-State Solar | 44030 | WARREN PV | 14 | 14 | 7.11 | 0 | N/A (5) | MA | 027 | WMA | MS1
| 38510 | City of Gardner - Mill St. Solar | 46568 | GLC-MA SOLAR-01440PV1000NM | 1 | 1 | 0.392 | 0 | N/A (5) | MA | 027 | WMA | MEC
| 38527 | Grafton WD | 43729 | GRAFTON WATER-01519PV1500NM | 1.5 | 1.5 | 0.715 | 0 | N/A (5) | MA | 027 | CMA/NEMA | MEC
| 38528 | 29 Oxford Rd Charlton PV | 47996 | NAT GRID CHARLTON-01507PV684QF | 0.684 | 0.684 | 0 | 0 | Cleared Capacity | MA | 027 | WMA | MEC
| 38530 | Mattapoisett 2 | 47378 | BLUEWAVE - MATTAPOISETT 2261 | 0.75 | 0.75 | 0 | 0 | Cleared Capacity | MA | 023 | SEMA | NSTAR
| 38532 | Leominster- South St. | 43948 | SUNGEN 1-01810PV950NM | 2.85 | 2.85 | 1.409 | 0 | N/A (5) | MA | 017 | BOSTON | MEC
|  |  | 43949 | SUNGEN 2-01810PV950NM
|  |  | 43950 | SUNGEN 3-01810PV950NM
| 38533 | Berlin 1 | 46984 | FIVEMILE RIVER1-01503PV750NM | 0.75 | 0.75 | 0.347 | 0 | N/A (5) | MA | 027 | CMA/NEMA | MEC
| 38534 | Millbury Solar | 44007 | MILLBURY SOLAR-01527PV3000NM | 3 | 3 | 1.638 | 0 | N/A (5) | MA | 027 | CMA/NEMA | MEC
| 38538 | Groton Road Shirley PV | 47995 | NATL GRID SHIRLEY-01464PV996QF | 0.996 | 0.996 | 0 | 0 | Cleared Capacity | MA | 017 | CMA/NEMA | MEC
| 38539 | 40 Auburn Rd Millbury PV | 48314 | NAT GRID MILLBURY-01527PV684QF | 0.684 | 0.684 | 0 | 0 | Cleared Capacity | MA | 027 | WMA | MEC
| 38544 | 17 Kelly Rd Sturbridge PV | 48727 | 510PVDEVKELLY1-01566PV996QF | 0.996 | 0.996 | 0 | 0 | Cleared Capacity | MA | 027 | WMA | MEC
| 38545 | 90 River Rd Sturbridge PV | 48726 | 510PV DEV. 2-01566PV996QF | 0.996 | 0.996 | 0 | 0 | Cleared Capacity | MA | 027 | WMA | MEC
| 38548 | Fall River- Commerce | 43951 | SUNGEN-02720PV950NM | 0.95 | 0.95 | 0.535 | 0 | N/A (5) | MA | 005 | SEMA | MEC
| 38551 | Fasll River - Innovation | 43903 | SUNGEN-02720PV2850NM | 2.85 | 2.85 | 1.748 | 0 | N/A (5) | MA | 005 | SEMA | MEC
| 38555 | Berlin 2 | 46985 | FIVEMILE RIVER2-01503PV750NM | 0.75 | 0.75 | 0.339 | 0 | N/A (5) | MA | 027 | CMA/NEMA | MEC
| 38556 | Berlin 3 | 46986 | FIVEMILE RIVER3-01503PV750NM | 0.75 | 0.75 | 0.331 | 0 | N/A (5) | MA | 027 | CMA/NEMA | MEC
| 38558 | Fall River- Uxbridge | 43643 | SUNGEN UXBRIDGE1-01569PV950NM | 2.85 | 2.85 | 1.474 | 0 | N/A (5) | MA | 027 | RI | MEC
|  |  | 43644 | SUNGEN UXBRIDGE2-01569PV950NM
|  |  | 43645 | SUNGEN UXBRIDGE3-01569PV950NM
| 38559 | Berlin 4 | 46987 | FIVEMILE RIVER4-01503PV750NM | 0.75 | 0.75 | 0.347 | 0 | N/A (5) | MA | 027 | CMA/NEMA | MEC
| 38560 | Grafton | 47446 | BWC 5 MILE RIVER-01519PV2000NM | 2 | 2 | 0 | 0 | Cleared Capacity | MA | 027 | CMA/NEMA | MEC
| 38561 | True North | 42193 | TRUE NORTH ENERGY A | 4.75 | 4.75 | 2.585 | 0 | N/A (5) | MA | 009 | BOSTON | MEC
|  |  | 42194 | TRUE NORTH ENERGY B
|  |  | 42195 | TRUE NORTH ENERGY C
|  |  | 42196 | TRUE NORTH ENERGY D
|  |  | 42197 | TRUE NORTH ENERGY E
| 38562 | Franklin 1 | 43952 | KEARSARGE SOLAR-02038PV3000NM | 3 | 3 | 1.499 | 0 | N/A (5) | MA | 013 | RI | MEC
| 38565 | Franklin 2 | 43953 | KEARSARGE SOLAR-02038PV4000NM | 4 | 4 | 2.146 | 0 | N/A (5) | MA | 013 | RI | MEC
| 38567 | Billerica | 46731 | BILLERICA-01821PV4999NM | 4.999 | 4.999 | 0.967 | 0 | N/A (5) | MA | 017 | CMA/NEMA | MEC
| 38574 | Route 57 | 43887 | NM-TOWN OF AGAWAM SOLAR | 1.5 | 1.5 | 0.739 | 0 | N/A (5) | MA | 013 | WMA | WMECO
| 38575 | Agawam Solar | 43885 | NM-HP HOOD AND SONS | 1.5 | 1.5 | 0.702 | 0 | N/A (5) | MA | 013 | WMA | WMECO
| 38576 | Whately | 43886 | NM-FRANKLIN COUNTY SHERIFF | 1.5 | 1.5 | 0.617 | 0 | N/A (5) | MA | 011 | WMA | WMECO
| 38579 | Rehoboth | 43915 | CITIZENS-02769PV2000NM | 2 | 2 | 1.093 | 0 | N/A (5) | MA | 005 | RI | MEC
| 38580 | AMESBURY | 38580 | HUNTRDSOLARLLC-01913PV4500NM | 4.5 | 4.5 | 0 | 0 | Cleared Capacity | MA | 009 | BOSTON | MEC
| 38581 | TYNGSBOROUGH | 38581 | TYNGS.LANDFILL#1-01879PV1692NM | 1.656 | 1.656 | 0 | 0 | Cleared Capacity | MA | 017 | CMA/NEMA | MEC
| 38582 | NORTON MA | 49365 | NORTONLANDFILL-02766PV1500NM | 1.5 | 1.5 | 0 | 0 | Cleared Capacity | MA | 005 | SEMA | MEC
| 38638 | PASSADUMKEAG WIND PROJECT | 38417 | PASSADUMKEAG WIND PROJECT | 39.975 | 39.975 | 0 | 0 | N/A (5) | ME | 019 | BHE | EDFS
| 38669 | FUTURE GEN WIND | 47741 | FUTURE GEN WIND | 7.861 | 7.861 | 2.7 | 2.8 | N/A (5) | MA | 023 | SEMA | CEEI
| 38701 | Onset East | 48714 | ONSET EAST | 1 | 1 | 0 | 0 | Cleared Capacity | MA | 023 | SEMA | NSTAR
| 38702 | Onset West | 48715 | ONSET WEST | 1 | 1 | 0 | 0 | Cleared Capacity | MA | 023 | SEMA | NSTAR
| 38704 | Richardson Ave Attleboro PV 2 | 47994 | NAT GRID ATTLEBORO02703PV996QF | 0.996 | 0.996 | 0 | 0 | Cleared Capacity | MA | 005 | RI | MEC
| 38760 | NORWICH WWT | 14823 | NORWICH WWTP | 2 | 2 | 2 | 2 | N/A (5) | CT | 011 | CT | CMEEC
|  | No Resource (3) | 973 | CONCORD STEAM | 1.3 | 1.3 | N/A | N/A | N/A (5) | NH | 013 | NH | UNITIL-ES
|  | No Resource (3) | 11827 | PORTSMOUTH ABBEY WIND QF | 0.445 | 0.66 | N/A | N/A | N/A (5) | RI | 005 | SEMA | NEC
|  | No Resource (3) | 11889 | IBEW LOCAL 99 SOLAR QF | 0.029 | 0.05 | N/A | N/A | N/A (5) | RI | 007 | RI | NEC
|  | No Resource (3) | 13933 | JIMINY PEAK WIND QF | 1.5 | 1.5 | N/A | N/A | N/A (5) | MA | 003 | WMA | MEC
|  | No Resource (3) | 14767 | PINE TREE LFGTE | 2.893 | 2.893 | N/A | N/A | N/A (5) | ME | 019 | BHE | FPLP
|  | No Resource (3) | 14925 | ICE HOUSE PARTNERS INC. | 0.221 | 0.221 | N/A | N/A | N/A (5) | MA | 017 | CMA/NEMA | LELWD
|  | No Resource (3) | 15462 | HOLY NAME CC JR SR HIGH SCHOOL | 0.6 | 0.6 | N/A | N/A | N/A (5) | MA | 027 | CMA/NEMA | MEC
|  | No Resource (3) | 15464 | STETSON WIND FARM | 59.71 | 59.71 | N/A | N/A | IA | ME | 029 | BHE | STETSON
|  | No Resource (3) | 16089 | TURNERS FALLS HYDRO LLC | 0.937 | 0.937 | N/A | N/A | IA | MA | 011 | WMA | PSS
|  | No Resource (3) | 16183 | RICHEYWOODWORKINGWIND&PVQF | 0.976 | 0.976 | N/A | N/A | N/A (5) | MA | 009 | BOSTON | MEC
|  | No Resource (3) | 16188 | WILSON HOLDINGS LLC - PV QF | 0.135 | 0.135 | N/A | N/A | N/A (5) | MA | 027 | CMA/NEMA | MEC
|  | No Resource (3) | 16233 | CITY OF MEDFORD WIND QF | 0.1 | 0.1 | N/A | N/A | N/A (5) | MA | 017 | BOSTON | MEC
|  | No Resource (3) | 16234 | CONSTELLATION-MAJILITE PV QF | 0.375 | 0.375 | N/A | N/A | N/A (5) | MA | 017 | CMA/NEMA | MEC
|  | No Resource (3) | 16331 | QUARRY ENERGY PROJECT | 0.571 | 0.571 | N/A | N/A | N/A (5) | MA | 021 | SEMA | MEC
|  | No Resource (3) | 16386 | NATURE'SCLASSROOM-01507WT185NM | 0.185 | 0.185 | N/A | N/A | N/A (5) | MA | 027 | WMA | MEC
|  | No Resource (3) | 16612 | STETSON II WIND FARM | 26 | 26 | N/A | N/A | IA | ME | 029 | BHE | STET2
|  | No Resource (3) | 17023 | NE ENGRS MIDDLETOWN RI WIND QF | 0.1 | 0.1 | N/A | N/A | N/A (5) | RI | 005 | SEMA | NEC
|  | No Resource (3) | 17085 | AMERESCO-NEWBURYPORT DPW PV QF | 0.095 | 0.095 | N/A | N/A | N/A (5) | MA | 009 | BOSTON | MEC
|  | No Resource (3) | 17128 | OTIS_AF_WIND_TURBINE | 1.5 | 1.5 | N/A | N/A | N/A (5) | MA | 001 | SEMA | NSTAR
|  | No Resource (3) | 17194 | TOWN_OF_FALMOUTH_WIND_TURBINE | 1 | 1 | N/A | N/A | N/A (5) | MA | 001 | SEMA | NSTAR
|  | No Resource (3) | 17229 | MOUNT ST MARY-WRENTHAM MA WIND | 0.1 | 0.1 | N/A | N/A | N/A (5) | MA | 021 | RI | MEC
|  | No Resource (3) | 36882 | NOTUS WIND I | 1.5 | 1.5 | N/A | N/A | N/A (5) | MA | 001 | SEMA | NSTAR
|  | No Resource (3) | 37175 | ROLLINS WIND PLANT | 61.2 | 61.2 | N/A | N/A | IA | ME | 019 | BHE | EWP3
|  | No Resource (3) | 37224 | PATRIOT PL. D FOXBORO MA PV | 0.1 | 0.1 | N/A | N/A | N/A (5) | MA | 021 | RI | MEC
|  | No Resource (3) | 37225 | PATRIOT PL. E FOXBORO MA PV | 0.075 | 0.075 | N/A | N/A | N/A (5) | MA | 021 | RI | MEC
|  | No Resource (3) | 37226 | PATRIOT PL. F FOXBORO MA PV | 0.1 | 0.1 | N/A | N/A | N/A (5) | MA | 021 | RI | MEC
|  | No Resource (3) | 37227 | PATRIOT PL. H FOXBORO MA PV | 0.075 | 0.075 | N/A | N/A | N/A (5) | MA | 021 | RI | MEC
|  | No Resource (3) | 37228 | PATRIOT PL. J FOXBORO MA PV | 0.1 | 0.1 | N/A | N/A | N/A (5) | MA | 021 | RI | MEC
|  | No Resource (3) | 37229 | PATRIOT PL. K FOXBORO MA PV | 0.1 | 0.1 | N/A | N/A | N/A (5) | MA | 021 | RI | MEC
|  | No Resource (3) | 37230 | UNITED NAT. FOODS PROV. RI PV | 0.075 | 0.075 | N/A | N/A | N/A (5) | RI | 007 | RI | NEC
|  | No Resource (3) | 37266 | CARLSON ORCH HARVARD MA PV | 0.2 | 0.2 | N/A | N/A | N/A (5) | MA | 027 | CMA/NEMA | MEC
|  | No Resource (3) | 37267 | SPRUCE ENV HAVERHILL MA PV | 0.082 | 0.082 | N/A | N/A | N/A (5) | MA | 009 | BOSTON | MEC
|  | No Resource (3) | 37721 | ROYAL MILLS WARWICK RI HYDRO | 0.179 | 0.179 | N/A | N/A | N/A (5) | RI | 003 | RI | NEC
|  | No Resource (3) | 37751 | NM-UNISTRESS | 0.097 | 0.097 | N/A | N/A | N/A (5) | MA | 003 | WMA | WMECO
|  | No Resource (3) | 37752 | NM-COUNTRY | 0.127 | 0.127 | N/A | N/A | N/A (5) | MA | 003 | WMA | WMECO
|  | No Resource (3) | 37753 | NM-HANCOCK | 0.082 | 0.082 | N/A | N/A | N/A (5) | MA | 003 | WMA | WMECO
|  | No Resource (3) | 37754 | NM-QUALITY | 0.13 | 0.13 | N/A | N/A | N/A (5) | MA | 003 | WMA | WMECO
|  | No Resource (3) | 37755 | NM-WOOD | 0.097 | 0.097 | N/A | N/A | N/A (5) | MA | 011 | WMA | WMECO
|  | No Resource (3) | 37756 | NM-FOURSTAR | 0.067 | 0.067 | N/A | N/A | N/A (5) | MA | 011 | WMA | WMECO
|  | No Resource (3) | 37757 | NM-ASTRO | 0.097 | 0.097 | N/A | N/A | N/A (5) | MA | 013 | WMA | WMECO
|  | No Resource (3) | 37758 | NM-MARLEY | 0.085 | 0.085 | N/A | N/A | N/A (5) | MA | 015 | WMA | WMECO
|  | No Resource (3) | 37759 | NM-STONE | 0.615 | 0.615 | N/A | N/A | N/A (5) | MA | 003 | WMA | WMECO
|  | No Resource (3) | 37760 | NM-RIVERVIEW | 0.17 | 0.17 | N/A | N/A | N/A (5) | MA | 003 | WMA | WMECO
|  | No Resource (3) | 37761 | NM-PETRICCA | 0.086 | 0.086 | N/A | N/A | N/A (5) | MA | 003 | WMA | WMECO
|  | No Resource (3) | 37955 | TRANS MED TYNGSBORO MA PV | 0.096 | 0.096 | N/A | N/A | N/A (5) | MA | 017 | CMA/NEMA | MEC
|  | No Resource (3) | 37956 | PH HENBIL BILLERICA MA PV | 0.075 | 0.075 | N/A | N/A | N/A (5) | MA | 017 | CMA/NEMA | MEC
|  | No Resource (3) | 37957 | CHELM WTR N CHELMSFORD MA PV | 0.5 | 0.5 | N/A | N/A | N/A (5) | MA | 017 | CMA/NEMA | MEC
|  | No Resource (3) | 37958 | PETER W ELEM LOWELL MA PV | 0.138 | 0.138 | N/A | N/A | N/A (5) | MA | 017 | CMA/NEMA | MEC
|  | No Resource (3) | 37959 | CIRCLE FIN NEWBURYPORT MA PV | 0.12 | 0.12 | N/A | N/A | N/A (5) | MA | 009 | BOSTON | MEC
|  | No Resource (3) | 37965 | BIO-DETEK PAWTUCKET RI PV | 0.165 | 0.165 | N/A | N/A | N/A (5) | RI | 007 | RI | NEC
|  | No Resource (3) | 37966 | LTI HARVARD AP HARVARD MA PV | 0.085 | 0.085 | N/A | N/A | N/A (5) | MA | 027 | CMA/NEMA | MEC
|  | No Resource (3) | 37967 | HILLSIDE MARLBOROUGH MA PV | 0.125 | 0.125 | N/A | N/A | N/A (5) | MA | 017 | CMA/NEMA | MEC
|  | No Resource (3) | 37968 | LOW MEM AUD LOWELL MA PV | 0.075 | 0.075 | N/A | N/A | N/A (5) | MA | 017 | CMA/NEMA | MEC
|  | No Resource (3) | 37972 | DARTMOUTHBUSPARK_PV_ID1592 | 1.6 | 1.6 | N/A | N/A | N/A (5) | MA | 005 | SEMA | NSTAR
|  | No Resource (3) | 37973 | GENERAL MILLS METHUEN MA PV | 0.096 | 0.096 | N/A | N/A | N/A (5) | MA | 009 | BOSTON | MEC
|  | No Resource (3) | 38757 | UI RCP WOODBRIDGE FC | 2.2 | 2.2 | N/A | N/A | N/A (5) | CT | 009 | SWCT | UI
|  | No Resource (3) | 39663 | BARNSTABLE_DPW_ID1545 | 0.2 | 0.2 | N/A | N/A | N/A (5) | MA | 001 | SEMA | NSTAR
|  | No Resource (3) | 39664 | DART_BLDG_SUPPLY_ID1470 | 0.2 | 0.2 | N/A | N/A | N/A (5) | MA | 005 | SEMA | NSTAR
|  | No Resource (3) | 39665 | YARMOUTH_DPW_ID1740 | 0.265 | 0.265 | N/A | N/A | N/A (5) | MA | 001 | SEMA | NSTAR
|  | No Resource (3) | 39675 | TURKEY HILL | 0.1 | 0.1 | N/A | N/A | N/A (5) | MA | 027 | WMA | FGE
|  | No Resource (3) | 39717 | HI-GEAR | 0.3 | 0.3 | N/A | N/A | N/A (5) | MA | 027 | WMA | FGE
|  | No Resource (3) | 39722 | GTR_BOSTON_FOODBANKS_ID1628 | 0.177 | 0.177 | N/A | N/A | N/A (5) | MA | 025 | BOSTON | NSTAR
|  | No Resource (3) | 39724 | EASTERN_AVE_HOLDINGS_PV_ID1652 | 0.16 | 0.16 | N/A | N/A | N/A (5) | MA | 025 | BOSTON | NSTAR
|  | No Resource (3) | 39738 | MWRA_LORING_RD_ID1400 | 0.189 | 0.189 | N/A | N/A | N/A (5) | MA | 017 | BOSTON | NSTAR
|  | No Resource (3) | 40050 | EXETER AGRI ENERGY | 0.98 | 0.98 | N/A | N/A | N/A (5) | ME | 019 | BHE | VPPSA
|  | No Resource (3) | 40066 | OLDBARNST_RD_MASHPEE_PV_ID1798 | 0.312 | 0.312 | N/A | N/A | N/A (5) | MA | 001 | SEMA | NSTAR
|  | No Resource (3) | 40067 | MARION_DR_KINGSTON_WT_ID1656 | 6 | 6 | N/A | N/A | N/A (5) | MA | 023 | SEMA | NSTAR
|  | No Resource (3) | 40085 | QUABBIN 1_ORANGE MA PV NET | 0.095 | 0.095 | N/A | N/A | N/A (5) | MA | 011 | WMA | MEC
|  | No Resource (3) | 40116 | DELAWARE VALLEY CORP PV | 0.095 | 0.095 | N/A | N/A | N/A (5) | MA | 017 | CMA/NEMA | MEC
|  | No Resource (3) | 40137 | BERKSHIRE EAST WIND | 0.9 | 0.9 | N/A | N/A | N/A (5) | MA | 011 | WMA | MEC
|  | No Resource (3) | 40194 | MICRON | 0.096 | 0.096 | N/A | N/A | N/A (5) | MA | 027 | WMA | FGE
|  | No Resource (3) | 40225 | MILLIPORE PV - BILLERICA | 0.143 | 0.143 | N/A | N/A | N/A (5) | MA | 017 | CMA/NEMA | MEC
|  | No Resource (3) | 40242 | TANTASQUA JR HIGH_PV | 0.3 | 0.3 | N/A | N/A | N/A (5) | MA | 027 | WMA | MEC
|  | No Resource (3) | 40243 | SOLAR SHOP LLC BLDG 14_PV | 0.256 | 0.256 | N/A | N/A | N/A (5) | MA | 027 | RI | MEC
|  | No Resource (3) | 40244 | SOLAR SHOP LLC BLDG 10_PV | 0.12 | 0.12 | N/A | N/A | N/A (5) | MA | 027 | RI | MEC
|  | No Resource (3) | 40246 | HODGES BADGE CO_WIND | 0.225 | 0.225 | N/A | N/A | N/A (5) | RI | 005 | SEMA | NEC
|  | No Resource (3) | 40247 | QUABBIN BARRE - WIND | 1 | 1 | N/A | N/A | N/A (5) | MA | 027 | WMA | MEC
|  | No Resource (3) | 40248 | JJ CARROLL WW PLANT_PV | 0.3 | 0.3 | N/A | N/A | N/A (5) | MA | 027 | CMA/NEMA | MEC
|  | No Resource (3) | 40249 | WESTBORO SUITES | 0.266 | 0.266 | N/A | N/A | N/A (5) | MA | 027 | CMA/NEMA | MEC
|  | No Resource (3) | 40250 | SHAWS SUPER MARKET | 0.25 | 0.25 | N/A | N/A | N/A (5) | MA | 027 | WMA | MEC
|  | No Resource (3) | 40251 | VETERAN HOMESTEAD PV | 0.323 | 0.323 | N/A | N/A | N/A (5) | MA | 027 | CMA/NEMA | MEC
|  | No Resource (3) | 40259 | COMMERCE_PK_RD_PV_ID1871 | 0.35 | 0.35 | N/A | N/A | N/A (5) | MA | 001 | SEMA | NSTAR
|  | No Resource (3) | 40263 | MATOUK TEXTILE WORKS | 0.084 | 0.084 | N/A | N/A | N/A (5) | MA | 005 | SEMA | MEC
|  | No Resource (3) | 40270 | TECTA AMERICA | 0.13 | 0.13 | N/A | N/A | N/A (5) | MA | 017 | CMA/NEMA | MEC
|  | No Resource (3) | 40343 | BULL HILL WIND | 34.485 | 34.485 | N/A | N/A | IA | ME | 009 | BHE | BSE
|  | No Resource (3) | 40365 | EAST ISLAND COMMUNITY - PV | 0.1 | 0.1 | N/A | N/A | N/A (5) | MA | 009 | CMA/NEMA | MEC
|  | No Resource (3) | 40482 | DURFEE UNION MILLS BLDG 9 - PV | 0.12 | 0.12 | N/A | N/A | N/A (5) | MA | 005 | SEMA | MEC
|  | No Resource (3) | 40483 | TYNGSBOROUGH SPORTS PV | 0.1 | 0.1 | N/A | N/A | N/A (5) | MA | 017 | CMA/NEMA | MEC
|  | No Resource (3) | 40484 | BANCROFT SCHOOL PV | 0.12 | 0.12 | N/A | N/A | N/A (5) | MA | 027 | WMA | MEC
|  | No Resource (3) | 40485 | LITCHFIELD LEOMINSTER PV | 0.062 | 0.062 | N/A | N/A | N/A (5) | MA | 027 | WMA | MEC
|  | No Resource (3) | 40520 | MANCHESTER-BOSTON REGIONAL PV | 0.5 | 0.5 | N/A | N/A | N/A (5) | NH | 011 | NH | PSNH
|  | No Resource (3) | 40524 | MOUNT WACHUSSETT CC WIND | 3.3 | 3.3 | N/A | N/A | N/A (5) | MA | 027 | CMA/NEMA | MEC
|  | No Resource (3) | 40555 | BLACKCOMB WORC MA PV | 0.43 | 0.43 | N/A | N/A | N/A (5) | MA | 027 | CMA/NEMA | MEC
|  | No Resource (3) | 41782 | PAWTUCKET MEMORIAL ELEM SCH | 0.1 | 0.1 | N/A | N/A | N/A (5) | MA | 017 | CMA/NEMA | MEC
|  | No Resource (3) | 41783 | PHOENIX FINANCE LLC | 0.19 | 0.19 | N/A | N/A | N/A (5) | MA | 017 | CMA/NEMA | MEC
|  | No Resource (3) | 41784 | NANTUCKET HIGH SCHOOL | 0.1 | 0.1 | N/A | N/A | N/A (5) | MA | 019 | SEMA | MEC
|  | No Resource (3) | 41806 | NM-PROPEL | 0.26 | 0.26 | N/A | N/A | N/A (5) | MA | 011 | WMA | WMECO
|  | No Resource (3) | 41807 | NM-PITTSFIELD WWTP | 1.5 | 1.5 | N/A | N/A | N/A (5) | MA | 003 | WMA | WMECO
|  | No Resource (3) | 41808 | NM-MASS DEP | 0.12 | 0.12 | N/A | N/A | N/A (5) | MA | 013 | WMA | WMECO
|  | No Resource (3) | 41810 | NM-FULL BLOOM MARKET | 0.1 | 0.1 | N/A | N/A | N/A (5) | MA | 011 | WMA | WMECO
|  | No Resource (3) | 41811 | NM-BERKSHIRE CC | 0.386 | 0.386 | N/A | N/A | N/A (5) | MA | 003 | WMA | WMECO
|  | No Resource (3) | 41816 | QUABOAG REGIONAL ELEM - PV | 0.1 | 0.1 | N/A | N/A | N/A (5) | MA | 027 | WMA | MEC
|  | No Resource (3) | 41819 | US PACK - PV | 0.2 | 0.2 | N/A | N/A | N/A (5) | MA | 027 | CMA/NEMA | MEC
|  | No Resource (3) | 41820 | EDMUND TALBOT MS - PV | 0.2 | 0.2 | N/A | N/A | N/A (5) | MA | 005 | SEMA | MEC
|  | No Resource (3) | 41821 | NEW ENGLAND TECH WIND | 1 | 1 | N/A | N/A | N/A (5) | RI | 003 | RI | NEC
|  | No Resource (3) | 41822 | SOLTAS CBIS INC - PV | 0.3 | 0.3 | N/A | N/A | N/A (5) | MA | 027 | WMA | MEC
|  | No Resource (3) | 41827 | TOWN_OF_FAIRHAVEN_WT_ID1663 | 0.35 | 0.35 | N/A | N/A | N/A (5) | MA | 005 | SEMA | NSTAR
|  | No Resource (3) | 41828 | TOWN_OF_FAIRHAVEN_WT_ID1664 | 0.35 | 0.35 | N/A | N/A | N/A (5) | MA | 005 | SEMA | NSTAR
|  | No Resource (3) | 41829 | MWRA_ALFORD_ST_WT_ID1638 | 1.5 | 1.5 | N/A | N/A | N/A (5) | MA | 025 | BOSTON | NSTAR
|  | No Resource (3) | 41830 | TOWN_OF_KINGSTON_WT_ID1833 | 2 | 2 | N/A | N/A | N/A (5) | MA | 023 | SEMA | NSTAR
|  | No Resource (3) | 41833 | JEM ELECTRONIS PV | 0.214 | 0.214 | N/A | N/A | N/A (5) | MA | 021 | RI | MEC
|  | No Resource (3) | 41834 | CLARKE DISTRIBUTION PV | 0.375 | 0.375 | N/A | N/A | N/A (5) | MA | 027 | RI | MEC
|  | No Resource (3) | 41838 | WEST BROOKFIELD ELEM - PV | 0.096 | 0.096 | N/A | N/A | N/A (5) | MA | 027 | WMA | MEC
|  | No Resource (3) | 41839 | ARPIN ASSOCIATES - PV | 0.15 | 0.15 | N/A | N/A | N/A (5) | RI | 003 | RI | NEC
|  | No Resource (3) | 41840 | AERO MANUFACTURING | 0.096 | 0.096 | N/A | N/A | N/A (5) | MA | 009 | BOSTON | MEC
|  | No Resource (3) | 41841 | EXAJOULE FRANKLIN PV | 0.26 | 0.26 | N/A | N/A | N/A (5) | MA | 021 | RI | MEC
|  | No Resource (3) | 41842 | KB SOLAR LLC - PV | 0.25 | 0.25 | N/A | N/A | N/A (5) | MA | 027 | CMA/NEMA | MEC
|  | No Resource (3) | 41843 | NORTHEAST TREATERS | 0.224 | 0.224 | N/A | N/A | N/A (5) | MA | 015 | WMA | MEC
|  | No Resource (3) | 41844 | LOWELL TRANSIT MGMT PV | 0.5 | 0.5 | N/A | N/A | N/A (5) | MA | 017 | CMA/NEMA | MEC
|  | No Resource (3) | 41845 | TRADER JOES SAUGUS PV | 0.225 | 0.225 | N/A | N/A | N/A (5) | MA | 009 | BOSTON | MEC
|  | No Resource (3) | 41846 | KOLLMORGEN PV | 0.21 | 0.21 | N/A | N/A | N/A (5) | MA | 015 | WMA | MEC
|  | No Resource (3) | 41847 | FISHERMENS MEMORIAL PARK- WIND | 0.1 | 0.1 | N/A | N/A | N/A (5) | RI | 009 | RI | NEC
|  | No Resource (3) | 41848 | SOLAR SHOP WHITINSVILLE - PV | 0.5 | 0.5 | N/A | N/A | N/A (5) | MA | 027 | RI | MEC
|  | No Resource (3) | 41856 | MASSASOIT COMMUNITY COLLEGE | 0.37 | 0.37 | N/A | N/A | N/A (5) | MA | 023 | SEMA | MEC
|  | No Resource (3) | 41857 | HI- GEAR (QF) | 0.675 | 0.675 | N/A | N/A | N/A (5) | MA | 027 | WMA | FGE
|  | No Resource (3) | 41863 | THE WHEELER SCHOOL | 0.1 | 0.1 | N/A | N/A | N/A (5) | MA | 005 | RI | MEC
|  | No Resource (3) | 41864 | NM-EHAMPTON MA LANDFILL | 2 | 2 | N/A | N/A | N/A (5) | MA | 015 | WMA | WMECO
|  | No Resource (3) | 41866 | LOWES HOME CENTER QUINCY - PV | 0.34 | 0.34 | N/A | N/A | N/A (5) | MA | 021 | SEMA | MEC
|  | No Resource (3) | 41867 | SCITUATE TOWN OF WIND | 1.5 | 1.5 | N/A | N/A | N/A (5) | MA | 023 | SEMA | MEC
|  | No Resource (3) | 41868 | AGREEN ENERGY (JORDAN DAIRY) | 0.6 | 0.6 | N/A | N/A | N/A (5) | MA | 027 | WMA | MEC
|  | No Resource (3) | 41870 | EXAJOULE RENEWABLES PV | 0.36 | 0.36 | N/A | N/A | N/A (5) | MA | 017 | BOSTON | MEC
|  | No Resource (3) | 41871 | QUABBIN SOLAR - PV | 1 | 1 | N/A | N/A | N/A (5) | MA | 027 | WMA | MEC
|  | No Resource (3) | 41881 | TOWN OF SWAMPSCOTT HS - PV | 0.35 | 0.35 | N/A | N/A | N/A (5) | MA | 009 | BOSTON | MEC
|  | No Resource (3) | 41882 | NEXAMP CAP-NASHOBA VALLEY THS | 0.096 | 0.096 | N/A | N/A | N/A (5) | MA | 017 | CMA/NEMA | MEC
|  | No Resource (3) | 41921 | M&I REALTY JAMES ST - PV | 0.2 | 0.2 | N/A | N/A | N/A (5) | MA | 027 | WMA | MEC
|  | No Resource (3) | 41922 | LIGHTOLIER - WIND | 2 | 2 | N/A | N/A | N/A (5) | MA | 005 | SEMA | MEC
|  | No Resource (3) | 41923 | BLACKCOMB SOLAR III-PV | 1 | 1 | N/A | N/A | N/A (5) | MA | 027 | RI | MEC
|  | No Resource (3) | 41924 | COREMARK-PV | 1 | 1 | N/A | N/A | N/A (5) | MA | 027 | RI | MEC
|  | No Resource (3) | 42041 | D.D. BEAN | 0.027 | 0.027 | N/A | N/A | N/A (5) | NH | 005 | VT | CNE
|  | No Resource (3) | 42043 | SWANSEA WATER DISTRICT | 0.08 | 0.08 | N/A | N/A | N/A (5) | MA | 005 | RI | MEC
|  | No Resource (3) | 42045 | NM-GREENFIELD MA LANDFILL | 2 | 2 | N/A | N/A | N/A (5) | MA | 011 | WMA | WMECO
|  | No Resource (3) | 42046 | ST. MARYS HIGH SCHOOL | 0.155 | 0.155 | N/A | N/A | N/A (5) | MA | 009 | BOSTON | MEC
|  | No Resource (3) | 42048 | TANTASQUA HIGH- PV | 0.586 | 0.586 | N/A | N/A | N/A (5) | MA | 027 | WMA | MEC
|  | No Resource (3) | 42050 | PETE'S TIRE BARN | 0.155 | 0.155 | N/A | N/A | N/A (5) | MA | 011 | WMA | MEC
|  | No Resource (3) | 42083 | CANTON_LANDFILL_PV_ID1726 | 3 | 3 | N/A | N/A | N/A (5) | MA | 021 | SEMA | NSTAR
|  | No Resource (3) | 42091 | QUABOAG REGIONAL HS - PV | 0.096 | 0.096 | N/A | N/A | N/A (5) | MA | 027 | WMA | MEC
|  | No Resource (3) | 42092 | TOWN OF SUTTON MA PV | 0.175 | 0.175 | N/A | N/A | N/A (5) | MA | 027 | CMA/NEMA | MEC
|  | No Resource (3) | 42104 | HYDEPARKSTORPV_ID1919 | 0.19 | 0.19 | N/A | N/A | N/A (5) | MA | 025 | BOSTON | NSTAR
|  | No Resource (3) | 42105 | MILLST_NATICKPV_ID1818 | 0.202 | 0.202 | N/A | N/A | N/A (5) | MA | 017 | BOSTON | NSTAR
|  | No Resource (3) | 42106 | SUBURBANATHLETIC2_ID1637 | 0.11 | 0.11 | N/A | N/A | N/A (5) | MA | 017 | BOSTON | NSTAR
|  | No Resource (3) | 42107 | 4M_ALDRINRDPV_ID1856 | 0.2 | 0.2 | N/A | N/A | N/A (5) | MA | 023 | SEMA | NSTAR
|  | No Resource (3) | 42108 | BROADWAY_RENEWABLE_ID1772 | 0.907 | 0.907 | N/A | N/A | N/A (5) | MA | 023 | SEMA | NSTAR
|  | No Resource (3) | 42109 | COCHITUATERD_FRAMPV_ID1873 | 0.204 | 0.204 | N/A | N/A | N/A (5) | MA | 017 | BOSTON | NSTAR
|  | No Resource (3) | 42110 | DOUGLAS_SCHOOLPV_ID1464 | 0.095 | 0.095 | N/A | N/A | N/A (5) | MA | 017 | BOSTON | NSTAR
|  | No Resource (3) | 42111 | HYANNIS_SELF_STOR_ID1946 | 0.475 | 0.475 | N/A | N/A | N/A (5) | MA | 001 | SEMA | NSTAR
|  | No Resource (3) | 42112 | POND_ST_ASHLAND_ID1736 | 0.5 | 0.5 | N/A | N/A | N/A (5) | MA | 017 | BOSTON | NSTAR
|  | No Resource (3) | 42115 | GLC_ACUSHNETLLC_ID1821_1824 | 3.5 | 3.5 | N/A | N/A | N/A (5) | MA | 023 | SEMA | NSTAR
|  | No Resource (3) | 42116 | DSD_REALTY_TRUST_ID1672 | 1.72 | 1.72 | N/A | N/A | N/A (5) | MA | 005 | SEMA | NSTAR
|  | No Resource (3) | 42117 | CONST_SOLAR_NORFOLK_ID1846 | 1.6 | 1.6 | N/A | N/A | N/A (5) | MA | 021 | RI | NSTAR
|  | No Resource (3) | 42118 | CONED_HIXVILLERD_ID1862 | 2 | 2 | N/A | N/A | N/A (5) | MA | 005 | SEMA | NSTAR
|  | No Resource (3) | 42135 | 18 PHOENIX PARK BLDG DEAST & F | 0.1 | 0.1 | N/A | N/A | N/A (5) | MA | 017 | CMA/NEMA | MEC
|  | No Resource (3) | 42136 | 18 PHOENIX PARK BLDG DEAST & J | 0.1 | 0.1 | N/A | N/A | N/A (5) | MA | 017 | CMA/NEMA | MEC
|  | No Resource (3) | 42137 | 18 PHOENIX PARK BLDG DWEST | 0.1 | 0.1 | N/A | N/A | N/A (5) | MA | 017 | CMA/NEMA | MEC
|  | No Resource (3) | 42149 | FAVORITE FOODS PV | 0.045 | 0.045 | N/A | N/A | N/A (5) | NH | 017 | NH | PSNH
|  | No Resource (3) | 42155 | LEICESTER HS - BWAY RENEWABLE | 0.175 | 0.175 | N/A | N/A | N/A (5) | MA | 027 | WMA | MEC
|  | No Resource (3) | 42156 | UMASS LOWELL LEITCH HALL | 0.12 | 0.12 | N/A | N/A | N/A (5) | MA | 017 | CMA/NEMA | MEC
|  | No Resource (3) | 42158 | MOHAWK DRIVE CORPORATION | 0.113 | 0.113 | N/A | N/A | N/A (5) | MA | 027 | WMA | MEC
|  | No Resource (3) | 42201 | MATTHEW KUSS MS | 0.135 | 0.135 | N/A | N/A | N/A (5) | MA | 005 | SEMA | MEC
|  | No Resource (3) | 42202 | DR AMP 100 AMES POND - PV | 0.082 | 0.082 | N/A | N/A | N/A (5) | MA | 017 | CMA/NEMA | MEC
|  | No Resource (3) | 42204 | BPV LOWELL | 0.19 | 0.19 | N/A | N/A | N/A (5) | MA | 017 | CMA/NEMA | MEC
|  | No Resource (3) | 42205 | SALEM STATE UNIVERSITY | 0.164 | 0.164 | N/A | N/A | N/A (5) | MA | 009 | BOSTON | MEC
|  | No Resource (3) | 42212 | DR AMP 200 AMES POND - PV | 0.095 | 0.095 | N/A | N/A | N/A (5) | MA | 017 | CMA/NEMA | MEC
|  | No Resource (3) | 42213 | CUMMINGS PROPERTY E GAR | 0.19 | 0.19 | N/A | N/A | N/A (5) | MA | 009 | BOSTON | MEC
|  | No Resource (3) | 42214 | ORCHARD MADE PRODUCTS | 0.19 | 0.19 | N/A | N/A | N/A (5) | MA | 009 | BOSTON | MEC
|  | No Resource (3) | 42344 | CAMELOT_WIND_ID1240 | 1.5 | 1.5 | N/A | N/A | N/A (5) | MA | 023 | SEMA | NSTAR
|  | No Resource (3) | 42346 | 3 RIVERS PALMER-SPRINGFLD-PV | 0.582 | 0.582 | N/A | N/A | N/A (5) | MA | 013 | WMA | MEC
|  | No Resource (3) | 42347 | CONSTELLATION SOLAR-UXBRG-PV | 2 | 2 | N/A | N/A | N/A (5) | MA | 027 | RI | MEC
|  | No Resource (3) | 42349 | 15 UNION SOLAR LLC-LAWRENCE-PV | 0.49 | 0.49 | N/A | N/A | N/A (5) | MA | 009 | BOSTON | MEC
|  | No Resource (3) | 42350 | BARRETT-FRANKLIN-SOLAR | 0.5 | 0.5 | N/A | N/A | N/A (5) | MA | 021 | RI | MEC
|  | No Resource (3) | 42351 | OMA GROUP-CHARLTON-PV | 1 | 1 | N/A | N/A | N/A (5) | MA | 027 | WMA | MEC
|  | No Resource (3) | 42352 | OSG SOLAR 1-ORANGE-PV | 1 | 1 | N/A | N/A | N/A (5) | MA | 011 | WMA | MEC
|  | No Resource (3) | 42353 | OSG SOLAR 2-ORANGE-PV | 1 | 1 | N/A | N/A | N/A (5) | MA | 011 | WMA | MEC
|  | No Resource (3) | 42354 | OSG SOLAR 3-ORANGE-PV | 0.75 | 0.75 | N/A | N/A | N/A (5) | MA | 011 | WMA | MEC
|  | No Resource (3) | 42355 | CIL CEDAR-MARLBORO-PV | 0.433 | 0.433 | N/A | N/A | N/A (5) | MA | 017 | CMA/NEMA | MEC
|  | No Resource (3) | 42356 | LEEWOOD SWIX-HAVERHILL-PV | 0.496 | 0.496 | N/A | N/A | N/A (5) | MA | 009 | BOSTON | MEC
|  | No Resource (3) | 42357 | UP BLACKSTONE WWTP-MILLBURY-PV | 0.3 | 0.3 | N/A | N/A | N/A (5) | MA | 027 | CMA/NEMA | MEC
|  | No Resource (3) | 42359 | FOREKICKS-MARLBORO-PV | 0.27 | 0.27 | N/A | N/A | N/A (5) | MA | 017 | CMA/NEMA | MEC
|  | No Resource (3) | 42360 | 35 LYMAN LLC-NORTHBORO-PV | 0.285 | 0.285 | N/A | N/A | N/A (5) | MA | 027 | CMA/NEMA | MEC
|  | No Resource (3) | 42364 | CAPITAL GROUP-SOUTHBORO-PV | 1 | 1 | N/A | N/A | N/A (5) | MA | 027 | CMA/NEMA | MEC
|  | No Resource (3) | 42365 | LOFT 27-LOWELL-PV | 0.275 | 0.275 | N/A | N/A | N/A (5) | MA | 017 | CMA/NEMA | MEC
|  | No Resource (3) | 42366 | SOLTAS SPECTOR-LAWRENCE-PV | 0.3 | 0.3 | N/A | N/A | N/A (5) | MA | 009 | CMA/NEMA | MEC
|  | No Resource (3) | 42385 | CORNER BROOK-MILFORD-PV | 0.155 | 0.155 | N/A | N/A | N/A (5) | MA | 027 | RI | MEC
|  | No Resource (3) | 42394 | WINDENERGYDEV-NKINGSTOWN-WIND | 1.5 | 1.5 | N/A | N/A | N/A (5) | RI | 009 | RI | NEC
|  | No Resource (3) | 42411 | EXTRA SPACE-PLAINVILLE-PV | 0.143 | 0.143 | N/A | N/A | N/A (5) | MA | 021 | RI | MEC
|  | No Resource (3) | 42412 | EXTRA SPACE-SAUGUS-PV | 0.162 | 0.162 | N/A | N/A | N/A (5) | MA | 009 | BOSTON | MEC
|  | No Resource (3) | 42413 | 35 LYMAN LLC - ACTIVE | 0.19 | 0.19 | N/A | N/A | N/A (5) | MA | 027 | CMA/NEMA | MEC
|  | No Resource (3) | 42414 | NE ELECTRO-FALL RIVER-PV | 0.19 | 0.19 | N/A | N/A | N/A (5) | MA | 005 | SEMA | MEC
|  | No Resource (3) | 42431 | SOLECT PLUMBING-NORWELL-PV | 0.2 | 0.2 | N/A | N/A | N/A (5) | MA | 023 | SEMA | MEC
|  | No Resource (3) | 42432 | VAUGHN CORP-SALISBURY-PV | 0.19 | 0.19 | N/A | N/A | N/A (5) | MA | 009 | BOSTON | MEC
|  | No Resource (3) | 42433 | BETHANY CHURCH-MENDON-PV | 0.15 | 0.15 | N/A | N/A | N/A (5) | MA | 027 | RI | MEC
|  | No Resource (3) | 42438 | EXTRA SPACE-NORTHBORO-PV | 0.155 | 0.155 | N/A | N/A | N/A (5) | MA | 027 | CMA/NEMA | MEC
|  | No Resource (3) | 42439 | CITY OF BROCKTON-SWANSEA-PV1 | 1 | 1 | N/A | N/A | N/A (5) | MA | 005 | SEMA | MEC
|  | No Resource (3) | 42440 | CITY OF BROCKTON-SWANSEA-PV2 | 1 | 1 | N/A | N/A | N/A (5) | MA | 005 | SEMA | MEC
|  | No Resource (3) | 42443 | WAL-MART LUN (PV) | 0.3 | 0.3 | N/A | N/A | N/A (5) | MA | 027 | WMA | FGE
|  | No Resource (3) | 42444 | MRTA (PV) | 0.135 | 0.135 | N/A | N/A | N/A (5) | MA | 027 | WMA | FGE
|  | No Resource (3) | 42448 | CITY OF GLOUCESTER 1 - WIND | 2 | 2 | N/A | N/A | N/A (5) | MA | 009 | BOSTON | MEC
|  | No Resource (3) | 42449 | CITY OF GLOUCESTER 2 - WIND | 2 | 2 | N/A | N/A | N/A (5) | MA | 009 | BOSTON | MEC
|  | No Resource (3) | 42482 | CITY_OF_WALTHAM_PV_ID1805 | 0.193 | 0.193 | N/A | N/A | N/A (5) | MA | 017 | BOSTON | NSTAR
|  | No Resource (3) | 42483 | FIRST_HIGHLAND_PV_ID2021 | 0.975 | 0.975 | N/A | N/A | N/A (5) | MA | 025 | BOSTON | NSTAR
|  | No Resource (3) | 42484 | UNITEDSALVAGE_PV_ID1966 | 0.808 | 0.808 | N/A | N/A | N/A (5) | MA | 017 | BOSTON | NSTAR
|  | No Resource (3) | 42485 | SOLCHEMY_PV_ID1969 | 0.293 | 0.293 | N/A | N/A | N/A (5) | MA | 007 | SEMA | NSTAR
|  | No Resource (3) | 42486 | AIRPORT_WAY_PV_ID1875 | 1.238 | 1.238 | N/A | N/A | N/A (5) | MA | 001 | SEMA | NSTAR
|  | No Resource (3) | 42487 | BILL_BENNETT_PV_ID1967 | 0.593 | 0.593 | N/A | N/A | N/A (5) | MA | 007 | SEMA | NSTAR
|  | No Resource (3) | 42495 | VARIANSEMICON-GLOUCESTER-WT | 2.5 | 2.5 | N/A | N/A | N/A (5) | MA | 009 | BOSTON | MEC
|  | No Resource (3) | 42496 | HANOVER SOLAR-LEICESTER-PV | 1 | 1 | N/A | N/A | N/A (5) | MA | 027 | WMA | MEC
|  | No Resource (3) | 42504 | BERKSHIRE SREG-GT BARRGTN-PV | 0.082 | 0.082 | N/A | N/A | N/A (5) | MA | 003 | WMA | MEC
|  | No Resource (3) | 42505 | CUMMINGS 1000-BEVERLY-PV | 0.19 | 0.19 | N/A | N/A | N/A (5) | MA | 009 | BOSTON | MEC
|  | No Resource (3) | 42597 | GPT JACLEN-BEVERLY-CHP | 0.075 | 0.075 | N/A | N/A | N/A (5) | MA | 009 | BOSTON | MEC
|  | No Resource (3) | 42599 | MAPREMCT-97GREEN-02035-PV | 0.3 | 0.3 | N/A | N/A | N/A (5) | MA | 021 | RI | MEC
|  | No Resource (3) | 42600 | HOOSACVALREG-0ORCHARD-01225-PV | 0.45 | 0.45 | N/A | N/A | N/A (5) | MA | 003 | WMA | MEC
|  | No Resource (3) | 42601 | CARLSTROMPM-65FISHER-0158-PV | 0.6 | 0.6 | N/A | N/A | N/A (5) | MA | 027 | CMA/NEMA | MEC
|  | No Resource (3) | 42602 | KEYPOLYMER-1 JACOB-01843-PV | 0.6 | 0.6 | N/A | N/A | N/A (5) | MA | 009 | CMA/NEMA | MEC
|  | No Resource (3) | 42603 | BARRE1-750BARRE-01005-PV | 0.8 | 0.8 | N/A | N/A | N/A (5) | MA | 027 | WMA | MEC
|  | No Resource (3) | 42611 | AUBUCHON-95AUBUCHON-01473-PV | 0.5 | 0.5 | N/A | N/A | N/A (5) | MA | 027 | CMA/NEMA | MEC
|  | No Resource (3) | 42612 | NPPDEVELOP-370PATRIOT-02035-PV | 0.495 | 0.495 | N/A | N/A | N/A (5) | MA | 021 | RI | MEC
|  | No Resource (3) | 42613 | AMERICOLD-0PEW-01930-PV | 0.45 | 0.45 | N/A | N/A | N/A (5) | MA | 009 | BOSTON | MEC
|  | No Resource (3) | 42631 | CABRAL-247BAKER-02777-PV | 0.5 | 0.5 | N/A | N/A | N/A (5) | MA | 005 | SEMA | MEC
|  | No Resource (3) | 42632 | ALPHA GRAINGER-02038PV250NM | 0.25 | 0.25 | N/A | N/A | N/A (5) | MA | 021 | RI | MEC
|  | No Resource (3) | 42633 | NORTHBORSPORTS-01532PV300NM | 0.3 | 0.3 | N/A | N/A | N/A (5) | MA | 027 | CMA/NEMA | MEC
|  | No Resource (3) | 42641 | NATICKMEMORIALSCHOOL_PV_ID1892 | 0.14 | 0.14 | N/A | N/A | N/A (5) | MA | 017 | BOSTON | NSTAR
|  | No Resource (3) | 42812 | PEGASUS_PV_ID1809 | 1 | 1 | N/A | N/A | N/A (5) | MA | 005 | SEMA | NSTAR
|  | No Resource (3) | 42813 | BIG Y FOODS-02038PV250NM | 0.25 | 0.25 | N/A | N/A | N/A (5) | MA | 021 | RI | MEC
|  | No Resource (3) | 42814 | SWANSEA REALTY-02777PV315NM | 0.315 | 0.315 | N/A | N/A | N/A (5) | MA | 005 | RI | MEC
|  | No Resource (3) | 42815 | WILLETTE REALTY-02762PV225NM | 0.225 | 0.225 | N/A | N/A | N/A (5) | MA | 021 | RI | MEC
|  | No Resource (3) | 42816 | JAY CASHMAN-02169PV155NM | 0.155 | 0.155 | N/A | N/A | N/A (5) | MA | 021 | SEMA | MEC
|  | No Resource (3) | 42817 | IKEA 158-0223PV520NM | 0.52 | 0.52 | N/A | N/A | N/A (5) | MA | 021 | SEMA | MEC
|  | No Resource (3) | 42819 | CUMMINGS PROP 1-0195PV224NM | 0.224 | 0.224 | N/A | N/A | N/A (5) | MA | 009 | BOSTON | MEC
|  | No Resource (3) | 42820 | CUMMINGS PROP 2-01915PV224NM | 0.224 | 0.224 | N/A | N/A | N/A (5) | MA | 009 | BOSTON | MEC
|  | No Resource (3) | 42821 | GLC-MA ACUSHNET_PV_ID2109 | 0.649 | 0.649 | N/A | N/A | N/A (5) | MA | 005 | SEMA | NSTAR
|  | No Resource (3) | 42822 | CARDINAL SHOE-01840PV250NM | 0.25 | 0.25 | N/A | N/A | N/A (5) | MA | 009 | CMA/NEMA | MEC
|  | No Resource (3) | 42823 | WALDEN LIBERTY-02038PV231NM | 0.231 | 0.231 | N/A | N/A | N/A (5) | MA | 021 | RI | MEC
|  | No Resource (3) | 42893 | BISCO FALLS HYDRO | 0.093 | 0.093 | N/A | N/A | N/A (5) | ME | 017 | ME | UNION
|  | No Resource (3) | 43256 | SANDYWOODS-02878WT275NM | 0.275 | 0.275 | N/A | N/A | N/A (5) | RI | 005 | SEMA | NEC
|  | No Resource (3) | 43257 | LEICESTER MS C-01524PV100NM | 0.1 | 0.1 | N/A | N/A | N/A (5) | MA | 027 | WMA | MEC
|  | No Resource (3) | 43262 | BERKSHIRE SCHL-01257PV1750NM | 1.76 | 1.76 | N/A | N/A | N/A (5) | MA | 003 | WMA | MEC
|  | No Resource (3) | 43263 | JF WHITE-02702PV86NM | 0.086 | 0.086 | N/A | N/A | N/A (5) | MA | 021 | SEMA | MEC
|  | No Resource (3) | 43267 | PLANET SUBARU-02339PV75NM | 0.075 | 0.075 | N/A | N/A | N/A (5) | MA | 023 | RI | MEC
|  | No Resource (3) | 43269 | SIGN DESIGN-02301PV95NM | 0.095 | 0.095 | N/A | N/A | N/A (5) | MA | 023 | SEMA | MEC
|  | No Resource (3) | 43270 | LEICESTER MS A-01524PV100NM | 0.1 | 0.1 | N/A | N/A | N/A (5) | MA | 027 | WMA | MEC
|  | No Resource (3) | 43409 | GLC-MA ACUSHNET_PV_ID1827 | 1.304 | 1.304 | N/A | N/A | N/A (5) | MA | 005 | SEMA | NSTAR
|  | No Resource (3) | 43411 | S BARRE-01005PV800NM | 0.8 | 0.8 | N/A | N/A | N/A (5) | MA | 027 | WMA | MEC
|  | No Resource (3) | 43416 | MIG ACTON-01581PV260NM | 0.26 | 0.26 | N/A | N/A | N/A (5) | MA | 027 | CMA/NEMA | MEC
|  | No Resource (3) | 43417 | WORCESTER SCHL-01602PV135NM | 0.135 | 0.135 | N/A | N/A | N/A (5) | MA | 027 | CMA/NEMA | MEC
|  | No Resource (3) | 43418 | FALLON AMB-02169PV116NM | 0.116 | 0.116 | N/A | N/A | N/A (5) | MA | 021 | SEMA | MEC
|  | No Resource (3) | 43420 | BANNER MOLD-01453PV111NM | 0.111 | 0.111 | N/A | N/A | N/A (5) | MA | 027 | WMA | MEC
|  | No Resource (3) | 43422 | EPG SOLAR 1 - 01550PV1500NM | 1.5 | 1.5 | N/A | N/A | N/A (5) | MA | 027 | WMA | MEC
|  | No Resource (3) | 43423 | EPG SOLAR 2 - 01550PV1500NM | 1.5 | 1.5 | N/A | N/A | N/A (5) | MA | 027 | WMA | MEC
|  | No Resource (3) | 43424 | PINGREE SCHL - 01982PV200NM | 0.2 | 0.2 | N/A | N/A | N/A (5) | MA | 009 | BOSTON | MEC
|  | No Resource (3) | 43425 | NPP DEV - 02035PV125NM | 0.125 | 0.125 | N/A | N/A | N/A (5) | MA | 021 | RI | MEC
|  | No Resource (3) | 43426 | ABBOTT MILL - 01886PV235NM | 0.235 | 0.235 | N/A | N/A | N/A (5) | MA | 017 | CMA/NEMA | MEC
|  | No Resource (3) | 43489 | BOST SCIENT-02171PV1100NM | 1.1 | 1.1 | N/A | N/A | N/A (5) | MA | 021 | SEMA | MEC
|  | No Resource (3) | 43491 | 146 CAMPANELLI-02072PV332NM | 0.332 | 0.332 | N/A | N/A | N/A (5) | MA | 021 | SEMA | MEC
|  | No Resource (3) | 43492 | NARR BAY - 02903WT4500NM | 4.5 | 4.5 | N/A | N/A | N/A (5) | RI | 007 | RI | NEC
|  | No Resource (3) | 43509 | DOUGLAS SOLAR-01516PV2000NM | 2 | 2 | N/A | N/A | N/A (5) | MA | 027 | RI | MEC
|  | No Resource (3) | 43510 | SANDF MGMNT-02725PV623NM | 0.623 | 0.623 | N/A | N/A | N/A (5) | MA | 005 | RI | MEC
|  | No Resource (3) | 43512 | WEST GREENWICH - 02817PV2000DG | 2 | 2 | N/A | N/A | N/A (5) | RI | 003 | RI | NEC
|  | No Resource (3) | 43527 | STUART THOMAS - 02842PV500DG | 0.5 | 0.5 | N/A | N/A | N/A (5) | RI | 005 | SEMA | NEC
|  | No Resource (3) | 43528 | EXTRA SPC MGMT-02035PV102NM | 0.102 | 0.102 | N/A | N/A | N/A (5) | MA | 021 | RI | MEC
|  | No Resource (3) | 43529 | CREEDON AND CO-01604PV110NM | 0.11 | 0.11 | N/A | N/A | N/A (5) | MA | 027 | CMA/NEMA | MEC
|  | No Resource (3) | 43531 | 28 HASTINGS - 01756PV100NM | 0.1 | 0.1 | N/A | N/A | N/A (5) | MA | 027 | RI | MEC
|  | No Resource (3) | 43556 | CALLAHAN - 02324PV110NM | 0.11 | 0.11 | N/A | N/A | N/A (5) | MA | 023 | SEMA | MEC
|  | No Resource (3) | 43557 | BRDGWTR RECYCLE-02324PV96NM | 0.096 | 0.096 | N/A | N/A | N/A (5) | MA | 023 | SEMA | MEC
|  | No Resource (3) | 43558 | COMMERCE GRN-02339PV100NM | 0.1 | 0.1 | N/A | N/A | N/A (5) | MA | 023 | SEMA | MEC
|  | No Resource (3) | 43572 | JDH_SOLAR_SYSTEMS_PV_2221 | 0.65 | 0.65 | N/A | N/A | N/A (5) | MA | 023 | SEMA | NSTAR
|  | No Resource (3) | 43573 | NEW_ENGLAND_RESINS_PV_2309 | 0.06 | 0.06 | N/A | N/A | N/A (5) | MA | 017 | BOSTON | NSTAR
|  | No Resource (3) | 43574 | TOWN_OF_FAIRHAVEN_LF_PV_1714 | 0.5 | 0.5 | N/A | N/A | N/A (5) | MA | 005 | SEMA | NSTAR
|  | No Resource (3) | 43575 | NE_ELEMENTARY_WALTHAM_PV_1872 | 0.259 | 0.259 | N/A | N/A | N/A (5) | MA | 017 | BOSTON | NSTAR
|  | No Resource (3) | 43576 | GLC_ACUSHNET_PV_1888 | 0.917 | 0.917 | N/A | N/A | N/A (5) | MA | 005 | SEMA | NSTAR
|  | No Resource (3) | 43577 | GLC_ACUSHNET_PV_1889 | 0.917 | 0.917 | N/A | N/A | N/A (5) | MA | 005 | SEMA | NSTAR
|  | No Resource (3) | 43578 | GLC_ACUSHNET_PV_1890 | 0.917 | 0.917 | N/A | N/A | N/A (5) | MA | 005 | SEMA | NSTAR
|  | No Resource (3) | 43579 | GOIS_SOLAR_ONE_PV_2040 | 0.822 | 0.822 | N/A | N/A | N/A (5) | MA | 017 | BOSTON | NSTAR
|  | No Resource (3) | 43586 | COMTRAN CABLE-02864PV400DG | 0.4 | 0.4 | N/A | N/A | N/A (5) | RI | 007 | RI | NEC
|  | No Resource (3) | 43587 | TRAVIS_HOSPITALITY_PV_2239 | 0.145 | 0.145 | N/A | N/A | N/A (5) | MA | 001 | SEMA | NSTAR
|  | No Resource (3) | 43603 | WORC GEAR AND RACK-01537PV95NM | 0.095 | 0.095 | N/A | N/A | N/A (5) | MA | 027 | WMA | MEC
|  | No Resource (3) | 43604 | METRO WST PROVIS-01747PV95NM | 0.095 | 0.095 | N/A | N/A | N/A (5) | MA | 027 | RI | MEC
|  | No Resource (3) | 43605 | PRECISE PACK-02720PV95NM | 0.095 | 0.095 | N/A | N/A | N/A (5) | MA | 005 | SEMA | MEC
|  | No Resource (3) | 43606 | CITY NORTHAMPTON-02721PV95NM | 0.095 | 0.095 | N/A | N/A | N/A (5) | MA | 015 | WMA | MEC
|  | No Resource (3) | 43607 | COX PRTSMTH-02871PV500DG | 0.5 | 0.5 | N/A | N/A | N/A (5) | RI | 005 | RI | NEC
|  | No Resource (3) | 43608 | 35 LYMAN LLC-01532PV95NM | 0.095 | 0.095 | N/A | N/A | N/A (5) | MA | 027 | CMA/NEMA | MEC
|  | No Resource (3) | 43609 | MA CORRECTIONAL-01440WT3300NM | 3.3 | 3.3 | N/A | N/A | N/A (5) | MA | 027 | WMA | MEC
|  | No Resource (3) | 43624 | TJ MAXX - 02061PV260NM | 0.26 | 0.26 | N/A | N/A | N/A (5) | MA | 023 | SEMA | MEC
|  | No Resource (3) | 43652 | TWN W BRDGEWTR-02379PV1500NM | 1.5 | 1.5 | N/A | N/A | N/A (5) | MA | 023 | SEMA | MEC
|  | No Resource (3) | 43653 | 40 WASHINGTON LTD-01581PV750NM | 0.75 | 0.75 | N/A | N/A | N/A (5) | MA | 027 | CMA/NEMA | MEC
|  | No Resource (3) | 43654 | 3 COUNTY FAIR ASN-01060PV250NM | 0.25 | 0.25 | N/A | N/A | N/A (5) | MA | 015 | WMA | MEC
|  | No Resource (3) | 43655 | SPRING HILL FARM-01835PV229NM | 0.229 | 0.229 | N/A | N/A | N/A (5) | MA | 009 | BOSTON | MEC
|  | No Resource (3) | 43656 | SVC TIRE TRUCK - 01527PV300NM | 0.3 | 0.3 | N/A | N/A | N/A (5) | MA | 027 | CMA/NEMA | MEC
|  | No Resource (3) | 43657 | RIPTA - 02907PV300NM | 0.3 | 0.3 | N/A | N/A | N/A (5) | RI | 007 | RI | NEC
|  | No Resource (3) | 43658 | TWN LANCASTER-01523PV500QF | 0.5 | 0.5 | N/A | N/A | N/A (5) | MA | 027 | CMA/NEMA | MEC
|  | No Resource (3) | 43659 | TWN OF SCITUATE2-02066PV1500NM | 1.5 | 1.5 | N/A | N/A | N/A (5) | MA | 023 | SEMA | MEC
|  | No Resource (3) | 43678 | DISCOVER MARBLE - 01527PV142NM | 0.142 | 0.142 | N/A | N/A | N/A (5) | MA | 027 | CMA/NEMA | MEC
|  | No Resource (3) | 43682 | NEXTSUN ENERGY-01516PV3000NM | 3 | 3 | N/A | N/A | N/A (5) | MA | 027 | RI | MEC
|  | No Resource (3) | 43683 | TWN OF SCITUATE1-02066PV1500NM | 1.5 | 1.5 | N/A | N/A | N/A (5) | MA | 023 | SEMA | MEC
|  | No Resource (3) | 43684 | KEY BOSTON-02038PV2000NM | 2 | 2 | N/A | N/A | N/A (5) | MA | 021 | RI | MEC
|  | No Resource (3) | 43685 | CONANICUT MARINE-02835PV120DG | 0.12 | 0.12 | N/A | N/A | N/A (5) | RI | 005 | SEMA | NEC
|  | No Resource (3) | 43686 | SHEA CONCRETE-01913PV300NM | 0.3 | 0.3 | N/A | N/A | N/A (5) | MA | 009 | BOSTON | MEC
|  | No Resource (3) | 43687 | SUNGEN ORANGE1-01364PV1500NM | 1.5 | 1.5 | N/A | N/A | N/A (5) | MA | 011 | WMA | MEC
|  | No Resource (3) | 43688 | SUNGEN ORANGE2-01364PV1500NM | 0.5 | 0.5 | N/A | N/A | N/A (5) | MA | 011 | WMA | MEC
|  | No Resource (3) | 43689 | BOSTON NORTH TECH-01913PV300NM | 0.3 | 0.3 | N/A | N/A | N/A (5) | MA | 009 | BOSTON | MEC
|  | No Resource (3) | 43690 | OXFORD REALTY-01604PV145NM | 0.145 | 0.145 | N/A | N/A | N/A (5) | MA | 027 | CMA/NEMA | MEC
|  | No Resource (3) | 43691 | CRAFT INC-02703PV285NM | 0.285 | 0.285 | N/A | N/A | N/A (5) | MA | 005 | RI | MEC
|  | No Resource (3) | 43695 | KOHLS-01906PV252NM | 0.252 | 0.252 | N/A | N/A | N/A (5) | MA | 009 | BOSTON | MEC
|  | No Resource (3) | 43696 | STOP AND SHOP-02155PV200NM | 0.2 | 0.2 | N/A | N/A | N/A (5) | MA | 017 | BOSTON | MEC
|  | No Resource (3) | 43698 | NTHBRDGE SOLAR-01560PV1910NM | 1.91 | 1.91 | N/A | N/A | N/A (5) | MA | 027 | RI | MEC
|  | No Resource (3) | 43706 | CITY OF LOWELL1-01364PV2000NM | 2 | 2 | N/A | N/A | N/A (5) | MA | 011 | WMA | MEC
|  | No Resource (3) | 43707 | CITY OF LOWELL2-01364PV1000NM | 1 | 1 | N/A | N/A | N/A (5) | MA | 011 | WMA | MEC
|  | No Resource (3) | 43708 | HANNAFORD-02061PV135NM | 0.135 | 0.135 | N/A | N/A | N/A (5) | MA | 023 | SEMA | MEC
|  | No Resource (3) | 43709 | CITY OF LOWELL 1-01331PV1000NM | 1 | 1 | N/A | N/A | N/A (5) | MA | 027 | WMA | MEC
|  | No Resource (3) | 43710 | CITY OF LOWELL 2-01331PV1000NM | 1 | 1 | N/A | N/A | N/A (5) | MA | 027 | WMA | MEC
|  | No Resource (3) | 43711 | CITY OF LOWELL 3-01331PV1000NM | 1 | 1 | N/A | N/A | N/A (5) | MA | 027 | WMA | MEC
|  | No Resource (3) | 43712 | PHOENIX FIN5-01464PV95NM | 0.095 | 0.095 | N/A | N/A | N/A (5) | MA | 017 | CMA/NEMA | MEC
|  | No Resource (3) | 43713 | CUMMINGS PROP-01915PV110NM | 0.11 | 0.11 | N/A | N/A | N/A (5) | MA | 009 | BOSTON | MEC
|  | No Resource (3) | 43714 | EXTRA SPC STOR-02189PV95NM | 0.095 | 0.095 | N/A | N/A | N/A (5) | MA | 021 | SEMA | MEC
|  | No Resource (3) | 43715 | MILFORD IND-01757PV100NM | 0.1 | 0.1 | N/A | N/A | N/A (5) | MA | 027 | RI | MEC
|  | No Resource (3) | 43716 | NEXAMP-02852PV2000DG | 2 | 2 | N/A | N/A | N/A (5) | RI | 009 | RI | NEC
|  | No Resource (3) | 43717 | ASSUMPTION-01562PV2000NM | 2 | 2 | N/A | N/A | N/A (5) | MA | 027 | CMA/NEMA | MEC
|  | No Resource (3) | 43731 | JEFFERSON-02720PV95NM | 0.095 | 0.095 | N/A | N/A | N/A (5) | MA | 005 | SEMA | MEC
|  | No Resource (3) | 43734 | TOWN EASTON-02375PV1500NM | 1.5 | 1.5 | N/A | N/A | N/A (5) | MA | 005 | SEMA | MEC
|  | No Resource (3) | 43735 | 28 HASTINGS-01756PV95NM | 0.095 | 0.095 | N/A | N/A | N/A (5) | MA | 027 | RI | MEC
|  | No Resource (3) | 43736 | SMITH COLLEGE-01060NG3500QF | 3.5 | 3.5 | N/A | N/A | N/A (5) | MA | 015 | WMA | MEC
|  | No Resource (3) | 43747 | PARSONS GRP-01581PV95NM | 0.095 | 0.095 | N/A | N/A | N/A (5) | MA | 027 | CMA/NEMA | MEC
|  | No Resource (3) | 43748 | ACUMEN-01752PV85NM | 0.085 | 0.085 | N/A | N/A | N/A (5) | MA | 017 | CMA/NEMA | MEC
|  | No Resource (3) | 43749 | WILVECO-01821PV82NM | 0.082 | 0.082 | N/A | N/A | N/A (5) | MA | 017 | CMA/NEMA | MEC
|  | No Resource (3) | 43750 | CANTON HIGH SCHOOL 2009 | 0.5 | 0.5 | N/A | N/A | N/A (5) | MA | 021 | SEMA | NSTAR
|  | No Resource (3) | 43751 | EAGLE LEASE-01540PV95NM | 0.094 | 0.094 | N/A | N/A | N/A (5) | MA | 027 | WMA | MEC
|  | No Resource (3) | 43752 | EXTRA SPACE-01607PV91.2NM | 0.091 | 0.091 | N/A | N/A | N/A (5) | MA | 027 | CMA/NEMA | MEC
|  | No Resource (3) | 43762 | FORBES STREET 1-02914PV3000DG | 3 | 3 | N/A | N/A | N/A (5) | RI | 007 | RI | NEC
|  | No Resource (3) | 43766 | EXTRA SPACE-02149PV237NM | 0.237 | 0.237 | N/A | N/A | N/A (5) | MA | 017 | BOSTON | MEC
|  | No Resource (3) | 43840 | SOLVENTERRA-01069PV1000NM | 1 | 1 | N/A | N/A | N/A (5) | MA | 013 | WMA | MEC
|  | No Resource (3) | 43841 | FLAIR ONE-01507PV950NM | 0.95 | 0.95 | N/A | N/A | N/A (5) | MA | 027 | WMA | MEC
|  | No Resource (3) | 43842 | FORRESTALL-01507PV950NM | 0.95 | 0.95 | N/A | N/A | N/A (5) | MA | 027 | WMA | MEC
|  | No Resource (3) | 43869 | FRPV WEST-02720PV1000NM | 1 | 1 | N/A | N/A | N/A (5) | MA | 005 | SEMA | MEC
|  | No Resource (3) | 43870 | FRPV EAST-02720PV1000NM | 1 | 1 | N/A | N/A | N/A (5) | MA | 005 | SEMA | MEC
|  | No Resource (3) | 43871 | SYNAGRO-02895CHP2000QF | 2 | 2 | N/A | N/A | N/A (5) | RI | 007 | RI | NEC
|  | No Resource (3) | 43874 | MASS MOCA1-01247PV225NM | 0.225 | 0.225 | N/A | N/A | N/A (5) | MA | 003 | WMA | MEC
|  | No Resource (3) | 43875 | CUMMINGS PROP-01915PV230NM | 0.23 | 0.23 | N/A | N/A | N/A (5) | MA | 009 | BOSTON | MEC
|  | No Resource (3) | 43876 | KENNEDY CARPET-02189PV95NM | 0.095 | 0.095 | N/A | N/A | N/A (5) | MA | 021 | SEMA | MEC
|  | No Resource (3) | 43878 | MCI WORLD COMM-01821PV1000NM | 1 | 1 | N/A | N/A | N/A (5) | MA | 017 | CMA/NEMA | MEC
|  | No Resource (3) | 43884 | MASS MOCA3 01247PV177NM | 0.177 | 0.177 | N/A | N/A | N/A (5) | MA | 003 | WMA | MEC
|  | No Resource (3) | 43892 | SYNCARPHA SOLAR-01740PV4950NM | 4.95 | 4.95 | N/A | N/A | N/A (5) | MA | 027 | CMA/NEMA | MEC
|  | No Resource (3) | 43893 | HUBBARDSTON-01452PV2000NM | 2 | 2 | N/A | N/A | N/A (5) | MA | 027 | WMA | MEC
|  | No Resource (3) | 43904 | CITY OF METHUEN-01523PV3000NM | 3 | 3 | N/A | N/A | N/A (5) | MA | 027 | CMA/NEMA | MEC
|  | No Resource (3) | 43907 | PALMER SOLAR-01069PV2000NM | 2 | 2 | N/A | N/A | N/A (5) | MA | 013 | WMA | MEC
|  | No Resource (3) | 43908 | NEXTSUN ENERGY-02370PV2000NM | 2 | 2 | N/A | N/A | N/A (5) | MA | 023 | SEMA | MEC
|  | No Resource (3) | 43916 | TOWN OF ADAMS-01220PV1000NM | 1 | 1 | N/A | N/A | N/A (5) | MA | 003 | WMA | MEC
|  | No Resource (3) | 43917 | CHEER PACK-02397PV1750NM | 1.75 | 1.75 | N/A | N/A | N/A (5) | MA | 023 | SEMA | MEC
|  | No Resource (3) | 43918 | CITY OF LOWELL-01851PV1333NM | 1.333 | 1.333 | N/A | N/A | N/A (5) | MA | 017 | CMA/NEMA | MEC
|  | No Resource (3) | 43919 | SOLVENTERRA 1-01535PV1000NM | 1 | 1 | N/A | N/A | N/A (5) | MA | 027 | WMA | MEC
|  | No Resource (3) | 43920 | SOLVENTERRA 2-01535PV1000NM | 1 | 1 | N/A | N/A | N/A (5) | MA | 027 | WMA | MEC
|  | No Resource (3) | 43921 | COXCOM-02893PV135DG | 0.135 | 0.135 | N/A | N/A | N/A (5) | RI | 003 | RI | NEC
|  | No Resource (3) | 43922 | SOLVENTERRA 4-01083PV1000NM | 1 | 1 | N/A | N/A | N/A (5) | MA | 027 | WMA | MEC
|  | No Resource (3) | 43923 | PLYMOUTH PUBLIC SCHOOLS-#2062 | 4 | 4 | N/A | N/A | N/A (5) | MA | 023 | SEMA | NSTAR
|  | No Resource (3) | 43924 | TOWN OF DARTMOUTH #1777 | 1.25 | 1.25 | N/A | N/A | N/A (5) | MA | 005 | SEMA | NSTAR
|  | No Resource (3) | 43927 | SOUTHERN SKY-CARVER #1 (1997) | 1 | 1 | N/A | N/A | N/A (5) | MA | 023 | SEMA | NSTAR
|  | No Resource (3) | 43928 | SOUTHERN SKY-CARVER #2 (1998) | 1 | 1 | N/A | N/A | N/A (5) | MA | 023 | SEMA | NSTAR
|  | No Resource (3) | 43929 | SOUTHERN SKY-CARVER #4 (2000) | 1 | 1 | N/A | N/A | N/A (5) | MA | 023 | SEMA | NSTAR
|  | No Resource (3) | 43930 | SOUTHERN SKY-CARVER #5 (2001) | 1 | 1 | N/A | N/A | N/A (5) | MA | 023 | SEMA | NSTAR
|  | No Resource (3) | 43932 | SOUTHERN SKY-CARVER #3 (1999) | 1 | 1 | N/A | N/A | N/A (5) | MA | 023 | SEMA | NSTAR
|  | No Resource (3) | 43936 | SOLVENTERRA 1-01083PV1000NM | 1 | 1 | N/A | N/A | N/A (5) | MA | 027 | WMA | MEC
|  | No Resource (3) | 43937 | SOLVENTERRA 2-01083PV1000NM | 1 | 1 | N/A | N/A | N/A (5) | MA | 027 | WMA | MEC
|  | No Resource (3) | 43938 | SOLVENTERRA 3-01083PV1000NM | 1 | 1 | N/A | N/A | N/A (5) | MA | 027 | WMA | MEC
|  | No Resource (3) | 43954 | NM-LUDLOW LANDFILL | 2 | 2 | N/A | N/A | N/A (5) | MA | 013 | WMA | WMECO
|  | No Resource (3) | 43955 | CITY OF METHUEN-01844PV1000NM | 1 | 1 | N/A | N/A | N/A (5) | MA | 009 | BOSTON | MEC
|  | No Resource (3) | 43956 | MILLWORK-02920PV495NM | 0.495 | 0.495 | N/A | N/A | N/A (5) | RI | 007 | RI | NEC
|  | No Resource (3) | 43991 | PROFETTY-02379PV300NM | 0.3 | 0.3 | N/A | N/A | N/A (5) | MA | 023 | SEMA | MEC
|  | No Resource (3) | 43992 | CITY OF WORCESTER-01603PV135NM | 0.466 | 0.466 | N/A | N/A | N/A (5) | MA | 027 | WMA | MEC
|  | No Resource (3) | 43993 | CITY OF MELROSE-02176PV260NM | 0.26 | 0.26 | N/A | N/A | N/A (5) | MA | 017 | BOSTON | MEC
|  | No Resource (3) | 43994 | NORMANDY GATOR-01752PV110NM | 0.11 | 0.11 | N/A | N/A | N/A (5) | MA | 005 | CMA/NEMA | MEC
|  | No Resource (3) | 43995 | NORMANDY GATOR-01752PV100NM | 0.1 | 0.1 | N/A | N/A | N/A (5) | MA | 005 | CMA/NEMA | MEC
|  | No Resource (3) | 44003 | ALTUS-02907PV1225DG | 1.225 | 1.225 | N/A | N/A | N/A (5) | RI | 007 | RI | NEC
|  | No Resource (3) | 44004 | ALTUS-02907PV300DG | 0.3 | 0.3 | N/A | N/A | N/A (5) | RI | 007 | RI | NEC
|  | No Resource (3) | 44005 | ALTUS 1-02864PV450DG | 0.45 | 0.45 | N/A | N/A | N/A (5) | RI | 007 | RI | NEC
|  | No Resource (3) | 44006 | ALTUS 2-02864PV450DG | 0.45 | 0.45 | N/A | N/A | N/A (5) | RI | 007 | RI | NEC
|  | No Resource (3) | 44008 | PWRR-01610PV130NM | 0.13 | 0.13 | N/A | N/A | N/A (5) | MA | 027 | WMA | MEC
|  | No Resource (3) | 44010 | GOLDEN-02920PV300DG | 0.3 | 0.3 | N/A | N/A | N/A (5) | RI | 007 | RI | NEC
|  | No Resource (3) | 44011 | ENDICOTT-01915PV800NM | 0.8 | 0.8 | N/A | N/A | N/A (5) | MA | 009 | BOSTON | MEC
|  | No Resource (3) | 44023 | WRTA-01608PV75QF | 0.075 | 0.075 | N/A | N/A | N/A (5) | MA | 027 | WMA | MEC
|  | No Resource (3) | 44026 | STONEHILL-02356PV84NM | 0.084 | 0.084 | N/A | N/A | N/A (5) | MA | 005 | SEMA | MEC
|  | No Resource (3) | 44027 | SCITUTATE TENNIS-02066PV281NM | 0.281 | 0.281 | N/A | N/A | N/A (5) | MA | 023 | SEMA | MEC
|  | No Resource (3) | 44028 | TEAMWORK LABOR-02375PV75NM | 0.075 | 0.075 | N/A | N/A | N/A (5) | MA | 005 | SEMA | MEC
|  | No Resource (3) | 44029 | C&R TIRE-01606PV81NM | 0.081 | 0.081 | N/A | N/A | N/A (5) | MA | 027 | CMA/NEMA | MEC
|  | No Resource (3) | 44035 | TOWER SOLAR-02723PV485NM | 0.485 | 0.485 | N/A | N/A | N/A (5) | MA | 005 | SEMA | MEC
|  | No Resource (3) | 46210 | NEXAMP-01475PV1900NM | 1.9 | 1.9 | N/A | N/A | N/A (5) | MA | 027 | WMA | MEC
|  | No Resource (3) | 46211 | GIGUERE-01524PV75NM | 0.075 | 0.075 | N/A | N/A | N/A (5) | MA | 027 | WMA | MEC
|  | No Resource (3) | 46212 | BODWELL REALTY-02322PV75NM | 0.075 | 0.075 | N/A | N/A | N/A (5) | MA | 021 | SEMA | MEC
|  | No Resource (3) | 46213 | PINGREE SCHOOL-01982PV85NM | 0.085 | 0.085 | N/A | N/A | N/A (5) | MA | 009 | BOSTON | MEC
|  | No Resource (3) | 46220 | BERKELEY-01844PV2000NM | 2 | 2 | N/A | N/A | N/A (5) | MA | 009 | BOSTON | MEC
|  | No Resource (3) | 46221 | JP SULLIVAN-01432PV90NM | 0.09 | 0.09 | N/A | N/A | N/A (5) | MA | 017 | CMA/NEMA | MEC
|  | No Resource (3) | 46268 | OLD TIME SPORTS-01952PV150NM | 0.15 | 0.15 | N/A | N/A | N/A (5) | MA | 009 | BOSTON | MEC
|  | No Resource (3) | 46294 | LAWRENCE 1-01840PV100NM | 0.1 | 0.1 | N/A | N/A | N/A (5) | MA | 009 | CMA/NEMA | MEC
|  | No Resource (3) | 46295 | LAWRENCE 2-01840PV100NM | 0.1 | 0.1 | N/A | N/A | N/A (5) | MA | 009 | CMA/NEMA | MEC
|  | No Resource (3) | 46479 | CANTON_MIDDLE_SCHOOL_2013 | 0.225 | 0.225 | N/A | N/A | N/A (5) | MA | 021 | SEMA | NSTAR
|  | No Resource (3) | 46480 | CEDAR_SOLAR1_2411 | 0.085 | 0.085 | N/A | N/A | N/A (5) | MA | 025 | BOSTON | NSTAR
|  | No Resource (3) | 46481 | TOWN_OF_MARSHFIELD_1865 | 3 | 3 | N/A | N/A | N/A (5) | MA | 023 | SEMA | NSTAR
|  | No Resource (3) | 46482 | NEWBEDFORD_DPI_1843_1844 | 3.5 | 3.5 | N/A | N/A | N/A (5) | MA | 005 | SEMA | NSTAR
|  | No Resource (3) | 46483 | MILFORD INDUSTRIAL-0175PV82NM | 0.082 | 0.082 | N/A | N/A | N/A (5) | MA | 009 | RI | MEC
|  | No Resource (3) | 46484 | WORCESTER SCHL-01602PV75NM | 0.075 | 0.075 | N/A | N/A | N/A (5) | MA | 027 | CMA/NEMA | MEC
|  | No Resource (3) | 46485 | NPP DEVELOPMENT-02035PV75NM | 0.075 | 0.075 | N/A | N/A | N/A (5) | MA | 021 | RI | MEC
|  | No Resource (3) | 46486 | WB HUNT-02176PV75NM | 0.075 | 0.075 | N/A | N/A | N/A (5) | MA | 017 | BOSTON | MEC
|  | No Resource (3) | 46487 | CIDER HILL-01913PV78NM | 0.078 | 0.078 | N/A | N/A | N/A (5) | MA | 009 | BOSTON | MEC
|  | No Resource (3) | 46537 | CUMMINGS-0191PV82NM | 0.082 | 0.082 | N/A | N/A | N/A (5) | MA | 009 | BOSTON | MEC
|  | No Resource (3) | 46538 | SILVIA-02720PV75NM | 0.075 | 0.075 | N/A | N/A | N/A (5) | MA | 005 | SEMA | MEC
|  | No Resource (3) | 46539 | BCC SEA QALIBC-01854PV66NM | 0.066 | 0.066 | N/A | N/A | N/A (5) | MA | 017 | CMA/NEMA | MEC
|  | No Resource (3) | 46540 | NPP DEVELOPMENT-02035PV62NM | 0.062 | 0.062 | N/A | N/A | N/A (5) | MA | 021 | RI | MEC
|  | No Resource (3) | 46541 | TEKNOR APEX-02703PV75NM | 0.075 | 0.075 | N/A | N/A | N/A (5) | MA | 023 | RI | MEC
|  | No Resource (3) | 46564 | EPG SOLAR-01005PV2000NM | 2 | 2 | N/A | N/A | N/A (5) | MA | 027 | WMA | MEC
|  | No Resource (3) | 46565 | CABOT BEVERLY-01915PV2000NM | 2 | 2 | N/A | N/A | N/A (5) | MA | 009 | BOSTON | MEC
|  | No Resource (3) | 46566 | PRECISE PACKAGING-02720PV250NM | 0.25 | 0.25 | N/A | N/A | N/A (5) | MA | 005 | SEMA | MEC
|  | No Resource (3) | 46567 | NORTH BROOKFIELD-01535PV3000NM | 3 | 3 | N/A | N/A | N/A (5) | MA | 027 | WMA | MEC
|  | No Resource (3) | 46569 | NUGEN NCMC (PV) | 1 | 1 | N/A | N/A | N/A (5) | MA | 027 | WMA | FGE
|  | No Resource (3) | 46570 | NUGEN LUN (PV) | 2.5 | 2.5 | N/A | N/A | N/A (5) | MA | 027 | WMA | FGE
|  | No Resource (3) | 46607 | HARVARD SOLAR-01451PV460NM | 0.46 | 0.46 | N/A | N/A | N/A (5) | MA | 027 | CMA/NEMA | MEC
|  | No Resource (3) | 46636 | GOOSE RIVER HYDRO, INC. | 0.375 | 0.375 | N/A | N/A | N/A (5) | ME | 027 | ME | GOOSE
|  | No Resource (3) | 46641 | 205 STURBRIDGE-01010PV3000NM | 3 | 3 | N/A | N/A | N/A (5) | MA | 013 | WMA | MEC
|  | No Resource (3) | 46643 | EPG SOLAR-01005PV1500NM | 1.5 | 1.5 | N/A | N/A | N/A (5) | MA | 027 | WMA | MEC
|  | No Resource (3) | 46644 | UGT RENEW ENERGY-01540PV2750NM | 2.75 | 2.75 | N/A | N/A | N/A (5) | MA | 027 | WMA | MEC
|  | No Resource (3) | 46646 | SOLTAS ENERGY-01010PV2000NM | 2 | 2 | N/A | N/A | N/A (5) | MA | 013 | WMA | MEC
|  | No Resource (3) | 46647 | BLUEWAVE CAPITAL-02769PV1000NM | 1 | 1 | N/A | N/A | N/A (5) | MA | 005 | RI | MEC
|  | No Resource (3) | 46653 | WESTBORO SOLAR-01581PV1820NM | 1.82 | 1.82 | N/A | N/A | N/A (5) | MA | 027 | CMA/NEMA | MEC
|  | No Resource (3) | 46657 | INDIAN HILL-01069PV1000NM | 1 | 1 | N/A | N/A | N/A (5) | MA | 013 | WMA | MEC
|  | No Resource (3) | 46659 | BROWN SOLAR-01069PV1000NM | 1 | 1 | N/A | N/A | N/A (5) | MA | 013 | WMA | MEC
|  | No Resource (3) | 46660 | STATE SOLAR-01069PV1000NM | 1 | 1 | N/A | N/A | N/A (5) | MA | 013 | WMA | MEC
|  | No Resource (3) | 46662 | DISTRIBUTOR CORP-02148PV300NM | 0.3 | 0.3 | N/A | N/A | N/A (5) | MA | 017 | BOSTON | MEC
|  | No Resource (3) | 46663 | CITY OF LAWRENCE-01841PV300NM | 0.3 | 0.3 | N/A | N/A | N/A (5) | MA | 009 | CMA/NEMA | MEC
|  | No Resource (3) | 46665 | SX INDUSTRIES-02072PV170NM | 0.17 | 0.17 | N/A | N/A | N/A (5) | MA | 021 | SEMA | MEC
|  | No Resource (3) | 46666 | CUMMINGS-01915PV224NM | 0.224 | 0.224 | N/A | N/A | N/A (5) | MA | 009 | BOSTON | MEC
|  | No Resource (3) | 46667 | E NAZARENE-02170PV85NM | 0.085 | 0.085 | N/A | N/A | N/A (5) | MA | 021 | SEMA | MEC
|  | No Resource (3) | 46691 | CORNERSTONE-01057PV3000NM | 3 | 3 | N/A | N/A | N/A (5) | MA | 013 | WMA | MEC
|  | No Resource (3) | 46717 | EAST BAY-02915PV70NM | 0.07 | 0.07 | N/A | N/A | N/A (5) | RI | 007 | RI | NEC
|  | No Resource (3) | 46718 | EXTRA SPACE-02151PV144.3NM | 0.144 | 0.144 | N/A | N/A | N/A (5) | MA | 025 | BOSTON | MEC
|  | No Resource (3) | 46719 | STONEHILL COLL-02356PV2225QF | 2.225 | 2.225 | N/A | N/A | N/A (5) | MA | 005 | SEMA | MEC
|  | No Resource (3) | 46721 | ALL AMERICAN-02852PV250DG | 0.25 | 0.25 | N/A | N/A | N/A (5) | RI | 009 | RI | NEC
|  | No Resource (3) | 46732 | PIONEER SOLAR-01453PV495NM | 0.495 | 0.495 | N/A | N/A | N/A (5) | MA | 027 | WMA | MEC
|  | No Resource (3) | 46733 | TKS SOLAR-02301PV180NM | 0.18 | 0.18 | N/A | N/A | N/A (5) | MA | 023 | SEMA | MEC
|  | No Resource (3) | 46911 | NEXTSUN ENERGY-02896PV850DG | 0.85 | 0.85 | N/A | N/A | N/A (5) | RI | 007 | RI | NEC
|  | No Resource (3) | 46913 | WOONSOCKET-02895PV190DG | 0.19 | 0.19 | N/A | N/A | N/A (5) | RI | 007 | RI | NEC
|  | No Resource (3) | 46914 | BILLERICA-01523PV2499NM | 2.499 | 2.499 | N/A | N/A | N/A (5) | MA | 027 | CMA/NEMA | MEC
|  | No Resource (3) | 46915 | NEXAMP-01844PV2000NM | 2 | 2 | N/A | N/A | N/A (5) | MA | 009 | BOSTON | MEC
|  | No Resource (3) | 46916 | PHILLIPS-01810PV495NM | 0.495 | 0.495 | N/A | N/A | N/A (5) | MA | 009 | CMA/NEMA | MEC
|  | No Resource (3) | 46917 | NEWPORT VINEYARDS-02882PV50DG | 0.05 | 0.05 | N/A | N/A | N/A (5) | RI | 005 | SEMA | NEC
|  | No Resource (3) | 46924 | BILLERICA-01523PV2500NM | 2.5 | 2.5 | N/A | N/A | N/A (5) | MA | 027 | CMA/NEMA | MEC
|  | No Resource (3) | 46925 | GLC-MA SOLAR-01440PV1980NM | 1.98 | 1.98 | N/A | N/A | N/A (5) | MA | 027 | CMA/NEMA | MEC
|  | No Resource (3) | 46926 | STILLWATER-02917PV56DG | 0.056 | 0.056 | N/A | N/A | N/A (5) | RI | 007 | RI | NEC
|  | No Resource (3) | 46947 | AMERIPRIDE-01607PV225NM | 0.225 | 0.225 | N/A | N/A | N/A (5) | MA | 027 | CMA/NEMA | MEC
|  | No Resource (3) | 46948 | MILFORD IND-01757PV170NM | 0.17 | 0.17 | N/A | N/A | N/A (5) | MA | 027 | RI | MEC
|  | No Resource (3) | 46949 | NEW SALEM-01452PV675NM | 0.675 | 0.675 | N/A | N/A | N/A (5) | MA | 027 | WMA | MEC
|  | No Resource (3) | 46951 | OAKFIELD WIND | 135.5 | 135.5 | N/A | N/A | N/A (5) | ME | 003 | BHE | EWP2
|  | No Resource (3) | 46952 | TOWN OF WENDELL-01876PV260NM | 0.26 | 0.26 | N/A | N/A | N/A (5) | MA | 017 | CMA/NEMA | MEC
|  | No Resource (3) | 46953 | MACHINE INC-02072PV75NM | 0.075 | 0.075 | N/A | N/A | N/A (5) | MA | 021 | SEMA | MEC
|  | No Resource (3) | 46954 | PROTECTOWIRE-02359PV70NM | 0.07 | 0.07 | N/A | N/A | N/A (5) | MA | 023 | SEMA | MEC
|  | No Resource (3) | 46955 | MASS FISHERIES-01581PV251NM | 0.251 | 0.251 | N/A | N/A | N/A (5) | MA | 027 | CMA/NEMA | MEC
|  | No Resource (3) | 46982 | GLOBAL LIQUORS-02720PV85NM | 0.085 | 0.085 | N/A | N/A | N/A (5) | MA | 005 | SEMA | MEC
|  | No Resource (3) | 46992 | RIN LOGISTICS-02720PV1500NM | 1.5 | 1.5 | N/A | N/A | N/A (5) | MA | 005 | SEMA | MEC
|  | No Resource (3) | 46993 | PARAGON HOLDINGS-01740PV995NM | 0.995 | 0.995 | N/A | N/A | N/A (5) | MA | 027 | CMA/NEMA | MEC
|  | No Resource (3) | 46997 | BOLTONVILLE HYDRO | 1.318 | 1.318 | N/A | N/A | N/A (5) | VT | 017 | VT | GMP
|  | No Resource (3) | 46998 | STEERE ELECTRIC-02814PV72DG | 0.072 | 0.072 | N/A | N/A | N/A (5) | RI | 007 | RI | NEC
|  | No Resource (3) | 47002 | ONE KENWOOD-02038PV266NM | 0.266 | 0.266 | N/A | N/A | N/A (5) | MA | 021 | RI | MEC
|  | No Resource (3) | 47003 | S SHORE MILLWORK-02766PV648NM | 0.648 | 0.648 | N/A | N/A | N/A (5) | MA | 005 | RI | MEC
|  | No Resource (3) | 47004 | IRON MOUNTAIN-01532PV760NM | 0.76 | 0.76 | N/A | N/A | N/A (5) | MA | 027 | CMA/NEMA | MEC
|  | No Resource (3) | 47007 | FRANKLIN FORD-02038PV140NM | 0.14 | 0.14 | N/A | N/A | N/A (5) | MA | 021 | RI | MEC
|  | No Resource (3) | 47008 | MCGEE TOYOTA-02339PV85NM | 0.085 | 0.085 | N/A | N/A | N/A (5) | MA | 023 | RI | MEC
|  | No Resource (3) | 47020 | NEXAMP-02898PV499DG | 0.499 | 0.499 | N/A | N/A | N/A (5) | RI | 009 | RI | NEC
|  | No Resource (3) | 47032 | ABINGTON TARGET-02351PV418NM | 0.418 | 0.418 | N/A | N/A | N/A (5) | MA | 023 | SEMA | MEC
|  | No Resource (3) | 47033 | HANOVER TARGET-02339PV441NM | 0.441 | 0.441 | N/A | N/A | N/A (5) | MA | 023 | RI | MEC
|  | No Resource (3) | 47034 | MARLBORO TARGET-01752PV441NM | 0.441 | 0.441 | N/A | N/A | N/A (5) | MA | 017 | CMA/NEMA | MEC
|  | No Resource (3) | 47035 | MILFORD TARGET-01757PV302NM | 0.302 | 0.302 | N/A | N/A | N/A (5) | MA | 027 | RI | MEC
|  | No Resource (3) | 47036 | NORTHBORO WALMART-01532PV368NM | 0.368 | 0.368 | N/A | N/A | N/A (5) | MA | 027 | CMA/NEMA | MEC
|  | No Resource (3) | 47037 | LYNN WALMART-01905PV232NM | 0.232 | 0.232 | N/A | N/A | N/A (5) | MA | 009 | BOSTON | MEC
|  | No Resource (3) | 47046 | BOOTHBAY ENERGY STORAGE | 0.5 | 0.5 | N/A | N/A | N/A (5) | ME | 015 | ME | CONV
|  | No Resource (3) | 47060 | HANNAFORD FOOD-01535PV120NM | 0.12 | 0.12 | N/A | N/A | N/A (5) | MA | 027 | WMA | MEC
|  | No Resource (3) | 47061 | WHITTIER FARMS-01590PV114NM | 0.114 | 0.114 | N/A | N/A | N/A (5) | MA | 027 | CMA/NEMA | MEC
|  | No Resource (3) | 47062 | EASTERN BANK-01901PV100NM | 0.1 | 0.1 | N/A | N/A | N/A (5) | MA | 009 | BOSTON | MEC
|  | No Resource (3) | 47063 | SWISS TURN-01540PV100NM | 0.1 | 0.1 | N/A | N/A | N/A (5) | MA | 027 | WMA | MEC
|  | No Resource (3) | 47064 | 1ST CONGREGATION-02176PV90NM | 0.09 | 0.09 | N/A | N/A | N/A (5) | MA | 017 | BOSTON | MEC
|  | No Resource (3) | 47065 | 210 UPHAM (PV) | 0.072 | 0.072 | N/A | N/A | N/A (5) | MA | 027 | WMA | FGE
|  | No Resource (3) | 47066 | S.D. WARREN SACCARAPPA HYDRO | 1.35 | 1.35 | N/A | N/A | N/A (5) | ME | 005 | SME | FPLP
|  | No Resource (3) | 47092 | 3 VENUS WAY-02703PV750NM | 0.75 | 0.75 | N/A | N/A | N/A (5) | MA | 005 | RI | MEC
|  | No Resource (3) | 47093 | SWANSEA MALL-02777PV499NM | 0.499 | 0.499 | N/A | N/A | N/A (5) | MA | 005 | RI | MEC
|  | No Resource (3) | 47094 | MACY'S SAUGUS-01906PV278NM | 0.278 | 0.278 | N/A | N/A | N/A (5) | MA | 009 | BOSTON | MEC
|  | No Resource (3) | 47095 | MILFORD IND PLAZA-01757PV170NM | 0.17 | 0.17 | N/A | N/A | N/A (5) | MA | 027 | RI | MEC
|  | No Resource (3) | 47096 | JENIKE AND JO-01879PV150NM | 0.15 | 0.15 | N/A | N/A | N/A (5) | MA | 017 | CMA/NEMA | MEC
|  | No Resource (3) | 47097 | PREFERRED FREEZER-02322PV990NM | 0.99 | 0.99 | N/A | N/A | N/A (5) | MA | 021 | SEMA | MEC
|  | No Resource (3) | 47125 | BOW STREET HYDRO | 0.236 | 0.236 | N/A | N/A | N/A (5) | NH | 013 | NH | MMWEC
|  | No Resource (3) | 47126 | CITY OF QUINCY-02171PV132NM | 0.132 | 0.132 | N/A | N/A | N/A (5) | MA | 021 | SEMA | MEC
|  | No Resource (3) | 47127 | CITY OF QUINCY-02169PV144NM | 0.144 | 0.144 | N/A | N/A | N/A (5) | MA | 021 | SEMA | MEC
|  | No Resource (3) | 47128 | CITY OF QUINCY-02170PV195NM | 0.195 | 0.195 | N/A | N/A | N/A (5) | MA | 021 | SEMA | MEC
|  | No Resource (3) | 47129 | CITY OF QUINCY-02169PV129NM | 0.129 | 0.129 | N/A | N/A | N/A (5) | MA | 021 | SEMA | MEC
|  | No Resource (3) | 47210 | LEICESTER ONE-01524PV4883NM | 4.883 | 4.883 | N/A | N/A | N/A (5) | MA | 027 | WMA | MEC
|  | No Resource (3) | 47211 | SYNCARPHA-01453PV2000NM | 2 | 2 | N/A | N/A | N/A (5) | MA | 027 | CMA/NEMA | MEC
|  | No Resource (3) | 47263 | WARILA-01523PV150NM | 0.15 | 0.15 | N/A | N/A | N/A (5) | MA | 027 | CMA/NEMA | MEC
|  | No Resource (3) | 47264 | MERRIMACK REALITY-01830PV100NM | 0.1 | 0.1 | N/A | N/A | N/A (5) | MA | 009 | BOSTON | MEC
|  | No Resource (3) | 47265 | LMP FRANKLIN-02038PV490NM | 0.49 | 0.49 | N/A | N/A | N/A (5) | MA | 021 | RI | MEC
|  | No Resource (3) | 47266 | EAST COASTWELDING-01950PV100NM | 0.1 | 0.1 | N/A | N/A | N/A (5) | MA | 009 | BOSTON | MEC
|  | No Resource (3) | 47267 | BLACKMARBLEMOTOR-02151PV241NM | 0.241 | 0.241 | N/A | N/A | N/A (5) | MA | 025 | BOSTON | MEC
|  | No Resource (3) | 47281 | SWANSEA MALL-02777PV260QF | 0.26 | 0.26 | N/A | N/A | N/A (5) | MA | 005 | RI | MEC
|  | No Resource (3) | 47282 | CITY OF QUINCY-02171PV225NM | 0.225 | 0.225 | N/A | N/A | N/A (5) | MA | 021 | SEMA | MEC
|  | No Resource (3) | 47283 | NATIONAL MARKER-02896PV186NM | 0.186 | 0.186 | N/A | N/A | N/A (5) | RI | 007 | RI | NEC
|  | No Resource (3) | 47284 | LARRY LUNDIN-02333PV180NM | 0.18 | 0.18 | N/A | N/A | N/A (5) | MA | 023 | SEMA | MEC
|  | No Resource (3) | 47285 | LARSON TOOL-02703PV131NM | 0.131 | 0.131 | N/A | N/A | N/A (5) | MA | 005 | RI | MEC
|  | No Resource (3) | 47311 | PETERBOROUGH WWTF PV | 0.75 | 0.75 | N/A | N/A | N/A (5) | NH | 011 | NH | PSNH
|  | No Resource (3) | 47312 | SKATE 3-01879PV491NM | 0.491 | 0.491 | N/A | N/A | N/A (5) | MA | 017 | CMA/NEMA | MEC
|  | No Resource (3) | 47313 | MACYS MARLBORO-01752PV371NM | 0.371 | 0.371 | N/A | N/A | N/A (5) | MA | 017 | CMA/NEMA | MEC
|  | No Resource (3) | 47357 | JOHNSTON SOLAR-02919PV1375DG | 1.375 | 1.375 | N/A | N/A | N/A (5) | RI | 007 | RI | NEC
|  | No Resource (3) | 47364 | HA MA SOLAR-01222PV999NM | 0.999 | 0.999 | N/A | N/A | N/A (5) | MA | 003 | WMA | MEC
|  | No Resource (3) | 47365 | WILLIAMS COLLEGE-01267PV414NM | 0.414 | 0.414 | N/A | N/A | N/A (5) | MA | 003 | WMA | MEC
|  | No Resource (3) | 47377 | BLUEWAVE - MATTAPOISETT 2260 | 0.75 | 0.75 | N/A | N/A | N/A (5) | MA | 023 | SEMA | NSTAR
|  | No Resource (3) | 47379 | GARDNER WALMART-01440PV278NM | 0.278 | 0.278 | N/A | N/A | N/A (5) | MA | 027 | CMA/NEMA | MEC
|  | No Resource (3) | 47391 | CHELMSFORD DPW-01824PV335NM | 0.335 | 0.335 | N/A | N/A | N/A (5) | MA | 017 | CMA/NEMA | MEC
|  | No Resource (3) | 47392 | MCCARTHY SCHOOL-01824PV300NM | 0.3 | 0.3 | N/A | N/A | N/A (5) | MA | 017 | CMA/NEMA | MEC
|  | No Resource (3) | 47393 | HARRINGTON SCHOOL-01824PV295NM | 0.295 | 0.295 | N/A | N/A | N/A (5) | MA | 017 | CMA/NEMA | MEC
|  | No Resource (3) | 47397 | NM-ALNASCO | 0.3 | 0.3 | N/A | N/A | N/A (5) | MA | 003 | WMA | WMECO
|  | No Resource (3) | 47398 | NM-BGREEN ENERGY | 0.3 | 0.3 | N/A | N/A | N/A (5) | MA | 015 | WMA | WMECO
|  | No Resource (3) | 47399 | NM-BWC ORIGINATION | 0.833 | 0.833 | N/A | N/A | N/A (5) | MA | 015 | WMA | WMECO
|  | No Resource (3) | 47400 | NM-CENTER FOR ECOLOGICAL TECH | 0.142 | 0.142 | N/A | N/A | N/A (5) | MA | 013 | WMA | WMECO
|  | No Resource (3) | 47401 | NM-C F FARMS | 0.175 | 0.175 | N/A | N/A | N/A (5) | MA | 015 | WMA | WMECO
|  | No Resource (3) | 47402 | NM-CLARKS COVAIR PARTS | 0.082 | 0.082 | N/A | N/A | N/A (5) | MA | 011 | WMA | WMECO
|  | No Resource (3) | 47403 | NM-COWLS BUILDING SUPPLY | 0.1 | 0.1 | N/A | N/A | N/A (5) | MA | 015 | WMA | WMECO
|  | No Resource (3) | 47404 | NM-FRANKLIN REGIONAL | 0.1 | 0.1 | N/A | N/A | N/A (5) | MA | 011 | WMA | WMECO
|  | No Resource (3) | 47405 | NM-FW WEBB | 0.266 | 0.266 | N/A | N/A | N/A (5) | MA | 013 | WMA | WMECO
|  | No Resource (3) | 47406 | NM-GUIDO QUALITY FOODS | 0.168 | 0.168 | N/A | N/A | N/A (5) | MA | 003 | WMA | WMECO
|  | No Resource (3) | 47407 | NM-LYNN EDWARDS | 0.095 | 0.095 | N/A | N/A | N/A (5) | MA | 015 | WMA | WMECO
|  | No Resource (3) | 47408 | NM-LYON AVIATION | 0.1 | 0.1 | N/A | N/A | N/A (5) | MA | 003 | WMA | WMECO
|  | No Resource (3) | 47409 | NM-PITTSFIELD RYE | 0.499 | 0.499 | N/A | N/A | N/A (5) | MA | 003 | WMA | WMECO
|  | No Resource (3) | 47410 | CHELMSFORD HIGH-01824PV225NM | 0.225 | 0.225 | N/A | N/A | N/A (5) | MA | 017 | CMA/NEMA | MEC
|  | No Resource (3) | 47411 | PARKER SCHOOL-01824PV225NM | 0.225 | 0.225 | N/A | N/A | N/A (5) | MA | 017 | CMA/NEMA | MEC
|  | No Resource (3) | 47412 | BYAM SCHOOL-01824-PV225NM | 0.225 | 0.225 | N/A | N/A | N/A (5) | MA | 017 | CMA/NEMA | MEC
|  | No Resource (3) | 47413 | SOUTH ROW SCHOOL-01824PV150NM | 0.15 | 0.15 | N/A | N/A | N/A (5) | MA | 017 | CMA/NEMA | MEC
|  | No Resource (3) | 47414 | WESTLAND SCHOOL-01824PV100NM | 0.1 | 0.1 | N/A | N/A | N/A (5) | MA | 017 | CMA/NEMA | MEC
|  | No Resource (3) | 47415 | CENTER SCHOOL-01824PV75NM | 0.75 | 0.75 | N/A | N/A | N/A (5) | MA | 017 | CMA/NEMA | MEC
|  | No Resource (3) | 47419 | NM-TOWN OF WEST SPRINGFIELD | 3.3 | 3.3 | N/A | N/A | N/A (5) | MA | 013 | WMA | WMECO
|  | No Resource (3) | 47420 | NM-TOWN OF LONGMEADOW | 3.34 | 3.34 | N/A | N/A | N/A (5) | MA | 013 | WMA | WMECO
|  | No Resource (3) | 47421 | NM-TOWN OF ASHFIELD | 2.5 | 2.5 | N/A | N/A | N/A (5) | MA | 015 | WMA | WMECO
|  | No Resource (3) | 47422 | NM-UMASS AMHERST | 2 | 2 | N/A | N/A | N/A (5) | MA | 011 | WMA | WMECO
|  | No Resource (3) | 47423 | BRISTOLCOMMCOLL-02720PV2000NM | 2 | 2 | N/A | N/A | N/A (5) | MA | 005 | SEMA | MEC
|  | No Resource (3) | 47443 | HA MA SOLAR-01036PV3500NM | 3.5 | 3.5 | N/A | N/A | N/A (5) | MA | 013 | WMA | MEC
|  | No Resource (3) | 47444 | SUN EDISON ORIG3-02769PV3334NM | 3.334 | 3.334 | N/A | N/A | N/A (5) | MA | 005 | RI | MEC
|  | No Resource (3) | 47445 | NORTH ADAMS-01247PV2250NM | 2.25 | 2.25 | N/A | N/A | N/A (5) | MA | 003 | WMA | MEC
|  | No Resource (3) | 47447 | BWC 5 MILE RIVER-01031PV1890NM | 1.89 | 1.89 | N/A | N/A | N/A (5) | MA | 027 | WMA | MEC
|  | No Resource (3) | 47448 | BWC 5 MILE RIVER-01031PV1000NM | 1 | 1 | N/A | N/A | N/A (5) | MA | 027 | WMA | MEC
|  | No Resource (3) | 47455 | BROCKTON WALMART-02301PV252QF | 0.252 | 0.252 | N/A | N/A | N/A (5) | MA | 023 | SEMA | MEC
|  | No Resource (3) | 47477 | TOWN OF WAREHAM 2155 | 4.75 | 4.75 | N/A | N/A | N/A (5) | MA | 023 | SEMA | NSTAR
|  | No Resource (3) | 47484 | TOWN OF DARTMOUTH 1924 | 2.75 | 2.75 | N/A | N/A | N/A (5) | MA | 005 | SEMA | NSTAR
|  | No Resource (3) | 47485 | TOWN OF DARTMOUTH 1925 | 4 | 4 | N/A | N/A | N/A (5) | MA | 005 | SEMA | NSTAR
|  | No Resource (3) | 47486 | PLAINVILLE GAMING-02762PV615QF | 0.615 | 0.615 | N/A | N/A | N/A (5) | MA | 021 | RI | MEC
|  | No Resource (3) | 47487 | N KINGSTOWN SOLAR-02852PV495DG | 0.495 | 0.495 | N/A | N/A | N/A (5) | RI | 009 | RI | NEC
|  | No Resource (3) | 47504 | CVEC EDGARTOWN - 1886 | 1.083 | 1.083 | N/A | N/A | N/A (5) | MA | 007 | SEMA | NSTAR
|  | No Resource (3) | 47505 | CVEC EDGARTOWN - 1887 | 1.083 | 1.083 | N/A | N/A | N/A (5) | MA | 007 | SEMA | NSTAR
|  | No Resource (3) | 47506 | CVEC HARWICH - 1913 | 4 | 4 | N/A | N/A | N/A (5) | MA | 001 | SEMA | NSTAR
|  | No Resource (3) | 47530 | SEEKONK WALMART-02771PV230QF | 0.23 | 0.23 | N/A | N/A | N/A (5) | MA | 005 | RI | MEC
|  | No Resource (3) | 47559 | HANNAFORD LUN PV | 0.17 | 0.17 | N/A | N/A | N/A (5) | MA | 027 | WMA | FGE
|  | No Resource (3) | 47699 | H&V-01472ST3519QF | 3.519 | 3.519 | N/A | N/A | N/A (5) | MA | 017 | CMA/NEMA | MEC
|  | No Resource (3) | 47703 | WEST ST NOMINEE-01747PV490NM | 0.49 | 0.49 | N/A | N/A | N/A (5) | MA | 027 | RI | MEC
|  | No Resource (3) | 47704 | ERVING PAPER-01344ST3519QF | 2.583 | 3.519 | N/A | N/A | N/A (5) | MA | 011 | WMA | MEC
|  | No Resource (3) | 47731 | 245 RIVER STREET PLACE LLC | 0.4 | 0.4 | N/A | N/A | N/A (5) | MA | 027 | WMA | FGE
|  | No Resource (3) | 47749 | UI RCP BGPT PV | 2.2 | 2.2 | N/A | N/A | N/A (5) | CT | 001 | SWCT | UI
|  | No Resource (3) | 47751 | WED COVENTRY 1-6 | 15 | 15 | N/A | N/A | N/A (5) | RI | 003 | RI | GRDV
|  | No Resource (3) | 47752 | AMPERSAND BROOKLYN DAM HYDRO | 0.6 | 0.6 | N/A | N/A | N/A (5) | NH | 007 | NH | PSNH
|  | No Resource (3) | 47836 | QUABBIN WIRE-01082PV70NM | 0.07 | 0.07 | N/A | N/A | N/A (5) | MA | 015 | WMA | MEC
|  | No Resource (3) | 47837 | QUABBIN WIRE-01082PV224NM | 0.224 | 0.224 | N/A | N/A | N/A (5) | MA | 015 | WMA | MEC
|  | No Resource (3) | 47838 | GOODING FAMILY-02302PV250NM | 0.25 | 0.25 | N/A | N/A | N/A (5) | MA | 023 | SEMA | MEC
|  | No Resource (3) | 47926 | NM AMHERST DEVELOPMENT ASSOC | 0.095 | 0.095 | N/A | N/A | N/A (5) | MA | 015 | WMA | WMECO
|  | No Resource (3) | 47927 | NM EASTHAMPTON HS | 0.083 | 0.083 | N/A | N/A | N/A (5) | MA | 015 | WMA | WMECO
|  | No Resource (3) | 47928 | NM BIG Y LEE MA | 0.295 | 0.295 | N/A | N/A | N/A (5) | MA | 003 | WMA | WMECO
|  | No Resource (3) | 47929 | NM BIG Y SPRINGFIELD MA | 0.5 | 0.5 | N/A | N/A | N/A (5) | MA | 013 | WMA | WMECO
|  | No Resource (3) | 47930 | NM-HONORE LLC | 0.095 | 0.095 | N/A | N/A | N/A (5) | MA | 013 | WMA | WMECO
|  | No Resource (3) | 47931 | NM-BETA FOG NOZZLE | 0.135 | 0.135 | N/A | N/A | N/A (5) | MA | 011 | WMA | WMECO
|  | No Resource (3) | 47932 | NM GIRARD LIMITED | 0.08 | 0.08 | N/A | N/A | N/A (5) | MA | 013 | WMA | WMECO
|  | No Resource (3) | 47933 | NM WALMART SPRINGFIELD MA | 0.333 | 0.333 | N/A | N/A | N/A (5) | MA | 013 | WMA | WMECO
|  | No Resource (3) | 47934 | NM WINTON CORP | 0.11 | 0.11 | N/A | N/A | N/A (5) | MA | 013 | WMA | WMECO
|  | No Resource (3) | 47950 | NATIONAL GRID 1-01005PV480NM | 0.48 | 0.48 | N/A | N/A | N/A (5) | MA | 027 | WMA | MEC
|  | No Resource (3) | 47951 | NATIONAL GRID 2-01005PV480NM | 0.48 | 0.48 | N/A | N/A | N/A (5) | MA | 027 | WMA | MEC
|  | No Resource (3) | 47952 | NATIONAL GRID 3-01005PV480NM | 0.48 | 0.48 | N/A | N/A | N/A (5) | MA | 027 | WMA | MEC
|  | No Resource (3) | 47953 | NATIONAL GRID 4-01005PV480NM | 0.48 | 0.48 | N/A | N/A | N/A (5) | MA | 027 | WMA | MEC
|  | No Resource (3) | 47954 | WINN SOLAR THREE-01841PV115NM | 0.115 | 0.115 | N/A | N/A | N/A (5) | MA | 009 | CMA/NEMA | MEC
|  | No Resource (3) | 47955 | BELLINGHAM PLAZA-02019PV198QF | 0.198 | 0.198 | N/A | N/A | N/A (5) | MA | 021 | RI | MEC
|  | No Resource (3) | 47956 | ANDOVER COMPANIES-01810PV494NM | 0.494 | 0.494 | N/A | N/A | N/A (5) | MA | 009 | CMA/NEMA | MEC
|  | No Resource (3) | 47959 | ZORENA-01590PV100NM | 0.1 | 0.1 | N/A | N/A | N/A (5) | MA | 027 | CMA/NEMA | MEC
|  | No Resource (3) | 47983 | JLS MAILING SVS-01876PV490NM | 0.49 | 0.49 | N/A | N/A | N/A (5) | MA | 023 | SEMA | MEC
|  | No Resource (3) | 47984 | BJ'S WHOLESALE-01532PV460NM | 0.46 | 0.46 | N/A | N/A | N/A (5) | MA | 027 | CMA/NEMA | MEC
|  | No Resource (3) | 47985 | DENNISON LUBRICANT01607PV308QF | 0.308 | 0.308 | N/A | N/A | N/A (5) | MA | 027 | CMA/NEMA | MEC
|  | No Resource (3) | 47986 | TARGET LEOMINSTER-01453PV184QF | 0.184 | 0.184 | N/A | N/A | N/A (5) | MA | 027 | WMA | MEC
|  | No Resource (3) | 47987 | LAMOUREUX FORD-01515PV100NMNM | 0.1 | 0.1 | N/A | N/A | N/A (5) | MA | 027 | WMA | MEC
|  | No Resource (3) | 47991 | SOLTERRA LLC SOLAR PROJECT | 16.53 | 16.53 | N/A | N/A | N/A (5) | MA | 027 | WMA | NRGPM
|  | No Resource (3) | 47992 | BREAKAWAY ICE-01876PV120NM | 0.12 | 0.12 | N/A | N/A | N/A (5) | MA | 017 | BOSTON | MEC
|  | No Resource (3) | 47993 | 217 EAST RD SOLAR-01220PV996NM | 0.996 | 0.996 | N/A | N/A | N/A (5) | MA | 003 | WMA | MEC
|  | No Resource (3) | 48022 | WINN SOLAR THREE-01852PV120NM | 0.12 | 0.12 | N/A | N/A | N/A (5) | MA | 017 | CMA/NEMA | MEC
|  | No Resource (3) | 48075 | STONY HILL SOLAR-01036PV499NM | 0.499 | 0.499 | N/A | N/A | N/A (5) | MA | 013 | WMA | MEC
|  | No Resource (3) | 48081 | APOLLO SOLAR-01876PV268NM | 0.268 | 0.268 | N/A | N/A | N/A (5) | MA | 017 | CMA/NEMA | MEC
|  | No Resource (3) | 48082 | HANCOCK WIND | 51 | 51 | N/A | N/A | N/A (5) | ME | 009 | BHE | HCWL
|  | No Resource (3) | 48083 | FRENCH RIVER | 12.35 | 12.35 | N/A | N/A | N/A (5) | MA | 027 | WMA | EMMT-I
|  | No Resource (3) | 48166 | MAYBURY ASSOC-01028PV250QF | 0.25 | 0.25 | N/A | N/A | N/A (5) | MA | 013 | WMA | MEC
|  | No Resource (3) | 48167 | RANDOLP & BALDWIN-01432PV80QF | 0.08 | 0.08 | N/A | N/A | N/A (5) | MA | 017 | CMA/NEMA | MEC
|  | No Resource (3) | 48170 | SYNCARPHA PALMER-01069PV4995NM | 4.995 | 4.995 | N/A | N/A | N/A (5) | MA | 013 | WMA | MEC
|  | No Resource (3) | 48171 | HALIFAX SOLAR NG-02338PV2500NM | 2.5 | 2.5 | N/A | N/A | N/A (5) | MA | 023 | SEMA | MEC
|  | No Resource (3) | 48172 | BLUEWAVE CAPITAL-02769PV1670NM | 1.67 | 1.67 | N/A | N/A | N/A (5) | MA | 005 | RI | MEC
|  | No Resource (3) | 48177 | PARKRIDGE-01835PV92.4QF | 0.092 | 0.092 | N/A | N/A | N/A (5) | MA | 009 | BOSTON | MEC
|  | No Resource (3) | 48178 | PLAINVILLE TARGET-02762PV414QF | 0.414 | 0.414 | N/A | N/A | N/A (5) | MA | 021 | RI | MEC
|  | No Resource (3) | 48205 | GENERAL WOODWKNG2-01851PV100NM | 0.1 | 0.1 | N/A | N/A | N/A (5) | MA | 017 | CMA/NEMA | MEC
|  | No Resource (3) | 48206 | GENERAL WOODWKNG1-01851PV224NM | 0.224 | 0.224 | N/A | N/A | N/A (5) | MA | 017 | CMA/NEMA | MEC
|  | No Resource (3) | 48221 | 146 SUPPLY CTR-01527PV98NM | 0.098 | 0.098 | N/A | N/A | N/A (5) | MA | 027 | CMA/NEMA | MEC
|  | No Resource (3) | 48225 | SWANSEA TARGET-02777PV483QF | 0.483 | 0.483 | N/A | N/A | N/A (5) | MA | 005 | RI | MEC
|  | No Resource (3) | 48226 | UXBRIDGE PRO STGE-01569PV265QF | 0.265 | 0.265 | N/A | N/A | N/A (5) | MA | 027 | RI | MEC
|  | No Resource (3) | 48232 | TOWN OF WENDELL-01473PV600NM | 0.6 | 0.6 | N/A | N/A | N/A (5) | MA | 027 | WMA | MEC
|  | No Resource (3) | 48239 | CYN OIL CORP-02072PV100NM | 0.1 | 0.1 | N/A | N/A | N/A (5) | MA | 021 | SEMA | MEC
|  | No Resource (3) | 48249 | WORC BURNCOAT-01606PV252QF | 0.252 | 0.252 | N/A | N/A | N/A (5) | MA | 027 | CMA/NEMA | MEC
|  | No Resource (3) | 48250 | WORC FOREST GROVE-01605PV87QF | 0.087 | 0.087 | N/A | N/A | N/A (5) | MA | 027 | CMA/NEMA | MEC
|  | No Resource (3) | 48321 | WORC CHANDLER-01602PV100QF | 0.1 | 0.1 | N/A | N/A | N/A (5) | MA | 027 | CMA/NEMA | MEC
|  | No Resource (3) | 48400 | SOMERSET SCHOOL-02726PV240NM | 0.24 | 0.24 | N/A | N/A | N/A (5) | MA | 005 | RI | MEC
|  | No Resource (3) | 48401 | EVERSOURCE PV N2123 | 0.121 | 0.121 | N/A | N/A | N/A (5) | NH | 011 | NH | PSNH
|  | No Resource (3) | 48402 | MERCURY WIRE-01562PV224NM | 0.224 | 0.224 | N/A | N/A | N/A (5) | MA | 027 | CMA/NEMA | MEC
|  | No Resource (3) | 48403 | FACILITY MGT CORP-01747PV200NM | 0.2 | 0.2 | N/A | N/A | N/A (5) | MA | 027 | RI | MEC
|  | No Resource (3) | 48406 | HERRICKS INC-01364PV112NM | 0.112 | 0.112 | N/A | N/A | N/A (5) | MA | 011 | WMA | MEC
|  | No Resource (3) | 48407 | ENRIGHT LLC-01879PV300NM | 0.3 | 0.3 | N/A | N/A | N/A (5) | MA | 017 | CMA/NEMA | MEC
|  | No Resource (3) | 48426 | 19 POND RD LLC-01930PV200NM | 0.2 | 0.2 | N/A | N/A | N/A (5) | MA | 009 | BOSTON | MEC
|  | No Resource (3) | 48583 | HYDE TOOLS INC-01550PV263NM | 0.263 | 0.263 | N/A | N/A | N/A (5) | MA | 027 | WMA | MEC
|  | No Resource (3) | 48584 | LAND OF THE SKY1-01550PV480NM | 0.48 | 0.48 | N/A | N/A | N/A (5) | MA | 027 | WMA | MEC
|  | No Resource (3) | 48585 | LAND OF THE SKY2-01550PV480NM | 0.48 | 0.48 | N/A | N/A | N/A (5) | MA | 027 | WMA | MEC
|  | No Resource (3) | 48586 | LAND OF THE SKY3-01550PV480NM | 0.48 | 0.48 | N/A | N/A | N/A (5) | MA | 027 | WMA | MEC
|  | No Resource (3) | 48587 | LAND OF THE SKY4-01550PV480NM | 0.48 | 0.48 | N/A | N/A | N/A (5) | MA | 027 | WMA | MEC
|  | No Resource (3) | 48588 | SOLARCITY CORP-01096PV2266NM | 2.266 | 2.266 | N/A | N/A | N/A (5) | MA | 015 | WMA | MEC
|  | No Resource (3) | 48643 | DURHAM PV N3524 | 0.504 | 0.504 | N/A | N/A | N/A (5) | NH | 017 | NH | PSNH
|  | No Resource (3) | 48645 | PISGAH MOUNTAIN WIND | 9.075 | 9.075 | N/A | N/A | N/A (5) | ME | 019 | BHE | SWEB
|  | No Resource (3) | 48649 | ALPHA RHO | 0.2 | 0.2 | N/A | N/A | N/A (5) | MA | 027 | WMA | FGE
|  | No Resource (3) | 48650 | LONG SUBARU-01570PV75NM | 0.075 | 0.075 | N/A | N/A | N/A (5) | MA | 027 | CMA/NEMA | MEC
|  | No Resource (3) | 48651 | TRINITY EMS-01853PV64.8QF | 0.065 | 0.065 | N/A | N/A | N/A (5) | MA | 017 | CMA/NEMA | MEC
|  | No Resource (3) | 48659 | MILTON PV N3084 | 0.75 | 0.75 | N/A | N/A | N/A (5) | NH | 017 | NH | PSNH
|  | No Resource (3) | 48664 | S COUNTY-02822PV878DG | 0.878 | 0.878 | N/A | N/A | N/A (5) | RI | 009 | RI | NEC
|  | No Resource (3) | 48665 | IMPERIAL DELTAH-02914PV264NM | 0.264 | 0.264 | N/A | N/A | N/A (5) | RI | 007 | RI | NEC
|  | No Resource (3) | 48672 | THEDODGECO-01821PV172NM | 0.172 | 0.172 | N/A | N/A | N/A (5) | MA | 017 | CMA/NEMA | MEC
|  | No Resource (3) | 48674 | RES.RD.HOLDINGS-02136PV2500NM | 2.5 | 2.5 | N/A | N/A | N/A (5) | MA | 003 | WMA | MEC
|  | No Resource (3) | 48675 | HARBOR SOLAR LLC-02324PV989NM | 0.989 | 0.989 | N/A | N/A | N/A (5) | MA | 023 | SEMA | MEC
|  | No Resource (3) | 48676 | HARBOR SOLAR 2-02324PV1978NM | 1.978 | 1.978 | N/A | N/A | N/A (5) | MA | 023 | SEMA | MEC
|  | No Resource (3) | 48694 | MERCURY (198)-01543PV2000NM | 2 | 2 | N/A | N/A | N/A (5) | MA | 027 | WMA | MEC
|  | No Resource (3) | 48697 | MCI TELECOM-01507PV772.8QF | 0.772 | 0.772 | N/A | N/A | N/A (5) | MA | 027 | WMA | MEC
|  | No Resource (3) | 48698 | STORZ 2101B-01507PV2000NM | 2 | 2 | N/A | N/A | N/A (5) | MA | 027 | WMA | MEC
|  | No Resource (3) | 48713 | STORZ 2101A-01507PV2000NM | 2 | 2 | N/A | N/A | N/A (5) | MA | 027 | WMA | MEC
|  | No Resource (3) | 48718 | BRODIE MT RD-01237PV2000NM | 2 | 2 | N/A | N/A | N/A (5) | MA | 003 | WMA | MEC
|  | No Resource (3) | 48719 | HOUSATONIC-WARE-01092PV960NM | 0.96 | 0.96 | N/A | N/A | N/A (5) | MA | 027 | WMA | MEC
|  | No Resource (3) | 48720 | WESTBROOKFIELD-01585PV1400NM | 1.4 | 1.4 | N/A | N/A | N/A (5) | MA | 027 | WMA | MEC
|  | No Resource (3) | 48721 | HOUSATONIC SPRING-01092PV952NM | 0.952 | 0.952 | N/A | N/A | N/A (5) | MA | 027 | WMA | MEC
|  | No Resource (3) | 48722 | BURTON VILLAGE-01452PV96QF | 0.096 | 0.096 | N/A | N/A | N/A (5) | MA | 027 | CMA/NEMA | MEC
|  | No Resource (3) | 48723 | INDEPENDENCE2575-02072PV1725NM | 1.725 | 1.725 | N/A | N/A | N/A (5) | MA | 021 | SEMA | MEC
|  | No Resource (3) | 48724 | CASCO BAY ENERGY STORAGE | 16.2 | 16.2 | N/A | N/A | N/A (5) | ME | 005 | SME | FPLP
|  | No Resource (3) | 48741 | CECSOLAR#1050-01569PV950NM | 0.95 | 0.95 | N/A | N/A | N/A (5) | MA | 027 | RI | MEC
|  | No Resource (3) | 48742 | HOUSATONIC 1734-01236PV2100NM | 2.1 | 2.1 | N/A | N/A | N/A (5) | MA | 003 | WMA | MEC
|  | No Resource (3) | 48743 | ECASOLAR39TOZERRD-01915PV840NM | 0.84 | 0.84 | N/A | N/A | N/A (5) | MA | 009 | BOSTON | MEC
|  | No Resource (3) | 48747 | BRAUNSEXPRESS-01747PV164NM | 0.164 | 0.164 | N/A | N/A | N/A (5) | MA | 027 | RI | MEC
|  | No Resource (3) | 48748 | RANDOLPH&BALDWIN-01432PV79.2NM | 0.079 | 0.079 | N/A | N/A | N/A (5) | MA | 017 | CMA/NEMA | MEC
|  | No Resource (3) | 48749 | ARSENAULT2103-01585PV800NM | 0.8 | 0.8 | N/A | N/A | N/A (5) | MA | 027 | WMA | MEC
|  | No Resource (3) | 48750 | BLUEWAVE 8861-01540PV1500NM | 1.5 | 1.5 | N/A | N/A | N/A (5) | MA | 027 | WMA | MEC
|  | No Resource (3) | 48751 | BLUEWAVE5149-02766PV750NM | 0.75 | 0.75 | N/A | N/A | N/A (5) | MA | 005 | SEMA | MEC
|  | No Resource (3) | 48752 | BLUEWAVE 5161-02766PV750NM | 0.75 | 0.75 | N/A | N/A | N/A (5) | MA | 005 | SEMA | MEC
|  | No Resource (3) | 48753 | CEREBRAL PALSY-02072PV112QF | 0.112 | 0.112 | N/A | N/A | N/A (5) | MA | 021 | SEMA | MEC
|  | No Resource (3) | 48756 | QUINCYSCHOOLS4785-02169PV135NM | 0.135 | 0.135 | N/A | N/A | N/A (5) | MA | 021 | SEMA | MEC
|  | No Resource (3) | 48757 | SAFEHARBOROTIS-01581PV741NM | 0.741 | 0.741 | N/A | N/A | N/A (5) | MA | 027 | CMA/NEMA | MEC
|  | No Resource (3) | 48758 | CEDEV.MEETINGST-02905PV75NM | 0.075 | 0.075 | N/A | N/A | N/A (5) | RI | 007 | RI | NEC
|  | No Resource (3) | 48764 | QUINCYPALMERST-02169PV120NM | 0.12 | 0.12 | N/A | N/A | N/A (5) | MA | 021 | SEMA | MEC
|  | No Resource (3) | 48765 | QUINCYQPSOFFICE-02169PV96NM | 0.096 | 0.096 | N/A | N/A | N/A (5) | MA | 021 | SEMA | MEC
|  | No Resource (3) | 48766 | CECSOLAR#1045-01569PV728NM | 0.728 | 0.728 | N/A | N/A | N/A (5) | MA | 027 | RI | MEC
|  | No Resource (3) | 48767 | 510PVDEVNASHUARD-01463PV990NM | 0.99 | 0.99 | N/A | N/A | N/A (5) | MA | 017 | CMA/NEMA | MEC
|  | No Resource (3) | 48768 | QUINCY_BILLINGS-02171PV63NM | 0.063 | 0.063 | N/A | N/A | N/A (5) | MA | 021 | SEMA | MEC
|  | No Resource (3) | 48774 | FOSTER-SOLAR-02857PV1170RIDG | 1.17 | 1.17 | N/A | N/A | N/A (5) | RI | 007 | RI | NEC
|  | No Resource (3) | 48778 | CECSOLAR#1051-01569PV450NM | 0.45 | 0.45 | N/A | N/A | N/A (5) | MA | 027 | RI | MEC
|  | No Resource (3) | 48787 | KNIGHT FARM-02828PV70NM | 0.07 | 0.07 | N/A | N/A | N/A (5) | RI | 007 | RI | NEC
|  | No Resource (3) | 48788 | HOWLANDASS.-02865PV136NM | 0.136 | 0.136 | N/A | N/A | N/A (5) | RI | 007 | RI | NEC
|  | No Resource (3) | 48801 | BELLAENERGY5140-02715PV499NM | 0.499 | 0.499 | N/A | N/A | N/A (5) | MA | 005 | SEMA | MEC
|  | No Resource (3) | 48810 | 510PVDEV.ELLIS RD-01473PV480NM | 0.48 | 0.48 | N/A | N/A | N/A (5) | MA | 027 | WMA | MEC
|  | No Resource (3) | 48811 | ALVES238E.MAINRD-02842PV86.4NM | 0.086 | 0.086 | N/A | N/A | N/A (5) | RI | 005 | RI | NEC
|  | No Resource (3) | 48812 | PRINTGUARD-01527PV100NM | 0.1 | 0.1 | N/A | N/A | N/A (5) | MA | 027 | CMA/NEMA | MEC
|  | No Resource (3) | 48813 | WINDSORWOOD-02148PV140NM | 0.14 | 0.14 | N/A | N/A | N/A (5) | MA | 017 | BOSTON | MEC
|  | No Resource (3) | 48814 | PALMERFOUNDRY-01069PV252NM | 0.252 | 0.252 | N/A | N/A | N/A (5) | MA | 013 | WMA | MEC
|  | No Resource (3) | 48815 | NEXTSUNWALKERRD-01464PV2000NM | 2 | 2 | N/A | N/A | N/A (5) | MA | 017 | CMA/NEMA | MEC
|  | No Resource (3) | 48816 | 510PVDEVBARRE-01005PV480NM | 0.48 | 0.48 | N/A | N/A | N/A (5) | MA | 027 | WMA | MEC
|  | No Resource (3) | 48817 | TARGET#T2430-02886PV112NM | 0.112 | 0.112 | N/A | N/A | N/A (5) | RI | 003 | RI | NEC
|  | No Resource (3) | 48818 | 510PV_NBROOKFIELD-01535PV480NM | 0.48 | 0.48 | N/A | N/A | N/A (5) | MA | 027 | WMA | MEC
|  | No Resource (3) | 48819 | BLUEWAVE7629-02766PV500NM | 0.75 | 0.75 | N/A | N/A | N/A (5) | MA | 005 | SEMA | MEC
|  | No Resource (3) | 48820 | WNEWBURYMAINSTLLC-01985PV354NM | 0.354 | 0.354 | N/A | N/A | N/A (5) | MA | 009 | BOSTON | MEC
|  | No Resource (3) | 48821 | EJRREALESTATE-01752PV300NM | 0.3 | 0.3 | N/A | N/A | N/A (5) | MA | 017 | CMA/NEMA | MEC
|  | No Resource (3) | 48823 | LONG SUB.3685-01570PV140NM | 0.14 | 0.14 | N/A | N/A | N/A (5) | MA | 027 | WMA | MEC
|  | No Resource (3) | 48824 | KJA PROPERTIES-02842PV63NM | 0.063 | 0.063 | N/A | N/A | N/A (5) | RI | 005 | SEMA | NEC
|  | No Resource (3) | 48825 | MOTOMANCHESTER-02035PV255NM | 0.255 | 0.255 | N/A | N/A | N/A (5) | MA | 021 | RI | MEC
|  | No Resource (3) | 48826 | BROOKFIELDWIRECO-01585PV1414NM | 1.414 | 1.414 | N/A | N/A | N/A (5) | MA | 027 | WMA | MEC
|  | No Resource (3) | 48827 | UNIONSQUARERLTY-01453PV260NM | 0.26 | 0.26 | N/A | N/A | N/A (5) | MA | 027 | CMA/NEMA | MEC
|  | No Resource (3) | 48828 | WINNSOLARWATERST-01604PV75.6NM | 0.076 | 0.076 | N/A | N/A | N/A (5) | MA | 027 | CMA/NEMA | MEC
|  | No Resource (3) | 48840 | JPSULLIVAN-01434PV230NM | 0.23 | 0.23 | N/A | N/A | N/A (5) | MA | 017 | CMA/NEMA | MEC
|  | No Resource (3) | 48841 | EXTRASPACEMAN.INC-01862PV76NM | 0.076 | 0.076 | N/A | N/A | N/A (5) | MA | 017 | BOSTON | MEC
|  | No Resource (3) | 48847 | EXTRASPACEBROCKTON-02301PV92NM | 0.092 | 0.092 | N/A | N/A | N/A (5) | MA | 023 | SEMA | MEC
|  | No Resource (3) | 48848 | DANAWALLSUPPLY-01879PV68.4NM | 0.068 | 0.068 | N/A | N/A | N/A (5) | MA | 017 | CMA/NEMA | MEC
|  | No Resource (3) | 48849 | RUTLANDPLAZALLC-01543PV70NM | 0.07 | 0.07 | N/A | N/A | N/A (5) | MA | 027 | WMA | MEC
|  | No Resource (3) | 48850 | AIRTIGHTHOLDERS-01257PV250NM | 0.25 | 0.25 | N/A | N/A | N/A (5) | MA | 003 | WMA | MEC
|  | No Resource (3) | 48856 | JIMARYLANDTRUST-01930PV108NM | 0.108 | 0.108 | N/A | N/A | N/A (5) | MA | 009 | BOSTON | MEC
|  | No Resource (3) | 48857 | E.CALIGARI&SONS-01240PV112NM | 0.112 | 0.112 | N/A | N/A | N/A (5) | MA | 003 | WMA | MEC
|  | No Resource (3) | 48858 | 530MAINSTR.E.LLC-01510PV183NM | 0.183 | 0.183 | N/A | N/A | N/A (5) | MA | 027 | CMA/NEMA | MEC
|  | No Resource (3) | 48859 | BROOKFIELDWASTE-01506PV333NM | 0.333 | 0.333 | N/A | N/A | N/A (5) | MA | 027 | WMA | MEC
|  | No Resource (3) | 48860 | DUVAL'SPHARMACY-02382PV70NM | 0.07 | 0.07 | N/A | N/A | N/A (5) | MA | 023 | SEMA | MEC
|  | No Resource (3) | 48861 | WILLIAMSTOWNYOUTH-01267PV80NM | 0.08 | 0.08 | N/A | N/A | N/A (5) | MA | 003 | WMA | MEC
|  | No Resource (3) | 48862 | R.E.DEV.WILBRAHAM-01095PV750NM | 0.75 | 0.75 | N/A | N/A | N/A (5) | MA | 013 | WMA | MEC
|  | No Resource (3) | 48863 | WESTBOROTENNIS-01510PV72NM | 0.072 | 0.072 | N/A | N/A | N/A (5) | MA | 027 | CMA/NEMA | MEC
|  | No Resource (3) | 48872 | PLUMBERSSUPPLY-01453PV100NM | 0.1 | 0.1 | N/A | N/A | N/A (5) | MA | 027 | WMA | MEC
|  | No Resource (3) | 48874 | CLARKUNIVERSITY-01610PV140NM | 0.14 | 0.14 | N/A | N/A | N/A (5) | MA | 027 | WMA | MEC
|  | No Resource (3) | 48876 | CVEC_CHATHAM_ID1911 | 1.5 | 1.5 | N/A | N/A | N/A (5) | MA | 001 | SEMA | NSTAR
|  | No Resource (3) | 48877 | CVEC_BREWSTER_ID1912 | 1.083 | 1.083 | N/A | N/A | N/A (5) | MA | 001 | SEMA | NSTAR
|  | No Resource (3) | 48878 | ATHENS ENERGY LLC | 0 | 0 | N/A | N/A | N/A (5) | ME | 025 | ME | AELC
|  | No Resource (3) | 48879 | WAREHAM_MA1_LLC_ID1972361 | 2 | 2 | N/A | N/A | N/A (5) | MA | 023 | SEMA | NSTAR
|  | No Resource (3) | 48880 | TOWN_OF_MASHPEE_ID2049 | 1.5 | 1.5 | N/A | N/A | N/A (5) | MA | 001 | SEMA | NSTAR
|  | No Resource (3) | 48881 | CITY_OF_NEWBEDFORD_ID1939 | 1.5 | 1.5 | N/A | N/A | N/A (5) | MA | 005 | SEMA | NSTAR
|  | No Resource (3) | 48882 | CVEC_MARSTON_MILLS_ID1965 | 1.416 | 1.416 | N/A | N/A | N/A (5) | MA | 001 | SEMA | NSTAR
|  | No Resource (3) | 48883 | TOWN_OF_DENNIS_ID1712 | 1.25 | 1.25 | N/A | N/A | N/A (5) | MA | 001 | SEMA | NSTAR
|  | No Resource (3) | 48884 | CVEC_HYANNIS_ID2181 | 4.5 | 4.5 | N/A | N/A | N/A (5) | MA | 001 | SEMA | NSTAR
|  | No Resource (3) | 48885 | UMASS_DARTMOUTH_ID1849 | 4.2 | 4.2 | N/A | N/A | N/A (5) | MA | 005 | SEMA | NSTAR
|  | No Resource (3) | 48886 | TOWN_OF_SANDWICH_ID2043 | 3.5 | 3.5 | N/A | N/A | N/A (5) | MA | 001 | SEMA | NSTAR
|  | No Resource (3) | 48887 | PLYMOUTH_PUB_SCHS_ID1895 | 2.9 | 2.9 | N/A | N/A | N/A (5) | MA | 005 | SEMA | NSTAR
|  | No Resource (3) | 48888 | TOWN_OF_DENNIS_ID2115 | 2.5 | 2.5 | N/A | N/A | N/A (5) | MA | 001 | SEMA | NSTAR
|  | No Resource (3) | 48889 | CVEC_MARSTON_MILLS_ID1964 | 2 | 2 | N/A | N/A | N/A (5) | MA | 001 | SEMA | NSTAR
|  | No Resource (3) | 48895 | COSTAPROPMGMTLLC-02724PV150NM | 0.15 | 0.15 | N/A | N/A | N/A (5) | MA | 005 | SEMA | MEC
|  | No Resource (3) | 48896 | SHAHEENBROSLLC-01913PV300NM | 0.3 | 0.3 | N/A | N/A | N/A (5) | MA | 009 | BOSTON | MEC
|  | No Resource (3) | 48899 | BRANDYWICKLLC-02896PV1000RIDG | 1 | 1 | N/A | N/A | N/A (5) | RI | 007 | RI | NEC
|  | No Resource (3) | 48913 | VALLEYST.MILL-02909PV98NM | 0.098 | 0.098 | N/A | N/A | N/A (5) | RI | 007 | RI | NEC
|  | No Resource (3) | 48914 | DRACUTHOUS.AUTH-01507PV1980NM | 1.98 | 1.98 | N/A | N/A | N/A (5) | MA | 027 | WMA | MEC
|  | No Resource (3) | 48915 | 510PVMOSSBERG-02703PV684QF | 0.684 | 0.684 | N/A | N/A | N/A (5) | MA | 005 | RI | MEC
|  | No Resource (3) | 48916 | BEVOVATIONSLLC-01453PV252NM | 0.252 | 0.252 | N/A | N/A | N/A (5) | MA | 027 | WMA | MEC
|  | No Resource (3) | 48949 | 77LEICESTERLLC-01540PV100NM | 0.1 | 0.1 | N/A | N/A | N/A (5) | MA | 027 | WMA | MEC
|  | No Resource (3) | 48955 | PATEL-REALTY-02721PV72NM | 0.072 | 0.072 | N/A | N/A | N/A (5) | MA | 005 | SEMA | MEC
|  | No Resource (3) | 48960 | ATHENS ENERGY LLC_1 | 7.1 | 7.1 | N/A | N/A | N/A (5) | ME | 025 | ME | AELC
|  | No Resource (3) | 48963 | BROOKSSTDEV-01606PV476NM | 0.476 | 0.476 | N/A | N/A | N/A (5) | MA | 027 | CMA/NEMA | MEC
|  | No Resource (3) | 48975 | FISHER ROAD PV | 0.54 | 0.54 | N/A | N/A | N/A (5) | MA | 027 | WMA | FGE
|  | No Resource (3) | 49000 | AQUILACURTISHILL-01507PV1980NM | 1.98 | 1.98 | N/A | N/A | N/A (5) | MA | 027 | WMA | MEC
|  | No Resource (3) | 49001 | NEXAMPFACTORYST-02893PV384NM | 0.384 | 0.384 | N/A | N/A | N/A (5) | RI | 003 | RI | NEC
|  | No Resource (3) | 49002 | SOMERSETELEM.-02726PV270NM | 0.27 | 0.27 | N/A | N/A | N/A (5) | MA | 005 | SEMA | MEC
|  | No Resource (3) | 49003 | APE.VINEYARDRD-02771PV150NM | 0.15 | 0.15 | N/A | N/A | N/A (5) | MA | 005 | RI | MEC
|  | No Resource (3) | 49010 | ROCHESTER PV N3365 | 0.5 | 0.5 | N/A | N/A | N/A (5) | NH | 017 | NH | PSNH
|  | No Resource (3) | 49011 | BEDFORD PV N3787 | 0.364 | 0.364 | N/A | N/A | N/A (5) | NH | 011 | NH | PSNH
|  | No Resource (3) | 49012 | NASHUA PV N3791 | 0.364 | 0.364 | N/A | N/A | N/A (5) | NH | 011 | VT | PSNH
|  | No Resource (3) | 49013 | KEENE PV N3792 | 0.364 | 0.364 | N/A | N/A | N/A (5) | NH | 005 | VT | PSNH
|  | No Resource (3) | 49014 | GREENLAND PV N3788 | 0.364 | 0.364 | N/A | N/A | N/A (5) | NH | 015 | NH | PSNH
|  | No Resource (3) | 49017 | AMERICANATHLETIC-01082PV75NM | 0.075 | 0.075 | N/A | N/A | N/A (5) | MA | 015 | WMA | MEC
|  | No Resource (3) | 49031 | C.H.YATESRUBBER-02720PV972NM | 0.972 | 0.972 | N/A | N/A | N/A (5) | MA | 005 | SEMA | MEC
|  | No Resource (3) | 49055 | TOWN_OF_SUDBURY_ID2176 | 1.333 | 1.333 | N/A | N/A | N/A (5) | MA | 017 | BOSTON | NSTAR
|  | No Resource (3) | 49063 | TOWN_OF_MEDWAY_ID1972386 | 4.5 | 4.5 | N/A | N/A | N/A (5) | MA | 023 | SEMA | NSTAR
|  | No Resource (3) | 49064 | TOWN_OF_WESTON_ID2055868 | 1.795 | 1.795 | N/A | N/A | N/A (5) | MA | 017 | BOSTON | NSTAR
|  | No Resource (3) | 49065 | DOVER PV N3015 | 0.267 | 0.267 | N/A | N/A | N/A (5) | NH | 017 | NH | PSNH
|  | No Resource (3) | 49070 | TOWN_OF_NEEDHAM_ID1989732 | 3.12 | 3.12 | N/A | N/A | N/A (5) | MA | 021 | BOSTON | NSTAR
|  | No Resource (3) | 49071 | CVEC_INC_VINEYARDHAVEN_ID1923 | 1.083 | 1.083 | N/A | N/A | N/A (5) | MA | 007 | SEMA | NSTAR
|  | No Resource (3) | 49072 | TOWN_OF_ACTON_ID2056 | 1.5 | 1.5 | N/A | N/A | N/A (5) | MA | 017 | Boston | NSTAR
|  | No Resource (3) | 49073 | CES_TIHONET_SOLAR_ID2350 | 1 | 1 | N/A | N/A | N/A (5) | MA | 023 | SEMA | NSTAR
|  | No Resource (3) | 49074 | WAREHAM_FIRE_DISTRICT_ID2128 | 0.583 | 0.583 | N/A | N/A | N/A (5) | MA | 023 | SEMA | NSTAR
|  | No Resource (3) | 49075 | TOPEKA_SOLAR1_ID2191 | 1 | 1 | N/A | N/A | N/A (5) | MA | 005 | SEMA | NSTAR
|  | No Resource (3) | 49076 | MASSDOT_ID1977739 | 0.5 | 0.5 | N/A | N/A | N/A (5) | MA | 023 | SEMA | NSTAR
|  | No Resource (3) | 49077 | IGS_SOLARLLC_ID2094068 | 0.3 | 0.3 | N/A | N/A | N/A (5) | MA | 001 | SEMA | NSTAR
|  | No Resource (3) | 49078 | BWC_ORIGIN_FAIRHAVEN_ID1964211 | 0.75 | 0.75 | N/A | N/A | N/A (5) | MA | 005 | SEMA | NSTAR
|  | No Resource (3) | 49081 | TOWN_OF_DUXBURY_ID2143 | 0.5 | 0.5 | N/A | N/A | N/A (5) | MA | 023 | SEMA | NSTAR
|  | No Resource (3) | 49082 | GLC_ACUSHNET_ID1819 | 1 | 1 | N/A | N/A | N/A (5) | MA | 023 | SEMA | NSTAR
|  | No Resource (3) | 49083 | TOWN_OF_CHILMARK_ID1981127 | 0.173 | 0.173 | N/A | N/A | N/A (5) | MA | 007 | SEMA | NSTAR
|  | No Resource (3) | 49084 | CVEC_INC_WESTTISBURY_ID2189 | 0.6 | 0.6 | N/A | N/A | N/A (5) | MA | 007 | SEMA | NSTAR
|  | No Resource (3) | 49085 | MARGUERITE_SMALL_SCHOOL_ID2168 | 0.75 | 0.75 | N/A | N/A | N/A (5) | MA | 001 | SEMA | NSTAR
|  | No Resource (3) | 49086 | BRALEY_ROAD_SOLAR4_ID1896 | 1 | 1 | N/A | N/A | N/A (5) | MA | 005 | SEMA | NSTAR
|  | No Resource (3) | 49087 | SIPPICAN_COMM_SOLAR_ID2029145 | 0.783 | 0.783 | N/A | N/A | N/A (5) | MA | 023 | SEMA | NSTAR
|  | No Resource (3) | 49088 | CVEC_INC_ORLEANS_ID2217 | 0.5 | 0.5 | N/A | N/A | N/A (5) | MA | 001 | SEMA | NSTAR
|  | No Resource (3) | 49089 | CANAM (PV) | 0.084 | 0.084 | N/A | N/A | N/A (5) | MA | 027 | WMA | FGE
|  | No Resource (3) | 49093 | S&E (PV) | 0.239 | 0.239 | N/A | N/A | N/A (5) | MA | 027 | WMA | FGE
|  | No Resource (3) | 49094 | FRIENDS_ACADEMY_ID2326 | 0.134 | 0.134 | N/A | N/A | N/A (5) | MA | 005 | SEMA | NSTAR
|  | No Resource (3) | 49095 | DY_HIGH_SCHOOL_ID2173 | 0.5 | 0.5 | N/A | N/A | N/A (5) | MA | 001 | SEMA | NSTAR
|  | No Resource (3) | 49096 | MCCARTHY_PROPERTIES_ID2077939 | 0.2 | 0.2 | N/A | N/A | N/A (5) | MA | 023 | SEMA | NSTAR
|  | No Resource (3) | 49097 | 815_MAIN_ST_SOLARLLC_ID2077567 | 0.13 | 0.13 | N/A | N/A | N/A (5) | MA | 023 | SEMA | NSTAR
|  | No Resource (3) | 49197 | SHREDKING-02343PV180NM | 0.18 | 0.18 | N/A | N/A | N/A (5) | MA | 021 | SEMA | MEC
|  | No Resource (3) | 49198 | HOLYNAMESCHOOL-02720PV144NM | 0.144 | 0.144 | N/A | N/A | N/A (5) | MA | 005 | SEMA | MEC
|  | No Resource (3) | 49202 | WORC.ROOSEVELT-01604PV100NM | 0.1 | 0.1 | N/A | N/A | N/A (5) | MA | 027 | CMA/NEMA | MEC
|  | No Resource (3) | 49203 | WORC.BELMONTST-01605PV200NM | 0.2 | 0.2 | N/A | N/A | N/A (5) | MA | 027 | CMA/NEMA | MEC
|  | No Resource (3) | 49213 | JUDSONHOUSE-01830PV82NM | 0.082 | 0.082 | N/A | N/A | N/A (5) | MA | 009 | BOSTON | MEC
|  | No Resource (3) | 49214 | APE.1788GARHWY-02777PV476NM | 0.476 | 0.476 | N/A | N/A | N/A (5) | MA | 005 | RI | MEC
|  | No Resource (3) | 49215 | REINGOLD SCHOOL (PV) | 0.195 | 0.195 | N/A | N/A | N/A (5) | MA | 027 | WMA | FGE
|  | No Resource (3) | 49216 | MISCOHILLELEM-01756PV386NM | 0.386 | 0.386 | N/A | N/A | N/A (5) | MA | 027 | RI | MEC
|  | No Resource (3) | 49217 | NOHOARTSTRUST-01060PV176NM | 0.176 | 0.176 | N/A | N/A | N/A (5) | MA | 015 | WMA | MEC
|  | No Resource (3) | 49222 | NEXAMP-LOGEE-02895PV153RE | 0.153 | 0.153 | N/A | N/A | N/A (5) | RI | 007 | RI | NEC
|  | No Resource (3) | 49240 | QUINCYCODDINGTON-02169PV183NM | 0.183 | 0.183 | N/A | N/A | N/A (5) | MA | 021 | SEMA | MEC
|  | No Resource (3) | 49241 | DINO'SPARK&SHOP-02814PV196RE | 0.196 | 0.196 | N/A | N/A | N/A (5) | RI | 007 | RI | NEC
|  | No Resource (3) | 49242 | WORCESTERNORTHHS-01604PV101NM | 0.101 | 0.101 | N/A | N/A | N/A (5) | MA | 027 | CMA/NEMA | MEC
|  | No Resource (3) | 49243 | 510PVDEVDIGHTON-01851PV996QF | 0.996 | 0.996 | N/A | N/A | N/A (5) | MA | 005 | SEMA | MEC
|  | No Resource (3) | 49244 | 510PVDEVGRAFTON-01519PV672QF | 0.672 | 0.672 | N/A | N/A | N/A (5) | MA | 027 | CMA/NEMA | MEC
|  | No Resource (3) | 49245 | 510PVDEVAYER-01432PV996QF | 0.996 | 0.996 | N/A | N/A | N/A (5) | MA | 017 | CMA/NEMA | MEC
|  | No Resource (3) | 49247 | 510PVDEVABINGTON-02351PV996QF | 0.996 | 0.996 | N/A | N/A | N/A (5) | MA | 023 | SEMA | MEC
|  | No Resource (3) | 49248 | GE.TINKHAMRD-01095PV496NM | 0.496 | 0.496 | N/A | N/A | N/A (5) | MA | 013 | WMA | MEC
|  | No Resource (3) | 49249 | SHAFIIREALESTATE-01028PV468NM | 0.468 | 0.468 | N/A | N/A | N/A (5) | MA | 013 | WMA | MEC
|  | No Resource (3) | 49250 | ORANGEINNOVATION-01364PV80NM | 0.08 | 0.08 | N/A | N/A | N/A (5) | MA | 011 | WMA | MEC
|  | No Resource (3) | 49251 | SUTTONSOLARLLC-01590PV1950NM | 1.95 | 1.95 | N/A | N/A | N/A (5) | MA | 027 | RI | MEC
|  | No Resource (3) | 49252 | BUXTONRDSOLARLLC-01569PV1000NM | 1 | 1 | N/A | N/A | N/A (5) | MA | 027 | RI | MEC
|  | No Resource (3) | 49253 | VIRGINIOSARDINIA-01757PV236QF | 0.236 | 0.236 | N/A | N/A | N/A (5) | MA | 027 | RI | MEC
|  | No Resource (3) | 49254 | TANGLEWOODFARM-02814PV196RE | 0.196 | 0.196 | N/A | N/A | N/A (5) | RI | 007 | RI | NEC
|  | No Resource (3) | 49255 | CONWELLSEMINARY-01982PV187QF | 0.187 | 0.187 | N/A | N/A | N/A (5) | MA | 009 | BOSTON | MEC
|  | No Resource (3) | 49256 | RICARBIDETOOLCO-02917PV196RE | 0.196 | 0.196 | N/A | N/A | N/A (5) | RI | 007 | RI | NEC
|  | No Resource (3) | 49260 | USFLUIDS-01028PV110QF | 0.11 | 0.11 | N/A | N/A | N/A (5) | MA | 013 | WMA | MEC
|  | No Resource (3) | 49276 | ROCKY'SELONGMEADOW-01028PV86QF | 0.086 | 0.086 | N/A | N/A | N/A (5) | MA | 013 | WMA | MEC
|  | No Resource (3) | 49277 | KEARSARGE188EAST-01033PV450NM | 0.45 | 0.45 | N/A | N/A | N/A (5) | MA | 015 | WMA | MEC
|  | No Resource (3) | 49278 | KEARSARGE190EAST-01033PV450NM | 0.45 | 0.45 | N/A | N/A | N/A (5) | MA | 015 | WMA | MEC
|  | No Resource (3) | 49279 | PEGASUSSOLAR-01752PV300NM | 0.3 | 0.3 | N/A | N/A | N/A (5) | MA | 017 | CMA/NEMA | MEC
|  | No Resource (3) | 49280 | KEARSARGE229REAST-01033PV450NM | 0.45 | 0.45 | N/A | N/A | N/A (5) | MA | 015 | WMA | MEC
|  | No Resource (3) | 49282 | KEARSARGE914WEST-01056PV450NM | 0.45 | 0.45 | N/A | N/A | N/A (5) | MA | 013 | WMA | MEC
|  | No Resource (3) | 49283 | KEARSARGE220REAST-01033PV450NM | 0.45 | 0.45 | N/A | N/A | N/A (5) | MA | 015 | WMA | MEC
|  | No Resource (3) | 49288 | BLUEWAVEWEBSTER-01570PV1380NM | 1.38 | 1.38 | N/A | N/A | N/A (5) | MA | 027 | WMA | MEC
|  | No Resource (3) | 49289 | FUREYROOFINGCO-02888PV29NM | 0.029 | 0.029 | N/A | N/A | N/A (5) | RI | 003 | RI | NEC
|  | No Resource (3) | 49290 | CRISSEYFARMS-01230PV113NM | 0.113 | 0.113 | N/A | N/A | N/A (5) | MA | 003 | WMA | MEC
|  | No Resource (3) | 49291 | NANTUCKETICE-02554PV284NM | 0.284 | 0.284 | N/A | N/A | N/A (5) | MA | 019 | SEMA | MEC
|  | No Resource (3) | 49292 | NATCOPRODUCTS-02893PV375NM | 0.375 | 0.375 | N/A | N/A | N/A (5) | RI | 003 | RI | NEC
|  | No Resource (3) | 49306 | SAFEHARBORSOLAR-01581PV886NM | 0.886 | 0.886 | N/A | N/A | N/A (5) | MA | 027 | CMA/NEMA | MEC
|  | No Resource (3) | 49327 | NANTUCKETPAVERS-02771PV240NM | 0.24 | 0.24 | N/A | N/A | N/A (5) | MA | 005 | RI | MEC
|  | No Resource (3) | 49328 | MILLREALTYTRUST-02370PV86QF | 0.086 | 0.086 | N/A | N/A | N/A (5) | MA | 023 | SEMA | MEC
|  | No Resource (3) | 49331 | SHALOMHOUSING-02886WT100NM | 0.1 | 0.1 | N/A | N/A | N/A (5) | RI | 003 | RI | NEC
|  | No Resource (3) | 49335 | WESTBOROWWTP-01581PV660NM | 0.66 | 0.66 | N/A | N/A | N/A (5) | MA | 027 | CMA/NEMA | MEC
|  | No Resource (3) | 49354 | SEAVIEWINNLLC-02842PV180NM | 0.18 | 0.18 | N/A | N/A | N/A (5) | RI | 005 | SEMA | NEC
|  | No Resource (3) | 49359 | MILFORDGERIATRIC-01757PV225QF | 0.225 | 0.225 | N/A | N/A | N/A (5) | MA | 027 | RI | MEC
|  | No Resource (3) | 49360 | TYNGS.LANDFILL#2-01879PV900NM | 0.9 | 0.9 | N/A | N/A | N/A (5) | MA | 017 | CMA/NEMA | MEC
|  | No Resource (3) | 49361 | CROMWELLVENTURES-02907PV69NM | 0.069 | 0.069 | N/A | N/A | N/A (5) | RI | 007 | RI | NEC
|  | No Resource (3) | 49366 | RUTLANDSOLAR-01543PV990NM | 0.99 | 0.99 | N/A | N/A | N/A (5) | MA | 021 | WMA | MEC
|  | No Resource (3) | 49369 | PLYMOUTHREALTY-02333PV143NM | 0.143 | 0.143 | N/A | N/A | N/A (5) | MA | 023 | SEMA | MEC
|  | No Resource (3) | 49371 | ECASOLARAFF.INT.-01453PV2800QF | 2.8 | 2.8 | N/A | N/A | N/A (5) | MA | 027 | CMA/NEMA | MEC
|  | No Resource (3) | 49374 | BLUEWAVE CAPITAL-01069PV3800NM | 3.8 | 3.8 | N/A | N/A | N/A (5) | MA | 013 | WMA | MEC
|  | No Resource (3) | 49376 | SYNC.STILLRIVER-01740PV1980NM | 1.98 | 1.98 | N/A | N/A | N/A (5) | MA | 027 | CMA/NEMA | MEC
|  | No Resource (3) | 49383 | EASTONHS-02356PV370NM | 0.37 | 0.37 | N/A | N/A | N/A (5) | MA | 005 | SEMA | MEC
|  | No Resource (3) | 49393 | IBCCORPORATION-02375PV240QF | 0.24 | 0.24 | N/A | N/A | N/A (5) | MA | 005 | SEMA | MEC
|  | No Resource (3) | 49394 | STRAFELLOINC-02322PV266NM | 0.266 | 0.266 | N/A | N/A | N/A (5) | MA | 017 | SEMA | MEC
|  | No Resource (3) | 49396 | ELITEENVELOPE-02368PV105NM | 0.105 | 0.105 | N/A | N/A | N/A (5) | MA | 021 | SEMA | MEC
|  | No Resource (3) | 49397 | NEXTSUNSHIRLEY-01464PV920NM | 0.92 | 0.92 | N/A | N/A | N/A (5) | MA | 017 | CMA/NEMA | MEC
|  | No Resource (3) | 49398 | MADBURY PV N5466 | 0.222 | 0.222 | N/A | N/A | N/A (5) | NH | 017 | NH | PSNH
|  | No Resource (3) | 49399 | PORTSMOUTH PV N5465A | 0.108 | 0.108 | N/A | N/A | N/A (5) | NH | 015 | NH | PSNH
|  | No Resource (3) | 49400 | PORTSMOUTH PV N5465 | 0.144 | 0.144 | N/A | N/A | N/A (5) | NH | 015 | NH | PSNH
|  | No Resource (3) | 49401 | ROCHESTER PV N5486 | 0.2 | 0.2 | N/A | N/A | N/A (5) | NH | 017 | NH | PSNH
|  | No Resource (3) | 49402 | NASHUA PV N5606 | 0.833 | 0.833 | N/A | N/A | N/A (5) | NH | 011 | VT | PSNH
|  | No Resource (3) | 49404 | PKPROPERTIES-02914PV120NM | 0.12 | 0.12 | N/A | N/A | N/A (5) | RI | 007 | RI | NEC
|  | No Resource (3) | 49408 | CAVALLO-INC.-01069PV499NM | 0.499 | 0.499 | N/A | N/A | N/A (5) | MA | 013 | WMA | MEC
|  | No Resource (3) | 49409 | GMHMIL.HOUSING-02842PV612NM | 0.612 | 0.612 | N/A | N/A | N/A (5) | RI | 005 | SEMA | NEC
FOOTNOTES:
-1 | The NRC & CNRC values stated in this CELT Report reflect the results of historical resource testing and, where applicable, are limited by the output value for which the resource has received approval under the ISO-NE Tariff, i.e. the output value approved under the interconnection procedures or under Section I.3.9 of the ISO New England Tariff, or predecessor provisions, such as Section 18.4 of the Restated NEPOOL Agreement. Where applicable, resources may submit additional documentation to the ISO in order to demonstrate that a given resource has been approved under the ISO Tariff review process for a higher output level.
-2 | The CNRC values are effective June 1, 2017, as of March 18, 2017. It will be the case that the CNRC will be different in later Capacity Commitment Periods for certain resources that have obtained Capacity Supply Obligations in later Capacity Commitment Periods.
-3 | This is an existing Asset that has no associated Resource in the 2017-2018 Capacity Commitment Period.
-4 | In accordance with Section 5.2 of Schedule 22 (Large Generator Interconnection Procedures) of Section II of the ISO Tariff or Section 1.6.4 of Schedule 23 (Small Generator Interconnection Procedures) of Section II of the ISO Tariff, as applicable, the instrument used to identify the capability of the resource is either the Interconnection Agreement (IA), the Section I.3.9 (or its predecessor provisions) Proposed Plan Approval (PPA) or the historic capability of the resource.
-5 | The NRC values for this Resource are captured in the Customer Asset Management System (CAMS), as reported by the Lead Participant.

## 5.2 Sys Planning DR Assumptions
5.2 Summary of Demand Resource Capacity (MW) Used in System Planning Studies (1)(2)(3)(4)(5)(6)
Consists of Qualified Capacity (QC) of Existing Resources + FCA Cleared Capacity of New Resources
Capacity Commitment Period
|  |  |  | 2017-18 |  | 2018-19 |  | 2019-20 |  | 2020-21
| Load Zone | Resource Type | Resource Sub Type | Summer | Winter | Summer | Winter | Summer | Winter | Summer | Winter
| CT | ACTIVE DR | REAL TIME DR | 279.795 | 250.571 | 77.319 | 75.486 | 59.896 | 58.666 | 91.897 | 91.192
|  |  | REAL-TIME EG | 138.338 | 137.824 | 52.941 | 52.427 | 59.097 | 58.151 | 52.941 | 52.427
|  |  | TOTAL ACTIVE | 418.133 | 388.395 | 130.26 | 127.913 | 118.993 | 116.817 | 144.838 | 143.619
|  | PASSIVE DR | ON-PEAK | 81.432 | 60.877 | 76.632 | 58.399 | 75.453 | 56.637 | 92.015 | 65.407
|  |  | SEASONAL PEAK | 339.454 | 208.936 | 382.736 | 364.241 | 457.899 | 438.469 | 550.542 | 568.114
|  |  | TOTAL PASSIVE | 420.886 | 269.813 | 459.368 | 422.64 | 533.352 | 495.106 | 642.557 | 633.521
|  | CT DR Total |  | 839.019 | 658.208 | 589.628 | 550.553 | 652.345 | 611.923 | 787.395 | 777.14
| ME | ACTIVE DR | REAL TIME DR | 213.168 | 231.063 | 152.03 | 169.925 | 136.537 | 154.432 | 138.682 | 156.578
|  |  | REAL-TIME EG | 11.802 | 9.299 | 7.482 | 5.198 | 6.402 | 4.55 | 6.402 | 4.55
|  |  | TOTAL ACTIVE | 224.97 | 240.362 | 159.512 | 175.123 | 142.939 | 158.982 | 145.084 | 161.128
|  | PASSIVE DR | ON-PEAK | 184.18 | 170.727 | 180.936 | 194.393 | 183.052 | 183.052 | 154.683 | 139.101
|  |  | SEASONAL PEAK | 0 | 0 | 0 | 0 | 0 | 0 | 0 | 0
|  |  | TOTAL PASSIVE | 184.18 | 170.727 | 180.936 | 194.393 | 183.052 | 183.052 | 154.683 | 139.101
|  | ME DR Total |  | 409.15 | 411.089 | 340.448 | 369.516 | 325.991 | 342.034 | 299.767 | 300.229
| NEMA | ACTIVE DR | REAL TIME DR | 95.997 | 92.519 | 73.529 | 72.751 | 62.097 | 62.097 | 70.899 | 70.899
|  |  | REAL-TIME EG | 26.196 | 25.968 | 10.439 | 10.211 | 9.429 | 9.201 | 6.19 | 5.962
|  |  | TOTAL ACTIVE | 122.193 | 118.487 | 83.968 | 82.962 | 71.526 | 71.298 | 77.089 | 76.861
|  | PASSIVE DR | ON-PEAK | 497.036 | 468.504 | 569.011 | 544.134 | 635.798 | 594.3 | 782.988 | 754.142
|  |  | SEASONAL PEAK | 0 | 0 | 0 | 0 | 0 | 0 | 0 | 0
|  |  | TOTAL PASSIVE | 497.036 | 468.504 | 569.011 | 544.134 | 635.798 | 594.3 | 782.988 | 754.142
|  | NEMA DR Total |  | 619.229 | 586.991 | 652.979 | 627.096 | 707.324 | 665.598 | 860.077 | 831.003
| NH | ACTIVE DR | REAL TIME DR | 28.112 | 27.392 | 16.038 | 15.318 | 10.067 | 9.347 | 17.209 | 16.489
|  |  | REAL-TIME EG | 14.022 | 12.045 | 14.022 | 12.045 | 13.914 | 11.937 | 12.3 | 11.937
|  |  | TOTAL ACTIVE | 42.134 | 39.437 | 30.06 | 27.363 | 23.981 | 21.284 | 29.509 | 28.426
|  | PASSIVE DR | ON-PEAK | 96.665 | 79.227 | 102.489 | 83.038 | 109.452 | 88.882 | 126.531 | 102.207
|  |  | SEASONAL PEAK | 0 | 0 | 0 | 0 | 0 | 0 | 0 | 0
|  |  | TOTAL PASSIVE | 96.665 | 79.227 | 102.489 | 83.038 | 109.452 | 88.882 | 126.531 | 102.207
|  | NH DR Total |  | 138.799 | 118.664 | 132.549 | 110.401 | 133.433 | 110.166 | 156.04 | 130.633
| RI | ACTIVE DR | REAL TIME DR | 57.595 | 54.064 | 60.362 | 56.831 | 42.214 | 38.683 | 40.024 | 36.523
|  |  | REAL-TIME EG | 33.54 | 29.149 | 15.72 | 11.329 | 15.72 | 11.329 | 14.64 | 10.249
|  |  | TOTAL ACTIVE | 91.135 | 83.213 | 76.082 | 68.16 | 57.934 | 50.012 | 54.664 | 46.772
|  | PASSIVE DR | ON-PEAK | 178.968 | 175.377 | 203.67 | 197.823 | 226.85 | 217.992 | 266.873 | 268.448
|  |  | SEASONAL PEAK | 0 | 0 | 0 | 0 | 0 | 0 | 0 | 0
|  |  | TOTAL PASSIVE | 178.968 | 175.377 | 203.67 | 197.823 | 226.85 | 217.992 | 266.873 | 268.448
|  | RI DR Total |  | 270.103 | 258.59 | 279.752 | 265.983 | 284.784 | 268.004 | 321.537 | 315.22
| SEMA | ACTIVE DR | REAL TIME DR | 61.073 | 55.309 | 51.987 | 50.113 | 46.34 | 44.465 | 45.682 | 43.807
|  |  | REAL-TIME EG | 15.962 | 15.962 | 12.722 | 12.722 | 12.722 | 12.722 | 12.182 | 12.182
|  |  | TOTAL ACTIVE | 77.035 | 71.271 | 64.709 | 62.835 | 59.062 | 57.187 | 57.864 | 55.989
|  | PASSIVE DR | ON-PEAK | 259.231 | 240.241 | 306.922 | 285.606 | 338.597 | 305.718 | 382.321 | 373.484
|  |  | SEASONAL PEAK | 0 | 0 | 0 | 0 | 0 | 0 | 0 | 0
|  |  | TOTAL PASSIVE | 259.231 | 240.241 | 306.922 | 285.606 | 338.597 | 305.718 | 382.321 | 373.484
|  | SEMA DR Total |  | 336.266 | 311.512 | 371.631 | 348.441 | 397.659 | 362.905 | 440.185 | 429.473
| VT | ACTIVE DR | REAL TIME DR | 43.293 | 51.226 | 31.9 | 39.833 | 31.9 | 39.833 | 34.079 | 39.685
|  |  | REAL-TIME EG | 2.866 | 2.866 | 4.918 | 4.356 | 5.458 | 4.789 | 4.2 | 4.357
|  |  | TOTAL ACTIVE | 46.159 | 54.092 | 36.818 | 44.189 | 37.358 | 44.622 | 38.279 | 44.042
|  | PASSIVE DR | ON-PEAK | 131.825 | 130.877 | 126.176 | 119.195 | 120.383 | 114.067 | 97.751 | 97.672
|  |  | SEASONAL PEAK | 0 | 0 | 0 | 0 | 0 | 0 | 0 | 0
|  |  | TOTAL PASSIVE | 131.825 | 130.877 | 126.176 | 119.195 | 120.383 | 114.067 | 97.751 | 97.672
|  | VT DR Total |  | 177.984 | 184.969 | 162.994 | 163.384 | 157.741 | 158.689 | 136.03 | 141.714
| WCMA | ACTIVE DR | REAL TIME DR | 98.329 | 91.205 | 59.586 | 54.728 | 49.595 | 45.94 | 71.146 | 67.491
|  |  | REAL-TIME EG | 27.798 | 27.244 | 25.098 | 24.544 | 25.53 | 24.976 | 23.694 | 23.14
|  |  | TOTAL ACTIVE | 126.127 | 118.449 | 84.684 | 79.272 | 75.125 | 70.916 | 94.84 | 90.631
|  | PASSIVE DR | ON-PEAK | 265.876 | 248.388 | 304.052 | 282.812 | 363.681 | 337.721 | 394.181 | 392.998
|  |  | SEASONAL PEAK | 54.798 | 49.016 | 52.968 | 40.916 | 49.645 | 33.939 | 45.251 | 25.964
|  |  | TOTAL PASSIVE | 320.674 | 297.404 | 357.02 | 323.728 | 413.326 | 371.66 | 439.432 | 418.962
|  | WCMA DR Total |  | 446.801 | 415.853 | 441.704 | 403 | 488.451 | 442.576 | 534.272 | 509.593
| ISO NEW | ACTIVE DR | REAL TIME DR | 877.362 | 853.349 | 522.751 | 534.985 | 438.646 | 453.463 | 509.618 | 522.664
| ENGLAND |  | REAL-TIME EG | 270.524 | 260.357 | 143.342 | 132.832 | 148.272 | 137.655 | 132.549 | 124.804
| Total |  | TOTAL ACTIVE | 1147.886 | 1113.706 | 666.093 | 667.817 | 586.918 | 591.118 | 642.167 | 647.468
|  | PASSIVE DR | ON-PEAK | 1695.213 | 1574.218 | 1869.888 | 1765.4 | 2053.266 | 1898.369 | 2297.343 | 2193.459
|  |  | SEASONAL PEAK | 394.252 | 257.952 | 435.704 | 405.157 | 507.544 | 472.408 | 595.793 | 594.078
|  |  | TOTAL PASSIVE | 2089.465 | 1832.17 | 2305.592 | 2170.557 | 2560.81 | 2370.777 | 2893.136 | 2787.537
|  | ISO-NE DR Total |  | 3237.351 | 2945.876 | 2971.685 | 2838.374 | 3147.728 | 2961.895 | 3535.303 | 3435.005
FOOTNOTES:
(1) Capacity values are based on Qualified Capacity (QC) of Existing Capacity Resources and FCA cleared auction results of New Capacity Resources for each Capacity Commitment Period (see http://www.iso-ne.com/markets-operations/markets/forward-capacity-market).
(2) The 600 MW cap on RTEG has not been applied.
(3) Not all types of DR are reflected in all System Planning studies. The use of DR varies by the type of study, type of DR, and load level being evaluated. See the Transmission Planning Technical Guide, Appendix C, Guidelines for Treatment of Demand Resources in System Planning Analysis, http://www.iso-ne.com/static-assets/documents/committees/comm_wkgrps/prtcpnts_comm/pac/plan_guides/plan_tech_guide/technical_planning_guide_appendix_c_guidelines_for_treatment_of_demand_resources_in_system_planning_analysis.pdf
(4) Qualified Capacity does reflect reductions for Permanent De-List Bids and accepted Non-Price Retirements for all applicable Capacity Commitment Periods.
(5) Dynamic and Static De-List Bids are not reflected.
(6) These values have been scaled up to include the 8% transmission and distribution loss adjustment.

## 6.1 Trans Links
Section 6
Transmission Information
6.1 Links
The ISO New England Regional Transmission Project Lists are currently published three times a year, which has typically been every March, June, and October. However, these publication times are subject to change. The transmission project lists can be found at:
http://www.iso-ne.com/system-planning/system-plans-studies/rsp
The 'RSP 17 Project List - March 2017 - Final' contains the prospective ISO New England Transmission System that shall be considered part of the 2017 CELT Report.
The new and modified interconnection requests may be found at:
http://www.iso-ne.com/system-planning/transmission-planning/interconnection-request-queue

## Appedix A.1 Definitions
Appendix A.1 Definitions
Section 1 - Summaries
The summary pages of this report contain terms used to describe how the ISO-NE Reliability Coordinator area forecast is adjusted. The definitions for those terms are as follows:
Load
The ten-year forecast of the ISO New England Reliability Coordinator (RC) area energy and seasonal peak demand is based on econometric models of energy and seasonal peaks for the ISO-NE RC area and the six New England states. The peak forecast has been adjusted to include the current MW reductions achieved by the Passive Demand Resources, as they are treated as resources in the Installed Capacity Requirement (ICR) calculations. The ten-year forecast for New England includes the load forecast for Northern Maine, as provided by the Maine Public Service Company.
Reserves
Installed Reserves in megawatts (MW) are calculated by taking the total Capabilities (including demand resources and imports) for the ISO-NE RC area, less the Reference Load forecast for the ISO-NE RC area. The Installed Reserves as a percentage of Load are calculated by taking the total Installed Reserves and dividing them by the total Reference Load.
Capabilities
Section 1 of the CELT Report takes into account the Capacity Supply Obligations (CSO) for the Forward Capacity Market’s (FCM) 2016-2017, 2017-2018, 2018-2019, 2019-2020 and 2020-2021 Capacity Commitment Periods. These include new and existing generating resources, demand resources, and imports. The CELT Capacity Based on FCM CSOs in the Section 1 totals is consistent with the most recent Forward Capacity Market CSOs. The CSOs for the 2020-2021 Capacity Commitment Period are carried through the remainder of the CELT reporting period. Values represent Resource CSOs for the Capacity Commitment Period as of March 18, 2017, and take into account any adjustments to FCM CSOs that have occurred up to that point, including proration, Annual Reconfiguration Auctions, and bilaterals.
An energy efficiency forecast that is based on a forecasting methodology developed by ISO-NE and the Energy Efficiency Working Group, is included in the Passive DR Used in System Planning line, beginning in 2020-21. See http://www.iso-ne.com/committees/comm_wkgrps/othr/enrgy_effncy_frcst/index.html for details.
Section 2 - ISO-NE Reliability Coordinator Area Capability
ISO-NE Reliability Coordinator Area Capability Values as of January 1, 2017, and as of the 2016/17 Winter and 2017 Summer Peaks (Section 2.1)
Section 2.1 lists generating assets claimed toward capability. The generating asset information, including the Lead Market Participant, is listed as it existed as of January 1, 2017 in the ISO-NE Market System. The facilities may or may not be owned, managed, or operated by the Lead Market Participant. Lead Participant updates to generating assets since January 1 are listed at the end of Section 2.1 on the endnotes page.
Seasonal Claimed Capability (SCC) values are the maximum dependable load carrying ability of a generating unit or units, excluding capacity required for station service use. The rating is based on the SCC Audits conducted according to Market Rule 1, and ISO New England Manual for Registration and Performance Auditing M-RPA. For additional information, please visit ISO-NE’s website at: http://www.iso-ne.com/rules_proceds/isone_mnls/index.html.
The generator capabilities in Section 2.1 are based on SCC and not on FCM CSOs. Summer and winter capabilities are as of January 1, 2017. In addition, the winter capabilities as of the actual winter peak for 2017/18, which occurred on December 15, 2016, and the summer capabilities for the forecasted summer peak of July 1, 2017 are provided.
This section of the CELT Report was tabulated from data provided by ISO-NE Market Participants. Although every effort has been made to verify its content, ISO New England does not assume responsibility for the accuracy of the data presented.
Net of Firm Imports and Exports Outside of ISO-NE Reliability Coordinator Area (Section 2.2):
Section 2.2 is based on the Import CSOs and Administrative Export Delists as of the 2016/17 winter peak and the 2017 summer.
Section 3 - Forecast of Solar Photovoltaic (PV) Resources by State
Section 3 is a forecast of solar photovoltaic (PV) resources by state for the years 2017 through 2026. The forecast represents discounted values that were developed to reflect a degree of uncertainty in the achievement of public policies supporting PV development, as well as the estimated summer Seasonal Claimed Capability (SCC). The forecast methodology and assumptions are available at http://www.iso-ne.com/system-planning/system-forecasting/distributed-generation-forecast.
Section 4 - Summary of Capacity Supply Obligations
Section 4 summarizes the Forward Capacity Market CSOs as of March 18, 2017. The Demand Resources are broken down into On-Peak Demand Resource, Real-Time Demand Response Resource, Real-Time Emergency Generation Resource, and Seasonal Peak Demand Resource categories. Generation is broken down into Intermittent and Non-Intermittent categories.
Renewable Technology Resources
To participate in the Forward Capacity Market as a Renewable Technology Resource, a Generating Capacity Resource or an On-Peak Demand Resource (including every asset that is part of the On-Peak Demand Resource) must satisfy the following requirements: (a) receive an out-of-market revenue source supported by a state- or federally-regulated rate, charge or other regulated cost recovery mechanism; (b) qualify as a renewable or alternative energy generating resource under any New England state’s mandated (either by statute or regulation) renewable or alternative energy portfolio standards as in effect on January 1, 2014, or, in states without a standard, qualify under that state’s renewable energy goals as a renewable resource (either by statute or regulation) as in effect on January 1, 2014. The resource must qualify as a renewable or alternative energy generating resource in the state in which it is geographically located; (c) participate in a Forward Capacity Auction for a Capacity Commitment Period beginning on or after June 1, 2018 as a New Generating Capacity Resource or New Demand Resource pursuant to Section III.13.1.1, and; (d) has been designated for treatment as a Renewable Technology Resource pursuant to Section III.13.1.1.2.9.
Section 5 – Forward Capacity Market Resource Capabilities
The October 31, 2008 Forward Capacity Market (FCM)/Queue Amendments filing (FERC Docket ER09237 http://www.iso-ne.com/regulatory/ferc/filings/2008/oct/er09-237-000_10-8-31_fcm_queue.pdf ) established the Capacity Network Resource Capability (CNRC) values for each generating resource. Those CNRC values are listed in Section 5.1.
Capacity Network Resource Capability (“CNR Capability”):
The CNR Capability shall mean: (i) in the case of a Generating Facility that is a New Generating Capacity Resource pursuant to Section III.13.1 of the Tariff or an Existing Generating Capacity Resource that is increasing its capability pursuant to Section III.13.1.2.2.5 of the Tariff, the highest megawatt amount of the Capacity Supply Obligation obtained by the Generating Facility in accordance with Section III.13 of the Tariff, and, if applicable, as specified in a filing by the System Operator with the Commission in accordance with Section III.13.8.2 of the Tariff, or (ii) in the case of a Generating Facility that meets the criteria under Section 5.2.3 of this LGIP, the total megawatt amount reflected in an existing Interconnection Agreement, whether executed or filed in unexecuted form with the Commission, an application pursuant to Section I.3.9 of the Tariff (or its predecessor provision, if any), or as determined by the System Operator based on documented historic capability of the Generating Facility. The CNR Capability shall not exceed the maximum net megawatt electrical output of the Generating Facility at an ambient temperature at or above 90 degrees F for Summer and at or above 20 degrees F for Winter. Where the Generating Facility includes multiple production devices, the CNR Capability shall not exceed the aggregate maximum net megawatt electrical output of the Generating Facility at an ambient temperature at or above 90 degrees F for Summer and at or above 20 degrees F for Winter.
Network Resource Capability (“NR Capability”)
The NR Capability shall mean the maximum gross and net megawatt electrical output of the Generating Facility at an ambient temperature at or above 50 degrees F. for Summer and at or above 0 degrees F for Winter. Where the Generating Facility includes multiple energy production devices, the NR Capability shall be the aggregate maximum gross and net megawatt electrical output of the Generating Facility at an ambient temperature at or above 50 degrees F for Summer and at or above 0 degrees F for Winter. The NR Capability shall be equal to or greater than the CNR Capability.
System Planning DR Assumptions
Section 5.2 is the "Summary of Demand Resource Capacity (MW) Used in System Planning Studies". The capacity values in that table are based on Qualified Capacity (QC) of Existing Capacity Resources and FCA cleared auction results of New Capacity Resources for each Capacity Commitment Period (see http://www.iso-ne.com/markets/othrmkts_data/fcm/cal_results/index.html). The need for this data by ISO-NE Transmission Planning is described in the Load Modeling Guide for ISO New England Network Model (see http://www.iso-ne.com/rules_proceds/isone_plan/othr_docs/index.html).
Section 6 - Transmission
Information on the ISO New England Regional Transmission Projects is periodically published and can be found at: http://www.iso-ne.com/committees/comm_wkgrps/prtcpnts_comm/pac/projects/index.html. The project lists are currently published every March, June, and October and are referred to as the March, June, and October Regional System Plan (RSP) Update, respectively.
The 'RSP 17 Project List - March 2017 - Final' will contain the prospective ISO New England Transmission System projects that shall be considered part of the 2017 CELT Report.

## A.2 Company Abbreviations
A.2 Company Abbreviations
Sections 2 and 5 of the CELT Report include company abbreviations. Below are the abbreviations used in this report along with their corresponding name.
LP Acronym | Lead Participant
AESR | Algonquin Energy Services Inc.
APNM | American PowerNet Management, LP
AMP | Ampersand Energy Partners LLC
AELC | Athens Energy LLC
PPMI | Avangrid Renewables, LLC
BSP | Bear Swamp Power Company LLC
BBHP | Black Bear Hydro Partners, LLC
BHI | Blackstone Hydro, Inc.
BSE | Blue Sky East, LLC
BSWL | Blue Sky West, LLC
EMMT-I | Boston Energy Trading and Marketing LLC
BELD | Braintree Electric Light Department, Town of
BPE | Brayton Point Energy, LLC
BPCLP | Bridgewater Power Company, L.P.
BEMLP | Brookfield Energy Marketing, LP
FPLEMH | Brookfield White Pine Hydro LLC
BKSG | Bucksport Generation LLC
BED | Burlington Electric Department
CALP | Calpine Energy Services, LP
CHIPM | CHI Power Marketing, Inc.
CMLP | Chicopee Municipal Lighting Plant
CMA | Christopher M. Anthony
CRMC | Commonwealth Resource Management Corporation
CESLLC | Competitive Energy Services, LLC
CLP | Connecticut Light and Power Company, The
CMEEC | Connecticut Municipal Electric Energy Cooperative
CEEI | Consolidated Edison Energy, Inc
CNE | Constellation NewEnergy, Inc.
CONV | Convergent Energy and Power LLC
CEM | Covanta Energy Marketing, LLC
CHA | Covanta Haverhill Associates
CPW | Covanta Projects of Wallingford, L.P.
DWBI | Deepwater Wind Block Island, LLC
DEM | Dominion Energy Marketing, Inc.
DMT1 | Dynegy Marketing and Trade, LLC
EDFS | EDF Energy Services, LLC
EDFT | EDF Trading North America, LLC
EES5 | Emera Energy Services Subsidiary No. 5 LLC
EES6 | Emera Energy Services Subsidiary No. 6 LLC
EES7 | Emera Energy Services Subsidiary No. 7 LLC
ECLP | EmpireCo Limited Partnership
ENE | Energy New England LLC
SUEZ | Engie Energy Marketing NA, Inc
ENPM | Entergy Nuclear Power Marketing LLC
EPICO | Epico USA, Inc.
NAEA-EM | Essential Power Massachusetts, LLC
EPN | Essential Power Newington, LLC
EWP2 | Evergreen Wind Power II, LLC
EWP3 | Evergreen Wind Power III, LLC
EXGC | Exelon Generation Company, LLC
NEL1 | FirstLight Power Resource Management, LLC
FGE | Fitchburg Gas & Electric Light Company
GCE | GenConn Energy LLC
MET | Genon Energy Management, LLC
GOOSE | Goose River Hydro, Inc.
GRP | Granite Reliable Power, LLC
GRRN | Gravity Renewables, Inc
GRDV | Green Development, LLC
GMP | Green Mountain Power Corporation
HCG | Hampshire Council of Governments
HCWL | Hancock Wind, LLC
HGE | Holyoke Gas & Electric Department
HLPD | Hudson Light & Power Department
HULL | Hull Municipal Lighting Plant
IEA | Indeck Energy-Alexandria, L.L.C.
IPSC | Industrial Power Services Corp
IMLD | Ipswich Municipal Light Department
JERICHO | Jericho Power LLC
KENDALL | Kendall Green Energy, LLC
KCC | Kimberly-Clark Corporation
LELWD | Littleton Electric Light & Water Department
MMLLC | Manchester Methane, LLC
MMLD | Marblehead Municipal Light Department
MS1 | Mass Solar 1, LLC
MBTA | Massachusetts Bay Transportation Authority
MEC | Massachusetts Electric Company
MMWEC | Massachusetts Municipal Wholesale Electric Company
MATEP | MATEP, LLC
MESSA | Messalonskee Stream Hydro, LLC
MMELD | Middleton Municipal Light Department
NBPGC | New Brunswick Energy Marketing Corporation
NECCO | New England Confectionery Company, Inc
NEP | New England Power Company
NHEC | New Hampshire Electric Cooperative, Inc.
FPLP | NextEra Energy Power Marketing, LLC
NRGPM | NRG Power Marketing LLC
NSTAR | NSTAR Electric Company
PPH | Pawtucket Power Holding Company LLC
PHE | Pioneer Hydro Electric Co., Inc.
PRE | Plainfield Renewable Energy, LLC
PSS | Power Supply Services, LLC
PMLD | Princeton Municipal Light Department
PSEG | PSEG Energy Resources & Trade LLC
PSEG-NH | PSEG New Haven, LLC
PSNH | Public Service Company of New Hampshire
PUTNAM | Putnam Hydropower, Inc.
RHW | Record Hill Wind, LLC
REESTR | ReEnergy Stratton LLC
RRIG | Rhode Island Engine Genco, LLC
RISE | Rhode Island State Energy Center, LP
RGC | Rocky Gorge Corporation
SENA | Shell Energy North America (US), L.P.
SELP | Shrewsbury Electric & Cable Operations
SPRING | Springfield Power, LLC
SPRUCE | Spruce Mountain Wind, LLC
SMED | Sterling Municipal Electric Light Department
STETSON | Stetson Holdings, LLC
STET2 | Stetson Wind II, LLC.
IESI-I | Stored Solar J&WE, LLC
SWEB | SWEB Development USA, LLC
SRTC | Swift River Trading Company LLC
EPLU-I | Talen Energy Marketing, LLC
TMLP | Taunton Municipal Lighting Plant
TTMLP | Templeton Municipal Lighting Plant
NEC | The Narragansett Electric Company
TCHN | TransCanada Hydro Northeast Inc
TCPM | TransCanada Power Marketing, Ltd.
TERM | Twin Eagle Resource Management, LLC
UIL | UIL Distributed Resources LLC
UNION | Union Atlantic Electricity
UI | United Illuminating Company, The
UNITIL-ES | Unitil Energy Systems, Inc.
VEC | Vermont Electric Cooperative, Inc.
VELCO | Vermont Electric Power Company, Inc.
VPPSA | Vermont Public Power Supply Authority
VTWIND | Vermont Wind LLC
VERSO | Verso Energy Services LLC
WATERBURY | Waterbury Generation LLC
WATERSIDE | Waterside Power, LLC
WMECO | Western Massachusetts Electric Company
WB | Wheelabrator Bridgeport, L.P.
WNE | Wheelabrator North Andover Inc
WMRE | WM Renewable Energy, L.L.C.

## A.3 Column Abbreviations Type
A.3 Column Abbreviations
Code | Prime Mover (Consistent with the DOE EIA-411 Instructions except where noted)
BA | Energy Storage, Battery
CC | Combined Cycle Total Unit
Includes generators defined by EIA as Combined Cycle Steam Part (CA); Combined Cycle Single Shaft
(CS - combustion turbine and steam turbine share a single generator); Combined Cycle Combustion Turbine Part (CT)
CE | Compressed Air Energy Storage
FC | Fuel Cell - Electrochemical
GT | Combustion (Gas) Turbine – Simple Cycle
(includes jet engine design)
HL | Hydraulic Turbine
HDR | Hydraulic Turbine – Conventional -- Daily -- Run of River
(includes turbines associated with delivery of water)
HDP | Hydraulic Turbine – Conventional -- Daily -- Pondage
(includes turbines associated with delivery of water)
HTO | Hydraulic Turbine - Other
(includes hydrokinetic tidal power technology)
HW | Hydraulic Turbine -- Conventional – Weekly -- Pondage
(includes turbines associated with delivery of water)
IC | Internal Combustion Engine
(diesel, piston, reciprocating)
IG | Integrated Coal Gasification Combined Cycle
OT | Other
PB | Pressurized Fluidized Bed Combustion
PS | Hydraulic Turbine – Reversible (pumped storage)
PV | Photovoltaic
ST | Steam Turbine, including nuclear, geothermal and solar steam (does not include combined cycle)
WT | Wind Turbine

## A.4 Column Abbreviations ES
A.4 Column Abbreviations
Code | Energy Source (Description of Fuel Used)
AB | Agricultural Crop Byproducts/Straw/Energy Crops
BFG | Blast Furnace Gas
BIT | Anthracite Coal and Bituminous Coal
BLQ | Black Liquor
DFO | Distillate Fuel Oil - including Diesel, No. 1, 2, and 4
JF | Jet Fuel
KER | Kerosene
LFG | Landfill Gas
LIG | Lignite Coal
MSW | Municipal Solid Waste
MWH | Electricity Used for Energy Storage
NG | Natural Gas
NUC | Nuclear Uranium, Plutonium, Thorium
OBG | Other Biomass Gas - includes digester gas, methane, and other biomass gasses
OBL | Other Biomass Liquids
OBS | Other Biomass Solids
OG | Other Gas
PC | Petroleum Coke
PG | Gaseous Propane
PUR | Purchased Steam
RFO | Residual Fuel Oil Includes: Bunker C, No. 5, and No. 6 (020, 030, 070, and 100)
SC | Coal Synfuel - Coal-based solid fuel - processed by a coal synfuel plant; and coal-based fuels such as briquettes, pellets, or extrusions, which are formed from fresh or recycled coal and binding materials
SLW | Sludge Waste
SUB | Subbituminous Coal
SUN | Solar
TDF | Tire-derived Fuels
WAT | Water at a Conventional Hydroelectric Turbine
WC | Waste/Other Coal - including anthracite culm, bituminous gob, fine coal, lignite waste, waste coal
WDL | Wood Waste Liquids excluding Black Liquor - includes red liquor, sludge wood, spent sulfite liquor, and other wood-based liquids
WDS | Wood/Wood Waste Solids - including paper pellets, railroad ties, utility poles, wood chips, bark, and wood waste solids
WND | Wind
WO | Waste/Other Oil - including Crude Oil, Liquid Butane, Liquid Propane, Oil Waste, Re-Refined Motor Oil, Sludge Oil, Tar Oil, or other petroleum-based liquid wastes

## Appendix B.1 FIPS Codes
B.1 Federal Information Processing Standard (FIPS) Codes
FIPS | County Name | FIPS | County Name (Cont'd) | FIPS | County Name (Cont'd) | FIPS | County Name (Cont'd)
Code |  | Code |  | Code |  | Code
State of Connecticut
1 | Fairfield | 5 | Litchfield | 9 | New Haven | 13 | Tolland
3 | Hartford | 7 | Middlesex | 11 | New London | 15 | Windham
State of Maine
1 | Androscoggin | 9 | Hancock | 17 | Oxford | 25 | Somerset
3 | Aroostook | 11 | Kennebec | 19 | Penobscot | 27 | Waldo
5 | Cumberland | 13 | Knox | 21 | Piscataquis | 29 | Washington
7 | Franklin | 15 | Lincoln | 23 | Sagadahoc | 31 | York
State of Massachusetts
1 | Barnstable | 9 | Essex | 17 | Middlesex | 25 | Suffolk
3 | Berkshire | 11 | Franklin | 19 | Nantucket | 27 | Worcester
5 | Bristol | 13 | Hampden | 21 | Norfolk
7 | Dukes | 15 | Hampshire | 23 | Plymouth
State of New Hampshire
1 | Belknap | 7 | Coös | 13 | Merrimack | 19 | Sullivan
3 | Carroll | 9 | Grafton | 15 | Rockingham
5 | Cheshire | 11 | Hillsborough (Hillsboro) | 17 | Strafford
State of Rhode Island
1 | Bristol | 5 | Newport | 9 | Washington
3 | Kent | 7 | Providence
State of Vermont
1 | Addison | 9 | Essex | 17 | Orange | 25 | Windham
3 | Bennington | 11 | Franklin | 19 | Orleans | 27 | Windsor
5 | Caledonia | 13 | Grand Isle | 21 | Rutland
7 | Chittenden | 15 | Lamoille | 23 | Washington

## B.2 RSP Subarea
B.2 Regional System Plan (RSP) Subarea & Load Zone Descriptions
Subarea or Control Area Designation | Region or State
BHE | Northeastern Maine
ME | Western and central Maine/Saco Valley, New Hampshire
SME | Southeastern Maine
NH | Northern, eastern, and central New Hampshire/eastern Vermont and southwestern Maine
VT | Vermont/southwestern New Hampshire
Boston | Greater Boston, including the North Shore
CMA/NEMA | Central Massachusetts/ northeastern Massachusetts
WMA | Western Massachusetts
SEMA | Southeastern Massachusetts/Newport, Rhode Island
RI | Rhode Island/bordering MA
CT | Northern and eastern Connecticut
SWCT | Southwestern Connecticut
NOR | Norwalk/Stamford, Connecticut
M, NY, and HQ | Maritimes, New York, and Hydro-Québec external Reliability Coordinator areas
Load Zone* | Region or State
CT | Connecticut
ME | Maine
NH | New Hampshire
RI | Rhode Island
VT | Vermont
NEMA | Northeastern Massachusetts
SEMA | Southeastern Massachusetts
WCMA | Western and Central Massachusetts
* The boundaries for the CT, ME, NH, RI, and VT load zones are the same as the state boundaries.