## Introduction
Introduction
2018 ISO New England (ISO-NE) Reliability Coordinator Area Forecast(1)
The “2018-2027 Forecast Report of Capacity, Energy, Loads, and Transmission” (CELT Report) is a source of assumptions for use in electric planning and operations reliability studies. This report provides assumptions for the ISO New England Reliability Coordinator area.
In Section 1, the ISO New England Reliability Coordinator area peak load forecast may be characterized as having a fifty percent chance of being exceeded, and a fifty percent chance of not being met (i.e., the "50/50" forecast). The load forecast distributions for the years 2018 through 2027 are included in Section 1.6 of this report. Additional information on the load forecast, including confidence intervals around the peak, is available on the ISO New England website (see links below).
The capacity values in Section 1 are based on the Capacity Supply Obligations (CSO) for the Forward Capacity Market’s (FCM) 2017-18, 2018-19, 2019-20, 2020-21 and 2021-22 Capacity Commitment Periods as of March 19, 2018. These include new and existing generating resources, demand resources, and imports.
The CSOs for each of the commitment periods are based on the following FCM auction results and may include terminations or recent declarations of commercial operation which occurred since the results for the annual event through March 19, 2018.
| 2017-18 | Annual Reconfiguration Auction 3
| 2018-19 | Annual Reconfiguration Auction 3
| 2019-20 | Annual Reconfiguration Auction 1
| 2020-21 | Forward Capacity Auction
| 2021-22 | Forward Capacity Auction
The generating and demand resource CSO totals for the 2021­22 Capacity Commitment Period are assumed to remain in place for the remainder of the CELT reporting period. Imports beyond the 2021-22 Capacity Commitment Period reflect only known, long-term, firm contracts.
The annual generating capacity totals based on Seasonal Claimed Capability (SCC)2 are included as a line item in Sections 1.1 and 1.2. Those values are based on the SCCs of existing assets plus the expected capability of future FCM and non-FCM resources. The non-FCM resources are those that do not have FCM obligations, but are part of the ISO New England Generator Interconnection Queue3 and are expected to become commercial in 2018 or 2019.
Section 2.1 of the CELT Report lists details for all generating assets in-service as of April 1, 2018. It also includes SCC values for generating assets as of January 1, 2018 and the winter 2017-18 peak, which occurred on January 5, 2018, as well as projected summer SCC values for July 1, 2018.
Section 3.1 consists of total state-by-state solar photovoltaic (PV) forecasts based on nameplate rating, as well as the estimated summer seasonal peak load reductions and estimated energy production from behind-the-meter (BTM) PV. The forecast methodology and assumptions are available at:
http://www.iso-ne.com/system-planning/system-forecasting/distributed-generation-forecast
Section 4 summarizes data from the Forward Capacity Market. Section 4.1 summarizes the results of the 2017-18, 2018-19, 2019-20, 2020-21, and 2021-22 Forward Capacity Market Capacity Supply Obligations (CSOs) by Load Zone as of March 19, 2018. In the case of 2017-18, monthly auction results are not taken into consideration; the results shown are for the third Annual Reconfiguration Auction (ARA3). Section 4.2 contains the Renewable Technology Resource (RTR) Allotments in the FCM. Section 4.3 lists the Qualified and Cleared Capacity for all Resources that qualified to participate in the twelfth Forward Capacity Auction (FCA 12).
Section 5.1 lists the Network Resource Capability (NRC) & Capacity Network Resource Capability (CNRC) values, effective June 1, 2018 as of March 19, 2018, calculated consistent with Schedules 22 and 23 of the Open Access Transmission Tariff (the Large and Small Generator Interconnection Procedures).
Section 6.1 lists links associated with transmission related documents available on the ISO New England website at: http://www.iso-ne.com.
The appendices in this report are as follows:
- Appendix A defines the commonly used terms and abbreviations used in this report;
- Appendix B provides a list of the Federal Information Processing Standard (FIPS) Codes and the list of Regional System Plan (RSP) Subareas;
- Appendix C is the most recent update of the New England geographic transmission map.
CELT Reports and related documents are available on the ISO New England website at:
https://www.iso-ne.com/system-planning/system-plans-studies/celt
https://www.iso-ne.com/isoexpress/web/reports/operations/-/tree/seasonal-claimed-capability
https://www.iso-ne.com/system-planning/system-plans-studies/rsp
https://www.iso-ne.com/participate/applications-status-changes/new-modified-interconnections
https://www.iso-ne.com/system-planning/transmission-planning/interconnection-request-queue
https://www.iso-ne.com/system-planning/system-forecasting/load-forecast/
Please do not hesitate to contact ISO New England Customer Support at custserv@iso-ne.com or (413) 540-4220 with any questions or comments regarding the information contained herein.
FOOTNOTES:
(1) ISO New England is the Reliability Coordinator (RC), Balancing Authority (BA) and Transmission Operator (TOP) for New England. Throughout this document, the ISO is referred to as the RC since the RC has responsibility for overseeing the other two functions.
(2) For more information on generating assets, refer to the ISO-NE Seasonal Claimed Capability Reports at: https://www.iso-ne.com/isoexpress/web/reports/operations/-/tree/seasonal-claimed-capability.
(3) The Generator Interconnection Queue is posted on the ISO New England website at https://www.iso­ne.com/system-planning/transmission-planning/interconnection-request-queue.

## Preface
Preface
This 2018 edition of the "Forecast Report of Capacity, Energy, Loads, and Transmission" (CELT) reflects a load forecast based upon demographic, economic, and market information available through winter 2017-18 for publication in May 2018. Accordingly, this CELT edition supersedes prior CELT publications.
This report presents the ISO-NE Reliability Coordinator area 2018-27 forecast of:
· Electric energy demand and peak load;
· Existing ISO-NE Control Area electrical capacity and proposed changes;
· Scheduled and proposed transmission changes; with listings and summaries of existing and proposed generation projects
Generating asset details are represented in Section 2.1 of this report for three different periods: a snapshot of January 1, 2018, a snapshot of the winter peak on January 5, 2018, and a projection for July 1, 2018. This report represents the efforts of Market Participants' staffs, jointly with ISO-NE, under the review of the Load Forecasting and Reliability Committees. Additional information regarding the documentation of the electric energy demand and peak load forecasts presented in this report may be found on ISO-NE’s website at:
https://www.iso-ne.com/system-planning/system-plans-studies/celt

## Table of Contents
Table of Contents
Introduction
Preface
Section 1 - Summaries | Section 5 - Resource Interconnection Capabilities
1.1 Summer Peak Capabilities and Load Forecast | 5.1 Network Resource Capability (NRC) and Capacity Network Resource Capability (CNRC) List
1.2 Winter Peak Capabilities and Load Forecast | 5.2 Summary of Demand Resource Capacity (MW) Used in System Planning Studies
1.3 Summary Summer Capability by Fuel/Unit Type
1.4 Summary Winter Capability by Fuel/Unit Type | Section 6 - Transmission Information
1.5 Load and Energy Forecast | 6.1 Transmission Project Links
1.5.1 Actual and Forecast Peak Loads
1.5.2 Actual and Forecast Energy
1.6 Seasonal Peak Load Forecast Distributions
Section 2 - Control Area Capability
2.1 Generator List with Existing and Expected Seasonal Claimed Capability (SCC)
2.1 Notes | Appendix A
2.2 Net of Imports and Exports | A.1 Definitions
A.2 Company Abbreviations
Section 3 - Solar Forecast | A.3 Column Abbreviations - Prime Mover (Unit Type)
3.1 Forecast of Solar Photovoltaic (PV) Resources by State | A.4 Column Abbreviations Energy Source (Fuel)
3.1.1 Nameplate Rating
3.1.2 Estimated Summer Seasonal Peak Load Reductions - BTM PV | Appendix B
3.1.3 Estimated Annual Energy - BTM PV | B.1 Federal Information Processing Standard (FIPS) Codes
B.2 Regional System Plan (RSP) Subarea and Load Zone Descriptions
Section 4 - FCM Summary Tables
4.1 Summary of Capacity Supply Obligations (CSO) | Appendix C
4.2 Summary of FCM Renewable Technogy Resource Allotments | New England Geographic Transmission Map
4.3 List of FCA 12 Qualified and Cleared Capacity for All Resources

## 1.1 Summer Peak
1.1 Summer Peak Capabilities and Load Forecast (MW)
|  | 2017-18 | 2018-19 | 2019-20 | 2020-21 | 2021-22 | 2022-23 | 2023-24 | 2024-25 | 2025-26 | 2026-27 | 2027-28
ISO-NE RELIABILITY COORDINATOR AREA
1. LOAD (1, 2, 3)
| 1.1 GROSS - Without reductions (4) | 28817 | 29060 | 29298 | 29504 | 29744 | 29994 | 30245 | 30486 | 30721 | 30957 | 31192
| 1.1.1 Behind-the-Meter (BTM) PV (5) | 547.2487 | 632.6351 | 720.6306 | 790.2423 | 850.9303 | 901.4822 | 944.7501 | 980.0944 | 1008.8724 | 1031.3771 | 1050.6913
| 1.2 NET - With reductions for BTM PV (6) | 28269.7513 | 28427.3649 | 28577.3694 | 28713.7577 | 28893.0697 | 29092.5178 | 29300.2499 | 29505.9056 | 29712.1276 | 29925.6229 | 30141.3087
| 1.2.1 Energy Efficiency (EE) (7) | 2432 | 2698.588 | 3065.6326 | 3416.2205 | 3757.1585 | 4071.7215 | 4358.6303 | 4617.3622 | 4848.2875 | 5051.8849 | 5229.3478
| 1.3 NET - With reductions for BTM PV and EE | 25838 | 25728.7769 | 25511.7368 | 25297.5372 | 25135.9113 | 25020.7963 | 24941.6196 | 24888.5434 | 24863.8401 | 24873.738 | 24911.9609
2. CAPACITY BASED ON FCM OBLIGATIONS
| 2.1 GENERATING RESOURCES (8) | 29626.767 | 30441.256 | 30871.069 | 31308.34 | 29940.771 | 29940.771 | 29940.771 | 29940.771 | 29940.771 | 29940.771 | 29940.771
| 2.2 DEMAND RESOURCES (DR) (8, 9) | 2690.671 | 2955.966 | 2828.375 | 3210.658 | 3599.806 | 3599.806 | 3599.806 | 3599.806 | 3599.806 | 3599.806 | 3599.806
| 2.2.1 ACTIVE DR | 381.941 | 407.62 | 464.426 | 419.639 | 624.445 | 624.445 | 624.445 | 624.445 | 624.445 | 624.445 | 624.445
| 2.2.2 PASSIVE DR | 2308.73 | 2548.346 | 2363.949 | 2791.019 | 2975.361 | 2975.361 | 2975.361 | 2975.361 | 2975.361 | 2975.361 | 2975.361
| 2.3 IMPORTS (10) | 1375.998 | 1598 | 1481 | 1265.4 | 1247 | 81.3 | 81.3 | 81.3 | 81.3 | 81.3 | 81.3
| 2.4 TOTAL (11) | 33693.436 | 34995.222 | 35180.444 | 35784.398 | 34787.577 | 33621.877 | 33621.877 | 33621.877 | 33621.877 | 33621.877 | 33621.877
3. CAPACITY BASED ON SEASONAL CLAIMED CAPABILITY (SCC) (12, 13)
| 3.1 GENERATION CLAIMED FOR CAPABILITY | 29174 | 30974 | 31381 | 31407 | 31590 | 31608 | 31634 | 31658 | 31676 | 31688 | 31698
4. RESERVES - Based on Reference Load with reduction for Passive DR
4.1 INSTALLED RESERVES - Based on CSOs of Generating Resources (line 2.1), Active DR (line 2.2.1), and Imports (line 2.3)
| 4.1.1 MW | 5546.706 | 6718.0991 | 7304.7582 | 7695.8418 | 6676.3047 | 5625.7197 | 5704.8964 | 5757.9726 | 5782.6759 | 5772.778 | 5734.5551
| 4.1.2 % OF LOAD | 21.4672 | 26.1112 | 28.6329 | 30.4213 | 26.5608 | 22.4842 | 22.873 | 23.135 | 23.2574 | 23.2083 | 23.0193
4.2 INSTALLED RESERVES - Based on Generation SCC (line 3.1), Active DR (line 2.2.1), Imports (line 2.3), and Exports (14)
| 4.2.1 MW | 4993.939 | 7150.8431 | 7714.6892 | 7794.5018 | 8325.5337 | 7292.9487 | 7398.1254 | 7475.2016 | 7517.9049 | 7520.007 | 7491.7841
| 4.2.2 % OF LOAD | 19.3279 | 27.7932 | 30.2398 | 30.8113 | 33.1221 | 29.1475 | 29.6618 | 30.0347 | 30.2363 | 30.2327 | 30.073
KEY:
| 4.1.1 = 2.1 + 2.2.1 + 2.3 – 1.3 | 2017-18: 4.2.2 = (4.2.1 / 1.3 ) x 100
| 4.1.2 = (4.1.1 / 1.3 ) x 100 | 2017-18: 2.4 = 2.1 + 2.2 + 2.3
4.2.1 = (3.1 + 2.2.1 + 2.3) – 1.3
FOOTNOTES:
See Section 1.1 Footnotes on following sheet

## 1.1 Footnotes
1.1 Footnotes
-1 | Represents MW load level associated with a 50/50 gross forecast having a 50% chance of being exceeded and a 50% chance of not being exceeded. More information on the 2018 CELT forecast, including the confidence intervals around the 50/50 forecast, is available on the ISO-NE website at: http://www.iso-ne.com/system-planning/system-forecasting/load-forecast
-2 | Three versions of the seasonal peak load forecast are shown. Forecast 1.1 does not reflect the peak and energy savings of Energy Efficiency (EE) resources or behind-the-meter photovoltaic (BTM PV) installations. Forecast 1.2 reflects a reduction for BTM PV. Forecast 1.3 reflects the reductions of BTM PV and EE. Detailed forecast documentation on the ISO-NE website includes all three versions of the forecast (see footnote (1)). Details of the aforementioned forecasts are available on the ISO-NE website and the links below:
https://www.iso-ne.com/system-planning/system-forecasting/energy-efficiency-forecast
https://www.iso-ne.com/system-planning/system-forecasting/distributed-generation-forecast
-3 | The 2017 summer peak load shown reflects weather normalization. Prior to weather normalization, the actual metered 2017 summer peak of 23,968 MW occurred on June 13 at hour ending 17:00. The 2017 gross annual peak (i.e., reconstituted for the load reducing actions of EE and BTM PV) of 27,159 MW occurred on June 13 at hour ending 16:00. See Section 1.5 for actual and forecast peaks and energies.
-4 | The “gross” load forecast is from a probabilistic distribution of forecast peak loads without reductions from EE and BTM PV. The 50/50 peak demand forecast represents a point on the distribution where the peak demand is expected to be exceeded 50% of the time, and not met 50% of the time.
-5 | Line 1.1.1 consists of BTM PV estimated summer peak load reductions as of July 1 of that year, which include an 8% transmission and distribution loss gross up. Refer to Section 3.1 for more details on these values.
-6 | The "net” load forecasts are developed by subtracting forecasts of BTM PV and EE from the 50/50 gross peak load forecasts.
-7 | The EE values shown on line 1.2.1 are from the 2018 EE forecast. The 2018 value is the summer Qualified Capacity (QC) for the Third Annual Reconfiguration Auction for the Capacity Commitment Period (CCP) beginning June 1, 2018. Values for the remaining years are forecast values. For Transmission Planning Studies, use of EE forecast values may vary by the type of study and load level being evaluated. See the Transmission Planning Technical Guide, Appendix J, Load Modeling Guide for ISO New England Network Model: https://www.iso-ne.com/system-planning/transmission-planning/transmission-planning-guides/ (Note: Updates to Appendix J are going through committee and should be finalized by June 2018 - specific link not yet available.)
-8 | The 2018 through 2021 capacities for generating and demand resources consist of the current Forward Capacity Market CSOs as of April 5, 2018, and the 2017 CSOs are based on the 2017-18 ARA 3 results. The 2021 FCM CSO is assumed to remain in place through the end of the CELT reporting period. The Citizens Block Load CSO is treated as an import rather than a generating resource.
-9 | The demand resource values are based on DR with FCM CSOs, which include an 8% transmission and distribution loss gross-up. A passive DR forecast is included with the QC-based DR values on line 1.2.1, beginning in 2022.
-10 | The 2017 through 2021 imports are based on FCM import CSOs. An Administrative Export De-List of 100 MW is taken into account in the generation capability values from 2017 through 2019. That 100 MW export will remain as an Export De-List Bid in 2020. The imports beyond the 2020-21 Capacity Commitment Period reflect only known, long-term, firm contracts.
-11 | May not equal sum due to rounding.
-12 | The generating capability based on SCC values includes all existing ISO New England generating assets as well as projected additions and retirements. Future generating assets consist of non-FCM resources that are expected to go commercial in 2018 or 2019, and all new resources with FCM CSOs. The capabilities of the FCM resources are based on their Qualified Capacity. Also included is a forecast of non-FCM PV capacity, which is based on the nameplate PV forecast shown in Section 3.1.1, together with the assumed percentage of annual growth (37.8% in service by July 1), and estimated summer seasonal peak load reduction (in % of nameplate) for each year, as shown in Section 3.1.2.
-13 | The 2018 Summer SCC value of 30,974 MW is consistent with the total capacity projected for July 1 in the Section 2.1 Generator List.
-14 | Exports consist of a 100 MW Export De-List through 2020.

## 1.2 Winter Peak
1.2 Winter Peak Capabilities and Load Forecast (MW) - Revised 5/9/2018
|  | 2017-18 | 2018-19 | 2019-20 | 2020-21 | 2021-22 | 2022-23 | 2023-24 | 2024-25 | 2025-26 | 2026-27 | 2027-28
ISO-NE RELIABILITY COORDINATOR AREA
1. LOAD (1, 2, 3)
| 1.1 GROSS - Without reductions (4) | 22910 | 23025.5898 | 23137.5461 | 23205.9639 | 23321.5344 | 23450.0488 | 23581.337 | 23697.748 | 23805.4177 | 23915.1887 | 24023.783
| 1.1.1 Behind-the-Meter (BTM) PV (5) | 0 | 0 | 0 | 0 | 0 | 0 | 0 | 0 | 0 | 0 | 0
| 1.2 NET - With reductions for BTM PV (6) | 22910 | 23025.5898 | 23137.5461 | 23205.9639 | 23321.5344 | 23450.0488 | 23581.337 | 23697.748 | 23805.4177 | 23915.1887 | 24023.783
| 1.2.1 Energy Efficiency (EE) (7) | 2424 | 2668.789 | 2865.3462 | 3194.0343 | 3513.1791 | 3807.6032 | 4076.1168 | 4318.2401 | 4534.3361 | 4724.8469 | 4890.8916
| 1.3 NET - With reductions for BTM PV and EE | 20486 | 20356.8008 | 20272.1999 | 20011.9295 | 19808.3553 | 19642.4456 | 19505.2202 | 19379.5079 | 19271.0817 | 19190.3418 | 19132.8914
2. CAPACITY BASED ON FCM OBLIGATIONS
| 2.1 GENERATING RESOURCES (8) | 29994.869 | 31345.658 | 31518.842 | 31579.745 | 30299.285 | 30299.285 | 30299.285 | 30299.285 | 30299.285 | 30299.285 | 30299.285
| 2.2 DEMAND RESOURCES (8, 9) | 2702.546 | 2944.563 | 2831.11 | 3195.999 | 3574.49 | 3574.49 | 3574.49 | 3574.49 | 3574.49 | 3574.49 | 3574.49
| 2.2.1 ACTIVE DR | 387.909 | 403.28 | 467.161 | 412.709 | 623.151 | 623.151 | 623.151 | 623.151 | 623.151 | 623.151 | 623.151
| 2.2.2 PASSIVE DR | 2314.637 | 2541.283 | 2363.949 | 2783.29 | 2951.339 | 2951.339 | 2951.339 | 2951.339 | 2951.339 | 2951.339 | 2951.339
| 2.3 IMPORTS (10) | 1331.898 | 986 | 1070 | 1265.4 | 1174 | 82.8 | 82.8 | 82.8 | 82.8 | 82.8 | 82.8
| 2.4 TOTAL (11) | 34029.313 | 35276.221 | 35419.952 | 36041.144 | 35047.775 | 33956.575 | 33956.575 | 33956.575 | 33956.575 | 33956.575 | 33956.575
3. CAPACITY BASED ON SEASONAL CLAIMED CAPABILITY (SCC) (12)
| 3.1 GENERATION CLAIMED FOR CAPABILITY | 31683.748 | 33551 | 33737 | 33735 | 33896 | 33896 | 33896 | 33896 | 33896 | 33896 | 33896
4. RESERVES - Based on Reference Load with reduction for Passive DR
4.1 INSTALLED RESERVES - Based on CSOs of Generating Resources (line 2.1), Active DR (line 2.2.1), and Imports (line 2.3)
| 4.1.1 MW | 11228.676 | 12378.1372 | 12783.8031 | 13245.9245 | 12288.0807 | 11362.7904 | 11500.0158 | 11625.7281 | 11734.1543 | 11814.8942 | 11872.3446
| 4.1.2 % OF LOAD | 54.8115 | 60.8059 | 63.0608 | 66.1901 | 62.0348 | 57.8481 | 58.9587 | 59.9898 | 60.89 | 61.5669 | 62.052
4.2 INSTALLED RESERVES - Based on Generation SCC (line 3.1), Active DR (line 2.2.1), Imports (line 2.3), and Exports (13)
| 4.2.1 MW | 12817.555 | 14483.4792 | 14901.9611 | 15401.1795 | 15884.7957 | 14959.5054 | 15096.7308 | 15222.4431 | 15330.8693 | 15411.6092 | 15469.0596
| 4.2.2 % OF LOAD | 62.5674 | 71.1481 | 73.5093 | 76.96 | 80.1924 | 76.1591 | 77.3984 | 78.5492 | 79.5538 | 80.3092 | 80.8506
KEY:
| 4.1.1 = 2.1 + 2.2.1 + 2.3 – 1.3 | 2017-18: 4.2.2 = (4.2.1 / 1.3 ) x 100
| 4.1.2 = (4.1.1 / 1.3 ) x 100 | 2017-18: 2.4 = 2.1 + 2.2 + 2.3
4.2.1 = (3.1 + 2.2.1 + 2.3) – 1.3
FOOTNOTES:
See Section 1.2 Footnotes on following sheet

## 1.2 Footnotes
1.2 Footnotes
-1 | Represents MW load level associated with a 50/50 gross forecast having a 50% chance of being exceeded and a 50% chance of not being exceeded. More information on the 2018 CELT forecast, including the confidence intervals around the 50/50 forecast, is available on the ISO-NE website at: http://www.iso-ne.com/system-planning/system-forecasting/load-forecast
-2 | Three versions of the seasonal peak load forecast are shown. Forecast 1.1 does not reflect the peak and energy savings of Energy Efficiency (EE) resources or behind-the-meter photovoltaic (BTM PV) installations. Forecast 1.2 reflects a reduction for BTM PV. Forecast 1.3 reflects the reductions of BTM PV and EE. Detailed forecast documentation on the ISO-NE website includes all three versions of the forecast (see footnote (1)). Details of the aforementioned forecasts are available on the ISO-NE website and the links below:
https://www.iso-ne.com/system-planning/system-forecasting/energy-efficiency-forecast
https://www.iso-ne.com/system-planning/system-forecasting/distributed-generation-forecast
-3 | The 2017-18 winter peak load shown reflects weather normalization. Prior to weather normalization, the actual metered 2017-18 winter peak of 20,599 MW occurred on January 5, 2018 at hour ending 18:00. The 2017-18 gross winter peak (i.e., reconstituted for the load reducing action of EE) was 23,528 MW occurred on January 5, 2018 at hour ending 18:00. See Section 1.5 for actual and forecasted peaks and energy.
-4 | The “gross” load forecast is from a probabilistic distribution of peak loads without reductions from EE and BTM PV. The 50/50 peak forecast represents a point on the distribution where the peak is expected to be exceeded 50% of the time, and not met 50% of the time.
-5 | BTM PV is assumed to be zero during the winter peak.
-6 | The "net” load forecasts are developed by subtracting forecasts of BTM PV and EE from the 50/50 gross peak load forecasts.
-7 | The EE values shown on line 1.2.1 are from the 2018 EE forecast. The 2018-19 value is the winter Qualified Capacity (QC) for the Third Annual Reconfiguration Auction for the Capacity Commitment Period (CCP) beginning June 1, 2018. Values for the remaining years are forecast values. For Transmission Planning Studies, use of EE forecast values may vary by the type of study and load level being evaluated. See the Transmission Planning Technical Guide, Appendix J, Load Modeling Guide for ISO New England Network Model: https://www.iso-ne.com/system-planning/transmission-planning/transmission-planning-guides/ Note: Updates to Appendix J are going through committee and should be finalized by June 2018 - specific link not yet available.
-8 | The 2018-19 through 2021-22 capacities for generating and demand resources consist of the Forward Capacity Market CSOs current as of April 5, 2018, and the 2017-18 CSOs are based on the ARA 3 results. The 2021-22 FCM CSO is assumed to remain in place through the end of the CELT reporting period. The Citizens Block Load CSO is treated as an import rather than a generating resource.
-9 | The demand resource values are based on DR with FCM CSOs, including an 8% transmission and distribution loss gross-up. A passive DR forecast is included with the QC-based DR values on line 1.2.1, beginning in 2021-22.
-10 | The 2017-18 through 2020-21 imports are based on FCM import CSOs. An Administrative Export De-List of 100 MW is taken into account in the generation capability values from 2017-18 through 2019-20. That 100 MW export will remain as an Export De-List Bid in 2020-21. The imports beyond the 2020-21 Capacity Commitment Period reflect only known, long-term contracts.
-11 | May not equal sum due to rounding.
-12 | The generating capability based on SCC values includes all existing ISO New England generating assets as well as projected additions and retirements. Future generating assets consist of non-FCM resources that are expected to go commercial in 2018 or 2019, and all new resources with FCM CSOs. The capabilities of the FCM resources are based on their Qualified Capacity.
-13 | Exports consist of a 100 MW Export De-List through 2020-21.

## 1.3 Summer by Fuel-Unit Type
1.3 - Summary Summer Capability by Fuel/Unit Type (MW) (1)
|  | 2017-18 | 2018-19 | 2019-20 | 2020-21 | 2021-22 | 2022-23 | 2023-24 | 2024-25 | 2025-26 | 2026-27 | 2027-28
| NUCLEAR STEAM | 4007.819 | 4010.419 | 3349.335 | 3343.908 | 3342.93 | 3342.93 | 3342.93 | 3342.93 | 3342.93 | 3342.93 | 3342.93
| HYDRO (DAILY CYCLE - PONDAGE) | 340.126 | 332.357 | 332.724 | 332.724 | 332.724 | 332.724 | 332.724 | 332.724 | 332.724 | 332.724 | 332.724
| HYDRO (DAILY CYCLE - RUN OF RIVER) | 252.435 | 221.866 | 253.135 | 260.104 | 220.324 | 220.324 | 220.324 | 220.324 | 220.324 | 220.324 | 220.324
| HYDRO (WEEKLY CYCLE) | 876.169 | 873.125 | 871.829 | 861.735 | 871.186 | 871.186 | 871.186 | 871.186 | 871.186 | 871.186 | 871.186
| HYDRO (PUMPED STORAGE) | 1682.069 | 1682.039 | 1682.388 | 1667.363 | 1859.127 | 1859.127 | 1859.127 | 1859.127 | 1859.127 | 1859.127 | 1859.127
| GAS COMBINED CYCLE | 8806.299 | 9562.542 | 10107.537 | 10202.124 | 8999.567 | 8999.567 | 8999.567 | 8999.567 | 8999.567 | 8999.567 | 8999.567
| GAS/OIL COMBINED CYCLE | 4332.835 | 4387.96 | 4313.34 | 4429.626 | 4401.482 | 4401.482 | 4401.482 | 4401.482 | 4401.482 | 4401.482 | 4401.482
| GAS COMBUSTION (GAS) TURBINE | 227.49 | 308.64 | 836.44 | 1321.44 | 1378.666 | 1378.666 | 1378.666 | 1378.666 | 1378.666 | 1378.666 | 1378.666
| GAS/OIL COMBUSTION (GAS) TURBINE | 556.098 | 552.751 | 547.938 | 545.537 | 518.619 | 518.619 | 518.619 | 518.619 | 518.619 | 518.619 | 518.619
| OIL COMBUSTION (GAS) TURBINE | 1692.347 | 1699.901 | 1714.251 | 1696.097 | 1662.748 | 1662.748 | 1662.748 | 1662.748 | 1662.748 | 1662.748 | 1662.748
| COAL STEAM | 926.851 | 921.877 | 916.864 | 916.746 | 468 | 468 | 468 | 468 | 468 | 468 | 468
| GAS/OIL STEAM | 2485.376 | 2510.592 | 2489.974 | 2489.974 | 2507.096 | 2507.096 | 2507.096 | 2507.096 | 2507.096 | 2507.096 | 2507.096
| OIL STEAM | 2215.751 | 2216.897 | 2192.249 | 2041.369 | 2103.876 | 2103.876 | 2103.876 | 2103.876 | 2103.876 | 2103.876 | 2103.876
| GAS INTERNAL COMBUSTION | 4.871 | 4.871 | 4.871 | 4.743 | 0 | 0 | 0 | 0 | 0 | 0 | 0
| GAS/OIL INTERNAL COMBUSTION | 9.495 | 9.495 | 9.495 | 9.495 | 9.495 | 9.495 | 9.495 | 9.495 | 9.495 | 9.495 | 9.495
| OIL INTERNAL COMBUSTION | 115.505 | 109.368 | 110.141 | 104.673 | 102.618 | 102.618 | 102.618 | 102.618 | 102.618 | 102.618 | 102.618
| BIO/REFUSE | 948.446 | 922.115 | 963.433 | 904.499 | 961.48 | 961.48 | 961.48 | 961.48 | 961.48 | 961.48 | 961.48
| WIND TURBINE | 121.871 | 104.821 | 122.781 | 117.51 | 122.063 | 122.063 | 122.063 | 122.063 | 122.063 | 122.063 | 122.063
| GAS FUEL CELL | 20.294 | 15.554 | 20.594 | 22.694 | 22.694 | 22.694 | 22.694 | 22.694 | 22.694 | 22.694 | 22.694
| PHOTOVOLTAIC | 4.62 | 24.066 | 61.75 | 65.979 | 86.076 | 86.076 | 86.076 | 86.076 | 86.076 | 86.076 | 86.076
SUBTOTAL ISO-NE RELIABILITY COORDINATOR AREA CAPACITY (2, 4) |  | 29626.767 | 30471.256 | 30901.069 | 31338.34 | 29970.771 | 29970.771 | 29970.771 | 29970.771 | 29970.771 | 29970.771 | 29970.771
| DEMAND RESOURCES (2) | 2690.671 | 2955.966 | 2828.375 | 3210.658 | 3599.806 | 3599.806 | 3599.806 | 3599.806 | 3599.806 | 3599.806 | 3599.806
| IMPORTS (3) | 1375.998 | 1598 | 1481 | 1265.4 | 1247 | 81.3 | 81.3 | 81.3 | 81.3 | 81.3 | 81.3
TOTAL ISO-NE RELIABILITY COORDINATOR AREA CAPACITY (4) |  | 33693.436 | 35025.222 | 35210.444 | 35814.398 | 34817.577 | 33651.877 | 33651.877 | 33651.877 | 33651.877 | 33651.877 | 33651.877
FOOTNOTES:
-1 | Gas/oil units are not necessarily fully operable on both fuels.
-2 | The 2017 through 2021 capacity values consist of the Forward Capacity Market CSOs current as of April 5, 2018. The 2021 FCM CSO is assumed to remain in place through the end of the CELT reporting period. It is assumed that the 1,460 MW of Static and Dynamic De-List Bids that were cleared to leave the 2021-22 Forward Capacity Auction will remain de-listed through the reporting period.
-3 | Imports are from entities outside the ISO-NE Reliability Coordinator area boundary. The 2017 through 2021 imports are based on FCM import CSOs. An Export De-List of 100 MW is taken into account in the generation capability values through 2021. The imports beyond the 2021-22 Capacity Commitment Period reflect only known, long-term, firm contracts.
-4 | May not equal sum due to rounding.

## 1.4 Winter by Fuel-Unit Type
1.4 - Summary Winter Capability by Fuel/Unit Type (MW) (1)
|  | 2017-18 | 2018-19 | 2019-20 | 2020-21 | 2021-22 | 2022-23 | 2023-24 | 2024-25 | 2025-26 | 2026-27 | 2027-28
| NUCLEAR STEAM | 4007.819 | 4010.419 | 3349.335 | 3343.908 | 3342.505 | 3342.505 | 3342.505 | 3342.505 | 3342.505 | 3342.505 | 3342.505
| HYDRO (DAILY CYCLE - PONDAGE) | 340.812 | 333.043 | 332.724 | 332.724 | 333.441 | 333.441 | 333.441 | 333.441 | 333.441 | 333.441 | 333.441
| HYDRO (DAILY CYCLE - RUN OF RIVER) | 417.698 | 379.726 | 424.925 | 408.218 | 382.064 | 382.064 | 382.064 | 382.064 | 382.064 | 382.064 | 382.064
| HYDRO (WEEKLY CYCLE) | 874.905 | 864.039 | 853.493 | 861.623 | 870.063 | 870.063 | 870.063 | 870.063 | 870.063 | 870.063 | 870.063
| HYDRO (PUMPED STORAGE) | 1659.72 | 1682.039 | 1671.789 | 1667.363 | 1859.127 | 1859.127 | 1859.127 | 1859.127 | 1859.127 | 1859.127 | 1859.127
| GAS COMBINED CYCLE | 8873.036 | 10005.168 | 10385.395 | 10220.402 | 9051.343 | 9051.343 | 9051.343 | 9051.343 | 9051.343 | 9051.343 | 9051.343
| GAS/OIL COMBINED CYCLE | 4335.211 | 4396.177 | 4398.34 | 4429.626 | 4401.907 | 4401.907 | 4401.907 | 4401.907 | 4401.907 | 4401.907 | 4401.907
| GAS COMBUSTION (GAS) TURBINE | 233.85 | 470.71 | 836.44 | 1321.44 | 1378.666 | 1378.666 | 1378.666 | 1378.666 | 1378.666 | 1378.666 | 1378.666
| GAS/OIL COMBUSTION (GAS) TURBINE | 556.098 | 574.91 | 548.897 | 545.537 | 542.263 | 542.263 | 542.263 | 542.263 | 542.263 | 542.263 | 542.263
| OIL COMBUSTION (GAS) TURBINE | 1713.71 | 1751.24 | 1774.466 | 1707.205 | 1722.898 | 1722.898 | 1722.898 | 1722.898 | 1722.898 | 1722.898 | 1722.898
| COAL STEAM | 926.851 | 921.877 | 916.864 | 916.746 | 468 | 468 | 468 | 468 | 468 | 468 | 468
| GAS/OIL STEAM | 2485.376 | 2486.048 | 2478.949 | 2478.949 | 2492.324 | 2492.324 | 2492.324 | 2492.324 | 2492.324 | 2492.324 | 2492.324
| OIL STEAM | 2215.751 | 2216.897 | 2192.249 | 2041.369 | 2103.876 | 2103.876 | 2103.876 | 2103.876 | 2103.876 | 2103.876 | 2103.876
| GAS INTERNAL COMBUSTION | 4.871 | 4.871 | 4.871 | 4.743 | 0 | 0 | 0 | 0 | 0 | 0 | 0
| GAS/OIL INTERNAL COMBUSTION | 9.495 | 9.495 | 9.495 | 9.495 | 9.495 | 9.495 | 9.495 | 9.495 | 9.495 | 9.495 | 9.495
| OIL INTERNAL COMBUSTION | 115.505 | 109.368 | 110.141 | 104.673 | 102.618 | 102.618 | 102.618 | 102.618 | 102.618 | 102.618 | 102.618
| BIO/REFUSE | 958.083 | 934.883 | 974.05 | 913.602 | 969.365 | 969.365 | 969.365 | 969.365 | 969.365 | 969.365 | 969.365
| WIND TURBINE | 245.784 | 211.264 | 265.825 | 279.428 | 276.636 | 276.636 | 276.636 | 276.636 | 276.636 | 276.636 | 276.636
| GAS FUEL CELL | 20.294 | 15.554 | 20.594 | 22.694 | 22.694 | 22.694 | 22.694 | 22.694 | 22.694 | 22.694 | 22.694
| PHOTOVOLTAIC | 0 | -2.07 | 0 | 0 | 0 | 0 | 0 | 0 | 0 | 0 | 0
SUBTOTAL ISO-NE RELIABILITY COORDINATOR AREA CAPACITY (2, 4) |  | 29994.869 | 31375.658 | 31548.842 | 31609.745 | 30329.285 | 30329.285 | 30329.285 | 30329.285 | 30329.285 | 30329.285 | 30329.285
| DEMAND RESOURCES (2) | 2702.546 | 2944.563 | 2831.11 | 3195.999 | 3574.49 | 3574.49 | 3574.49 | 3574.49 | 3574.49 | 3574.49 | 3574.49
| IMPORTS (3) | 1331.898 | 986 | 1070 | 1265.4 | 1174 | 82.8 | 82.8 | 82.8 | 82.8 | 82.8 | 82.8
TOTAL ISO-NE RELIABILITY COORDINATOR AREA CAPACITY (4) |  | 34029.313 | 35306.221 | 35449.952 | 36071.144 | 35077.775 | 33986.575 | 33986.575 | 33986.575 | 33986.575 | 33986.575 | 33986.575
FOOTNOTES:
-1 | Gas/oil units are not necessarily fully operable on both fuels.
-2 | The 2017-18 through 2021-22 capacity values consist of the Forward Capacity Market CSOs as of April 5, 2018. The 2021-22 FCM CSO is assumed to remain in place through the end of the CELT reporting period. It is assumed that the 1,460 MW of Static and Dynamic De-List Bids that were cleared to leave the 2021-22 Forward Capacity Auction will remain de-listed through the reporting period.
-3 | Imports are from entities outside the ISO-NE Reliability Coordinator Area boundary. The 2017-18 through 2021-22 imports are based on FCM import CSOs. An Export De-List of 100 MW is taken into account in the generation capability values through 2021-22. The imports beyond the 2021-22 Capacity Commitment Period reflect only known, long-term, firm contracts.
-4 | May not equal sum due to rounding.

## 1.5.1 Peak Loads
1.5.1 - Actual and Forecast Peak Loads
2017 ACTUAL
MONTHLY PEAK LOAD - MW |  | JAN |  | FEB |  | MAR | APR | MAY | JUN | JUL | AUG | SEP | OCT | NOV | DEC
| GROSS - Without reductions | 22201 |  | 20788 |  | 20131 | 18355 | 23247 | 27159 | 26876 | 25871 | 24000 | 19911 | 19775 | 23403
| Reduced for BTM PV (1) | 22201 |  | 20788 |  | 20131 | 18309 | 22206 | 26477 | 25971 | 25419 | 23650 | 19911 | 19775 | 23403
| NET - Reduced for BTM PV and EE | 19592 |  | 18165 |  | 17502 | 15843 | 19712 | 23868 | 23372 | 22769 | 20999 | 17255 | 17079 | 20476
2018 FORECAST
MONTHLY PEAK LOAD - MW |  | JAN |  | FEB |  | MAR | APR | MAY | JUN | JUL | AUG | SEP | OCT | NOV | DEC
| GROSS - Without reductions (2) | 23528 | A | 21290 | A | 21369 | 17905 | 20499 | 25034 | 29060 | 29060 | 23508 | 18275 | 19891 | 23026
| Reduced for BTM PV (1) | 23528 | A | 21290 | A | 21369 | 17905 | 19881 | 24409 | 28427 | 28419 | 22858.6614 | 18275 | 19891 | 23026
| Reduced for BTM PV and EE | 20599 | A | 18256 | A | 18945 | 15473 | 17449 | 21710 | 25728 | 25720 | 20159.6614 | 15576 | 17192 | 20357
2019 FORECAST
MONTHLY PEAK LOAD - MW |  | JAN |  | FEB |  | MAR | APR | MAY | JUN | JUL | AUG | SEP | OCT | NOV | DEC
| GROSS - Without reductions (2) | 23026 |  | 21744 |  | 21480 | 17994 | 20651 | 25244 | 29298 | 29298 | 23695 | 18337 | 19946 | 23138
| Reduced for BTM PV (1) | 23026 |  | 21744 |  | 21480 | 17994 | 19941 | 24529 | 28577 | 28571 | 22962 | 18837 | 19946 | 23138
| NET - Reduced for BTM PV & EE | 20357 |  | 19075 |  | 18811 | 15295 | 17242 | 21463 | 25511 | 25505 | 19896 | 15771 | 16880 | 20272
[9 empty] | ANNUAL FORECAST | [5 empty] | CAGR (3)
SUMMER PEAK - MW |  | 2017 |  | 2018 |  | 2019 | 2020 | 2021 | 2022 | 2023 | 2024 | 2025 | 2026 | 2027 | 2018 to 2027
| GROSS - Without reductions | 27159 | A | 29060 |  | 29298 | 29504 | 29744 | 29994 | 30245 | 30486 | 30721 | 30957 | 31192 | 0.79
| Reduced for BTM PV (1) | 26477 | A | 28427 |  | 28577.3694 | 28713.7577 | 28893.0697 | 29092.5178 | 29300.2499 | 29505.9056 | 29712.1276 | 29925.6229 | 30141.3087 | 0.7
| NET - Reduced for BTM PV & EE | 23868 | A | 25729 |  | 25511.7368 | 25297.5372 | 25135.9113 | 25020.7963 | 24941.6196 | 24888.5434 | 24863.8401 | 24873.738 | 24911.9609 | -0.4
WINTER PEAK - MW (4)
| GROSS - Without reductions | 23528 | A | 23026 |  | 23137.5461 | 23205.9639 | 23321.5344 | 23450.0488 | 23581.337 | 23697.748 | 23805.4177 | 23915.1887 | 24023.783 | 0.47
| Reduced for BTM PV (1) | 23528 | A | 23026 |  | 23137.5461 | 23205.9639 | 23321.5344 | 23450.0488 | 23581.337 | 23697.748 | 23805.4177 | 23915.1887 | 24023.783 | 0.5
| NET - Reduced for BTM PV & EE | 20599 | A | 20357 |  | 20272 | 20011.9295 | 19808.3553 | 19642.4456 | 19505.2202 | 19379.5079 | 19271.0817 | 19190.3418 | 19132.8914 | -0.7
FOOTNOTES:
A | = ACTUAL
-1 | Actual BTM PV output is typically zero at the time of the peak during winter months, since winter peaks usually occur after sunset. Forecast values for BTM PV are therefore assumed to be zero for all months other than May-September. The BTM PV reduction in summer months reflects BTM PV performance during the hour of the gross peak load.
-2 | Recognizing that the seasonal peaks usually occur within a few months of the year, the forecast monthly gross peaks of July and August have been replaced by the forecast summer gross peak, and December and January have been replaced by the forecast winter gross peak.
-3 | Compound Annual Growth Rate (%).
-4 | Winter beginning in December of the year shown.
NOTE:
- | Refer to the ISO website for the full forecast details: https://www.iso-ne.com/system-planning/system-forecasting/load-forecast/

## 1.5.2 Energy
1.5.2 - Actual and Forecast Energy
2017 ACTUAL
MONTHLY NET ENERGY FOR LOAD (NEL) (1) - GWH |  | JAN |  | FEB |  | MAR | APR | MAY | JUN | JUL | AUG | SEP | OCT | NOV | DEC
| GROSS - Without reductions | 12265 |  | 10915 |  | 12061.4818 | 10408.309 | 10692.3233 | 11781.505 | 12939.1318 | 12642.2787 | 11183.9786 | 10958.0918 | 11047.7374 | 12754.0416
| Reduced for BTM PV | 12199 |  | 10822 |  | 11918 | 10237 | 10514 | 11565 | 12716 | 12420 | 11005 | 10813 | 10948 | 12693
| NET - Reduced for BTM PV & EE | 10724 |  | 9440 |  | 10425 | 8856 | 9211 | 10291 | 11413 | 11109 | 9849 | 9283 | 9498 | 11082
2018 FORECAST
MONTHLY NET ENERGY - GWH |  | JAN |  | FEB |  | MAR | APR | MAY | JUN | JUL | AUG | SEP | OCT | NOV | DEC
| GROSS - Without reductions | 13273 |  | 11116 |  | 11742.4361 | 10404.4738 | 10866.1349 | 11732.4619 | 14159.0326 | 13540.6346 | 11521.5797 | 10793.466 | 10981.5502 | 12214.0714
| Reduced for BTM PV | 13135 |  | 10963 |  | 11561.9361 | 10190.0738 | 10633.6349 | 11481.2619 | 13898.7326 | 13282.1346 | 11303.5797 | 10628.166 | 10861.2502 | 12133.6714
| NET - Reduced for BTM PV & EE | 11493 | A | 9345 | A | 10237.2729 | 9016.346 | 9407.8271 | 10157.7239 | 12301.4533 | 11754.6168 | 10003.8313 | 9410.556 | 9622.4224 | 10755.803
2019 FORECAST
MONTHLY NET ENERGY - GWH |  | JAN |  | FEB |  | MAR | APR | MAY | JUN | JUL | AUG | SEP | OCT | NOV | DEC
| GROSS - Without reductions | 13012.8336 |  | 11750.094 |  | 11852.2062 | 10501.7364 | 10967.7132 | 11842.1388 | 14291.3934 | 13667.2146 | 11629.2852 | 10894.365 | 11084.2074 | 12328.2504
| Reduced for BTM PV | 12908.8336 |  | 11635.094 |  | 11635.2062 | 10244.7364 | 10690.7132 | 11544.1388 | 13984.3934 | 13363.2146 | 11374.2852 | 10701.365 | 10944.2074 | 12235.2504
| NET - Reduced for BTM PV & EE | 11211.085 |  | 10102.0916 |  | 10088.8815 | 8874.6037 | 9259.7858 | 9999.1275 | 12119.8346 | 11580.0907 | 9857.0443 | 9280.0072 | 9498.0813 | 10626.8175
[9 empty] | ANNUAL FORECAST | [5 empty] | CAGR (3)
NET ANNUAL ENERGY - GWH (1, 2) |  | 2017 |  | 2018 |  | 2019 | 2020 | 2021 | 2022 | 2023 | 2024 | 2025 | 2026 | 2027 | 2018 to 2027
| GROSS - Without reductions | 139649 |  | 142488 |  | 143820 | 144634 | 146009 | 147538 | 149100 | 150485 | 151766 | 153072 | 154364 | 0.9
| Reduced for BTM PV | 137851 |  | 140326.0723 |  | 141261.7778 | 141727.5458 | 142776.1465 | 143998.3464 | 145266.2696 | 146369.6735 | 147405.0904 | 148497.1161 | 149581.3551 | 0.7
| NET - Reduced for BTM PV & EE | 121182 |  | 124252.0133 |  | 122497.978 | 120395.2648 | 118949.4208 | 117870.0625 | 117038.6637 | 116248.7745 | 115593.8973 | 115195.5418 | 114980.6923 | -0.9
FOOTNOTES:
A | = ACTUAL
-1 | Net Energy for Load (NEL) is the net generation output within a balancing authority area, accounting for electric energy imports from other areas and subtracting energy exports to others. It includes system losses but excludes the electric energy required to operate pumped storage plants.
-2 | May not equal sum due to rounding.
-3 | Compound Annual Growth Rate (%).
NOTE:
- | Refer to the ISO website for the full forecast details: https://www.iso-ne.com/system-planning/system-forecasting/load-forecast/

## 1.6 Frcst Distributions
1.6 - Seasonal Peak Load Forecast Distributions (Forecast is Gross with reduction for BTM PV)
|  |  | Peak Load Forecast at Milder Than Expected Weather |  |  |  | Gross Forecast at Expected Weather | Peak Load Forecast at More Extreme Than Expected Weather
| Summer (MW) | 2018 | 26998.9542 | 27261.4694 | 27601.5339 | 28000.3951 | 28427.3895 | 28894.7741 | 29369.9826 | 30039.0853 | 30818.6274 | 31507.4162
|  | 2019 | 27132.2596 | 27397.7705 | 27741.7157 | 28145.1287 | 28576.9959 | 29049.7142 | 29530.3457 | 30207.0841 | 30995.5221 | 31692.1713
|  | 2020 | 27252.4701 | 27520.9768 | 27868.8028 | 28276.7674 | 28713.5074 | 29191.5594 | 29677.6139 | 30361.988 | 31159.322 | 31863.8316
|  | 2021 | 27415.696 | 27687.1986 | 28038.9053 | 28451.4217 | 28893.0344 | 29376.4202 | 29867.8976 | 30559.9074 | 31366.1374 | 32078.5073
|  | 2022 | 27598.4165 | 27872.9148 | 28228.5023 | 28645.5704 | 29092.056 | 29580.7754 | 30077.6759 | 30777.3213 | 31592.4473 | 32312.6775
|  | 2023 | 27790.4264 | 28067.9205 | 28427.3887 | 28849.0086 | 29300.3669 | 29794.42 | 30296.7435 | 31004.0246 | 31828.0466 | 32556.1371
|  | 2024 | 27979.6037 | 28260.0936 | 28623.4425 | 29049.6141 | 29505.8452 | 30005.2321 | 30512.9785 | 31227.8953 | 32060.8133 | 32796.7642
|  | 2025 | 28169.0273 | 28452.5129 | 28819.7426 | 29250.466 | 29711.5699 | 30216.2904 | 30729.4599 | 31452.0123 | 32293.8263 | 33037.6375
|  | 2026 | 28366.2434 | 28652.7248 | 29023.8353 | 29459.1103 | 29925.087 | 30435.1413 | 30953.7337 | 31683.9218 | 32534.6318 | 33286.3034
|  | 2027 | 28565.7993 | 28855.2765 | 29230.2677 | 29670.0945 | 30140.944 | 30656.3319 | 31180.3474 | 31918.1712 | 32777.7772 | 33537.309
|  | WTHI (1) | 78.49 | 78.73 | 79 | 79.39 | 79.88 | 80.3 | 80.72 | 81.14 | 81.96 | 82.33
|  | Dry-Bulb Temperature (2) | 88.5 | 88.9 | 89.2 | 89.9 | 90.2 | 91.2 | 92.2 | 92.9 | 94.2 | 95.4
| Probability of Forecast Being Exceeded |  | 90% | 80% | 70% | 60% | 50% | 40% | 30% | 20% | 10% | 5%
| Winter (MW) | 2018/19 | 22584.9777 | 22708.5836 | 22805.8432 | 22870.6734 | 23025.5898 | 23182.6773 | 23357.3117 | 23463.7477 | 23725.3005 | 24105.627
|  | 2019/20 | 22696.934 | 22820.54 | 22917.7996 | 22982.6298 | 23137.5461 | 23294.6337 | 23469.2681 | 23575.7041 | 23837.2568 | 24217.5833
|  | 2020/21 | 22765.3518 | 22888.9577 | 22986.2173 | 23051.0475 | 23205.9639 | 23363.0514 | 23537.6858 | 23644.1218 | 23905.6745 | 24286.0011
|  | 2021/22 | 22880.9223 | 23004.5283 | 23101.7879 | 23166.6181 | 23321.5344 | 23478.622 | 23653.2564 | 23759.6924 | 24021.2451 | 24401.5716
|  | 2022/23 | 23009.4368 | 23133.0427 | 23230.3023 | 23295.1325 | 23450.0488 | 23607.1364 | 23781.7708 | 23888.2068 | 24149.7595 | 24530.0861
|  | 2023/24 | 23140.7249 | 23264.3309 | 23361.5904 | 23426.4206 | 23581.337 | 23738.4245 | 23913.0589 | 24019.4949 | 24281.0477 | 24661.3742
|  | 2024/25 | 23257.136 | 23380.7419 | 23478.0015 | 23542.8317 | 23697.748 | 23854.8356 | 24029.47 | 24135.906 | 24397.4587 | 24777.7853
|  | 2025/26 | 23364.8057 | 23488.4116 | 23585.6712 | 23650.5014 | 23805.4177 | 23962.5053 | 24137.1397 | 24243.5757 | 24505.1284 | 24885.455
|  | 2026/27 | 23474.5767 | 23598.1826 | 23695.4422 | 23760.2724 | 23915.1887 | 24072.2763 | 24246.9107 | 24353.3467 | 24614.8994 | 24995.226
|  | 2027/28 | 23583.171 | 23706.7769 | 23804.0365 | 23868.8667 | 24023.783 | 24180.8706 | 24355.505 | 24461.941 | 24723.4937 | 25103.8203
|  | Dry-Bulb Temperature | 10.72 | 9.66 | 8.84 | 8.3 | 7.03 | 5.77 | 4.4 | 3.58 | 1.61 | -1.15
FOOTNOTES:
-1 | WTHI - a three-day weighted temperature-humidity index for eight New England weather stations. It is the weather variable used in producing the summer peak load forecast. For more information on the weather variables see http://www.iso-ne.com/system-planning/system-forecasting/load-forecast.
-2 | Dry-bulb temperature (in degrees Fahrenheit) is a weighted value from eight New England weather stations.

## 2.1 Generator List
2.1 Generator List with Existing and Expected Seasonal Claimed Capability (SCC)
- Generator Information as of April 1, 2018
- Winter SCC as of January 1, 2018
- 2017/18 Winter Peak SCC
- 2018 Expected Summer Peak SCC
G E N E R A T O R I N F O R M A T I O N | [16 empty] | SEASONAL CLAIMED CAPABILITY
ASSET ID | ASSET NAME | RESOURCE ID | RESOURCE NAME | GEN TYPE ID | PRIM FUEL TYPE | ALT FUEL TYPE | FUEL GEN TYPE DESC | IN-SERVICE DATE | LEAD PARTICIPANT NAME | LEAD PARTICI-PANT ACRONYM | STATE | FIPS COUNTY | RSP AREA | LOAD ZONE NAME | EIA PLANT NUMBER | NAMEPLATE (MW) | WINTER SCC (MW) Jan 1, 2018 | ACTUAL WINTER PEAK SCC Jan 5, 2018 | EXPECTED SUMMER PEAK SCC JUL 1, 2018
253 | TURNKEY LANDFILL | 253 | TURNKEY LANDFILL | IC | LFG |  | BIO/REFUSE | 1992-03-01 | Public Service Company of New Hampshire | PSNH | NH | 017 | NH | NH | 54663 | 3 | 0.705 | 0.705 | 0.67
321 | MANCHESTER 10/10A CC | 321 | MANCHESTER 10 10A CC | CC | NG | DFO | GAS/OIL COMBINED CYCLE | 1995-11-15 | Dominion Energy Generation Marketing, Inc | DEMI-I | RI | 007 | RI | RI | 3236 | 170.1995 | 170 | 170 | 157.421
322 | MANCHESTER 11/11A CC | 322 | MANCHESTER 11 11A CC | CC | NG | DFO | GAS/OIL COMBINED CYCLE | 1995-10-01 | Dominion Energy Generation Marketing, Inc | DEMI-I | RI | 007 | RI | RI | 3236 | 170.1995 | 170 | 170 | 158.658
323 | MANCHESTER 9/9A CC | 323 | MANCHESTER 9 9A CC | CC | NG | DFO | GAS/OIL COMBINED CYCLE | 1995-11-14 | Dominion Energy Generation Marketing, Inc | DEMI-I | RI | 007 | RI | RI | 3236 | 170.1995 | 170 | 170 | 155.709
324 | CDECCA | 324 | CDECCA | CC | NG | DFO | GAS/OIL COMBINED CYCLE | 1988-11-01 | EDF Energy Services, LLC | EDFS | CT | 003 | CT | CT | 50498 | 62.624 | 61.334 | 61.334 | 55.249
326 | ALTRESCO | 326 | ALTRESCO | CC | NG | DFO | GAS/OIL COMBINED CYCLE | 1990-09-01 | EDF Energy Services, LLC | EDFS | MA | 003 | WMA | WCMA | 50002 | 160.088 | 182.982 | 182.982 | 149.115
327 | AMOSKEAG | 327 | AMOSKEAG | HDP | WAT |  | HYDRO (DAILY CYCLE - PONDAGE) | 1922-01-01 | Public Service Company of New Hampshire | PSNH | NH | 011 | NH | NH | 2354 | 15 | 17.5 | 17.5 | 17.041
328 | GULF ISLAND COMPOSITE | 328 | GULF ISLAND COMPOSITE Incremental | HW | WAT |  | HYDRO (WEEKLY CYCLE) | 1926-01-01 | Brookfield White Pine Hydro LLC | FPLEMH | ME | 001 | ME | ME | 1480 | 39.4618 | 29.087 | 29.087 | 28.773
329 | ASCUTNEY GT | 329 | ASCUTNEY GT | GT | DFO |  | OIL COMBUSTION (GAS) TURBINE | 1961-11-01 | Green Mountain Power Corporation | GMP | VT | 027 | VT | VT | 3708 | 11.4997 | 13.056 | 13.056 | 8.072
330 | AYERS ISLAND | 330 | AYERS ISLAND | HDP | WAT |  | HYDRO (DAILY CYCLE - PONDAGE) | 1925-01-01 | Public Service Company of New Hampshire | PSNH | NH | 009 | NH | NH | 2355 | 7.2 | 8.943 | 8.943 | 8.29
331 | AZISCOHOS HYDRO | 331 | AZISCOHOS HYDRO | HDP | WAT |  | HYDRO (DAILY CYCLE - PONDAGE) | 1988-07-01 | Brookfield Energy Marketing, LP | BEMLP | ME | 019 | ME | ME | 50999 | 6.777 | 6.645 | 6.645 | 6.645
335 | BELLOWS FALLS | 335 | BELLOWS FALLS | HDP | WAT |  | HYDRO (DAILY CYCLE - PONDAGE) | 1928-01-01 | Great River Hydro, LLC | GRHL | VT | 025 | VT | NH | 3745 | 45.9 | 47.216 | 47.216 | 47.216
336 | BERLIN 1 GT | 336 | BERLIN 1 GT | GT | KER |  | OIL COMBUSTION (GAS) TURBINE | 1972-01-01 | Green Mountain Power Corporation | GMP | VT | 023 | VT | VT | 3734 | 41.85 | 51.346 | 51.346 | 38.921
337 | BETHLEHEM | 337 | BETHLEHEM | ST | WDS |  | BIO/REFUSE | 1986-12-01 | Engie Energy Marketing NA, Inc | SUEZ | NH | 007 | NH | NH | 50208 | 14.535 | 15.252 | 15.252 | 15.228
340 | BRIDGEPORT HARBOR 3 | 340 | BRIDGEPORT HARBOR 3 | ST | SUB |  | COAL STEAM | 1968-08-01 | PSEG Energy Resources & Trade LLC | PSEG | CT | 001 | SWCT | CT | 568 | 399.5 | 384.984 | 384.984 | 383.426
341 | BRIDGEPORT HARBOR 4 | 341 | BRIDGEPORT HARBOR 4 | GT | JF |  | OIL COMBUSTION (GAS) TURBINE | 1967-10-01 | PSEG Energy Resources & Trade LLC | PSEG | CT | 001 | SWCT | CT | 568 | 18.5938 | 21.816 | 21.816 | 17.024
345 | CATALYST CO-GEN |  | No Resource (1) | ST | BIT | OBS | COAL STEAM | 1990-02-01 | American PowerNet Management, LP | APNM | ME | 017 | ME | ME | 10495 | 102.6001 | 0 | 0 | 0
346 | BOLTON FALLS | 346 | BOLTON FALLS | HDR | WAT |  | HYDRO (DAILY CYCLE - RUN OF RIVER) | 1980-01-01 | Green Mountain Power Corporation | GMP | VT | 023 | VT | VT | 7056 | 6.4 | 0 | 0 | 1.927
348 | BOOT MILLS | 348 | BOOT MILLS | HDR | WAT |  | HYDRO (DAILY CYCLE - RUN OF RIVER) | 1985-11-01 | NSTAR Electric Company | NSTAR | MA | 017 | CMA/NEMA | WCMA | 10556 | 18.2131 | 10.176 | 10.176 | 7.199
349 | WHEELABRATOR BRIDGEPORT, L.P. | 349 | WHEELABRATOR BRIDGEPORT, L.P. | ST | MSW |  | BIO/REFUSE | 1988-04-01 | Wheelabrator Bridgeport, L.P. | WB | CT | 001 | SWCT | CT | 50883 | 67.15 | 58.965 | 58.965 | 58.545
355 | BRANFORD 10 | 355 | BRANFORD 10 | GT | KER |  | OIL COMBUSTION (GAS) TURBINE | 1969-01-01 | NRG Power Marketing LLC | NRGPM | CT | 009 | SWCT | CT | 540 | 18.5938 | 20.95 | 20.95 | 15.84
356 | BRISTOL REFUSE | 356 | BRISTOL REFUSE | ST | MSW |  | BIO/REFUSE | 1988-05-01 | Covanta Energy Marketing, LLC | CEM | CT | 003 | CT | CT | 50648 | 18 | 13.011 | 13.011 | 12.956
357 | BRIDGEWATER | 357 | BRIDGEWATER | ST | WDS |  | BIO/REFUSE | 1987-09-01 | Bridgewater Power Company, L.P. | BPCLP | NH | 009 | NH | NH | 10290 | 15.0875 | 14.585 | 14.585 | 14.155
358 | BRUNSWICK | 358 | BRUNSWICK | HDR | WAT |  | HYDRO (DAILY CYCLE - RUN OF RIVER) | 1982-03-01 | Brookfield White Pine Hydro LLC | FPLEMH | ME | 005 | ME | ME | 1483 | 19.6002 | 10.548 | 10.548 | 6.205
359 | J. COCKWELL 1 | 359 | J. COCKWELL 1 | PS | WAT |  | HYDRO (PUMPED STORAGE) | 1974-09-01 | Bear Swamp Power Company LLC | BSP | MA | 003 | WMA | WCMA | 8005 | 299.7 | 292.275 | 292.275 | 192.275
360 | J. COCKWELL 2 | 360 | J. COCKWELL 2 | PS | WAT |  | HYDRO (PUMPED STORAGE) | 1974-10-01 | Bear Swamp Power Company LLC | BSP | MA | 003 | WMA | WCMA | 8005 | 299.7 | 292.113 | 292.113 | 293.238
362 | BULLS BRIDGE | 362 | BULLS BRIDGE | HDR | WAT |  | HYDRO (DAILY CYCLE - RUN OF RIVER) | 1903-01-01 | FirstLight Power Resources Management, LLC | NEL1 | CT | 005 | SWCT | CT | 541 | 7.2 | 5.797 | 5.797 | 1.156
363 | BURLINGTON GT | 363 | BURLINGTON GT | GT | DFO |  | OIL COMBUSTION (GAS) TURBINE | 1971-07-01 | Burlington Electric Department | BED | VT | 007 | VT | VT | 3754 | 27.648 | 23.354 | 23.354 | 18.383
365 | CANAL 1 | 365 | CANAL 1 | ST | RFO |  | OIL STEAM | 1968-07-01 | Genon Energy Management, LLC | MET | MA | 001 | SEMA | SEMA | 1599 | 584.6 | 566.705 | 566.705 | 566.295
366 | CANAL 2 | 366 | CANAL 2 | ST | RFO | NG | GAS/OIL STEAM | 1976-02-01 | Genon Energy Management, LLC | MET | MA | 001 | SEMA | SEMA | 1599 | 579.5 | 558.75 | 558.75 | 558.75
367 | CAPE GT 4 | 367 | CAPE GT 4 | GT | DFO |  | OIL COMBUSTION (GAS) TURBINE | 1970-01-01 | NextEra Energy Marketing, LLC | FPLP-I | ME | 005 | SME | ME | 1484 | 17.5525 | 20.011 | 20.011 | 14.978
368 | CAPE GT 5 | 368 | CAPE GT 5 | GT | DFO |  | OIL COMBUSTION (GAS) TURBINE | 1970-01-01 | NextEra Energy Marketing, LLC | FPLP-I | ME | 005 | SME | ME | 1484 | 18.4 | 20.272 | 20.272 | 15.822
369 | CATARACT EAST | 369 | CATARACT EAST | HDP | WAT |  | HYDRO (DAILY CYCLE - PONDAGE) | 1937-01-01 | Brookfield White Pine Hydro LLC | FPLEMH | ME | 031 | SME | ME | 1486 | 6.65 | 7.733 | 7.733 | 7.373
370 | COS COB 10 | 370 | COS COB 10 | GT | KER |  | OIL COMBUSTION (GAS) TURBINE | 1969-09-01 | NRG Power Marketing LLC | NRGPM | CT | 001 | NOR | CT | 542 | 21.25 | 23 | 23 | 18.932
371 | COS COB 11 | 371 | COS COB 11 | GT | KER |  | OIL COMBUSTION (GAS) TURBINE | 1969-01-01 | NRG Power Marketing LLC | NRGPM | CT | 001 | NOR | CT | 542 | 21.25 | 23 | 23 | 18.724
372 | COS COB 12 | 372 | COS COB 12 | GT | KER |  | OIL COMBUSTION (GAS) TURBINE | 1969-01-01 | NRG Power Marketing LLC | NRGPM | CT | 001 | NOR | CT | 542 | 21.25 | 23 | 23 | 19.082
375 | CLEARY 9/9A CC | 375 | CLEARY 9 9A CC | CC | NG | DFO | GAS/OIL COMBINED CYCLE | 1975-12-01 | Taunton Municipal Lighting Plant | TMLP | MA | 005 | SEMA | SEMA | 1682 | 116.62 | 109.931 | 109.931 | 104.931
376 | CLEARY 8 | 376 | CLEARY 8 | ST | RFO |  | OIL STEAM | 1966-01-01 | Taunton Municipal Lighting Plant | TMLP | MA | 005 | SEMA | SEMA | 1682 | 27.2 | 22.253 | 22.253 | 24.825
379 | COBBLE MOUNTAIN | 379 | COBBLE MOUNTAIN | HW | WAT |  | HYDRO (WEEKLY CYCLE) | 1923-01-01 | Holyoke Gas & Electric Department | HGE | MA | 013 | WMA | WCMA | 1630 | 23.1 | 27.431 | 27.431 | 26.379
382 | MERRIMACK CT1 | 382 | MERRIMACK CT1 | GT | KER |  | OIL COMBUSTION (GAS) TURBINE | 1969-07-01 | Consolidated Edison Energy, Inc | CEEI | NH | 013 | NH | NH | 2364 | 18.5938 | 21.676 | 21.676 | 16.826
383 | MERRIMACK CT2 | 383 | MERRIMACK CT2 | GT | KER |  | OIL COMBUSTION (GAS) TURBINE | 1968-08-01 | Consolidated Edison Energy, Inc | CEEI | NH | 013 | NH | NH | 2364 | 18.5938 | 21.304 | 21.304 | 16.804
388 | DARTMOUTH POWER | 388 | DARTMOUTH POWER | CC | NG | DFO | GAS/OIL COMBINED CYCLE | 1992-05-01 | Talen Energy Marketing, LLC | EPLU-I | MA | 005 | SEMA | SEMA | 52026 | 74.07 | 67.656 | 67.656 | 62.149
389 | DERBY DAM | 389 | DERBY DAM | HDR | WAT |  | HYDRO (DAILY CYCLE - RUN OF RIVER) | 1989-03-01 | Connecticut Light and Power Company, The | CLP | CT | 001 | SWCT | CT | 10063 | 8.32 | 7.05 | 7.05 | 6.753
393 | DEERFIELD 5 | 393 | DEERFIELD 5 | HDP | WAT |  | HYDRO (DAILY CYCLE - PONDAGE) | 1974-10-01 | Great River Hydro, LLC | GRHL | MA | 011 | WMA | WCMA | 1620 | 17.55 | 13.99 | 13.99 | 13.965
395 | DOREEN | 395 | DOREEN | GT | KER |  | OIL COMBUSTION (GAS) TURBINE | 1969-01-01 | Essential Power Massachusetts, LLC | NAEA-EM | MA | 003 | WMA | WCMA | 1631 | 18.5938 | 20.385 | 20.385 | 15.82
396 | DEVON 10 | 396 | DEVON 10 | GT | KER |  | OIL COMBUSTION (GAS) TURBINE | 1988-04-01 | NRG Power Marketing LLC | NRGPM | CT | 009 | SWCT | CT | 544 | 18.5938 | 18.839 | 18.839 | 14.407
397 | DEVON 11 | 397 | DEVON 11 | GT | KER | NG | OIL COMBUSTION (GAS) TURBINE | 1996-10-01 | NRG Power Marketing LLC | NRGPM | CT | 009 | SWCT | CT | 544 | 51 | 38.819 | 38.819 | 29.299
398 | DEVON 12 | 398 | DEVON 12 | GT | KER | NG | OIL COMBUSTION (GAS) TURBINE | 1996-10-01 | NRG Power Marketing LLC | NRGPM | CT | 009 | SWCT | CT | 544 | 51 | 38.437 | 38.437 | 29.227
399 | DEVON 13 | 399 | DEVON 13 | GT | KER | NG | OIL COMBUSTION (GAS) TURBINE | 1996-10-01 | NRG Power Marketing LLC | NRGPM | CT | 009 | SWCT | CT | 544 | 51 | 38.967 | 38.967 | 29.967
400 | DEVON 14 | 400 | DEVON 14 | GT | KER | NG | OIL COMBUSTION (GAS) TURBINE | 1996-10-01 | NRG Power Marketing LLC | NRGPM | CT | 009 | SWCT | CT | 544 | 51 | 40.274 | 40.274 | 29.704
401 | EASTMAN FALLS | 401 | EASTMAN FALLS | HDP | WAT |  | HYDRO (DAILY CYCLE - PONDAGE) | 1912-01-01 | Public Service Company of New Hampshire | PSNH | NH | 013 | NH | NH | 2356 | 5.8888 | 6.098 | 6.098 | 5.33
405 | ELLSWORTH HYDRO | 405 | ELLSWORTH HYDRO | HW | WAT |  | HYDRO (WEEKLY CYCLE) | 1919-01-01 | Black Bear Hydro Partners, LLC | BBHP | ME | 009 | BHE | ME | 1469 | 8.9 | 8.711 | 8.711 | 8.625
407 | EASTPORT DIESEL #3 | 407 | EASTPORT DIESELS 1-3 | IC | DFO |  | OIL INTERNAL COMBUSTION | 1948-01-01 | Emera Maine | BHEC-I | ME | 029 | BHE | ME | 1468 | 1.995 | 1.8 | 1.8 | 1.7
410 | ESSEX 19 HYDRO | 410 | ESSEX 19 HYDRO | HDR | WAT |  | HYDRO (DAILY CYCLE - RUN OF RIVER) | 1917-01-01 | Green Mountain Power Corporation | GMP | VT | 007 | VT | VT | 3737 | 7.04 | 3.9 | 3.9 | 3.643
412 | FALLS VILLAGE | 412 | FALLS VILLAGE | HDR | WAT |  | HYDRO (DAILY CYCLE - RUN OF RIVER) | 1914-01-01 | FirstLight Power Resources Management, LLC | NEL1 | CT | 005 | CT | CT | 560 | 9 | 5.099 | 5.099 | 0
413 | FIFE BROOK | 413 | FIFE BROOK | HDR | WAT |  | HYDRO (DAILY CYCLE - RUN OF RIVER) | 1974-10-01 | Bear Swamp Power Company LLC | BSP | MA | 003 | WMA | WCMA | 8004 | 11.25 | 5.474 | 5.474 | 5.269
417 | FRAMINGHAM JET 1 | 417 | FRAMINGHAM JET 1 | GT | DFO |  | OIL COMBUSTION (GAS) TURBINE | 1969-09-01 | Exelon Generation Company, LLC | EXGC | MA | 017 | BOSTON | NEMA | 1586 | 14.195 | 14.175 | 14.175 | 10.145
418 | FRAMINGHAM JET 2 | 418 | FRAMINGHAM JET 2 | GT | DFO |  | OIL COMBUSTION (GAS) TURBINE | 1969-09-01 | Exelon Generation Company, LLC | EXGC | MA | 017 | BOSTON | NEMA | 1586 | 14.195 | 15.686 | 15.686 | 10.293
419 | FRAMINGHAM JET 3 | 419 | FRAMINGHAM JET 3 | GT | DFO |  | OIL COMBUSTION (GAS) TURBINE | 1969-09-01 | Exelon Generation Company, LLC | EXGC | MA | 017 | BOSTON | NEMA | 1586 | 14.195 | 15.25 | 15.25 | 11.045
420 | FRANKLIN DRIVE 10 | 420 | FRANKLIN DRIVE 10 | GT | KER |  | OIL COMBUSTION (GAS) TURBINE | 1968-11-01 | NRG Power Marketing LLC | NRGPM | CT | 005 | CT | CT | 561 | 18.5938 | 20.527 | 20.527 | 15.417
421 | FRONT STREET DIESELS 1-3 | 421 | FRONT STREET DIESELS 1-3 | IC | DFO |  | OIL INTERNAL COMBUSTION | 1980-12-01 | Chicopee Municipal Lighting Plant | CMLP | MA | 013 | WMA | WCMA | 7396 | 9.6525 | 7.706 | 7.706 | 7.713
424 | GREAT LAKES - MILLINOCKET | 424 | GREAT LAKES - MILLINOCKET | HW | WAT |  | HYDRO (WEEKLY CYCLE) | 1987-03-01 | Brookfield Energy Marketing, LP | BEMLP | ME | 019 | BHE | ME | 55830 | 138.7982 | 92.787 | 92.787 | 86.507
426 | GORGE 1 DIESEL | 426 | GORGE 1 DIESEL | GT | DFO |  | OIL COMBUSTION (GAS) TURBINE | 1965-01-01 | Green Mountain Power Corporation | GMP | VT | 007 | VT | VT | 3735 | 16.9408 | 12.851 | 12.851 | 8.631
427 | GORHAM | 427 | GORHAM | HDR | WAT |  | HYDRO (DAILY CYCLE - RUN OF RIVER) | 1909-01-01 | Public Service Company of New Hampshire | PSNH | NH | 007 | NH | NH | 2358 | 2.15 | 1.38 | 1.38 | 0
432 | HARRIS 1 | 432 | HARRIS 1 | HW | WAT |  | HYDRO (WEEKLY CYCLE) | 1954-01-01 | Brookfield White Pine Hydro LLC | FPLEMH | ME | 025 | ME | ME | 1492 | 15.0003 | 16.776 | 16.776 | 16.79
433 | HARRIS 2 | 433 | HARRIS 2 | HW | WAT |  | HYDRO (WEEKLY CYCLE) | 1954-01-01 | Brookfield White Pine Hydro LLC | FPLEMH | ME | 025 | ME | ME | 1492 | 31.95 | 34.5 | 34.5 | 34.865
434 | HARRIS 3 | 434 | HARRIS 3 | HW | WAT |  | HYDRO (WEEKLY CYCLE) | 1953-01-01 | Brookfield White Pine Hydro LLC | FPLEMH | ME | 025 | ME | ME | 1492 | 29.9997 | 33.905 | 33.905 | 34.21
435 | HARRIMAN | 435 | HARRIMAN | HW | WAT |  | HYDRO (WEEKLY CYCLE) | 1924-01-01 | Great River Hydro, LLC | GRHL | VT | 025 | WMA | WCMA | 3746 | 33.6 | 38.471 | 38.471 | 40.795
436 | HEMPHILL 1 | 436 | HEMPHILL 1 | ST | WDS |  | BIO/REFUSE | 1987-12-01 | Springfield Power, LLC | SPRING | NH | 019 | NH | NH | 10838 | 20.9 | 16.794 | 16.794 | 17.028
440 | HIRAM | 440 | HIRAM | HDP | WAT |  | HYDRO (DAILY CYCLE - PONDAGE) | 1917-01-01 | Brookfield White Pine Hydro LLC | FPLEMH | ME | 005 | SME | ME | 1493 | 11.094 | 11.24 | 11.24 | 10.067
445 | COVANTA WEST ENFIELD | 445 | COVANTA WEST ENFIELD | ST | WDS |  | BIO/REFUSE | 1987-11-01 | Stored Solar J&WE, LLC | IESI-I | ME | 019 | BHE | ME | 10766 | 27.5001 | 21.446 | 21.446 | 20.461
446 | COVANTA JONESBORO | 446 | COVANTA JONESBORO | ST | WDS |  | BIO/REFUSE | 1987-11-01 | Stored Solar J&WE, LLC | IESI-I | ME | 029 | BHE | ME | 10765 | 30.7354 | 20.226 | 20.226 | 20.226
448 | IPSWICH DIESELS | 448 | IPSWICH DIESELS | IC | DFO | NG | GAS/OIL INTERNAL COMBUSTION | 1951-01-01 | Ipswich Municipal Light Department | IMLD | MA | 009 | BOSTON | NEMA | 1670 | 9.5632 | 9.387 | 9.387 | 9.307
449 | JACKMAN | 449 | JACKMAN | HW | WAT |  | HYDRO (WEEKLY CYCLE) | 1926-02-01 | Public Service Company of New Hampshire | PSNH | NH | 011 | NH | NH | 2360 | 3.2 | 3.459 | 3.459 | 3.6
452 | KENDALL JET 1 | 452 | KENDALL JET 1 | GT | DFO |  | OIL COMBUSTION (GAS) TURBINE | 1970-09-24 | Kendall Green Energy LLC | KENDALL | MA | 017 | BOSTON | NEMA | 1595 | 21.25 | 22.4 | 22.4 | 18
457 | LAWRENCE HYDRO | 457 | LAWRENCE HYDRO | HDR | WAT |  | HYDRO (DAILY CYCLE - RUN OF RIVER) | 1981-11-01 | CHI Power Marketing, Inc. | CHIPM | MA | 009 | CMA/NEMA | WCMA | 50545 | 16.72 | 9.647 | 9.647 | 6.346
460 | LOCKWOOD | 460 | LOCKWOOD | HDR | WAT |  | HYDRO (DAILY CYCLE - RUN OF RIVER) | 1984-12-01 | Brookfield Energy Marketing, LP | BEMLP | ME | 011 | ME | ME | 10066 | 7.9325 | 3.707 | 3.707 | 3.175
461 | LENERGIA ENERGY CENTER | 12521 | Lowell Power Reactivation | CC | NG | DFO | GAS/OIL COMBINED CYCLE | 1993-03-11 | EDF Trading North America, LLC | EDFT | MA | 017 | CMA/NEMA | WCMA | 54586 | 85.1402 | 78.446 | 78.446 | 74.638
462 | LISBON RESOURCE RECOVERY | 462 | LISBON RESOURCE RECOVERY | ST | MSW |  | BIO/REFUSE | 1996-01-01 | Connecticut Light and Power Company, The | CLP | CT | 011 | CT | CT | 54758 | 15.4488 | 13.187 | 13.187 | 13.274
463 | REENERGY LIVERMORE FALLS | 463 | AEI LIVERMORE | ST | WDS |  | BIO/REFUSE | 1992-10-01 | ReEnergy Stratton LLC | REESTR | ME | 001 | ME | ME | 10354 | 39.6 | 35.63 | 35.63 | 35.3
464 | LOST NATION | 464 | LOST NATION | GT | DFO |  | OIL COMBUSTION (GAS) TURBINE | 1969-09-01 | Consolidated Edison Energy, Inc | CEEI | NH | 007 | NH | NH | 2362 | 17.9996 | 17.658 | 17.658 | 0
465 | DEERFIELD 2/LWR DRFIELD | 465 | DEERFIELD 2 LWR DRFIELD | HDP | WAT |  | HYDRO (DAILY CYCLE - PONDAGE) | 1912-01-01 | Great River Hydro, LLC | GRHL | MA | 011 | WMA | WCMA | 6047, 6083, 6119 | 9.6 | 18.667 | 18.667 | 18.58
466 | L STREET JET | 466 | L STREET JET | GT | DFO |  | OIL COMBUSTION (GAS) TURBINE | 1966-09-01 | Exelon Generation Company, LLC | EXGC | MA | 025 | BOSTON | NEMA | 1587 | 19.125 | 21.77 | 21.77 | 0
467 | MARBLEHEAD DIESELS | 467 | MARBLEHEAD DIESELS | IC | DFO |  | OIL INTERNAL COMBUSTION | 1998-09-25 | Marblehead Municipal Light Department | MMLD | MA | 009 | BOSTON | NEMA | 6586 | 5.2 | 5 | 5 | 5
468 | MARSHFIELD 6 HYDRO | 468 | MARSHFIELD 6 HYDRO | HW | WAT |  | HYDRO (WEEKLY CYCLE) | 1927-01-01 | Green Mountain Power Corporation | GMP | VT | 023 | NH | VT | 3739 | 5 | 4.65 | 4.65 | 4.53
472 | M STREET JET | 472 | M STREET JET | GT | KER |  | OIL COMBUSTION (GAS) TURBINE | 1978-01-01 | Massachusetts Bay Transportation Authority | MBTA | MA | 025 | BOSTON | NEMA | 10176 | 61.29 | 33.613 | 33.613 | 47
473 | MCINDOES | 473 | MCINDOES | HDP | WAT |  | HYDRO (DAILY CYCLE - PONDAGE) | 1931-01-01 | Great River Hydro, LLC | GRHL | NH | 009 | NH | NH | 6483 | 11.88 | 10.764 | 10.764 | 10.17
474 | J C MCNEIL | 474 | J C MCNEIL | ST | WDS |  | BIO/REFUSE | 1984-02-01 | Burlington Electric Department | BED | VT | 007 | VT | VT | 589 | 53.5194 | 54 | 54 | 52
478 | MIDDLETOWN 10 | 478 | MIDDLETOWN 10 | GT | JF |  | OIL COMBUSTION (GAS) TURBINE | 1966-01-01 | NRG Power Marketing LLC | NRGPM | CT | 007 | CT | CT | 562 | 18.5938 | 20.015 | 20.015 | 15.515
480 | MIDDLETOWN 2 | 480 | MIDDLETOWN 2 | ST | RFO | NG | GAS/OIL STEAM | 1958-01-01 | NRG Power Marketing LLC | NRGPM | CT | 007 | CT | CT | 562 | 113.6356 | 120 | 120 | 117
481 | MIDDLETOWN 3 | 481 | MIDDLETOWN 3 | ST | RFO | NG | GAS/OIL STEAM | 1964-01-01 | NRG Power Marketing LLC | NRGPM | CT | 007 | CT | CT | 562 | 239.36 | 233.031 | 233.031 | 227.153
482 | MIDDLETOWN 4 | 482 | MIDDLETOWN 4 | ST | RFO |  | OIL STEAM | 1973-06-01 | NRG Power Marketing LLC | NRGPM | CT | 007 | CT | CT | 562 | 414.9 | 383.695 | 383.695 | 399.923
484 | MILLSTONE POINT 2 | 484 | MILLSTONE POINT 2 | ST | NUC |  | NUCLEAR STEAM | 1975-12-01 | Dominion Energy Generation Marketing, Inc | DEMI-I | CT | 007 | CT | CT | 566 | 909.9 | 859.038 | 859.038 | 859.093
485 | MILLSTONE POINT 3 | 485 | MILLSTONE POINT 3 | ST | NUC |  | NUCLEAR STEAM | 1986-04-01 | Dominion Energy Generation Marketing, Inc | DEMI-I | CT | 011 | CT | CT | 566 | 1253.0975 | 1233.633 | 1233.633 | 1225
486 | MILFORD POWER | 486 | MILFORD POWER | CC | NG |  | GAS COMBINED CYCLE | 1994-01-01 | Consolidated Edison Energy, Inc | CEEI | MA | 027 | RI | SEMA | 54805 | 147.05 | 170.73 | 170.73 | 148.688
487 | WORUMBO HYDRO | 487 | Worumbo Hydro | HDR | WAT |  | HYDRO (DAILY CYCLE - RUN OF RIVER) | 1984-04-01 | Energy New England LLC | ENE | ME | 001 | ME | ME | 50278 | 18.624 | 9.857 | 9.857 | 6.071
489 | MERRIMACK 1 | 489 | MERRIMACK 1 | ST | BIT |  | COAL STEAM | 1960-12-01 | Consolidated Edison Energy, Inc | CEEI | NH | 013 | NH | NH | 2364 | 113.6356 | 108.05 | 108.05 | 108
490 | MERRIMACK 2 | 490 | MERRIMACK 2 | ST | BIT |  | COAL STEAM | 1968-04-30 | Consolidated Edison Energy, Inc | CEEI | NH | 013 | NH | NH | 2364 | 345.6 | 330.513 | 330.513 | 330
492 | MONTVILLE 10 AND 11 | 492 | MONTVILLE 10 and 11 | IC | KER |  | OIL INTERNAL COMBUSTION | 1967-01-01 | NRG Power Marketing LLC | NRGPM | CT | 011 | CT | CT | 546 | 4.4 | 5.354 | 5.354 | 5.296
493 | MONTVILLE 5 | 493 | MONTVILLE 5 | ST | RFO | NG | GAS/OIL STEAM | 1954-01-01 | NRG Power Marketing LLC | NRGPM | CT | 011 | CT | CT | 546 | 75 | 81.59 | 81.59 | 81
494 | MONTVILLE 6 | 494 | MONTVILLE 6 | ST | RFO |  | OIL STEAM | 1971-07-01 | NRG Power Marketing LLC | NRGPM | CT | 011 | CT | CT | 546 | 414.9 | 400.401 | 400.401 | 399.302
495 | MONTY | 495 | MONTY | HDP | WAT |  | HYDRO (DAILY CYCLE - PONDAGE) | 1980-01-01 | Brookfield White Pine Hydro LLC | FPLEMH | ME | 025 | ME | ME | 805 | 28.44 | 26.96 | 26.96 | 26.96
497 | MASS POWER | 497 | MASS POWER | CC | NG |  | GAS COMBINED CYCLE | 1993-07-01 | Dynegy Marketing and Trade, LLC | DMT1 | MA | 013 | WMA | WCMA | 10726 | 270.655 | 279.9 | 279.9 | 249.817
498 | MT TOM | 498 | MT TOM | ST | BIT |  | COAL STEAM | 1960-06-01 | Engie Energy Marketing NA, Inc | SUEZ | MA | 013 | WMA | WCMA | 1606 | 132.8125 | 0 | 0 | 0
502 | MYSTIC 7 | 502 | MYSTIC 7 | ST | RFO | NG | GAS/OIL STEAM | 1975-06-01 | Exelon Generation Company, LLC | EXGC | MA | 025 | BOSTON | NEMA | 1588 | 617.04 | 559.775 | 559.775 | 573.455
503 | MYSTIC JET | 503 | MYSTIC JET | GT | DFO |  | OIL COMBUSTION (GAS) TURBINE | 1969-06-01 | Exelon Generation Company, LLC | EXGC | MA | 025 | BOSTON | NEMA | 1588 | 14.195 | 13.218 | 13.218 | 9.068
508 | NEWINGTON 1 | 508 | NEWINGTON 1 | ST | RFO | NG | GAS/OIL STEAM | 1974-06-01 | Consolidated Edison Energy, Inc | CEEI | NH | 015 | NH | NH | 8002 | 368 | 400.2 | 400.2 | 400.2
513 | NEW HAVEN HARBOR | 513 | NEW HAVEN HARBOR | ST | RFO | NG | GAS/OIL STEAM | 1975-08-01 | PSEG Energy Resources & Trade LLC | PSEG | CT | 009 | CT | CT | 6156 | 460.26 | 436.61 | 436.61 | 447.894
515 | NORWICH JET | 515 | NORWICH JET | GT | DFO |  | OIL COMBUSTION (GAS) TURBINE | 1972-09-01 | Connecticut Municipal Electric Energy Cooperative | CMEEC | CT | 011 | CT | CT | 581 | 19.125 | 18.8 | 18.8 | 15.255
527 | OGDEN-MARTIN 1 | 527 | OGDEN-MARTIN 1 | ST | MSW | DFO | BIO/REFUSE | 1989-06-01 | Covanta Haverhill Associates | CHA | MA | 009 | BOSTON | NEMA | 50661 | 50.0885 | 43.978 | 43.978 | 38.583
528 | OCEAN ST PWR GT1/GT2/ST1 | 528 | OCEAN ST PWR GT1 GT2 ST1 | CC | NG | DFO | GAS/OIL COMBINED CYCLE | 1990-12-31 | Direct Energy Business Marketing, LLC | HEM | RI | 007 | RI | RI | 51030 | 262.0125 | 316.901 | 316.901 | 270.901
529 | OCEAN ST PWR GT3/GT4/ST2 | 529 | OCEAN ST PWR GT3 GT4 ST2 | CC | NG | DFO | GAS/OIL COMBINED CYCLE | 1991-10-01 | Direct Energy Business Marketing, LLC | HEM | RI | 007 | RI | RI | 54324 | 262.0125 | 318.18 | 318.18 | 270.18
531 | PAWTUCKET POWER | 531 | PAWTUCKET POWER | CC | NG | DFO | GAS/OIL COMBINED CYCLE | 1991-02-01 | EDF Energy Services, LLC | EDFS | RI | 007 | RI | RI | 54056 | 70.1414 | 60.478 | 60.478 | 57.1
532 | PEJEPSCOT | 532 | PEJEPSCOT | HDR | WAT |  | HYDRO (DAILY CYCLE - RUN OF RIVER) | 1987-11-01 | Black Bear Hydro Partners, LLC | BBHP | ME | 023 | ME | ME | 50758 | 16.5063 | 7.941 | 7.941 | 5.566
536 | PERC-ORRINGTON 1 | 536 | PERC-ORRINGTON 1 | ST | MSW |  | BIO/REFUSE | 1988-01-01 | BP Energy Company | BPEC | ME | 019 | BHE | ME | 50051 | 25.5 | 20.878 | 20.878 | 21.649
537 | PILGRIM NUCLEAR POWER STATION | 537 | PILGRIM NUCLEAR POWER STATION | ST | NUC |  | NUCLEAR STEAM | 1972-12-01 | Entergy Nuclear Power Marketing LLC | ENPM | MA | 023 | SEMA | SEMA | 1590 | 741 | 683.421 | 683.421 | 677.284
538 | PINETREE POWER | 538 | PINETREE POWER | ST | WDS |  | BIO/REFUSE | 1992-11-01 | Engie Energy Marketing NA, Inc | SUEZ | MA | 027 | WMA | WCMA | 54620 | 16.2 | 17.309 | 17.309 | 16.993
539 | PONTOOK HYDRO | 539 | PONTOOK HYDRO | HDR | WAT |  | HYDRO (DAILY CYCLE - RUN OF RIVER) | 1986-12-01 | Brookfield Energy Marketing, LP | BEMLP | NH | 007 | NH | NH | 50741 | 10.26 | 6.51 | 6.51 | 3.673
540 | POTTER 2 CC | 540 | POTTER 2 CC | CC | NG |  | GAS COMBINED CYCLE | 1977-03-01 | Braintree Electric Light Department, Town of | BELD | MA | 021 | SEMA | SEMA | 1660 | 90.9 | 92.19 | 92.19 | 71.998
541 | PROCTOR | 541 | PROCTOR | HDR | WAT |  | HYDRO (DAILY CYCLE - RUN OF RIVER) | 1980-01-01 | Green Mountain Power Corporation | GMP | VT | 021 | VT | VT | 6450 | 7.8728 | 3.78 | 3.78 | 1.977
542 | ECO MAINE | 542 | ECO MAINE | ST | MSW |  | BIO/REFUSE | 1988-08-01 | Exelon Generation Company, LLC | EXGC | ME | 005 | SME | ME | 50225 | 13.2858 | 10.339 | 10.339 | 10.286
546 | RESCO SAUGUS | 546 | RESCO SAUGUS | ST | MSW |  | BIO/REFUSE | 1985-11-01 | Wheelabrator North Andover Inc | WNE | MA | 009 | BOSTON | NEMA | 50880 | 45.032 | 30.089 | 30.089 | 30.845
547 | WHEELABRATOR NORTH ANDOVER | 547 | WHEELABRATOR NORTH ANDOVER | ST | MSW |  | BIO/REFUSE | 1985-08-01 | Wheelabrator North Andover Inc | WNE | MA | 009 | BOSTON | NEMA | 50877 | 42.755 | 29.971 | 29.971 | 29.664
549 | RUTLAND 5 GT | 549 | RUTLAND 5 GT | GT | DFO |  | OIL COMBUSTION (GAS) TURBINE | 1962-01-01 | Green Mountain Power Corporation | GMP | VT | 021 | VT | VT | 3723 | 11.4997 | 12.563 | 12.563 | 7.919
555 | SEABROOK | 555 | SEABROOK | ST | NUC |  | NUCLEAR STEAM | 1990-04-01 | NextEra Energy Marketing, LLC | FPLP-I | NH | 015 | NH | NH | 6115 | 1309.2508 | 1250.15 | 1250.15 | 1251.35
556 | SCHILLER 4 | 556 | SCHILLER 4 | ST | BIT | RFO | COAL STEAM | 1952-04-01 | Consolidated Edison Energy, Inc | CEEI | NH | 015 | NH | NH | 2367 | 39.95 | 48 | 48 | 47.5
557 | SCHILLER 5 | 557 | SCHILLER 5 | ST | WDS |  | BIO/REFUSE | 1955-05-01 | Consolidated Edison Energy, Inc | CEEI | NH | 015 | NH | NH | 2367 | 39.95 | 42.594 | 42.594 | 43.082
558 | SCHILLER 6 | 558 | SCHILLER 6 | ST | BIT | RFO | COAL STEAM | 1957-07-01 | Consolidated Edison Energy, Inc | CEEI | NH | 015 | NH | NH | 2367 | 50.0497 | 48.177 | 48.177 | 47.82
559 | SCHILLER CT 1 | 559 | SCHILLER CT 1 | GT | KER |  | OIL COMBUSTION (GAS) TURBINE | 1970-11-01 | Consolidated Edison Energy, Inc | CEEI | NH | 015 | NH | NH | 2367 | 21.25 | 18.5 | 18.5 | 17.621
561 | SEARSBURG | 561 | SEARSBURG | HDP | WAT |  | HYDRO (DAILY CYCLE - PONDAGE) | 1922-03-01 | Great River Hydro, LLC | GRHL | VT | 003 | WMA | WCMA | 6529 | 4.5 | 4.567 | 4.567 | 4.451
562 | SECREC-PRESTON | 562 | SECREC-PRESTON | ST | MSW |  | BIO/REFUSE | 1992-01-01 | Covanta Energy Marketing, LLC | CEM | CT | 011 | CT | CT | 10646 | 18.3996 | 15.725 | 15.725 | 15.971
563 | SEMASS 1 | 563 | SEMASS 1 | ST | MSW | DFO | BIO/REFUSE | 1988-10-01 | Covanta Energy Marketing, LLC | CEM | MA | 023 | SEMA | SEMA | 50290 | 58.05 | 49.007 | 49.007 | 46.766
564 | SEMASS 2 | 564 | SEMASS 2 | ST | MSW | DFO | BIO/REFUSE | 1993-05-01 | Covanta Energy Marketing, LLC | CEM | MA | 023 | SEMA | SEMA | 50290 | 29.7 | 25.305 | 25.305 | 24.138
565 | SHELDON SPRINGS | 565 | SHELDON SPRINGS | HDR | WAT |  | HYDRO (DAILY CYCLE - RUN OF RIVER) | 1988-05-01 | Green Mountain Power Corporation | GMP | VT | 011 | VT | VT | 10494 | 21.66 | 7.892 | 7.892 | 3.159
566 | SHEPAUG | 566 | SHEPAUG | HW | WAT |  | HYDRO (WEEKLY CYCLE) | 1955-01-01 | FirstLight Power Resources Management, LLC | NEL1 | CT | 009 | SWCT | CT | 552 | 49.997 | 42.559 | 42.559 | 41.511
567 | SHERMAN | 567 | SHERMAN | HW | WAT |  | HYDRO (WEEKLY CYCLE) | 1926-12-01 | Great River Hydro, LLC | GRHL | MA | 015 | WMA | WCMA | 6012 | 8.1 | 6.22 | 6.22 | 6.154
568 | SHREWSBURY DIESELS | 35657 | Shrewsbury Diesels | IC | DFO |  | OIL INTERNAL COMBUSTION | 1978-05-01 | Shrewsbury Electric & Cable Operations | SELP | MA | 027 | CMA/NEMA | WCMA | 6125 | 13.76 | 13.65 | 13.65 | 13.75
569 | SKELTON | 569 | SKELTON | HDP | WAT |  | HYDRO (DAILY CYCLE - PONDAGE) | 1948-01-01 | Brookfield White Pine Hydro LLC | FPLEMH | ME | 031 | SME | ME | 1505 | 16.8 | 21.6 | 21.6 | 21.6
570 | SMITH | 570 | SMITH | HDR | WAT |  | HYDRO (DAILY CYCLE - RUN OF RIVER) | 1948-01-01 | Public Service Company of New Hampshire | PSNH | NH | 007 | NH | NH | 2368 | 15 | 15.219 | 15.219 | 10.212
572 | SO. MEADOW 11 | 572 | SO. MEADOW 11 | GT | DFO |  | OIL COMBUSTION (GAS) TURBINE | 1970-08-01 | NextEra Energy Marketing, LLC | FPLP-I | CT | 003 | CT | CT | 563 | 41.85 | 46.921 | 46.921 | 35.781
573 | SO. MEADOW 12 | 573 | SO. MEADOW 12 | GT | DFO |  | OIL COMBUSTION (GAS) TURBINE | 1970-08-01 | NextEra Energy Marketing, LLC | FPLP-I | CT | 003 | CT | CT | 563 | 41.85 | 47.815 | 47.815 | 37.649
574 | SO. MEADOW 13 | 574 | SO. MEADOW 13 | GT | DFO |  | OIL COMBUSTION (GAS) TURBINE | 1970-08-01 | NextEra Energy Marketing, LLC | FPLP-I | CT | 003 | CT | CT | 563 | 41.85 | 47.917 | 47.917 | 37.262
575 | SO. MEADOW 14 | 575 | SO. MEADOW 14 | GT | DFO |  | OIL COMBUSTION (GAS) TURBINE | 1970-08-01 | NextEra Energy Marketing, LLC | FPLP-I | CT | 003 | CT | CT | 563 | 41.85 | 46.346 | 46.346 | 36.746
580 | SO. MEADOW 5 | 580 | SO. MEADOW 5 | ST | MSW |  | BIO/REFUSE | 1987-11-01 | NextEra Energy Marketing, LLC | FPLP-I | CT | 003 | CT | CT | 563 | 40 | 17.721 | 17.721 | 15.075
581 | SO. MEADOW 6 | 581 | SO. MEADOW 6 | ST | MSW |  | BIO/REFUSE | 1987-11-01 | NextEra Energy Marketing, LLC | FPLP-I | CT | 003 | CT | CT | 563 | 40 | 18.612 | 18.612 | 15.021
583 | STONY BROOK 2A | 583 | STONY BROOK 2A | GT | DFO |  | OIL COMBUSTION (GAS) TURBINE | 1982-11-01 | Massachusetts Municipal Wholesale Electric Company | MMWEC | MA | 013 | WMA | WCMA | 6081 | 99.5004 | 87.4 | 87.4 | 67.4
584 | STONY BROOK 2B | 584 | STONY BROOK 2B | GT | DFO |  | OIL COMBUSTION (GAS) TURBINE | 1982-11-01 | Massachusetts Municipal Wholesale Electric Company | MMWEC | MA | 013 | WMA | WCMA | 6081 | 99.5004 | 85.3 | 85.3 | 65.3
587 | STEVENSON | 587 | STEVENSON | HW | WAT |  | HYDRO (WEEKLY CYCLE) | 1919-01-01 | FirstLight Power Resources Management, LLC | NEL1 | CT | 001 | SWCT | CT | 553 | 31.4991 | 21.879 | 21.879 | 28.311
590 | REENERGY STRATTON | 590 | BORALEX STRATTON ENERGY | ST | WDS |  | BIO/REFUSE | 1989-09-01 | ReEnergy Stratton LLC | REESTR | ME | 007 | ME | ME | 50650 | 46.9999 | 46.152 | 46.152 | 46.152
591 | S.D. WARREN-WESTBROOK | 591 | S.D. WARREN-WESTBROOK | ST | WDS | RFO | BIO/REFUSE | 1997-11-01 | NextEra Energy Marketing, LLC | FPLP-I | ME | 005 | SME | ME | 50447 | 62.6875 | 49.1 | 49.1 | 42
592 | TAMWORTH | 592 | TAMWORTH | ST | WDS |  | BIO/REFUSE | 1988-01-01 | Engie Energy Marketing NA, Inc | SUEZ | NH | 003 | NH | NH | 50739 | 20 | 19.451 | 19.451 | 21.165
595 | TORRINGTON TERMINAL 10 | 595 | TORRINGTON TERMINAL 10 | GT | KER |  | OIL COMBUSTION (GAS) TURBINE | 1967-08-01 | NRG Power Marketing LLC | NRGPM | CT | 005 | CT | CT | 565 | 18.5938 | 20.748 | 20.748 | 15.638
596 | TUNNEL 10 | 596 | TUNNEL 10 | GT | KER |  | OIL COMBUSTION (GAS) TURBINE | 1969-01-01 | FirstLight Power Resources Management, LLC | NEL1 | CT | 011 | CT | CT | 557 | 17.5 | 18.114 | 18.114 | 16.339
598 | VERGENNES 5 AND 6 DIESELS | 598 | VERGENNES 5 and 6 DIESELS | IC | DFO |  | OIL INTERNAL COMBUSTION | 1964-01-01 | Green Mountain Power Corporation | GMP | VT | 001 | VT | VT | 6519 | 4 | 4.24 | 4.24 | 2.047
599 | VERNON | 599 | VERNON | HDP | WAT |  | HYDRO (DAILY CYCLE - PONDAGE) | 1909-01-01 | Great River Hydro, LLC | GRHL | VT | 025 | WMA | WCMA | 2352 | 34.56 | 32 | 32 | 32
612 | WATERS RIVER JET 1 | 612 | WATERS RIVER JET 1 | GT | NG | DFO | GAS/OIL COMBUSTION (GAS) TURBINE | 1971-12-01 | Massachusetts Municipal Wholesale Electric Company | MMWEC | MA | 009 | BOSTON | NEMA | 1678 | 21.25 | 21.974 | 21.974 | 15.974
613 | WATERS RIVER JET 2 | 613 | WATERS RIVER JET 2 | GT | NG | DFO | GAS/OIL COMBUSTION (GAS) TURBINE | 1991-04-01 | Massachusetts Municipal Wholesale Electric Company | MMWEC | MA | 009 | BOSTON | NEMA | 1678 | 41.9207 | 44.046 | 44.046 | 30.791
614 | WATERBURY 22 | 614 | WATERBURY 22 | HDR | WAT |  | HYDRO (DAILY CYCLE - RUN OF RIVER) | 1953-01-01 | Green Mountain Power Corporation | GMP | VT | 023 | VT | VT | 6520 | 5.52 | 2.888 | 2.888 | 2.657
616 | WEST ENFIELD | 616 | WEST ENFIELD | HDR | WAT |  | HYDRO (DAILY CYCLE - RUN OF RIVER) | 1988-05-01 | Emera Maine | BHEC-I | ME | 019 | BHE | ME | 10255 | 12.9996 | 10.258 | 10.258 | 6.79
617 | WESTON | 617 | WESTON | HDR | WAT |  | HYDRO (DAILY CYCLE - RUN OF RIVER) | 1920-01-01 | Brookfield White Pine Hydro LLC | FPLEMH | ME | 017 | ME | ME | 1509 | 15.542 | 10.064 | 10.064 | 8.103
618 | DG WHITEFIELD, LLC | 618 | DG WHITEFIELD, LLC | ST | WDS |  | BIO/REFUSE | 1988-04-01 | Springfield Power, LLC | SPRING | NH | 007 | NH | NH | 10839 | 17.68 | 15.882 | 15.882 | 16.368
619 | WHITE LAKE JET | 619 | WHITE LAKE JET | GT | KER |  | OIL COMBUSTION (GAS) TURBINE | 1968-08-01 | Consolidated Edison Energy, Inc | CEEI | NH | 003 | NH | NH | 2369 | 18.5938 | 22.397 | 22.397 | 17.447
620 | WILDER | 620 | WILDER | HW | WAT |  | HYDRO (WEEKLY CYCLE) | 1950-01-01 | Great River Hydro, LLC | GRHL | VT | 027 | VT | NH | 2353 | 35.64 | 40.674 | 40.674 | 40.92
621 | WILLIAMS | 621 | WILLIAMS | HDP | WAT |  | HYDRO (DAILY CYCLE - PONDAGE) | 1939-01-01 | Brookfield White Pine Hydro LLC | FPLEMH | ME | 025 | ME | ME | 1510 | 13.0181 | 14.855 | 14.855 | 14.9
622 | WINOOSKI 1 | 622 | WINOOSKI 1 | HDR | WAT |  | HYDRO (DAILY CYCLE - RUN OF RIVER) | 1993-04-01 | Burlington Electric Department | BED | VT | 007 | VT | VT | 54355 | 7.425 | 3.634 | 3.634 | 2.652
623 | COVANTA PROJECTS WALLINGFORD | 623 | WALLINGFORD REFUSE | ST | MSW | DFO | BIO/REFUSE | 1989-03-01 | Covanta Projects of Wallingford, L.P. | CPW | CT | 009 | SWCT | CT | 50664 | 10.9998 | 0 | 0 | 0
624 | WMI MILLBURY 1 | 624 | WMI MILLBURY 1 | ST | MSW |  | BIO/REFUSE | 1987-09-01 | Wheelabrator North Andover Inc | WNE | MA | 027 | CMA/NEMA | WCMA | 50878 | 42.84 | 39.891 | 39.891 | 39.811
625 | WEST MEDWAY JET 1 | 625 | WEST MEDWAY JET 1 | GT | DFO |  | OIL COMBUSTION (GAS) TURBINE | 1970-07-01 | Exelon Generation Company, LLC | EXGC | MA | 021 | BOSTON | NEMA | 1592 | 55.08 | 61.817 | 61.817 | 41.212
626 | WEST MEDWAY JET 2 | 626 | WEST MEDWAY JET 2 | GT | DFO |  | OIL COMBUSTION (GAS) TURBINE | 1971-03-01 | Exelon Generation Company, LLC | EXGC | MA | 021 | BOSTON | NEMA | 1592 | 55.08 | 61.598 | 61.598 | 39.848
627 | WEST MEDWAY JET 3 | 627 | WEST MEDWAY JET 3 | GT | DFO |  | OIL COMBUSTION (GAS) TURBINE | 1970-07-01 | Exelon Generation Company, LLC | EXGC | MA | 021 | RI | SEMA | 1592 | 55.08 | 60.742 | 60.742 | 42.001
628 | WOODLAND ROAD | 628 | WOODLAND ROAD | GT | KER |  | OIL COMBUSTION (GAS) TURBINE | 1969-07-01 | Essential Power Massachusetts, LLC | NAEA-EM | MA | 003 | WMA | WCMA | 1643 | 18.5938 | 20.658 | 20.658 | 15.808
630 | WEST SPRINGFIELD 10 | 630 | WEST SPRINGFIELD 10 | GT | KER |  | OIL COMBUSTION (GAS) TURBINE | 1968-01-01 | Essential Power Massachusetts, LLC | NAEA-EM | MA | 013 | WMA | WCMA | 1642 | 18.5938 | 21.928 | 21.928 | 17.143
633 | WEST SPRINGFIELD 3 | 633 | WEST SPRINGFIELD 3 | ST | NG | RFO | GAS/OIL STEAM | 1957-01-01 | Essential Power Massachusetts, LLC | NAEA-EM | MA | 013 | WMA | WCMA | 1642 | 113.6356 | 100.087 | 100.087 | 94.276
636 | WYMAN HYDRO 1 | 636 | WYMAN HYDRO 1 | HW | WAT |  | HYDRO (WEEKLY CYCLE) | 1930-01-01 | Brookfield White Pine Hydro LLC | FPLEMH | ME | 025 | ME | ME | 1511 | 27 | 29.014 | 29.014 | 29.12
637 | WYMAN HYDRO 2 | 637 | WYMAN HYDRO 2 | HW | WAT |  | HYDRO (WEEKLY CYCLE) | 1931-01-01 | Brookfield White Pine Hydro LLC | FPLEMH | ME | 025 | ME | ME | 1511 | 32.8177 | 29.9 | 29.9 | 29.9
638 | WYMAN HYDRO 3 | 638 | WYMAN HYDRO 3 | HW | WAT |  | HYDRO (WEEKLY CYCLE) | 1940-01-01 | Brookfield White Pine Hydro LLC | FPLEMH | ME | 025 | ME | ME | 1511 | 29.7 | 29.13 | 29.13 | 28.854
639 | YARMOUTH 1 | 639 | YARMOUTH 1 | ST | RFO |  | OIL STEAM | 1957-01-01 | NextEra Energy Marketing, LLC | FPLP-I | ME | 005 | SME | ME | 1507 | 50.0004 | 49.51 | 49.51 | 50.065
640 | YARMOUTH 2 | 640 | YARMOUTH 2 | ST | RFO |  | OIL STEAM | 1958-01-01 | NextEra Energy Marketing, LLC | FPLP-I | ME | 005 | SME | ME | 1507 | 55.1181 | 50.915 | 50.915 | 47.2
641 | YARMOUTH 3 | 641 | YARMOUTH 3 | ST | RFO |  | OIL STEAM | 1965-07-01 | NextEra Energy Marketing, LLC | FPLP-I | ME | 005 | SME | ME | 1507 | 125.6677 | 113.78 | 113.78 | 110.31
642 | YARMOUTH 4 | 642 | YARMOUTH 4 | ST | RFO |  | OIL STEAM | 1978-12-01 | NextEra Energy Marketing, LLC | FPLP-I | ME | 005 | SME | ME | 1507 | 632.4 | 605.875 | 605.875 | 600.85
715 | ROCHESTER LANDFILL | 715 | ROCHESTER LANDFILL | GT | LFG |  | BIO/REFUSE | 1998-05-01 | WM Renewable Energy, L.L.C. | WMRE | NH | 017 | NH | NH | 2007 | 4.999 | 2.012 | 2.012 | 2.025
737 | SIMPSON G LOAD REDUCER | 737 | SIMPSON G LOAD REDUCER | HDR | WAT |  | HYDRO (DAILY CYCLE - RUN OF RIVER) | 1980-01-01 | Ampersand Energy Partners LLC | AMP | VT | 009 | NH | VT | 10608 | 4.85 | 3.28 | 3.28 | 2.18
739 | ROCKY RIVER | 739 | ROCKY RIVER | PS | WAT |  | HYDRO (PUMPED STORAGE) | 1928-01-01 | FirstLight Power Resources Management, LLC | NEL1 | CT | 009 | SWCT | CT | 539 | 35.84 | 27.798 | 27.798 | 28.489
754 | BAR MILLS | 754 | BAR MILLS | HDR | WAT |  | HYDRO (DAILY CYCLE - RUN OF RIVER) | 1956-01-01 | Brookfield White Pine Hydro LLC | FPLEMH | ME | 031 | SME | ME | 1481 | 4 | 0.723 | 0.723 | 0
755 | BONNY EAGLE/W. BUXTON | 755 | BONNY EAGLE W. BUXTON | HDR | WAT |  | HYDRO (DAILY CYCLE - RUN OF RIVER) | 1910-01-01 | Brookfield White Pine Hydro LLC | FPLEMH | ME | 031 | SME | ME | 1482, 1508 | 15.1268 | 9.276 | 9.276 | 4.071
757 | HARRIS 4 | 757 | HARRIS 4 | HW | WAT |  | HYDRO (WEEKLY CYCLE) | 1954-01-01 | Brookfield White Pine Hydro LLC | FPLEMH | ME | 025 | ME | ME | 1492 | 1.4 | 1.249 | 1.249 | 1.435
759 | MESSALONSKEE COMPOSITE | 759 | MESSALONSKEE COMPOSITE | HDR | WAT |  | HYDRO (DAILY CYCLE - RUN OF RIVER) | 1917-01-01 | Littleton Electric Light & Water Department | LELWD | ME | 011 | ME | ME | 1497 | 5.866 | 2.84 | 2.84 | 0
760 | NORTH GORHAM | 760 | NORTH GORHAM | HDR | WAT |  | HYDRO (DAILY CYCLE - RUN OF RIVER) | 1925-01-01 | Brookfield White Pine Hydro LLC | FPLEMH | ME | 005 | SME | ME | 1501 | 2.85 | 0.964 | 0.964 | 1.235
761 | SHAWMUT | 761 | SHAWMUT | HDR | WAT |  | HYDRO (DAILY CYCLE - RUN OF RIVER) | 1913-01-01 | Brookfield White Pine Hydro LLC | FPLEMH | ME | 011 | ME | ME | 1504 | 8.8559 | 6.291 | 6.291 | 3.759
767 | SES CONCORD | 767 | SES CONCORD | ST | MSW |  | BIO/REFUSE | 1989-05-01 | Public Service Company of New Hampshire | PSNH | NH | 013 | NH | NH | 50873 | 15.7529 | 12.098 | 12.098 | 11.879
768 | GARVINS/HOOKSETT | 768 | GARVINS HOOKSETT | HDR | WAT |  | HYDRO (DAILY CYCLE - RUN OF RIVER) | 1902-01-01 | Public Service Company of New Hampshire | PSNH | NH | 013 | NH | NH | 2357, 2359 | 13.53 | 5.345 | 5.345 | 2.787
769 | HADLEY FALLS 1&2 | 769 | HADLEY FALLS 1&2 | HDR | WAT |  | HYDRO (DAILY CYCLE - RUN OF RIVER) | 1983-01-01 | Holyoke Gas & Electric Department | HGE | MA | 013 | WMA | WCMA | 1605 | 31.095 | 28.132 | 28.132 | 13.479
772 | NEWPORT HYDRO | 772 | NEWPORT HYDRO | HW | WAT |  | HYDRO (WEEKLY CYCLE) | 1980-01-01 | Green Mountain Power Corporation | GMP | VT | 019 | NH | VT | 3731 | 4.5 | 1.919 | 1.919 | 0.855
774 | LOWER LAMOILLE COMPOSITE | 774 | LOWER LAMOILLE COMPOSITE | HW | WAT |  | HYDRO (WEEKLY CYCLE) | 1948-01-01 | Green Mountain Power Corporation | GMP | VT | 007 | VT | VT | 3711 | 16.848 | 16 | 16 | 15.8
775 | MIDDLEBURY COMPOSITE | 775 | MIDDLEBURY COMPOSITE | HW | WAT |  | HYDRO (WEEKLY CYCLE) | 1917-01-01 | Green Mountain Power Corporation | GMP | VT | 001 | VT | VT | 3716 | 5.2 | 6 | 6 | 6.629
776 | N. RUTLAND COMPOSITE | 776 | N. RUTLAND COMPOSITE | HW | WAT |  | HYDRO (WEEKLY CYCLE) | 1980-01-01 | Green Mountain Power Corporation | GMP | VT | 021 | VT | VT | 3714 | 4.48 | 4.345 | 4.345 | 4.444
779 | MIDDLESEX 2 | 779 | MIDDLESEX 2 | HDR | WAT |  | HYDRO (DAILY CYCLE - RUN OF RIVER) | 1928-01-01 | Green Mountain Power Corporation | GMP | VT | 023 | VT | VT | 3740 | 2.64 | 1.714 | 1.714 | 1.686
781 | WEST DANVILLE 1 | 781 | WEST DANVILLE 1 | HDR | WAT |  | HYDRO (DAILY CYCLE - RUN OF RIVER) | 1986-11-01 | Green Mountain Power Corporation | GMP | VT | 005 | VT | VT | 3743 | 2.273 | 0.407 | 0.407 | 0
783 | HIGHGATE FALLS | 783 | HIGHGATE FALLS | HDR | WAT |  | HYDRO (DAILY CYCLE - RUN OF RIVER) | 1980-01-01 | Vermont Public Power Supply Authority | VPPSA | VT | 011 | VT | VT | 6618 | 9.583 | 8.918 | 8.918 | 2.18
789 | CEC 002 PAWTUCKET U5 | 789 | CEC 002 PAWTUCKET U5 | HDR | WAT |  | HYDRO (DAILY CYCLE - RUN OF RIVER) | 1985-03-01 | The Narragansett Electric Company | NEC | RI | 007 | RI | RI | 3233 | 3.454 | 0.646 | 0.646 | 0.277
792 | CENTENNIAL HYDRO | 792 | CENTENNIAL HYDRO | HDR | WAT |  | HYDRO (DAILY CYCLE - RUN OF RIVER) | 1990-05-01 | Sterling Municipal Electric Light Department | SMED | MA | 017 | CMA/NEMA | WCMA | 7112 | 0.79 | 0.625 | 0.625 | 0.297
793 | METHUEN HYDRO | 793 | METHUEN HYDRO | HDR | WAT |  | HYDRO (DAILY CYCLE - RUN OF RIVER) | 1988-08-01 | Sterling Municipal Electric Light Department | SMED | MA | 009 | BOSTON | NEMA |  | 0.273 | 0.177 | 0.177 | 0
794 | MINIWAWA | 794 | MINIWAWA | HDR | WAT |  | HYDRO (DAILY CYCLE - RUN OF RIVER) | 1992-04-01 | Public Service Company of New Hampshire | PSNH | NH | 005 | VT | NH |  | 1 | 0.45 | 0.45 | 0.212
795 | RIVER MILL HYDRO | 795 | RIVER MILL HYDRO | HDR | WAT |  | HYDRO (DAILY CYCLE - RUN OF RIVER) | 1989-06-01 | Middleton Municipal Light Department | MMELD | NH | 009 | VT | NH | 3049 | 0.2 | 0.07 | 0.07 | 0
796 | GOODWIN DAM | 796 | GOODWIN DAM | HDP | WAT |  | HYDRO (DAILY CYCLE - PONDAGE) | 1986-02-01 | Connecticut Municipal Electric Energy Cooperative | CMEEC | CT | 003 | CT | CT | 54302 | 3.3 | 3 | 3 | 3
797 | WYRE WYND HYDRO | 797 | CEC 003 WYRE WYND U5 | HDR | WAT |  | HYDRO (DAILY CYCLE - RUN OF RIVER) | 1997-04-01 | Gravity Renewables, Inc | GRRN | CT | 011 | CT | CT |  | 2.78 | 1.493 | 1.493 | 0.694
798 | COLEBROOK | 798 | COLEBROOK | HDR | WAT |  | HYDRO (DAILY CYCLE - RUN OF RIVER) | 1988-03-01 | Connecticut Municipal Electric Energy Cooperative | CMEEC | CT | 005 | CT | CT | 54301 | 3 | 0 | 0 | 0.669
800 | KINNEYTOWN B | 800 | KINNEYTOWN B | HDR | WAT |  | HYDRO (DAILY CYCLE - RUN OF RIVER) | 1986-11-01 | CHI Power Marketing, Inc. | CHIPM | CT | 009 | SWCT | CT | 54385 | 1.51 | 0.424 | 0.424 | 0.09
801 | WILLIMANTIC 1 | 801 | WILLIMANTIC 1 | HDR | WAT |  | HYDRO (DAILY CYCLE - RUN OF RIVER) | 1990-06-01 | Connecticut Light and Power Company, The | CLP | CT | 015 | CT | CT |  | 0.77 | 0 | 0 | 0
802 | WILLIMANTIC 2 | 802 | WILLIMANTIC 2 | HDR | WAT |  | HYDRO (DAILY CYCLE - RUN OF RIVER) | 1990-06-01 | Connecticut Light and Power Company, The | CLP | CT | 015 | CT | CT |  | 0.77 | 0 | 0 | 0
803 | TOUTANT | 803 | TOUTANT | HDR | WAT |  | HYDRO (DAILY CYCLE - RUN OF RIVER) | 1994-02-01 | Connecticut Light and Power Company, The | CLP | CT | 015 | CT | CT |  | 0.5 | 0.278 | 0.278 | 0.138
804 | PUTNAM | 804 | PUTNAM | HDR | WAT |  | HYDRO (DAILY CYCLE - RUN OF RIVER) | 1987-10-01 | Putnam Hydropower, Inc. | PUTNAM | CT | 015 | CT | CT |  | 1.94 | 0.409 | 0.409 | 0.157
806 | MECHANICSVILLE | 806 | MECHANICSVILLE | HDR | WAT |  | HYDRO (DAILY CYCLE - RUN OF RIVER) | 1995-09-01 | Sterling Municipal Electric Light Department | SMED | CT | 015 | CT | CT |  | 0.29 | 0.104 | 0.104 | 0.047
807 | CEC 004 DAYVILLE POND U5 | 807 | CEC 004 DAYVILLE POND U5 | HDR | WAT |  | HYDRO (DAILY CYCLE - RUN OF RIVER) | 1995-03-01 | Connecticut Light and Power Company, The | CLP | CT | 015 | CT | CT |  | 0.1 | 0.066 | 0.066 | 0
808 | SANDY HOOK HYDRO | 808 | SANDY HOOK HYDRO | HDR | WAT |  | HYDRO (DAILY CYCLE - RUN OF RIVER) | 1989-04-01 | Connecticut Light and Power Company, The | CLP | CT | 001 | SWCT | CT |  | 0.19 | 0.033 | 0.033 | 0
809 | PINCHBECK | 809 | PINCHBECK | ST | WDS |  | BIO/REFUSE | 1987-07-01 | Connecticut Light and Power Company, The | CLP | CT | 009 | CT | CT |  | 0.15 | 0 | 0 | 0
810 | QUINEBAUG | 810 | QUINEBAUG | HDR | WAT |  | HYDRO (DAILY CYCLE - RUN OF RIVER) | 1990-09-01 | Connecticut Light and Power Company, The | CLP | CT | 015 | CT | CT | 543 | 2.81 | 0.856 | 0.856 | 0.404
811 | BANTAM | 811 | BANTAM | HDR | WAT |  | HYDRO (DAILY CYCLE - RUN OF RIVER) | 1905-01-01 | FirstLight Power Resources Management, LLC | NEL1 | CT | 005 | CT | CT | 6457 | 0.32 | 0 | 0 | 0
812 | BEEBE HOLBROOK | 812 | BEEBE HOLBROOK | HDR | WAT |  | HYDRO (DAILY CYCLE - RUN OF RIVER) | 1948-01-01 | Holyoke Gas & Electric Department | HGE | MA | 013 | WMA | WCMA | 1602 | 0.533 | 0 | 0 | 0
813 | TUNNEL | 813 | TUNNEL | HDR | WAT |  | HYDRO (DAILY CYCLE - RUN OF RIVER) | 1919-01-01 | FirstLight Power Resources Management, LLC | NEL1 | CT | 011 | CT | CT | 557 | 2.122 | 1.647 | 1.647 | 0.635
814 | PATCH | 814 | PATCH | HDR | WAT |  | HYDRO (DAILY CYCLE - RUN OF RIVER) | 2000-04-01 | Green Mountain Power Corporation | GMP | VT | 021 | VT | VT | 3719 | 1.05 | 0.079 | 0.079 | 0
815 | CARVER FALLS | 815 | CARVER FALLS | HDR | WAT |  | HYDRO (DAILY CYCLE - RUN OF RIVER) | 1998-09-25 | Green Mountain Power Corporation | GMP | VT | 021 | VT | VT | 6456 | 2.496 | 0.867 | 0.867 | 0.171
816 | CAVENDISH | 816 | CAVENDISH | HDR | WAT |  | HYDRO (DAILY CYCLE - RUN OF RIVER) | 1998-09-25 | Green Mountain Power Corporation | GMP | VT | 027 | VT | VT | 3710 | 2.591 | 0.599 | 0.599 | 0.289
817 | TAFTSVILLE VT | 817 | TAFTSVILLE VT | HDR | WAT |  | HYDRO (DAILY CYCLE - RUN OF RIVER) | 2000-04-01 | Green Mountain Power Corporation | GMP | VT | 027 | VT | VT | 3727 | 0.676 | 0.07 | 0.07 | 0.1
818 | PIERCE MILLS | 818 | PIERCE MILLS | HDR | WAT |  | HYDRO (DAILY CYCLE - RUN OF RIVER) | 2000-04-01 | Green Mountain Power Corporation | GMP | VT | 005 | NH | VT | 3721 | 0.4 | 0.146 | 0.146 | 0.117
819 | ARNOLD FALLS | 819 | ARNOLD FALLS | HDR | WAT |  | HYDRO (DAILY CYCLE - RUN OF RIVER) | 1998-09-25 | Green Mountain Power Corporation | GMP | VT | 005 | NH | VT | 3707 | 3.64 | 0.128 | 0.128 | 0.005
820 | PASSUMPSIC | 820 | PASSUMPSIC | HDR | WAT |  | HYDRO (DAILY CYCLE - RUN OF RIVER) | 2000-04-01 | Green Mountain Power Corporation | GMP | VT | 005 | NH | VT | 3718 | 1 | 0.188 | 0.188 | 0
821 | GAGE | 821 | GAGE | HDR | WAT |  | HYDRO (DAILY CYCLE - RUN OF RIVER) | 2000-04-01 | Green Mountain Power Corporation | GMP | VT | 005 | NH | VT | 3713 | 0.9 | 0.357 | 0.357 | 0.158
822 | SMITH (CVPS) | 822 | SMITH (CVPS) | HDR | WAT |  | HYDRO (DAILY CYCLE - RUN OF RIVER) | 2000-04-01 | Green Mountain Power Corporation | GMP | VT | 017 | VT | VT | 3709 | 2.484 | 0.339 | 0.339 | 0.314
823 | EAST BARNET | 823 | EAST BARNET | HDR | WAT |  | HYDRO (DAILY CYCLE - RUN OF RIVER) | 2000-04-01 | Green Mountain Power Corporation | GMP | VT | 005 | NH | VT | 788 | 2.7 | 1.08 | 1.08 | 0.783
824 | BATH ELECTRIC HYDRO | 824 | BATH ELECTRIC HYDRO | HDR | WAT |  | HYDRO (DAILY CYCLE - RUN OF RIVER) | 1985-06-01 | Public Service Company of New Hampshire | PSNH | NH | 009 | NH | NH |  | 0.8 | 0.242 | 0.242 | 0.132
827 | SEARSBURG WIND | 827 | SEARSBURG WIND | WT | WND |  | WIND TURBINE | 1997-07-01 | Green Mountain Power Corporation | GMP | VT | 003 | WMA | WCMA | 7381 | 1.69 | 1.31 | 1.31 | 0.062
828 | BARTON HYDRO | 828 | BARTON HYDRO | HDR | WAT |  | HYDRO (DAILY CYCLE - RUN OF RIVER) | 1931-07-01 | Vermont Public Power Supply Authority | VPPSA | VT | 019 | NH | VT | 3753 | 1.4 | 0 | 0 | 0
830 | ENOSBURG HYDRO | 830 | ENOSBURG HYDRO | HDR | WAT |  | HYDRO (DAILY CYCLE - RUN OF RIVER) | 1980-01-01 | Vermont Public Power Supply Authority | VPPSA | VT | 011 | VT | VT | 3757 | 0.998 | 0 | 0 | 0
831 | VAIL & GREAT FALLS | 831 | VAIL & GREAT FALLS | HDR | WAT |  | HYDRO (DAILY CYCLE - RUN OF RIVER) | 1980-01-01 | Vermont Public Power Supply Authority | VPPSA | VT | 005 | NH | VT | 3726 | 1.708 | 0 | 0 | 0
832 | CENTER RUTLAND | 832 | CENTER RUTLAND | HDR | WAT |  | HYDRO (DAILY CYCLE - RUN OF RIVER) | 1901-08-01 | Green Mountain Power Corporation | GMP | VT | 021 | VT | VT | 6453 | 1.1 | 0 | 0 | 0
833 | BARNET | 833 | BARNET | HDR | WAT |  | HYDRO (DAILY CYCLE - RUN OF RIVER) | 2001-03-01 | Green Mountain Power Corporation | GMP | VT | 005 | VT | VT |  | 0.49 | 0.159 | 0.159 | 0.098
834 | COMTU FALLS | 834 | COMPTU FALLS | HDR | WAT |  | HYDRO (DAILY CYCLE - RUN OF RIVER) | 1982-01-01 | Green Mountain Power Corporation | GMP | VT | 027 | VT | VT |  | 0.46 | 0.349 | 0.349 | 0.179
835 | DEWEY MILLS | 835 | DEWEY MILLS | HDR | WAT |  | HYDRO (DAILY CYCLE - RUN OF RIVER) | 2001-03-01 | Green Mountain Power Corporation | GMP | VT | 027 | VT | VT | 10137 | 2.85 | 0.735 | 0.735 | 0.472
836 | EMERSON FALLS | 836 | EMERSON FALLS | HDR | WAT |  | HYDRO (DAILY CYCLE - RUN OF RIVER) | 1985-10-01 | Green Mountain Power Corporation | GMP | VT | 005 | NH | VT |  | 2.3 | 0 | 0 | 0
837 | KILLINGTON | 837 | KILLINGTON | HDR | WAT |  | HYDRO (DAILY CYCLE - RUN OF RIVER) | 1995-11-01 | Green Mountain Power Corporation | GMP | VT | 021 | VT | VT |  | 0.12 | 0 | 0 | 0
839 | LADD'S MILL | 839 | LADD'S MILL | HDR | WAT |  | HYDRO (DAILY CYCLE - RUN OF RIVER) | 1986-10-01 | Green Mountain Power Corporation | GMP | VT | 023 | VT | VT |  | 0.17 | 0 | 0 | 0
840 | MARTINSVILLE | 840 | MARTINSVILLE | HDR | WAT |  | HYDRO (DAILY CYCLE - RUN OF RIVER) | 1986-12-01 | Green Mountain Power Corporation | GMP | VT | 027 | VT | VT |  | 0.28 | 0.057 | 0.057 | 0.03
841 | MORETOWN 8 | 841 | MORETOWN 8 | HDR | WAT |  | HYDRO (DAILY CYCLE - RUN OF RIVER) | 1989-02-01 | Green Mountain Power Corporation | GMP | VT | 023 | VT | VT | 52033 | 1.13 | 0.284 | 0.284 | 0.285
842 | NANTANA MILL | 842 | NANTANA MILL | HDR | WAT |  | HYDRO (DAILY CYCLE - RUN OF RIVER) | 1986-05-01 | Green Mountain Power Corporation | GMP | VT | 023 | VT | VT |  | 0.22 | 0.079 | 0.079 | 0.056
843 | NEWBURY | 843 | NEWBURY | HDR | WAT |  | HYDRO (DAILY CYCLE - RUN OF RIVER) | 1988-01-01 | Green Mountain Power Corporation | GMP | VT | 017 | VT | VT |  | 0.27 | 0.207 | 0.207 | 0.09
844 | OTTAUQUECHEE | 844 | OTTAUQUECHEE | HDR | WAT |  | HYDRO (DAILY CYCLE - RUN OF RIVER) | 1987-09-01 | Green Mountain Power Corporation | GMP | VT | 027 | VT | VT | 50126 | 2.23 | 0.364 | 0.364 | 0.22
845 | SLACK DAM | 845 | SLACK DAM | HDR | WAT |  | HYDRO (DAILY CYCLE - RUN OF RIVER) | 1988-01-01 | Green Mountain Power Corporation | GMP | VT | 027 | VT | VT |  | 0.41 | 0.24 | 0.24 | 0.153
846 | WINOOSKI 8 | 846 | WINOOSKI 8 | HDR | WAT |  | HYDRO (DAILY CYCLE - RUN OF RIVER) | 1985-12-01 | Green Mountain Power Corporation | GMP | VT | 023 | VT | VT |  | 0.95 | 0 | 0 | 0
847 | WOODSIDE | 847 | WOODSIDE | HDR | WAT |  | HYDRO (DAILY CYCLE - RUN OF RIVER) | 1987-03-01 | Green Mountain Power Corporation | GMP | VT | 015 | VT | VT |  | 0.12 | 0 | 0 | 0
848 | WRIGHTSVILLE | 848 | WRIGHTSVILLE | HW | WAT |  | HYDRO (WEEKLY CYCLE) | 1985-01-01 | Vermont Public Power Supply Authority | VPPSA | VT | 023 | VT | VT | 7051 | 1.105 | 0 | 0 | 0
849 | CRESCENT DAM | 849 | CRESCENT DAM | HDR | WAT |  | HYDRO (DAILY CYCLE - RUN OF RIVER) | 1993-01-01 | Reading Municipal Light Department | RMLD-I | MA | 013 | WMA | WCMA |  | 1.644 | 0.579 | 0.579 | 0.179
850 | GLENDALE HYDRO | 850 | GLENDALE HYDRO | HDR | WAT |  | HYDRO (DAILY CYCLE - RUN OF RIVER) | 1989-12-01 | Reading Municipal Light Department | RMLD-I | MA | 003 | WMA | WCMA |  | 1.29 | 0.608 | 0.608 | 0.149
851 | GARDNER FALLS | 851 | GARDNER FALLS | HDR | WAT |  | HYDRO (DAILY CYCLE - RUN OF RIVER) | 1924-01-01 | Nautilus Hydro, LLC | NAUH | MA | 011 | WMA | WCMA | 1634 | 3.649 | 0 | 0 | 0
852 | SOUTH BARRE HYDRO | 852 | SOUTH BARRE HYDRO | HDR | WAT |  | HYDRO (DAILY CYCLE - RUN OF RIVER) | 1989-10-01 | Massachusetts Municipal Wholesale Electric Company | MMWEC | MA | 027 | WMA | WCMA |  | 0.15 | 0.091 | 0.091 | 0.048
853 | WEBSTER HYDRO | 853 | WEBSTER HYDRO | HDR | WAT |  | HYDRO (DAILY CYCLE - RUN OF RIVER) | 1983-02-01 | Massachusetts Municipal Wholesale Electric Company | MMWEC | MA | 027 | CMA/NEMA | WCMA | 10404 | 0.15 | 0 | 0 | 0
854 | ORANGE HYDRO 1 | 854 | ORANGE HYDRO 1 | HDR | WAT |  | HYDRO (DAILY CYCLE - RUN OF RIVER) | 1987-08-01 | Templeton Municipal Light & Water Plant | TTMLP-I | MA | 011 | WMA | WCMA |  | 0.35 | 0.136 | 0.136 | 0
855 | ORANGE HYDRO 2 | 855 | ORANGE HYDRO 2 | HDR | WAT |  | HYDRO (DAILY CYCLE - RUN OF RIVER) | 1993-11-01 | Templeton Municipal Light & Water Plant | TTMLP-I | MA | 011 | WMA | WCMA |  | 0.35 | 0.13 | 0.13 | 0.072
856 | HUNT'S POND | 856 | HUNT'S POND | HDR | WAT |  | HYDRO (DAILY CYCLE - RUN OF RIVER) | 1996-08-01 | Templeton Municipal Light & Water Plant | TTMLP-I | MA | 027 | WMA | WCMA |  | 0.12 | 0.07 | 0.07 | 0
857 | OAKDALE HYDRO | 857 | OAKDALE HYDRO | HDR | WAT |  | HYDRO (DAILY CYCLE - RUN OF RIVER) | 1994-07-01 | Massachusetts Electric Company | MEC | MA | 027 | CMA/NEMA | WCMA | 10824 | 3 | 0 | 0 | 1.773
859 | BOATLOCK | 859 | BOATLOCK | HDR | WAT |  | HYDRO (DAILY CYCLE - RUN OF RIVER) | 1924-01-01 | Holyoke Gas & Electric Department | HGE | MA | 013 | WMA | WCMA | 1603 | 3.118 | 1.89 | 1.89 | 1.79
860 | BRIAR HYDRO | 860 | BRIAR HYDRO | HDR | WAT |  | HYDRO (DAILY CYCLE - RUN OF RIVER) | 1988-01-01 | Unitil Energy Systems, Inc. | UNITIL-ES | NH | 013 | NH | NH | 50351 | 6 | 2.266 | 2.266 | 0.984
861 | CANAAN | 861 | CANAAN | HDR | WAT |  | HYDRO (DAILY CYCLE - RUN OF RIVER) | 1927-01-01 | Public Service Company of New Hampshire | PSNH | VT | 009 | NH | NH | 3750 | 1.168 | 1.007 | 1.007 | 0.752
862 | CHEMICAL | 862 | CHEMICAL | HDR | WAT |  | HYDRO (DAILY CYCLE - RUN OF RIVER) | 1935-01-01 | Holyoke Gas & Electric Department | HGE | MA | 013 | WMA | WCMA | 1604 | 1.609 | 0 | 0 | 0
863 | CLEMENT DAM | 863 | CLEMENT DAM | HDR | WAT |  | HYDRO (DAILY CYCLE - RUN OF RIVER) | 1985-05-01 | Massachusetts Municipal Wholesale Electric Company | MMWEC | NH | 001 | NH | NH | 10276 | 2.4 | 0.732 | 0.732 | 0.724
864 | DWIGHT | 864 | DWIGHT | HDR | WAT |  | HYDRO (DAILY CYCLE - RUN OF RIVER) | 1920-01-01 | Nautilus Hydro, LLC | NAUH | MA | 013 | WMA | WCMA | 6378 | 1.746 | 0.281 | 0.281 | 0.335
865 | ERROL | 865 | ERROL | HDR | WAT |  | HYDRO (DAILY CYCLE - RUN OF RIVER) | 1986-12-01 | Public Service Company of New Hampshire | PSNH | NH | 007 | NH | NH | 10570 | 3 | 1.988 | 1.988 | 1.884
866 | GREGGS | 866 | GREGGS | HDR | WAT |  | HYDRO (DAILY CYCLE - RUN OF RIVER) | 1986-01-01 | Massachusetts Municipal Wholesale Electric Company | MMWEC | NH | 011 | NH | NH | 50384 | 3.51 | 1.078 | 1.078 | 0.341
867 | INDIAN ORCHARD | 867 | INDIAN ORCHARD | HDR | WAT |  | HYDRO (DAILY CYCLE - RUN OF RIVER) | 1928-01-01 | Nautilus Hydro, LLC | NAUH | MA | 013 | WMA | WCMA | 6379 | 3.33 | 0.226 | 0.226 | 0
868 | MILTON MILLS HYDRO | 868 | MILTON MILLS HYDRO | HDR | WAT |  | HYDRO (DAILY CYCLE - RUN OF RIVER) | 1929-01-01 | Public Service Company of New Hampshire | PSNH | NH | 017 | NH | NH | 10519 | 1.51 | 1.088 | 1.088 | 0.172
869 | MINE FALLS | 869 | MINE FALLS | HDR | WAT |  | HYDRO (DAILY CYCLE - RUN OF RIVER) | 1985-12-01 | Messalonskee Stream Hydro, LLC | MESSA | NH | 011 | NH | NH | 10183 | 3 | 1.262 | 1.262 | 0.412
870 | PEMBROKE | 870 | PEMBROKE | HDR | WAT |  | HYDRO (DAILY CYCLE - RUN OF RIVER) | 1986-01-01 | Massachusetts Municipal Wholesale Electric Company | MMWEC | NH | 013 | NH | NH | 50312 | 2.6 | 1.185 | 1.185 | 0
871 | PENNACOOK FALLS LOWER | 871 | PENNACOOK FALLS LOWER | HDR | WAT |  | HYDRO (DAILY CYCLE - RUN OF RIVER) | 1984-11-01 | Unitil Energy Systems, Inc. | UNITIL-ES | NH | 013 | NH | NH | 50351 | 4 | 2.396 | 2.396 | 1.235
872 | PENNACOOK FALLS UPPER | 872 | PENNACOOK FALLS UPPER | HDR | WAT |  | HYDRO (DAILY CYCLE - RUN OF RIVER) | 1986-12-01 | Unitil Energy Systems, Inc. | UNITIL-ES | NH | 013 | NH | NH | 50414 | 3.12 | 1.642 | 1.642 | 0.86
873 | PUTTS BRIDGE | 873 | PUTTS BRIDGE | HDR | WAT |  | HYDRO (DAILY CYCLE - RUN OF RIVER) | 1918-01-01 | Nautilus Hydro, LLC | NAUH | MA | 013 | WMA | WCMA | 1637 | 4.101 | 1.473 | 1.473 | 0.419
874 | RED BRIDGE | 874 | RED BRIDGE | HDR | WAT |  | HYDRO (DAILY CYCLE - RUN OF RIVER) | 1926-01-01 | Nautilus Hydro, LLC | NAUH | MA | 013 | WMA | WCMA | 1638 | 4.532 | 0.931 | 0.931 | 0
875 | RIVER BEND | 875 | RIVER BEND | HDR | WAT |  | HYDRO (DAILY CYCLE - RUN OF RIVER) | 1986-02-01 | Massachusetts Municipal Wholesale Electric Company | MMWEC | NH | 013 | NH | NH |  | 1.79 | 0.434 | 0.434 | 0.763
876 | ROBERTSVILLE | 876 | ROBERTSVILLE | HDR | WAT |  | HYDRO (DAILY CYCLE - RUN OF RIVER) | 1924-01-01 | FirstLight Power Resources Management, LLC | NEL1 | CT | 003 | CT | CT | 549 | 0.624 | 0 | 0 | 0
877 | SCOTLAND | 877 | SCOTLAND | HDR | WAT |  | HYDRO (DAILY CYCLE - RUN OF RIVER) | 1937-01-01 | FirstLight Power Resources Management, LLC | NEL1 | CT | 015 | CT | CT | 551 | 2.25 | 0 | 0 | 0
878 | SKINNER | 878 | SKINNER | HDR | WAT |  | HYDRO (DAILY CYCLE - RUN OF RIVER) | 1924-01-01 | Holyoke Gas & Electric Department | HGE | MA | 013 | WMA | WCMA | 1608 | 0.28 | 0 | 0 | 0
879 | TAFTVILLE CT | 879 | TAFTVILLE CT | HDR | WAT |  | HYDRO (DAILY CYCLE - RUN OF RIVER) | 1906-01-01 | FirstLight Power Resources Management, LLC | NEL1 | CT | 011 | CT | CT | 554 | 1.874 | 0.645 | 0.645 | 0.374
882 | FRANKLIN FALLS | 882 | FRANKLIN FALLS | HDR | WAT |  | HYDRO (DAILY CYCLE - RUN OF RIVER) | 1978-02-01 | Public Service Company of New Hampshire | PSNH | NH | 013 | NH | NH | 10109 | 0.8 | 0.321 | 0.321 | 0.33
883 | SALMON FALLS HYDRO | 883 | SALMON FALLS HYDRO | HDR | WAT |  | HYDRO (DAILY CYCLE - RUN OF RIVER) | 1983-11-01 | Green Mountain Power Corporation | GMP | NH | 017 | SME | ME | 50702 | 1.2 | 0.51 | 0.51 | 0
884 | SWANS FALLS | 884 | SWANS FALLS | HDR | WAT |  | HYDRO (DAILY CYCLE - RUN OF RIVER) | 1998-10-01 | Public Service Company of New Hampshire | PSNH | ME | 017 | NH | NH | 1518 | 0.4 | 0.298 | 0.298 | 0.186
886 | COCHECO FALLS | 886 | COCHECO FALLS | HDR | WAT |  | HYDRO (DAILY CYCLE - RUN OF RIVER) | 1983-12-01 | Public Service Company of New Hampshire | PSNH | NH | 017 | NH | NH |  | 0.71 | 0.248 | 0.248 | 0.047
887 | CHINA MILLS DAM | 887 | CHINA MILLS DAM | HDR | WAT |  | HYDRO (DAILY CYCLE - RUN OF RIVER) | 1981-10-01 | Public Service Company of New Hampshire | PSNH | NH | 013 | NH | NH | 50103 | 0.9 | 0.382 | 0.382 | 0
888 | NEWFOUND HYDRO | 888 | NEWFOUND HYDRO | HDR | WAT |  | HYDRO (DAILY CYCLE - RUN OF RIVER) | 1983-12-01 | Power Supply Services, LLC | PSS | NH | 009 | NH | NH | 50324 | 1.966 | 0.709 | 0.709 | 0.271
889 | SUNAPEE HYDRO | 889 | SUNAPEE HYDRO | HDR | WAT |  | HYDRO (DAILY CYCLE - RUN OF RIVER) | 1985-02-01 | Public Service Company of New Hampshire | PSNH | NH | 019 | NH | NH |  | 0.65 | 0.237 | 0.237 | 0.103
890 | NASHUA HYDRO | 890 | NASHUA HYDRO | HDR | WAT |  | HYDRO (DAILY CYCLE - RUN OF RIVER) | 1984-12-01 | Public Service Company of New Hampshire | PSNH | NH | 011 | NH | NH |  | 0.84 | 0.511 | 0.511 | 0
891 | HILLSBORO MILLS | 891 | HILLSBORO MILLS | HDR | WAT |  | HYDRO (DAILY CYCLE - RUN OF RIVER) | 1988-03-01 | Public Service Company of New Hampshire | PSNH | NH | 011 | NH | NH | 10036 | 0.57 | 0 | 0 | 0
892 | LAKEPORT DAM | 892 | LAKEPORT DAM | HDR | WAT |  | HYDRO (DAILY CYCLE - RUN OF RIVER) | 1983-12-01 | Power Supply Services, LLC | PSS | NH | 001 | NH | NH |  | 0.72 | 0.189 | 0.189 | 0.204
893 | WEST HOPKINTON HYDRO | 893 | WEST HOPKINTON HYDRO | HDR | WAT |  | HYDRO (DAILY CYCLE - RUN OF RIVER) | 1982-11-01 | Green Mountain Power Corporation | GMP | NH | 013 | NH | NH | 54384 | 1.25 | 0 | 0 | 0
894 | LISBON HYDRO | 894 | LISBON HYDRO | HDR | WAT |  | HYDRO (DAILY CYCLE - RUN OF RIVER) | 1986-12-01 | Public Service Company of New Hampshire | PSNH | NH | 009 | NH | NH |  | 0.515 | 0.262 | 0.262 | 0.212
895 | LOWER ROBERTSON DAM | 895 | LOWER ROBERTSON DAM | HDR | WAT |  | HYDRO (DAILY CYCLE - RUN OF RIVER) | 1987-05-01 | Massachusetts Municipal Wholesale Electric Company | MMWEC | NH | 005 | VT | NH |  | 0.9 | 0.424 | 0.424 | 0.327
897 | OLD NASH DAM | 897 | OLD NASH DAM | HDR | WAT |  | HYDRO (DAILY CYCLE - RUN OF RIVER) | 1984-12-01 | Public Service Company of New Hampshire | PSNH | NH | 005 | VT | NH |  | 0.23 | 0.089 | 0.089 | 0.043
898 | SUGAR RIVER HYDRO | 898 | SUGAR RIVER HYDRO | HDR | WAT |  | HYDRO (DAILY CYCLE - RUN OF RIVER) | 1986-09-01 | Public Service Company of New Hampshire | PSNH | NH | 019 | NH | NH |  | 0.158 | 0.065 | 0.065 | 0
900 | GREAT FALLS LOWER | 900 | GREAT FALLS LOWER | HDR | WAT |  | HYDRO (DAILY CYCLE - RUN OF RIVER) | 1984-06-01 | Green Mountain Power Corporation | GMP | NH | 017 | NH | NH | 50704 | 1.1 | 0.523 | 0.523 | 0
901 | WATERLOOM FALLS | 901 | WATERLOOM FALLS | HDR | WAT |  | HYDRO (DAILY CYCLE - RUN OF RIVER) | 1981-10-01 | Public Service Company of New Hampshire | PSNH | NH | 011 | NH | NH |  | 0.11 | 0.033 | 0.033 | 0
902 | HOSIERY MILL DAM | 902 | HOSIERY MILL DAM | HDR | WAT |  | HYDRO (DAILY CYCLE - RUN OF RIVER) | 1984-07-01 | Swift River Trading Company LLC | SRTC | NH | 011 | NH | NH |  | 1.25 | 0.478 | 0.478 | 0.348
903 | WYANDOTTE HYDRO | 903 | WYANDOTTE HYDRO | HDR | WAT |  | HYDRO (DAILY CYCLE - RUN OF RIVER) | 1983-05-01 | Public Service Company of New Hampshire | PSNH | NH | 017 | NH | NH |  | 0.15 | 0.027 | 0.027 | 0
904 | LOCHMERE DAM | 904 | LOCHMERE DAM | HDR | WAT |  | HYDRO (DAILY CYCLE - RUN OF RIVER) | 1984-12-01 | Massachusetts Municipal Wholesale Electric Company | MMWEC | NH | 001 | NH | NH | 54572 | 1.03 | 0.391 | 0.391 | 0.351
905 | ASHUELOT HYDRO | 905 | ASHUELOT HYDRO | HDR | WAT |  | HYDRO (DAILY CYCLE - RUN OF RIVER) | 1987-05-01 | Massachusetts Municipal Wholesale Electric Company | MMWEC | NH | 005 | VT | NH |  | 0.93 | 0.501 | 0.501 | 0.349
906 | ROLLINSFORD HYDRO | 906 | ROLLINSFORD HYDRO | HDR | WAT |  | HYDRO (DAILY CYCLE - RUN OF RIVER) | 1980-11-01 | Green Mountain Power Corporation | GMP | NH | 017 | NH | NH | 54418 | 1.5 | 0.756 | 0.756 | 0
908 | OTIS MILL HYDRO | 908 | OTIS MILL HYDRO | HDR | WAT |  | HYDRO (DAILY CYCLE - RUN OF RIVER) | 1982-01-01 | Public Service Company of New Hampshire | PSNH | NH | 011 | NH | NH | 50080 | 0.15 | 0 | 0 | 0
909 | STEELS POND HYDRO | 909 | STEELS POND HYDRO | HDR | WAT |  | HYDRO (DAILY CYCLE - RUN OF RIVER) | 1984-12-01 | Public Service Company of New Hampshire | PSNH | NH | 011 | NH | NH |  | 0.98 | 0.403 | 0.403 | 0.139
910 | CAMPTON DAM | 910 | CAMPTON DAM | HDR | WAT |  | HYDRO (DAILY CYCLE - RUN OF RIVER) | 1985-12-01 | Public Service Company of New Hampshire | PSNH | NH | 009 | NH | NH |  | 0.47 | 0.095 | 0.095 | 0
911 | KELLEYS FALLS | 911 | KELLEYS FALLS | HDR | WAT |  | HYDRO (DAILY CYCLE - RUN OF RIVER) | 1989-06-01 | Green Mountain Power Corporation | GMP | NH | 011 | NH | NH |  | 0.429 | 0.281 | 0.281 | 0
913 | GOODRICH FALLS | 913 | GOODRICH FALLS | HDR | WAT |  | HYDRO (DAILY CYCLE - RUN OF RIVER) | 1981-06-01 | New Hampshire Electric Cooperative, Inc. | NHEC | NH | 003 | NH | NH |  | 0.5 | 0.116 | 0.116 | 0.042
914 | CHAMBERLAIN FALLS | 914 | CHAMBERLAIN FALLS | HDR | WAT |  | HYDRO (DAILY CYCLE - RUN OF RIVER) | 1983-05-01 | Public Service Company of New Hampshire | PSNH | NH | 011 | NH | NH |  | 0.13 | 0 | 0 | 0
915 | MONADNOCK PAPER MILLS | 915 | MONADNOCK PAPER MILLS | HDR | WAT |  | HYDRO (DAILY CYCLE - RUN OF RIVER) | 1975-06-01 | Public Service Company of New Hampshire | PSNH | NH | 011 | NH | NH |  | 1.95 | 0 | 0 | 0
919 | HOPKINTON HYDRO | 919 | HOPKINTON HYDRO | HDR | WAT |  | HYDRO (DAILY CYCLE - RUN OF RIVER) | 1984-12-01 | Public Service Company of New Hampshire | PSNH | NH | 013 | NH | NH |  | 0.25 | 0.122 | 0.122 | 0.12
922 | NOONE FALLS | 922 | NOONE FALLS | HDR | WAT |  | HYDRO (DAILY CYCLE - RUN OF RIVER) | 1985-01-01 | Public Service Company of New Hampshire | PSNH | NH | 011 | VT | NH |  | 0.15 | 0 | 0 | 0
925 | OTTER LANE HYDRO | 925 | OTTER LANE HYDRO | HDR | WAT |  | HYDRO (DAILY CYCLE - RUN OF RIVER) | 1984-02-01 | Public Service Company of New Hampshire | PSNH | NH | 013 | NH | NH |  | 0.09 | 0.035 | 0.035 | 0
926 | PETERBOROUGH LOWER HYDRO | 926 | PETERBOROUGH LOWER HYDRO | HDR | WAT |  | HYDRO (DAILY CYCLE - RUN OF RIVER) | 1989-02-01 | Public Service Company of New Hampshire | PSNH | NH | 011 | VT | NH |  | 0.28 | 0.116 | 0.116 | 0.036
928 | SALMON BROOK STATION 3 | 928 | SALMON BROOK STATION 3 | HDR | WAT |  | HYDRO (DAILY CYCLE - RUN OF RIVER) | 1985-12-01 | Public Service Company of New Hampshire | PSNH | NH | 013 | NH | NH |  | 0.326 | 0.122 | 0.122 | 0
931 | AVERY DAM | 931 | AVERY DAM | HDR | WAT |  | HYDRO (DAILY CYCLE - RUN OF RIVER) | 1985-12-01 | Public Service Company of New Hampshire | PSNH | NH | 001 | NH | NH |  | 0.479 | 0.174 | 0.174 | 0.165
932 | WATSON DAM | 932 | WATSON DAM | HDR | WAT |  | HYDRO (DAILY CYCLE - RUN OF RIVER) | 1985-01-01 | Public Service Company of New Hampshire | PSNH | NH | 017 | NH | NH |  | 0.25 | 0.16 | 0.16 | 0
933 | WESTON DAM | 933 | WESTON DAM | HDR | WAT |  | HYDRO (DAILY CYCLE - RUN OF RIVER) | 1987-02-01 | Public Service Company of New Hampshire | PSNH | NH | 007 | NH | NH | 1509 | 0.524 | 0.319 | 0.319 | 0.187
935 | SUNNYBROOK HYDRO 2 | 935 | SUNNYBROOK HYDRO 2 | HDR | WAT |  | HYDRO (DAILY CYCLE - RUN OF RIVER) | 1982-12-01 | Public Service Company of New Hampshire | PSNH | NH | 007 | NH | NH |  | 0.05 | 0.013 | 0.013 | 0.008
941 | PETERBOROUGH UPPER HYDRO | 941 | PETERBOROUGH UPPER HYDRO | HDR | WAT |  | HYDRO (DAILY CYCLE - RUN OF RIVER) | 1990-12-01 | Public Service Company of New Hampshire | PSNH | NH | 011 | NH | NH |  | 0.4 | 0.135 | 0.135 | 0.026
943 | FOUR HILLS LANDFILL | 943 | FOUR HILLS LANDFILL | IC | LFG |  | BIO/REFUSE | 1996-04-01 | Public Service Company of New Hampshire | PSNH | NH | 011 | NH | NH |  | 0.8 | 1.341 | 1.341 | 1.984
947 | RIVERDALE MILLS - QF | 947 | RIVERDALE MILLS - QF | HDR | WAT |  | HYDRO (DAILY CYCLE - RUN OF RIVER) | 1985-07-01 | Massachusetts Electric Company | MEC | MA | 027 | RI | SEMA | 50601 | 0.18 | 0 | 0 | 0
948 | PEPPERELL HYDRO COMPANY LLC | 948 | PEPPERELL HYDRO COMPANY LLC | HDR | WAT |  | HYDRO (DAILY CYCLE - RUN OF RIVER) | 1920-01-01 | Power Supply Services, LLC | PSS | MA | 017 | CMA/NEMA | WCMA | 10694 | 1.6 | 0.686 | 0.686 | 0.228
949 | VALLEY HYDRO - QF | 949 | VALLEY HYDRO - QF | HDR | WAT |  | HYDRO (DAILY CYCLE - RUN OF RIVER) | 1984-01-01 | The Narragansett Electric Company | NEC | RI | 003 | RI | RI |  | 0.45 | 0 | 0 | 0
950 | LP ATHOL - QF | 950 | LP ATHOL - QF | HDR | WAT |  | HYDRO (DAILY CYCLE - RUN OF RIVER) | 1931-01-01 | Massachusetts Electric Company | MEC | MA | 027 | CMA/NEMA | WCMA |  | 0.5 | 0.046 | 0.046 | 0
951 | BALTIC MILLS - QF | 951 | BALTIC MILLS - QF | HDR | WAT |  | HYDRO (DAILY CYCLE - RUN OF RIVER) | 1981-02-01 | Sterling Municipal Electric Light Department | SMED | NH | 009 | VT | NH |  | 0.3 | 0 | 0 | 0
953 | ATTLEBORO LANDFILL - QF | 953 | ATTLEBORO LANDFILL - QF | IC | OBG |  | BIO/REFUSE | 1997-11-01 | Massachusetts Electric Company | MEC | MA | 005 | RI | SEMA |  | 1.7 | 0 | 0 | 0
954 | MM LOWELL LANDFILL - QF | 954 | MM LOWELL LANDFILL - QF | IC | LFG |  | BIO/REFUSE | 1997-08-01 | Massachusetts Electric Company | MEC | MA | 017 | CMA/NEMA | WCMA | 55095 | 1.5 | 0 | 0 | 0
957 | HG&E HYDRO/CABOT 1-4 | 957 | HG&E HYDRO CABOT 1-4 | HDR | WAT |  | HYDRO (DAILY CYCLE - RUN OF RIVER) | 1980-01-01 | Holyoke Gas & Electric Department | HGE | MA | 013 | WMA | WCMA | 9864 | 2.675 | 0.009 | 0.009 | 0.703
959 | BARTON 1-4 DIESELS | 959 | BARTON 1-4 DIESELS | IC | DFO |  | OIL INTERNAL COMBUSTION | 1956-07-01 | Vermont Public Power Supply Authority | VPPSA | VT | 019 | NH | VT | 3753 | 4.4 | 0 | 0 | 0
969 | POWDER MILL HYDRO | 969 | POWDER MILL HYDRO | HDR | WAT |  | HYDRO (DAILY CYCLE - RUN OF RIVER) | 1990-02-01 | Massachusetts Municipal Wholesale Electric Company | MMWEC | MA | 027 | WMA | WCMA |  | 0.13 | 0.041 | 0.041 | 0
970 | DUDLEY HYDRO | 970 | DUDLEY HYDRO | HDR | WAT |  | HYDRO (DAILY CYCLE - RUN OF RIVER) | 1987-10-01 | Massachusetts Electric Company | MEC | MA | 027 | WMA | WCMA |  | 0.324 | 0.033 | 0.033 | 0
978 | NEW MILFORD | 978 | NEW MILFORD | IC | OBG | DFO | BIO/REFUSE | 1991-08-01 | Connecticut Light and Power Company, The | CLP | CT | 005 | SWCT | CT | 50564 | 3.2 | 0.981 | 0.981 | 0.951
1005 | DIGHTON POWER LLC | 1005 | BG DIGHTON POWER LLC | CC | NG |  | GAS COMBINED CYCLE | 1999-05-01 | Consolidated Edison Energy, Inc | CEEI | MA | 005 | SEMA | SEMA | 55026 | 170 | 185 | 185 | 160.539
1028 | BUNKER RD #12 GAS TURB | 1028 | BUNKER RD #12 GAS TURB | GT | DFO |  | OIL COMBUSTION (GAS) TURBINE | 2000-04-01 | New England Power Company | NEP | MA | 019 | SEMA | SEMA | 1615 | 3.775 | 0 | 0 | 2.351
1029 | BUNKER RD #13 GAS TURB | 1029 | BUNKER RD #13 GAS TURB | GT | DFO |  | OIL COMBUSTION (GAS) TURBINE | 2000-04-01 | New England Power Company | NEP | MA | 019 | SEMA | SEMA | 1615 | 3.84 | 0 | 0 | 2.806
1030 | OAK BLUFFS | 1030 | OAK BLUFFS | IC | KER |  | OIL INTERNAL COMBUSTION | 1970-01-01 | Genon Energy Management, LLC | MET | MA | 007 | SEMA | SEMA | 1597 | 7.5 | 7.906 | 7.906 | 7.471
1031 | WEST TISBURY | 1031 | WEST TISBURY | IC | KER |  | OIL INTERNAL COMBUSTION | 1975-01-01 | Genon Energy Management, LLC | MET | MA | 007 | SEMA | SEMA | 6049 | 5 | 5.161 | 5.161 | 5.005
1032 | BRIDGEPORT ENERGY 1 | 1032 | BRIDGEPORT ENERGY 1 | CC | NG |  | GAS COMBINED CYCLE | 1998-08-01 | Emera Energy Services Subsidiary No. 5 LLC | EES5 | CT | 001 | SWCT | CT | 55042 | 536.35 | 576.997 | 576.997 | 464.59
1034 | RIVERSIDE 4-7 | 1034 | RIVERSIDE 4-7 | HDR | WAT |  | HYDRO (DAILY CYCLE - RUN OF RIVER) | 1921-01-01 | Holyoke Gas & Electric Department | HGE | MA | 013 | WMA | WCMA | 1607 | 3.392 | 1.183 | 1.183 | 2.157
1035 | RIVERSIDE 8 | 1035 | RIVERSIDE 8 | HDR | WAT |  | HYDRO (DAILY CYCLE - RUN OF RIVER) | 1931-01-01 | Holyoke Gas & Electric Department | HGE | MA | 013 | WMA | WCMA | 1607 | 4.554 | 2.349 | 2.349 | 3.014
1047 | FAIRFAX | 1047 | FAIRFAX | HDR | WAT |  | HYDRO (DAILY CYCLE - RUN OF RIVER) | 1998-09-25 | Green Mountain Power Corporation | GMP | VT | 011 | VT | VT | 3712 | 4.939 | 3.33 | 3.33 | 1.954
1048 | WARE HYDRO | 1048 | WARE HYDRO | HDR | WAT |  | HYDRO (DAILY CYCLE - RUN OF RIVER) | 1984-03-01 | Pioneer Hydro Electric Co., Inc. | PHE | MA | 015 | WMA | WCMA | 50419 | 1.2 | 0.435 | 0.435 | 0.155
1049 | COLLINS HYDRO | 1049 | COLLINS HYDRO | HDR | WAT |  | HYDRO (DAILY CYCLE - RUN OF RIVER) | 1984-12-01 | Ampersand Energy Partners LLC | AMP | MA | 013 | WMA | WCMA | 52166 | 1.3 | 0.478 | 0.478 | 0.296
1050 | CHICOPEE HYDRO | 1050 | CHICOPEE HYDRO | HDR | WAT |  | HYDRO (DAILY CYCLE - RUN OF RIVER) | 1985-05-01 | Chicopee Municipal Lighting Plant | CMLP | MA | 013 | WMA | WCMA | 50832 | 2.6 | 0.758 | 0.758 | 0.424
1054 | BLACKSTONE HYDRO ASSOC | 1054 | BLACKSTONE HYDRO ASSOC | HDR | WAT |  | HYDRO (DAILY CYCLE - RUN OF RIVER) | 1989-01-01 | The Narragansett Electric Company | NEC | RI | 007 | RI | RI | 3245 | 0.75 | 0.266 | 0.266 | 0
1057 | BLACKSTONE HYDRO LOAD REDUCER | 1057 | BLACKSTONE HYDRO LOAD REDUCER | HDR | WAT |  | HYDRO (DAILY CYCLE - RUN OF RIVER) | 1989-01-01 | Vermont Public Power Supply Authority | VPPSA | RI | 007 | RI | RI | 50177 | 2 | 0.404 | 0.404 | 0.294
1059 | BARRE LANDFILL | 1059 | BARRE LANDFILL | IC | LFG |  | BIO/REFUSE | 1996-07-01 | Dominion Energy Generation Marketing, Inc | DEMI-I | MA | 027 | WMA | WCMA | 55776 | 1 | 0.579 | 0.579 | 0.525
1061 | MASCOMA HYDRO | 1061 | MASCOMA HYDRO | HDR | WAT |  | HYDRO (DAILY CYCLE - RUN OF RIVER) | 1989-02-01 | Green Mountain Power Corporation | GMP | NH | 009 | VT | NH | 54471 | 1.338 | 0.501 | 0.501 | 0
1062 | MWRA COSGROVE | 1062 | MWRA COSGROVE | HW | WAT |  | HYDRO (WEEKLY CYCLE) | 1995-10-01 | Massachusetts Electric Company | MEC | MA | 027 | CMA/NEMA | WCMA | 10825 | 3.2 | 0.103 | 0.103 | 0.887
1086 | BERKSHIRE POWER | 1086 | BERKSHIRE POWER | CC | NG |  | GAS COMBINED CYCLE | 2000-06-19 | Shell Energy North America (US), L.P. | SENA | MA | 013 | WMA | WCMA | 55041 | 289 | 246.279 | 246.279 | 229.279
1107 | SAPPI SOMERSET/HINCKLEY | 1107 | SOMERSET | ST | BLQ | WDS | BIO/REFUSE | 1976-01-01 | NextEra Energy Marketing, LLC | FPLP-I | ME | 011 | ME | ME | 50406 | 110.7 | 0 | 0 | 0
1109 | MMWAC | 1109 | MMWAC | ST | MSW |  | BIO/REFUSE | 1992-06-01 | NextEra Energy Marketing, LLC | FPLP-I | ME | 001 | ME | ME | 50035 | 3.1 | 2.061 | 2.061 | 1.724
1113 | BRASSUA HYDRO | 1113 | BRASSUA HYDRO | HDP | WAT |  | HYDRO (DAILY CYCLE - PONDAGE) | 1989-08-01 | Brookfield Energy Marketing, LP | BEMLP | ME | 025 | ME | ME | 10555 | 4.203 | 4.203 | 4.203 | 4.203
1114 | MADISON COMPOSITE | 1114 | MADISON COMPOSITE | HDR | WAT |  | HYDRO (DAILY CYCLE - RUN OF RIVER) | 1984-09-01 | Power Supply Services, LLC | PSS | ME | 025 | ME | ME | 7469 | 13.42 | 16.19 | 16.19 | 11.46
1117 | GREAT WORKS COMPOSITE | 1117 | GREAT WORKS COMPOSITE | HDR | WAT |  | HYDRO (DAILY CYCLE - RUN OF RIVER) | 1984-03-01 | Blackstone Hydro, Inc. | BHI | ME | 031 | SME | ME |  | 0.918 | 0.155 | 0.155 | 0
1119 | KENNEBAGO HYDRO | 1119 | KENNEBAGO HYDRO | HDR | WAT |  | HYDRO (DAILY CYCLE - RUN OF RIVER) | 1988-04-01 | Central Maine Power Company | CMPM-I | ME | 029 | ME | ME |  | 0.9 | 0.415 | 0.415 | 0.213
1122 | CASCADE-DIAMOND-QF | 1122 | CASCADE-DIAMOND-QF | HDR | WAT |  | HYDRO (DAILY CYCLE - RUN OF RIVER) | 1919-12-31 | Massachusetts Electric Company | MEC | MA | 013 | WMA | WCMA |  | 0.872 | 0 | 0 | 0
1165 | CADYS FALLS | 1165 | CADYS FALLS | HDR | WAT |  | HYDRO (DAILY CYCLE - RUN OF RIVER) | 1980-01-01 | Vermont Public Power Supply Authority | VPPSA | VT | 015 | VT | VT | 3765 | 1.1 | 0 | 0 | 0
1166 | MORRISVILLE PLANT #2 | 1166 | MORRISVILLE PLANT #2 | HDR | WAT |  | HYDRO (DAILY CYCLE - RUN OF RIVER) | 1980-01-01 | Vermont Public Power Supply Authority | VPPSA | VT | 015 | VT | VT | 3764 | 1.8 | 0 | 0 | 0
1167 | WOLCOTT HYDRO #1 | 1167 | WOLCOTT HYDRO #1 | HDR | WAT |  | HYDRO (DAILY CYCLE - RUN OF RIVER) | 1937-01-01 | Vermont Public Power Supply Authority | VPPSA | VT | 015 | VT | VT | 6477 | 0.86 | 0 | 0 | 0
1168 | H.K. SANDERS | 1168 | H.K. SANDERS | HW | WAT |  | HYDRO (WEEKLY CYCLE) | 1983-01-01 | Vermont Public Power Supply Authority | VPPSA | VT | 015 | VT | VT | 678 | 2.18 | 1.8 | 1.8 | 0
1185 | STONY BROOK GT1A | 1185 | STONY BROOK GT1A | CC | DFO | NG | GAS/OIL COMBINED CYCLE | 1981-11-01 | Massachusetts Municipal Wholesale Electric Company | MMWEC | MA | 013 | WMA | WCMA | 6081 | 136.1007 | 113.567 | 113.567 | 103.638
1186 | STONY BROOK GT1B | 1186 | STONY BROOK GT1B | CC | DFO | NG | GAS/OIL COMBINED CYCLE | 1981-11-01 | Massachusetts Municipal Wholesale Electric Company | MMWEC | MA | 013 | WMA | WCMA | 6081 | 135.9 | 115.932 | 115.932 | 99.932
1187 | STONY BROOK GT1C | 1187 | STONY BROOK GT1C | CC | DFO | NG | GAS/OIL COMBINED CYCLE | 1981-11-01 | Massachusetts Municipal Wholesale Electric Company | MMWEC | MA | 013 | WMA | WCMA | 6081 | 135.9 | 114.433 | 114.433 | 103.714
1209 | CRRA HARTFORD LANDFILL | 1209 | CRRA HARTFORD LANDFILL | IC | LFG |  | BIO/REFUSE | 1998-08-01 | Connecticut Light and Power Company, The | CLP | CT | 003 | CT | CT | 55163 | 2.853 | 0.803 | 0.803 | 0.744
1210 | MILLENNIUM | 1210 | MILLENNIUM | CC | NG |  | GAS COMBINED CYCLE | 2001-04-06 | Talen Energy Marketing, LLC | EPLU-I | MA | 027 | WMA | WCMA | 55079 | 427.5 | 383.904 | 383.904 | 334.904
1221 | ESSEX DIESELS | 1221 | ESSEX DIESELS | IC | DFO |  | OIL INTERNAL COMBUSTION | 1947-01-01 | Green Mountain Power Corporation | GMP | VT | 007 | VT | VT | 3737 | 6.4 | 7.305 | 7.305 | 7.215
1225 | TANNERY DAM | 1225 | TANNERY DAM | HDR | WAT |  | HYDRO (DAILY CYCLE - RUN OF RIVER) | 2000-04-01 | Massachusetts Electric Company | MEC | MA | 027 | WMA | WCMA | 55924 | 0.099 | 0 | 0 | 0
1226 | TIVERTON POWER | 1226 | TIVERTON POWER | CC | NG |  | GAS COMBINED CYCLE | 2000-08-18 | Emera Energy Services Subsidiary No. 6 LLC | EES6 | RI | 005 | SEMA | RI | 55048 | 273.7 | 297.336 | 297.336 | 265.377
1255 | RUMFORD POWER | 1255 | RUMFORD POWER | CC | NG |  | GAS COMBINED CYCLE | 2000-10-16 | Emera Energy Services Subsidiary No. 7 LLC | EES7 | ME | 017 | ME | ME | 55100 | 272.85 | 269.091 | 269.091 | 244.281
1258 | BHE SMALL HYDRO COMPOSITE | 1258 | BHE SMALL HYDRO COMPOSITE | HDR | WAT |  | HYDRO (DAILY CYCLE - RUN OF RIVER) | 1982-12-01 | Emera Maine | BHEC-I | ME | 021 | BHE | ME |  | 2.81 | 0.63 | 0.63 | 0
1266 | MARSH POWER | 1266 | MARSH POWER | HDR | WAT |  | HYDRO (DAILY CYCLE - RUN OF RIVER) | 1986-02-01 | Christopher M. Anthony | CMA | ME | 027 | BHE | ME | 1469 | 0.4 | 0 | 0 | 0
1267 | SPARHAWK | 1267 | SPARHAWK | HDR | WAT |  | HYDRO (DAILY CYCLE - RUN OF RIVER) | 1985-06-01 | Union Atlantic Electricity | UNION | ME | 005 | SME | ME |  | 0.27 | 0 | 0 | 0
1270 | SYSKO STONY BROOK | 1270 | SYSKO STONY BROOK | HDR | WAT |  | HYDRO (DAILY CYCLE - RUN OF RIVER) | 2000-04-01 | Union Atlantic Electricity | UNION | ME | 017 | ME | ME |  | 0.03 | 0.015 | 0.015 | 0.015
1271 | SYSKO WIGHT BROOK | 1271 | SYSKO WIGHT BROOK | HDR | WAT |  | HYDRO (DAILY CYCLE - RUN OF RIVER) | 1984-01-01 | Union Atlantic Electricity | UNION | ME | 017 | ME | ME |  | 0.03 | 0.017 | 0.017 | 0
1273 | KENNEBEC WATER U5 | 1273 | KENNEBEC WATER U5 | HDR | WAT |  | HYDRO (DAILY CYCLE - RUN OF RIVER) | 1995-03-01 | Messalonskee Stream Hydro, LLC | MESSA | ME | 011 | ME | ME | 54148 | 0.8 | 0 | 0 | 0
1286 | ANP-BLACKSTONE ENERGY 1 | 1286 | ANP-BLACKSTONE ENERGY CO. #1 | CC | NG |  | GAS COMBINED CYCLE | 2001-06-07 | Dynegy Marketing and Trade, LLC | DMT1 | MA | 027 | RI | SEMA | 55212 | 289 | 279.699 | 279.699 | 250.751
1287 | ANP-BLACKSTONE ENERGY 2 | 1287 | ANP-BLACKSTONE ENERGY 2 | CC | NG |  | GAS COMBINED CYCLE | 2001-07-13 | Dynegy Marketing and Trade, LLC | DMT1 | MA | 027 | RI | SEMA | 55212 | 289 | 253.795 | 253.795 | 248.712
1302 | TCPMCMPAGF GEN1 U5 | 1302 | TCPMCMPAGF GEN1 U5 | IC | OBG |  | BIO/REFUSE | 1983-06-01 | Verso Energy Services LLC | VERSO | ME | 007 | ME | ME | 50081 | 65.17 | 0 | 0 | 0
1342 | LAKE ROAD 1 | 1342 | LAKE ROAD 1 | CC | NG |  | GAS COMBINED CYCLE | 2002-03-15 | Dynegy Marketing and Trade, LLC | DMT1 | CT | 015 | CT | CT | 55149 | 289 | 275.98 | 275.98 | 248.682
1343 | LAKE ROAD 2 | 1343 | LAKE ROAD 2 | CC | NG |  | GAS COMBINED CYCLE | 2002-03-15 | Dynegy Marketing and Trade, LLC | DMT1 | CT | 015 | CT | CT | 55149 | 289 | 276.774 | 276.774 | 247.612
1344 | LAKE ROAD 3 | 1344 | LAKE ROAD 3 | CC | NG |  | GAS COMBINED CYCLE | 2002-05-22 | Dynegy Marketing and Trade, LLC | DMT1 | CT | 015 | CT | CT | 55149 | 289 | 278.048 | 278.048 | 255.593
1368 | ROCKY GORGE CORPORATION | 1368 | ROCKY GORGE CORPORATION | HDR | WAT |  | HYDRO (DAILY CYCLE - RUN OF RIVER) | 1984-01-01 | Rocky Gorge Corporation | RGC | ME | 031 | SME | ME |  | 0.55 | 0.287 | 0.287 | 0.082
1376 | WALLINGFORD UNIT 1 | 1376 | PPL WALLINGFORD UNIT 1 | GT | NG |  | GAS COMBUSTION (GAS) TURBINE | 2001-12-31 | Twin Eagle Resource Management, LLC | TERM | CT | 009 | SWCT | CT | 55517 | 60.4996 | 49.181 | 49.181 | 43.473
1377 | WALLINGFORD UNIT 2 | 1377 | PPL WALLINGFORD UNIT 2 | GT | NG |  | GAS COMBUSTION (GAS) TURBINE | 2002-02-07 | Twin Eagle Resource Management, LLC | TERM | CT | 009 | SWCT | CT | 55517 | 60.4996 | 50 | 50 | 44.137
1378 | WALLINGFORD UNIT 3 | 1378 | PPL WALLINGFORD UNIT 3 | GT | NG |  | GAS COMBUSTION (GAS) TURBINE | 2001-12-31 | Twin Eagle Resource Management, LLC | TERM | CT | 009 | SWCT | CT | 55517 | 60.4996 | 48.027 | 48.027 | 41.95
1379 | WALLINGFORD UNIT 4 | 1379 | PPL WALLINGFORD UNIT 4 | GT | NG |  | GAS COMBUSTION (GAS) TURBINE | 2002-01-23 | Twin Eagle Resource Management, LLC | TERM | CT | 009 | SWCT | CT | 55517 | 60.4996 | 48.049 | 48.049 | 43.11
1380 | WALLINGFORD UNIT 5 | 1380 | PPL WALLINGFORD UNIT 5 | GT | NG |  | GAS COMBUSTION (GAS) TURBINE | 2002-02-07 | Twin Eagle Resource Management, LLC | TERM | CT | 009 | SWCT | CT | 55517 | 60.4996 | 50 | 50 | 44.093
1385 | MILFORD POWER 1 | 1385 | Milford Power 1 Incremental | CC | NG |  | GAS COMBINED CYCLE | 2004-02-12 | Dynegy Marketing and Trade, LLC | DMT1 | CT | 009 | SWCT | CT | 55126 | 289 | 295.647 | 295.647 | 274.702
1386 | MILFORD POWER 2 | 1386 | MILFORD POWER 2 | CC | NG |  | GAS COMBINED CYCLE | 2004-05-03 | Dynegy Marketing and Trade, LLC | DMT1 | CT | 009 | SWCT | CT | 55126 | 289 | 289.707 | 289.707 | 269.778
1412 | ANP-BELLINGHAM 1 | 1412 | ANP-BELLINGHAM 1 | CC | NG |  | GAS COMBINED CYCLE | 2002-10-24 | Dynegy Marketing and Trade, LLC | DMT1 | MA | 021 | RI | SEMA | 55211 | 289 | 298.554 | 298.554 | 270.334
1415 | ANP-BELLINGHAM 2 | 1415 | ANP-BELLINGHAM 2 | CC | NG |  | GAS COMBINED CYCLE | 2002-12-28 | Dynegy Marketing and Trade, LLC | DMT1 | MA | 021 | RI | SEMA | 55211 | 289 | 290.252 | 290.252 | 264.922
1432 | GRS-FALL RIVER | 1432 | GRS-FALL RIVER | GT | LFG |  | BIO/REFUSE | 2000-08-01 | Taunton Municipal Lighting Plant | TMLP | MA | 005 | SEMA | SEMA | 55589 | 5.3 | 3.824 | 3.824 | 3.028
1478 | MYSTIC 8 | 1478 | MYSTIC 8 | CC | NG |  | GAS COMBINED CYCLE | 2003-04-13 | Exelon Generation Company, LLC | EXGC | MA | 025 | BOSTON | NEMA | 1588 | 872.3295 | 841.564 | 841.564 | 703.324
1572 | GRANBY SANITARY LANDFILL QF | 1572 | GRANBY SANITARY LANDFILL QF U5 | IC | MSW |  | BIO/REFUSE | 2002-07-12 | Industrial Power Services Corp | IPSC | MA | 015 | WMA | WCMA |  | 5.845 | 1.472 | 1.472 | 0
1616 | MYSTIC 9 | 1616 | MYSTIC 9 | CC | NG |  | GAS COMBINED CYCLE | 2003-06-11 | Exelon Generation Company, LLC | EXGC | MA | 025 | BOSTON | NEMA | 1588 | 872.3295 | 858.463 | 858.463 | 713.9
1630 | RISEP | 1630 | RISEP | CC | NG |  | GAS COMBINED CYCLE | 2002-11-05 | Rhode Island State Energy Center, LP | RISE | RI | 007 | RI | RI | 55107 | 592.644 | 616.356 | 616.356 | 554.656
1649 | EP NEWINGTON ENERGY, LLC | 1649 | EP Newington Energy, LLC | CC | NG | DFO | GAS/OIL COMBINED CYCLE | 2002-09-18 | Essential Power Newington, LLC | EPN | NH | 015 | NH | NH | 55661 | 605.8231 | 631.51 | 631.51 | 564.992
1656 | HULL WIND TURBINE U5 | 1656 | HULL WIND TURBINE U5 | WT | WND |  | WIND TURBINE | 2001-07-01 | Hull Municipal Lighting Plant | HULL | MA | 023 | SEMA | SEMA |  | 0.165 | 0.119 | 0.119 | 0.01
1672 | KENDALL CT | 1672 | KENDALL CT | CC | NG | DFO | GAS/OIL COMBINED CYCLE | 2002-12-18 | Kendall Green Energy LLC | KENDALL | MA | 017 | BOSTON | NEMA | 1595 | 186.15 | 180.641 | 180.641 | 170.277
1693 | WEST SPRINGFIELD GT-1 | 1693 | WEST SPRINGFIELD GT-1 | GT | NG | DFO | GAS/OIL COMBUSTION (GAS) TURBINE | 2002-06-07 | Essential Power Massachusetts, LLC | NAEA-EM | MA | 013 | WMA | WCMA | 1642 | 60.4996 | 48 | 48 | 39.143
1694 | WEST SPRINGFIELD GT-2 | 1694 | WEST SPRINGFIELD GT-2 | GT | NG | DFO | GAS/OIL COMBUSTION (GAS) TURBINE | 2002-06-07 | Essential Power Massachusetts, LLC | NAEA-EM | MA | 013 | WMA | WCMA | 1642 | 60.4996 | 48 | 48 | 39.745
1720 | MIDDLEBURY LOWER | 1720 | MIDDLEBURY LOWER | HDR | WAT |  | HYDRO (DAILY CYCLE - RUN OF RIVER) | 2002-05-01 | Green Mountain Power Corporation | GMP | VT | 001 | VT | VT | 3716 | 2.345 | 1.035 | 1.035 | 0.558
2278 | BARKER LOWER HYDRO | 2278 | BARKER LOWER HYDRO | HDR | WAT |  | HYDRO (DAILY CYCLE - RUN OF RIVER) | 1980-04-01 | Vermont Public Power Supply Authority | VPPSA | ME | 001 | ME | ME | 10728 | 1.6 | 0.918 | 0.918 | 0
2279 | BARKER UPPER HYDRO | 2279 | BARKER UPPER HYDRO | HDR | WAT |  | HYDRO (DAILY CYCLE - RUN OF RIVER) | 1987-07-01 | Vermont Public Power Supply Authority | VPPSA | ME | 001 | ME | ME | 52171 | 1.262 | 0.667 | 0.667 | 0.063
2280 | BENTON FALLS HYDRO | 2280 | BENTON FALLS HYDRO | HDR | WAT |  | HYDRO (DAILY CYCLE - RUN OF RIVER) | 1987-12-01 | Littleton Electric Light & Water Department | LELWD | ME | 011 | ME | ME | 10523 | 4.355 | 0.659 | 0.659 | 0.241
2281 | BROWNS MILL HYDRO | 2281 | BROWNS MILL HYDRO | HDR | WAT |  | HYDRO (DAILY CYCLE - RUN OF RIVER) | 1983-07-01 | Vermont Public Power Supply Authority | VPPSA | ME | 021 | ME | ME | 50688 | 0.65 | 0.37 | 0.37 | 0
2282 | DAMARISCOTTA HYDRO | 2282 | DAMARISCOTTA HYDRO | HDR | WAT |  | HYDRO (DAILY CYCLE - RUN OF RIVER) | 1984-03-01 | Blackstone Hydro, Inc. | BHI | ME | 015 | ME | ME | 2282 | 0.55 | 0.297 | 0.297 | 0
2283 | EUSTIS HYDRO | 2283 | EUSTIS HYDRO | HDR | WAT |  | HYDRO (DAILY CYCLE - RUN OF RIVER) | 1984-03-01 | Blackstone Hydro, Inc. | BHI | ME | 007 | ME | ME | 50688 | 0.31 | 0.165 | 0.165 | 0.096
2284 | GARDINER HYDRO | 2284 | GARDINER HYDRO | HDR | WAT |  | HYDRO (DAILY CYCLE - RUN OF RIVER) | 1983-07-01 | Vermont Public Power Supply Authority | VPPSA | ME | 011 | ME | ME | 50688 | 1.15 | 0.971 | 0.971 | 0
2285 | GREENVILLE HYDRO | 2285 | GREENVILLE HYDRO | HDR | WAT |  | HYDRO (DAILY CYCLE - RUN OF RIVER) | 1984-03-01 | Blackstone Hydro, Inc. | BHI | ME | 021 | ME | ME | 50688 | 0.55 | 0.242 | 0.242 | 0
2286 | HACKETT MILLS HYDRO | 2286 | HACKETT MILLS HYDRO | HDR | WAT |  | HYDRO (DAILY CYCLE - RUN OF RIVER) | 1985-12-01 | Power Supply Services, LLC | PSS | ME | 001 | ME | ME | 2286 | 0.5 | 0.237 | 0.237 | 0
2287 | MECHANIC FALLS HYDRO | 2287 | MECHANIC FALLS HYDRO | HDR | WAT |  | HYDRO (DAILY CYCLE - RUN OF RIVER) | 1984-11-01 | Blackstone Hydro, Inc. | BHI | ME | 001 | ME | ME | 2287 | 1.05 | 0.406 | 0.406 | 0
2288 | NORWAY HYDRO | 2288 | NORWAY HYDRO | HDR | WAT |  | HYDRO (DAILY CYCLE - RUN OF RIVER) | 1985-05-01 | Blackstone Hydro, Inc. | BHI | ME | 017 | ME | ME | 50688 | 0.35 | 0.045 | 0.045 | 0
2290 | PITTSFIELD HYDRO | 2290 | PITTSFIELD HYDRO | HDR | WAT |  | HYDRO (DAILY CYCLE - RUN OF RIVER) | 1984-03-01 | Vermont Public Power Supply Authority | VPPSA | ME | 025 | ME | ME | 2290 | 1 | 0.644 | 0.644 | 0
2292 | YORK HYDRO | 2292 | YORK HYDRO | HDR | WAT |  | HYDRO (DAILY CYCLE - RUN OF RIVER) | 1984-03-01 | Blackstone Hydro, Inc. | BHI | ME | 031 | SME | ME | 50688 | 1.2 | 0.758 | 0.758 | 0
2425 | SPRINGFIELD REFUSE-NEW | 2425 | SPRINGFIELD REFUSE-NEW | ST | MSW |  | BIO/REFUSE | 1988-09-01 | Covanta Energy Marketing, LLC | CEM | MA | 013 | WMA | WCMA | 50273 | 10.3693 | 5.399 | 5.399 | 4.463
2426 | HYDRO KENNEBEC | 2426 | Hydro Kennebec | HDR | WAT |  | HYDRO (DAILY CYCLE - RUN OF RIVER) | 1989-03-01 | Brookfield Energy Marketing, LP | BEMLP | ME | 011 | ME | ME | 54148 | 16.2925 | 7.597 | 7.597 | 6.866
2430 | BELDENS-NEW | 2430 | BELDENS-NEW | HDR | WAT |  | HYDRO (DAILY CYCLE - RUN OF RIVER) | 1980-01-01 | Green Mountain Power Corporation | GMP | VT | 001 | VT | VT | 6451 | 4.68 | 1.71 | 1.71 | 0.864
2431 | DODGE FALLS-NEW | 2431 | DODGE FALLS-NEW | HDR | WAT |  | HYDRO (DAILY CYCLE - RUN OF RIVER) | 1990-11-01 | Vermont Electric Power Company, Inc. | VELCO | NH | 009 | VT | VT | 10526 | 5.0004 | 4.111 | 4.111 | 1.659
2432 | HUNTINGTON FALLS-NEW | 2432 | HUNTINGTON FALLS-NEW | HDR | WAT |  | HYDRO (DAILY CYCLE - RUN OF RIVER) | 1988-11-01 | Green Mountain Power Corporation | GMP | VT | 001 | VT | VT | 50713 | 4.4 | 0 | 0 | 1.708
2433 | RYEGATE 1-NEW | 2433 | RYEGATE 1-NEW | ST | WDS |  | BIO/REFUSE | 1992-11-01 | Vermont Electric Power Company, Inc. | VELCO | VT | 005 | NH | VT | 51026 | 21.5849 | 19.94 | 19.94 | 19.98
2434 | GORGE 18 HYDRO-NEW | 2434 | GORGE 18 HYDRO-NEW | HDR | WAT |  | HYDRO (DAILY CYCLE - RUN OF RIVER) | 1928-01-01 | Green Mountain Power Corporation | GMP | VT | 007 | VT | VT | 6475 | 3.52 | 1.883 | 1.883 | 0.882
2435 | VERGENNES HYDRO-NEW | 2435 | VERGENNES HYDRO-NEW | HDR | WAT |  | HYDRO (DAILY CYCLE - RUN OF RIVER) | 1912-01-01 | Green Mountain Power Corporation | GMP | VT | 001 | VT | VT | 6519 | 1.68 | 1.306 | 1.306 | 1.14
2439 | BROCKWAY MILLS U5 | 2439 | BROCKWAY MILLS U5 | HDR | WAT |  | HYDRO (DAILY CYCLE - RUN OF RIVER) | 2003-03-01 | Green Mountain Power Corporation | GMP | VT | 025 | VT | VT |  | 0.89 | 0 | 0 | 0
2462 | PLAINVILLE GEN QF U5 | 2462 | PLAINVILLE GEN QF U5 | IC | OBG |  | BIO/REFUSE | 2003-03-24 | Massachusetts Electric Company | MEC | MA | 021 | RI | SEMA |  | 10.68 | 1.731 | 1.731 | 1.562
2466 | CHERRY 7 | 2466 | CHERRY 7 | IC | DFO |  | OIL INTERNAL COMBUSTION | 1951-01-01 | Hudson Light & Power Department | HLPD | MA | 017 | CMA/NEMA | WCMA | 9038 | 3.2 | 2.7 | 2.7 | 2.5
2467 | CHERRY 8 | 2467 | CHERRY 8 | IC | DFO |  | OIL INTERNAL COMBUSTION | 1951-01-01 | Hudson Light & Power Department | HLPD | MA | 017 | CMA/NEMA | WCMA | 9038 | 4.1 | 3.4 | 3.4 | 3.4
2468 | CHERRY 10 | 2468 | CHERRY 10 | IC | DFO |  | OIL INTERNAL COMBUSTION | 1951-01-01 | Hudson Light & Power Department | HLPD | MA | 017 | CMA/NEMA | WCMA | 9038 | 2.2 | 1.9 | 1.9 | 1.9
2469 | CHERRY 11 | 2469 | CHERRY 11 | IC | DFO |  | OIL INTERNAL COMBUSTION | 1951-01-01 | Hudson Light & Power Department | HLPD | MA | 017 | CMA/NEMA | WCMA | 9038 | 2.2 | 1.9 | 1.9 | 1.9
2470 | CHERRY 12 | 2470 | CHERRY 12 | IC | DFO |  | OIL INTERNAL COMBUSTION | 1951-01-01 | Hudson Light & Power Department | HLPD | MA | 017 | CMA/NEMA | WCMA | 9038 | 14 | 4.999 | 4.999 | 4.999
10347 | KENDALL STEAM 1 | 37040 | KENDALL STEAM | CC | NG |  | GAS COMBINED CYCLE | 1950-01-01 | Kendall Green Energy LLC | KENDALL | MA | 017 | BOSTON | NEMA | 1595 | 15 | 0 | 0 | 0
10348 | KENDALL STEAM 2 | 37040 | KENDALL STEAM | CC | NG |  | GAS COMBINED CYCLE | 1950-01-01 | Kendall Green Energy LLC | KENDALL | MA | 017 | BOSTON | NEMA | 1595 | 20 | 0 | 0 | 0
10349 | KENDALL STEAM 3 | 37040 | KENDALL STEAM | CC | NG |  | GAS COMBINED CYCLE | 1950-01-01 | Kendall Green Energy LLC | KENDALL | MA | 017 | BOSTON | NEMA | 1595 | 23.46 | 21.967 | 21.967 | 21.025
10401 | CELLEY MILL U5 | 10401 | CELLEY MILL U5 | HDR | WAT |  | HYDRO (DAILY CYCLE - RUN OF RIVER) | 1984-12-01 | Public Service Company of New Hampshire | PSNH | NH | 009 | NH | NH |  | 0.1 | 0.066 | 0.066 | 0
10402 | PETTYBORO HYDRO U5 | 10402 | PETTYBORO HYDRO U5 | HDR | WAT |  | HYDRO (DAILY CYCLE - RUN OF RIVER) | 1999-05-09 | Public Service Company of New Hampshire | PSNH | NH | 009 | NH | NH |  | 0.06 | 0 | 0 | 0
10403 | EASTMAN BROOK U5 | 10403 | EASTMAN BROOK U5 | HDR | WAT |  | HYDRO (DAILY CYCLE - RUN OF RIVER) | 1985-06-01 | Public Service Company of New Hampshire | PSNH | NH | 009 | NH | NH |  | 0.3 | 0.015 | 0.015 | 0
10406 | LOWER VALLEY HYDRO U5 | 10406 | LOWER VALLEY HYDRO U5 | HDR | WAT |  | HYDRO (DAILY CYCLE - RUN OF RIVER) | 2004-03-01 | Green Mountain Power Corporation | GMP | NH | 019 | NH | NH |  | 0.882 | 0.305 | 0.305 | 0.165
10407 | WOODSVILLE HYDRO U5 | 10407 | WOODSVILLE HYDRO U5 | HDR | WAT |  | HYDRO (DAILY CYCLE - RUN OF RIVER) | 1987-03-01 | Green Mountain Power Corporation | GMP | NH | 019 | NH | NH |  | 0.3 | 0 | 0 | 0
10409 | SWEETWATER HYDRO U5 | 10409 | SWEETWATER HYDRO U5 | HDR | WAT |  | HYDRO (DAILY CYCLE - RUN OF RIVER) | 2004-03-01 | Green Mountain Power Corporation | GMP | NH | 019 | NH | NH |  | 0.779 | 0.29 | 0.29 | 0.143
10424 | GREAT LAKES - BERLIN | 10424 | Great Lakes - Berlin Incremental | HDR | WAT |  | HYDRO (DAILY CYCLE - RUN OF RIVER) | 2004-06-22 | Brookfield Energy Marketing, LP | BEMLP | NH | 007 | NH | NH | 54639 | 30.4 | 10.152 | 10.152 | 4.524
10615 | BLUE SPRUCE FARM | 10615 | BLUE SPRUCE FARM U5 | IC | OBG |  | BIO/REFUSE | 2004-11-01 | Green Mountain Power Corporation | GMP | VT | 021 | VT | VT |  | 0.98 | 0.375 | 0.375 | 0.354
10770 | WEST SPRINGFIELD HYDRO U5 | 10770 | WEST SPRINGFIELD HYDRO U5 | HDR | WAT |  | HYDRO (DAILY CYCLE - RUN OF RIVER) | 2005-01-10 | Littleton Electric Light & Water Department | LELWD | MA | 013 | WMA | WCMA |  | 1.25 | 0.77 | 0.77 | 0.21
10801 | COVENTRY CLEAN ENERGY | 10801 | COVENTRY CLEAN ENERGY | IC | LFG |  | BIO/REFUSE | 2005-02-01 | Vermont Public Power Supply Authority | VPPSA | VT | 019 | NH | VT |  | 6.2 | 3.687 | 3.687 | 3.466
10880 | GE LYNN EXCESS REPLACEMENT | 10880 | GE LYNN EXCESS REPLACEMENT | GT | DFO | NG | GAS/OIL COMBUSTION (GAS) TURBINE | 2005-10-11 | Constellation NewEnergy, Inc. | CNE | MA | 009 | BOSTON | NEMA | 10029 | 35.6 | 0 | 0 | 0
10959 | RRIG EXPANSION PHASE 2 | 10959 | RRIG EXPANSION PHASE 2 | IC | LFG |  | BIO/REFUSE | 2005-06-01 | Rhode Island Engine Genco, LLC | RRIG | RI | 007 | RI | RI | 50365 | 6.4 | 0 | 0 | 0
10998 | MASSINNOVATION FITCHBURG | 10998 | MASSINNOVATION FITCHBURG | PV | SUN |  | PHOTOVOLTAIC | 2005-08-01 | Fitchburg Gas & Electric Light Company | FGE | MA | 027 | WMA | WCMA |  | 3.027 | 0 | 0 | 0
11052 | GRTR NEW BEDFORD LFG UTIL PROJ | 11052 | GRTR NEW BEDFORD LFG UTIL PROJ | IC | LFG |  | BIO/REFUSE | 2005-08-15 | Commonwealth Resource Management Corporation | CRMC | MA | 005 | SEMA | SEMA |  | 3.3 | 2.381 | 2.381 | 2.014
11126 | NORTH HARTLAND HYDRO | 11126 | NORTH HARTLAND HYDRO | HDR | WAT |  | HYDRO (DAILY CYCLE - RUN OF RIVER) | 2006-09-27 | Green Mountain Power Corporation | GMP | VT | 027 | VT | VT |  | 4.922 | 1.459 | 1.459 | 0.575
11408 | HULL WIND TURBINE II | 11408 | HULL WIND TURBINE II | WT | WND |  | WIND TURBINE | 2005-09-27 | Hull Municipal Lighting Plant | HULL | MA | 023 | SEMA | SEMA | 56800 | 1.8 | 0.248 | 0.248 | 0.01
11424 | RUMFORD FALLS | 11424 | RUMFORD FALLS | HDR | WAT |  | HYDRO (DAILY CYCLE - RUN OF RIVER) | 2006-07-06 | Brookfield Energy Marketing, LP | BEMLP | ME | 017 | ME | ME | 10493 | 44.175 | 32.19 | 32.19 | 27.504
11827 | PORTSMOUTH ABBEY WIND QF |  | No Resource (1) | WT | WND |  | WIND TURBINE | 2006-07-25 | The Narragansett Electric Company | NEC | RI | 005 | SEMA | RI |  | 0.66 | 0 | 0 | 0
11842 | WATERSIDE POWER | 11842 | WATERSIDE POWER | GT | DFO |  | OIL COMBUSTION (GAS) TURBINE | 2004-05-01 | Waterside Power, LLC | WATERSIDE | CT | 001 | NOR | CT | 56189 | 63.75 | 71.557 | 71.557 | 68.964
11889 | IBEW LOCAL 99 SOLAR QF |  | No Resource (1) | PV | SUN |  | PHOTOVOLTAIC | 2006-09-01 | The Narragansett Electric Company | NEC | RI | 007 | RI | RI |  | 0.05 | 0 | 0 | 0
11925 | BROCKTON BRIGHTFIELDS | 11925 | BROCKTON BRIGHTFIELDS | PV | SUN |  | PHOTOVOLTAIC | 2006-09-18 | Exelon Generation Company, LLC | EXGC | MA | 023 | SEMA | SEMA |  | 0.425 | 0 | 0 | 0.138
12108 | FIEC DIESEL | 12108 | FIEC DIESEL | IC | DFO |  | OIL INTERNAL COMBUSTION | 2006-12-01 | Vermont Public Power Supply Authority | VPPSA | ME | 013 | ME | ME |  | 2 | 1.563 | 1.563 | 1.54
12180 | BERKSHIRE COW POWER | 12180 | BERKSHIRE COW POWER | IC | OBG |  | BIO/REFUSE | 2006-12-06 | Vermont Electric Cooperative, Inc. | VEC | VT | 011 | VT | VT |  | 0.6 | 0.467 | 0.467 | 0.366
12274 | GREEN MOUNTAIN DAIRY | 12274 | GREEN MOUNTAIN DAIRY | IC | OBG |  | BIO/REFUSE | 2007-02-01 | Green Mountain Power Corporation | GMP | VT | 011 | VT | VT |  | 0.371 | 0.225 | 0.225 | 0.219
12323 | COVENTRY CLEAN ENERGY #4 | 12323 | COVENTRY CLEAN ENERGY #4 | IC | LFG |  | BIO/REFUSE | 2007-01-20 | Vermont Public Power Supply Authority | VPPSA | VT | 019 | NH | VT |  | 3.233 | 2.742 | 2.742 | 2.604
12504 | DEVON 15 | 12504 | Devon 15-18 | GT | KER | NG | OIL COMBUSTION (GAS) TURBINE | 2010-07-12 | GenConn Energy LLC | GCE | CT | 009 | SWCT | CT | 57070 | 60.4996 | 49.2 | 49.2 | 46.889
12505 | MIDDLETOWN 12 | 12505 | Middletown 12-15 | GT | KER | NG | OIL COMBUSTION (GAS) TURBINE | 2011-06-24 | GenConn Energy LLC | GCE | CT | 007 | CT | CT | 57068 | 60.4996 | 49.2 | 49.2 | 46.9
12509 | UNH POWER PLANT | 12509 | UNH Power Plant | GT | LFG |  | BIO/REFUSE | 2009-10-20 | Public Service Company of New Hampshire | PSNH | NH | 017 | NH | NH | 58180 | 4.956 | 4.378 | 4.378 | 3.008
12510 | SWANTON GT-1 | 12510 | Swanton Gas Turbine 1 | GT | DFO |  | OIL COMBUSTION (GAS) TURBINE | 2010-02-12 | Vermont Public Power Supply Authority | VPPSA | VT | 011 | VT | VT |  | 28.8 | 23.954 | 23.954 | 19.304
12511 | SWANTON GT-2 | 12511 | Swanton Gas Turbine 2 | GT | DFO |  | OIL COMBUSTION (GAS) TURBINE | 2010-05-24 | Vermont Public Power Supply Authority | VPPSA | VT | 011 | VT | VT |  | 28.8 | 23.839 | 23.839 | 19.292
12529 | HOOSAC WIND | 38475 | Hoosac Wind Project | WT | WND |  | WIND TURBINE | 2012-12-27 | Avangrid Renewables, LLC | PPMI | MA | 003 | WMA | WCMA | 57380 | 28.5003 | 10.744 | 10.744 | 5.156
12530 | SHEFFIELD WIND PLANT | 12530 | Sheffield Wind Farm | WT | WND |  | WIND TURBINE | 2011-10-19 | Vermont Wind LLC | VTWIND | VT | 005 | VT | VT | 57080 | 38 | 10.2 | 10.2 | 2.795
12551 | KIBBY WIND POWER | 12551 | Kibby Wind Power | WT | WND |  | WIND TURBINE | 2009-09-16 | Boston Energy Trading and Marketing LLC | EMMT-I | ME | 007 | ME | ME | 56829 | 143.616 | 31.895 | 31.895 | 20.115
12564 | WATERBURY GENERATION FACILITY | 12564 | Waterbury Generation Facility | GT | NG | DFO | GAS/OIL COMBUSTION (GAS) TURBINE | 2009-05-21 | Waterbury Generation LLC | WATERBURY | CT | 009 | SWCT | CT | 56629 | 108.1897 | 98.749 | 98.749 | 93.079
13515 | PIERCE STATION | 12526 | Pierce | GT | NG | DFO | GAS/OIL COMBUSTION (GAS) TURBINE | 2007-10-01 | Connecticut Municipal Electric Energy Cooperative | CMEEC | CT | 009 | SWCT | CT | 6635 | 100.985 | 94.5 | 94.5 | 74.085
13669 | EAST WINDSOR NORCAP LFG PLANT | 13669 | Manchester Methane LLC East Windsor Facility | IC | LFG |  | BIO/REFUSE | 2007-05-07 | Manchester Methane, LLC | MMLLC | CT | 003 | CT | CT |  | 2.835 | 0 | 0 | 0
13673 | MATEP (DIESEL) | 13673 | MATEP (DIESEL) | IC | DFO |  | OIL INTERNAL COMBUSTION | 2007-06-28 | MATEP, LLC | MATEP | MA | 025 | BOSTON | NEMA | 10883 | 20.25 | 17.46 | 17.46 | 16.03
13675 | MATEP (COMBINED CYCLE) | 13675 | MATEP (COMBINED CYCLE) | CC | NG | DFO | GAS/OIL COMBINED CYCLE | 2007-06-28 | MATEP, LLC | MATEP | MA | 025 | BOSTON | NEMA | 10883 | 67.6345 | 46.785 | 46.785 | 54.075
13703 | VERSO COGEN 1 | 13703 | Verso VCG1 | GT | NG | DFO | GAS/OIL COMBUSTION (GAS) TURBINE | 2000-12-28 | Verso Energy Services LLC | VERSO | ME | 007 | ME | ME | 55031 | 61.92 | 53.76 | 53.76 | 42.606
13704 | VERSO COGEN 2 | 13704 | Verso VCG2 | GT | NG | DFO | GAS/OIL COMBUSTION (GAS) TURBINE | 2000-12-28 | Verso Energy Services LLC | VERSO | ME | 007 | ME | ME | 55031 | 61.92 | 56.333 | 56.333 | 43.475
13705 | VERSO COGEN 3 | 13705 | Verso VCG3 | GT | NG | DFO | GAS/OIL COMBUSTION (GAS) TURBINE | 2000-12-28 | Verso Energy Services LLC | VERSO | ME | 007 | ME | ME | 55031 | 61.92 | 54.668 | 54.668 | 41.752
13933 | JIMINY PEAK WIND QF |  | No Resource (1) | WT | WND |  | WIND TURBINE | 2007-07-01 | Massachusetts Electric Company | MEC | MA | 003 | WMA | WCMA |  | 1.5 | 0.144 | 0.144 | 0
13975 | CORRIVEAU HYDROELECTRIC LLC | 13975 | Corriveau Hydroelectric LLC | HDR | WAT |  | HYDRO (DAILY CYCLE - RUN OF RIVER) | 2007-08-10 | Union Atlantic Electricity | UNION | ME | 017 | ME | ME |  | 0.35 | 0 | 0 | 0
14087 | MAT3 | 14087 | MAT3 | IC | DFO |  | OIL INTERNAL COMBUSTION | 2007-12-11 | MATEP, LLC | MATEP | MA | 025 | BOSTON | NEMA | 10883 | 20.25 | 18 | 18 | 16.99
14098 | FITCHBURG LANDFILL | 35485 | Fitchburg-FCA-5 | IC | LFG |  | BIO/REFUSE | 2007-08-16 | Vermont Public Power Supply Authority | VPPSA | MA | 027 | WMA | WCMA | 56527 | 4.581 | 4.35 | 4.35 | 4.417
14134 | MONTAGNE FARM | 14134 | MONTAGNE FARM | IC | LFG |  | BIO/REFUSE | 2007-09-17 | Green Mountain Power Corporation | GMP | VT | 011 | VT | VT |  | 0.277 | 0 | 0 | 0
14157 | COS COB 13 | 12524 | Cos Cob 13&14 | GT | KER |  | OIL COMBUSTION (GAS) TURBINE | 2008-05-29 | NRG Power Marketing LLC | NRGPM | CT | 001 | NOR | CT | 542 | 18.5938 | 22.852 | 22.852 | 19.053
14158 | COS COB 14 | 12524 | Cos Cob 13&14 | GT | KER |  | OIL COMBUSTION (GAS) TURBINE | 2008-05-29 | NRG Power Marketing LLC | NRGPM | CT | 001 | NOR | CT | 542 | 18.5938 | 22.602 | 22.602 | 19.209
14177 | WESTBROOK ENERGY CENTER G1 | 1345 | WESTBROOK | CC | NG |  | GAS COMBINED CYCLE | 2001-04-13 | Calpine Energy Services, LP | CALP | ME | 005 | SME | ME | 55294 | 276.5475 | 284.352 | 284.352 | 264.11
14178 | WESTBROOK ENERGY CENTER G2 | 1345 | WESTBROOK | CC | NG |  | GAS COMBINED CYCLE | 2001-04-13 | Calpine Energy Services, LP | CALP | ME | 005 | SME | ME | 55294 | 276.5475 | 286.113 | 286.113 | 264.11
14211 | INDECK ALEXANDRIA | 1631 | Indeck-Energy Alexandria, LLC | ST | WDS |  | BIO/REFUSE | 2008-11-06 | Indeck Energy-Alexandria, L.L.C. | IEA | NH | 009 | NH | NH |  | 17.9759 | 15.049 | 15.049 | 0
14217 | NORTHFIELD MOUNTAIN 1 | 14217 | NORTHFIELD MOUNTAIN 1 | PS | WAT |  | HYDRO (PUMPED STORAGE) | 1972-11-30 | FirstLight Power Resources Management, LLC | NEL1 | MA | 011 | WMA | WCMA | 547 | 267.9 | 293.5 | 293.5 | 293.5
14218 | NORTHFIELD MOUNTAIN 2 | 14218 | NORTHFIELD MOUNTAIN 2 | PS | WAT |  | HYDRO (PUMPED STORAGE) | 1972-11-30 | FirstLight Power Resources Management, LLC | NEL1 | MA | 011 | WMA | WCMA | 547 | 291.65 | 293.5 | 293.5 | 293.5
14219 | NORTHFIELD MOUNTAIN 3 | 14219 | NORTHFIELD MOUNTAIN 3 | PS | WAT |  | HYDRO (PUMPED STORAGE) | 1972-11-30 | FirstLight Power Resources Management, LLC | NEL1 | MA | 011 | WMA | WCMA | 547 | 291.65 | 292 | 292 | 292
14220 | NORTHFIELD MOUNTAIN 4 | 14220 | NORTHFIELD MOUNTAIN 4 | PS | WAT |  | HYDRO (PUMPED STORAGE) | 1972-11-30 | FirstLight Power Resources Management, LLC | NEL1 | MA | 011 | WMA | WCMA | 547 | 291.65 | 293.5 | 293.5 | 293.395
14271 | AMERESCO NORTHAMPTON | 14271 | Ameresco Northampton | IC | LFG |  | BIO/REFUSE | 2007-11-01 | Boston Energy Trading and Marketing LLC | EMMT-I | MA | 015 | WMA | WCMA |  | 0.8 | 0.669 | 0.669 | 0.463
14595 | GRANITE RELIABLE POWER, LLC | 14595 | Granite Reliable Power | WT | WND |  | WIND TURBINE | 2012-02-15 | Granite Reliable Power, LLC | GRP | NH | 007 | NH | NH | 58004 | 103.372 | 23.04 | 23.04 | 14.694
14610 | PRINCETON WIND FARM PROJECT | 14610 | Princeton Wind Farm Project | WT | WND |  | WIND TURBINE | 2009-09-01 | Princeton Municipal Light Department | PMLD | MA | 027 | WMA | WCMA | 7501 | 3 | 0.504 | 0.504 | 0.208
14614 | KLEEN ENERGY | 14614 | Kleen Energy | CC | NG | DFO | GAS/OIL COMBINED CYCLE | 2011-07-12 | Tenaska Power Services Co. | TPS | CT | 007 | CT | CT | 56798 | 589 | 620 | 620 | 620
14623 | VALLEY HYDRO (STATION NO. 5) | 14623 | Valley Hydro (Station No. 5) | HDR | WAT |  | HYDRO (DAILY CYCLE - RUN OF RIVER) | 2008-04-01 | Holyoke Gas & Electric Department | HGE | MA | 013 | WMA | WCMA |  | 0.749 | 0 | 0 | 0.586
14652 | TEMPLETON WIND TURBINE | 14652 | Templeton Wind Turbine | WT | WND |  | WIND TURBINE | 2011-05-18 | Massachusetts Municipal Wholesale Electric Company | MMWEC | MA | 027 | WMA | WCMA |  | 1.5 | 0.176 | 0.176 | 0.095
14665 | RECORD HILL WIND | 14665 | Record Hill Wind | WT | WND |  | WIND TURBINE | 2012-01-31 | Record Hill Wind LLC | RHW | ME | 017 | ME | ME | 57568 | 44.022 | 11.949 | 11.949 | 6.358
14695 | ORONO |  | No Resource (1) | HDR | WAT |  | HYDRO (DAILY CYCLE - RUN OF RIVER) | 2008-12-29 | Black Bear Hydro Partners, LLC | BBHP | ME | 019 | BHE | ME | 57184 | 2.623 | 1.169 | 1.169 | 0.097
14707 | COVANTA HAVERHILL - LF GAS | 12553 | Covanta Haverhill Landfill Gas Engine | IC | LFG |  | BIO/REFUSE | 2007-12-05 | Covanta Haverhill Associates | CHA | MA | 009 | BOSTON | NEMA | 50661 | 1.603 | 0.941 | 0.941 | 1.04
14767 | PINE TREE LFGTE |  | No Resource (1) | IC | LFG |  | BIO/REFUSE | 2008-01-01 | NextEra Energy Marketing, LLC | FPLP-I | ME | 019 | BHE | ME |  | 2.893 | 0 | 0 | 0
14801 | CABOT | 766 | CABOT TURNERS FALLS | HDP | WAT |  | HYDRO (DAILY CYCLE - PONDAGE) | 1905-01-01 | FirstLight Power Resources Management, LLC | NEL1 | MA | 011 | WMA | WCMA | 1629 | 61.92 | 61.8 | 61.8 | 61.8
14808 | TURNERSFALLS | 766 | CABOT TURNERS FALLS | HDP | WAT |  | HYDRO (DAILY CYCLE - PONDAGE) | 1905-01-01 | FirstLight Power Resources Management, LLC | NEL1 | MA | 011 | WMA | WCMA | 6388 | 6.4 | 6.4 | 6.4 | 6.4
14816 | NORDEN 1 | 16688 | Nor1 | IC | DFO |  | OIL INTERNAL COMBUSTION | 2009-02-26 | Connecticut Municipal Electric Energy Cooperative | CMEEC | CT | 001 | NOR | CT | 57689 | 2.0529 | 1.76 | 1.76 | 1.789
14817 | NORDEN 2 | 16750 | Norden #2 | IC | DFO |  | OIL INTERNAL COMBUSTION | 2009-02-26 | Connecticut Municipal Electric Energy Cooperative | CMEEC | CT | 001 | NOR | CT | 57689 | 2.0529 | 1.765 | 1.765 | 1.948
14818 | NORDEN 3 | 16752 | Norden #3 | IC | DFO |  | OIL INTERNAL COMBUSTION | 2009-02-26 | Connecticut Municipal Electric Energy Cooperative | CMEEC | CT | 001 | NOR | CT | 57689 | 2.0529 | 1.753 | 1.753 | 1.942
14823 | NORWICH WWTP | 38760 | Norwich WWT | IC | DFO |  | OIL INTERNAL COMBUSTION | 2008-05-29 | Connecticut Municipal Electric Energy Cooperative | CMEEC | CT | 011 | CT | CT | 57624 | 2.25 | 2 | 2 | 2
14925 | ICE HOUSE PARTNERS INC. |  | No Resource (1) | HDR | WAT |  | HYDRO (DAILY CYCLE - RUN OF RIVER) | 2008-04-01 | Littleton Electric Light & Water Department | LELWD | MA | 017 | CMA/NEMA | WCMA |  | 0.221 | 0.114 | 0.114 | 0.026
14937 | UNION GAS STATION | 759 | MESSALONSKEE COMPOSITE | HDR | WAT |  | HYDRO (DAILY CYCLE - RUN OF RIVER) | 2008-03-19 | Littleton Electric Light & Water Department | LELWD | ME | 011 | ME | ME |  | 1.646 | 1.001 | 1.001 | 0
15097 | KIMB ROCKY RIVER PH2 | 14706 | Kimberly-Clark Corp Energy Independence Project | CC | NG |  | GAS COMBINED CYCLE | 2008-07-15 | Kimberly-Clark Corporation | KCC | CT | 005 | SWCT | CT | 58084 | 19.6 | 15.103 | 15.103 | 13.259
15115 | LEMPSTER WIND | 14660 | Lempster Wind | WT | WND |  | WIND TURBINE | 2008-09-24 | Public Service Company of New Hampshire | PSNH | NH | 011 | NH | NH | 56399 | 23.9998 | 7.825 | 7.825 | 3.203
15201 | FISKE HYDRO | 35593 | Fiske Hydro | HDR | WAT |  | HYDRO (DAILY CYCLE - RUN OF RIVER) | 2008-06-01 | Public Service Company of New Hampshire | PSNH | NH | 005 | VT | NH |  | 0.81 | 0.218 | 0.218 | 0.206
15462 | HOLY NAME CC JR SR HIGH SCHOOL |  | No Resource (1) | WT | WND |  | WIND TURBINE | 2008-09-01 | Massachusetts Electric Company | MEC | MA | 027 | CMA/NEMA | WCMA |  | 0.6 | 0 | 0 | 0
15464 | STETSON WIND FARM |  | No Resource (1) | WT | WND |  | WIND TURBINE | 2008-12-09 | Stetson Holdings, LLC | STETSON | ME | 029 | BHE | ME | 56989 | 53.739 | 12.343 | 12.343 | 7.513
15477 | NEW HAVEN HARBOR UNIT 2 | 15477 | New Haven Harbor Units 2, 3, & 4 | GT | KER | NG | OIL COMBUSTION (GAS) TURBINE | 2012-05-30 | PSEG New Haven LLC | PSEG-NH | CT | 009 | CT | CT | 6156 | 51.425 | 48.6 | 48.6 | 43.2
15484 | THOMAS A. WATSON UNIT #1 | 12500 | Thomas A. Watson | GT | NG | DFO | GAS/OIL COMBUSTION (GAS) TURBINE | 2009-04-22 | Braintree Electric Light Department, Town of | BELD | MA | 021 | SEMA | SEMA | 1660 | 57.9997 | 57.08 | 57.08 | 52.6
15485 | THOMAS A. WATSON UNIT #2 | 12500 | Thomas A. Watson | GT | NG | DFO | GAS/OIL COMBUSTION (GAS) TURBINE | 2009-04-14 | Braintree Electric Light Department, Town of | BELD | MA | 021 | SEMA | SEMA | 1660 | 57.9997 | 57.31 | 57.31 | 52.6
15509 | PLAINFIELD RENEWABLE ENERGY | 15509 | Plainfield Renewable Energy | ST | WDS |  | BIO/REFUSE | 2013-12-12 | Plainfield Renewable Energy, LLC | PRE | CT | 015 | CT | CT |  | 42.37 | 38.062 | 38.062 | 37.5
15617 | MORETOWN LFGTE | 35728 | Moretown LG | IC | LFG |  | BIO/REFUSE | 2008-12-01 | Green Mountain Power Corporation | GMP | VT | 023 | VT | VT | 56891 | 3.19 | 1.447 | 1.447 | 1.44
15706 | BEAVER RIDGE WIND | 37072 | Beaver_Ridge_Wind | WT | WND |  | WIND TURBINE | 2008-10-15 | New Hampshire Electric Cooperative, Inc. | NHEC | ME | 027 | ME | ME | 57130 | 1.8 | 1.282 | 1.282 | 0.646
15787 | WORONOCO HYDRO LLC | 37077 | Woronoco Hydro LLC | HDR | WAT |  | HYDRO (DAILY CYCLE - RUN OF RIVER) | 2008-11-01 | Power Supply Services, LLC | PSS | MA | 013 | WMA | WCMA | 50166 | 2.7 | 1.119 | 1.119 | 0.199
15940 | DARTMOUTH CT GENERATOR 3 | 15415 | Dartmouth Power Expansion | GT | NG | DFO | GAS/OIL COMBUSTION (GAS) TURBINE | 2009-08-12 | Talen Energy Marketing, LLC | EPLU-I | MA | 005 | SEMA | SEMA | 52026 | 23.2475 | 21.778 | 21.778 | 19.578
15998 | CROSSROADS LANDFILL | 14663 | WMRE Crossroads | IC | LFG |  | BIO/REFUSE | 2008-12-31 | WM Renewable Energy, L.L.C. | WMRE | ME | 025 | ME | ME | 57016 | 3.079 | 2.806 | 2.806 | 2.984
16089 | TURNERS FALLS HYDRO LLC |  | No Resource (1) | HDR | WAT |  | HYDRO (DAILY CYCLE - RUN OF RIVER) | 2009-02-01 | Power Supply Services, LLC | PSS | MA | 011 | WMA | WCMA |  | 0.947 | 0 | 0 | 0
16183 | RICHEYWOODWORKINGWIND&PVQF |  | No Resource (1) | WT | WND |  | WIND TURBINE | 2009-02-18 | Massachusetts Electric Company | MEC | MA | 009 | BOSTON | NEMA |  | 0.976 | 0 | 0 | 0
16188 | WILSON HOLDINGS LLC - PV QF |  | No Resource (1) | PV | SUN |  | PHOTOVOLTAIC | 2009-02-24 | Massachusetts Electric Company | MEC | MA | 027 | CMA/NEMA | WCMA |  | 0.135 | 0 | 0 | 0
16233 | CITY OF MEDFORD WIND QF |  | No Resource (1) | WT | WND |  | WIND TURBINE | 2009-02-27 | Massachusetts Electric Company | MEC | MA | 017 | BOSTON | NEMA |  | 0.1 | 0 | 0 | 0
16234 | CONSTELLATION-MAJILITE PV QF |  | No Resource (1) | PV | SUN |  | PHOTOVOLTAIC | 2009-02-27 | Massachusetts Electric Company | MEC | MA | 017 | CMA/NEMA | WCMA |  | 0.375 | 0 | 0 | 0
16296 | MILFORD HYDRO | 16296 | Milford Hydro | HDR | WAT |  | HYDRO (DAILY CYCLE - RUN OF RIVER) | 1911-01-01 | Black Bear Hydro Partners, LLC | BBHP | ME | 019 | BHE | ME | 1475 | 8.6994 | 5.334 | 5.334 | 3.058
16331 | QUARRY ENERGY PROJECT |  | No Resource (1) | IC | LFG |  | BIO/REFUSE | 2009-04-03 | Massachusetts Electric Company | MEC | MA | 021 | SEMA | SEMA |  | 0.571 | 0.284 | 0.284 | 0.253
16386 | NATURE'SCLASSROOM-01507WT185NM |  | No Resource (1) | WT | WND |  | WIND TURBINE | 2009-04-24 | Massachusetts Electric Company | MEC | MA | 027 | WMA | WCMA |  | 0.185 | 0 | 0 | 0.022
16523 | STILLWATER | 16523 | Stillwater | HDR | WAT |  | HYDRO (DAILY CYCLE - RUN OF RIVER) | 1911-01-01 | Black Bear Hydro Partners, LLC | BBHP | ME | 019 | BHE | ME | 1478 | 1.964 | 1.518 | 1.518 | 0.791
16525 | MEDWAY | 16525 | Medway | HDR | WAT |  | HYDRO (DAILY CYCLE - RUN OF RIVER) | 1911-01-01 | Black Bear Hydro Partners, LLC | BBHP | ME | 019 | BHE | ME | 55288 | 4.841 | 3.423 | 3.423 | 3.372
16612 | STETSON II WIND FARM |  | No Resource (1) | WT | WND |  | WIND TURBINE | 2010-03-12 | Stetson Wind II, LLC | STET2 | ME | 029 | BHE | ME | 56991 | 23.67 | 5.347 | 5.347 | 3.243
16614 | BERKSHIRE WIND POWER PROJECT | 14661 | Berkshire Wind Power Project | WT | WND |  | WIND TURBINE | 2011-05-28 | Massachusetts Municipal Wholesale Electric Company | MMWEC | MA | 003 | WMA | WCMA | 57721 | 15.003 | 7.356 | 7.356 | 1.824
16631 | VICTORY ROAD DORCHESTER PV | 16631 | Victory Road Dorchester PV | PV | SUN |  | PHOTOVOLTAIC | 2011-12-22 | Massachusetts Electric Company | MEC | MA | 025 | BOSTON | NEMA |  | 1 | 0 | 0 | 0.488
16640 | HILLDALE AVE HAVERHILL PV | 16640 | Hilldale Ave Haverhill PV | PV | SUN |  | PHOTOVOLTAIC | 2011-02-15 | Massachusetts Electric Company | MEC | MA | 009 | BOSTON | NEMA |  | 1 | 0 | 0 | 0.337
16642 | RAILROAD AVENUE REVERE PV | 16642 | Railroad Street Revere PV | PV | SUN |  | PHOTOVOLTAIC | 2011-02-16 | Massachusetts Electric Company | MEC | MA | 025 | BOSTON | NEMA |  | 1 | 0 | 0 | 0.304
16643 | ROVER STREET EVERETT PV | 16643 | Rover Street Everett PV | PV | SUN |  | PHOTOVOLTAIC | 2011-02-18 | Massachusetts Electric Company | MEC | MA | 017 | BOSTON | NEMA |  | 0.5 | 0 | 0 | 0.223
16644 | MAIN STREET WHITINSVILLE PV | 16644 | Main Street Whitinsville PV | PV | SUN |  | PHOTOVOLTAIC | 2010-07-01 | Massachusetts Electric Company | MEC | MA | 027 | RI | SEMA |  | 1 | 0 | 0 | 0.37
16653 | BURGESS BIOPOWER | 16653 | Berlin Biopower | PB | WDS |  | BIO/REFUSE | 2014-06-17 | Public Service Company of New Hampshire | PSNH | NH | 007 | NH | NH |  | 76.5 | 67.5 | 67.5 | 67.5
16659 | IPSWICH WIND FARM 1 | 16659 | Ipswich Wind Farm 1 | WT | WND |  | WIND TURBINE | 2011-07-26 | Ipswich Municipal Light Department | IMLD | MA | 009 | BOSTON | NEMA | 57855 | 1.5 | 0.359 | 0.359 | 0.213
16675 | FOX ISLAND WIND | 16675 | Fox Island Wind | WT | WND |  | WIND TURBINE | 2009-09-01 | Vermont Public Power Supply Authority | VPPSA | ME | 013 | ME | ME | 57354 | 4.5 | 0 | 0 | 0
16737 | UDR GLASTONBURY | 16737 | DFC-ERG Hybrid Fuel Cell (3) | FC | NG |  | GAS FUEL CELL | 2016-02-15 | UIL Distributed Resources LLC | UIL | CT | 003 | CT | CT |  | 3.4 | 2.774 | 2.774 | 2.605
16738 | DOMINION BRIDGEPORT FUEL CELL | 16738 | BFCP Fuel Cell | FC | NG |  | GAS FUEL CELL | 2013-12-22 | Dominion Energy Generation Marketing, Inc | DEMI-I | CT | 001 | SWCT | CT |  | 15.2056 | 10.943 | 10.943 | 12.635
16926 | THUNDERMIST HYDRO QF | 37120 | Thundermist Hydropower | HDR | WAT |  | HYDRO (DAILY CYCLE - RUN OF RIVER) | 2009-09-19 | The Narragansett Electric Company | NEC | RI | 007 | RI | RI | 54688 | 1.253 | 0.881 | 0.881 | 0.249
17023 | NE ENGRS MIDDLETOWN RI WIND QF |  | No Resource (1) | WT | WND |  | WIND TURBINE | 2009-10-29 | The Narragansett Electric Company | NEC | RI | 005 | SEMA | RI |  | 0.1 | 0 | 0 | 0
17044 | DEVON 16 | 12504 | Devon 15-18 | GT | KER | NG | OIL COMBUSTION (GAS) TURBINE | 2010-06-28 | GenConn Energy LLC | GCE | CT | 009 | SWCT | CT | 57070 | 60.4996 | 49.2 | 49.2 | 46.9
17045 | DEVON 17 | 12504 | Devon 15-18 | GT | KER | NG | OIL COMBUSTION (GAS) TURBINE | 2010-06-15 | GenConn Energy LLC | GCE | CT | 009 | SWCT | CT | 57070 | 60.4996 | 49.2 | 49.2 | 46.9
17046 | DEVON 18 | 12504 | Devon 15-18 | GT | KER | NG | OIL COMBUSTION (GAS) TURBINE | 2010-06-09 | GenConn Energy LLC | GCE | CT | 009 | SWCT | CT | 57070 | 60.4996 | 49.2 | 49.2 | 46.9
17085 | AMERESCO-NEWBURYPORT DPW PV QF |  | No Resource (1) | PV | SUN |  | PHOTOVOLTAIC | 2009-11-25 | Massachusetts Electric Company | MEC | MA | 009 | BOSTON | NEMA |  | 0.095 | 0 | 0 | 0.029
17128 | OTIS_AF_WIND_TURBINE |  | No Resource (1) | WT | WND |  | WIND TURBINE | 2009-12-28 | NSTAR Electric Company | NSTAR | MA | 001 | SEMA | SEMA | 57253 | 1.5 | 0.323 | 0.323 | 0.207
17194 | TOWN_OF_FALMOUTH_WIND_TURBINE |  | No Resource (1) | WT | WND |  | WIND TURBINE | 2010-02-10 | NSTAR Electric Company | NSTAR | MA | 001 | SEMA | SEMA | 57654 | 1 | 0.259 | 0.259 | 0
17223 | SUGAR RIVER 2 | 17359 | Sugar River 2 | HDR | WAT |  | HYDRO (DAILY CYCLE - RUN OF RIVER) | 2010-03-08 | Public Service Company of New Hampshire | PSNH | NH | 019 | NH | NH |  | 0.199 | 0.093 | 0.093 | 0
17229 | MOUNT ST MARY-WRENTHAM MA WIND |  | No Resource (1) | WT | WND |  | WIND TURBINE | 2010-03-15 | Massachusetts Electric Company | MEC | MA | 021 | RI | SEMA |  | 0.1 | 0.006 | 0.006 | 0
17233 | RAINBOW UNIT 1 | 35658 | Rainbow_1 | HDP | WAT |  | HYDRO (DAILY CYCLE - PONDAGE) | 1980-01-01 | Connecticut Light and Power Company, The | CLP | CT | 003 | CT | CT | 559 | 4.815 | 4.1 | 4.1 | 4.1
17234 | RAINBOW UNIT 2 | 35656 | Rainbow_2 | HDP | WAT |  | HYDRO (DAILY CYCLE - PONDAGE) | 1980-01-01 | Connecticut Light and Power Company, The | CLP | CT | 003 | CT | CT | 559 | 4.986 | 4.1 | 4.1 | 4.1
17259 | SEAMAN ENERGY LLC | 35442 | Seaman Energy | IC | LFG |  | BIO/REFUSE | 2010-03-31 | Templeton Municipal Light & Water Plant | TTMLP-I | MA | 027 | CMA/NEMA | WCMA |  | 0.715 | 0.182 | 0.182 | 0.141
35379 | SPAULDING POND HYDRO | 35594 | Spaulding Pond Hydro | HDR | WAT |  | HYDRO (DAILY CYCLE - RUN OF RIVER) | 2010-05-01 | Public Service Company of New Hampshire | PSNH | NH | 017 | NH | NH |  | 0.265 | 0.106 | 0.106 | 0
35555 | GMCW | 35555 | GMCW | WT | WND |  | WIND TURBINE | 2012-12-31 | Burlington Electric Department | BED | VT | 007 | VT | VT | 58238 | 10.0016 | 2.921 | 2.921 | 0.784
35693 | SPRUCE MOUNTAIN WIND | 35693 | Spruce Mountain Wind | WT | WND |  | WIND TURBINE | 2011-12-21 | Spruce Mountain Wind, LLC | SPRUCE | ME | 017 | ME | ME | 58026 | 19 | 6.646 | 6.646 | 3.077
35979 | KINGDOM COMMUNITY WIND | 35979 | Kingdom Community Wind | WT | WND |  | WIND TURBINE | 2012-11-16 | Green Mountain Power Corporation | GMP | VT | 019 | VT | VT | 57979 | 69.258 | 13.445 | 13.445 | 7.94
36882 | NOTUS WIND I |  | No Resource (1) | WT | WND |  | WIND TURBINE | 2010-06-23 | NSTAR Electric Company | NSTAR | MA | 001 | SEMA | SEMA | 57414 | 1.5 | 0.567 | 0.567 | 0.264
37050 | GROTON WIND | 37050 | Groton Wind Project | WT | WND |  | WIND TURBINE | 2012-12-28 | Avangrid Renewables, LLC | PPMI | NH | 009 | NH | NH | 58141 | 47.9997 | 13.215 | 13.215 | 6.36
37073 | SOUTHBRIDGE LANDFILL | 38178 | Southbridge Landfill Gas to Energy 17-18 | IC | LFG |  | BIO/REFUSE | 2012-02-15 | NextEra Energy Marketing, LLC | FPLP-I | MA | 027 | WMA | WCMA |  | 1.541 | 1.429 | 1.429 | 1.39
37105 | BINGHAM WIND | 37105 | Blue Sky West | WT | WND |  | WIND TURBINE | 2016-12-13 | Blue Sky West, LLC | BSWL | ME | 025 | ME | ME |  | 175.56 | 59.528 | 59.528 | 20.16
37175 | ROLLINS WIND PLANT |  | No Resource (1) | WT | WND |  | WIND TURBINE | 2011-07-26 | Evergreen Wind Power III, LLC | EWP3 | ME | 019 | BHE | ME | 56990 | 55.62 | 14.783 | 14.783 | 7.436
37224 | PATRIOT PL. D FOXBORO MA PV |  | No Resource (1) | PV | SUN |  | PHOTOVOLTAIC | 2010-10-01 | Massachusetts Electric Company | MEC | MA | 021 | RI | SEMA |  | 0.1 | 0 | 0 | 0.035
37225 | PATRIOT PL. E FOXBORO MA PV |  | No Resource (1) | PV | SUN |  | PHOTOVOLTAIC | 2010-10-01 | Massachusetts Electric Company | MEC | MA | 021 | RI | SEMA |  | 0.075 | 0 | 0 | 0
37226 | PATRIOT PL. F FOXBORO MA PV |  | No Resource (1) | PV | SUN |  | PHOTOVOLTAIC | 2010-10-01 | Massachusetts Electric Company | MEC | MA | 021 | RI | SEMA |  | 0.1 | 0 | 0 | 0
37227 | PATRIOT PL. H FOXBORO MA PV |  | No Resource (1) | PV | SUN |  | PHOTOVOLTAIC | 2010-10-01 | Massachusetts Electric Company | MEC | MA | 021 | RI | SEMA |  | 0.075 | 0 | 0 | 0.019
37228 | PATRIOT PL. J FOXBORO MA PV |  | No Resource (1) | PV | SUN |  | PHOTOVOLTAIC | 2010-10-01 | Massachusetts Electric Company | MEC | MA | 021 | RI | SEMA |  | 0.1 | 0 | 0 | 0.026
37229 | PATRIOT PL. K FOXBORO MA PV |  | No Resource (1) | PV | SUN |  | PHOTOVOLTAIC | 2010-10-01 | Massachusetts Electric Company | MEC | MA | 021 | RI | SEMA |  | 0.1 | 0 | 0 | 0.024
37230 | UNITED NAT. FOODS PROV. RI PV |  | No Resource (1) | PV | SUN |  | PHOTOVOLTAIC | 2010-10-01 | The Narragansett Electric Company | NEC | RI | 007 | RI | RI |  | 0.075 | 0 | 0 | 0
37266 | CARLSON ORCH HARVARD MA PV |  | No Resource (1) | PV | SUN |  | PHOTOVOLTAIC | 2010-11-01 | Massachusetts Electric Company | MEC | MA | 027 | CMA/NEMA | WCMA |  | 0.2 | 0 | 0 | 0.086
37267 | SPRUCE ENV HAVERHILL MA PV |  | No Resource (1) | PV | SUN |  | PHOTOVOLTAIC | 2010-11-01 | Massachusetts Electric Company | MEC | MA | 009 | BOSTON | NEMA |  | 0.082 | 0 | 0 | 0
37366 | MIDDLETOWN 13 | 12505 | Middletown 12-15 | GT | KER | NG | OIL COMBUSTION (GAS) TURBINE | 2011-06-23 | GenConn Energy LLC | GCE | CT | 007 | CT | CT | 57068 | 60.4996 | 49.2 | 49.2 | 46.9
37367 | MIDDLETOWN 14 | 12505 | Middletown 12-15 | GT | KER | NG | OIL COMBUSTION (GAS) TURBINE | 2011-06-01 | GenConn Energy LLC | GCE | CT | 007 | CT | CT | 57068 | 60.4996 | 49.2 | 49.2 | 46.9
37368 | MIDDLETOWN 15 | 12505 | Middletown 12-15 | GT | KER | NG | OIL COMBUSTION (GAS) TURBINE | 2011-06-01 | GenConn Energy LLC | GCE | CT | 007 | CT | CT | 57068 | 60.4996 | 49.2 | 49.2 | 46.9
37721 | ROYAL MILLS WARWICK RI HYDRO |  | No Resource (1) | HDR | WAT |  | HYDRO (DAILY CYCLE - RUN OF RIVER) | 2010-12-01 | The Narragansett Electric Company | NEC | RI | 003 | RI | RI |  | 0.179 | 0 | 0 | 0
37722 | SILVER LAKE SOLAR PV FACILITY | 37051 | Silver lake PV | PV | SUN |  | PHOTOVOLTAIC | 2010-12-06 | NSTAR Electric Company | NSTAR | MA | 003 | WMA | WCMA |  | 1.5 | 0 | 0 | 0.579
37751 | NM-UNISTRESS |  | No Resource (1) | PV | SUN |  | PHOTOVOLTAIC | 2011-01-01 | NSTAR Electric Company | NSTAR | MA | 003 | WMA | WCMA |  | 0.097 | 0 | 0 | 0
37752 | NM-COUNTRY |  | No Resource (1) | PV | SUN |  | PHOTOVOLTAIC | 2011-01-01 | NSTAR Electric Company | NSTAR | MA | 003 | WMA | WCMA |  | 0.127 | 0 | 0 | 0
37753 | NM-HANCOCK |  | No Resource (1) | PV | SUN |  | PHOTOVOLTAIC | 2011-01-01 | NSTAR Electric Company | NSTAR | MA | 003 | WMA | WCMA |  | 0.082 | 0 | 0 | 0.013
37754 | NM-QUALITY |  | No Resource (1) | PV | SUN |  | PHOTOVOLTAIC | 2011-01-01 | NSTAR Electric Company | NSTAR | MA | 003 | WMA | WCMA |  | 0.13 | 0 | 0 | 0
37755 | NM-WOOD |  | No Resource (1) | PV | SUN |  | PHOTOVOLTAIC | 2011-01-01 | NSTAR Electric Company | NSTAR | MA | 011 | WMA | WCMA |  | 0.097 | 0 | 0 | 0.025
37756 | NM-FOURSTAR |  | No Resource (1) | PV | SUN |  | PHOTOVOLTAIC | 2011-01-01 | NSTAR Electric Company | NSTAR | MA | 011 | WMA | WCMA |  | 0.067 | 0 | 0 | 0.014
37757 | NM-ASTRO |  | No Resource (1) | PV | SUN |  | PHOTOVOLTAIC | 2011-01-01 | NSTAR Electric Company | NSTAR | MA | 013 | WMA | WCMA |  | 0.097 | 0 | 0 | 0
37758 | NM-MARLEY |  | No Resource (1) | PV | SUN |  | PHOTOVOLTAIC | 2011-01-01 | NSTAR Electric Company | NSTAR | MA | 015 | WMA | WCMA |  | 0.085 | 0 | 0 | 0
37759 | NM-STONE |  | No Resource (1) | WT | WND |  | WIND TURBINE | 2011-01-01 | NSTAR Electric Company | NSTAR | MA | 003 | WMA | WCMA |  | 0.615 | 0 | 0 | 0
37760 | NM-RIVERVIEW |  | No Resource (1) | PV | SUN |  | PHOTOVOLTAIC | 2011-01-01 | NSTAR Electric Company | NSTAR | MA | 003 | WMA | WCMA |  | 0.17 | 0 | 0 | 0
37761 | NM-PETRICCA |  | No Resource (1) | PV | SUN |  | PHOTOVOLTAIC | 2011-01-01 | NSTAR Electric Company | NSTAR | MA | 003 | WMA | WCMA |  | 0.086 | 0 | 0 | 0
37823 | INDIAN RIVER POWER SUPPLY LLC | 37079 | Indian River Power Supply LLC | HDR | WAT |  | HYDRO (DAILY CYCLE - RUN OF RIVER) | 2011-02-01 | Power Supply Services, LLC | PSS | MA | 013 | WMA | WCMA |  | 1.3 | 0.294 | 0.294 | 0
37955 | TRANS MED TYNGSBORO MA PV |  | No Resource (1) | PV | SUN |  | PHOTOVOLTAIC | 2011-03-16 | Massachusetts Electric Company | MEC | MA | 017 | CMA/NEMA | WCMA |  | 0.096 | 0 | 0 | 0.027
37956 | PH HENBIL BILLERICA MA PV |  | No Resource (1) | PV | SUN |  | PHOTOVOLTAIC | 2011-03-16 | Massachusetts Electric Company | MEC | MA | 017 | CMA/NEMA | WCMA |  | 0.075 | 0 | 0 | 0
37957 | CHELM WTR N CHELMSFORD MA PV |  | No Resource (1) | PV | SUN |  | PHOTOVOLTAIC | 2011-03-16 | Massachusetts Electric Company | MEC | MA | 017 | CMA/NEMA | WCMA |  | 0.5 | 0 | 0 | 0.027
37958 | PETER W ELEM LOWELL MA PV |  | No Resource (1) | PV | SUN |  | PHOTOVOLTAIC | 2011-03-16 | Massachusetts Electric Company | MEC | MA | 017 | CMA/NEMA | WCMA |  | 0.138 | 0 | 0 | 0.018
37959 | CIRCLE FIN NEWBURYPORT MA PV |  | No Resource (1) | PV | SUN |  | PHOTOVOLTAIC | 2011-03-16 | Massachusetts Electric Company | MEC | MA | 009 | BOSTON | NEMA |  | 0.12 | 0 | 0 | 0.017
37965 | BIO-DETEK PAWTUCKET RI PV |  | No Resource (1) | PV | SUN |  | PHOTOVOLTAIC | 2011-03-21 | The Narragansett Electric Company | NEC | RI | 007 | RI | RI |  | 0.165 | 0 | 0 | 0
37966 | LTI HARVARD AP HARVARD MA PV |  | No Resource (1) | PV | SUN |  | PHOTOVOLTAIC | 2011-03-21 | Massachusetts Electric Company | MEC | MA | 027 | CMA/NEMA | WCMA |  | 0.085 | 0 | 0 | 0.026
37967 | HILLSIDE MARLBOROUGH MA PV |  | No Resource (1) | PV | SUN |  | PHOTOVOLTAIC | 2011-03-21 | Massachusetts Electric Company | MEC | MA | 017 | CMA/NEMA | WCMA |  | 0.125 | 0 | 0 | 0
37968 | LOW MEM AUD LOWELL MA PV |  | No Resource (1) | PV | SUN |  | PHOTOVOLTAIC | 2011-03-21 | Massachusetts Electric Company | MEC | MA | 017 | CMA/NEMA | WCMA |  | 0.075 | 0 | 0 | 0.025
37972 | DARTMOUTHBUSPARK_PV_ID1592 |  | No Resource (1) | PV | SUN |  | PHOTOVOLTAIC | 2011-03-23 | NSTAR Electric Company | NSTAR | MA | 005 | SEMA | SEMA | 57473 | 1.6 | 0 | 0 | 0.583
37973 | GENERAL MILLS METHUEN MA PV |  | No Resource (1) | PV | SUN |  | PHOTOVOLTAIC | 2011-03-24 | Massachusetts Electric Company | MEC | MA | 009 | BOSTON | NEMA |  | 0.096 | 0 | 0 | 0.038
38083 | ORONO B HYDRO |  | No Resource (1) | HDR | WAT |  | HYDRO (DAILY CYCLE - RUN OF RIVER) | 2013-10-01 | Black Bear Hydro Partners, LLC | BBHP | ME | 019 | BHE | ME |  | 4 | 3.543 | 3.543 | 3.252
38084 | STILLWATER B HYDRO |  | No Resource (1) | HDR | WAT |  | HYDRO (DAILY CYCLE - RUN OF RIVER) | 2013-09-20 | Black Bear Hydro Partners, LLC | BBHP | ME | 019 | BHE | ME |  | 2.4 | 1.597 | 1.597 | 1.369
38115 | HARRINGTON STREET PV | 38115 | Harrington Street PV Project | PV | SUN |  | PHOTOVOLTAIC | 2016-12-23 | Hampshire Council of Governments | HCG | MA | 027 | WMA | WCMA |  | 9.2625 | 0.095 | 0.095 | 4.762
38173 | SADDLEBACK RIDGE WIND | 38173 | Saddleback Ridge Wind | WT | WND |  | WIND TURBINE | 2014-12-19 | Spruce Mountain Wind, LLC | SPRUCE | ME | 007 | ME | ME |  | 30.78 | 12.441 | 12.441 | 3.976
38287 | WMA CHESTER SOLAR 1 | 38287 | WMA Chester Solar 1 | PV | SUN |  | PHOTOVOLTAIC | 2014-07-01 | Vermont Public Power Supply Authority | VPPSA | MA | 013 | WMA | WCMA |  | 4.8 | 0 | 0 | 2.243
38302 | TOWN_OF_CARVER_PV_1763 | 38302 | Fisher Road Solar I | PV | SUN |  | PHOTOVOLTAIC | 2014-09-03 | NSTAR Electric Company | NSTAR | MA | 005 | SEMA | SEMA |  | 4.56 | 0 | 0 | 2.266
38372 | BLUEWAVE - CC COMM COLL 2209 | 38372 | Dartmouth Solar | PV | SUN |  | PHOTOVOLTAIC | 2016-05-12 | NSTAR Electric Company | NSTAR | MA | 005 | SEMA | SEMA |  | 3.5 | 0 | 0 | 1.372
38373 | BLUEWAVE BOURNE-HOLLISTON 2262 | 38373 | Holliston | PV | SUN |  | PHOTOVOLTAIC | 2015-08-06 | NSTAR Electric Company | NSTAR | MA | 017 | RI | SEMA |  | 3 | 0 | 0 | 1.36
38375 | BWC FIVEMILE-01569PV3000NM | 38375 | Uxbridge | PV | SUN |  | PHOTOVOLTAIC | 2015-12-23 | Massachusetts Electric Company | MEC | MA | 027 | RI | SEMA |  | 3 | 0 | 0 | 1.217
38417 | PASSADUMKEAG WIND PROJECT | 38638 | PASSADUMKEAG WIND PROJECT | WT | WND |  | WIND TURBINE | 2016-07-01 | EDF Energy Services, LLC | EDFS | ME | 019 | BHE | ME |  | 40.755 | 16.043 | 16.043 | 6.774
38441 | UI RCP BGPT FC | 38441 | UI RCP BGPT FC | FC | NG |  | GAS FUEL CELL | 2015-11-16 | United Illuminating Company, The | UI | CT | 001 | SWCT | CT |  | 2.8 | 2.695 | 2.695 | 2.567
38442 | UI RCP NH FC | 38442 | UI RCP NH FC | FC | NG |  | GAS FUEL CELL | 2015-08-03 | United Illuminating Company, The | UI | CT | 009 | CT | CT |  | 2.8 | 2.634 | 2.634 | 2.572
38495 | BLOCK ISLAND WIND FARM | 38495 | Deepwater Wind Block Island | WT | WND |  | WIND TURBINE | 2016-12-09 | Deepwater Wind Block Island, LLC | DWBI | RI | 009 | RI | RI |  | 29.25 | 11.209 | 11.209 | 8.253
38580 | HUNTRDSOLARLLC-01913PV4500NM | 38580 | Amesbury | PV | SUN |  | PHOTOVOLTAIC | 2017-03-22 | Massachusetts Electric Company | MEC | MA | 009 | BOSTON | NEMA |  | 4.5 | 0.323 | 0.323 | 2.439
38581 | TYNGS.LANDFILL#1-01879PV1692NM | 38581 | Tyngsborough | PV | SUN |  | PHOTOVOLTAIC | 2017-03-23 | Massachusetts Electric Company | MEC | MA | 017 | CMA/NEMA | WCMA |  | 1.656 | 0.163 | 0.163 | 0.913
38738 | CANTON MOUNTAIN WIND | 38738 | Canton Mountain Wind Project | WT | WND |  | WIND TURBINE | 2017-11-29 | Spruce Mountain Wind, LLC | SPRUCE | ME | 017 | ME | ME |  | 20.52 | 0 | 7.461 | 3.6
38757 | UI RCP WOODBRIDGE FC | 38757 | WOODBRIDGE FUEL CELL | FC | NG |  | GAS FUEL CELL | 2016-12-17 | United Illuminating Company, The | UI | CT | 009 | SWCT | CT |  | 2.8 | 2.2 | 2.2 | 2.2
38796 | SV-ABSPI_LLC_PV_ID2088991 | 38796 | Waltham Solar | PV | SUN |  | PHOTOVOLTAIC | 2017-09-21 | NSTAR Electric Company | NSTAR | MA | 017 | BOSTON | NEMA |  | 0.175 | 0 | 0 | 0.063
38973 | SSA_SOLAR_MA_ID2135023 | 38973 | Partners Healthcare Sandwich | PV | SUN |  | PHOTOVOLTAIC | 2018-02-23 | NSTAR Electric Company | NSTAR | MA | 001 | SEMA | SEMA |  | 0.785 | 0 | 0 | 0.432
39663 | BARNSTABLE_DPW_ID1545 |  | No Resource (1) | WT | WND |  | WIND TURBINE | 2011-08-01 | NSTAR Electric Company | NSTAR | MA | 001 | SEMA | SEMA |  | 0.2 | 0.023 | 0.023 | 0.293
39664 | DART_BLDG_SUPPLY_ID1470 |  | No Resource (1) | PV | SUN |  | PHOTOVOLTAIC | 2011-08-01 | NSTAR Electric Company | NSTAR | MA | 005 | SEMA | SEMA |  | 0.2 | 0 | 0 | 0.057
39665 | YARMOUTH_DPW_ID1740 |  | No Resource (1) | PV | SUN |  | PHOTOVOLTAIC | 2011-08-01 | NSTAR Electric Company | NSTAR | MA | 001 | SEMA | SEMA |  | 0.265 | 0 | 0 | 0.089
39675 | TURKEY HILL |  | No Resource (1) | PV | SUN |  | PHOTOVOLTAIC | 2011-08-01 | Fitchburg Gas & Electric Light Company | FGE | MA | 027 | WMA | WCMA |  | 0.1 | 0 | 0 | 0.013
39717 | HI-GEAR |  | No Resource (1) | PV | SUN |  | PHOTOVOLTAIC | 2011-10-01 | Fitchburg Gas & Electric Light Company | FGE | MA | 027 | WMA | WCMA |  | 0.3 | 0 | 0 | 0.103
39722 | GTR_BOSTON_FOODBANKS_ID1628 |  | No Resource (1) | PV | SUN |  | PHOTOVOLTAIC | 2011-10-17 | NSTAR Electric Company | NSTAR | MA | 025 | BOSTON | NEMA |  | 0.177 | 0 | 0 | 0.073
39724 | EASTERN_AVE_HOLDINGS_PV_ID1652 |  | No Resource (1) | PV | SUN |  | PHOTOVOLTAIC | 2011-10-17 | NSTAR Electric Company | NSTAR | MA | 025 | BOSTON | NEMA |  | 0.16 | 0 | 0 | 0.069
39738 | MWRA_LORING_RD_ID1400 |  | No Resource (1) | HDR | WAT |  | HYDRO (DAILY CYCLE - RUN OF RIVER) | 2011-11-01 | NSTAR Electric Company | NSTAR | MA | 017 | BOSTON | NEMA |  | 0.189 | 0.131 | 0.131 | 0.156
40015 | INDIAN ORCHARD SOLAR FACILITY | 38081 | Indian Orchard Solar PV | PV | SUN |  | PHOTOVOLTAIC | 2011-12-01 | NSTAR Electric Company | NSTAR | MA | 013 | WMA | WCMA |  | 1.5 | 0 | 0 | 0.626
40050 | EXETER AGRI ENERGY |  | No Resource (1) | IC | OBG |  | BIO/REFUSE | 2011-12-19 | Vermont Public Power Supply Authority | VPPSA | ME | 019 | BHE | ME |  | 0.98 | 0.834 | 0.834 | 0.912
40052 | NEW HAVEN HARBOR UNIT 3 | 15477 | New Haven Harbor Units 2, 3, & 4 | GT | KER | NG | OIL COMBUSTION (GAS) TURBINE | 2012-05-30 | PSEG New Haven LLC | PSEG-NH | CT | 009 | CT | CT | 6156 | 51.425 | 48.6 | 48.6 | 43.2
40053 | NEW HAVEN HARBOR UNIT 4 | 15477 | New Haven Harbor Units 2, 3, & 4 | GT | KER | NG | OIL COMBUSTION (GAS) TURBINE | 2012-05-30 | PSEG New Haven LLC | PSEG-NH | CT | 009 | CT | CT | 6156 | 51.425 | 48.6 | 48.6 | 43.2
40054 | JOHNSTON LFG TURBINE PLANT | 14599 | Rhode Island LFG Genco, LLC - ST | CC | LFG |  | BIO/REFUSE | 2013-05-25 | Rhode Island Engine Genco, LLC | RRIG | RI | 007 | RI | RI |  | 42.3937 | 25.223 | 25.223 | 25.485
40066 | OLDBARNST_RD_MASHPEE_PV_ID1798 |  | No Resource (1) | PV | SUN |  | PHOTOVOLTAIC | 2012-01-16 | NSTAR Electric Company | NSTAR | MA | 001 | SEMA | SEMA |  | 0.312 | 0 | 0 | 0.119
40067 | MARION_DR_KINGSTON_WT_ID1656 |  | No Resource (1) | WT | WND |  | WIND TURBINE | 2012-01-16 | NSTAR Electric Company | NSTAR | MA | 023 | SEMA | SEMA |  | 6 | 0.987 | 0.987 | 0.69
40085 | QUABBIN 1_ORANGE MA PV NET |  | No Resource (1) | PV | SUN |  | PHOTOVOLTAIC | 2012-01-25 | Massachusetts Electric Company | MEC | MA | 011 | WMA | WCMA |  | 0.095 | 0 | 0 | 0
40116 | DELAWARE VALLEY CORP PV |  | No Resource (1) | PV | SUN |  | PHOTOVOLTAIC | 2012-01-31 | Massachusetts Electric Company | MEC | MA | 017 | CMA/NEMA | WCMA |  | 0.095 | 0 | 0 | 0
40137 | BERKSHIRE EAST WIND |  | No Resource (1) | WT | WND |  | WIND TURBINE | 2012-02-03 | Massachusetts Electric Company | MEC | MA | 011 | WMA | WCMA |  | 0.9 | 0 | 0 | 0.207
40176 | NFM SOLAR POWER, LLC | 38078 | NFM Solar Power, LLC | PV | SUN |  | PHOTOVOLTAIC | 2012-02-18 | FirstLight Power Resources Management, LLC | NEL1 | MA | 011 | WMA | WCMA | 58210 | 1.7 | 0 | 0 | 0.651
40194 | MICRON |  | No Resource (1) | PV | SUN |  | PHOTOVOLTAIC | 2012-03-01 | Fitchburg Gas & Electric Light Company | FGE | MA | 027 | WMA | WCMA |  | 0.096 | 0 | 0 | 0
40207 | KEZAR UPPER FALLS | 786 | KEZAR LEDGEMERE COMPOSITE | HDR | WAT |  | HYDRO (DAILY CYCLE - RUN OF RIVER) | 2012-03-01 | Power Supply Services, LLC | PSS | ME | 005 | SME | ME | 7668 | 0.404 | 0.197 | 0.197 | 0
40208 | KEZAR LOWER FALLS | 786 | KEZAR LEDGEMERE COMPOSITE | HDR | WAT |  | HYDRO (DAILY CYCLE - RUN OF RIVER) | 2012-03-01 | Power Supply Services, LLC | PSS | ME | 005 | SME | ME | 7668 | 0.586 | 0.37 | 0.37 | 0
40209 | LEDGEMERE | 786 | KEZAR LEDGEMERE COMPOSITE | HDR | WAT |  | HYDRO (DAILY CYCLE - RUN OF RIVER) | 2012-03-01 | Power Supply Services, LLC | PSS | ME | 005 | SME | ME | 7668 | 0.513 | 0.169 | 0.169 | 0
40225 | MILLIPORE PV - BILLERICA |  | No Resource (1) | PV | SUN |  | PHOTOVOLTAIC | 2012-03-21 | Massachusetts Electric Company | MEC | MA | 017 | CMA/NEMA | WCMA |  | 0.143 | 0 | 0 | 0
40242 | TANTASQUA JR HIGH_PV |  | No Resource (1) | PV | SUN |  | PHOTOVOLTAIC | 2012-03-30 | Massachusetts Electric Company | MEC | MA | 027 | WMA | WCMA |  | 0.3 | 0 | 0 | 0
40243 | SOLAR SHOP LLC BLDG 14_PV |  | No Resource (1) | PV | SUN |  | PHOTOVOLTAIC | 2012-03-29 | Massachusetts Electric Company | MEC | MA | 027 | RI | SEMA |  | 0.256 | 0 | 0 | 0.035
40244 | SOLAR SHOP LLC BLDG 10_PV |  | No Resource (1) | PV | SUN |  | PHOTOVOLTAIC | 2012-03-29 | Massachusetts Electric Company | MEC | MA | 027 | RI | SEMA |  | 0.12 | 0 | 0 | 0.039
40246 | HODGES BADGE CO_WIND |  | No Resource (1) | WT | WND |  | WIND TURBINE | 2012-03-30 | The Narragansett Electric Company | NEC | RI | 005 | SEMA | RI |  | 0.225 | 0 | 0 | 0
40247 | QUABBIN BARRE - WIND |  | No Resource (1) | WT | WND |  | WIND TURBINE | 2012-03-29 | Massachusetts Electric Company | MEC | MA | 027 | WMA | WCMA |  | 1 | 0 | 0 | 0.386
40248 | JJ CARROLL WW PLANT_PV |  | No Resource (1) | PV | SUN |  | PHOTOVOLTAIC | 2012-03-27 | Massachusetts Electric Company | MEC | MA | 027 | CMA/NEMA | WCMA |  | 0.3 | 0 | 0 | 0.191
40249 | WESTBORO SUITES |  | No Resource (1) | PV | SUN |  | PHOTOVOLTAIC | 2012-03-27 | Massachusetts Electric Company | MEC | MA | 027 | CMA/NEMA | WCMA |  | 0.266 | 0 | 0 | 0.005
40250 | SHAWS SUPER MARKET |  | No Resource (1) | PV | SUN |  | PHOTOVOLTAIC | 2012-03-28 | Massachusetts Electric Company | MEC | MA | 027 | WMA | WCMA |  | 0.25 | 0 | 0 | 0
40251 | VETERAN HOMESTEAD PV |  | No Resource (1) | PV | SUN |  | PHOTOVOLTAIC | 2012-03-28 | Massachusetts Electric Company | MEC | MA | 027 | CMA/NEMA | WCMA |  | 0.323 | 0 | 0 | 0.012
40259 | COMMERCE_PK_RD_PV_ID1871 |  | No Resource (1) | PV | SUN |  | PHOTOVOLTAIC | 2012-04-03 | NSTAR Electric Company | NSTAR | MA | 001 | SEMA | SEMA |  | 0.35 | 0 | 0 | 0.114
40263 | MATOUK TEXTILE WORKS |  | No Resource (1) | PV | SUN |  | PHOTOVOLTAIC | 2012-04-10 | Massachusetts Electric Company | MEC | MA | 005 | SEMA | SEMA |  | 0.084 | 0 | 0 | 0
40270 | TECTA AMERICA |  | No Resource (1) | PV | SUN |  | PHOTOVOLTAIC | 2012-04-10 | Massachusetts Electric Company | MEC | MA | 017 | CMA/NEMA | WCMA |  | 0.13 | 0 | 0 | 0.015
40327 | FORE RIVER 11 | 1691 | FORE RIVER-1 | CC | NG | DFO | GAS/OIL COMBINED CYCLE | 2003-08-04 | Calpine Energy Services, LP | CALP | MA | 021 | SEMA | SEMA | 55317 | 436.1648 | 402.945 | 402.945 | 355.545
40328 | FORE RIVER 12 | 1691 | FORE RIVER-1 | CC | NG | DFO | GAS/OIL COMBINED CYCLE | 2003-08-04 | Calpine Energy Services, LP | CALP | MA | 021 | SEMA | SEMA | 55317 | 436.1648 | 402.945 | 402.945 | 355.545
40338 | MAINE INDEPENDENCE STATION 1 | 1216 | MAINE INDEPENDENCE STATION | CC | NG |  | GAS COMBINED CYCLE | 2000-05-01 | Dynegy Marketing and Trade, LLC | DMT1 | ME | 019 | BHE | ME | 55068 | 275.655 | 269.138 | 269.138 | 243.865
40339 | MAINE INDEPENDENCE STATION 2 | 1216 | MAINE INDEPENDENCE STATION | CC | NG |  | GAS COMBINED CYCLE | 2000-05-01 | Dynegy Marketing and Trade, LLC | DMT1 | ME | 019 | BHE | ME | 55068 | 275.655 | 269.138 | 269.138 | 243.865
40343 | BULL HILL WIND |  | No Resource (1) | WT | WND |  | WIND TURBINE | 2012-10-27 | Blue Sky East, LLC | BSE | ME | 009 | BHE | ME | 57083 | 32.7608 | 13.156 | 13.156 | 7.939
40365 | EAST ISLAND COMMUNITY - PV |  | No Resource (1) | PV | SUN |  | PHOTOVOLTAIC | 2012-04-25 | Massachusetts Electric Company | MEC | MA | 009 | CMA/NEMA | WCMA |  | 0.1 | 0 | 0 | 0.034
40482 | DURFEE UNION MILLS BLDG 9 - PV |  | No Resource (1) | PV | SUN |  | PHOTOVOLTAIC | 2012-05-04 | Massachusetts Electric Company | MEC | MA | 005 | SEMA | SEMA |  | 0.12 | 0 | 0 | 0.015
40483 | TYNGSBOROUGH SPORTS PV |  | No Resource (1) | PV | SUN |  | PHOTOVOLTAIC | 2012-05-11 | Massachusetts Electric Company | MEC | MA | 017 | CMA/NEMA | WCMA |  | 0.1 | 0 | 0 | 0.023
40484 | BANCROFT SCHOOL PV |  | No Resource (1) | PV | SUN |  | PHOTOVOLTAIC | 2012-05-11 | Massachusetts Electric Company | MEC | MA | 027 | WMA | WCMA |  | 0.12 | 0 | 0 | 0
40485 | LITCHFIELD LEOMINSTER PV |  | No Resource (1) | PV | SUN |  | PHOTOVOLTAIC | 2012-05-16 | Massachusetts Electric Company | MEC | MA | 027 | WMA | WCMA |  | 0.062 | 0 | 0 | 0
40520 | MANCHESTER-BOSTON REGIONAL PV |  | No Resource (1) | PV | SUN |  | PHOTOVOLTAIC | 2012-05-09 | Public Service Company of New Hampshire | PSNH | NH | 011 | NH | NH |  | 0.5 | 0 | 0 | 0.008
40524 | MOUNT WACHUSSETT CC WIND |  | No Resource (1) | WT | WND |  | WIND TURBINE | 2012-05-11 | Massachusetts Electric Company | MEC | MA | 027 | CMA/NEMA | WCMA |  | 3.3 | 0 | 0 | 0
40555 | BLACKCOMB WORC MA PV |  | No Resource (1) | PV | SUN |  | PHOTOVOLTAIC | 2012-05-14 | Massachusetts Electric Company | MEC | MA | 027 | CMA/NEMA | WCMA |  | 0.43 | 0 | 0 | 0.048
41782 | PAWTUCKET MEMORIAL ELEM SCH |  | No Resource (1) | PV | SUN |  | PHOTOVOLTAIC | 2012-05-25 | Massachusetts Electric Company | MEC | MA | 017 | CMA/NEMA | WCMA |  | 0.1 | 0 | 0 | 0
41783 | PHOENIX FINANCE LLC |  | No Resource (1) | PV | SUN |  | PHOTOVOLTAIC | 2012-05-24 | Massachusetts Electric Company | MEC | MA | 017 | CMA/NEMA | WCMA |  | 0.19 | 0 | 0 | 0.02
41784 | NANTUCKET HIGH SCHOOL |  | No Resource (1) | PV | SUN |  | PHOTOVOLTAIC | 2012-05-24 | Massachusetts Electric Company | MEC | MA | 019 | SEMA | SEMA |  | 0.1 | 0 | 0 | 0
41806 | NM-PROPEL |  | No Resource (1) | PV | SUN |  | PHOTOVOLTAIC | 2012-06-01 | NSTAR Electric Company | NSTAR | MA | 011 | WMA | WCMA |  | 0.26 | 0 | 0 | 0.027
41807 | NM-PITTSFIELD WWTP |  | No Resource (1) | PV | SUN |  | PHOTOVOLTAIC | 2012-06-01 | NSTAR Electric Company | NSTAR | MA | 003 | WMA | WCMA |  | 1.5 | 0 | 0 | 0.627
41808 | NM-MASS DEP |  | No Resource (1) | PV | SUN |  | PHOTOVOLTAIC | 2012-06-01 | NSTAR Electric Company | NSTAR | MA | 013 | WMA | WCMA |  | 0.12 | 0 | 0 | 0.002
41810 | NM-FULL BLOOM MARKET |  | No Resource (1) | PV | SUN |  | PHOTOVOLTAIC | 2012-06-01 | NSTAR Electric Company | NSTAR | MA | 011 | WMA | WCMA |  | 0.1 | 0 | 0 | 0.026
41811 | NM-BERKSHIRE CC |  | No Resource (1) | PV | SUN |  | PHOTOVOLTAIC | 2012-06-01 | NSTAR Electric Company | NSTAR | MA | 003 | WMA | WCMA |  | 0.386 | 0 | 0 | 0
41816 | QUABOAG REGIONAL ELEM - PV |  | No Resource (1) | PV | SUN |  | PHOTOVOLTAIC | 2012-06-07 | Massachusetts Electric Company | MEC | MA | 027 | WMA | WCMA |  | 0.1 | 0 | 0 | 0.027
41819 | US PACK - PV |  | No Resource (1) | PV | SUN |  | PHOTOVOLTAIC | 2012-06-18 | Massachusetts Electric Company | MEC | MA | 027 | CMA/NEMA | WCMA |  | 0.2 | 0 | 0 | 0.032
41820 | EDMUND TALBOT MS - PV |  | No Resource (1) | PV | SUN |  | PHOTOVOLTAIC | 2012-06-18 | Massachusetts Electric Company | MEC | MA | 005 | SEMA | SEMA |  | 0.2 | 0 | 0 | 0
41821 | NEW ENGLAND TECH WIND |  | No Resource (1) | WT | WND |  | WIND TURBINE | 2012-06-19 | The Narragansett Electric Company | NEC | RI | 003 | RI | RI |  | 1 | 0 | 0 | 0
41822 | SOLTAS CBIS INC - PV |  | No Resource (1) | PV | SUN |  | PHOTOVOLTAIC | 2012-06-18 | Massachusetts Electric Company | MEC | MA | 027 | WMA | WCMA |  | 0.3 | 0 | 0 | 0
41827 | TOWN_OF_FAIRHAVEN_WT_ID1663 |  | No Resource (1) | WT | WND |  | WIND TURBINE | 2012-06-13 | NSTAR Electric Company | NSTAR | MA | 005 | SEMA | SEMA |  | 0.35 | 0.068 | 0.068 | 0.099
41828 | TOWN_OF_FAIRHAVEN_WT_ID1664 |  | No Resource (1) | WT | WND |  | WIND TURBINE | 2012-06-13 | NSTAR Electric Company | NSTAR | MA | 005 | SEMA | SEMA |  | 0.35 | 0.273 | 0.273 | 0.317
41829 | MWRA_ALFORD_ST_WT_ID1638 |  | No Resource (1) | WT | WND |  | WIND TURBINE | 2012-06-13 | NSTAR Electric Company | NSTAR | MA | 025 | BOSTON | NEMA |  | 1.5 | 0.226 | 0.226 | 0.162
41830 | TOWN_OF_KINGSTON_WT_ID1833 |  | No Resource (1) | WT | WND |  | WIND TURBINE | 2012-06-13 | NSTAR Electric Company | NSTAR | MA | 023 | SEMA | SEMA |  | 2 | 0.323 | 0.323 | 0.243
41833 | JEM ELECTRONIS PV |  | No Resource (1) | PV | SUN |  | PHOTOVOLTAIC | 2012-06-19 | Massachusetts Electric Company | MEC | MA | 021 | RI | SEMA |  | 0.214 | 0 | 0 | 0.015
41834 | CLARKE DISTRIBUTION PV |  | No Resource (1) | PV | SUN |  | PHOTOVOLTAIC | 2012-06-20 | Massachusetts Electric Company | MEC | MA | 027 | RI | SEMA |  | 0.375 | 0 | 0 | 0.057
41838 | WEST BROOKFIELD ELEM - PV |  | No Resource (1) | PV | SUN |  | PHOTOVOLTAIC | 2012-06-15 | Massachusetts Electric Company | MEC | MA | 027 | WMA | WCMA |  | 0.096 | 0 | 0 | 0.045
41839 | ARPIN ASSOCIATES - PV |  | No Resource (1) | PV | SUN |  | PHOTOVOLTAIC | 2012-06-19 | The Narragansett Electric Company | NEC | RI | 003 | RI | RI |  | 0.15 | 0 | 0 | 0
41840 | AERO MANUFACTURING |  | No Resource (1) | PV | SUN |  | PHOTOVOLTAIC | 2012-06-20 | Massachusetts Electric Company | MEC | MA | 009 | BOSTON | NEMA |  | 0.096 | 0 | 0 | 0
41841 | EXAJOULE FRANKLIN PV |  | No Resource (1) | PV | SUN |  | PHOTOVOLTAIC | 2012-06-19 | Massachusetts Electric Company | MEC | MA | 021 | RI | SEMA |  | 0.26 | 0 | 0 | 0.077
41842 | KB SOLAR LLC - PV |  | No Resource (1) | PV | SUN |  | PHOTOVOLTAIC | 2012-06-18 | Massachusetts Electric Company | MEC | MA | 027 | CMA/NEMA | WCMA |  | 0.25 | 0 | 0 | 0.108
41843 | NORTHEAST TREATERS |  | No Resource (1) | PV | SUN |  | PHOTOVOLTAIC | 2012-06-19 | Massachusetts Electric Company | MEC | MA | 015 | WMA | WCMA |  | 0.224 | 0 | 0 | 0.048
41844 | LOWELL TRANSIT MGMT PV |  | No Resource (1) | PV | SUN |  | PHOTOVOLTAIC | 2012-06-19 | Massachusetts Electric Company | MEC | MA | 017 | CMA/NEMA | WCMA |  | 0.5 | 0 | 0 | 0.079
41845 | TRADER JOES SAUGUS PV |  | No Resource (1) | PV | SUN |  | PHOTOVOLTAIC | 2012-06-19 | Massachusetts Electric Company | MEC | MA | 009 | BOSTON | NEMA |  | 0.225 | 0 | 0 | 0.006
41846 | KOLLMORGEN PV |  | No Resource (1) | PV | SUN |  | PHOTOVOLTAIC | 2012-06-26 | Massachusetts Electric Company | MEC | MA | 015 | WMA | WCMA |  | 0.21 | 0 | 0 | 0
41847 | FISHERMENS MEMORIAL PARK- WIND |  | No Resource (1) | WT | WND |  | WIND TURBINE | 2012-06-20 | The Narragansett Electric Company | NEC | RI | 009 | RI | RI |  | 0.1 | 0 | 0 | 0
41848 | SOLAR SHOP WHITINSVILLE - PV |  | No Resource (1) | PV | SUN |  | PHOTOVOLTAIC | 2012-06-21 | Massachusetts Electric Company | MEC | MA | 027 | RI | SEMA |  | 0.5 | 0 | 0 | 0.209
41856 | MASSASOIT COMMUNITY COLLEGE |  | No Resource (1) | PV | SUN |  | PHOTOVOLTAIC | 2012-06-21 | Massachusetts Electric Company | MEC | MA | 023 | SEMA | SEMA |  | 0.37 | 0 | 0 | 0
41857 | HI- GEAR (QF) |  | No Resource (1) | PV | SUN |  | PHOTOVOLTAIC | 2012-07-01 | Fitchburg Gas & Electric Light Company | FGE | MA | 027 | WMA | WCMA |  | 0.675 | 0 | 0 | 0.301
41863 | THE WHEELER SCHOOL |  | No Resource (1) | PV | SUN |  | PHOTOVOLTAIC | 2012-06-29 | Massachusetts Electric Company | MEC | MA | 005 | RI | SEMA |  | 0.1 | 0 | 0 | 0.021
41864 | NM-EHAMPTON MA LANDFILL |  | No Resource (1) | PV | SUN |  | PHOTOVOLTAIC | 2012-07-01 | NSTAR Electric Company | NSTAR | MA | 015 | WMA | WCMA | 58272 | 2 | 0 | 0 | 0.838
41866 | LOWES HOME CENTER QUINCY - PV |  | No Resource (1) | PV | SUN |  | PHOTOVOLTAIC | 2012-07-11 | Massachusetts Electric Company | MEC | MA | 021 | SEMA | SEMA |  | 0.34 | 0 | 0 | 0
41867 | SCITUATE TOWN OF WIND |  | No Resource (1) | WT | WND |  | WIND TURBINE | 2012-07-11 | Massachusetts Electric Company | MEC | MA | 023 | SEMA | SEMA |  | 1.5 | 0.345 | 0.345 | 0.212
41868 | AGREEN ENERGY (JORDAN DAIRY) |  | No Resource (1) | IC | OBG |  | BIO/REFUSE | 2012-07-16 | Massachusetts Electric Company | MEC | MA | 027 | WMA | WCMA |  | 0.6 | 0.298 | 0.298 | 0.109
41870 | EXAJOULE RENEWABLES PV |  | No Resource (1) | PV | SUN |  | PHOTOVOLTAIC | 2012-07-18 | Massachusetts Electric Company | MEC | MA | 017 | BOSTON | NEMA |  | 0.36 | 0 | 0 | 0.144
41871 | QUABBIN SOLAR - PV |  | No Resource (1) | PV | SUN |  | PHOTOVOLTAIC | 2012-07-18 | Massachusetts Electric Company | MEC | MA | 027 | WMA | WCMA |  | 1 | 0 | 0 | 0.385
41879 | WESTFORD SOLAR 1- PV | 38181 | Westford Solar | PV | SUN |  | PHOTOVOLTAIC | 2012-07-18 | Massachusetts Electric Company | MEC | MA | 017 | CMA/NEMA | WCMA | 58534 | 1 | 0 | 0 | 0.353
41880 | WESTFORD SOLAR 2- PV | 38181 | Westford Solar | PV | SUN |  | PHOTOVOLTAIC | 2012-07-18 | Massachusetts Electric Company | MEC | MA | 017 | CMA/NEMA | WCMA | 58534 | 1 | 0 | 0 | 0.435
41881 | TOWN OF SWAMPSCOTT HS - PV |  | No Resource (1) | PV | SUN |  | PHOTOVOLTAIC | 2012-07-18 | Massachusetts Electric Company | MEC | MA | 009 | BOSTON | NEMA |  | 0.35 | 0 | 0 | 0.157
41882 | NEXAMP CAP-NASHOBA VALLEY THS |  | No Resource (1) | PV | SUN |  | PHOTOVOLTAIC | 2012-07-10 | Massachusetts Electric Company | MEC | MA | 017 | CMA/NEMA | WCMA |  | 0.096 | 0 | 0 | 0
41921 | M&I REALTY JAMES ST - PV |  | No Resource (1) | PV | SUN |  | PHOTOVOLTAIC | 2012-07-23 | Massachusetts Electric Company | MEC | MA | 027 | WMA | WCMA |  | 0.2 | 0 | 0 | 0
41922 | LIGHTOLIER - WIND |  | No Resource (1) | WT | WND |  | WIND TURBINE | 2012-07-23 | Massachusetts Electric Company | MEC | MA | 005 | SEMA | SEMA |  | 2 | 0 | 0 | 0.259
41923 | BLACKCOMB SOLAR III-PV |  | No Resource (1) | PV | SUN |  | PHOTOVOLTAIC | 2012-07-23 | Massachusetts Electric Company | MEC | MA | 027 | RI | SEMA |  | 1 | 0 | 0 | 0.355
41924 | COREMARK-PV |  | No Resource (1) | PV | SUN |  | PHOTOVOLTAIC | 2012-07-23 | Massachusetts Electric Company | MEC | MA | 027 | RI | SEMA |  | 1 | 0 | 0 | 0.174
42041 | D.D. BEAN |  | No Resource (1) | HDR | WAT |  | HYDRO (DAILY CYCLE - RUN OF RIVER) | 2012-08-02 | Constellation NewEnergy, Inc. | CNE | NH | 005 | VT | NH |  | 0.027 | 0 | 0 | 0
42043 | SWANSEA WATER DISTRICT |  | No Resource (1) | PV | SUN |  | PHOTOVOLTAIC | 2012-08-06 | Massachusetts Electric Company | MEC | MA | 005 | RI | SEMA |  | 0.08 | 0 | 0 | 0
42045 | NM-GREENFIELD MA LANDFILL |  | No Resource (1) | PV | SUN |  | PHOTOVOLTAIC | 2012-08-01 | NSTAR Electric Company | NSTAR | MA | 011 | WMA | WCMA |  | 2 | 0 | 0 | 0.695
42046 | ST. MARYS HIGH SCHOOL |  | No Resource (1) | PV | SUN |  | PHOTOVOLTAIC | 2012-08-06 | Massachusetts Electric Company | MEC | MA | 009 | BOSTON | NEMA |  | 0.155 | 0 | 0 | 0
42048 | TANTASQUA HIGH- PV |  | No Resource (1) | PV | SUN |  | PHOTOVOLTAIC | 2012-08-13 | Massachusetts Electric Company | MEC | MA | 027 | WMA | WCMA |  | 0.586 | 0 | 0 | 0
42050 | PETE'S TIRE BARN |  | No Resource (1) | PV | SUN |  | PHOTOVOLTAIC | 2012-08-06 | Massachusetts Electric Company | MEC | MA | 011 | WMA | WCMA |  | 0.155 | 0 | 0 | 0.064
42083 | CANTON_LANDFILL_PV_ID1726 |  | No Resource (1) | PV | SUN |  | PHOTOVOLTAIC | 2012-08-23 | NSTAR Electric Company | NSTAR | MA | 021 | SEMA | SEMA |  | 3 | 0 | 0 | 2.025
42091 | QUABOAG REGIONAL HS - PV |  | No Resource (1) | PV | SUN |  | PHOTOVOLTAIC | 2012-08-27 | Massachusetts Electric Company | MEC | MA | 027 | WMA | WCMA |  | 0.096 | 0 | 0 | 0.043
42092 | TOWN OF SUTTON MA PV |  | No Resource (1) | PV | SUN |  | PHOTOVOLTAIC | 2012-08-27 | Massachusetts Electric Company | MEC | MA | 027 | CMA/NEMA | WCMA |  | 0.175 | 0 | 0 | 0
42104 | HYDEPARKSTORPV_ID1919 |  | No Resource (1) | PV | SUN |  | PHOTOVOLTAIC | 2012-09-01 | NSTAR Electric Company | NSTAR | MA | 025 | BOSTON | NEMA |  | 0.19 | 0 | 0 | 0.063
42105 | MILLST_NATICKPV_ID1818 |  | No Resource (1) | PV | SUN |  | PHOTOVOLTAIC | 2012-09-01 | NSTAR Electric Company | NSTAR | MA | 017 | BOSTON | NEMA |  | 0.202 | 0 | 0 | 0.078
42106 | SUBURBANATHLETIC2_ID1637 |  | No Resource (1) | PV | SUN |  | PHOTOVOLTAIC | 2012-09-01 | NSTAR Electric Company | NSTAR | MA | 017 | BOSTON | NEMA |  | 0.11 | 0 | 0 | 0.033
42107 | 4M_ALDRINRDPV_ID1856 |  | No Resource (1) | PV | SUN |  | PHOTOVOLTAIC | 2012-09-01 | NSTAR Electric Company | NSTAR | MA | 023 | SEMA | SEMA |  | 0.2 | 0 | 0 | 0.038
42108 | BROADWAY_RENEWABLE_ID1772 |  | No Resource (1) | PV | SUN |  | PHOTOVOLTAIC | 2012-09-01 | NSTAR Electric Company | NSTAR | MA | 023 | SEMA | SEMA |  | 0.907 | 0 | 0 | 0.323
42109 | COCHITUATERD_FRAMPV_ID1873 |  | No Resource (1) | PV | SUN |  | PHOTOVOLTAIC | 2012-09-01 | NSTAR Electric Company | NSTAR | MA | 017 | BOSTON | NEMA |  | 0.204 | 0 | 0 | 0.075
42110 | DOUGLAS_SCHOOLPV_ID1464 |  | No Resource (1) | PV | SUN |  | PHOTOVOLTAIC | 2012-09-01 | NSTAR Electric Company | NSTAR | MA | 017 | BOSTON | NEMA |  | 0.095 | 0 | 0 | 0.032
42111 | HYANNIS_SELF_STOR_ID1946 |  | No Resource (1) | PV | SUN |  | PHOTOVOLTAIC | 2012-09-01 | NSTAR Electric Company | NSTAR | MA | 001 | SEMA | SEMA |  | 0.475 | 0 | 0 | 0.17
42112 | POND_ST_ASHLAND_ID1736 |  | No Resource (1) | PV | SUN |  | PHOTOVOLTAIC | 2012-09-01 | NSTAR Electric Company | NSTAR | MA | 017 | BOSTON | NEMA |  | 0.5 | 0 | 0 | 0.148
42114 | PUMPKIN HILL | 1258 | BHE SMALL HYDRO COMPOSITE | HDR | WAT |  | HYDRO (DAILY CYCLE - RUN OF RIVER) | 1982-12-01 | NextEra Energy Marketing, LLC | FPLP-I | ME | 019 | BHE | ME | 50699 | 2.087 | 0.596 | 0.596 | 0
42115 | GLC_ACUSHNETLLC_ID1821_1824 |  | No Resource (1) | PV | SUN |  | PHOTOVOLTAIC | 2012-09-01 | NSTAR Electric Company | NSTAR | MA | 023 | SEMA | SEMA |  | 3.5 | 0 | 0 | 1.764
42116 | DSD_REALTY_TRUST_ID1672 |  | No Resource (1) | PV | SUN |  | PHOTOVOLTAIC | 2012-09-01 | NSTAR Electric Company | NSTAR | MA | 005 | SEMA | SEMA |  | 1.72 | 0 | 0 | 0.438
42117 | CONST_SOLAR_NORFOLK_ID1846 |  | No Resource (1) | PV | SUN |  | PHOTOVOLTAIC | 2012-09-01 | NSTAR Electric Company | NSTAR | MA | 021 | RI | SEMA |  | 1.6 | 0 | 0 | 0.621
42118 | CONED_HIXVILLERD_ID1862 |  | No Resource (1) | PV | SUN |  | PHOTOVOLTAIC | 2012-09-01 | NSTAR Electric Company | NSTAR | MA | 005 | SEMA | SEMA |  | 2 | 0 | 0 | 1.032
42123 | KEZAR MIDDLE FALLS | 786 | KEZAR LEDGEMERE COMPOSITE | HDR | WAT |  | HYDRO (DAILY CYCLE - RUN OF RIVER) | 2012-10-01 | Power Supply Services, LLC | PSS | ME | 005 | SME | ME |  | 1.282 | 0.054 | 0.054 | 0.06
42135 | 18 PHOENIX PARK BLDG DEAST & F |  | No Resource (1) | PV | SUN |  | PHOTOVOLTAIC | 2012-09-27 | Massachusetts Electric Company | MEC | MA | 017 | CMA/NEMA | WCMA |  | 0.1 | 0 | 0 | 0
42136 | 18 PHOENIX PARK BLDG DEAST & J |  | No Resource (1) | PV | SUN |  | PHOTOVOLTAIC | 2012-09-27 | Massachusetts Electric Company | MEC | MA | 017 | CMA/NEMA | WCMA |  | 0.1 | 0 | 0 | 0
42137 | 18 PHOENIX PARK BLDG DWEST |  | No Resource (1) | PV | SUN |  | PHOTOVOLTAIC | 2012-09-27 | Massachusetts Electric Company | MEC | MA | 017 | CMA/NEMA | WCMA |  | 0.1 | 0 | 0 | 0.007
42149 | FAVORITE FOODS PV |  | No Resource (1) | PV | SUN |  | PHOTOVOLTAIC | 2012-10-01 | Public Service Company of New Hampshire | PSNH | NH | 017 | NH | NH |  | 0.045 | 0 | 0 | 0
42155 | LEICESTER HS - BWAY RENEWABLE |  | No Resource (1) | PV | SUN |  | PHOTOVOLTAIC | 2012-10-19 | Massachusetts Electric Company | MEC | MA | 027 | WMA | WCMA |  | 0.175 | 0 | 0 | 0.028
42156 | UMASS LOWELL LEITCH HALL |  | No Resource (1) | PV | SUN |  | PHOTOVOLTAIC | 2012-10-16 | Massachusetts Electric Company | MEC | MA | 017 | CMA/NEMA | WCMA |  | 0.12 | 0 | 0 | 0
42158 | MOHAWK DRIVE CORPORATION |  | No Resource (1) | PV | SUN |  | PHOTOVOLTAIC | 2012-10-16 | Massachusetts Electric Company | MEC | MA | 027 | WMA | WCMA |  | 0.113 | 0 | 0 | 0.034
42193 | TRUE NORTH ENERGY A | 38561 | True North | PV | SUN |  | PHOTOVOLTAIC | 2012-11-16 | Massachusetts Electric Company | MEC | MA | 009 | BOSTON | NEMA |  | 1 | 0 | 0 | 0.294
42194 | TRUE NORTH ENERGY B | 38561 | True North | PV | SUN |  | PHOTOVOLTAIC | 2012-11-16 | Massachusetts Electric Company | MEC | MA | 009 | BOSTON | NEMA |  | 1 | 0 | 0 | 0.395
42195 | TRUE NORTH ENERGY C | 38561 | True North | PV | SUN |  | PHOTOVOLTAIC | 2012-11-16 | Massachusetts Electric Company | MEC | MA | 009 | BOSTON | NEMA |  | 0.75 | 0 | 0 | 0.343
42196 | TRUE NORTH ENERGY D | 38561 | True North | PV | SUN |  | PHOTOVOLTAIC | 2012-11-16 | Massachusetts Electric Company | MEC | MA | 009 | BOSTON | NEMA |  | 1 | 0 | 0 | 0.025
42197 | TRUE NORTH ENERGY E | 38561 | True North | PV | SUN |  | PHOTOVOLTAIC | 2012-11-16 | Massachusetts Electric Company | MEC | MA | 009 | BOSTON | NEMA |  | 1 | 0 | 0 | 0.451
42201 | MATTHEW KUSS MS |  | No Resource (1) | PV | SUN |  | PHOTOVOLTAIC | 2012-11-07 | Massachusetts Electric Company | MEC | MA | 005 | SEMA | SEMA |  | 0.135 | 0 | 0 | 0
42202 | DR AMP 100 AMES POND - PV |  | No Resource (1) | PV | SUN |  | PHOTOVOLTAIC | 2012-11-07 | Massachusetts Electric Company | MEC | MA | 017 | CMA/NEMA | WCMA |  | 0.082 | 0 | 0 | 0.027
42203 | WESTFORD SOLAR 3 - PV | 38181 | Westford Solar | PV | SUN |  | PHOTOVOLTAIC | 2012-11-08 | Massachusetts Electric Company | MEC | MA | 017 | CMA/NEMA | WCMA | 58534 | 1 | 0 | 0 | 0.442
42204 | BPV LOWELL |  | No Resource (1) | PV | SUN |  | PHOTOVOLTAIC | 2012-11-08 | Massachusetts Electric Company | MEC | MA | 017 | CMA/NEMA | WCMA |  | 0.19 | 0 | 0 | 0
42205 | SALEM STATE UNIVERSITY |  | No Resource (1) | PV | SUN |  | PHOTOVOLTAIC | 2012-11-09 | Massachusetts Electric Company | MEC | MA | 009 | BOSTON | NEMA |  | 0.164 | 0 | 0 | 0
42212 | DR AMP 200 AMES POND - PV |  | No Resource (1) | PV | SUN |  | PHOTOVOLTAIC | 2012-11-07 | Massachusetts Electric Company | MEC | MA | 017 | CMA/NEMA | WCMA |  | 0.095 | 0 | 0 | 0.03
42213 | CUMMINGS PROPERTY E GAR |  | No Resource (1) | PV | SUN |  | PHOTOVOLTAIC | 2012-11-08 | Massachusetts Electric Company | MEC | MA | 009 | BOSTON | NEMA |  | 0.19 | 0 | 0 | 0.035
42214 | ORCHARD MADE PRODUCTS |  | No Resource (1) | PV | SUN |  | PHOTOVOLTAIC | 2012-11-09 | Massachusetts Electric Company | MEC | MA | 009 | BOSTON | NEMA |  | 0.19 | 0 | 0 | 0.009
42344 | CAMELOT_WIND_ID1240 |  | No Resource (1) | WT | WND |  | WIND TURBINE | 2012-12-01 | NSTAR Electric Company | NSTAR | MA | 023 | SEMA | SEMA |  | 1.5 | 0.187 | 0.187 | 0.204
42346 | 3 RIVERS PALMER-SPRINGFLD-PV |  | No Resource (1) | PV | SUN |  | PHOTOVOLTAIC | 2012-12-05 | Massachusetts Electric Company | MEC | MA | 013 | WMA | WCMA |  | 0.582 | 0 | 0 | 0
42347 | CONSTELLATION SOLAR-UXBRG-PV |  | No Resource (1) | PV | SUN |  | PHOTOVOLTAIC | 2012-12-05 | Massachusetts Electric Company | MEC | MA | 027 | RI | SEMA | 57941 | 2 | 0 | 0 | 0.851
42349 | 15 UNION SOLAR LLC-LAWRENCE-PV |  | No Resource (1) | PV | SUN |  | PHOTOVOLTAIC | 2012-12-04 | Massachusetts Electric Company | MEC | MA | 009 | BOSTON | NEMA |  | 0.49 | 0 | 0 | 0.029
42350 | BARRETT-FRANKLIN-SOLAR | 38655 | Barrett Distribution - Franklin Solar | PV | SUN |  | PHOTOVOLTAIC | 2012-12-05 | Massachusetts Electric Company | MEC | MA | 021 | RI | SEMA |  | 0.5 | 0 | 0 | 0.219
42351 | OMA GROUP-CHARLTON-PV |  | No Resource (1) | PV | SUN |  | PHOTOVOLTAIC | 2012-12-04 | Massachusetts Electric Company | MEC | MA | 027 | WMA | WCMA |  | 1 | 0 | 0 | 0.391
42352 | OSG SOLAR 1-ORANGE-PV |  | No Resource (1) | PV | SUN |  | PHOTOVOLTAIC | 2012-12-06 | Massachusetts Electric Company | MEC | MA | 011 | WMA | WCMA |  | 1 | 0 | 0 | 0.202
42353 | OSG SOLAR 2-ORANGE-PV |  | No Resource (1) | PV | SUN |  | PHOTOVOLTAIC | 2012-12-06 | Massachusetts Electric Company | MEC | MA | 011 | WMA | WCMA |  | 1 | 0 | 0 | 0.289
42354 | OSG SOLAR 3-ORANGE-PV |  | No Resource (1) | PV | SUN |  | PHOTOVOLTAIC | 2012-12-06 | Massachusetts Electric Company | MEC | MA | 011 | WMA | WCMA |  | 0.75 | 0 | 0 | 0.14
42355 | CIL CEDAR-MARLBORO-PV |  | No Resource (1) | PV | SUN |  | PHOTOVOLTAIC | 2012-12-07 | Massachusetts Electric Company | MEC | MA | 017 | CMA/NEMA | WCMA |  | 0.433 | 0 | 0 | 0.042
42356 | LEEWOOD SWIX-HAVERHILL-PV |  | No Resource (1) | PV | SUN |  | PHOTOVOLTAIC | 2012-12-10 | Massachusetts Electric Company | MEC | MA | 009 | BOSTON | NEMA |  | 0.496 | 0.008 | 0.008 | 0
42357 | UP BLACKSTONE WWTP-MILLBURY-PV |  | No Resource (1) | PV | SUN |  | PHOTOVOLTAIC | 2012-12-10 | Massachusetts Electric Company | MEC | MA | 027 | CMA/NEMA | WCMA |  | 0.3 | 0 | 0 | 0.12
42359 | FOREKICKS-MARLBORO-PV |  | No Resource (1) | PV | SUN |  | PHOTOVOLTAIC | 2012-12-11 | Massachusetts Electric Company | MEC | MA | 017 | CMA/NEMA | WCMA |  | 0.27 | 0 | 0 | 0.056
42360 | 35 LYMAN LLC-NORTHBORO-PV |  | No Resource (1) | PV | SUN |  | PHOTOVOLTAIC | 2012-12-11 | Massachusetts Electric Company | MEC | MA | 027 | CMA/NEMA | WCMA |  | 0.285 | 0 | 0 | 0.071
42364 | CAPITAL GROUP-SOUTHBORO-PV |  | No Resource (1) | PV | SUN |  | PHOTOVOLTAIC | 2012-12-14 | Massachusetts Electric Company | MEC | MA | 027 | CMA/NEMA | WCMA |  | 1 | 0 | 0 | 0.333
42365 | LOFT 27-LOWELL-PV |  | No Resource (1) | PV | SUN |  | PHOTOVOLTAIC | 2012-12-14 | Massachusetts Electric Company | MEC | MA | 017 | CMA/NEMA | WCMA |  | 0.275 | 0 | 0 | 0.081
42366 | SOLTAS SPECTOR-LAWRENCE-PV |  | No Resource (1) | PV | SUN |  | PHOTOVOLTAIC | 2012-12-17 | Massachusetts Electric Company | MEC | MA | 009 | CMA/NEMA | WCMA |  | 0.3 | 0 | 0 | 0.14
42375 | DEXTER 1 | 392 | DEXTER | CC | NG | DFO | GAS/OIL COMBINED CYCLE | 1990-05-01 | Emera Energy Services Subsidiary No. 4 LLC | EES4 | CT | 003 | CT | CT | 10567 | 57 | 39.965 | 39.965 | 39.836
42376 | DEXTER 2 | 392 | DEXTER | CC | NG |  | GAS COMBINED CYCLE | 1990-05-01 | Emera Energy Services Subsidiary No. 4 LLC | EES4 | CT | 003 | CT | CT | 10567 | 19 | 5.035 | 5.035 | 4.666
42385 | CORNER BROOK-MILFORD-PV |  | No Resource (1) | PV | SUN |  | PHOTOVOLTAIC | 2012-12-24 | Massachusetts Electric Company | MEC | MA | 027 | RI | SEMA |  | 0.155 | 0 | 0 | 0.048
42394 | WINDENERGYDEV-NKINGSTOWN-WIND |  | No Resource (1) | WT | WND |  | WIND TURBINE | 2013-01-02 | The Narragansett Electric Company | NEC | RI | 009 | RI | RI |  | 1.5 | 0.238 | 0.238 | 0.189
42411 | EXTRA SPACE-PLAINVILLE-PV |  | No Resource (1) | PV | SUN |  | PHOTOVOLTAIC | 2013-01-14 | Massachusetts Electric Company | MEC | MA | 021 | RI | SEMA |  | 0.143 | 0 | 0 | 0.03
42412 | EXTRA SPACE-SAUGUS-PV |  | No Resource (1) | PV | SUN |  | PHOTOVOLTAIC | 2013-01-16 | Massachusetts Electric Company | MEC | MA | 009 | BOSTON | NEMA |  | 0.162 | 0 | 0 | 0.029
42413 | 35 LYMAN LLC - ACTIVE |  | No Resource (1) | PV | SUN |  | PHOTOVOLTAIC | 2013-01-14 | Massachusetts Electric Company | MEC | MA | 027 | CMA/NEMA | WCMA |  | 0.19 | 0 | 0 | 0.026
42414 | NE ELECTRO-FALL RIVER-PV |  | No Resource (1) | PV | SUN |  | PHOTOVOLTAIC | 2013-01-11 | Massachusetts Electric Company | MEC | MA | 005 | SEMA | SEMA |  | 0.19 | 0 | 0 | 0.003
42424 | IPSWICH WIND II | 38437 | Ipswich Wind II | WT | WND |  | WIND TURBINE | 2013-01-09 | Ipswich Municipal Light Department | IMLD | MA | 009 | BOSTON | NEMA |  | 2 | 0 | 0 | 0.047
42431 | SOLECT PLUMBING-NORWELL-PV |  | No Resource (1) | PV | SUN |  | PHOTOVOLTAIC | 2013-01-11 | Massachusetts Electric Company | MEC | MA | 023 | SEMA | SEMA |  | 0.2 | 0 | 0 | 0.042
42432 | VAUGHN CORP-SALISBURY-PV |  | No Resource (1) | PV | SUN |  | PHOTOVOLTAIC | 2013-01-11 | Massachusetts Electric Company | MEC | MA | 009 | BOSTON | NEMA |  | 0.19 | 0 | 0 | 0.023
42433 | BETHANY CHURCH-MENDON-PV |  | No Resource (1) | PV | SUN |  | PHOTOVOLTAIC | 2013-01-14 | Massachusetts Electric Company | MEC | MA | 027 | RI | SEMA |  | 0.15 | 0 | 0 | 0.018
42438 | EXTRA SPACE-NORTHBORO-PV |  | No Resource (1) | PV | SUN |  | PHOTOVOLTAIC | 2013-01-18 | Massachusetts Electric Company | MEC | MA | 027 | CMA/NEMA | WCMA |  | 0.155 | 0 | 0 | 0.031
42439 | CITY OF BROCKTON-SWANSEA-PV1 |  | No Resource (1) | PV | SUN |  | PHOTOVOLTAIC | 2013-01-18 | Massachusetts Electric Company | MEC | MA | 005 | SEMA | SEMA |  | 1 | 0 | 0 | 0.243
42440 | CITY OF BROCKTON-SWANSEA-PV2 |  | No Resource (1) | PV | SUN |  | PHOTOVOLTAIC | 2013-01-18 | Massachusetts Electric Company | MEC | MA | 005 | SEMA | SEMA |  | 1 | 0 | 0 | 0.717
42443 | WAL-MART LUN (PV) |  | No Resource (1) | PV | SUN |  | PHOTOVOLTAIC | 2013-01-23 | Fitchburg Gas & Electric Light Company | FGE | MA | 027 | WMA | WCMA |  | 0.3 | 0 | 0 | 0
42444 | MRTA (PV) |  | No Resource (1) | PV | SUN |  | PHOTOVOLTAIC | 2013-01-23 | Fitchburg Gas & Electric Light Company | FGE | MA | 027 | WMA | WCMA |  | 0.135 | 0 | 0 | 0.002
42448 | CITY OF GLOUCESTER 1 - WIND |  | No Resource (1) | WT | WND |  | WIND TURBINE | 2013-02-06 | Massachusetts Electric Company | MEC | MA | 009 | BOSTON | NEMA |  | 2 | 0.287 | 0.287 | 0.108
42449 | CITY OF GLOUCESTER 2 - WIND |  | No Resource (1) | WT | WND |  | WIND TURBINE | 2013-02-06 | Massachusetts Electric Company | MEC | MA | 009 | BOSTON | NEMA |  | 2 | 0.051 | 0.051 | 0.094
42482 | CITY_OF_WALTHAM_PV_ID1805 |  | No Resource (1) | PV | SUN |  | PHOTOVOLTAIC | 2013-02-15 | NSTAR Electric Company | NSTAR | MA | 017 | BOSTON | NEMA |  | 0.193 | 0 | 0 | 0.048
42483 | FIRST_HIGHLAND_PV_ID2021 |  | No Resource (1) | PV | SUN |  | PHOTOVOLTAIC | 2013-02-15 | NSTAR Electric Company | NSTAR | MA | 025 | BOSTON | NEMA |  | 0.975 | 0 | 0 | 0.35
42484 | UNITEDSALVAGE_PV_ID1966 |  | No Resource (1) | PV | SUN |  | PHOTOVOLTAIC | 2013-02-15 | NSTAR Electric Company | NSTAR | MA | 017 | BOSTON | NEMA |  | 0.808 | 0 | 0 | 0.287
42485 | SOLCHEMY_PV_ID1969 |  | No Resource (1) | PV | SUN |  | PHOTOVOLTAIC | 2013-02-15 | NSTAR Electric Company | NSTAR | MA | 007 | SEMA | SEMA |  | 0.293 | 0 | 0 | 0.104
42486 | AIRPORT_WAY_PV_ID1875 |  | No Resource (1) | PV | SUN |  | PHOTOVOLTAIC | 2013-02-15 | NSTAR Electric Company | NSTAR | MA | 001 | SEMA | SEMA |  | 1.238 | 0 | 0 | 0.537
42487 | BILL_BENNETT_PV_ID1967 |  | No Resource (1) | PV | SUN |  | PHOTOVOLTAIC | 2013-02-15 | NSTAR Electric Company | NSTAR | MA | 007 | SEMA | SEMA |  | 0.593 | 0 | 0 | 0.339
42495 | VARIANSEMICON-GLOUCESTER-WT |  | No Resource (1) | WT | WND |  | WIND TURBINE | 2013-02-21 | Massachusetts Electric Company | MEC | MA | 009 | BOSTON | NEMA |  | 2.5 | 0 | 0 | 0
42496 | HANOVER SOLAR-LEICESTER-PV |  | No Resource (1) | PV | SUN |  | PHOTOVOLTAIC | 2013-02-22 | Massachusetts Electric Company | MEC | MA | 027 | WMA | WCMA |  | 1 | 0 | 0 | 0.365
42497 | WESTFORD SOLAR 4- PV | 38181 | Westford Solar | PV | SUN |  | PHOTOVOLTAIC | 2013-02-21 | Massachusetts Electric Company | MEC | MA | 017 | CMA/NEMA | WCMA | 58534 | 1 | 0 | 0 | 0.456
42504 | BERKSHIRE SREG-GT BARRGTN-PV |  | No Resource (1) | PV | SUN |  | PHOTOVOLTAIC | 2013-02-25 | Massachusetts Electric Company | MEC | MA | 003 | WMA | WCMA |  | 0.082 | 0 | 0 | 0
42505 | CUMMINGS 1000-BEVERLY-PV |  | No Resource (1) | PV | SUN |  | PHOTOVOLTAIC | 2013-02-28 | Massachusetts Electric Company | MEC | MA | 009 | BOSTON | NEMA |  | 0.19 | 0 | 0 | 0.081
42597 | GPT JACLEN-BEVERLY-CHP |  | No Resource (1) | IC | NG |  | GAS INTERNAL COMBUSTION | 2013-03-26 | Massachusetts Electric Company | MEC | MA | 009 | BOSTON | NEMA |  | 0.075 | 0 | 0 | 0
42598 | NEW BARRE HYDRO | 852 | SOUTH BARRE HYDRO | HDR | WAT |  | HYDRO (DAILY CYCLE - RUN OF RIVER) | 2013-04-02 | Massachusetts Municipal Wholesale Electric Company | MMWEC | MA | 027 | WMA | WCMA |  | 0.1 | 0 | 0 | 0
42599 | MAPREMCT-97GREEN-02035-PV |  | No Resource (1) | PV | SUN |  | PHOTOVOLTAIC | 2013-04-04 | Massachusetts Electric Company | MEC | MA | 021 | RI | SEMA |  | 0.3 | 0 | 0 | 0.013
42600 | HOOSACVALREG-0ORCHARD-01225-PV |  | No Resource (1) | PV | SUN |  | PHOTOVOLTAIC | 2013-04-04 | Massachusetts Electric Company | MEC | MA | 003 | WMA | WCMA |  | 0.45 | 0 | 0 | 0.054
42601 | CARLSTROMPM-65FISHER-0158-PV |  | No Resource (1) | PV | SUN |  | PHOTOVOLTAIC | 2013-04-04 | Massachusetts Electric Company | MEC | MA | 027 | CMA/NEMA | WCMA |  | 0.6 | 0 | 0 | 0.172
42602 | KEYPOLYMER-1 JACOB-01843-PV |  | No Resource (1) | PV | SUN |  | PHOTOVOLTAIC | 2013-04-05 | Massachusetts Electric Company | MEC | MA | 009 | CMA/NEMA | WCMA |  | 0.6 | 0 | 0 | 0.083
42603 | BARRE1-750BARRE-01005-PV |  | No Resource (1) | PV | SUN |  | PHOTOVOLTAIC | 2013-04-05 | Massachusetts Electric Company | MEC | MA | 027 | WMA | WCMA |  | 0.8 | 0 | 0 | 0.312
42611 | AUBUCHON-95AUBUCHON-01473-PV |  | No Resource (1) | PV | SUN |  | PHOTOVOLTAIC | 2013-04-10 | Massachusetts Electric Company | MEC | MA | 027 | CMA/NEMA | WCMA |  | 0.5 | 0 | 0 | 0.147
42612 | NPPDEVELOP-370PATRIOT-02035-PV |  | No Resource (1) | PV | SUN |  | PHOTOVOLTAIC | 2013-04-10 | Massachusetts Electric Company | MEC | MA | 021 | RI | SEMA |  | 0.495 | 0 | 0 | 0.219
42613 | AMERICOLD-0PEW-01930-PV |  | No Resource (1) | PV | SUN |  | PHOTOVOLTAIC | 2013-04-10 | Massachusetts Electric Company | MEC | MA | 009 | BOSTON | NEMA |  | 0.45 | 0 | 0 | 0
42631 | CABRAL-247BAKER-02777-PV |  | No Resource (1) | PV | SUN |  | PHOTOVOLTAIC | 2013-04-12 | Massachusetts Electric Company | MEC | MA | 005 | SEMA | SEMA |  | 0.5 | 0 | 0 | 0.201
42632 | ALPHA GRAINGER-02038PV250NM |  | No Resource (1) | PV | SUN |  | PHOTOVOLTAIC | 2013-04-12 | Massachusetts Electric Company | MEC | MA | 021 | RI | SEMA |  | 0.25 | 0 | 0 | 0
42633 | NORTHBORSPORTS-01532PV300NM |  | No Resource (1) | PV | SUN |  | PHOTOVOLTAIC | 2013-04-12 | Massachusetts Electric Company | MEC | MA | 027 | CMA/NEMA | WCMA |  | 0.3 | 0 | 0 | 0
42641 | NATICKMEMORIALSCHOOL_PV_ID1892 |  | No Resource (1) | PV | SUN |  | PHOTOVOLTAIC | 2013-04-22 | NSTAR Electric Company | NSTAR | MA | 017 | BOSTON | NEMA |  | 0.14 | 0 | 0 | 0.037
42812 | PEGASUS_PV_ID1809 |  | No Resource (1) | PV | SUN |  | PHOTOVOLTAIC | 2013-05-01 | NSTAR Electric Company | NSTAR | MA | 005 | SEMA | SEMA |  | 1 | 0 | 0 | 0.418
42813 | BIG Y FOODS-02038PV250NM |  | No Resource (1) | PV | SUN |  | PHOTOVOLTAIC | 2013-05-01 | Massachusetts Electric Company | MEC | MA | 021 | RI | SEMA |  | 0.25 | 0 | 0 | 0
42814 | SWANSEA REALTY-02777PV315NM |  | No Resource (1) | PV | SUN |  | PHOTOVOLTAIC | 2013-05-01 | Massachusetts Electric Company | MEC | MA | 005 | RI | SEMA |  | 0.315 | 0 | 0 | 0
42815 | WILLETTE REALTY-02762PV225NM |  | No Resource (1) | PV | SUN |  | PHOTOVOLTAIC | 2013-05-02 | Massachusetts Electric Company | MEC | MA | 021 | RI | SEMA |  | 0.225 | 0 | 0 | 0.042
42816 | JAY CASHMAN-02169PV155NM |  | No Resource (1) | PV | SUN |  | PHOTOVOLTAIC | 2013-05-02 | Massachusetts Electric Company | MEC | MA | 021 | SEMA | SEMA |  | 0.155 | 0 | 0 | 0
42817 | IKEA 158-0223PV520NM |  | No Resource (1) | PV | SUN |  | PHOTOVOLTAIC | 2013-05-06 | Massachusetts Electric Company | MEC | MA | 021 | SEMA | SEMA |  | 0.52 | 0 | 0 | 0
42819 | CUMMINGS PROP 1-0195PV224NM |  | No Resource (1) | PV | SUN |  | PHOTOVOLTAIC | 2013-05-06 | Massachusetts Electric Company | MEC | MA | 009 | BOSTON | NEMA |  | 0.224 | 0 | 0 | 0.045
42820 | CUMMINGS PROP 2-01915PV224NM |  | No Resource (1) | PV | SUN |  | PHOTOVOLTAIC | 2013-05-08 | Massachusetts Electric Company | MEC | MA | 009 | BOSTON | NEMA |  | 0.224 | 0 | 0 | 0.068
42821 | GLC-MA ACUSHNET_PV_ID2109 |  | No Resource (1) | PV | SUN |  | PHOTOVOLTAIC | 2013-05-01 | NSTAR Electric Company | NSTAR | MA | 005 | SEMA | SEMA |  | 0.649 | 0 | 0 | 0.252
42822 | CARDINAL SHOE-01840PV250NM |  | No Resource (1) | PV | SUN |  | PHOTOVOLTAIC | 2013-05-02 | Massachusetts Electric Company | MEC | MA | 009 | CMA/NEMA | WCMA |  | 0.25 | 0 | 0 | 0.038
42823 | WALDEN LIBERTY-02038PV231NM |  | No Resource (1) | PV | SUN |  | PHOTOVOLTAIC | 2013-05-06 | Massachusetts Electric Company | MEC | MA | 021 | RI | SEMA |  | 0.231 | 0 | 0 | 0.054
42893 | BISCO FALLS HYDRO |  | No Resource (1) | HDR | WAT |  | HYDRO (DAILY CYCLE - RUN OF RIVER) | 2013-05-08 | Union Atlantic Electricity | UNION | ME | 017 | ME | ME |  | 0.093 | 0.025 | 0.025 | 0.024
43256 | SANDYWOODS-02878WT275NM |  | No Resource (1) | WT | WND |  | WIND TURBINE | 2013-05-17 | The Narragansett Electric Company | NEC | RI | 005 | SEMA | RI |  | 0.275 | 0 | 0 | 0
43257 | LEICESTER MS C-01524PV100NM |  | No Resource (1) | PV | SUN |  | PHOTOVOLTAIC | 2013-05-20 | Massachusetts Electric Company | MEC | MA | 027 | WMA | WCMA |  | 0.1 | 0 | 0 | 0.024
43262 | BERKSHIRE SCHL-01257PV1750NM |  | No Resource (1) | PV | SUN |  | PHOTOVOLTAIC | 2013-05-16 | Massachusetts Electric Company | MEC | MA | 003 | WMA | WCMA |  | 1.76 | 0 | 0 | 0
43263 | JF WHITE-02702PV86NM |  | No Resource (1) | PV | SUN |  | PHOTOVOLTAIC | 2013-05-16 | Massachusetts Electric Company | MEC | MA | 021 | SEMA | SEMA |  | 0.086 | 0 | 0 | 0.01
43267 | PLANET SUBARU-02339PV75NM |  | No Resource (1) | PV | SUN |  | PHOTOVOLTAIC | 2013-05-17 | Massachusetts Electric Company | MEC | MA | 023 | RI | SEMA |  | 0.075 | 0 | 0 | 0
43269 | SIGN DESIGN-02301PV95NM |  | No Resource (1) | PV | SUN |  | PHOTOVOLTAIC | 2013-05-17 | Massachusetts Electric Company | MEC | MA | 023 | SEMA | SEMA |  | 0.095 | 0 | 0 | 0
43270 | LEICESTER MS A-01524PV100NM |  | No Resource (1) | PV | SUN |  | PHOTOVOLTAIC | 2013-05-20 | Massachusetts Electric Company | MEC | MA | 027 | WMA | WCMA |  | 0.1 | 0 | 0 | 0.026
43409 | GLC-MA ACUSHNET_PV_ID1827 |  | No Resource (1) | PV | SUN |  | PHOTOVOLTAIC | 2013-05-23 | NSTAR Electric Company | NSTAR | MA | 005 | SEMA | SEMA |  | 1.304 | 0 | 0 | 0.447
43411 | S BARRE-01005PV800NM |  | No Resource (1) | PV | SUN |  | PHOTOVOLTAIC | 2013-05-29 | Massachusetts Electric Company | MEC | MA | 027 | WMA | WCMA |  | 0.8 | 0 | 0 | 0.364
43416 | MIG ACTON-01581PV260NM |  | No Resource (1) | PV | SUN |  | PHOTOVOLTAIC | 2013-06-12 | Massachusetts Electric Company | MEC | MA | 027 | CMA/NEMA | WCMA |  | 0.26 | 0 | 0 | 0.037
43417 | WORCESTER SCHL-01602PV135NM |  | No Resource (1) | PV | SUN |  | PHOTOVOLTAIC | 2013-06-12 | Massachusetts Electric Company | MEC | MA | 027 | CMA/NEMA | WCMA |  | 0.135 | 0 | 0 | 0
43418 | FALLON AMB-02169PV116NM |  | No Resource (1) | PV | SUN |  | PHOTOVOLTAIC | 2013-06-12 | Massachusetts Electric Company | MEC | MA | 021 | SEMA | SEMA |  | 0.116 | 0 | 0 | 0
43420 | BANNER MOLD-01453PV111NM |  | No Resource (1) | PV | SUN |  | PHOTOVOLTAIC | 2013-06-14 | Massachusetts Electric Company | MEC | MA | 027 | WMA | WCMA |  | 0.111 | 0 | 0 | 0.004
43422 | EPG SOLAR 1 - 01550PV1500NM |  | No Resource (1) | PV | SUN |  | PHOTOVOLTAIC | 2013-06-12 | Massachusetts Electric Company | MEC | MA | 027 | WMA | WCMA |  | 1.5 | 0 | 0 | 0.583
43423 | EPG SOLAR 2 - 01550PV1500NM |  | No Resource (1) | PV | SUN |  | PHOTOVOLTAIC | 2013-06-12 | Massachusetts Electric Company | MEC | MA | 027 | WMA | WCMA |  | 1.5 | 0 | 0 | 0.664
43424 | PINGREE SCHL - 01982PV200NM |  | No Resource (1) | PV | SUN |  | PHOTOVOLTAIC | 2013-06-14 | Massachusetts Electric Company | MEC | MA | 009 | BOSTON | NEMA |  | 0.2 | 0 | 0 | 0.004
43425 | NPP DEV - 02035PV125NM |  | No Resource (1) | PV | SUN |  | PHOTOVOLTAIC | 2013-06-14 | Massachusetts Electric Company | MEC | MA | 021 | RI | SEMA |  | 0.125 | 0 | 0 | 0.033
43426 | ABBOTT MILL - 01886PV235NM |  | No Resource (1) | PV | SUN |  | PHOTOVOLTAIC | 2013-06-17 | Massachusetts Electric Company | MEC | MA | 017 | CMA/NEMA | WCMA |  | 0.235 | 0 | 0 | 0.091
43489 | BOST SCIENT-02171PV1100NM |  | No Resource (1) | PV | SUN |  | PHOTOVOLTAIC | 2013-07-03 | Massachusetts Electric Company | MEC | MA | 021 | SEMA | SEMA |  | 1.1 | 0 | 0 | 0
43491 | 146 CAMPANELLI-02072PV332NM |  | No Resource (1) | PV | SUN |  | PHOTOVOLTAIC | 2013-07-03 | Massachusetts Electric Company | MEC | MA | 021 | SEMA | SEMA |  | 0.332 | 0 | 0 | 0.119
43492 | NARR BAY - 02903WT4500NM |  | No Resource (1) | WT | WND |  | WIND TURBINE | 2013-07-09 | The Narragansett Electric Company | NEC | RI | 007 | RI | RI |  | 4.5 | 0 | 0 | 0
43509 | DOUGLAS SOLAR-01516PV2000NM |  | No Resource (1) | PV | SUN |  | PHOTOVOLTAIC | 2013-07-15 | Massachusetts Electric Company | MEC | MA | 027 | RI | SEMA |  | 2 | 0 | 0 | 0.92
43510 | SANDF MGMNT-02725PV623NM |  | No Resource (1) | PV | SUN |  | PHOTOVOLTAIC | 2013-07-15 | Massachusetts Electric Company | MEC | MA | 005 | RI | SEMA |  | 0.623 | 0 | 0 | 0.213
43512 | WEST GREENWICH - 02817PV2000DG | 38834 | DGSC PV1666_179 Plain Meeting House Rd_West Greenwich | PV | SUN |  | PHOTOVOLTAIC | 2013-07-18 | The Narragansett Electric Company | NEC | RI | 003 | RI | RI |  | 2 | 0 | 0 | 0.855
43527 | STUART THOMAS - 02842PV500DG | 38833 | DGSC PV405_28 Jacome Way_Middletown | PV | SUN |  | PHOTOVOLTAIC | 2013-07-18 | The Narragansett Electric Company | NEC | RI | 005 | SEMA | RI |  | 0.5 | 0 | 0 | 0.184
43528 | EXTRA SPC MGMT-02035PV102NM |  | No Resource (1) | PV | SUN |  | PHOTOVOLTAIC | 2013-07-22 | Massachusetts Electric Company | MEC | MA | 021 | RI | SEMA |  | 0.102 | 0 | 0 | 0.023
43529 | CREEDON AND CO-01604PV110NM |  | No Resource (1) | PV | SUN |  | PHOTOVOLTAIC | 2013-07-22 | Massachusetts Electric Company | MEC | MA | 027 | CMA/NEMA | WCMA |  | 0.11 | 0 | 0 | 0.01
43531 | 28 HASTINGS - 01756PV100NM |  | No Resource (1) | PV | SUN |  | PHOTOVOLTAIC | 2013-07-22 | Massachusetts Electric Company | MEC | MA | 027 | RI | SEMA |  | 0.1 | 0 | 0 | 0.034
43556 | CALLAHAN - 02324PV110NM |  | No Resource (1) | PV | SUN |  | PHOTOVOLTAIC | 2013-08-05 | Massachusetts Electric Company | MEC | MA | 023 | SEMA | SEMA |  | 0.11 | 0 | 0 | 0
43557 | BRDGWTR RECYCLE-02324PV96NM |  | No Resource (1) | PV | SUN |  | PHOTOVOLTAIC | 2013-08-05 | Massachusetts Electric Company | MEC | MA | 023 | SEMA | SEMA |  | 0.096 | 0 | 0 | 0.033
43558 | COMMERCE GRN-02339PV100NM |  | No Resource (1) | PV | SUN |  | PHOTOVOLTAIC | 2013-08-05 | Massachusetts Electric Company | MEC | MA | 023 | SEMA | SEMA |  | 0.1 | 0 | 0 | 0.043
43572 | JDH_SOLAR_SYSTEMS_PV_2221 |  | No Resource (1) | PV | SUN |  | PHOTOVOLTAIC | 2013-08-01 | NSTAR Electric Company | NSTAR | MA | 023 | SEMA | SEMA |  | 0.65 | 0 | 0 | 0.223
43573 | NEW_ENGLAND_RESINS_PV_2309 |  | No Resource (1) | PV | SUN |  | PHOTOVOLTAIC | 2013-08-01 | NSTAR Electric Company | NSTAR | MA | 017 | BOSTON | NEMA |  | 0.06 | 0 | 0 | 0.156
43574 | TOWN_OF_FAIRHAVEN_LF_PV_1714 |  | No Resource (1) | PV | SUN |  | PHOTOVOLTAIC | 2013-08-05 | NSTAR Electric Company | NSTAR | MA | 005 | SEMA | SEMA |  | 0.5 | 0 | 0 | 0.164
43575 | NE_ELEMENTARY_WALTHAM_PV_1872 |  | No Resource (1) | PV | SUN |  | PHOTOVOLTAIC | 2013-08-05 | NSTAR Electric Company | NSTAR | MA | 017 | BOSTON | NEMA |  | 0.259 | 0 | 0 | 0.105
43576 | GLC_ACUSHNET_PV_1888 |  | No Resource (1) | PV | SUN |  | PHOTOVOLTAIC | 2013-08-05 | NSTAR Electric Company | NSTAR | MA | 005 | SEMA | SEMA |  | 0.917 | 0 | 0 | 0.462
43577 | GLC_ACUSHNET_PV_1889 |  | No Resource (1) | PV | SUN |  | PHOTOVOLTAIC | 2013-08-05 | NSTAR Electric Company | NSTAR | MA | 005 | SEMA | SEMA |  | 0.917 | 0 | 0 | 0.336
43578 | GLC_ACUSHNET_PV_1890 |  | No Resource (1) | PV | SUN |  | PHOTOVOLTAIC | 2013-08-05 | NSTAR Electric Company | NSTAR | MA | 005 | SEMA | SEMA |  | 0.917 | 0 | 0 | 0.306
43579 | GOIS_SOLAR_ONE_PV_2040 |  | No Resource (1) | PV | SUN |  | PHOTOVOLTAIC | 2013-08-05 | NSTAR Electric Company | NSTAR | MA | 017 | BOSTON | NEMA |  | 0.822 | 0 | 0 | 0.361
43580 | JERICHO WIND | 38421 | Jericho Power | WT | WND |  | WIND TURBINE | 2016-01-23 | Jericho Power LLC | JERICHO | NH | 007 | NH | NH |  | 13.5375 | 2.813 | 2.813 | 1.443
43586 | COMTRAN CABLE-02864PV400DG | 38853 | DGSC PV400_1 Ralco Way_Cumberland | PV | SUN |  | PHOTOVOLTAIC | 2013-08-15 | The Narragansett Electric Company | NEC | RI | 007 | RI | RI |  | 0.4 | 0 | 0 | 0.211
43587 | TRAVIS_HOSPITALITY_PV_2239 |  | No Resource (1) | PV | SUN |  | PHOTOVOLTAIC | 2013-08-21 | NSTAR Electric Company | NSTAR | MA | 001 | SEMA | SEMA |  | 0.145 | 0 | 0 | 0.06
43603 | WORC GEAR AND RACK-01537PV95NM |  | No Resource (1) | PV | SUN |  | PHOTOVOLTAIC | 2013-08-28 | Massachusetts Electric Company | MEC | MA | 027 | WMA | WCMA |  | 0.095 | 0 | 0 | 0
43604 | METRO WST PROVIS-01747PV95NM |  | No Resource (1) | PV | SUN |  | PHOTOVOLTAIC | 2013-08-28 | Massachusetts Electric Company | MEC | MA | 027 | RI | SEMA |  | 0.095 | 0 | 0 | 0.03
43605 | PRECISE PACK-02720PV95NM |  | No Resource (1) | PV | SUN |  | PHOTOVOLTAIC | 2013-09-03 | Massachusetts Electric Company | MEC | MA | 005 | SEMA | SEMA |  | 0.095 | 0 | 0 | 0
43606 | CITY NORTHAMPTON-02721PV95NM |  | No Resource (1) | PV | SUN |  | PHOTOVOLTAIC | 2013-09-03 | Massachusetts Electric Company | MEC | MA | 015 | WMA | WCMA |  | 0.095 | 0 | 0 | 0
43607 | COX PRTSMTH-02871PV500DG | 38855 | DGSC PV500_1060 West Main Rd_Portsmouth | PV | SUN |  | PHOTOVOLTAIC | 2013-09-03 | The Narragansett Electric Company | NEC | RI | 005 | RI | RI |  | 0.5 | 0 | 0 | 0.042
43608 | 35 LYMAN LLC-01532PV95NM |  | No Resource (1) | PV | SUN |  | PHOTOVOLTAIC | 2013-08-28 | Massachusetts Electric Company | MEC | MA | 027 | CMA/NEMA | WCMA |  | 0.095 | 0 | 0 | 0.034
43609 | MA CORRECTIONAL-01440WT3300NM |  | No Resource (1) | WT | WND |  | WIND TURBINE | 2013-09-05 | Massachusetts Electric Company | MEC | MA | 027 | WMA | WCMA |  | 3.3 | 0 | 0 | 0
43623 | E BRIDGEWATER-02333PV2000NM | 38114 | East Bridgewater Solar Energy Project | PV | SUN |  | PHOTOVOLTAIC | 2013-09-12 | Massachusetts Electric Company | MEC | MA | 023 | SEMA | SEMA |  | 2 | 0 | 0 | 0.606
43624 | TJ MAXX - 02061PV260NM |  | No Resource (1) | PV | SUN |  | PHOTOVOLTAIC | 2013-09-17 | Massachusetts Electric Company | MEC | MA | 023 | SEMA | SEMA |  | 0.26 | 0 | 0 | 0
43643 | SUNGEN UXBRIDGE1-01569PV950NM | 38558 | Fall River- Uxbridge | PV | SUN |  | PHOTOVOLTAIC | 2013-09-25 | Massachusetts Electric Company | MEC | MA | 027 | RI | SEMA |  | 0.95 | 0 | 0 | 0.463
43644 | SUNGEN UXBRIDGE2-01569PV950NM | 38558 | Fall River- Uxbridge | PV | SUN |  | PHOTOVOLTAIC | 2013-09-25 | Massachusetts Electric Company | MEC | MA | 027 | RI | SEMA |  | 0.95 | 0 | 0 | 0.456
43645 | SUNGEN UXBRIDGE3-01569PV950NM | 38558 | Fall River- Uxbridge | PV | SUN |  | PHOTOVOLTAIC | 2013-09-25 | Massachusetts Electric Company | MEC | MA | 027 | RI | SEMA |  | 0.95 | 0 | 0 | 0.291
43652 | TWN W BRDGEWTR-02379PV1500NM |  | No Resource (1) | PV | SUN |  | PHOTOVOLTAIC | 2013-09-30 | Massachusetts Electric Company | MEC | MA | 023 | SEMA | SEMA |  | 1.5 | 0 | 0 | 0.701
43653 | 40 WASHINGTON LTD-01581PV750NM |  | No Resource (1) | PV | SUN |  | PHOTOVOLTAIC | 2013-09-30 | Massachusetts Electric Company | MEC | MA | 027 | CMA/NEMA | WCMA |  | 0.75 | 0 | 0 | 0.127
43654 | 3 COUNTY FAIR ASN-01060PV250NM |  | No Resource (1) | PV | SUN |  | PHOTOVOLTAIC | 2013-09-30 | Massachusetts Electric Company | MEC | MA | 015 | WMA | WCMA |  | 0.25 | 0 | 0 | 0.097
43655 | SPRING HILL FARM-01835PV229NM |  | No Resource (1) | PV | SUN |  | PHOTOVOLTAIC | 2013-10-02 | Massachusetts Electric Company | MEC | MA | 009 | BOSTON | NEMA |  | 0.229 | 0 | 0 | 0.062
43656 | SVC TIRE TRUCK - 01527PV300NM |  | No Resource (1) | PV | SUN |  | PHOTOVOLTAIC | 2013-10-02 | Massachusetts Electric Company | MEC | MA | 027 | CMA/NEMA | WCMA |  | 0.3 | 0 | 0 | 0
43657 | RIPTA - 02907PV300NM |  | No Resource (1) | PV | SUN |  | PHOTOVOLTAIC | 2013-09-27 | The Narragansett Electric Company | NEC | RI | 007 | RI | RI |  | 0.3 | 0 | 0 | 0
43658 | TWN LANCASTER-01523PV500QF |  | No Resource (1) | PV | SUN |  | PHOTOVOLTAIC | 2013-10-04 | Massachusetts Electric Company | MEC | MA | 027 | CMA/NEMA | WCMA |  | 0.5 | 0 | 0 | 0.146
43659 | TWN OF SCITUATE2-02066PV1500NM |  | No Resource (1) | PV | SUN |  | PHOTOVOLTAIC | 2013-10-10 | Massachusetts Electric Company | MEC | MA | 023 | SEMA | SEMA |  | 1.5 | 0 | 0 | 0.641
43678 | DISCOVER MARBLE - 01527PV142NM |  | No Resource (1) | PV | SUN |  | PHOTOVOLTAIC | 2013-10-16 | Massachusetts Electric Company | MEC | MA | 027 | CMA/NEMA | WCMA |  | 0.142 | 0 | 0 | 0
43682 | NEXTSUN ENERGY-01516PV3000NM |  | No Resource (1) | PV | SUN |  | PHOTOVOLTAIC | 2013-10-22 | Massachusetts Electric Company | MEC | MA | 027 | RI | SEMA |  | 3 | 0 | 0 | 1.437
43683 | TWN OF SCITUATE1-02066PV1500NM |  | No Resource (1) | PV | SUN |  | PHOTOVOLTAIC | 2013-10-22 | Massachusetts Electric Company | MEC | MA | 023 | SEMA | SEMA |  | 1.5 | 0 | 0 | 0.485
43684 | KEY BOSTON-02038PV2000NM |  | No Resource (1) | PV | SUN |  | PHOTOVOLTAIC | 2013-10-24 | Massachusetts Electric Company | MEC | MA | 021 | RI | SEMA |  | 2 | 0 | 0 | 0.795
43685 | CONANICUT MARINE-02835PV120DG |  | No Resource (1) | PV | SUN |  | PHOTOVOLTAIC | 2013-10-18 | The Narragansett Electric Company | NEC | RI | 005 | SEMA | RI |  | 0.12 | 0 | 0 | 0.044
43686 | SHEA CONCRETE-01913PV300NM |  | No Resource (1) | PV | SUN |  | PHOTOVOLTAIC | 2013-10-18 | Massachusetts Electric Company | MEC | MA | 009 | BOSTON | NEMA |  | 0.3 | 0 | 0 | 0.065
43687 | SUNGEN ORANGE1-01364PV1500NM |  | No Resource (1) | PV | SUN |  | PHOTOVOLTAIC | 2013-10-24 | Massachusetts Electric Company | MEC | MA | 011 | WMA | WCMA |  | 1.5 | 0 | 0 | 0.657
43688 | SUNGEN ORANGE2-01364PV1500NM |  | No Resource (1) | PV | SUN |  | PHOTOVOLTAIC | 2013-10-24 | Massachusetts Electric Company | MEC | MA | 011 | WMA | WCMA |  | 0.5 | 0 | 0 | 0.203
43689 | BOSTON NORTH TECH-01913PV300NM |  | No Resource (1) | PV | SUN |  | PHOTOVOLTAIC | 2013-10-28 | Massachusetts Electric Company | MEC | MA | 009 | BOSTON | NEMA |  | 0.3 | 0 | 0 | 0
43690 | OXFORD REALTY-01604PV145NM |  | No Resource (1) | PV | SUN |  | PHOTOVOLTAIC | 2013-10-30 | Massachusetts Electric Company | MEC | MA | 027 | CMA/NEMA | WCMA |  | 0.145 | 0 | 0 | 0.031
43691 | CRAFT INC-02703PV285NM |  | No Resource (1) | PV | SUN |  | PHOTOVOLTAIC | 2013-10-30 | Massachusetts Electric Company | MEC | MA | 005 | RI | SEMA |  | 0.285 | 0 | 0 | 0.031
43695 | KOHLS-01906PV252NM |  | No Resource (1) | PV | SUN |  | PHOTOVOLTAIC | 2013-10-28 | Massachusetts Electric Company | MEC | MA | 009 | BOSTON | NEMA |  | 0.252 | 0 | 0 | 0
43696 | STOP AND SHOP-02155PV200NM |  | No Resource (1) | PV | SUN |  | PHOTOVOLTAIC | 2013-10-28 | Massachusetts Electric Company | MEC | MA | 017 | BOSTON | NEMA |  | 0.2 | 0 | 0 | 0
43698 | NTHBRDGE SOLAR-01560PV1910NM |  | No Resource (1) | PV | SUN |  | PHOTOVOLTAIC | 2013-10-25 | Massachusetts Electric Company | MEC | MA | 027 | RI | SEMA |  | 1.91 | 0 | 0 | 1.047
43706 | CITY OF LOWELL1-01364PV2000NM |  | No Resource (1) | PV | SUN |  | PHOTOVOLTAIC | 2013-11-01 | Massachusetts Electric Company | MEC | MA | 011 | WMA | WCMA |  | 2 | 0 | 0 | 0.452
43707 | CITY OF LOWELL2-01364PV1000NM |  | No Resource (1) | PV | SUN |  | PHOTOVOLTAIC | 2013-11-01 | Massachusetts Electric Company | MEC | MA | 011 | WMA | WCMA |  | 1 | 0 | 0 | 0.79
43708 | HANNAFORD-02061PV135NM |  | No Resource (1) | PV | SUN |  | PHOTOVOLTAIC | 2013-11-06 | Massachusetts Electric Company | MEC | MA | 023 | SEMA | SEMA |  | 0.135 | 0 | 0 | 0
43709 | CITY OF LOWELL 1-01331PV1000NM |  | No Resource (1) | PV | SUN |  | PHOTOVOLTAIC | 2013-11-04 | Massachusetts Electric Company | MEC | MA | 027 | WMA | WCMA |  | 1 | 0 | 0 | 0.424
43710 | CITY OF LOWELL 2-01331PV1000NM |  | No Resource (1) | PV | SUN |  | PHOTOVOLTAIC | 2013-11-04 | Massachusetts Electric Company | MEC | MA | 027 | WMA | WCMA |  | 1 | 0 | 0 | 0.48
43711 | CITY OF LOWELL 3-01331PV1000NM |  | No Resource (1) | PV | SUN |  | PHOTOVOLTAIC | 2013-11-04 | Massachusetts Electric Company | MEC | MA | 027 | WMA | WCMA |  | 1 | 0 | 0 | 0.48
43712 | PHOENIX FIN5-01464PV95NM |  | No Resource (1) | PV | SUN |  | PHOTOVOLTAIC | 2013-11-12 | Massachusetts Electric Company | MEC | MA | 017 | CMA/NEMA | WCMA |  | 0.095 | 0 | 0 | 0
43713 | CUMMINGS PROP-01915PV110NM |  | No Resource (1) | PV | SUN |  | PHOTOVOLTAIC | 2013-11-08 | Massachusetts Electric Company | MEC | MA | 009 | BOSTON | NEMA |  | 0.11 | 0 | 0 | 0.038
43714 | EXTRA SPC STOR-02189PV95NM |  | No Resource (1) | PV | SUN |  | PHOTOVOLTAIC | 2013-11-06 | Massachusetts Electric Company | MEC | MA | 021 | SEMA | SEMA |  | 0.095 | 0 | 0 | 0.032
43715 | MILFORD IND-01757PV100NM |  | No Resource (1) | PV | SUN |  | PHOTOVOLTAIC | 2013-11-08 | Massachusetts Electric Company | MEC | MA | 027 | RI | SEMA |  | 0.1 | 0 | 0 | 0.035
43716 | NEXAMP-02852PV2000DG | 38843 | DGSC PV2000_338 Compass Circle_North Kingstown | PV | SUN |  | PHOTOVOLTAIC | 2013-11-06 | The Narragansett Electric Company | NEC | RI | 009 | RI | RI |  | 2 | 0 | 0 | 0.85
43717 | ASSUMPTION-01562PV2000NM |  | No Resource (1) | PV | SUN |  | PHOTOVOLTAIC | 2013-11-08 | Massachusetts Electric Company | MEC | MA | 027 | CMA/NEMA | WCMA |  | 2 | 0 | 0 | 0.909
43729 | GRAFTON WATER-01519PV1500NM | 38527 | Grafton WD | PV | SUN |  | PHOTOVOLTAIC | 2013-11-18 | Massachusetts Electric Company | MEC | MA | 027 | CMA/NEMA | WCMA |  | 1.5 | 0 | 0 | 0.628
43731 | JEFFERSON-02720PV95NM |  | No Resource (1) | PV | SUN |  | PHOTOVOLTAIC | 2013-11-26 | Massachusetts Electric Company | MEC | MA | 005 | SEMA | SEMA |  | 0.095 | 0 | 0 | 0
43734 | TOWN EASTON-02375PV1500NM |  | No Resource (1) | PV | SUN |  | PHOTOVOLTAIC | 2013-11-26 | Massachusetts Electric Company | MEC | MA | 005 | SEMA | SEMA |  | 1.5 | 0 | 0 | 0.739
43735 | 28 HASTINGS-01756PV95NM |  | No Resource (1) | PV | SUN |  | PHOTOVOLTAIC | 2013-11-26 | Massachusetts Electric Company | MEC | MA | 027 | RI | SEMA |  | 0.095 | 0 | 0 | 0.027
43736 | SMITH COLLEGE-01060NG3500QF |  | No Resource (1) | IC | NG |  | GAS INTERNAL COMBUSTION | 2013-11-22 | Massachusetts Electric Company | MEC | MA | 015 | WMA | WCMA |  | 3.5 | 0.143 | 0.143 | 0
43747 | PARSONS GRP-01581PV95NM |  | No Resource (1) | PV | SUN |  | PHOTOVOLTAIC | 2013-12-03 | Massachusetts Electric Company | MEC | MA | 027 | CMA/NEMA | WCMA |  | 0.095 | 0 | 0 | 0.023
43748 | ACUMEN-01752PV85NM |  | No Resource (1) | PV | SUN |  | PHOTOVOLTAIC | 2013-12-05 | Massachusetts Electric Company | MEC | MA | 017 | CMA/NEMA | WCMA |  | 0.085 | 0 | 0 | 0.033
43749 | WILVECO-01821PV82NM |  | No Resource (1) | PV | SUN |  | PHOTOVOLTAIC | 2013-12-05 | Massachusetts Electric Company | MEC | MA | 017 | CMA/NEMA | WCMA |  | 0.082 | 0 | 0 | 0.001
43750 | CANTON HIGH SCHOOL 2009 |  | No Resource (1) | PV | SUN |  | PHOTOVOLTAIC | 2013-12-01 | NSTAR Electric Company | NSTAR | MA | 021 | SEMA | SEMA |  | 0.5 | 0 | 0 | 0.168
43751 | EAGLE LEASE-01540PV95NM |  | No Resource (1) | PV | SUN |  | PHOTOVOLTAIC | 2013-12-03 | Massachusetts Electric Company | MEC | MA | 027 | WMA | WCMA |  | 0.094 | 0 | 0 | 0.014
43752 | EXTRA SPACE-01607PV91.2NM |  | No Resource (1) | PV | SUN |  | PHOTOVOLTAIC | 2013-12-03 | Massachusetts Electric Company | MEC | MA | 027 | CMA/NEMA | WCMA |  | 0.091 | 0 | 0 | 0.028
43762 | FORBES STREET 1-02914PV3000DG | 38842 | DGSC PV3000_Forbes St Landfill_East Providence | PV | SUN |  | PHOTOVOLTAIC | 2013-12-10 | The Narragansett Electric Company | NEC | RI | 007 | RI | RI |  | 3 | 0 | 0 | 1.484
43766 | EXTRA SPACE-02149PV237NM |  | No Resource (1) | PV | SUN |  | PHOTOVOLTAIC | 2013-12-11 | Massachusetts Electric Company | MEC | MA | 017 | BOSTON | NEMA |  | 0.237 | 0 | 0 | 0
43840 | SOLVENTERRA-01069PV1000NM |  | No Resource (1) | PV | SUN |  | PHOTOVOLTAIC | 2014-01-02 | Massachusetts Electric Company | MEC | MA | 013 | WMA | WCMA |  | 1 | 0 | 0 | 0.477
43841 | FLAIR ONE-01507PV950NM |  | No Resource (1) | PV | SUN |  | PHOTOVOLTAIC | 2014-01-02 | Massachusetts Electric Company | MEC | MA | 027 | WMA | WCMA |  | 0.95 | 0 | 0 | 0.331
43842 | FORRESTALL-01507PV950NM |  | No Resource (1) | PV | SUN |  | PHOTOVOLTAIC | 2014-01-02 | Massachusetts Electric Company | MEC | MA | 027 | WMA | WCMA |  | 0.95 | 0 | 0 | 0.283
43869 | FRPV WEST-02720PV1000NM |  | No Resource (1) | PV | SUN |  | PHOTOVOLTAIC | 2014-01-07 | Massachusetts Electric Company | MEC | MA | 005 | SEMA | SEMA |  | 1 | 0 | 0 | 0.478
43870 | FRPV EAST-02720PV1000NM |  | No Resource (1) | PV | SUN |  | PHOTOVOLTAIC | 2014-01-09 | Massachusetts Electric Company | MEC | MA | 005 | SEMA | SEMA |  | 1 | 0 | 0 | 0.462
43871 | SYNAGRO-02895CHP2000QF |  | No Resource (1) | ST | NG |  | GAS STEAM | 2014-01-07 | The Narragansett Electric Company | NEC | RI | 007 | RI | RI |  | 2 | 0 | 0 | 0
43874 | MASS MOCA1-01247PV225NM |  | No Resource (1) | PV | SUN |  | PHOTOVOLTAIC | 2014-01-09 | Massachusetts Electric Company | MEC | MA | 003 | WMA | WCMA |  | 0.225 | 0 | 0 | 0
43875 | CUMMINGS PROP-01915PV230NM |  | No Resource (1) | PV | SUN |  | PHOTOVOLTAIC | 2014-01-09 | Massachusetts Electric Company | MEC | MA | 009 | BOSTON | NEMA |  | 0.23 | 0 | 0 | 0.062
43876 | KENNEDY CARPET-02189PV95NM |  | No Resource (1) | PV | SUN |  | PHOTOVOLTAIC | 2014-01-13 | Massachusetts Electric Company | MEC | MA | 021 | SEMA | SEMA |  | 0.095 | 0 | 0 | 0.022
43878 | MCI WORLD COMM-01821PV1000NM |  | No Resource (1) | PV | SUN |  | PHOTOVOLTAIC | 2014-01-14 | Massachusetts Electric Company | MEC | MA | 017 | CMA/NEMA | WCMA |  | 1 | 0 | 0 | 0
43884 | MASS MOCA3 01247PV177NM |  | No Resource (1) | PV | SUN |  | PHOTOVOLTAIC | 2014-01-16 | Massachusetts Electric Company | MEC | MA | 003 | WMA | WCMA |  | 0.177 | 0 | 0 | 0.04
43885 | NM-HP HOOD AND SONS | 38575 | Agawam Solar | PV | SUN |  | PHOTOVOLTAIC | 2014-02-01 | NSTAR Electric Company | NSTAR | MA | 013 | WMA | WCMA |  | 1.5 | 0 | 0 | 0.641
43886 | NM-FRANKLIN COUNTY SHERIFF | 38576 | Whately | PV | SUN |  | PHOTOVOLTAIC | 2014-02-01 | NSTAR Electric Company | NSTAR | MA | 011 | WMA | WCMA |  | 1.5 | 0 | 0 | 0.6
43887 | NM-TOWN OF AGAWAM SOLAR | 38574 | Route 57 | PV | SUN |  | PHOTOVOLTAIC | 2014-02-01 | NSTAR Electric Company | NSTAR | MA | 013 | WMA | WCMA |  | 1.5 | 0 | 0 | 0.695
43892 | SYNCARPHA SOLAR-01740PV4950NM |  | No Resource (1) | PV | SUN |  | PHOTOVOLTAIC | 2014-01-24 | Massachusetts Electric Company | MEC | MA | 027 | CMA/NEMA | WCMA |  | 4.95 | 0 | 0 | 2.263
43893 | HUBBARDSTON-01452PV2000NM | 38815 | Hubbardston PV | PV | SUN |  | PHOTOVOLTAIC | 2014-01-28 | Massachusetts Electric Company | MEC | MA | 027 | WMA | WCMA |  | 2 | 0 | 0 | 0.994
43903 | SUNGEN-02720PV2850NM | 38551 | Fasll River - Innovation | PV | SUN |  | PHOTOVOLTAIC | 2014-01-29 | Massachusetts Electric Company | MEC | MA | 005 | SEMA | SEMA |  | 2.85 | 0 | 0 | 1.438
43904 | CITY OF METHUEN-01523PV3000NM |  | No Resource (1) | PV | SUN |  | PHOTOVOLTAIC | 2014-01-29 | Massachusetts Electric Company | MEC | MA | 027 | CMA/NEMA | WCMA |  | 3 | 0 | 0 | 1.248
43907 | PALMER SOLAR-01069PV2000NM |  | No Resource (1) | PV | SUN |  | PHOTOVOLTAIC | 2014-02-04 | Massachusetts Electric Company | MEC | MA | 013 | WMA | WCMA |  | 2 | 0 | 0 | 0.946
43908 | NEXTSUN ENERGY-02370PV2000NM |  | No Resource (1) | PV | SUN |  | PHOTOVOLTAIC | 2014-02-04 | Massachusetts Electric Company | MEC | MA | 023 | SEMA | SEMA |  | 2 | 0 | 0 | 1.014
43915 | CITIZENS-02769PV2000NM | 38579 | Rehoboth | PV | SUN |  | PHOTOVOLTAIC | 2014-02-07 | Massachusetts Electric Company | MEC | MA | 005 | RI | SEMA |  | 2 | 0 | 0 | 0.965
43916 | TOWN OF ADAMS-01220PV1000NM |  | No Resource (1) | PV | SUN |  | PHOTOVOLTAIC | 2014-02-07 | Massachusetts Electric Company | MEC | MA | 003 | WMA | WCMA |  | 1 | 0 | 0 | 0.371
43917 | CHEER PACK-02397PV1750NM |  | No Resource (1) | PV | SUN |  | PHOTOVOLTAIC | 2014-02-10 | Massachusetts Electric Company | MEC | MA | 023 | SEMA | SEMA |  | 1.75 | 0 | 0 | 0
43918 | CITY OF LOWELL-01851PV1333NM |  | No Resource (1) | PV | SUN |  | PHOTOVOLTAIC | 2014-02-10 | Massachusetts Electric Company | MEC | MA | 017 | CMA/NEMA | WCMA |  | 1.333 | 0 | 0 | 0.527
43919 | SOLVENTERRA 1-01535PV1000NM |  | No Resource (1) | PV | SUN |  | PHOTOVOLTAIC | 2014-02-10 | Massachusetts Electric Company | MEC | MA | 027 | WMA | WCMA |  | 1 | 0 | 0 | 0.519
43920 | SOLVENTERRA 2-01535PV1000NM |  | No Resource (1) | PV | SUN |  | PHOTOVOLTAIC | 2014-02-14 | Massachusetts Electric Company | MEC | MA | 027 | WMA | WCMA |  | 1 | 0 | 0 | 0.518
43921 | COXCOM-02893PV135DG |  | No Resource (1) | PV | SUN |  | PHOTOVOLTAIC | 2014-02-11 | The Narragansett Electric Company | NEC | RI | 003 | RI | RI |  | 0.135 | 0 | 0 | 0.069
43922 | SOLVENTERRA 4-01083PV1000NM |  | No Resource (1) | PV | SUN |  | PHOTOVOLTAIC | 2014-02-12 | Massachusetts Electric Company | MEC | MA | 027 | WMA | WCMA |  | 1 | 0 | 0 | 0.543
43923 | PLYMOUTH PUBLIC SCHOOLS-#2062 |  | No Resource (1) | PV | SUN |  | PHOTOVOLTAIC | 2014-02-13 | NSTAR Electric Company | NSTAR | MA | 023 | SEMA | SEMA |  | 4 | 0 | 0 | 1.816
43924 | TOWN OF DARTMOUTH #1777 |  | No Resource (1) | PV | SUN |  | PHOTOVOLTAIC | 2014-02-13 | NSTAR Electric Company | NSTAR | MA | 005 | SEMA | SEMA |  | 1.25 | 0 | 0 | 0.49
43927 | SOUTHERN SKY-CARVER #1 (1997) |  | No Resource (1) | PV | SUN |  | PHOTOVOLTAIC | 2014-02-13 | NSTAR Electric Company | NSTAR | MA | 023 | SEMA | SEMA |  | 1 | 0 | 0 | 0.399
43928 | SOUTHERN SKY-CARVER #2 (1998) |  | No Resource (1) | PV | SUN |  | PHOTOVOLTAIC | 2014-02-13 | NSTAR Electric Company | NSTAR | MA | 023 | SEMA | SEMA |  | 1 | 0 | 0 | 0.413
43929 | SOUTHERN SKY-CARVER #4 (2000) |  | No Resource (1) | PV | SUN |  | PHOTOVOLTAIC | 2014-02-13 | NSTAR Electric Company | NSTAR | MA | 023 | SEMA | SEMA |  | 1 | 0 | 0 | 0.399
43930 | SOUTHERN SKY-CARVER #5 (2001) |  | No Resource (1) | PV | SUN |  | PHOTOVOLTAIC | 2014-02-13 | NSTAR Electric Company | NSTAR | MA | 023 | SEMA | SEMA |  | 1 | 0 | 0 | 0.431
43932 | SOUTHERN SKY-CARVER #3 (1999) |  | No Resource (1) | PV | SUN |  | PHOTOVOLTAIC | 2014-02-13 | NSTAR Electric Company | NSTAR | MA | 023 | SEMA | SEMA |  | 1 | 0 | 0 | 0.342
43936 | SOLVENTERRA 1-01083PV1000NM |  | No Resource (1) | PV | SUN |  | PHOTOVOLTAIC | 2014-02-12 | Massachusetts Electric Company | MEC | MA | 027 | WMA | WCMA |  | 1 | 0 | 0 | 0.515
43937 | SOLVENTERRA 2-01083PV1000NM |  | No Resource (1) | PV | SUN |  | PHOTOVOLTAIC | 2014-02-12 | Massachusetts Electric Company | MEC | MA | 027 | WMA | WCMA |  | 1 | 0 | 0 | 0.526
43938 | SOLVENTERRA 3-01083PV1000NM |  | No Resource (1) | PV | SUN |  | PHOTOVOLTAIC | 2014-02-12 | Massachusetts Electric Company | MEC | MA | 027 | WMA | WCMA |  | 1 | 0 | 0 | 0.537
43948 | SUNGEN 1-01810PV950NM | 38532 | Leominster- South St. | PV | SUN |  | PHOTOVOLTAIC | 2014-03-03 | Massachusetts Electric Company | MEC | MA | 017 | BOSTON | NEMA |  | 0.95 | 0 | 0 | 0.434
43949 | SUNGEN 2-01810PV950NM | 38532 | Leominster- South St. | PV | SUN |  | PHOTOVOLTAIC | 2014-03-03 | Massachusetts Electric Company | MEC | MA | 017 | BOSTON | NEMA |  | 0.95 | 0 | 0 | 0.405
43950 | SUNGEN 3-01810PV950NM | 38532 | Leominster- South St. | PV | SUN |  | PHOTOVOLTAIC | 2014-03-03 | Massachusetts Electric Company | MEC | MA | 017 | BOSTON | NEMA |  | 0.95 | 0 | 0 | 0.436
43951 | SUNGEN-02720PV950NM | 38548 | Fall River- Commerce | PV | SUN |  | PHOTOVOLTAIC | 2014-03-05 | Massachusetts Electric Company | MEC | MA | 005 | SEMA | SEMA |  | 0.95 | 0 | 0 | 0.469
43952 | KEARSARGE SOLAR-02038PV3000NM | 38562 | Franklin 1 | PV | SUN |  | PHOTOVOLTAIC | 2014-03-05 | Massachusetts Electric Company | MEC | MA | 013 | RI | SEMA |  | 3 | 0 | 0 | 1.318
43953 | KEARSARGE SOLAR-02038PV4000NM | 38565 | Franklin 2 | PV | SUN |  | PHOTOVOLTAIC | 2014-03-05 | Massachusetts Electric Company | MEC | MA | 013 | RI | SEMA |  | 4 | 0 | 0 | 1.953
43954 | NM-LUDLOW LANDFILL |  | No Resource (1) | PV | SUN |  | PHOTOVOLTAIC | 2014-03-04 | NSTAR Electric Company | NSTAR | MA | 013 | WMA | WCMA |  | 2 | 0 | 0 | 0.954
43955 | CITY OF METHUEN-01844PV1000NM |  | No Resource (1) | PV | SUN |  | PHOTOVOLTAIC | 2014-03-07 | Massachusetts Electric Company | MEC | MA | 009 | BOSTON | NEMA |  | 1 | 0 | 0 | 0.333
43956 | MILLWORK-02920PV495NM |  | No Resource (1) | PV | SUN |  | PHOTOVOLTAIC | 2014-03-07 | The Narragansett Electric Company | NEC | RI | 007 | RI | RI |  | 0.495 | 0 | 0 | 0.069
43991 | PROFETTY-02379PV300NM |  | No Resource (1) | PV | SUN |  | PHOTOVOLTAIC | 2014-03-19 | Massachusetts Electric Company | MEC | MA | 023 | SEMA | SEMA |  | 0.3 | 0 | 0 | 0.132
43992 | CITY OF WORCESTER-01603PV135NM |  | No Resource (1) | PV | SUN |  | PHOTOVOLTAIC | 2014-03-19 | Massachusetts Electric Company | MEC | MA | 027 | WMA | WCMA |  | 0.466 | 0 | 0 | 0
43993 | CITY OF MELROSE-02176PV260NM |  | No Resource (1) | PV | SUN |  | PHOTOVOLTAIC | 2014-03-19 | Massachusetts Electric Company | MEC | MA | 017 | BOSTON | NEMA |  | 0.26 | 0 | 0 | 0.104
43994 | NORMANDY GATOR-01752PV110NM |  | No Resource (1) | PV | SUN |  | PHOTOVOLTAIC | 2014-03-21 | Massachusetts Electric Company | MEC | MA | 005 | CMA/NEMA | WCMA |  | 0.11 | 0 | 0 | 0
43995 | NORMANDY GATOR-01752PV100NM |  | No Resource (1) | PV | SUN |  | PHOTOVOLTAIC | 2014-03-21 | Massachusetts Electric Company | MEC | MA | 005 | CMA/NEMA | WCMA |  | 0.1 | 0 | 0 | 0
44003 | ALTUS-02907PV1225DG | 38858 | DGSC PV1225_100 Dupont Dr_Providence | PV | SUN |  | PHOTOVOLTAIC | 2014-03-25 | The Narragansett Electric Company | NEC | RI | 007 | RI | RI |  | 1.225 | 0 | 0 | 0.552
44004 | ALTUS-02907PV300DG | 38861 | DGSC PV225_225 Dupont Dr_Providence | PV | SUN |  | PHOTOVOLTAIC | 2014-03-25 | The Narragansett Electric Company | NEC | RI | 007 | RI | RI |  | 0.3 | 0 | 0 | 0.125
44005 | ALTUS 1-02864PV450DG | 38860 | DGSC PV450_0 Martin St_Cubmerland | PV | SUN |  | PHOTOVOLTAIC | 2014-03-27 | The Narragansett Electric Company | NEC | RI | 007 | RI | RI |  | 0.45 | 0 | 0 | 0.187
44006 | ALTUS 2-02864PV450DG | 38862 | DGSC PV450_35 Martin St_Cumberland | PV | SUN |  | PHOTOVOLTAIC | 2014-03-27 | The Narragansett Electric Company | NEC | RI | 007 | RI | RI |  | 0.45 | 0 | 0 | 0.199
44007 | MILLBURY SOLAR-01527PV3000NM | 38534 | Millbury Solar | PV | SUN |  | PHOTOVOLTAIC | 2014-03-25 | Massachusetts Electric Company | MEC | MA | 027 | CMA/NEMA | WCMA |  | 3 | 0 | 0 | 0.98
44008 | PWRR-01610PV130NM |  | No Resource (1) | PV | SUN |  | PHOTOVOLTAIC | 2014-03-27 | Massachusetts Electric Company | MEC | MA | 027 | WMA | WCMA |  | 0.13 | 0 | 0 | 0.002
44010 | GOLDEN-02920PV300DG | 38867 | DGSC PV300_45 Sharp Dr_Cranston | PV | SUN |  | PHOTOVOLTAIC | 2014-03-31 | The Narragansett Electric Company | NEC | RI | 007 | RI | RI |  | 0.3 | 0 | 0 | 0.134
44011 | ENDICOTT-01915PV800NM |  | No Resource (1) | PV | SUN |  | PHOTOVOLTAIC | 2014-03-31 | Massachusetts Electric Company | MEC | MA | 009 | BOSTON | NEMA |  | 0.8 | 0 | 0 | 0.126
44023 | WRTA-01608PV75QF |  | No Resource (1) | PV | SUN |  | PHOTOVOLTAIC | 2014-04-04 | Massachusetts Electric Company | MEC | MA | 027 | WMA | WCMA |  | 0.075 | 0 | 0 | 0
44026 | STONEHILL-02356PV84NM |  | No Resource (1) | PV | SUN |  | PHOTOVOLTAIC | 2014-04-08 | Massachusetts Electric Company | MEC | MA | 005 | SEMA | SEMA |  | 0.084 | 0 | 0 | 0.025
44027 | SCITUTATE TENNIS-02066PV281NM |  | No Resource (1) | PV | SUN |  | PHOTOVOLTAIC | 2014-04-08 | Massachusetts Electric Company | MEC | MA | 023 | SEMA | SEMA |  | 0.281 | 0 | 0 | 0.054
44028 | TEAMWORK LABOR-02375PV75NM |  | No Resource (1) | PV | SUN |  | PHOTOVOLTAIC | 2014-04-08 | Massachusetts Electric Company | MEC | MA | 005 | SEMA | SEMA |  | 0.075 | 0 | 0 | 0
44029 | C&R TIRE-01606PV81NM |  | No Resource (1) | PV | SUN |  | PHOTOVOLTAIC | 2014-04-10 | Massachusetts Electric Company | MEC | MA | 027 | CMA/NEMA | WCMA |  | 0.081 | 0 | 0 | 0
44030 | WARREN PV | 38500 | Mass Mid-State Solar | PV | SUN |  | PHOTOVOLTAIC | 2014-05-30 | Mass Solar 1, LLC | MS1 | MA | 027 | WMA | WCMA |  | 14 | 0 | 0 | 5.955
44035 | TOWER SOLAR-02723PV485NM |  | No Resource (1) | PV | SUN |  | PHOTOVOLTAIC | 2014-04-14 | Massachusetts Electric Company | MEC | MA | 005 | SEMA | SEMA |  | 0.485 | 0 | 0 | 0.21
46206 | ENERGY STREAM HYDRO | 806 | MECHANICSVILLE | HDP | WAT |  | HYDRO (DAILY CYCLE - PONDAGE) | 2014-05-01 | Sterling Municipal Electric Light Department | SMED | CT | 015 | CT | CT |  | 0.12 | 0.082 | 0.082 | 0.062
46210 | NEXAMP-01475PV1900NM |  | No Resource (1) | PV | SUN |  | PHOTOVOLTAIC | 2014-04-17 | Massachusetts Electric Company | MEC | MA | 027 | WMA | WCMA |  | 1.9 | 0 | 0 | 0.539
46211 | GIGUERE-01524PV75NM |  | No Resource (1) | PV | SUN |  | PHOTOVOLTAIC | 2014-04-17 | Massachusetts Electric Company | MEC | MA | 027 | WMA | WCMA |  | 0.075 | 0 | 0 | 0.002
46212 | BODWELL REALTY-02322PV75NM |  | No Resource (1) | PV | SUN |  | PHOTOVOLTAIC | 2014-04-17 | Massachusetts Electric Company | MEC | MA | 021 | SEMA | SEMA |  | 0.075 | 0 | 0 | 0
46213 | PINGREE SCHOOL-01982PV85NM |  | No Resource (1) | PV | SUN |  | PHOTOVOLTAIC | 2014-04-21 | Massachusetts Electric Company | MEC | MA | 009 | BOSTON | NEMA |  | 0.085 | 0 | 0 | 0.023
46220 | BERKELEY-01844PV2000NM |  | No Resource (1) | PV | SUN |  | PHOTOVOLTAIC | 2014-04-24 | Massachusetts Electric Company | MEC | MA | 009 | BOSTON | NEMA |  | 2 | 0 | 0 | 0.847
46221 | JP SULLIVAN-01432PV90NM |  | No Resource (1) | PV | SUN |  | PHOTOVOLTAIC | 2014-04-24 | Massachusetts Electric Company | MEC | MA | 017 | CMA/NEMA | WCMA |  | 0.09 | 0 | 0 | 0.011
46267 | COTTAGE STREET SOLAR FACILITY | 38440 | Cottage St PV | PV | SUN |  | PHOTOVOLTAIC | 2014-05-05 | NSTAR Electric Company | NSTAR | MA | 019 | WMA | WCMA |  | 3.894 | 0 | 0 | 1.444
46268 | OLD TIME SPORTS-01952PV150NM |  | No Resource (1) | PV | SUN |  | PHOTOVOLTAIC | 2014-05-08 | Massachusetts Electric Company | MEC | MA | 009 | BOSTON | NEMA |  | 0.15 | 0 | 0 | 0.023
46294 | LAWRENCE 1-01840PV100NM |  | No Resource (1) | PV | SUN |  | PHOTOVOLTAIC | 2014-05-12 | Massachusetts Electric Company | MEC | MA | 009 | CMA/NEMA | WCMA |  | 0.1 | 0 | 0 | 0.036
46295 | LAWRENCE 2-01840PV100NM |  | No Resource (1) | PV | SUN |  | PHOTOVOLTAIC | 2014-05-12 | Massachusetts Electric Company | MEC | MA | 009 | CMA/NEMA | WCMA |  | 0.1 | 0 | 0 | 0.037
46479 | CANTON_MIDDLE_SCHOOL_2013 |  | No Resource (1) | PV | SUN |  | PHOTOVOLTAIC | 2014-05-23 | NSTAR Electric Company | NSTAR | MA | 021 | SEMA | SEMA |  | 0.225 | 0 | 0 | 0.118
46480 | CEDAR_SOLAR1_2411 |  | No Resource (1) | PV | SUN |  | PHOTOVOLTAIC | 2014-05-23 | NSTAR Electric Company | NSTAR | MA | 025 | BOSTON | NEMA |  | 0.085 | 0 | 0 | 0.033
46481 | TOWN_OF_MARSHFIELD_1865 |  | No Resource (1) | PV | SUN |  | PHOTOVOLTAIC | 2014-05-23 | NSTAR Electric Company | NSTAR | MA | 023 | SEMA | SEMA |  | 3 | 0 | 0 | 1.632
46482 | NEWBEDFORD_DPI_1843_1844 |  | No Resource (1) | PV | SUN |  | PHOTOVOLTAIC | 2014-05-23 | NSTAR Electric Company | NSTAR | MA | 005 | SEMA | SEMA |  | 3.5 | 0 | 0 | 1.642
46483 | MILFORD INDUSTRIAL-0175PV82NM |  | No Resource (1) | PV | SUN |  | PHOTOVOLTAIC | 2014-05-27 | Massachusetts Electric Company | MEC | MA | 009 | RI | SEMA |  | 0.082 | 0 | 0 | 0.028
46484 | WORCESTER SCHL-01602PV75NM |  | No Resource (1) | PV | SUN |  | PHOTOVOLTAIC | 2014-05-27 | Massachusetts Electric Company | MEC | MA | 027 | CMA/NEMA | WCMA |  | 0.075 | 0 | 0 | 0
46485 | NPP DEVELOPMENT-02035PV75NM |  | No Resource (1) | PV | SUN |  | PHOTOVOLTAIC | 2014-05-27 | Massachusetts Electric Company | MEC | MA | 021 | RI | SEMA |  | 0.075 | 0 | 0 | 0.026
46486 | WB HUNT-02176PV75NM |  | No Resource (1) | PV | SUN |  | PHOTOVOLTAIC | 2014-06-02 | Massachusetts Electric Company | MEC | MA | 017 | BOSTON | NEMA |  | 0.075 | 0 | 0 | 0
46487 | CIDER HILL-01913PV78NM |  | No Resource (1) | PV | SUN |  | PHOTOVOLTAIC | 2014-06-02 | Massachusetts Electric Company | MEC | MA | 009 | BOSTON | NEMA |  | 0.078 | 0 | 0 | 0.025
46537 | CUMMINGS-0191PV82NM |  | No Resource (1) | PV | SUN |  | PHOTOVOLTAIC | 2014-06-02 | Massachusetts Electric Company | MEC | MA | 009 | BOSTON | NEMA |  | 0.082 | 0 | 0 | 0.019
46538 | SILVIA-02720PV75NM |  | No Resource (1) | PV | SUN |  | PHOTOVOLTAIC | 2014-06-04 | Massachusetts Electric Company | MEC | MA | 005 | SEMA | SEMA |  | 0.075 | 0 | 0 | 0
46539 | BCC SEA QALIBC-01854PV66NM |  | No Resource (1) | PV | SUN |  | PHOTOVOLTAIC | 2014-06-04 | Massachusetts Electric Company | MEC | MA | 017 | CMA/NEMA | WCMA |  | 0.066 | 0 | 0 | 0.026
46540 | NPP DEVELOPMENT-02035PV62NM |  | No Resource (1) | PV | SUN |  | PHOTOVOLTAIC | 2014-06-04 | Massachusetts Electric Company | MEC | MA | 021 | RI | SEMA |  | 0.062 | 0 | 0 | 0.015
46541 | TEKNOR APEX-02703PV75NM |  | No Resource (1) | PV | SUN |  | PHOTOVOLTAIC | 2014-06-11 | Massachusetts Electric Company | MEC | MA | 023 | RI | SEMA |  | 0.075 | 0 | 0 | 0
46564 | EPG SOLAR-01005PV2000NM | 38944 | Barre I | PV | SUN |  | PHOTOVOLTAIC | 2014-06-25 | Massachusetts Electric Company | MEC | MA | 027 | WMA | WCMA |  | 2 | 0 | 0 | 0.799
46565 | CABOT BEVERLY-01915PV2000NM |  | No Resource (1) | PV | SUN |  | PHOTOVOLTAIC | 2014-06-25 | Massachusetts Electric Company | MEC | MA | 009 | BOSTON | NEMA |  | 2 | 0 | 0 | 1.061
46566 | PRECISE PACKAGING-02720PV250NM |  | No Resource (1) | PV | SUN |  | PHOTOVOLTAIC | 2014-07-01 | Massachusetts Electric Company | MEC | MA | 005 | SEMA | SEMA |  | 0.25 | 0 | 0 | 0.083
46567 | NORTH BROOKFIELD-01535PV3000NM |  | No Resource (1) | PV | SUN |  | PHOTOVOLTAIC | 2014-07-01 | Massachusetts Electric Company | MEC | MA | 027 | WMA | WCMA |  | 3 | 0 | 0 | 1.257
46568 | GLC-MA SOLAR-01440PV1000NM | 38510 | City of Gardner - Mill St. Solar | PV | SUN |  | PHOTOVOLTAIC | 2014-07-01 | Massachusetts Electric Company | MEC | MA | 027 | WMA | WCMA |  | 1 | 0 | 0 | 0.36
46569 | NUGEN NCMC (PV) |  | No Resource (1) | PV | SUN |  | PHOTOVOLTAIC | 2014-07-01 | Fitchburg Gas & Electric Light Company | FGE | MA | 027 | WMA | WCMA |  | 1 | 0 | 0 | 0.421
46570 | NUGEN LUN (PV) |  | No Resource (1) | PV | SUN |  | PHOTOVOLTAIC | 2014-07-01 | Fitchburg Gas & Electric Light Company | FGE | MA | 027 | WMA | WCMA |  | 2.5 | 0 | 0 | 1.287
46607 | HARVARD SOLAR-01451PV460NM |  | No Resource (1) | PV | SUN |  | PHOTOVOLTAIC | 2014-07-10 | Massachusetts Electric Company | MEC | MA | 027 | CMA/NEMA | WCMA |  | 0.46 | 0 | 0 | 0.201
46636 | GOOSE RIVER HYDRO, INC. |  | No Resource (1) | HDR | WAT |  | HYDRO (DAILY CYCLE - RUN OF RIVER) | 2014-08-01 | Goose River Hydro, Inc. | GOOSE | ME | 027 | ME | ME |  | 0.375 | 0 | 0 | 0
46641 | 205 STURBRIDGE-01010PV3000NM |  | No Resource (1) | PV | SUN |  | PHOTOVOLTAIC | 2014-08-05 | Massachusetts Electric Company | MEC | MA | 013 | WMA | WCMA |  | 3 | 0 | 0 | 0.84
46643 | EPG SOLAR-01005PV1500NM | 38970 | Barre II | PV | SUN |  | PHOTOVOLTAIC | 2014-08-05 | Massachusetts Electric Company | MEC | MA | 027 | WMA | WCMA |  | 1.5 | 0 | 0 | 0.727
46644 | UGT RENEW ENERGY-01540PV2750NM |  | No Resource (1) | PV | SUN |  | PHOTOVOLTAIC | 2014-08-07 | Massachusetts Electric Company | MEC | MA | 027 | WMA | WCMA |  | 2.75 | 0 | 0 | 1.308
46645 | NEXAMP CAPITAL-01007PV1300NM | 38381 | Belchertown SEd | PV | SUN |  | PHOTOVOLTAIC | 2014-08-05 | Massachusetts Electric Company | MEC | MA | 015 | WMA | WCMA |  | 1.3 | 0 | 0 | 0.538
46646 | SOLTAS ENERGY-01010PV2000NM |  | No Resource (1) | PV | SUN |  | PHOTOVOLTAIC | 2014-08-07 | Massachusetts Electric Company | MEC | MA | 013 | WMA | WCMA |  | 2 | 0 | 0 | 1.61
46647 | BLUEWAVE CAPITAL-02769PV1000NM |  | No Resource (1) | PV | SUN |  | PHOTOVOLTAIC | 2014-08-07 | Massachusetts Electric Company | MEC | MA | 005 | RI | SEMA |  | 1 | 0 | 0 | 0.353
46653 | WESTBORO SOLAR-01581PV1820NM |  | No Resource (1) | PV | SUN |  | PHOTOVOLTAIC | 2014-08-15 | Massachusetts Electric Company | MEC | MA | 027 | CMA/NEMA | WCMA |  | 1.82 | 0 | 0 | 0.769
46657 | INDIAN HILL-01069PV1000NM |  | No Resource (1) | PV | SUN |  | PHOTOVOLTAIC | 2014-08-20 | Massachusetts Electric Company | MEC | MA | 013 | WMA | WCMA |  | 1 | 0 | 0 | 0.433
46659 | BROWN SOLAR-01069PV1000NM |  | No Resource (1) | PV | SUN |  | PHOTOVOLTAIC | 2014-08-20 | Massachusetts Electric Company | MEC | MA | 013 | WMA | WCMA |  | 1 | 0 | 0 | 0.521
46660 | STATE SOLAR-01069PV1000NM |  | No Resource (1) | PV | SUN |  | PHOTOVOLTAIC | 2014-08-20 | Massachusetts Electric Company | MEC | MA | 013 | WMA | WCMA |  | 1 | 0 | 0 | 0.525
46662 | DISTRIBUTOR CORP-02148PV300NM |  | No Resource (1) | PV | SUN |  | PHOTOVOLTAIC | 2014-09-03 | Massachusetts Electric Company | MEC | MA | 017 | BOSTON | NEMA |  | 0.3 | 0 | 0 | 0.06
46663 | CITY OF LAWRENCE-01841PV300NM |  | No Resource (1) | PV | SUN |  | PHOTOVOLTAIC | 2014-09-03 | Massachusetts Electric Company | MEC | MA | 009 | CMA/NEMA | WCMA |  | 0.3 | 0 | 0 | 0
46664 | NEXAMP CAPITAL-01543PV4999NM | 38380 | Treasure Valley- SE | PV | SUN |  | PHOTOVOLTAIC | 2014-09-03 | Massachusetts Electric Company | MEC | MA | 027 | WMA | WCMA |  | 4.999 | 0 | 0 | 2.223
46665 | SX INDUSTRIES-02072PV170NM |  | No Resource (1) | PV | SUN |  | PHOTOVOLTAIC | 2014-09-05 | Massachusetts Electric Company | MEC | MA | 021 | SEMA | SEMA |  | 0.17 | 0 | 0 | 0
46666 | CUMMINGS-01915PV224NM |  | No Resource (1) | PV | SUN |  | PHOTOVOLTAIC | 2014-09-05 | Massachusetts Electric Company | MEC | MA | 009 | BOSTON | NEMA |  | 0.224 | 0 | 0 | 0.103
46667 | E NAZARENE-02170PV85NM |  | No Resource (1) | PV | SUN |  | PHOTOVOLTAIC | 2014-09-05 | Massachusetts Electric Company | MEC | MA | 021 | SEMA | SEMA |  | 0.085 | 0 | 0 | 0
46691 | CORNERSTONE-01057PV3000NM |  | No Resource (1) | PV | SUN |  | PHOTOVOLTAIC | 2014-09-12 | Massachusetts Electric Company | MEC | MA | 013 | WMA | WCMA |  | 3 | 0 | 0 | 1.188
46717 | EAST BAY-02915PV70NM |  | No Resource (1) | PV | SUN |  | PHOTOVOLTAIC | 2014-09-19 | The Narragansett Electric Company | NEC | RI | 007 | RI | RI |  | 0.07 | 0 | 0 | 0.001
46718 | EXTRA SPACE-02151PV144.3NM |  | No Resource (1) | PV | SUN |  | PHOTOVOLTAIC | 2014-09-19 | Massachusetts Electric Company | MEC | MA | 025 | BOSTON | NEMA |  | 0.144 | 0 | 0 | 0.024
46719 | STONEHILL COLL-02356PV2225QF |  | No Resource (1) | PV | SUN |  | PHOTOVOLTAIC | 2014-09-19 | Massachusetts Electric Company | MEC | MA | 005 | SEMA | SEMA |  | 4.391 | 0 | 0 | 0.882
46721 | ALL AMERICAN-02852PV250DG | 38864 | DGSC PV250_65 All American Way_North Kingstown | PV | SUN |  | PHOTOVOLTAIC | 2014-09-24 | The Narragansett Electric Company | NEC | RI | 009 | RI | RI |  | 0.25 | 0 | 0 | 0.108
46731 | BILLERICA-01821PV4999NM | 38567 | Billerica | PV | SUN |  | PHOTOVOLTAIC | 2014-09-26 | Massachusetts Electric Company | MEC | MA | 017 | CMA/NEMA | WCMA |  | 4.999 | 0 | 0 | 2.075
46732 | PIONEER SOLAR-01453PV495NM |  | No Resource (1) | PV | SUN |  | PHOTOVOLTAIC | 2014-09-26 | Massachusetts Electric Company | MEC | MA | 027 | WMA | WCMA |  | 0.495 | 0 | 0 | 0
46733 | TKS SOLAR-02301PV180NM |  | No Resource (1) | PV | SUN |  | PHOTOVOLTAIC | 2014-09-26 | Massachusetts Electric Company | MEC | MA | 023 | SEMA | SEMA |  | 0.18 | 0 | 0 | 0.07
46911 | NEXTSUN ENERGY-02896PV850DG | 38865 | DGSC PV850_582 Great Rd_North Smithfield | PV | SUN |  | PHOTOVOLTAIC | 2014-12-04 | The Narragansett Electric Company | NEC | RI | 007 | RI | RI |  | 0.85 | 0 | 0 | 0.412
46913 | WOONSOCKET-02895PV190DG |  | No Resource (1) | PV | SUN |  | PHOTOVOLTAIC | 2014-12-10 | The Narragansett Electric Company | NEC | RI | 007 | RI | RI |  | 0.19 | 0 | 0 | 0.066
46914 | BILLERICA-01523PV2499NM |  | No Resource (1) | PV | SUN |  | PHOTOVOLTAIC | 2014-12-15 | Massachusetts Electric Company | MEC | MA | 027 | CMA/NEMA | WCMA |  | 2.499 | 0 | 0 | 1.029
46915 | NEXAMP-01844PV2000NM |  | No Resource (1) | PV | SUN |  | PHOTOVOLTAIC | 2014-12-12 | Massachusetts Electric Company | MEC | MA | 009 | BOSTON | NEMA |  | 2 | 0 | 0 | 0.948
46916 | PHILLIPS-01810PV495NM |  | No Resource (1) | PV | SUN |  | PHOTOVOLTAIC | 2014-12-12 | Massachusetts Electric Company | MEC | MA | 009 | CMA/NEMA | WCMA |  | 0.495 | 0 | 0 | 0
46917 | NEWPORT VINEYARDS-02882PV50DG |  | No Resource (1) | PV | SUN |  | PHOTOVOLTAIC | 2014-12-15 | The Narragansett Electric Company | NEC | RI | 005 | SEMA | RI |  | 0.05 | 0 | 0 | 0.021
46918 | TOWN OF WESTFORD-01452PV2800NM | 38480 | Hubbardston SE | PV | SUN |  | PHOTOVOLTAIC | 2014-12-17 | Massachusetts Electric Company | MEC | MA | 027 | CMA/NEMA | WCMA |  | 2.8 | 0 | 0 | 1.196
46924 | BILLERICA-01523PV2500NM |  | No Resource (1) | PV | SUN |  | PHOTOVOLTAIC | 2014-12-15 | Massachusetts Electric Company | MEC | MA | 027 | CMA/NEMA | WCMA |  | 2.5 | 0 | 0 | 1.012
46925 | GLC-MA SOLAR-01440PV1980NM |  | No Resource (1) | PV | SUN |  | PHOTOVOLTAIC | 2014-12-17 | Massachusetts Electric Company | MEC | MA | 027 | CMA/NEMA | WCMA |  | 1.98 | 0 | 0 | 0.996
46926 | STILLWATER-02917PV56DG |  | No Resource (1) | PV | SUN |  | PHOTOVOLTAIC | 2014-12-17 | The Narragansett Electric Company | NEC | RI | 007 | RI | RI |  | 0.056 | 0 | 0 | 0.019
46947 | AMERIPRIDE-01607PV225NM |  | No Resource (1) | PV | SUN |  | PHOTOVOLTAIC | 2015-01-12 | Massachusetts Electric Company | MEC | MA | 027 | CMA/NEMA | WCMA |  | 0.225 | 0 | 0 | 0
46948 | MILFORD IND-01757PV170NM |  | No Resource (1) | PV | SUN |  | PHOTOVOLTAIC | 2015-01-12 | Massachusetts Electric Company | MEC | MA | 027 | RI | SEMA |  | 0.17 | 0 | 0 | 0.084
46949 | NEW SALEM-01452PV675NM |  | No Resource (1) | PV | SUN |  | PHOTOVOLTAIC | 2015-01-12 | Massachusetts Electric Company | MEC | MA | 027 | WMA | WCMA |  | 0.675 | 0 | 0 | 0.309
46951 | OAKFIELD WIND |  | No Resource (1) | WT | WND |  | WIND TURBINE | 2015-10-29 | Evergreen Wind Power II, LLC | EWP2 | ME | 003 | BHE | ME |  | 140.6 | 36.252 | 36.252 | 17.694
46952 | TOWN OF WENDELL-01876PV260NM |  | No Resource (1) | PV | SUN |  | PHOTOVOLTAIC | 2015-01-16 | Massachusetts Electric Company | MEC | MA | 017 | CMA/NEMA | WCMA |  | 0.26 | 0 | 0 | 0.108
46953 | MACHINE INC-02072PV75NM |  | No Resource (1) | PV | SUN |  | PHOTOVOLTAIC | 2015-01-16 | Massachusetts Electric Company | MEC | MA | 021 | SEMA | SEMA |  | 0.075 | 0 | 0 | 0
46954 | PROTECTOWIRE-02359PV70NM |  | No Resource (1) | PV | SUN |  | PHOTOVOLTAIC | 2015-01-16 | Massachusetts Electric Company | MEC | MA | 023 | SEMA | SEMA |  | 0.07 | 0 | 0 | 0
46955 | MASS FISHERIES-01581PV251NM |  | No Resource (1) | PV | SUN |  | PHOTOVOLTAIC | 2015-01-20 | Massachusetts Electric Company | MEC | MA | 027 | CMA/NEMA | WCMA |  | 0.251 | 0 | 0 | 0.06
46982 | GLOBAL LIQUORS-02720PV85NM |  | No Resource (1) | PV | SUN |  | PHOTOVOLTAIC | 2015-01-28 | Massachusetts Electric Company | MEC | MA | 005 | SEMA | SEMA |  | 0.085 | 0 | 0 | 0.01
46984 | FIVEMILE RIVER1-01503PV750NM | 38533 | Berlin 1 | PV | SUN |  | PHOTOVOLTAIC | 2015-01-29 | Massachusetts Electric Company | MEC | MA | 027 | CMA/NEMA | WCMA |  | 0.75 | 0 | 0 | 0.331
46985 | FIVEMILE RIVER2-01503PV750NM | 38555 | Berlin 2 | PV | SUN |  | PHOTOVOLTAIC | 2015-01-29 | Massachusetts Electric Company | MEC | MA | 027 | CMA/NEMA | WCMA |  | 0.75 | 0 | 0 | 0.312
46986 | FIVEMILE RIVER3-01503PV750NM | 38556 | Berlin 3 | PV | SUN |  | PHOTOVOLTAIC | 2015-01-29 | Massachusetts Electric Company | MEC | MA | 027 | CMA/NEMA | WCMA |  | 0.75 | 0 | 0 | 0.293
46987 | FIVEMILE RIVER4-01503PV750NM | 38559 | Berlin 4 | PV | SUN |  | PHOTOVOLTAIC | 2015-01-29 | Massachusetts Electric Company | MEC | MA | 027 | CMA/NEMA | WCMA |  | 0.75 | 0 | 0 | 0.337
46992 | RIN LOGISTICS-02720PV1500NM |  | No Resource (1) | PV | SUN |  | PHOTOVOLTAIC | 2015-02-02 | Massachusetts Electric Company | MEC | MA | 005 | SEMA | SEMA |  | 1.5 | 0 | 0 | 0.788
46993 | PARAGON HOLDINGS-01740PV995NM |  | No Resource (1) | PV | SUN |  | PHOTOVOLTAIC | 2015-02-02 | Massachusetts Electric Company | MEC | MA | 027 | CMA/NEMA | WCMA |  | 0.995 | 0 | 0 | 0
46998 | STEERE ELECTRIC-02814PV72DG |  | No Resource (1) | PV | SUN |  | PHOTOVOLTAIC | 2015-02-02 | The Narragansett Electric Company | NEC | RI | 007 | RI | RI |  | 0.072 | 0 | 0 | 0.034
47002 | ONE KENWOOD-02038PV266NM |  | No Resource (1) | PV | SUN |  | PHOTOVOLTAIC | 2015-02-10 | Massachusetts Electric Company | MEC | MA | 021 | RI | SEMA |  | 0.266 | 0 | 0 | 0.113
47003 | S SHORE MILLWORK-02766PV648NM |  | No Resource (1) | PV | SUN |  | PHOTOVOLTAIC | 2015-02-10 | Massachusetts Electric Company | MEC | MA | 005 | RI | SEMA |  | 0.648 | 0 | 0 | 0.13
47004 | IRON MOUNTAIN-01532PV760NM |  | No Resource (1) | PV | SUN |  | PHOTOVOLTAIC | 2015-02-10 | Massachusetts Electric Company | MEC | MA | 027 | CMA/NEMA | WCMA |  | 0.76 | 0 | 0 | 0.013
47007 | FRANKLIN FORD-02038PV140NM |  | No Resource (1) | PV | SUN |  | PHOTOVOLTAIC | 2015-02-12 | Massachusetts Electric Company | MEC | MA | 021 | RI | SEMA |  | 0.14 | 0 | 0 | 0.014
47008 | MCGEE TOYOTA-02339PV85NM |  | No Resource (1) | PV | SUN |  | PHOTOVOLTAIC | 2015-02-12 | Massachusetts Electric Company | MEC | MA | 023 | RI | SEMA |  | 0.085 | 0 | 0 | 0
47020 | NEXAMP-02898PV499DG | 38869 | DGSC PV499_76 Silson Rd_Richmond | PV | SUN |  | PHOTOVOLTAIC | 2015-02-19 | The Narragansett Electric Company | NEC | RI | 009 | RI | RI |  | 0.499 | 0 | 0 | 0.2
47032 | ABINGTON TARGET-02351PV418NM |  | No Resource (1) | PV | SUN |  | PHOTOVOLTAIC | 2015-02-27 | Massachusetts Electric Company | MEC | MA | 023 | SEMA | SEMA |  | 0.418 | 0 | 0 | 0
47033 | HANOVER TARGET-02339PV441NM |  | No Resource (1) | PV | SUN |  | PHOTOVOLTAIC | 2015-02-27 | Massachusetts Electric Company | MEC | MA | 023 | RI | SEMA |  | 0.441 | 0 | 0 | 0
47034 | MARLBORO TARGET-01752PV441NM |  | No Resource (1) | PV | SUN |  | PHOTOVOLTAIC | 2015-02-27 | Massachusetts Electric Company | MEC | MA | 017 | CMA/NEMA | WCMA |  | 0.441 | 0 | 0 | 0
47035 | MILFORD TARGET-01757PV302NM |  | No Resource (1) | PV | SUN |  | PHOTOVOLTAIC | 2015-03-02 | Massachusetts Electric Company | MEC | MA | 027 | RI | SEMA |  | 0.302 | 0 | 0 | 0
47036 | NORTHBORO WALMART-01532PV368NM |  | No Resource (1) | PV | SUN |  | PHOTOVOLTAIC | 2015-03-02 | Massachusetts Electric Company | MEC | MA | 027 | CMA/NEMA | WCMA |  | 0.368 | 0 | 0 | 0
47037 | LYNN WALMART-01905PV232NM |  | No Resource (1) | PV | SUN |  | PHOTOVOLTAIC | 2015-03-02 | Massachusetts Electric Company | MEC | MA | 009 | BOSTON | NEMA |  | 0.232 | 0 | 0 | 0
47046 | BOOTHBAY ENERGY STORAGE |  | No Resource (1) | ES | MWH |  | ENERGY STORAGE | 2015-03-09 | Convergent Energy and Power LLC | CONV | ME | 015 | ME | ME |  | 0.5 | 0 | 0 | 0
47060 | HANNAFORD FOOD-01535PV120NM |  | No Resource (1) | PV | SUN |  | PHOTOVOLTAIC | 2015-03-18 | Massachusetts Electric Company | MEC | MA | 027 | WMA | WCMA |  | 0.12 | 0 | 0 | 0
47061 | WHITTIER FARMS-01590PV114NM |  | No Resource (1) | PV | SUN |  | PHOTOVOLTAIC | 2015-03-18 | Massachusetts Electric Company | MEC | MA | 027 | CMA/NEMA | WCMA |  | 0.114 | 0 | 0 | 0.056
47062 | EASTERN BANK-01901PV100NM |  | No Resource (1) | PV | SUN |  | PHOTOVOLTAIC | 2015-03-18 | Massachusetts Electric Company | MEC | MA | 009 | BOSTON | NEMA |  | 0.1 | 0 | 0 | 0
47063 | SWISS TURN-01540PV100NM |  | No Resource (1) | PV | SUN |  | PHOTOVOLTAIC | 2015-03-20 | Massachusetts Electric Company | MEC | MA | 027 | WMA | WCMA |  | 0.1 | 0 | 0 | 0
47064 | 1ST CONGREGATION-02176PV90NM |  | No Resource (1) | PV | SUN |  | PHOTOVOLTAIC | 2015-03-20 | Massachusetts Electric Company | MEC | MA | 017 | BOSTON | NEMA |  | 0.09 | 0 | 0 | 0.024
47065 | 210 UPHAM (PV) |  | No Resource (1) | PV | SUN |  | PHOTOVOLTAIC | 2015-03-19 | Fitchburg Gas & Electric Light Company | FGE | MA | 027 | WMA | WCMA |  | 0.072 | 0 | 0 | 0.03
47066 | S.D. WARREN SACCARAPPA HYDRO |  | No Resource (1) | HDR | WAT |  | HYDRO (DAILY CYCLE - RUN OF RIVER) | 2015-03-20 | NextEra Energy Marketing, LLC | FPLP-I | ME | 005 | SME | ME |  | 1.35 | 0 | 0 | 0
47092 | 3 VENUS WAY-02703PV750NM |  | No Resource (1) | PV | SUN |  | PHOTOVOLTAIC | 2015-04-21 | Massachusetts Electric Company | MEC | MA | 005 | RI | SEMA |  | 0.75 | 0 | 0 | 0
47093 | SWANSEA MALL-02777PV499NM |  | No Resource (1) | PV | SUN |  | PHOTOVOLTAIC | 2015-04-21 | Massachusetts Electric Company | MEC | MA | 005 | RI | SEMA |  | 0.499 | 0 | 0 | 0.085
47094 | MACY'S SAUGUS-01906PV278NM |  | No Resource (1) | PV | SUN |  | PHOTOVOLTAIC | 2015-04-21 | Massachusetts Electric Company | MEC | MA | 009 | BOSTON | NEMA |  | 0.278 | 0 | 0 | 0
47095 | MILFORD IND PLAZA-01757PV170NM |  | No Resource (1) | PV | SUN |  | PHOTOVOLTAIC | 2015-04-23 | Massachusetts Electric Company | MEC | MA | 027 | RI | SEMA |  | 0.17 | 0 | 0 | 0.084
47096 | JENIKE AND JO-01879PV150NM |  | No Resource (1) | PV | SUN |  | PHOTOVOLTAIC | 2015-04-23 | Massachusetts Electric Company | MEC | MA | 017 | CMA/NEMA | WCMA |  | 0.15 | 0 | 0 | 0.008
47097 | PREFERRED FREEZER-02322PV990NM |  | No Resource (1) | PV | SUN |  | PHOTOVOLTAIC | 2015-04-24 | Massachusetts Electric Company | MEC | MA | 021 | SEMA | SEMA |  | 0.99 | 0 | 0 | 0.048
47125 | BOW STREET HYDRO | 38725 | Bow Street Hydro | HDR | WAT |  | HYDRO (DAILY CYCLE - RUN OF RIVER) | 2015-05-01 | Massachusetts Municipal Wholesale Electric Company | MMWEC | NH | 013 | NH | NH |  | 0.236 | 0.089 | 0.089 | 0.055
47126 | CITY OF QUINCY-02171PV132NM |  | No Resource (1) | PV | SUN |  | PHOTOVOLTAIC | 2015-04-29 | Massachusetts Electric Company | MEC | MA | 021 | SEMA | SEMA |  | 0.132 | 0 | 0 | 0.022
47127 | CITY OF QUINCY-02169PV144NM |  | No Resource (1) | PV | SUN |  | PHOTOVOLTAIC | 2015-04-29 | Massachusetts Electric Company | MEC | MA | 021 | SEMA | SEMA |  | 0.144 | 0 | 0 | 0.027
47128 | CITY OF QUINCY-02170PV195NM |  | No Resource (1) | PV | SUN |  | PHOTOVOLTAIC | 2015-04-29 | Massachusetts Electric Company | MEC | MA | 021 | SEMA | SEMA |  | 0.195 | 0 | 0 | 0
47129 | CITY OF QUINCY-02169PV129NM |  | No Resource (1) | PV | SUN |  | PHOTOVOLTAIC | 2015-05-01 | Massachusetts Electric Company | MEC | MA | 021 | SEMA | SEMA |  | 0.129 | 0 | 0 | 0
47210 | LEICESTER ONE-01524PV4883NM |  | No Resource (1) | PV | SUN |  | PHOTOVOLTAIC | 2015-05-21 | Massachusetts Electric Company | MEC | MA | 027 | WMA | WCMA |  | 4.883 | 0 | 0 | 2.11
47211 | SYNCARPHA-01453PV2000NM |  | No Resource (1) | PV | SUN |  | PHOTOVOLTAIC | 2015-05-21 | Massachusetts Electric Company | MEC | MA | 027 | CMA/NEMA | WCMA |  | 2 | 0 | 0 | 0.972
47263 | WARILA-01523PV150NM |  | No Resource (1) | PV | SUN |  | PHOTOVOLTAIC | 2015-06-15 | Massachusetts Electric Company | MEC | MA | 027 | CMA/NEMA | WCMA |  | 0.15 | 0 | 0 | 0.046
47264 | MERRIMACK REALITY-01830PV100NM |  | No Resource (1) | PV | SUN |  | PHOTOVOLTAIC | 2015-06-15 | Massachusetts Electric Company | MEC | MA | 009 | BOSTON | NEMA |  | 0.1 | 0 | 0 | 0.015
47265 | LMP FRANKLIN-02038PV490NM |  | No Resource (1) | PV | SUN |  | PHOTOVOLTAIC | 2015-06-15 | Massachusetts Electric Company | MEC | MA | 021 | RI | SEMA |  | 0.49 | 0 | 0 | 0.172
47266 | EAST COASTWELDING-01950PV100NM |  | No Resource (1) | PV | SUN |  | PHOTOVOLTAIC | 2015-06-24 | Massachusetts Electric Company | MEC | MA | 009 | BOSTON | NEMA |  | 0.1 | 0 | 0 | 0
47267 | BLACKMARBLEMOTOR-02151PV241NM |  | No Resource (1) | PV | SUN |  | PHOTOVOLTAIC | 2015-06-24 | Massachusetts Electric Company | MEC | MA | 025 | BOSTON | NEMA |  | 0.241 | 0 | 0 | 0
47281 | SWANSEA MALL-02777PV260QF |  | No Resource (1) | PV | SUN |  | PHOTOVOLTAIC | 2015-06-19 | Massachusetts Electric Company | MEC | MA | 005 | RI | SEMA |  | 0.26 | 0 | 0 | 0.196
47282 | CITY OF QUINCY-02171PV225NM |  | No Resource (1) | PV | SUN |  | PHOTOVOLTAIC | 2015-06-22 | Massachusetts Electric Company | MEC | MA | 021 | SEMA | SEMA |  | 0.225 | 0 | 0 | 0
47283 | NATIONAL MARKER-02896PV186NM |  | No Resource (1) | PV | SUN |  | PHOTOVOLTAIC | 2015-06-22 | The Narragansett Electric Company | NEC | RI | 007 | RI | RI |  | 0.186 | 0 | 0 | 0
47284 | LARRY LUNDIN-02333PV180NM |  | No Resource (1) | PV | SUN |  | PHOTOVOLTAIC | 2015-06-22 | Massachusetts Electric Company | MEC | MA | 023 | SEMA | SEMA |  | 0.18 | 0 | 0 | 0.048
47285 | LARSON TOOL-02703PV131NM |  | No Resource (1) | PV | SUN |  | PHOTOVOLTAIC | 2015-06-24 | Massachusetts Electric Company | MEC | MA | 005 | RI | SEMA |  | 0.131 | 0 | 0 | 0
47311 | PETERBOROUGH WWTF PV |  | No Resource (1) | PV | SUN |  | PHOTOVOLTAIC | 2015-07-24 | Public Service Company of New Hampshire | PSNH | NH | 011 | NH | NH |  | 0.75 | 0 | 0 | 0.298
47312 | SKATE 3-01879PV491NM |  | No Resource (1) | PV | SUN |  | PHOTOVOLTAIC | 2015-07-15 | Massachusetts Electric Company | MEC | MA | 017 | CMA/NEMA | WCMA |  | 0.491 | 0 | 0 | 0
47313 | MACYS MARLBORO-01752PV371NM |  | No Resource (1) | PV | SUN |  | PHOTOVOLTAIC | 2015-07-15 | Massachusetts Electric Company | MEC | MA | 017 | CMA/NEMA | WCMA |  | 0.371 | 0 | 0 | 0
47357 | JOHNSTON SOLAR-02919PV1375DG | 38868 | DGSC PV1375_101 Peck Hill Rd_Johnston | PV | SUN |  | PHOTOVOLTAIC | 2015-07-21 | The Narragansett Electric Company | NEC | RI | 007 | RI | RI |  | 1.375 | 0 | 0 | 0.48
47364 | HA MA SOLAR-01222PV999NM |  | No Resource (1) | PV | SUN |  | PHOTOVOLTAIC | 2015-07-22 | Massachusetts Electric Company | MEC | MA | 003 | WMA | WCMA |  | 0.999 | 0 | 0 | 0.526
47365 | WILLIAMS COLLEGE-01267PV414NM |  | No Resource (1) | PV | SUN |  | PHOTOVOLTAIC | 2015-07-22 | Massachusetts Electric Company | MEC | MA | 003 | WMA | WCMA |  | 0.414 | 0 | 0 | 0.175
47366 | COMERFORD 1 | 380 | COMERFORD | HW | WAT |  | HYDRO (WEEKLY CYCLE) | 1930-01-01 | Great River Hydro, LLC | GRHL | NH | 009 | NH | NH | 2349 | 35.1 | 22.646 | 22.646 | 22.38
47367 | COMERFORD 2 | 380 | COMERFORD | HW | WAT |  | HYDRO (WEEKLY CYCLE) | 1930-01-01 | Great River Hydro, LLC | GRHL | NH | 009 | NH | NH | 2349 | 48.6 | 48.485 | 48.485 | 48.245
47368 | COMERFORD 3 | 380 | COMERFORD | HW | WAT |  | HYDRO (WEEKLY CYCLE) | 1930-01-01 | Great River Hydro, LLC | GRHL | NH | 009 | NH | NH | 2349 | 48.6 | 48.515 | 48.515 | 48.245
47369 | COMERFORD 4 | 380 | COMERFORD | HW | WAT |  | HYDRO (WEEKLY CYCLE) | 1930-01-01 | Great River Hydro, LLC | GRHL | NH | 009 | NH | NH | 2349 | 48.6 | 48.692 | 48.692 | 48.245
47370 | MOORE 1 | 496 | MOORE | HW | WAT |  | HYDRO (WEEKLY CYCLE) | 1956-01-01 | Great River Hydro, LLC | GRHL | NH | 009 | NH | NH | 2351 / 1-4 | 47.7 | 47.793 | 47.793 | 47.258
47371 | MOORE 2 | 496 | MOORE | HW | WAT |  | HYDRO (WEEKLY CYCLE) | 1956-01-01 | Great River Hydro, LLC | GRHL | NH | 009 | NH | NH | 2351 / 1-4 | 47.7 | 47.794 | 47.794 | 47.258
47372 | MOORE 3 | 496 | MOORE | HW | WAT |  | HYDRO (WEEKLY CYCLE) | 1956-01-01 | Great River Hydro, LLC | GRHL | NH | 009 | NH | NH | 2351 / 1-4 | 47.7 | 47.794 | 47.794 | 47.258
47373 | MOORE 4 | 496 | MOORE | HW | WAT |  | HYDRO (WEEKLY CYCLE) | 1956-01-01 | Great River Hydro, LLC | GRHL | NH | 009 | NH | NH | 2351 / 1-4 | 47.7 | 47.794 | 47.794 | 47.258
47374 | NEW BEDFORD RED AUTH #2283 | 38374 | Plymouth | PV | SUN |  | PHOTOVOLTAIC | 2015-08-04 | NSTAR Electric Company | NSTAR | MA | 023 | SEMA | SEMA |  | 4.26 | 0 | 0 | 1.807
47377 | BLUEWAVE - MATTAPOISETT 2260 | 38531 | Mattapoisett 1 | PV | SUN |  | PHOTOVOLTAIC | 2015-08-07 | NSTAR Electric Company | NSTAR | MA | 023 | SEMA | SEMA |  | 0.75 | 0 | 0 | 0.271
47378 | BLUEWAVE - MATTAPOISETT 2261 | 38530 | Mattapoisett 2 | PV | SUN |  | PHOTOVOLTAIC | 2015-08-07 | NSTAR Electric Company | NSTAR | MA | 023 | SEMA | SEMA |  | 0.75 | 0 | 0 | 0.301
47379 | GARDNER WALMART-01440PV278NM |  | No Resource (1) | PV | SUN |  | PHOTOVOLTAIC | 2015-08-11 | Massachusetts Electric Company | MEC | MA | 027 | CMA/NEMA | WCMA |  | 0.278 | 0 | 0 | 0
47390 | BUCKSPORT 3-5 | 1288 | BUCKSPORT ENERGY 4 | CC | NG | DFO | GAS/OIL COMBINED CYCLE | 2001-01-01 | Bucksport Generation LLC | BKSG | ME | 009 | BHE | ME |  | 282.744 | 219.432 | 219.432 | 169.545
47391 | CHELMSFORD DPW-01824PV335NM |  | No Resource (1) | PV | SUN |  | PHOTOVOLTAIC | 2015-08-25 | Massachusetts Electric Company | MEC | MA | 017 | CMA/NEMA | WCMA |  | 0.335 | 0 | 0 | 0.155
47392 | MCCARTHY SCHOOL-01824PV300NM |  | No Resource (1) | PV | SUN |  | PHOTOVOLTAIC | 2015-08-25 | Massachusetts Electric Company | MEC | MA | 017 | CMA/NEMA | WCMA |  | 0.3 | 0 | 0 | 0.138
47393 | HARRINGTON SCHOOL-01824PV295NM |  | No Resource (1) | PV | SUN |  | PHOTOVOLTAIC | 2015-08-27 | Massachusetts Electric Company | MEC | MA | 017 | CMA/NEMA | WCMA |  | 0.295 | 0 | 0 | 0.119
47397 | NM-ALNASCO |  | No Resource (1) | PV | SUN |  | PHOTOVOLTAIC | 2015-08-24 | NSTAR Electric Company | NSTAR | MA | 003 | WMA | WCMA |  | 0.3 | 0 | 0 | 0.055
47398 | NM-BGREEN ENERGY |  | No Resource (1) | IC | LFG |  | BIO/REFUSE | 2015-08-24 | NSTAR Electric Company | NSTAR | MA | 015 | WMA | WCMA |  | 0.3 | 0.237 | 0.237 | 0.126
47399 | NM-BWC ORIGINATION |  | No Resource (1) | PV | SUN |  | PHOTOVOLTAIC | 2015-08-24 | NSTAR Electric Company | NSTAR | MA | 015 | WMA | WCMA |  | 0.833 | 0 | 0 | 0.201
47400 | NM-CENTER FOR ECOLOGICAL TECH |  | No Resource (1) | PV | SUN |  | PHOTOVOLTAIC | 2015-08-24 | NSTAR Electric Company | NSTAR | MA | 013 | WMA | WCMA |  | 0.142 | 0 | 0 | 0.025
47401 | NM-C F FARMS |  | No Resource (1) | PV | SUN |  | PHOTOVOLTAIC | 2015-08-24 | NSTAR Electric Company | NSTAR | MA | 015 | WMA | WCMA |  | 0.175 | 0 | 0 | 0
47402 | NM-CLARKS COVAIR PARTS |  | No Resource (1) | PV | SUN |  | PHOTOVOLTAIC | 2015-08-24 | NSTAR Electric Company | NSTAR | MA | 011 | WMA | WCMA |  | 0.082 | 0 | 0 | 0.022
47403 | NM-COWLS BUILDING SUPPLY |  | No Resource (1) | PV | SUN |  | PHOTOVOLTAIC | 2015-08-24 | NSTAR Electric Company | NSTAR | MA | 015 | WMA | WCMA |  | 0.1 | 0 | 0 | 0.03
47404 | NM-FRANKLIN REGIONAL |  | No Resource (1) | PV | SUN |  | PHOTOVOLTAIC | 2015-08-24 | NSTAR Electric Company | NSTAR | MA | 011 | WMA | WCMA |  | 0.1 | 0 | 0 | 0.013
47405 | NM-FW WEBB |  | No Resource (1) | PV | SUN |  | PHOTOVOLTAIC | 2015-08-24 | NSTAR Electric Company | NSTAR | MA | 013 | WMA | WCMA |  | 0.266 | 0 | 0 | 0.022
47406 | NM-GUIDO QUALITY FOODS |  | No Resource (1) | PV | SUN |  | PHOTOVOLTAIC | 2015-08-24 | NSTAR Electric Company | NSTAR | MA | 003 | WMA | WCMA |  | 0.168 | 0 | 0 | 0.036
47407 | NM-LYNN EDWARDS |  | No Resource (1) | PV | SUN |  | PHOTOVOLTAIC | 2015-08-24 | NSTAR Electric Company | NSTAR | MA | 015 | WMA | WCMA |  | 0.095 | 0 | 0 | 0.036
47408 | NM-LYON AVIATION |  | No Resource (1) | PV | SUN |  | PHOTOVOLTAIC | 2015-08-24 | NSTAR Electric Company | NSTAR | MA | 003 | WMA | WCMA |  | 0.1 | 0 | 0 | 0.025
47409 | NM-PITTSFIELD RYE |  | No Resource (1) | PV | SUN |  | PHOTOVOLTAIC | 2015-08-24 | NSTAR Electric Company | NSTAR | MA | 003 | WMA | WCMA |  | 0.499 | 0 | 0 | 0.109
47410 | CHELMSFORD HIGH-01824PV225NM |  | No Resource (1) | PV | SUN |  | PHOTOVOLTAIC | 2015-08-27 | Massachusetts Electric Company | MEC | MA | 017 | CMA/NEMA | WCMA |  | 0.225 | 0 | 0 | 0.106
47411 | PARKER SCHOOL-01824PV225NM |  | No Resource (1) | PV | SUN |  | PHOTOVOLTAIC | 2015-08-27 | Massachusetts Electric Company | MEC | MA | 017 | CMA/NEMA | WCMA |  | 0.225 | 0 | 0 | 0.088
47412 | BYAM SCHOOL-01824-PV225NM |  | No Resource (1) | PV | SUN |  | PHOTOVOLTAIC | 2015-09-01 | Massachusetts Electric Company | MEC | MA | 017 | CMA/NEMA | WCMA |  | 0.225 | 0 | 0 | 0.061
47413 | SOUTH ROW SCHOOL-01824PV150NM |  | No Resource (1) | PV | SUN |  | PHOTOVOLTAIC | 2015-09-01 | Massachusetts Electric Company | MEC | MA | 017 | CMA/NEMA | WCMA |  | 0.15 | 0 | 0 | 0.075
47414 | WESTLAND SCHOOL-01824PV100NM |  | No Resource (1) | PV | SUN |  | PHOTOVOLTAIC | 2015-09-01 | Massachusetts Electric Company | MEC | MA | 017 | CMA/NEMA | WCMA |  | 0.1 | 0 | 0 | 0.046
47415 | CENTER SCHOOL-01824PV75NM |  | No Resource (1) | PV | SUN |  | PHOTOVOLTAIC | 2015-09-03 | Massachusetts Electric Company | MEC | MA | 017 | CMA/NEMA | WCMA |  | 0.75 | 0 | 0 | 0.035
47419 | NM-TOWN OF WEST SPRINGFIELD | 40595 | Southwick | PV | SUN |  | PHOTOVOLTAIC | 2015-08-24 | NSTAR Electric Company | NSTAR | MA | 013 | WMA | WCMA |  | 3.3 | 0 | 0 | 1.925
47420 | NM-TOWN OF LONGMEADOW |  | No Resource (1) | PV | SUN |  | PHOTOVOLTAIC | 2015-08-24 | NSTAR Electric Company | NSTAR | MA | 013 | WMA | WCMA |  | 3.34 | 0 | 0 | 1.607
47421 | NM-TOWN OF ASHFIELD |  | No Resource (1) | PV | SUN |  | PHOTOVOLTAIC | 2015-08-24 | NSTAR Electric Company | NSTAR | MA | 015 | WMA | WCMA |  | 2.5 | 0 | 0 | 0.998
47422 | NM-UMASS AMHERST |  | No Resource (1) | PV | SUN |  | PHOTOVOLTAIC | 2015-08-24 | NSTAR Electric Company | NSTAR | MA | 011 | WMA | WCMA |  | 2 | 0 | 0 | 0.889
47423 | BRISTOLCOMMCOLL-02720PV2000NM |  | No Resource (1) | PV | SUN |  | PHOTOVOLTAIC | 2015-08-25 | Massachusetts Electric Company | MEC | MA | 005 | SEMA | SEMA |  | 2 | 0 | 0 | 0.367
47424 | SUN EDISON - SUDBURY 2417 | 38378 | LSRHS | PV | SUN |  | PHOTOVOLTAIC | 2015-09-01 | NSTAR Electric Company | NSTAR | MA | 017 | BOSTON | NEMA |  | 0.98 | 0 | 0 | 0.433
47443 | HA MA SOLAR-01036PV3500NM |  | No Resource (1) | PV | SUN |  | PHOTOVOLTAIC | 2015-09-23 | Massachusetts Electric Company | MEC | MA | 013 | WMA | WCMA |  | 3.5 | 0 | 0 | 1.392
47444 | SUN EDISON ORIG3-02769PV3334NM |  | No Resource (1) | PV | SUN |  | PHOTOVOLTAIC | 2015-09-23 | Massachusetts Electric Company | MEC | MA | 005 | RI | SEMA |  | 3.334 | 0 | 0 | 1.527
47445 | NORTH ADAMS-01247PV2250NM |  | No Resource (1) | PV | SUN |  | PHOTOVOLTAIC | 2015-09-23 | Massachusetts Electric Company | MEC | MA | 003 | WMA | WCMA |  | 2.25 | 0 | 0 | 1.379
47446 | BWC 5 MILE RIVER-01519PV2000NM | 38560 | Grafton | PV | SUN |  | PHOTOVOLTAIC | 2015-09-25 | Massachusetts Electric Company | MEC | MA | 027 | CMA/NEMA | WCMA |  | 2 | 0 | 0 | 0.809
47447 | BWC 5 MILE RIVER-01031PV1890NM |  | No Resource (1) | PV | SUN |  | PHOTOVOLTAIC | 2015-09-25 | Massachusetts Electric Company | MEC | MA | 027 | WMA | WCMA |  | 1.89 | 0 | 0 | 0.747
47448 | BWC 5 MILE RIVER-01031PV1000NM |  | No Resource (1) | PV | SUN |  | PHOTOVOLTAIC | 2015-09-25 | Massachusetts Electric Company | MEC | MA | 027 | WMA | WCMA |  | 1 | 0 | 0 | 0.382
47455 | BROCKTON WALMART-02301PV252QF |  | No Resource (1) | PV | SUN |  | PHOTOVOLTAIC | 2015-09-28 | Massachusetts Electric Company | MEC | MA | 023 | SEMA | SEMA |  | 0.252 | 0 | 0 | 0
47477 | TOWN OF WAREHAM 2155 |  | No Resource (1) | PV | SUN |  | PHOTOVOLTAIC | 2015-09-29 | NSTAR Electric Company | NSTAR | MA | 023 | SEMA | SEMA |  | 4.75 | 0 | 0 | 1.769
47484 | TOWN OF DARTMOUTH 1924 |  | No Resource (1) | PV | SUN |  | PHOTOVOLTAIC | 2015-10-05 | NSTAR Electric Company | NSTAR | MA | 005 | SEMA | SEMA |  | 2.75 | 0 | 0 | 1.165
47485 | TOWN OF DARTMOUTH 1925 |  | No Resource (1) | PV | SUN |  | PHOTOVOLTAIC | 2015-10-05 | NSTAR Electric Company | NSTAR | MA | 005 | SEMA | SEMA |  | 4 | 0 | 0 | 1.396
47486 | PLAINVILLE GAMING-02762PV615QF |  | No Resource (1) | PV | SUN |  | PHOTOVOLTAIC | 2015-10-08 | Massachusetts Electric Company | MEC | MA | 021 | RI | SEMA |  | 0.615 | 0 | 0 | 0
47487 | N KINGSTOWN SOLAR-02852PV495DG | 38881 | DGSC PV495_1720 Davisville Rd_North Kingstown | PV | SUN |  | PHOTOVOLTAIC | 2015-10-16 | The Narragansett Electric Company | NEC | RI | 009 | RI | RI |  | 0.495 | 0 | 0 | 0.202
47504 | CVEC EDGARTOWN - 1886 |  | No Resource (1) | PV | SUN |  | PHOTOVOLTAIC | 2015-10-29 | NSTAR Electric Company | NSTAR | MA | 007 | SEMA | SEMA |  | 1.083 | 0 | 0 | 0.174
47505 | CVEC EDGARTOWN - 1887 |  | No Resource (1) | PV | SUN |  | PHOTOVOLTAIC | 2015-10-29 | NSTAR Electric Company | NSTAR | MA | 007 | SEMA | SEMA |  | 1.083 | 0 | 0 | 0.493
47506 | CVEC HARWICH - 1913 |  | No Resource (1) | PV | SUN |  | PHOTOVOLTAIC | 2015-10-29 | NSTAR Electric Company | NSTAR | MA | 001 | SEMA | SEMA |  | 4 | 0 | 0 | 1.596
47530 | SEEKONK WALMART-02771PV230QF |  | No Resource (1) | PV | SUN |  | PHOTOVOLTAIC | 2015-11-03 | Massachusetts Electric Company | MEC | MA | 005 | RI | SEMA |  | 0.23 | 0 | 0 | 0
47559 | HANNAFORD LUN PV |  | No Resource (1) | PV | SUN |  | PHOTOVOLTAIC | 2015-11-11 | Fitchburg Gas & Electric Light Company | FGE | MA | 027 | WMA | WCMA |  | 0.17 | 0 | 0 | 0
47699 | H&V-01472ST3519QF |  | No Resource (1) | ST | NG |  | GAS STEAM | 2015-12-04 | Massachusetts Electric Company | MEC | MA | 017 | CMA/NEMA | WCMA |  | 3.519 | 0.059 | 0.059 | 0
47703 | WEST ST NOMINEE-01747PV490NM |  | No Resource (1) | PV | SUN |  | PHOTOVOLTAIC | 2015-12-04 | Massachusetts Electric Company | MEC | MA | 027 | RI | SEMA |  | 0.49 | 0 | 0 | 0.177
47704 | ERVING PAPER-01344ST3519QF |  | No Resource (1) | ST | NG |  | GAS STEAM | 2015-12-07 | Massachusetts Electric Company | MEC | MA | 011 | WMA | WCMA |  | 3.519 | 0.007 | 0.007 | 0
47731 | 245 RIVER STREET PLACE LLC |  | No Resource (1) | PV | SUN |  | PHOTOVOLTAIC | 2015-12-14 | Fitchburg Gas & Electric Light Company | FGE | MA | 027 | WMA | WCMA |  | 0.4 | 0 | 0 | 0.151
47741 | FUTURE GEN WIND | 38669 | Future Gen Wind | WT | WND |  | WIND TURBINE | 2016-08-16 | Consolidated Edison Energy, Inc | CEEI | MA | 023 | SEMA | SEMA |  | 7.6 | 1.566 | 1.566 | 1.851
47749 | UI RCP BGPT PV |  | No Resource (1) | PV | SUN |  | PHOTOVOLTAIC | 2015-12-17 | United Illuminating Company, The | UI | CT | 001 | SWCT | CT |  | 2.2 | 0.001 | 0.001 | 1.004
47752 | AMPERSAND BROOKLYN DAM HYDRO |  | No Resource (1) | HDR | WAT |  | HYDRO (DAILY CYCLE - RUN OF RIVER) | 2015-12-18 | Public Service Company of New Hampshire | PSNH | NH | 007 | NH | NH |  | 0.6 | 0.235 | 0.235 | 0.16
47822 | NECCO GEN | 10308 | NECCO COGENERATION FACILITY | IC | NG |  | GAS INTERNAL COMBUSTION | 2016-06-01 | New England Confectionery Company, Inc | NECCO | MA | 025 | BOSTON | NEMA |  | 5.6512 | 5 | 5 | 4.887
47836 | QUABBIN WIRE-01082PV70NM |  | No Resource (1) | PV | SUN |  | PHOTOVOLTAIC | 2015-12-29 | Massachusetts Electric Company | MEC | MA | 015 | WMA | WCMA |  | 0.07 | 0 | 0 | 0
47837 | QUABBIN WIRE-01082PV224NM |  | No Resource (1) | PV | SUN |  | PHOTOVOLTAIC | 2015-12-29 | Massachusetts Electric Company | MEC | MA | 015 | WMA | WCMA |  | 0.224 | 0 | 0 | 0
47838 | GOODING FAMILY-02302PV250NM |  | No Resource (1) | PV | SUN |  | PHOTOVOLTAIC | 2015-12-29 | Massachusetts Electric Company | MEC | MA | 023 | SEMA | SEMA |  | 0.25 | 0 | 0 | 0.057
47926 | NM AMHERST DEVELOPMENT ASSOC |  | No Resource (1) | PV | SUN |  | PHOTOVOLTAIC | 2016-02-01 | NSTAR Electric Company | NSTAR | MA | 015 | WMA | WCMA |  | 0.095 | 0 | 0 | 0
47927 | NM EASTHAMPTON HS |  | No Resource (1) | PV | SUN |  | PHOTOVOLTAIC | 2016-02-01 | NSTAR Electric Company | NSTAR | MA | 015 | WMA | WCMA |  | 0.083 | 0 | 0 | 0
47928 | NM BIG Y LEE MA |  | No Resource (1) | PV | SUN |  | PHOTOVOLTAIC | 2016-02-01 | NSTAR Electric Company | NSTAR | MA | 003 | WMA | WCMA |  | 0.295 | 0 | 0 | 0
47929 | NM BIG Y SPRINGFIELD MA |  | No Resource (1) | PV | SUN |  | PHOTOVOLTAIC | 2016-02-01 | NSTAR Electric Company | NSTAR | MA | 013 | WMA | WCMA |  | 0.5 | 0 | 0 | 0
47930 | NM-HONORE LLC |  | No Resource (1) | PV | SUN |  | PHOTOVOLTAIC | 2016-02-01 | NSTAR Electric Company | NSTAR | MA | 013 | WMA | WCMA |  | 0.095 | 0 | 0 | 0
47931 | NM-BETA FOG NOZZLE |  | No Resource (1) | PV | SUN |  | PHOTOVOLTAIC | 2016-02-01 | NSTAR Electric Company | NSTAR | MA | 011 | WMA | WCMA |  | 0.135 | 0 | 0 | 0
47932 | NM GIRARD LIMITED |  | No Resource (1) | PV | SUN |  | PHOTOVOLTAIC | 2016-02-01 | NSTAR Electric Company | NSTAR | MA | 013 | WMA | WCMA |  | 0.08 | 0 | 0 | 0
47933 | NM WALMART SPRINGFIELD MA |  | No Resource (1) | PV | SUN |  | PHOTOVOLTAIC | 2016-02-01 | NSTAR Electric Company | NSTAR | MA | 013 | WMA | WCMA |  | 0.333 | 0 | 0 | 0
47934 | NM WINTON CORP |  | No Resource (1) | PV | SUN |  | PHOTOVOLTAIC | 2016-02-01 | NSTAR Electric Company | NSTAR | MA | 013 | WMA | WCMA |  | 0.11 | 0 | 0 | 0
47950 | LANDOFTHESKY250-01005PVNM |  | No Resource (1) | PV | SUN |  | PHOTOVOLTAIC | 2016-02-16 | Massachusetts Electric Company | MEC | MA | 027 | WMA | WCMA |  | 0.48 | 0 | 0 | 0.239
47951 | LANDOFTHESKY251-01005PVNM |  | No Resource (1) | PV | SUN |  | PHOTOVOLTAIC | 2016-02-16 | Massachusetts Electric Company | MEC | MA | 027 | WMA | WCMA |  | 0.48 | 0 | 0 | 0.258
47952 | LANDOFTHESKY252-01005PVNM |  | No Resource (1) | PV | SUN |  | PHOTOVOLTAIC | 2016-02-16 | Massachusetts Electric Company | MEC | MA | 027 | WMA | WCMA |  | 0.48 | 0 | 0 | 0.187
47953 | LANDOFTHESKY253-01005PVNM |  | No Resource (1) | PV | SUN |  | PHOTOVOLTAIC | 2016-02-16 | Massachusetts Electric Company | MEC | MA | 027 | WMA | WCMA |  | 0.48 | 0 | 0 | 0.215
47954 | WINN SOLAR THREE-01841PV115NM |  | No Resource (1) | PV | SUN |  | PHOTOVOLTAIC | 2016-02-12 | Massachusetts Electric Company | MEC | MA | 009 | CMA/NEMA | WCMA |  | 0.115 | 0 | 0 | 0.046
47955 | BELLINGHAM PLAZA-02019PV198QF |  | No Resource (1) | PV | SUN |  | PHOTOVOLTAIC | 2016-02-12 | Massachusetts Electric Company | MEC | MA | 021 | RI | SEMA |  | 0.198 | 0 | 0 | 0.088
47956 | ANDOVER COMPANIES-01810PV494NM |  | No Resource (1) | PV | SUN |  | PHOTOVOLTAIC | 2016-02-12 | Massachusetts Electric Company | MEC | MA | 009 | CMA/NEMA | WCMA |  | 0.494 | 0 | 0 | 0.239
47959 | ZORENA-01590PV100NM |  | No Resource (1) | PV | SUN |  | PHOTOVOLTAIC | 2016-02-22 | Massachusetts Electric Company | MEC | MA | 027 | CMA/NEMA | WCMA |  | 0.1 | 0 | 0 | 0.038
47983 | JLS MAILING SVS-01876PV490NM |  | No Resource (1) | PV | SUN |  | PHOTOVOLTAIC | 2016-03-11 | Massachusetts Electric Company | MEC | MA | 023 | SEMA | SEMA |  | 0.49 | 0 | 0 | 0.097
47984 | BJ'S WHOLESALE-01532PV460NM |  | No Resource (1) | PV | SUN |  | PHOTOVOLTAIC | 2016-03-11 | Massachusetts Electric Company | MEC | MA | 027 | CMA/NEMA | WCMA |  | 0.46 | 0 | 0 | 0
47985 | DENNISON LUBRICANT01607PV308QF |  | No Resource (1) | PV | SUN |  | PHOTOVOLTAIC | 2016-03-11 | Massachusetts Electric Company | MEC | MA | 027 | CMA/NEMA | WCMA |  | 0.308 | 0 | 0 | 0.087
47986 | TARGET LEOMINSTER-01453PV184QF |  | No Resource (1) | PV | SUN |  | PHOTOVOLTAIC | 2016-03-14 | Massachusetts Electric Company | MEC | MA | 027 | WMA | WCMA |  | 0.184 | 0 | 0 | 0
47987 | LAMOUREUX FORD-01515PV100NMNM |  | No Resource (1) | PV | SUN |  | PHOTOVOLTAIC | 2016-03-14 | Massachusetts Electric Company | MEC | MA | 027 | WMA | WCMA |  | 0.1 | 0 | 0 | 0.014
47991 | SOLTERRA LLC SOLAR PROJECT |  | No Resource (1) | PV | SUN |  | PHOTOVOLTAIC | 2017-01-04 | NRG Power Marketing LLC | NRGPM | MA | 027 | WMA | WCMA |  | 15.7035 | 0.325 | 0.325 | 7.008
47992 | BREAKAWAY ICE-01876PV120NM |  | No Resource (1) | PV | SUN |  | PHOTOVOLTAIC | 2016-03-22 | Massachusetts Electric Company | MEC | MA | 017 | BOSTON | NEMA |  | 0.12 | 0 | 0 | 0
47993 | 217 EAST RD SOLAR-01220PV996NM |  | No Resource (1) | PV | SUN |  | PHOTOVOLTAIC | 2016-03-24 | Massachusetts Electric Company | MEC | MA | 003 | WMA | WCMA |  | 0.996 | 0 | 0 | 0.572
47994 | NAT GRID ATTLEBORO02703PV996QF | 38704 | Richardson Ave Attleboro PV 2 | PV | SUN |  | PHOTOVOLTAIC | 2016-03-24 | Massachusetts Electric Company | MEC | MA | 005 | RI | SEMA |  | 0.996 | 0 | 0 | 0.282
47995 | NATL GRID SHIRLEY-01464PV996QF | 38538 | Groton Road Shirley PV | PV | SUN |  | PHOTOVOLTAIC | 2016-03-24 | Massachusetts Electric Company | MEC | MA | 017 | CMA/NEMA | WCMA |  | 0.996 | 0 | 0 | 0.365
47996 | NAT GRID CHARLTON-01507PV684QF | 38528 | 29 Oxford Rd Charlton PV | PV | SUN |  | PHOTOVOLTAIC | 2016-03-28 | Massachusetts Electric Company | MEC | MA | 027 | WMA | WCMA |  | 0.684 | 0 | 0 | 0.261
48022 | WINN SOLAR THREE-01852PV120NM |  | No Resource (1) | PV | SUN |  | PHOTOVOLTAIC | 2016-03-30 | Massachusetts Electric Company | MEC | MA | 017 | CMA/NEMA | WCMA |  | 0.12 | 0 | 0 | 0.058
48075 | STONY HILL SOLAR-01036PV499NM |  | No Resource (1) | PV | SUN |  | PHOTOVOLTAIC | 2016-04-01 | Massachusetts Electric Company | MEC | MA | 013 | WMA | WCMA |  | 0.499 | 0 | 0 | 0.087
48081 | APOLLO SOLAR-01876PV268NM |  | No Resource (1) | PV | SUN |  | PHOTOVOLTAIC | 2016-04-01 | Massachusetts Electric Company | MEC | MA | 017 | CMA/NEMA | WCMA |  | 0.268 | 0 | 0 | 0
48082 | HANCOCK WIND |  | No Resource (1) | WT | WND |  | WIND TURBINE | 2016-12-14 | Hancock Wind, LLC | HCWL | ME | 009 | BHE | ME |  | 61.37 | 14.65 | 14.65 | 9.311
48083 | FRENCH RIVER | 38845 | BWC French River, LLC | PV | SUN |  | PHOTOVOLTAIC | 2016-12-02 | Boston Energy Trading and Marketing LLC | EMMT-I | MA | 027 | WMA | WCMA |  | 12.35 | 0 | 0 | 6.067
48120 | GRANITE RIDGE ENERGY 1A | 1625 | GRANITE RIDGE ENERGY | CC | NG |  | GAS COMBINED CYCLE | 2003-04-01 | Calpine Energy Services, LP | CALP | NH | 015 | NH | NH |  | 395.25 | 386.505 | 386.505 | 327.63
48121 | GRANITE RIDGE ENERGY 1B | 1625 | GRANITE RIDGE ENERGY | CC | NG |  | GAS COMBINED CYCLE | 2003-04-01 | Calpine Energy Services, LP | CALP | NH | 015 | NH | NH |  | 395.25 | 386.505 | 386.505 | 327.63
48166 | MAYBURY ASSOC-01028PV250QF |  | No Resource (1) | PV | SUN |  | PHOTOVOLTAIC | 2016-04-11 | Massachusetts Electric Company | MEC | MA | 013 | WMA | WCMA |  | 0.25 | 0 | 0 | 0.073
48167 | RANDOLP & BALDWIN-01432PV80QF |  | No Resource (1) | PV | SUN |  | PHOTOVOLTAIC | 2016-04-13 | Massachusetts Electric Company | MEC | MA | 017 | CMA/NEMA | WCMA |  | 0.08 | 0 | 0 | 0.015
48170 | SYNCARPHA PALMER-01069PV4995NM |  | No Resource (1) | PV | SUN |  | PHOTOVOLTAIC | 2016-04-14 | Massachusetts Electric Company | MEC | MA | 013 | WMA | WCMA |  | 4.995 | 0 | 0 | 2.384
48171 | HALIFAX SOLAR NG-02338PV2500NM |  | No Resource (1) | PV | SUN |  | PHOTOVOLTAIC | 2016-04-14 | Massachusetts Electric Company | MEC | MA | 023 | SEMA | SEMA |  | 2.5 | 0 | 0 | 1.243
48172 | BLUEWAVE CAPITAL-02769PV1670NM |  | No Resource (1) | PV | SUN |  | PHOTOVOLTAIC | 2016-04-15 | Massachusetts Electric Company | MEC | MA | 005 | RI | SEMA |  | 1.67 | 0 | 0 | 0.854
48177 | PARKRIDGE-01835PV92.4QF |  | No Resource (1) | PV | SUN |  | PHOTOVOLTAIC | 2016-04-15 | Massachusetts Electric Company | MEC | MA | 009 | BOSTON | NEMA |  | 0.092 | 0 | 0 | 0.04
48178 | PLAINVILLE TARGET-02762PV414QF |  | No Resource (1) | PV | SUN |  | PHOTOVOLTAIC | 2016-04-19 | Massachusetts Electric Company | MEC | MA | 021 | RI | SEMA |  | 0.414 | 0 | 0 | 0.001
48205 | GENERAL WOODWKNG2-01851PV100NM |  | No Resource (1) | PV | SUN |  | PHOTOVOLTAIC | 2016-04-22 | Massachusetts Electric Company | MEC | MA | 017 | CMA/NEMA | WCMA |  | 0.1 | 0 | 0 | 0.034
48206 | GENERAL WOODWKNG1-01851PV224NM |  | No Resource (1) | PV | SUN |  | PHOTOVOLTAIC | 2016-04-22 | Massachusetts Electric Company | MEC | MA | 017 | CMA/NEMA | WCMA |  | 0.224 | 0 | 0 | 0.039
48221 | 146 SUPPLY CTR-01527PV98NM |  | No Resource (1) | PV | SUN |  | PHOTOVOLTAIC | 2016-05-05 | Massachusetts Electric Company | MEC | MA | 027 | CMA/NEMA | WCMA |  | 0.098 | 0 | 0 | 0.017
48225 | SWANSEA TARGET-02777PV483QF |  | No Resource (1) | PV | SUN |  | PHOTOVOLTAIC | 2016-05-02 | Massachusetts Electric Company | MEC | MA | 005 | RI | SEMA |  | 0.483 | 0 | 0 | 0.026
48226 | UXBRIDGE PRO STGE-01569PV265QF |  | No Resource (1) | PV | SUN |  | PHOTOVOLTAIC | 2016-05-02 | Massachusetts Electric Company | MEC | MA | 027 | RI | SEMA |  | 0.265 | 0.015 | 0.015 | 0.098
48232 | TOWN OF WENDELL-01473PV600NM |  | No Resource (1) | PV | SUN |  | PHOTOVOLTAIC | 2016-05-09 | Massachusetts Electric Company | MEC | MA | 027 | WMA | WCMA |  | 0.6 | 0 | 0 | 0.322
48239 | CYN OIL CORP-02072PV100NM |  | No Resource (1) | PV | SUN |  | PHOTOVOLTAIC | 2016-05-11 | Massachusetts Electric Company | MEC | MA | 021 | SEMA | SEMA |  | 0.1 | 0 | 0 | 0.021
48249 | WORC BURNCOAT-01606PV252QF |  | No Resource (1) | PV | SUN |  | PHOTOVOLTAIC | 2016-05-11 | Massachusetts Electric Company | MEC | MA | 027 | CMA/NEMA | WCMA |  | 0.252 | 0.074 | 0.074 | 0.075
48250 | WORC FOREST GROVE-01605PV87QF |  | No Resource (1) | PV | SUN |  | PHOTOVOLTAIC | 2016-05-13 | Massachusetts Electric Company | MEC | MA | 027 | CMA/NEMA | WCMA |  | 0.087 | 0 | 0 | 0
48314 | NAT GRID MILLBURY-01527PV684QF | 38539 | 40 Auburn Rd Millbury PV | PV | SUN |  | PHOTOVOLTAIC | 2016-05-18 | Massachusetts Electric Company | MEC | MA | 027 | WMA | WCMA |  | 0.684 | 0 | 0 | 0.21
48321 | WORC CHANDLER-01602PV100QF |  | No Resource (1) | PV | SUN |  | PHOTOVOLTAIC | 2016-05-17 | Massachusetts Electric Company | MEC | MA | 027 | CMA/NEMA | WCMA |  | 0.1 | 0 | 0 | 0
48400 | SOMERSET SCHOOL-02726PV240NM |  | No Resource (1) | PV | SUN |  | PHOTOVOLTAIC | 2016-05-18 | Massachusetts Electric Company | MEC | MA | 005 | RI | SEMA |  | 0.24 | 0 | 0 | 0.052
48401 | EVERSOURCE PV N2123 |  | No Resource (1) | PV | SUN |  | PHOTOVOLTAIC | 2016-05-19 | Public Service Company of New Hampshire | PSNH | NH | 011 | NH | NH |  | 0.121 | 0 | 0 | 0
48402 | MERCURY WIRE-01562PV224NM |  | No Resource (1) | PV | SUN |  | PHOTOVOLTAIC | 2016-05-19 | Massachusetts Electric Company | MEC | MA | 027 | CMA/NEMA | WCMA |  | 0.224 | 0 | 0 | 0
48403 | FACILITY MGT CORP-01747PV200NM |  | No Resource (1) | PV | SUN |  | PHOTOVOLTAIC | 2016-05-19 | Massachusetts Electric Company | MEC | MA | 027 | RI | SEMA |  | 0.2 | 0 | 0 | 0.006
48406 | HERRICKS INC-01364PV112NM |  | No Resource (1) | PV | SUN |  | PHOTOVOLTAIC | 2016-05-20 | Massachusetts Electric Company | MEC | MA | 011 | WMA | WCMA |  | 0.112 | 0 | 0 | 0.03
48407 | ENRIGHT LLC-01879PV300NM |  | No Resource (1) | PV | SUN |  | PHOTOVOLTAIC | 2016-05-24 | Massachusetts Electric Company | MEC | MA | 017 | CMA/NEMA | WCMA |  | 0.3 | 0 | 0 | 0.136
48426 | 19 POND RD LLC-01930PV200NM |  | No Resource (1) | PV | SUN |  | PHOTOVOLTAIC | 2016-05-26 | Massachusetts Electric Company | MEC | MA | 009 | BOSTON | NEMA |  | 0.2 | 0 | 0 | 0.064
48583 | HYDE TOOLS INC-01550PV263NM |  | No Resource (1) | PV | SUN |  | PHOTOVOLTAIC | 2016-06-01 | Massachusetts Electric Company | MEC | MA | 027 | WMA | WCMA |  | 0.263 | 0 | 0 | 0
48584 | LAND OF THE SKY1-01550PV480NM |  | No Resource (1) | PV | SUN |  | PHOTOVOLTAIC | 2016-06-01 | Massachusetts Electric Company | MEC | MA | 027 | WMA | WCMA |  | 0.48 | 0 | 0 | 0.243
48585 | LAND OF THE SKY2-01550PV480NM |  | No Resource (1) | PV | SUN |  | PHOTOVOLTAIC | 2016-06-01 | Massachusetts Electric Company | MEC | MA | 027 | WMA | WCMA |  | 0.48 | 0 | 0 | 0.258
48586 | LAND OF THE SKY3-01550PV480NM |  | No Resource (1) | PV | SUN |  | PHOTOVOLTAIC | 2016-06-01 | Massachusetts Electric Company | MEC | MA | 027 | WMA | WCMA |  | 0.48 | 0 | 0 | 0.259
48587 | LAND OF THE SKY4-01550PV480NM |  | No Resource (1) | PV | SUN |  | PHOTOVOLTAIC | 2016-06-01 | Massachusetts Electric Company | MEC | MA | 027 | WMA | WCMA |  | 0.48 | 0 | 0 | 0.218
48588 | SOLARCITY CORP-01096PV2266NM |  | No Resource (1) | PV | SUN |  | PHOTOVOLTAIC | 2016-06-01 | Massachusetts Electric Company | MEC | MA | 015 | WMA | WCMA |  | 2.266 | 0 | 0 | 1.139
48643 | DURHAM PV N3524 |  | No Resource (1) | PV | SUN |  | PHOTOVOLTAIC | 2016-06-27 | Public Service Company of New Hampshire | PSNH | NH | 017 | NH | NH |  | 0.504 | 0 | 0 | 0.255
48645 | PISGAH MOUNTAIN WIND |  | No Resource (1) | WT | WND |  | WIND TURBINE | 2016-12-16 | SWEB Development USA, LLC | SWEB | ME | 019 | BHE | ME |  | 9.5 | 3.623 | 3.623 | 1.775
48649 | ALPHA RHO |  | No Resource (1) | PV | SUN |  | PHOTOVOLTAIC | 2016-07-05 | Fitchburg Gas & Electric Light Company | FGE | MA | 027 | WMA | WCMA |  | 0.2 | 0 | 0 | 0.055
48650 | LONG SUBARU-01570PV75NM |  | No Resource (1) | PV | SUN |  | PHOTOVOLTAIC | 2016-07-06 | Massachusetts Electric Company | MEC | MA | 027 | CMA/NEMA | WCMA |  | 0.075 | 0 | 0 | 0.004
48651 | TRINITY EMS-01853PV64.8QF |  | No Resource (1) | PV | SUN |  | PHOTOVOLTAIC | 2016-07-06 | Massachusetts Electric Company | MEC | MA | 017 | CMA/NEMA | WCMA |  | 0.065 | 0 | 0 | 0.007
48659 | MILTON PV N3084 |  | No Resource (1) | PV | SUN |  | PHOTOVOLTAIC | 2016-07-12 | Public Service Company of New Hampshire | PSNH | NH | 017 | NH | NH |  | 0.75 | 0 | 0 | 0.392
48664 | S COUNTY-02822PV878DG | 38884 | DGSC PV912_260 South County Trail_Exeter | PV | SUN |  | PHOTOVOLTAIC | 2016-07-19 | The Narragansett Electric Company | NEC | RI | 009 | RI | RI |  | 0.878 | 0 | 0 | 0.466
48665 | IMPERIAL DELTAH-02914PV264NM |  | No Resource (1) | PV | SUN |  | PHOTOVOLTAIC | 2016-07-27 | The Narragansett Electric Company | NEC | RI | 007 | RI | RI |  | 0.264 | 0 | 0 | 0.029
48672 | THEDODGECO-01821PV172NM |  | No Resource (1) | PV | SUN |  | PHOTOVOLTAIC | 2016-07-22 | Massachusetts Electric Company | MEC | MA | 017 | CMA/NEMA | WCMA |  | 0.172 | 0 | 0 | 0.041
48674 | RES.RD.HOLDINGS-02136PV2500NM |  | No Resource (1) | PV | SUN |  | PHOTOVOLTAIC | 2016-07-27 | Massachusetts Electric Company | MEC | MA | 003 | WMA | WCMA |  | 2.5 | 0 | 0 | 1.317
48675 | HARBOR SOLAR LLC-02324PV989NM |  | No Resource (1) | PV | SUN |  | PHOTOVOLTAIC | 2016-07-28 | Massachusetts Electric Company | MEC | MA | 023 | SEMA | SEMA |  | 0.989 | 0 | 0 | 0.364
48676 | HARBOR SOLAR 2-02324PV1978NM |  | No Resource (1) | PV | SUN |  | PHOTOVOLTAIC | 2016-07-28 | Massachusetts Electric Company | MEC | MA | 023 | SEMA | SEMA |  | 1.978 | 0 | 0 | 1.009
48694 | MERCURY (198)-01543PV2000NM |  | No Resource (1) | PV | SUN |  | PHOTOVOLTAIC | 2016-08-02 | Massachusetts Electric Company | MEC | MA | 027 | WMA | WCMA |  | 2 | 0 | 0 | 0.472
48695 | SALEM 5 | 38089 | Footprint Combined Cycle | CC | NG |  | GAS COMBINED CYCLE | 2018-05-15 | Consolidated Edison Energy, Inc | CEEI | MA | 009 | BOSTON | NEMA | 60903 | 357.8 | 0 | 0 | 337
48696 | SALEM 6 | 38089 | Footprint Combined Cycle | CC | NG |  | GAS COMBINED CYCLE | 2018-05-15 | Consolidated Edison Energy, Inc | CEEI | MA | 009 | BOSTON | NEMA | 60903 | 357.8 | 0 | 0 | 337
48697 | MCI TELECOM-01507PV772.8QF |  | No Resource (1) | PV | SUN |  | PHOTOVOLTAIC | 2016-08-03 | Massachusetts Electric Company | MEC | MA | 027 | WMA | WCMA |  | 0.772 | 0 | 0 | 0
48698 | STORZ 2101B-01507PV2000NM |  | No Resource (1) | PV | SUN |  | PHOTOVOLTAIC | 2016-08-02 | Massachusetts Electric Company | MEC | MA | 027 | WMA | WCMA |  | 2 | 0 | 0 | 0.929
48705 | SUN E. BRDGEWTR-02324PV3000NM | 38376 | Landcraft | PV | SUN |  | PHOTOVOLTAIC | 2016-08-02 | Massachusetts Electric Company | MEC | MA | 023 | SEMA | SEMA |  | 3 | 0 | 0 | 1.304
48713 | STORZ 2101A-01507PV2000NM |  | No Resource (1) | PV | SUN |  | PHOTOVOLTAIC | 2016-08-01 | Massachusetts Electric Company | MEC | MA | 027 | WMA | WCMA |  | 2 | 0 | 0 | 0.888
48714 | ONSET EAST | 38701 | Onset East | PV | SUN |  | PHOTOVOLTAIC | 2016-08-04 | NSTAR Electric Company | NSTAR | MA | 023 | SEMA | SEMA |  | 1 | 0 | 0 | 0.526
48715 | ONSET WEST | 38702 | Onset West | PV | SUN |  | PHOTOVOLTAIC | 2016-08-04 | NSTAR Electric Company | NSTAR | MA | 023 | SEMA | SEMA |  | 1 | 0 | 0 | 0.519
48718 | BRODIE MT RD-01237PV2000NM |  | No Resource (1) | PV | SUN |  | PHOTOVOLTAIC | 2016-08-03 | Massachusetts Electric Company | MEC | MA | 003 | WMA | WCMA |  | 2 | 0 | 0 | 0.981
48719 | HOUSATONIC-WARE-01092PV960NM |  | No Resource (1) | PV | SUN |  | PHOTOVOLTAIC | 2016-08-04 | Massachusetts Electric Company | MEC | MA | 027 | WMA | WCMA |  | 0.96 | 0 | 0 | 0.475
48720 | WESTBROOKFIELD-01585PV1400NM |  | No Resource (1) | PV | SUN |  | PHOTOVOLTAIC | 2016-08-09 | Massachusetts Electric Company | MEC | MA | 027 | WMA | WCMA |  | 1.4 | 0 | 0 | 0.633
48721 | HOUSATONIC SPRING-01092PV952NM |  | No Resource (1) | PV | SUN |  | PHOTOVOLTAIC | 2016-08-09 | Massachusetts Electric Company | MEC | MA | 027 | WMA | WCMA |  | 0.952 | 0 | 0 | 0.478
48722 | BURTON VILLAGE-01452PV96QF |  | No Resource (1) | PV | SUN |  | PHOTOVOLTAIC | 2016-08-11 | Massachusetts Electric Company | MEC | MA | 027 | CMA/NEMA | WCMA |  | 0.096 | 0 | 0 | 0
48723 | INDEPENDENCE2575-02072PV1725NM |  | No Resource (1) | PV | SUN |  | PHOTOVOLTAIC | 2016-08-11 | Massachusetts Electric Company | MEC | MA | 021 | SEMA | SEMA |  | 1.725 | 0 | 0 | 0.792
48724 | CASCO BAY ENERGY STORAGE |  | No Resource (1) | ES | MWH |  | ENERGY STORAGE | 2016-12-31 | NextEra Energy Marketing, LLC | FPLP-I | ME | 005 | SME | ME |  | 16.6994 | 1.446 | 1.446 | 1.446
48726 | 510PV DEV. 2-01566PV996QF | 38545 | 90 River Rd Sturbridge PV | PV | SUN |  | PHOTOVOLTAIC | 2016-08-08 | Massachusetts Electric Company | MEC | MA | 027 | WMA | WCMA |  | 0.996 | 0 | 0 | 0.364
48727 | 510PVDEVKELLY1-01566PV996QF | 38544 | 17 Kelly Rd Sturbridge PV | PV | SUN |  | PHOTOVOLTAIC | 2016-08-08 | Massachusetts Electric Company | MEC | MA | 027 | WMA | WCMA |  | 0.996 | 0 | 0 | 0.301
48728 | MECO.LCSTR-01524PV684QF | 38494 | 24 Boutilier Rd Leicester PV | PV | SUN |  | PHOTOVOLTAIC | 2016-08-11 | Massachusetts Electric Company | MEC | MA | 027 | WMA | WCMA |  | 0.684 | 0 | 0 | 0.238
48741 | CECSOLAR#1050-01569PV950NM |  | No Resource (1) | PV | SUN |  | PHOTOVOLTAIC | 2016-08-16 | Massachusetts Electric Company | MEC | MA | 027 | RI | SEMA |  | 0.95 | 0 | 0 | 0.48
48742 | HOUSATONIC 1734-01236PV2100NM |  | No Resource (1) | PV | SUN |  | PHOTOVOLTAIC | 2016-08-16 | Massachusetts Electric Company | MEC | MA | 003 | WMA | WCMA |  | 2.1 | 0 | 0 | 1.03
48743 | ECASOLAR39TOZERRD-01915PV840NM |  | No Resource (1) | PV | SUN |  | PHOTOVOLTAIC | 2016-08-12 | Massachusetts Electric Company | MEC | MA | 009 | BOSTON | NEMA |  | 0.84 | 0 | 0 | 0.4
48747 | BRAUNSEXPRESS-01747PV164NM |  | No Resource (1) | PV | SUN |  | PHOTOVOLTAIC | 2016-08-18 | Massachusetts Electric Company | MEC | MA | 027 | RI | SEMA |  | 0.164 | 0 | 0 | 0.056
48748 | RANDOLPH&BALDWIN-01432PV79.2NM |  | No Resource (1) | PV | SUN |  | PHOTOVOLTAIC | 2016-08-17 | Massachusetts Electric Company | MEC | MA | 017 | CMA/NEMA | WCMA |  | 0.079 | 0 | 0 | 0.01
48749 | ARSENAULT2103-01585PV800NM |  | No Resource (1) | PV | SUN |  | PHOTOVOLTAIC | 2016-08-23 | Massachusetts Electric Company | MEC | MA | 027 | WMA | WCMA |  | 0.8 | 0 | 0 | 0.389
48750 | BLUEWAVE 8861-01540PV1500NM |  | No Resource (1) | PV | SUN |  | PHOTOVOLTAIC | 2016-08-24 | Massachusetts Electric Company | MEC | MA | 027 | WMA | WCMA |  | 1.5 | 0 | 0 | 0.47
48751 | BLUEWAVE5149-02766PV750NM |  | No Resource (1) | PV | SUN |  | PHOTOVOLTAIC | 2016-08-24 | Massachusetts Electric Company | MEC | MA | 005 | SEMA | SEMA |  | 0.75 | 0 | 0 | 0.31
48752 | BLUEWAVE 5161-02766PV750NM |  | No Resource (1) | PV | SUN |  | PHOTOVOLTAIC | 2016-08-24 | Massachusetts Electric Company | MEC | MA | 005 | SEMA | SEMA |  | 0.75 | 0 | 0 | 0.365
48753 | CEREBRAL PALSY-02072PV112QF |  | No Resource (1) | PV | SUN |  | PHOTOVOLTAIC | 2016-08-19 | Massachusetts Electric Company | MEC | MA | 021 | SEMA | SEMA |  | 0.112 | 0 | 0 | 0
48754 | NEA BELLINGHAM 1A | 507 | NEA BELLINGHAM | CC | NG | DFO | GAS/OIL COMBINED CYCLE | 1991-10-01 | NextEra Energy Marketing, LLC | FPLP-I | MA | 021 | RI | SEMA |  | 272.46 | 160.26 | 160.26 | 137.458
48755 | NEA BELLINGHAM 1B | 507 | NEA BELLINGHAM | CC | NG | DFO | GAS/OIL COMBINED CYCLE | 1991-10-01 | NextEra Energy Marketing, LLC | FPLP-I | MA | 021 | RI | SEMA |  | 258.12 | 160.259 | 160.259 | 137.457
48756 | QUINCYSCHOOLS4785-02169PV135NM |  | No Resource (1) | PV | SUN |  | PHOTOVOLTAIC | 2016-08-18 | Massachusetts Electric Company | MEC | MA | 021 | SEMA | SEMA |  | 0.135 | 0 | 0 | 0.011
48757 | SAFEHARBOROTIS-01581PV741NM |  | No Resource (1) | PV | SUN |  | PHOTOVOLTAIC | 2016-08-26 | Massachusetts Electric Company | MEC | MA | 027 | CMA/NEMA | WCMA |  | 0.741 | 0 | 0 | 0.342
48758 | CEDEV.MEETINGST-02905PV75NM |  | No Resource (1) | PV | SUN |  | PHOTOVOLTAIC | 2016-08-18 | The Narragansett Electric Company | NEC | RI | 007 | RI | RI |  | 0.075 | 0 | 0 | 0
48764 | QUINCYPALMERST-02169PV120NM |  | No Resource (1) | PV | SUN |  | PHOTOVOLTAIC | 2016-08-23 | Massachusetts Electric Company | MEC | MA | 021 | SEMA | SEMA |  | 0.12 | 0 | 0 | 0.03
48765 | QUINCYQPSOFFICE-02169PV96NM |  | No Resource (1) | PV | SUN |  | PHOTOVOLTAIC | 2016-08-23 | Massachusetts Electric Company | MEC | MA | 021 | SEMA | SEMA |  | 0.096 | 0 | 0 | 0.018
48766 | CECSOLAR#1045-01569PV728NM |  | No Resource (1) | PV | SUN |  | PHOTOVOLTAIC | 2016-08-26 | Massachusetts Electric Company | MEC | MA | 027 | RI | SEMA |  | 0.728 | 0 | 0 | 0.37
48767 | 510PVDEVNASHUARD-01463PV990NM |  | No Resource (1) | PV | SUN |  | PHOTOVOLTAIC | 2016-08-26 | Massachusetts Electric Company | MEC | MA | 017 | CMA/NEMA | WCMA |  | 0.99 | 0 | 0 | 0.516
48768 | QUINCY_BILLINGS-02171PV63NM |  | No Resource (1) | PV | SUN |  | PHOTOVOLTAIC | 2016-08-25 | Massachusetts Electric Company | MEC | MA | 021 | SEMA | SEMA |  | 0.063 | 0 | 0 | 0
48774 | FOSTER-SOLAR-02857PV1170RIDG | 38883 | DGSC PV1170_23 Theodore Foster Rd_Foster | PV | SUN |  | PHOTOVOLTAIC | 2016-08-19 | The Narragansett Electric Company | NEC | RI | 007 | RI | RI |  | 1.17 | 0 | 0 | 0.475
48778 | CECSOLAR#1051-01569PV450NM |  | No Resource (1) | PV | SUN |  | PHOTOVOLTAIC | 2016-08-24 | Massachusetts Electric Company | MEC | MA | 027 | RI | SEMA |  | 0.45 | 0 | 0 | 0.208
48787 | KNIGHT FARM-02828PV70NM |  | No Resource (1) | PV | SUN |  | PHOTOVOLTAIC | 2016-08-25 | The Narragansett Electric Company | NEC | RI | 007 | RI | RI |  | 0.07 | 0 | 0 | 0.017
48788 | HOWLANDASS.-02865PV136NM |  | No Resource (1) | PV | SUN |  | PHOTOVOLTAIC | 2016-08-26 | The Narragansett Electric Company | NEC | RI | 007 | RI | RI |  | 0.136 | 0 | 0 | 0
48801 | BELLAENERGY5140-02715PV499NM |  | No Resource (1) | PV | SUN |  | PHOTOVOLTAIC | 2016-08-26 | Massachusetts Electric Company | MEC | MA | 005 | SEMA | SEMA |  | 0.499 | 0 | 0 | 0.25
48810 | 510PVDEV.ELLIS RD-01473PV480NM |  | No Resource (1) | PV | SUN |  | PHOTOVOLTAIC | 2016-09-01 | Massachusetts Electric Company | MEC | MA | 027 | WMA | WCMA |  | 0.48 | 0 | 0 | 0.24
48811 | ALVES238E.MAINRD-02842PV86.4NM |  | No Resource (1) | PV | SUN |  | PHOTOVOLTAIC | 2016-09-01 | The Narragansett Electric Company | NEC | RI | 005 | RI | RI |  | 0.086 | 0 | 0 | 0.038
48812 | PRINTGUARD-01527PV100NM |  | No Resource (1) | PV | SUN |  | PHOTOVOLTAIC | 2016-08-30 | Massachusetts Electric Company | MEC | MA | 027 | CMA/NEMA | WCMA |  | 0.1 | 0 | 0 | 0.047
48813 | WINDSORWOOD-02148PV140NM |  | No Resource (1) | PV | SUN |  | PHOTOVOLTAIC | 2016-08-29 | Massachusetts Electric Company | MEC | MA | 017 | BOSTON | NEMA |  | 0.14 | 0 | 0 | 0.057
48814 | PALMERFOUNDRY-01069PV252NM |  | No Resource (1) | PV | SUN |  | PHOTOVOLTAIC | 2016-08-29 | Massachusetts Electric Company | MEC | MA | 013 | WMA | WCMA |  | 0.252 | 0 | 0 | 0
48815 | NEXTSUNWALKERRD-01464PV2000NM |  | No Resource (1) | PV | SUN |  | PHOTOVOLTAIC | 2016-08-31 | Massachusetts Electric Company | MEC | MA | 017 | CMA/NEMA | WCMA |  | 2 | 0 | 0 | 0.917
48816 | 510PVDEVBARRE-01005PV480NM |  | No Resource (1) | PV | SUN |  | PHOTOVOLTAIC | 2016-08-31 | Massachusetts Electric Company | MEC | MA | 027 | WMA | WCMA |  | 0.48 | 0 | 0 | 0.258
48817 | TARGET#T2430-02886PV112NM |  | No Resource (1) | PV | SUN |  | PHOTOVOLTAIC | 2016-08-29 | The Narragansett Electric Company | NEC | RI | 003 | RI | RI |  | 0.112 | 0 | 0 | 0
48818 | 510PV_NBROOKFIELD-01535PV480NM |  | No Resource (1) | PV | SUN |  | PHOTOVOLTAIC | 2016-08-31 | Massachusetts Electric Company | MEC | MA | 027 | WMA | WCMA |  | 0.48 | 0 | 0 | 0.269
48819 | BLUEWAVE7629-02766PV500NM |  | No Resource (1) | PV | SUN |  | PHOTOVOLTAIC | 2016-08-30 | Massachusetts Electric Company | MEC | MA | 005 | SEMA | SEMA |  | 0.75 | 0 | 0 | 0.309
48820 | WNEWBURYMAINSTLLC-01985PV354NM |  | No Resource (1) | PV | SUN |  | PHOTOVOLTAIC | 2016-09-02 | Massachusetts Electric Company | MEC | MA | 009 | BOSTON | NEMA |  | 0.354 | 0 | 0 | 0.201
48821 | EJRREALESTATE-01752PV300NM |  | No Resource (1) | PV | SUN |  | PHOTOVOLTAIC | 2016-09-02 | Massachusetts Electric Company | MEC | MA | 017 | CMA/NEMA | WCMA |  | 0.3 | 0 | 0 | 0
48823 | LONG SUB.3685-01570PV140NM |  | No Resource (1) | PV | SUN |  | PHOTOVOLTAIC | 2016-09-02 | Massachusetts Electric Company | MEC | MA | 027 | WMA | WCMA |  | 0.14 | 0 | 0 | 0.015
48824 | KJA PROPERTIES-02842PV63NM |  | No Resource (1) | PV | SUN |  | PHOTOVOLTAIC | 2016-09-07 | The Narragansett Electric Company | NEC | RI | 005 | SEMA | RI |  | 0.063 | 0 | 0 | 0.012
48825 | MOTOMANCHESTER-02035PV255NM |  | No Resource (1) | PV | SUN |  | PHOTOVOLTAIC | 2016-09-07 | Massachusetts Electric Company | MEC | MA | 021 | RI | SEMA |  | 0.255 | 0 | 0 | 0.024
48826 | BROOKFIELDWIRECO-01585PV1414NM |  | No Resource (1) | PV | SUN |  | PHOTOVOLTAIC | 2016-09-02 | Massachusetts Electric Company | MEC | MA | 027 | WMA | WCMA |  | 1.414 | 0 | 0 | 0.272
48827 | UNIONSQUARERLTY-01453PV260NM |  | No Resource (1) | PV | SUN |  | PHOTOVOLTAIC | 2016-09-02 | Massachusetts Electric Company | MEC | MA | 027 | CMA/NEMA | WCMA |  | 0.26 | 0 | 0 | 0
48828 | WINNSOLARWATERST-01604PV75.6NM |  | No Resource (1) | PV | SUN |  | PHOTOVOLTAIC | 2016-09-02 | Massachusetts Electric Company | MEC | MA | 027 | CMA/NEMA | WCMA |  | 0.076 | 0 | 0 | 0.035
48840 | JPSULLIVAN-01434PV230NM |  | No Resource (1) | PV | SUN |  | PHOTOVOLTAIC | 2016-09-08 | Massachusetts Electric Company | MEC | MA | 017 | CMA/NEMA | WCMA |  | 0.23 | 0 | 0 | 0.05
48841 | EXTRASPACEMAN.INC-01862PV76NM |  | No Resource (1) | PV | SUN |  | PHOTOVOLTAIC | 2016-09-08 | Massachusetts Electric Company | MEC | MA | 017 | BOSTON | WCMA |  | 0.076 | 0 | 0 | 0.015
48847 | EXTRASPACEBROCKTON-02301PV92NM |  | No Resource (1) | PV | SUN |  | PHOTOVOLTAIC | 2016-09-08 | Massachusetts Electric Company | MEC | MA | 023 | SEMA | SEMA |  | 0.092 | 0 | 0 | 0.017
48848 | DANAWALLSUPPLY-01879PV68.4NM |  | No Resource (1) | PV | SUN |  | PHOTOVOLTAIC | 2016-09-08 | Massachusetts Electric Company | MEC | MA | 017 | CMA/NEMA | WCMA |  | 0.068 | 0 | 0 | 0.03
48849 | RUTLANDPLAZALLC-01543PV70NM |  | No Resource (1) | PV | SUN |  | PHOTOVOLTAIC | 2016-09-07 | Massachusetts Electric Company | MEC | MA | 027 | WMA | WCMA |  | 0.07 | 0 | 0 | 0.023
48850 | AIRTIGHTHOLDERS-01257PV250NM |  | No Resource (1) | PV | SUN |  | PHOTOVOLTAIC | 2016-09-07 | Massachusetts Electric Company | MEC | MA | 003 | WMA | WCMA |  | 0.25 | 0 | 0 | 0.063
48856 | JIMARYLANDTRUST-01930PV108NM |  | No Resource (1) | PV | SUN |  | PHOTOVOLTAIC | 2016-09-09 | Massachusetts Electric Company | MEC | MA | 009 | BOSTON | NEMA |  | 0.108 | 0 | 0 | 0.045
48857 | E.CALIGARI&SONS-01240PV112NM |  | No Resource (1) | PV | SUN |  | PHOTOVOLTAIC | 2016-09-12 | Massachusetts Electric Company | MEC | MA | 003 | WMA | WCMA |  | 0.112 | 0 | 0 | 0.03
48858 | 530MAINSTR.E.LLC-01510PV183NM |  | No Resource (1) | PV | SUN |  | PHOTOVOLTAIC | 2016-09-12 | Massachusetts Electric Company | MEC | MA | 027 | CMA/NEMA | WCMA |  | 0.183 | 0 | 0 | 0.063
48859 | BROOKFIELDWASTE-01506PV333NM |  | No Resource (1) | PV | SUN |  | PHOTOVOLTAIC | 2016-09-12 | Massachusetts Electric Company | MEC | MA | 027 | WMA | WCMA |  | 0.333 | 0 | 0 | 0.159
48860 | DUVAL'SPHARMACY-02382PV70NM |  | No Resource (1) | PV | SUN |  | PHOTOVOLTAIC | 2016-09-12 | Massachusetts Electric Company | MEC | MA | 023 | SEMA | SEMA |  | 0.07 | 0 | 0 | 0.013
48861 | WILLIAMSTOWNYOUTH-01267PV80NM |  | No Resource (1) | PV | SUN |  | PHOTOVOLTAIC | 2016-09-12 | Massachusetts Electric Company | MEC | MA | 003 | WMA | WCMA |  | 0.08 | 0 | 0 | 0.028
48862 | R.E.DEV.WILBRAHAM-01095PV750NM |  | No Resource (1) | PV | SUN |  | PHOTOVOLTAIC | 2016-09-09 | Massachusetts Electric Company | MEC | MA | 013 | WMA | WCMA |  | 0.75 | 0 | 0 | 0.392
48863 | WESTBOROTENNIS-01510PV486QF |  | No Resource (1) | PV | SUN |  | PHOTOVOLTAIC | 2016-09-13 | Massachusetts Electric Company | MEC | MA | 027 | CMA/NEMA | WCMA |  | 0.486 | 0 | 0 | 0
48872 | PLUMBERSSUPPLY-01453PV100NM |  | No Resource (1) | PV | SUN |  | PHOTOVOLTAIC | 2016-09-23 | Massachusetts Electric Company | MEC | MA | 027 | WMA | WCMA |  | 0.1 | 0 | 0 | 0.023
48874 | CLARKUNIVERSITY-01610PV140NM |  | No Resource (1) | PV | SUN |  | PHOTOVOLTAIC | 2016-09-28 | Massachusetts Electric Company | MEC | MA | 027 | WMA | WCMA |  | 0.14 | 0.018 | 0.018 | 0.031
48876 | CVEC_CHATHAM_ID1911 |  | No Resource (1) | PV | SUN |  | PHOTOVOLTAIC | 2016-10-03 | NSTAR Electric Company | NSTAR | MA | 001 | SEMA | SEMA |  | 1.5 | 0 | 0 | 0.668
48877 | CVEC_BREWSTER_ID1912 |  | No Resource (1) | PV | SUN |  | PHOTOVOLTAIC | 2016-10-03 | NSTAR Electric Company | NSTAR | MA | 001 | SEMA | SEMA |  | 1.083 | 0 | 0 | 0.442
48879 | WAREHAM_MA1_LLC_ID1972361 |  | No Resource (1) | PV | SUN |  | PHOTOVOLTAIC | 2016-10-03 | NSTAR Electric Company | NSTAR | MA | 023 | SEMA | SEMA |  | 2 | 0 | 0 | 0.945
48880 | TOWN_OF_MASHPEE_ID2049 |  | No Resource (1) | PV | SUN |  | PHOTOVOLTAIC | 2016-10-03 | NSTAR Electric Company | NSTAR | MA | 001 | SEMA | SEMA |  | 1.5 | 0 | 0 | 0.698
48881 | CITY_OF_NEWBEDFORD_ID1939 |  | No Resource (1) | PV | SUN |  | PHOTOVOLTAIC | 2016-10-03 | NSTAR Electric Company | NSTAR | MA | 005 | SEMA | SEMA |  | 1.5 | 0 | 0 | 0.601
48882 | CVEC_MARSTON_MILLS_ID1965 |  | No Resource (1) | PV | SUN |  | PHOTOVOLTAIC | 2016-10-03 | NSTAR Electric Company | NSTAR | MA | 001 | SEMA | SEMA |  | 1.416 | 0 | 0 | 0.579
48883 | TOWN_OF_DENNIS_ID1712 |  | No Resource (1) | PV | SUN |  | PHOTOVOLTAIC | 2016-10-03 | NSTAR Electric Company | NSTAR | MA | 001 | SEMA | SEMA |  | 2.5 | 0 | 0 | 0.396
48884 | CVEC_HYANNIS_ID2181 |  | No Resource (1) | PV | SUN |  | PHOTOVOLTAIC | 2016-10-03 | NSTAR Electric Company | NSTAR | MA | 001 | SEMA | SEMA |  | 4.5 | 0 | 0 | 2.35
48885 | UMASS_DARTMOUTH_ID1849 |  | No Resource (1) | PV | SUN |  | PHOTOVOLTAIC | 2016-10-03 | NSTAR Electric Company | NSTAR | MA | 005 | SEMA | SEMA |  | 4.2 | 0 | 0 | 2.265
48886 | TOWN_OF_SANDWICH_ID2043 |  | No Resource (1) | PV | SUN |  | PHOTOVOLTAIC | 2016-10-03 | NSTAR Electric Company | NSTAR | MA | 001 | SEMA | SEMA |  | 3.5 | 0 | 0 | 1.582
48887 | PLYMOUTH_PUB_SCHS_ID1895 |  | No Resource (1) | PV | SUN |  | PHOTOVOLTAIC | 2016-10-03 | NSTAR Electric Company | NSTAR | MA | 005 | SEMA | SEMA |  | 2.9 | 0 | 0 | 1.35
48888 | TOWN_OF_DENNIS_ID2115 |  | No Resource (1) | PV | SUN |  | PHOTOVOLTAIC | 2016-10-03 | NSTAR Electric Company | NSTAR | MA | 001 | SEMA | SEMA |  | 2.5 | 0 | 0 | 1.092
48889 | CVEC_MARSTON_MILLS_ID1964 |  | No Resource (1) | PV | SUN |  | PHOTOVOLTAIC | 2016-10-03 | NSTAR Electric Company | NSTAR | MA | 001 | SEMA | SEMA |  | 2 | 0 | 0 | 0.851
48895 | COSTAPROPMGMTLLC-02724PV150NM |  | No Resource (1) | PV | SUN |  | PHOTOVOLTAIC | 2016-10-12 | Massachusetts Electric Company | MEC | MA | 005 | SEMA | SEMA |  | 0.15 | 0 | 0 | 0.021
48896 | SHAHEENBROSLLC-01913PV300NM |  | No Resource (1) | PV | SUN |  | PHOTOVOLTAIC | 2016-10-12 | Massachusetts Electric Company | MEC | MA | 009 | BOSTON | NEMA |  | 0.3 | 0 | 0 | 0
48899 | BRANDYWICKLLC-02896PV1000RIDG | 38885 | DGSC PV1000_90 Tift Rd_North Smithfield | PV | SUN |  | PHOTOVOLTAIC | 2016-10-11 | The Narragansett Electric Company | NEC | RI | 007 | RI | RI |  | 1 | 0 | 0 | 0.471
48913 | VALLEYST.MILL-02909PV98NM |  | No Resource (1) | PV | SUN |  | PHOTOVOLTAIC | 2016-10-20 | The Narragansett Electric Company | NEC | RI | 007 | RI | RI |  | 0.098 | 0 | 0 | 0.044
48914 | DRACUTHOUS.AUTH-01507PV1980NM |  | No Resource (1) | PV | SUN |  | PHOTOVOLTAIC | 2016-10-19 | Massachusetts Electric Company | MEC | MA | 027 | WMA | WCMA |  | 1.98 | 0 | 0 | 1.015
48915 | 510PVMOSSBERG-02703PV684QF |  | No Resource (1) | PV | SUN |  | PHOTOVOLTAIC | 2016-10-25 | Massachusetts Electric Company | MEC | MA | 005 | RI | SEMA |  | 0.684 | 0 | 0 | 0.201
48916 | BEVOVATIONSLLC-01453PV252NM |  | No Resource (1) | PV | SUN |  | PHOTOVOLTAIC | 2016-10-25 | Massachusetts Electric Company | MEC | MA | 027 | WMA | WCMA |  | 0.252 | 0 | 0 | 0.028
48949 | 77LEICESTERLLC-01540PV100NM |  | No Resource (1) | PV | SUN |  | PHOTOVOLTAIC | 2016-10-28 | Massachusetts Electric Company | MEC | MA | 027 | WMA | WCMA |  | 0.1 | 0 | 0 | 0.026
48955 | PATEL-REALTY-02721PV72NM |  | No Resource (1) | PV | SUN |  | PHOTOVOLTAIC | 2016-11-01 | Massachusetts Electric Company | MEC | MA | 005 | SEMA | SEMA |  | 0.072 | 0 | 0 | 0.015
48960 | ATHENS ENERGY LLC_1 | 38943 | Athens Energy LLC_1 | ST | WDS |  | BIO/REFUSE | 2017-02-18 | Athens Energy LLC | AELC | ME | 025 | ME | ME | 60457 | 8.5 | 7.084 | 7.084 | 7.1
48963 | BROOKSSTDEV-01606PV476NM |  | No Resource (1) | PV | SUN |  | PHOTOVOLTAIC | 2016-11-16 | Massachusetts Electric Company | MEC | MA | 027 | CMA/NEMA | WCMA |  | 0.476 | 0 | 0 | 0.145
48975 | FISHER ROAD PV | 38961 | Fitchburg Solar, LLC | PV | SUN |  | PHOTOVOLTAIC | 2016-12-01 | Fitchburg Gas & Electric Light Company | FGE | MA | 027 | WMA | WCMA |  | 0.54 | 0 | 0 | 0.24
49000 | AQUILACURTISHILL-01507PV1980NM |  | No Resource (1) | PV | SUN |  | PHOTOVOLTAIC | 2016-12-01 | Massachusetts Electric Company | MEC | MA | 027 | WMA | WCMA |  | 1.98 | 0.002 | 0.002 | 1.034
49001 | NEXAMPFACTORYST-02893PV384NM |  | No Resource (1) | PV | SUN |  | PHOTOVOLTAIC | 2016-12-01 | The Narragansett Electric Company | NEC | RI | 003 | RI | RI |  | 0.384 | 0 | 0 | 0.13
49002 | SOMERSETELEM.-02726PV270NM |  | No Resource (1) | PV | SUN |  | PHOTOVOLTAIC | 2016-12-02 | Massachusetts Electric Company | MEC | MA | 005 | SEMA | SEMA |  | 0.27 | 0 | 0 | 0.053
49003 | APE.VINEYARDRD-02771PV150NM |  | No Resource (1) | PV | SUN |  | PHOTOVOLTAIC | 2016-12-01 | Massachusetts Electric Company | MEC | MA | 005 | RI | SEMA |  | 0.15 | 0 | 0 | 0.019
49010 | ROCHESTER PV N3365 |  | No Resource (1) | PV | SUN |  | PHOTOVOLTAIC | 2016-12-01 | Public Service Company of New Hampshire | PSNH | NH | 017 | NH | NH |  | 0.5 | 0 | 0 | 0.043
49011 | BEDFORD PV N3787 |  | No Resource (1) | PV | SUN |  | PHOTOVOLTAIC | 2016-12-01 | Public Service Company of New Hampshire | PSNH | NH | 011 | NH | NH |  | 0.364 | 0 | 0 | 0
49012 | NASHUA PV N3791 |  | No Resource (1) | PV | SUN |  | PHOTOVOLTAIC | 2016-12-01 | Public Service Company of New Hampshire | PSNH | NH | 011 | VT | NH |  | 0.364 | 0 | 0 | 0.004
49013 | KEENE PV N3792 |  | No Resource (1) | PV | SUN |  | PHOTOVOLTAIC | 2016-12-01 | Public Service Company of New Hampshire | PSNH | NH | 005 | VT | NH |  | 0.364 | 0 | 0 | 0
49014 | GREENLAND PV N3788 |  | No Resource (1) | PV | SUN |  | PHOTOVOLTAIC | 2016-12-01 | Public Service Company of New Hampshire | PSNH | NH | 015 | NH | NH |  | 0.364 | 0 | 0 | 0.004
49017 | AMERICANATHLETIC-01082PV75NM |  | No Resource (1) | PV | SUN |  | PHOTOVOLTAIC | 2016-12-07 | Massachusetts Electric Company | MEC | MA | 015 | WMA | WCMA |  | 0.075 | 0 | 0 | 0.02
49031 | C.H.YATESRUBBER-02720PV972NM |  | No Resource (1) | PV | SUN |  | PHOTOVOLTAIC | 2016-12-07 | Massachusetts Electric Company | MEC | MA | 005 | SEMA | SEMA |  | 0.972 | 0 | 0 | 0.272
49055 | TOWN_OF_SUDBURY_ID2176 | 38661 | Heliovaas - Sudbury Solar | PV | SUN |  | PHOTOVOLTAIC | 2016-12-12 | NSTAR Electric Company | NSTAR | MA | 017 | BOSTON | NEMA |  | 1.333 | 0.005 | 0.005 | 0.535
49063 | TOWN_OF_MEDWAY_ID1972386 |  | No Resource (1) | PV | SUN |  | PHOTOVOLTAIC | 2016-12-13 | NSTAR Electric Company | NSTAR | MA | 023 | SEMA | SEMA |  | 4.5 | 0.02 | 0.02 | 2.349
49064 | TOWN_OF_WESTON_ID2055868 |  | No Resource (1) | PV | SUN |  | PHOTOVOLTAIC | 2016-12-13 | NSTAR Electric Company | NSTAR | MA | 017 | BOSTON | NEMA |  | 1.795 | 0.004 | 0.004 | 0.867
49065 | DOVER PV N3015 |  | No Resource (1) | PV | SUN |  | PHOTOVOLTAIC | 2016-12-21 | Public Service Company of New Hampshire | PSNH | NH | 017 | NH | NH |  | 0.267 | 0.002 | 0.002 | 0.139
49070 | TOWN_OF_NEEDHAM_ID1989732 |  | No Resource (1) | PV | SUN |  | PHOTOVOLTAIC | 2016-12-13 | NSTAR Electric Company | NSTAR | MA | 021 | BOSTON | NEMA |  | 3.12 | 0.012 | 0.012 | 1.383
49071 | CVEC_INC_VINEYARDHAVEN_ID1923 |  | No Resource (1) | PV | SUN |  | PHOTOVOLTAIC | 2016-12-13 | NSTAR Electric Company | NSTAR | MA | 007 | SEMA | SEMA |  | 1.083 | 0.001 | 0.001 | 0.456
49072 | TOWN_OF_ACTON_ID2056 | 38657 | Heliovaas - Acton Solar | PV | SUN |  | PHOTOVOLTAIC | 2016-12-13 | NSTAR Electric Company | NSTAR | MA | 017 | Boston | NEMA |  | 1.5 | 0.003 | 0.003 | 0.636
49073 | CES_TIHONET_SOLAR_ID2350 |  | No Resource (1) | PV | SUN |  | PHOTOVOLTAIC | 2016-12-14 | NSTAR Electric Company | NSTAR | MA | 023 | SEMA | SEMA |  | 1 | 0.004 | 0.004 | 0.517
49074 | WAREHAM_FIRE_DISTRICT_ID2128 |  | No Resource (1) | PV | SUN |  | PHOTOVOLTAIC | 2016-12-14 | NSTAR Electric Company | NSTAR | MA | 023 | SEMA | SEMA |  | 0.583 | 0.002 | 0.002 | 0.234
49075 | TOPEKA_SOLAR1_ID2191 |  | No Resource (1) | PV | SUN |  | PHOTOVOLTAIC | 2016-12-14 | NSTAR Electric Company | NSTAR | MA | 005 | SEMA | SEMA |  | 1 | 0 | 0 | 0.425
49076 | MASSDOT_ID1977739 |  | No Resource (1) | PV | SUN |  | PHOTOVOLTAIC | 2016-12-14 | NSTAR Electric Company | NSTAR | MA | 023 | SEMA | SEMA |  | 0.5 | 0.001 | 0.001 | 0.23
49077 | IGS_SOLARLLC_ID2094068 |  | No Resource (1) | PV | SUN |  | PHOTOVOLTAIC | 2016-12-14 | NSTAR Electric Company | NSTAR | MA | 001 | SEMA | SEMA |  | 0.3 | 0 | 0 | 0.113
49078 | BWC_ORIGIN_FAIRHAVEN_ID1964211 |  | No Resource (1) | PV | SUN |  | PHOTOVOLTAIC | 2016-12-14 | NSTAR Electric Company | NSTAR | MA | 005 | SEMA | SEMA |  | 0.75 | 0.003 | 0.003 | 0.343
49081 | TOWN_OF_DUXBURY_ID2143 |  | No Resource (1) | PV | SUN |  | PHOTOVOLTAIC | 2016-12-14 | NSTAR Electric Company | NSTAR | MA | 023 | SEMA | SEMA |  | 0.5 | 0.001 | 0.001 | 0.164
49082 | GLC_ACUSHNET_ID1819 |  | No Resource (1) | PV | SUN |  | PHOTOVOLTAIC | 2016-12-14 | NSTAR Electric Company | NSTAR | MA | 023 | SEMA | SEMA |  | 1 | 0.003 | 0.003 | 0.296
49083 | TOWN_OF_CHILMARK_ID1981127 |  | No Resource (1) | PV | SUN |  | PHOTOVOLTAIC | 2016-12-14 | NSTAR Electric Company | NSTAR | MA | 007 | SEMA | SEMA |  | 0.173 | 0 | 0 | 0.037
49084 | CVEC_INC_WESTTISBURY_ID2189 |  | No Resource (1) | PV | SUN |  | PHOTOVOLTAIC | 2016-12-14 | NSTAR Electric Company | NSTAR | MA | 007 | SEMA | SEMA |  | 0.6 | 0.001 | 0.001 | 0.285
49085 | MARGUERITE_SMALL_SCHOOL_ID2168 |  | No Resource (1) | PV | SUN |  | PHOTOVOLTAIC | 2016-12-14 | NSTAR Electric Company | NSTAR | MA | 001 | SEMA | SEMA |  | 0.75 | 0.001 | 0.001 | 0.274
49086 | BRALEY_ROAD_SOLAR4_ID1896 |  | No Resource (1) | PV | SUN |  | PHOTOVOLTAIC | 2016-12-14 | NSTAR Electric Company | NSTAR | MA | 005 | SEMA | SEMA |  | 1 | 0.002 | 0.002 | 0.349
49087 | SIPPICAN_COMM_SOLAR_ID2029145 |  | No Resource (1) | PV | SUN |  | PHOTOVOLTAIC | 2016-12-14 | NSTAR Electric Company | NSTAR | MA | 023 | SEMA | SEMA |  | 0.783 | 0.003 | 0.003 | 0.335
49088 | CVEC_INC_ORLEANS_ID2217 |  | No Resource (1) | PV | SUN |  | PHOTOVOLTAIC | 2016-12-14 | NSTAR Electric Company | NSTAR | MA | 001 | SEMA | SEMA |  | 0.5 | 0.001 | 0.001 | 0.211
49089 | CANAM (PV) |  | No Resource (1) | PV | SUN |  | PHOTOVOLTAIC | 2016-12-16 | Fitchburg Gas & Electric Light Company | FGE | MA | 027 | WMA | WCMA |  | 0.084 | 0 | 0 | 0.017
49093 | S&E (PV) |  | No Resource (1) | PV | SUN |  | PHOTOVOLTAIC | 2016-12-23 | Fitchburg Gas & Electric Light Company | FGE | MA | 027 | WMA | WCMA |  | 0.239 | 0 | 0 | 0
49094 | FRIENDS_ACADEMY_ID2326 |  | No Resource (1) | PV | SUN |  | PHOTOVOLTAIC | 2016-12-14 | NSTAR Electric Company | NSTAR | MA | 005 | SEMA | SEMA |  | 0.134 | 0.001 | 0.001 | 0.061
49095 | DY_HIGH_SCHOOL_ID2173 |  | No Resource (1) | PV | SUN |  | PHOTOVOLTAIC | 2016-12-14 | NSTAR Electric Company | NSTAR | MA | 001 | SEMA | SEMA |  | 0.5 | 0.001 | 0.001 | 0.25
49096 | MCCARTHY_PROPERTIES_ID2077939 |  | No Resource (1) | PV | SUN |  | PHOTOVOLTAIC | 2016-12-14 | NSTAR Electric Company | NSTAR | MA | 023 | SEMA | SEMA |  | 0.2 | 0.001 | 0.001 | 0.084
49097 | 815_MAIN_ST_SOLARLLC_ID2077567 |  | No Resource (1) | PV | SUN |  | PHOTOVOLTAIC | 2016-12-14 | NSTAR Electric Company | NSTAR | MA | 023 | SEMA | SEMA |  | 0.13 | 0 | 0 | 0.051
49197 | SHREDKING-02343PV180NM |  | No Resource (1) | PV | SUN |  | PHOTOVOLTAIC | 2016-12-19 | Massachusetts Electric Company | MEC | MA | 021 | SEMA | SEMA |  | 0.18 | 0 | 0 | 0.07
49198 | HOLYNAMESCHOOL-02720PV144NM |  | No Resource (1) | PV | SUN |  | PHOTOVOLTAIC | 2016-12-20 | Massachusetts Electric Company | MEC | MA | 005 | SEMA | SEMA |  | 0.144 | 0 | 0 | 0.053
49202 | WORC.ROOSEVELT-01604PV100NM |  | No Resource (1) | PV | SUN |  | PHOTOVOLTAIC | 2016-12-20 | Massachusetts Electric Company | MEC | MA | 027 | CMA/NEMA | WCMA |  | 0.1 | 0 | 0 | 0
49203 | WORC.BELMONTST-01605PV200NM |  | No Resource (1) | PV | SUN |  | PHOTOVOLTAIC | 2016-12-20 | Massachusetts Electric Company | MEC | MA | 027 | CMA/NEMA | WCMA |  | 0.2 | 0 | 0 | 0.042
49213 | JUDSONHOUSE-01830PV82NM |  | No Resource (1) | PV | SUN |  | PHOTOVOLTAIC | 2016-12-20 | Massachusetts Electric Company | MEC | MA | 009 | BOSTON | NEMA |  | 0.082 | 0 | 0 | 0
49214 | APE.1788GARHWY-02777PV476NM |  | No Resource (1) | PV | SUN |  | PHOTOVOLTAIC | 2016-12-27 | Massachusetts Electric Company | MEC | MA | 005 | RI | SEMA |  | 0.476 | 0.003 | 0.003 | 0.228
49215 | REINGOLD SCHOOL (PV) |  | No Resource (1) | PV | SUN |  | PHOTOVOLTAIC | 2016-12-22 | Fitchburg Gas & Electric Light Company | FGE | MA | 027 | WMA | WCMA |  | 0.195 | 0 | 0 | 0.058
49216 | MISCOHILLELEM-01756PV386NM |  | No Resource (1) | PV | SUN |  | PHOTOVOLTAIC | 2016-12-30 | Massachusetts Electric Company | MEC | MA | 027 | RI | SEMA |  | 0.386 | 0 | 0 | 0.061
49217 | NOHOARTSTRUST-01060PV176NM |  | No Resource (1) | PV | SUN |  | PHOTOVOLTAIC | 2016-12-30 | Massachusetts Electric Company | MEC | MA | 015 | WMA | WCMA |  | 0.176 | 0 | 0 | 0.061
49222 | NEXAMP-LOGEE-02895PV153RE |  | No Resource (1) | PV | SUN |  | PHOTOVOLTAIC | 2017-01-10 | The Narragansett Electric Company | NEC | RI | 007 | RI | RI |  | 0.153 | 0.003 | 0.003 | 0.077
49240 | QUINCYCODDINGTON-02169PV183NM |  | No Resource (1) | PV | SUN |  | PHOTOVOLTAIC | 2017-01-13 | Massachusetts Electric Company | MEC | MA | 021 | SEMA | SEMA |  | 0.183 | 0 | 0 | 0
49241 | DINO'SPARK&SHOP-02814PV196RE | 38925 | RE Growth PV196_1020 Putnam Pike_Glocester | PV | SUN |  | PHOTOVOLTAIC | 2017-01-18 | The Narragansett Electric Company | NEC | RI | 007 | RI | RI |  | 0.196 | 0.004 | 0.004 | 0.085
49242 | WORCESTERNORTHHS-01604PV101NM |  | No Resource (1) | PV | SUN |  | PHOTOVOLTAIC | 2017-01-14 | Massachusetts Electric Company | MEC | MA | 027 | CMA/NEMA | WCMA |  | 0.101 | 0 | 0 | 0
49243 | 510PVDEVDIGHTON-01851PV996QF | 38707 | Main St Dighton PV | PV | SUN |  | PHOTOVOLTAIC | 2017-01-19 | Massachusetts Electric Company | MEC | MA | 005 | SEMA | SEMA |  | 0.996 | 0.023 | 0.023 | 0.347
49244 | 510PVDEVGRAFTON-01519PV672QF |  | No Resource (1) | PV | SUN |  | PHOTOVOLTAIC | 2017-01-19 | Massachusetts Electric Company | MEC | MA | 027 | CMA/NEMA | WCMA |  | 0.672 | 0 | 0 | 0.157
49245 | 510PVDEVAYER-01432PV996QF |  | No Resource (1) | PV | SUN |  | PHOTOVOLTAIC | 2017-01-20 | Massachusetts Electric Company | MEC | MA | 017 | CMA/NEMA | WCMA |  | 0.996 | 0.022 | 0.022 | 0.372
49247 | 510PVDEVABINGTON-02351PV996QF |  | No Resource (1) | PV | SUN |  | PHOTOVOLTAIC | 2017-01-20 | Massachusetts Electric Company | MEC | MA | 023 | SEMA | SEMA |  | 0.996 | 0.001 | 0.001 | 0.348
49248 | GE.TINKHAMRD-01095PV496NM |  | No Resource (1) | PV | SUN |  | PHOTOVOLTAIC | 2017-01-19 | Massachusetts Electric Company | MEC | MA | 013 | WMA | WCMA |  | 0.496 | 0.018 | 0.018 | 0.135
49249 | SHAFIIREALESTATE-01028PV468NM |  | No Resource (1) | PV | SUN |  | PHOTOVOLTAIC | 2017-01-19 | Massachusetts Electric Company | MEC | MA | 013 | WMA | WCMA |  | 0.468 | 0 | 0 | 0
49250 | ORANGEINNOVATION-01364PV80NM |  | No Resource (1) | PV | SUN |  | PHOTOVOLTAIC | 2017-01-18 | Massachusetts Electric Company | MEC | MA | 011 | WMA | WCMA |  | 0.08 | 0 | 0 | 0
49251 | SUTTONSOLARLLC-01590PV1950NM |  | No Resource (1) | PV | SUN |  | PHOTOVOLTAIC | 2017-01-20 | Massachusetts Electric Company | MEC | MA | 027 | RI | SEMA |  | 1.95 | 0.069 | 0.069 | 1.001
49252 | BUXTONRDSOLARLLC-01569PV1000NM |  | No Resource (1) | PV | SUN |  | PHOTOVOLTAIC | 2017-01-20 | Massachusetts Electric Company | MEC | MA | 027 | RI | SEMA |  | 1 | 0 | 0 | 0.503
49253 | VIRGINIOSARDINIA-01757PV236QF |  | No Resource (1) | PV | SUN |  | PHOTOVOLTAIC | 2017-01-20 | Massachusetts Electric Company | MEC | MA | 027 | RI | SEMA |  | 0.236 | 0 | 0 | 0.058
49254 | TANGLEWOODFARM-02814PV196RE | 38950 | RE Growth PV196_65 Putnam Pike_Glocester | PV | SUN |  | PHOTOVOLTAIC | 2017-01-20 | The Narragansett Electric Company | NEC | RI | 007 | RI | RI |  | 0.196 | 0.005 | 0.005 | 0.097
49255 | CONWELLSEMINARY-01982PV187QF |  | No Resource (1) | PV | SUN |  | PHOTOVOLTAIC | 2017-01-24 | Massachusetts Electric Company | MEC | MA | 009 | BOSTON | NEMA |  | 0.187 | 0 | 0 | 0
49256 | RICARBIDETOOLCO-02917PV196RE | 38949 | RE Growth PV196_339 Farnum Pike_Smithfield | PV | SUN |  | PHOTOVOLTAIC | 2017-01-23 | The Narragansett Electric Company | NEC | RI | 007 | RI | RI |  | 0.196 | 0.007 | 0.007 | 0.099
49260 | USFLUIDS-01028PV110QF |  | No Resource (1) | PV | SUN |  | PHOTOVOLTAIC | 2017-01-25 | Massachusetts Electric Company | MEC | MA | 013 | WMA | WCMA |  | 0.11 | 0 | 0 | 0.037
49276 | ROCKY'SELONGMEADOW-01028PV86QF |  | No Resource (1) | PV | SUN |  | PHOTOVOLTAIC | 2017-01-26 | Massachusetts Electric Company | MEC | MA | 013 | WMA | WCMA |  | 0.086 | 0 | 0 | 0.015
49277 | KEARSARGE188EAST-01033PV450NM |  | No Resource (1) | PV | SUN |  | PHOTOVOLTAIC | 2017-01-26 | Massachusetts Electric Company | MEC | MA | 015 | WMA | WCMA |  | 0.45 | 0.015 | 0.015 | 0.256
49278 | KEARSARGE190EAST-01033PV450NM |  | No Resource (1) | PV | SUN |  | PHOTOVOLTAIC | 2017-02-01 | Massachusetts Electric Company | MEC | MA | 015 | WMA | WCMA |  | 0.45 | 0.004 | 0.004 | 0.177
49279 | PEGASUSSOLAR-01752PV300NM |  | No Resource (1) | PV | SUN |  | PHOTOVOLTAIC | 2017-01-27 | Massachusetts Electric Company | MEC | MA | 017 | CMA/NEMA | WCMA |  | 0.3 | 0 | 0 | 0.065
49280 | KEARSARGE229REAST-01033PV450NM |  | No Resource (1) | PV | SUN |  | PHOTOVOLTAIC | 2017-02-01 | Massachusetts Electric Company | MEC | MA | 015 | WMA | WCMA |  | 0.45 | 0.017 | 0.017 | 0.23
49282 | KEARSARGE914WEST-01056PV450NM |  | No Resource (1) | PV | SUN |  | PHOTOVOLTAIC | 2017-02-02 | Massachusetts Electric Company | MEC | MA | 013 | WMA | WCMA |  | 0.45 | 0 | 0 | 0
49283 | KEARSARGE220REAST-01033PV450NM |  | No Resource (1) | PV | SUN |  | PHOTOVOLTAIC | 2017-02-01 | Massachusetts Electric Company | MEC | MA | 015 | WMA | WCMA |  | 0.45 | 0.009 | 0.009 | 0.244
49288 | BLUEWAVEWEBSTER-01570PV1380NM |  | No Resource (1) | PV | SUN |  | PHOTOVOLTAIC | 2017-02-03 | Massachusetts Electric Company | MEC | MA | 027 | WMA | WCMA |  | 1.38 | 0.073 | 0.073 | 0.61
49289 | FUREYROOFINGCO-02888PV29NM |  | No Resource (1) | PV | SUN |  | PHOTOVOLTAIC | 2017-02-03 | The Narragansett Electric Company | NEC | RI | 003 | RI | RI |  | 0.029 | 0 | 0 | 0.005
49290 | CRISSEYFARMS-01230PV113NM |  | No Resource (1) | PV | SUN |  | PHOTOVOLTAIC | 2017-02-07 | Massachusetts Electric Company | MEC | MA | 003 | WMA | WCMA |  | 0.113 | 0 | 0 | 0.018
49291 | NANTUCKETICE-02554PV284NM |  | No Resource (1) | PV | SUN |  | PHOTOVOLTAIC | 2017-02-08 | Massachusetts Electric Company | MEC | MA | 019 | SEMA | SEMA |  | 0.284 | 0 | 0 | 0
49292 | NATCOPRODUCTS-02893PV375NM |  | No Resource (1) | PV | SUN |  | PHOTOVOLTAIC | 2017-02-07 | The Narragansett Electric Company | NEC | RI | 003 | RI | RI |  | 0.375 | 0 | 0 | 0.033
49306 | SAFEHARBORSOLAR-01581PV886NM |  | No Resource (1) | PV | SUN |  | PHOTOVOLTAIC | 2017-02-16 | Massachusetts Electric Company | MEC | MA | 027 | CMA/NEMA | WCMA |  | 0.886 | 0.039 | 0.039 | 0.37
49324 | PITTSFIELD SOLAR |  | No Resource (1) | PV | SUN |  | PHOTOVOLTAIC | 2017-12-23 | Cianbro Energy, LLC | CIAN | ME | 025 | ME | ME |  | 7.92 | 0 | 0 | 2.8512
49325 | CPV TOWANTIC 1A | 38297 | CPV_Towantic | CC | NG | DFO | GAS/OIL COMBINED CYCLE | 2018-06-01 | Consolidated Edison Energy, Inc | CEEI | CT | 009 | SWCT | CT | 56047 | 420.75 | 0 | 0 | 375.25
49326 | CPV TOWANTIC 1B | 38297 | CPV_Towantic | CC | NG | DFO | GAS/OIL COMBINED CYCLE | 2018-06-01 | Consolidated Edison Energy, Inc | CEEI | CT | 009 | SWCT | CT | 56047 | 420.75 | 0 | 0 | 375.25
49327 | NANTUCKETPAVERS-02771PV240NM |  | No Resource (1) | PV | SUN |  | PHOTOVOLTAIC | 2017-02-27 | Massachusetts Electric Company | MEC | MA | 005 | RI | SEMA |  | 0.24 | 0.004 | 0.004 | 0.084
49328 | MILLREALTYTRUST-02370PV86QF |  | No Resource (1) | PV | SUN |  | PHOTOVOLTAIC | 2017-03-01 | Massachusetts Electric Company | MEC | MA | 023 | SEMA | SEMA |  | 0.086 | 0 | 0 | 0.003
49331 | SHALOMHOUSING-02886WT100NM |  | No Resource (1) | WT | WND |  | WIND TURBINE | 2017-03-01 | The Narragansett Electric Company | NEC | RI | 003 | RI | RI |  | 0.1 | 0 | 0 | 0
49335 | WESTBOROWWTP-01581PV660NM |  | No Resource (1) | PV | SUN |  | PHOTOVOLTAIC | 2017-02-27 | Massachusetts Electric Company | MEC | MA | 027 | CMA/NEMA | WCMA |  | 0.66 | 0 | 0 | 0
49354 | SEAVIEWINNLLC-02842PV180NM |  | No Resource (1) | PV | SUN |  | PHOTOVOLTAIC | 2017-03-02 | The Narragansett Electric Company | NEC | RI | 005 | SEMA | RI |  | 0.18 | 0 | 0 | 0
49359 | MILFORDGERIATRIC-01757PV225QF |  | No Resource (1) | PV | SUN |  | PHOTOVOLTAIC | 2017-03-07 | Massachusetts Electric Company | MEC | MA | 027 | RI | SEMA |  | 0.225 | 0 | 0 | 0
49360 | TYNGS.LANDFILL#2-01879PV900NM |  | No Resource (1) | PV | SUN |  | PHOTOVOLTAIC | 2017-03-08 | Massachusetts Electric Company | MEC | MA | 017 | CMA/NEMA | WCMA |  | 0.9 | 0.072 | 0.072 | 0.5
49361 | CROMWELLVENTURES-02907PV69NM |  | No Resource (1) | PV | SUN |  | PHOTOVOLTAIC | 2017-03-06 | The Narragansett Electric Company | NEC | RI | 007 | RI | RI |  | 0.069 | 0.005 | 0.005 | 0.03
49365 | NORTONLANDFILL-02766PV1500NM | 38582 | Norton MA | PV | SUN |  | PHOTOVOLTAIC | 2017-03-08 | Massachusetts Electric Company | MEC | MA | 005 | SEMA | SEMA |  | 1.5 | 0.069 | 0.069 | 0.293
49366 | RUTLANDSOLAR-01543PV990NM |  | No Resource (1) | PV | SUN |  | PHOTOVOLTAIC | 2017-03-09 | Massachusetts Electric Company | MEC | MA | 027 | WMA | WCMA |  | 0.99 | 0.081 | 0.081 | 0.49
49369 | PLYMOUTHREALTY-02333PV143NM |  | No Resource (1) | PV | SUN |  | PHOTOVOLTAIC | 2017-03-09 | Massachusetts Electric Company | MEC | MA | 023 | SEMA | SEMA |  | 0.143 | 0.009 | 0.009 | 0.065
49371 | ECASOLARAFF.INT.-01453PV2800QF |  | No Resource (1) | PV | SUN |  | PHOTOVOLTAIC | 2017-03-10 | Massachusetts Electric Company | MEC | MA | 027 | CMA/NEMA | WCMA |  | 2.8 | 0 | 0 | 0.46
49374 | BLUEWAVE CAPITAL-01069PV3800NM |  | No Resource (1) | PV | SUN |  | PHOTOVOLTAIC | 2017-03-14 | Massachusetts Electric Company | MEC | MA | 013 | WMA | WCMA |  | 3.8 | 0.356 | 0.356 | 1.326
49376 | SYNC.STILLRIVER-01740PV1980NM |  | No Resource (1) | PV | SUN |  | PHOTOVOLTAIC | 2017-03-15 | Massachusetts Electric Company | MEC | MA | 027 | CMA/NEMA | WCMA |  | 1.98 | 0.192 | 0.192 | 0.978
49383 | EASTONHS-02356PV370NM |  | No Resource (1) | PV | SUN |  | PHOTOVOLTAIC | 2017-03-15 | Massachusetts Electric Company | MEC | MA | 005 | SEMA | SEMA |  | 0.37 | 0.03 | 0.03 | 0.184
49393 | IBCCORPORATION-02375PV240QF |  | No Resource (1) | PV | SUN |  | PHOTOVOLTAIC | 2017-03-17 | Massachusetts Electric Company | MEC | MA | 005 | SEMA | SEMA |  | 0.24 | 0 | 0 | 0
49394 | STRAFELLOINC-02322PV266NM |  | No Resource (1) | PV | SUN |  | PHOTOVOLTAIC | 2017-03-17 | Massachusetts Electric Company | MEC | MA | 021 | SEMA | SEMA |  | 0.266 | 0.001 | 0.001 | 0.032
49396 | ELITEENVELOPE-02368PV105NM |  | No Resource (1) | PV | SUN |  | PHOTOVOLTAIC | 2017-03-20 | Massachusetts Electric Company | MEC | MA | 021 | SEMA | SEMA |  | 0.105 | 0 | 0 | 0
49397 | NEXTSUNSHIRLEY-01464PV920NM |  | No Resource (1) | PV | SUN |  | PHOTOVOLTAIC | 2017-03-21 | Massachusetts Electric Company | MEC | MA | 017 | CMA/NEMA | WCMA |  | 0.92 | 0.053 | 0.053 | 0.337
49398 | MADBURY PV N5466 |  | No Resource (1) | PV | SUN |  | PHOTOVOLTAIC | 2017-03-27 | Public Service Company of New Hampshire | PSNH | NH | 017 | NH | NH |  | 0.222 | 0 | 0 | 0
49399 | PORTSMOUTH PV N5465A |  | No Resource (1) | PV | SUN |  | PHOTOVOLTAIC | 2017-03-27 | Public Service Company of New Hampshire | PSNH | NH | 015 | NH | NH |  | 0.108 | 0 | 0 | 0
49400 | PORTSMOUTH PV N5465 |  | No Resource (1) | PV | SUN |  | PHOTOVOLTAIC | 2017-03-27 | Public Service Company of New Hampshire | PSNH | NH | 015 | NH | NH |  | 0.144 | 0 | 0 | 0
49401 | ROCHESTER PV N5486 |  | No Resource (1) | PV | SUN |  | PHOTOVOLTAIC | 2017-03-27 | Public Service Company of New Hampshire | PSNH | NH | 017 | NH | NH |  | 0.2 | 0 | 0 | 0.028
49402 | NASHUA PV N5606 |  | No Resource (1) | PV | SUN |  | PHOTOVOLTAIC | 2017-03-27 | Public Service Company of New Hampshire | PSNH | NH | 011 | VT | NH |  | 0.833 | 0 | 0 | 0.068
49404 | PKPROPERTIES-02914PV120NM |  | No Resource (1) | PV | SUN |  | PHOTOVOLTAIC | 2017-03-27 | The Narragansett Electric Company | NEC | RI | 007 | RI | RI |  | 0.12 | 0 | 0 | 0
49405 | SFP&L HYDRO |  | No Resource (1) | HDR | WAT |  | HYDRO (DAILY CYCLE - RUN OF RIVER) | 2017-04-03 | Public Service Company of New Hampshire | PSNH | NH | 017 | NH | NH |  | 0.189 | 0.135 | 0.135 | 0
49406 | DEERFIELD WIND | 38438 | Deerfield Wind Project | WT | WND |  | WIND TURBINE | 2017-12-29 | Avangrid Renewables, LLC | PPMI | VT | 003 | WMA | VT |  | 29.94 | 0 | 13.6 | 8.1
49408 | CAVALLO-INC.-01069PV499NM |  | No Resource (1) | PV | SUN |  | PHOTOVOLTAIC | 2017-03-29 | Massachusetts Electric Company | MEC | MA | 013 | WMA | WCMA |  | 0.499 | 0.04 | 0.04 | 0.207
49409 | GMHMIL.HOUSING-02842PV612NM |  | No Resource (1) | PV | SUN |  | PHOTOVOLTAIC | 2017-03-30 | The Narragansett Electric Company | NEC | RI | 005 | SEMA | RI |  | 0.612 | 0 | 0 | 0.103
49411 | NBC COV WIND |  | No Resource (1) | WT | WND |  | WIND TURBINE | 2016-08-31 | Green Development, LLC | GRDV | RI | 003 | RI | RI |  | 4.1625 | 0 | 0 | 0.272
49412 | W WARWICK COV WIND |  | No Resource (1) | WT | WND |  | WIND TURBINE | 2016-08-31 | Green Development, LLC | GRDV | RI | 003 | RI | RI |  | 4.1625 | 0 | 0 | 0.6
49413 | WED COV WIND |  | No Resource (1) | WT | WND |  | WIND TURBINE | 2016-08-31 | Green Development, LLC | GRDV | RI | 003 | RI | RI |  | 5.55 | 0 | 0 | 0.648
49414 | LUCY'SHEARTH-02842PV29NM |  | No Resource (1) | PV | SUN |  | PHOTOVOLTAIC | 2017-04-04 | The Narragansett Electric Company | NEC | RI | 005 | SEMA | RI |  | 0.029 | 0 | 0 | 0.001
49427 | ANWELT APTS PV |  | No Resource (1) | PV | SUN |  | PHOTOVOLTAIC | 2017-04-03 | Fitchburg Gas & Electric Light Company | FGE | MA | 027 | WMA | WCMA |  | 0.185 | 0 | 0 | 0
49428 | REM.PUBLICATION-01028PV73QF |  | No Resource (1) | PV | SUN |  | PHOTOVOLTAIC | 2017-04-06 | Massachusetts Electric Company | MEC | MA | 013 | WMA | WCMA |  | 0.073 | 0.003 | 0.003 | 0.016
49429 | HORIZONBEVERAGE-02766PV952NM |  | No Resource (1) | PV | SUN |  | PHOTOVOLTAIC | 2017-04-06 | Massachusetts Electric Company | MEC | MA | 005 | RI | SEMA |  | 0.952 | 0 | 0 | 0
49430 | HOWE LUMBER CO-01515PV76NM |  | No Resource (1) | PV | SUN |  | PHOTOVOLTAIC | 2017-04-11 | Massachusetts Electric Company | MEC | MA | 027 | WMA | WCMA |  | 0.076 | 0.003 | 0.003 | 0.017
49431 | STONYHILLSOLAR-01036PV499NM |  | No Resource (1) | PV | SUN |  | PHOTOVOLTAIC | 2017-04-10 | Massachusetts Electric Company | MEC | MA | 013 | WMA | WCMA |  | 0.499 | 0.018 | 0.018 | 0
49435 | SYNC.BONDSVILLE-01069PV4400NM |  | No Resource (1) | PV | SUN |  | PHOTOVOLTAIC | 2017-04-11 | Massachusetts Electric Company | MEC | MA | 013 | WMA | WCMA |  | 4.4 | 0.251 | 0.251 | 1.6
49511 | KEARSARGENORWELL-02061PV419NM |  | No Resource (1) | PV | SUN |  | PHOTOVOLTAIC | 2017-04-11 | Massachusetts Electric Company | MEC | MA | 023 | RI | SEMA |  | 0.419 | 0.087 | 0.087 | 0.334
49512 | SCHNEIDERELECF-01801PV143QF |  | No Resource (1) | PV | SUN |  | PHOTOVOLTAIC | 2017-04-13 | Massachusetts Electric Company | MEC | MA | 017 | CMA/NEMA | WCMA |  | 0.143 | 0 | 0 | 0
49513 | SCHNEIDERELECA&B-01810PV161QF |  | No Resource (1) | PV | SUN |  | PHOTOVOLTAIC | 2017-04-13 | Massachusetts Electric Company | MEC | MA | 017 | CMA/NEMA | WCMA |  | 0.161 | 0 | 0 | 0
49588 | 510PVDEVHARDWICK-01037PV480NM |  | No Resource (1) | PV | SUN |  | PHOTOVOLTAIC | 2017-04-17 | Massachusetts Electric Company | MEC | MA | 027 | WMA | WCMA |  | 0.48 | 0.041 | 0.041 | 0.233
49636 | 510PVHARDWICK#2-01037PV480NM |  | No Resource (1) | PV | SUN |  | PHOTOVOLTAIC | 2017-04-17 | Massachusetts Electric Company | MEC | MA | 027 | WMA | WCMA |  | 0.48 | 0.05 | 0.05 | 0.242
49637 | EQUITYINDUSTRIAL-02301PV998NM |  | No Resource (1) | PV | SUN |  | PHOTOVOLTAIC | 2017-04-17 | Massachusetts Electric Company | MEC | MA | 023 | SEMA | SEMA |  | 0.998 | 0.007 | 0.007 | 0.403
49638 | GSEGENEVAFURN.-02322PV446NM |  | No Resource (1) | PV | SUN |  | PHOTOVOLTAIC | 2017-04-18 | Massachusetts Electric Company | MEC | MA | 021 | SEMA | SEMA |  | 0.446 | 0.017 | 0.017 | 0.14
49641 | KEARSARGESATHOL-01331PV455NM |  | No Resource (1) | PV | SUN |  | PHOTOVOLTAIC | 2017-04-18 | Massachusetts Electric Company | MEC | MA | 027 | WMA | WCMA |  | 0.455 | 0.055 | 0.055 | 0.26
49668 | IRONHORSESOLAR-01862PV2850NM |  | No Resource (1) | PV | SUN |  | PHOTOVOLTAIC | 2017-04-18 | Massachusetts Electric Company | MEC | MA | 017 | CMA/NEMA | WCMA |  | 2.85 | 0.299 | 0.299 | 1.388
49669 | OUTLANDRENEWABLE-01562PV3000NM |  | No Resource (1) | PV | SUN |  | PHOTOVOLTAIC | 2017-04-19 | Massachusetts Electric Company | MEC | MA | 027 | WMA | WCMA |  | 3 | 0.312 | 0.312 | 1.504
49670 | UNIVERSALFOREST-01007PV144QF |  | No Resource (1) | PV | SUN |  | PHOTOVOLTAIC | 2017-04-19 | Massachusetts Electric Company | MEC | MA | 015 | WMA | WCMA |  | 0.144 | 0 | 0 | 0
49672 | NEWBRAINTREESOLAR-01531PV499NM |  | No Resource (1) | PV | SUN |  | PHOTOVOLTAIC | 2017-04-24 | Massachusetts Electric Company | MEC | MA | 027 | WMA | WCMA |  | 0.499 | 0.06 | 0.06 | 0.276
49687 | OSGOODSOLAR-01854PV4770NM |  | No Resource (1) | PV | SUN |  | PHOTOVOLTAIC | 2017-04-27 | Massachusetts Electric Company | MEC | MA | 009 | BOSTON | NEMA |  | 4.77 | 0 | 0 | 1.683
49688 | HORIZONMUSIC-01453PV360NM |  | No Resource (1) | PV | SUN |  | PHOTOVOLTAIC | 2017-04-26 | Massachusetts Electric Company | MEC | MA | 027 | WMA | WCMA |  | 0.36 | 0 | 0 | 0.058
49689 | PELHAMAVEREALTY-01844PV120QF |  | No Resource (1) | PV | SUN |  | PHOTOVOLTAIC | 2017-04-27 | Massachusetts Electric Company | MEC | MA | 009 | BOSTON | NEMA |  | 0.12 | 0.006 | 0.006 | 0.027
49693 | LOWER VILLAGE | 38947 | Lower Village Hydro | HDR | WAT |  | HYDRO (DAILY CYCLE - RUN OF RIVER) | 2017-04-22 | Green Mountain Power Corporation | GMP | NH | 019 | NH | NH |  | 1.4 | 0 | 0 | 0.056
49695 | 225 INDUSTRIAL RD SOLAR |  | No Resource (1) | PV | SUN |  | PHOTOVOLTAIC | 2017-05-01 | Fitchburg Gas & Electric Light Company | FGE | MA | 027 | WMA | WCMA |  | 0.488 | 0 | 0 | 0.173
49762 | NORTONDEV.INC-02766PV1000NM |  | No Resource (1) | PV | SUN |  | PHOTOVOLTAIC | 2017-05-11 | Massachusetts Electric Company | MEC | MA | 005 | RI | SEMA |  | 1 | 0 | 0 | 0.429
49763 | E.L.HARVEY&SONS-01581PV850NM |  | No Resource (1) | PV | SUN |  | PHOTOVOLTAIC | 2017-05-11 | Massachusetts Electric Company | MEC | MA | 027 | CMA/NEMA | WCMA |  | 0.85 | 0 | 0 | 0.205
49767 | 510PVDEVWARREN-01083PV990NM |  | No Resource (1) | PV | SUN |  | PHOTOVOLTAIC | 2017-05-18 | Massachusetts Electric Company | MEC | MA | 027 | CMA/NEMA | WCMA |  | 0.99 | 0 | 0 | 0.502
49768 | AQUIDNECKCUSTOM-02809PV28NM |  | No Resource (1) | PV | SUN |  | PHOTOVOLTAIC | 2017-05-17 | The Narragansett Electric Company | NEC | RI | 001 | RI | RI |  | 0.028 | 0 | 0 | 0
49769 | 123FELTONLLC-01752PV396NM |  | No Resource (1) | PV | SUN |  | PHOTOVOLTAIC | 2017-05-18 | Massachusetts Electric Company | MEC | MA | 017 | CMA/NEMA | WCMA |  | 0.396 | 0 | 0 | 0
49770 | NEISOLARLLCUPTON-01568PV300NM |  | No Resource (1) | PV | SUN |  | PHOTOVOLTAIC | 2017-05-18 | Massachusetts Electric Company | MEC | MA | 027 | RI | SEMA |  | 0.3 | 0 | 0 | 0.144
49771 | BAYNESELECTRIC-02301PV112NM |  | No Resource (1) | PV | SUN |  | PHOTOVOLTAIC | 2017-05-18 | Massachusetts Electric Company | MEC | MA | 023 | SEMA | SEMA |  | 0.112 | 0 | 0 | 0.038
49787 | CLOVERLEAF21FDBVD-02723PV120NM |  | No Resource (1) | PV | SUN |  | PHOTOVOLTAIC | 2017-05-18 | Massachusetts Electric Company | MEC | MA | 005 | SEMA | SEMA |  | 0.12 | 0 | 0 | 0.039
49788 | 510PV232GARDNERRD-01452PV960NM |  | No Resource (1) | PV | SUN |  | PHOTOVOLTAIC | 2017-05-18 | Massachusetts Electric Company | MEC | MA | 027 | WMA | WCMA |  | 0.96 | 0 | 0 | 0
49792 | CLOVERLEAF1FDBLVD-02723PV216NM |  | No Resource (1) | PV | SUN |  | PHOTOVOLTAIC | 2017-05-18 | Massachusetts Electric Company | MEC | MA | 005 | SEMA | SEMA |  | 0.216 | 0 | 0 | 0.028
49793 | 510PV240GARDNERRD-01452PV960NM |  | No Resource (1) | PV | SUN |  | PHOTOVOLTAIC | 2017-05-18 | Massachusetts Electric Company | MEC | MA | 027 | ME | WCMA |  | 0.96 | 0 | 0 | 0
49863 | STERGISALUMINUM-02703PV250QF |  | No Resource (1) | PV | SUN |  | PHOTOVOLTAIC | 2017-05-24 | Massachusetts Electric Company | MEC | MA | 005 | RI | SEMA |  | 0.25 | 0 | 0 | 0.023
49867 | GIDEONLLC-02189PV428NM |  | No Resource (1) | PV | SUN |  | PHOTOVOLTAIC | 2017-05-24 | Massachusetts Electric Company | MEC | MA | 021 | SEMA | SEMA |  | 0.428 | 0 | 0 | 0.166
49877 | FITCHBURG MIDDLE SCH (PV) |  | No Resource (1) | PV | SUN |  | PHOTOVOLTAIC | 2017-05-26 | Fitchburg Gas & Electric Light Company | FGE | MA | 027 | WMA | WCMA |  | 0.262 | 0 | 0 | 0.078
49878 | LUNENBURG HIGH SCHOOL (PV) |  | No Resource (1) | PV | SUN |  | PHOTOVOLTAIC | 2017-05-26 | Fitchburg Gas & Electric Light Company | FGE | MA | 027 | WMA | WCMA |  | 0.288 | 0 | 0 | 0.034
49894 | SULLIVANPAPER-01028PV560NM |  | No Resource (1) | PV | SUN |  | PHOTOVOLTAIC | 2017-05-30 | Massachusetts Electric Company | MEC | MA | 013 | WMA | WCMA |  | 0.56 | 0 | 0 | 0.159
49895 | SHIRLEYLANDFILL-01464PV1000NM |  | No Resource (1) | PV | SUN |  | PHOTOVOLTAIC | 2017-05-30 | Massachusetts Electric Company | MEC | MA | 017 | CMA/NEMA | WCMA |  | 1 | 0 | 0 | 0.506
49930 | FINEEDGETOOL-02703PV72QF |  | No Resource (1) | PV | SUN |  | PHOTOVOLTAIC | 2017-06-02 | Massachusetts Electric Company | MEC | MA | 005 | RI | SEMA |  | 0.072 | 0 | 0 | 0
49931 | KEARSARGEBELL.-02019PV3108NM |  | No Resource (1) | PV | SUN |  | PHOTOVOLTAIC | 2017-06-02 | Massachusetts Electric Company | MEC | MA | 021 | RI | SEMA |  | 3.108 | 0 | 0 | 1.499
49934 | CECSOLAR#1062-01364PV792NM |  | No Resource (1) | PV | SUN |  | PHOTOVOLTAIC | 2017-06-09 | Massachusetts Electric Company | MEC | MA | 011 | WMA | WCMA |  | 0.792 | 0 | 0 | 0.379
49935 | 510PVDEVNEWBURY-01951PV1992NM |  | No Resource (1) | PV | SUN |  | PHOTOVOLTAIC | 2017-06-09 | Massachusetts Electric Company | MEC | MA | 009 | BOSTON | NEMA |  | 1.992 | 0 | 0 | 0.989
49937 | TOWN_OF_ORLEANS_ID2058041 | 38841 | Syncarpha Freetown | PV | SUN |  | PHOTOVOLTAIC | 2017-06-03 | NSTAR Electric Company | NSTAR | MA | 005 | SEMA | SEMA |  | 3.96 | 0 | 0 | 1.958
49943 | BATTLESREALTYLLC-02301PV480NM |  | No Resource (1) | PV | SUN |  | PHOTOVOLTAIC | 2017-06-19 | Massachusetts Electric Company | MEC | MA | 023 | SEMA | SEMA |  | 0.48 | 0 | 0 | 0
49951 | IRONHORSE4LLC-01862PV4999NM |  | No Resource (1) | PV | SUN |  | PHOTOVOLTAIC | 2017-06-21 | Massachusetts Electric Company | MEC | MA | 017 | CMA/NEMA | WCMA |  | 4.999 | 0 | 0 | 2.415
50001 | SHEACONCRETE-01913PV80QF |  | No Resource (1) | PV | SUN |  | PHOTOVOLTAIC | 2017-06-22 | Massachusetts Electric Company | MEC | MA | 009 | BOSTON | NEMA |  | 0.08 | 0 | 0 | 0.037
50002 | CURRYHARDWARE-02339PV84QF |  | No Resource (1) | PV | SUN |  | PHOTOVOLTAIC | 2017-06-27 | Massachusetts Electric Company | MEC | MA | 023 | SEMA | SEMA |  | 0.084 | 0 | 0 | 0.016
50021 | TARGETSTORE#T1496-01581PV138NM |  | No Resource (1) | PV | SUN |  | PHOTOVOLTAIC | 2017-07-06 | Massachusetts Electric Company | MEC | MA | 027 | CMA/NEMA | WCMA |  | 0.138 | 0 | 0 | 0
50022 | TARGETSTORES#1516-01752PV366NM |  | No Resource (1) | PV | SUN |  | PHOTOVOLTAIC | 2017-07-11 | Massachusetts Electric Company | MEC | MA | 017 | CMA/NEMA | WCMA |  | 0.366 | 0 | 0 | 0
50024 | HORNERMILLWORK-02726PV1143NM |  | No Resource (1) | PV | SUN |  | PHOTOVOLTAIC | 2017-07-11 | Massachusetts Electric Company | MEC | MA | 005 | RI | SEMA |  | 1.143 | 0 | 0 | 0.389
50025 | WALLINGFORD UNIT 6 | 38278 | Wallingford Unit 6 and Unit 7 | GT | NG |  | GAS COMBUSTION (GAS) TURBINE | 2018-05-04 | Twin Eagle Resource Management, LLC | TERM | CT | 009 | SWCT | CT | 55517 | 58.8999 | 0 | 0 | 45
50026 | WALLINGFORD UNIT 7 | 38278 | Wallingford Unit 6 and Unit 7 | GT | NG |  | GAS COMBUSTION (GAS) TURBINE | 2018-05-04 | Twin Eagle Resource Management, LLC | TERM | CT | 009 | SWCT | CT | 55517 | 58.8999 | 0 | 0 | 45
50028 | MALDENCATHOLIC-02148PV432NM |  | No Resource (1) | PV | SUN |  | PHOTOVOLTAIC | 2017-07-13 | Massachusetts Electric Company | MEC | MA | 017 | BOSTON | NEMA |  | 0.432 | 0 | 0 | 0.04
50038 | BJSDISTCENTER800-01569PV1000NM |  | No Resource (1) | PV | SUN |  | PHOTOVOLTAIC | 2017-07-18 | Massachusetts Electric Company | MEC | MA | 027 | RI | SEMA |  | 1 | 0 | 0 | 0
50048 | UNICORRPACKAGING-01752PV480QF |  | No Resource (1) | PV | SUN |  | PHOTOVOLTAIC | 2017-07-19 | Massachusetts Electric Company | MEC | MA | 017 | CMA/NEMA | WCMA |  | 0.48 | 0 | 0 | 0
50052 | CECSOLAR#1052-01032PV852NM |  | No Resource (1) | PV | SUN |  | PHOTOVOLTAIC | 2017-07-19 | Massachusetts Electric Company | MEC | MA | 015 | WMA | WCMA |  | 0.852 | 0 | 0 | 0.412
50057 | ORBITENERGY-02919PV3200DG |  | No Resource (1) | IC | OBG |  | BIO/REFUSE | 2017-07-19 | The Narragansett Electric Company | NEC | RI | 007 | RI | RI |  | 3.2 | 0 | 0 | 0
50058 | CECSOLAR#1058-01096PV990NM |  | No Resource (1) | PV | SUN |  | PHOTOVOLTAIC | 2017-07-19 | Massachusetts Electric Company | MEC | MA | 015 | WMA | WCMA |  | 0.99 | 0 | 0 | 0.478
50059 | CECSOLAR#1084-01569PV990NM |  | No Resource (1) | PV | SUN |  | PHOTOVOLTAIC | 2017-07-19 | Massachusetts Electric Company | MEC | MA | 027 | RI | SEMA |  | 0.99 | 0 | 0 | 0.296
50060 | QUALITYDRIVELLC-02865PV1116NM |  | No Resource (1) | PV | SUN |  | PHOTOVOLTAIC | 2017-07-25 | The Narragansett Electric Company | NEC | RI | 007 | RI | RI |  | 1.116 | 0 | 0 | 0.425
50072 | LAMPLIGHTERINC-02837PV216RE |  | No Resource (1) | PV | SUN |  | PHOTOVOLTAIC | 2017-07-26 | The Narragansett Electric Company | NEC | RI | 005 | SEMA | RI |  | 0.216 | 0 | 0 | 0.122
50073 | BRISTOLBUFFETLLC-02809PV46NM |  | No Resource (1) | PV | SUN |  | PHOTOVOLTAIC | 2017-07-25 | The Narragansett Electric Company | NEC | RI | 001 | RI | RI |  | 0.046 | 0 | 0 | 0
50077 | NRGDIGHTONLLC-02715PV3130NM |  | No Resource (1) | PV | SUN |  | PHOTOVOLTAIC | 2017-07-27 | Massachusetts Electric Company | MEC | MA | 005 | SEMA | SEMA |  | 3.13 | 0 | 0 | 1.506
50078 | EMBRACELOANS#25-02842PV133NM |  | No Resource (1) | PV | SUN |  | PHOTOVOLTAIC | 2017-07-28 | The Narragansett Electric Company | NEC | RI | 005 | SEMA | RI |  | 0.133 | 0 | 0 | 0
50087 | RGCMILLWESTBLDG36-01845PV108QF |  | No Resource (1) | PV | SUN |  | PHOTOVOLTAIC | 2017-08-02 | Massachusetts Electric Company | MEC | MA | 009 | BOSTON | NEMA |  | 0.108 | 0 | 0 | 0
50088 | RICANNONBLDG-02904PV40NM |  | No Resource (1) | PV | SUN |  | PHOTOVOLTAIC | 2017-08-02 | The Narragansett Electric Company | NEC | RI | 007 | RI | RI |  | 0.04 | 0 | 0 | 0
50089 | NM HUNTER PLACE APT |  | No Resource (1) | PV | SUN |  | PHOTOVOLTAIC | 2017-08-01 | NSTAR Electric Company | NSTAR | MA | 013 | WMA | WCMA |  | 0.072 | 0 | 0 | 0.007
50090 | NM HADLEY 2 SOLAR LLC | 38795 | Hadley 2 | PV | SUN |  | PHOTOVOLTAIC | 2017-08-01 | NSTAR Electric Company | NSTAR | MA | 015 | WMA | WCMA |  | 1.95 | 0 | 0 | 0.929
50091 | VHWBROOKFIELDLLC-01082PV4008NM |  | No Resource (1) | PV | SUN |  | PHOTOVOLTAIC | 2017-08-07 | Massachusetts Electric Company | MEC | MA | 015 | WMA | WCMA |  | 4.008 | 0 | 0 | 2.386
50092 | NM WILLISTON SCHOOL RINK |  | No Resource (1) | PV | SUN |  | PHOTOVOLTAIC | 2017-08-01 | NSTAR Electric Company | NSTAR | MA | 015 | WMA | WCMA |  | 0.098 | 0 | 0 | 0
50093 | NM WILLISTON SCHOOL ATHLETIC |  | No Resource (1) | PV | SUN |  | PHOTOVOLTAIC | 2017-08-01 | NSTAR Electric Company | NSTAR | MA | 015 | WMA | WCMA |  | 0.12 | 0 | 0 | 0.01
50094 | NM BIG Y FOODS SOUTHWICK |  | No Resource (1) | PV | SUN |  | PHOTOVOLTAIC | 2017-08-01 | NSTAR Electric Company | NSTAR | MA | 013 | WMA | WCMA |  | 1.316 | 0 | 0 | 0.266
50095 | NM TRUSS ENGINEERING INC |  | No Resource (1) | PV | SUN |  | PHOTOVOLTAIC | 2017-08-01 | NSTAR Electric Company | NSTAR | MA | 013 | WMA | WCMA |  | 0.18 | 0 | 0 | 0.036
50096 | NM DEVIN FARMS INC |  | No Resource (1) | PV | SUN |  | PHOTOVOLTAIC | 2017-08-01 | NSTAR Electric Company | NSTAR | MA | 015 | WMA | WCMA |  | 0.084 | 0 | 0 | 0.017
50097 | NEXAMPPALMER-01069PV2550NM |  | No Resource (1) | PV | SUN |  | PHOTOVOLTAIC | 2017-08-08 | Massachusetts Electric Company | MEC | MA | 013 | WMA | WCMA |  | 2.55 | 0 | 0 | 1.375
50098 | AMERICANSAWMFG-01028PV1500NM |  | No Resource (1) | PV | SUN |  | PHOTOVOLTAIC | 2017-08-08 | Massachusetts Electric Company | MEC | MA | 013 | WMA | WCMA |  | 1.5 | 0 | 0 | 0
50099 | NM WATROBA MARKETS INC |  | No Resource (1) | PV | SUN |  | PHOTOVOLTAIC | 2017-08-01 | NSTAR Electric Company | NSTAR | MA | 015 | WMA | WCMA |  | 0.087 | 0 | 0 | 0.022
50100 | FOXBOROLANDFILL-02035PV1200NM |  | No Resource (1) | PV | SUN |  | PHOTOVOLTAIC | 2017-08-08 | Massachusetts Electric Company | MEC | MA | 021 | RI | SEMA |  | 1.2 | 0 | 0 | 0.427
50101 | NM RICK AUTO BODY |  | No Resource (1) | PV | SUN |  | PHOTOVOLTAIC | 2017-08-01 | NSTAR Electric Company | NSTAR | MA | 013 | WMA | WCMA |  | 0.152 | 0 | 0 | 0.03
50102 | NM OCTOBER COMPANY |  | No Resource (1) | PV | SUN |  | PHOTOVOLTAIC | 2017-08-01 | NSTAR Electric Company | NSTAR | MA | 015 | WMA | WCMA |  | 0.18 | 0 | 0 | 0.001
50103 | NM J KOKOSKI MAPLELINE FARM |  | No Resource (1) | PV | SUN |  | PHOTOVOLTAIC | 2017-08-01 | NSTAR Electric Company | NSTAR | MA | 015 | WMA | WCMA |  | 0.151 | 0 | 0 | 0.032
50104 | NM SPRFLD TECH COMM COLLEGE | 38583 | Agawam II | PV | SUN |  | PHOTOVOLTAIC | 2017-08-01 | NSTAR Electric Company | NSTAR | MA | 013 | WMA | WCMA |  | 1.936 | 0 | 0 | 0.625
50105 | NM SUNDERLAND SCHOOL |  | No Resource (1) | PV | SUN |  | PHOTOVOLTAIC | 2017-08-01 | NSTAR Electric Company | NSTAR | MA | 011 | WMA | WCMA |  | 0.242 | 0 | 0 | 0.102
50106 | SALISBURYHOUSING-01830PV4968NM |  | No Resource (1) | PV | SUN |  | PHOTOVOLTAIC | 2017-08-09 | Massachusetts Electric Company | MEC | MA | 009 | BOSTON | NEMA |  | 4.968 | 0 | 0 | 1.804
50107 | CECSOLAR#1059-01331PV990NM |  | No Resource (1) | PV | SUN |  | PHOTOVOLTAIC | 2017-08-02 | Massachusetts Electric Company | MEC | MA | 027 | WMA | WCMA |  | 0.99 | 0 | 0 | 0.477
50108 | CECSOLAR#1081-01247PV990NM |  | No Resource (1) | PV | SUN |  | PHOTOVOLTAIC | 2017-08-03 | Massachusetts Electric Company | MEC | MA | 003 | WMA | WCMA |  | 0.99 | 0 | 0 | 0.506
50109 | ALTUSPOWER-01007PV999NM |  | No Resource (1) | PV | SUN |  | PHOTOVOLTAIC | 2017-08-09 | Massachusetts Electric Company | MEC | MA | 015 | WMA | WCMA |  | 0.999 | 0 | 0 | 0.466
50111 | CECSolar#1079-01247PV990NM |  | No Resource (1) | PV | SUN |  | PHOTOVOLTAIC | 2017-08-03 | Massachusetts Electric Company | MEC | MA | 003 | WMA | WCMA |  | 0.99 | 0 | 0 | 0.503
50112 | CECSolar#1080-01247PV990NM |  | No Resource (1) | PV | SUN |  | PHOTOVOLTAIC | 2017-08-03 | Massachusetts Electric Company | MEC | MA | 003 | WMA | WCMA |  | 0.99 | 0 | 0 | 0.362
50113 | WEBSTERHOUSING-01519PV2700NM |  | No Resource (1) | PV | SUN |  | PHOTOVOLTAIC | 2017-08-09 | Massachusetts Electric Company | MEC | MA | 027 | CMA/NEMA | WCMA |  | 2.7 | 0 | 0 | 1.391
50117 | BARTLETTSFARM-02554PV396NM |  | No Resource (1) | PV | SUN |  | PHOTOVOLTAIC | 2017-08-09 | Massachusetts Electric Company | MEC | MA | 019 | SEMA | SEMA |  | 0.396 | 0 | 0 | 0.3
50118 | EAGLEHILLSCHOOL-01037PV180NM |  | No Resource (1) | PV | SUN |  | PHOTOVOLTAIC | 2017-08-15 | Massachusetts Electric Company | MEC | MA | 027 | WMA | WCMA |  | 0.18 | 0 | 0 | 0
50119 | BWCBASSRIVERLLC-02790PV2000NM |  | No Resource (1) | PV | SUN |  | PHOTOVOLTAIC | 2017-08-14 | Massachusetts Electric Company | MEC | MA | 005 | SEMA | SEMA |  | 2 | 0 | 0 | 1.02
50120 | MWRAFISHHATCHERY-01082PV65QF |  | No Resource (1) | HDR | WAT |  | HYDRO (DAILY CYCLE - RUN OF RIVER) | 2017-08-14 | Massachusetts Electric Company | MEC | MA | 015 | WMA | WCMA |  | 0.065 | 0 | 0 | 0
50122 | FAIRGROUNDSREALTY-01230PV499NM |  | No Resource (1) | PV | SUN |  | PHOTOVOLTAIC | 2017-08-14 | Massachusetts Electric Company | MEC | MA | 003 | WMA | WCMA |  | 0.499 | 0 | 0 | 0.243
50123 | SOMERSETBERKRSD-02726PV288NM |  | No Resource (1) | PV | SUN |  | PHOTOVOLTAIC | 2017-08-15 | Massachusetts Electric Company | MEC | MA | 005 | SEMA | SEMA |  | 0.288 | 0 | 0 | 0
50124 | LODESTARSOLAR-01225PV499NM |  | No Resource (1) | PV | SUN |  | PHOTOVOLTAIC | 2017-08-16 | Massachusetts Electric Company | MEC | MA | 003 | WMA | WCMA |  | 0.499 | 0 | 0 | 0.26
50127 | CLARKSBURGSOLAR-01247PV499NM |  | No Resource (1) | PV | SUN |  | PHOTOVOLTAIC | 2017-08-16 | Massachusetts Electric Company | MEC | MA | 003 | WMA | WCMA |  | 0.499 | 0 | 0 | 0.226
50128 | TIVERTONPOWER-02878PV200RE |  | No Resource (1) | PV | SUN |  | PHOTOVOLTAIC | 2017-08-14 | The Narragansett Electric Company | NEC | RI | 005 | SEMA | RI |  | 0.2 | 0 | 0 | 0
50129 | GRANITE&MARBLEINC-01507PV100QF |  | No Resource (1) | PV | SUN |  | PHOTOVOLTAIC | 2017-08-14 | Massachusetts Electric Company | MEC | MA | 027 | WMA | WCMA |  | 0.1 | 0 | 0 | 0.002
50130 | VHWBROOKFIELD#2-01082PV936NM |  | No Resource (1) | PV | SUN |  | PHOTOVOLTAIC | 2017-08-16 | Massachusetts Electric Company | MEC | MA | 015 | WMA | WCMA |  | 0.936 | 0 | 0 | 0.509
50131 | AMERESCOMENDON-01756PV1000NM |  | No Resource (1) | PV | SUN |  | PHOTOVOLTAIC | 2017-08-15 | Massachusetts Electric Company | MEC | MA | 027 | RI | SEMA |  | 1 | 0 | 0 | 0.206
50132 | SHIRLEYSOLAR3-01464PV936NM |  | No Resource (1) | PV | SUN |  | PHOTOVOLTAIC | 2017-08-16 | Massachusetts Electric Company | MEC | MA | 017 | CMA/NEMA | WCMA |  | 0.936 | 0 | 0 | 0.339
50133 | TUFTSUNIVERSITY-01536PV2000NM |  | No Resource (1) | PV | SUN |  | PHOTOVOLTAIC | 2017-08-16 | Massachusetts Electric Company | MEC | MA | 027 | CMA/NEMA | WCMA |  | 2 | 0 | 0 | 0
50146 | WORC.LANDFILL#1-01602PV4400NM |  | No Resource (1) | PV | SUN |  | PHOTOVOLTAIC | 2017-08-23 | Massachusetts Electric Company | MEC | MA | 027 | CMA/NEMA | WCMA |  | 4.4 | 0 | 0 | 0.685
50147 | BWC19LLCHOPEDALE-01747PV1000NM |  | No Resource (1) | PV | SUN |  | PHOTOVOLTAIC | 2017-08-23 | Massachusetts Electric Company | MEC | MA | 027 | RI | SEMA |  | 1 | 0 | 0 | 0.456
50148 | SHMASheffield-01257PV499NM |  | No Resource (1) | PV | SUN |  | PHOTOVOLTAIC | 2017-08-24 | Massachusetts Electric Company | MEC | MA | 003 | WMA | WCMA |  | 0.499 | 0 | 0 | 0.259
50155 | SEDTHREELLC-02375PB270NM |  | No Resource (1) | PV | SUN |  | PHOTOVOLTAIC | 2017-08-23 | Massachusetts Electric Company | MEC | MA | 005 | SEMA | SEMA |  | 0.27 | 0 | 0 | 0.096
50156 | SHMASHEFFIELD3-01257PV250NM |  | No Resource (1) | PV | SUN |  | PHOTOVOLTAIC | 2017-08-24 | Massachusetts Electric Company | MEC | MA | 003 | WMA | WCMA |  | 0.25 | 0 | 0 | 0.121
50157 | CECSOLAR#1054-01590PV960NM |  | No Resource (1) | PV | SUN |  | PHOTOVOLTAIC | 2017-08-29 | Massachusetts Electric Company | MEC | MA | 027 | CMA/NEMA | WCMA |  | 0.96 | 0 | 0 | 0.247
50169 | WESTMINSTERSOLAR-01473PV450NM |  | No Resource (1) | PV | SUN |  | PHOTOVOLTAIC | 2017-08-24 | Massachusetts Electric Company | MEC | MA | 027 | WMA | WCMA |  | 0.45 | 0 | 0 | 0.207
50182 | PLANETAID-01757PV400NM |  | No Resource (1) | PV | SUN |  | PHOTOVOLTAIC | 2017-08-28 | Massachusetts Electric Company | MEC | MA | 027 | RI | SEMA |  | 0.4 | 0 | 0 | 0.131
50183 | GREENDOTSOLARLLC-01952PV500NM |  | No Resource (1) | PV | SUN |  | PHOTOVOLTAIC | 2017-09-06 | Massachusetts Electric Company | MEC | MA | 009 | BOSTON | NEMA |  | 0.5 | 0 | 0 | 0.18
50185 | CECSOLAR#1063-02379PV1656NM |  | No Resource (1) | PV | SUN |  | PHOTOVOLTAIC | 2017-09-07 | Massachusetts Electric Company | MEC | MA | 023 | SEMA | SEMA |  | 1.656 | 0 | 0 | 0.59616
50190 | FLINTRDSOLARLLC-01527PV499NM |  | No Resource (1) | PV | SUN |  | PHOTOVOLTAIC | 2017-09-06 | Massachusetts Electric Company | MEC | MA | 027 | CMA/NEMA | WCMA |  | 0.499 | 0 | 0 | 0.17964
50196 | SOLTENPLAINVILLE-02762PV4890NM |  | No Resource (1) | PV | SUN |  | PHOTOVOLTAIC | 2017-08-30 | Massachusetts Electric Company | MEC | MA | 021 | RI | SEMA |  | 4.89 | 0 | 0 | 1.474
50197 | ARDENJEWELRY-02919PV108NM |  | No Resource (1) | PV | SUN |  | PHOTOVOLTAIC | 2017-09-06 | The Narragansett Electric Company | NEC | RI | 007 | RI | RI |  | 0.108 | 0 | 0 | 0.03888
50201 | BROCKTONHOUSING-02302PV3720NM |  | No Resource (1) | PV | SUN |  | PHOTOVOLTAIC | 2017-09-07 | Massachusetts Electric Company | MEC | MA | 023 | SEMA | SEMA |  | 3.72 | 0 | 0 | 1.3392
50202 | WORC.LANDFILL#2-01602PV2100NM |  | No Resource (1) | PV | SUN |  | PHOTOVOLTAIC | 2017-09-06 | Massachusetts Electric Company | MEC | MA | 027 | CMA/NEMA | WCMA |  | 2.1 | 0 | 0 | 0.756
50203 | HOLLANDCOMPANY-01247PV499NM |  | No Resource (1) | PV | SUN |  | PHOTOVOLTAIC | 2017-09-07 | Massachusetts Electric Company | MEC | MA | 003 | WMA | WCMA |  | 0.499 | 0 | 0 | 0.17964
50208 | COHSOLARLLC-02025PV420NM |  | No Resource (1) | PV | SUN |  | PHOTOVOLTAIC | 2017-09-11 | Massachusetts Electric Company | MEC | MA | 021 | SEMA | SEMA |  | 0.42 | 0 | 0 | 0.1512
50211 | WOODFRLLC-02721PV225NM |  | No Resource (1) | PV | SUN |  | PHOTOVOLTAIC | 2017-09-08 | Massachusetts Electric Company | MEC | MA | 005 | SEMA | SEMA |  | 0.225 | 0 | 0 | 0.081
50212 | JAMESPETERSEN-02814PV196RE |  | No Resource (1) | PV | SUN |  | PHOTOVOLTAIC | 2017-09-08 | The Narragansett Electric Company | NEC | RI | 007 | RI | RI |  | 0.196 | 0 | 0 | 0.07056
50213 | UPTONSOLARLLC213-01568PV1000NM |  | No Resource (1) | PV | SUN |  | PHOTOVOLTAIC | 2017-09-18 | Massachusetts Electric Company | MEC | MA | 027 | RI | SEMA |  | 1 | 0 | 0 | 0.36
50214 | JENETMGMT360-01843PV232NM |  | No Resource (1) | PV | SUN |  | PHOTOVOLTAIC | 2017-09-20 | Massachusetts Electric Company | MEC | MA | 009 | CMA/NEMA | WCMA |  | 0.232 | 0 | 0 | 0.08352
50215 | UPTONSOLARLLC#2-01568PV1000NM |  | No Resource (1) | PV | SUN |  | PHOTOVOLTAIC | 2017-09-20 | Massachusetts Electric Company | MEC | MA | 027 | RI | SEMA |  | 1 | 0 | 0 | 0.36
50216 | PRINCETONWORC.-01886PV323NM |  | No Resource (1) | PV | SUN |  | PHOTOVOLTAIC | 2017-09-18 | Massachusetts Electric Company | MEC | MA | 017 | CMA/NEMA | WCMA |  | 0.323 | 0 | 0 | 0.11628
50219 | BANKSTHOLDINGS-02832PV400RE |  | No Resource (1) | PV | SUN |  | PHOTOVOLTAIC | 2017-09-22 | The Narragansett Electric Company | NEC | RI | 009 | RI | RI |  | 0.4 | 0 | 0 | 0.144
50223 | COV.SCHOOL-SOLECT-02816PV100NM |  | No Resource (1) | PV | SUN |  | PHOTOVOLTAIC | 2017-09-27 | The Narragansett Electric Company | NEC | RI | 003 | RI | RI |  | 0.1 | 0 | 0 | 0.036
50229 | FARLEYRDSOLAR-01571PV1000NM |  | No Resource (1) | PV | SUN |  | PHOTOVOLTAIC | 2017-09-28 | Massachusetts Electric Company | MEC | MA | 027 | WMA | WCMA |  | 1 | 0 | 0 | 0.36
50230 | EMBRACELOANS110-02842PV133NM |  | No Resource (1) | PV | SUN |  | PHOTOVOLTAIC | 2017-10-02 | The Narragansett Electric Company | NEC | RI | 005 | SEMA | RI |  | 0.133 | 0 | 0 | 0.04788
50231 | ATTLEBOROHOUSING-02777PV1656NM |  | No Resource (1) | PV | SUN |  | PHOTOVOLTAIC | 2017-09-28 | Massachusetts Electric Company | MEC | MA | 005 | RI | SEMA |  | 1.656 | 0 | 0 | 0.59616
50232 | AAANORTHEASTLNC-02915PV150NM |  | No Resource (1) | PV | SUN |  | PHOTOVOLTAIC | 2017-09-28 | The Narragansett Electric Company | NEC | RI | 007 | RI | RI |  | 0.15 | 0 | 0 | 0.054
50233 | DUDLEYSOLAR#2-01571PV500NM |  | No Resource (1) | PV | SUN |  | PHOTOVOLTAIC | 2017-10-02 | Massachusetts Electric Company | MEC | MA | 027 | WMA | WCMA |  | 0.5 | 0 | 0 | 0.18
50234 | DUDLEYSOLAR#4-01571PV500NM |  | No Resource (1) | PV | SUN |  | PHOTOVOLTAIC | 2017-10-03 | Massachusetts Electric Company | MEC | MA | 027 | WMA | WCMA |  | 0.5 | 0 | 0 | 0.18
50235 | DUDLEYSOLAR#1-01571PV400NM |  | No Resource (1) | PV | SUN |  | PHOTOVOLTAIC | 2017-10-04 | Massachusetts Electric Company | MEC | MA | 027 | WMA | WCMA |  | 0.4 | 0 | 0 | 0.144
50241 | SPOFFORDRDSOLAR-01921PV750NM |  | No Resource (1) | PV | SUN |  | PHOTOVOLTAIC | 2017-10-02 | Massachusetts Electric Company | MEC | MA | 009 | BOSTON | NEMA |  | 0.75 | 0 | 0 | 0.27
50242 | DUDLEYSOLAR#3-01571PV500NM |  | No Resource (1) | PV | SUN |  | PHOTOVOLTAIC | 2017-10-03 | Massachusetts Electric Company | MEC | MA | 027 | WMA | WCMA |  | 0.5 | 0 | 0 | 0.18
50243 | 290TOSCASOLARLLC-02072PV180NM |  | No Resource (1) | PV | SUN |  | PHOTOVOLTAIC | 2017-10-05 | Massachusetts Electric Company | MEC | MA | 021 | SEMA | SEMA |  | 0.18 | 0 | 0 | 0.0648
50310 | PLEASANTDALERD-01543PV1000NM |  | No Resource (1) | PV | SUN |  | PHOTOVOLTAIC | 2017-10-12 | Massachusetts Electric Company | MEC | MA | 027 | WMA | WCMA |  | 1 | 0 | 0 | 0.36
50410 | PREFERREDFREEZER-02149PV1332NM |  | No Resource (1) | PV | SUN |  | PHOTOVOLTAIC | 2017-10-11 | Massachusetts Electric Company | MEC | MA | 017 | BOSTON | NEMA |  | 1.327 | 0 | 0 | 0.47772
50412 | TOWNOFWENDELL-01510PV1954NM |  | No Resource (1) | PV | SUN |  | PHOTOVOLTAIC | 2017-10-13 | Massachusetts Electric Company | MEC | MA | 027 | CMA/NEMA | WCMA |  | 1.954 | 0 | 0 | 0.70344
50413 | BWCFIVEMILERIVER-01832PV3000NM |  | No Resource (1) | PV | SUN |  | PHOTOVOLTAIC | 2017-10-11 | Massachusetts Electric Company | MEC | MA | 009 | BOSTON | NEMA |  | 3 | 0 | 0 | 1.08
50414 | TUFTSUNIVERSITY-02155PV3815QF |  | No Resource (1) | PV | SUN |  | PHOTOVOLTAIC | 2017-10-13 | Massachusetts Electric Company | MEC | MA | 017 | BOSTON | NEMA |  | 3.815 | 0 | 0 | 1.3734
50415 | TOWNOFDUNSTABLE-02196PV4680NM |  | No Resource (1) | PV | SUN |  | PHOTOVOLTAIC | 2017-10-17 | Massachusetts Electric Company | MEC | MA | 027 | WMA | WCMA |  | 4.68 | 0 | 0 | 1.6848
50429 | JENETMGMTLAWRENCE-01843PV122NM |  | No Resource (1) | PV | SUN |  | PHOTOVOLTAIC | 2017-10-16 | Massachusetts Electric Company | MEC | MA | 009 | CMA/NEMA | WCMA |  | 0.122 | 0 | 0 | 0.04392
50430 | TOURBILLONTRAILER-02857PV196RE |  | No Resource (1) | PV | SUN |  | PHOTOVOLTAIC | 2017-10-18 | The Narragansett Electric Company | NEC | RI | 007 | RI | RI |  | 0.196 | 0 | 0 | 0.07056
50440 | INCOMINCCHARLTON-01507PV2000NM |  | No Resource (1) | PV | SUN |  | PHOTOVOLTAIC | 2017-10-18 | Massachusetts Electric Company | MEC | MA | 027 | WMA | WCMA |  | 2 | 0 | 0 | 0.72
50448 | FOXBOROELMLLC-02035PV2000NM |  | No Resource (1) | PV | SUN |  | PHOTOVOLTAIC | 2017-10-23 | Massachusetts Electric Company | MEC | MA | 021 | RI | SEMA |  | 2 | 0 | 0 | 0.72
50449 | MASOLARHGWYLLC-01266PV500NM |  | No Resource (1) | PV | SUN |  | PHOTOVOLTAIC | 2017-10-23 | Massachusetts Electric Company | MEC | MA | 003 | WMA | WCMA |  | 0.5 | 0 | 0 | 0.18
50451 | MTSTMARY'SABBEY-02093PV133NM |  | No Resource (1) | PV | SUN |  | PHOTOVOLTAIC | 2017-10-25 | Massachusetts Electric Company | MEC | MA | 021 | RI | SEMA |  | 0.133 | 0 | 0 | 0.04788
50456 | BWCSTURBRIDGE#2-01566PV1000NM |  | No Resource (1) | PV | SUN |  | PHOTOVOLTAIC | 2017-11-01 | Massachusetts Electric Company | MEC | MA | 027 | WMA | WCMA |  | 1 | 0 | 0 | 0.36
50457 | BWCSTURBRIDGE#1-01566PV1000NM |  | No Resource (1) | PV | SUN |  | PHOTOVOLTAIC | 2017-11-08 | Massachusetts Electric Company | MEC | MA | 027 | WMA | WCMA |  | 1 | 0 | 0 | 0.36
50458 | BENTLEYELEMENTARY-01970PV191QF |  | No Resource (1) | PV | SUN |  | PHOTOVOLTAIC | 2017-11-03 | Massachusetts Electric Company | MEC | MA | 009 | BOSTON | NEMA |  | 0.191 | 0 | 0 | 0.06876
50459 | ZPTPHILLIPSTON-01331PV1000NM |  | No Resource (1) | PV | SUN |  | PHOTOVOLTAIC | 2017-11-06 | Massachusetts Electric Company | MEC | MA | 027 | WMA | WCMA |  | 1 | 0 | 0 | 0.36
50460 | MAINSAUGUSLLC-01906PV1296NM |  | No Resource (1) | PV | SUN |  | PHOTOVOLTAIC | 2017-11-07 | Massachusetts Electric Company | MEC | MA | 009 | BOSTON | NEMA |  | 1.296 | 0 | 0 | 0.46656
50461 | WESTSHAFTSOLAR-01247PV996NM |  | No Resource (1) | PV | SUN |  | PHOTOVOLTAIC | 2017-11-06 | Massachusetts Electric Company | MEC | MA | 003 | WMA | WCMA |  | 0.996 | 0 | 0 | 0.35856
50462 | CASSIOPEIA SOLAR |  | No Resource (1) | PV | SUN |  | PHOTOVOLTAIC | 2017-11-07 | Fitchburg Gas & Electric Light Company | FGE | MA | 017 | WMA | WCMA |  | 1.848 | 0 | 0 | 0.66528
50525 | AYERSOLARLLCI-01432V864NM |  | No Resource (1) | PV | SUN |  | PHOTOVOLTAIC | 2017-11-14 | Massachusetts Electric Company | MEC | MA | 017 | CMA/NEMA | WCMA |  | 0.864 | 0 | 0 | 0.31104
50574 | LODESTARSOLAR-01230PV1000NM |  | No Resource (1) | PV | SUN |  | PHOTOVOLTAIC | 2017-11-30 | Massachusetts Electric Company | MEC | MA | 003 | WMA | WCMA |  | 1 | 0 | 0 | 0.36
50577 | DUDLEYRIVERSLR2-01550PV1000NM |  | No Resource (1) | PV | SUN |  | PHOTOVOLTAIC | 2017-12-05 | Massachusetts Electric Company | MEC | MA | 027 | WMA | WCMA |  | 1 | 0 | 0 | 0.36
50584 | SOLARWAY (PV) |  | No Resource (1) | PV | SUN |  | PHOTOVOLTAIC | 2017-11-30 | Fitchburg Gas & Electric Light Company | FGE | MA | 027 | WMA | WCMA |  | 1 | 0 | 0 | 0.36
50590 | CLARKUNIV.CHP-01610CHP2000QF |  | No Resource (1) | GT | NG |  | GAS COMBUSTION (GAS) TURBINE | 2017-11-29 | Massachusetts Electric Company | MEC | MA | 027 | WMA | WCMA |  | 2 | 0 | 0 | 1.53
50592 | SOLTENRANDOLPH-02368PV3780NM |  | No Resource (1) | PV | SUN |  | PHOTOVOLTAIC | 2017-11-29 | Massachusetts Electric Company | MEC | MA | 021 | SEMA | SEMA |  | 3.78 | 0 | 0 | 1.3608
50593 | CHERRYVALLEYSLR-01524PV1000NM |  | No Resource (1) | PV | SUN |  | PHOTOVOLTAIC | 2017-11-29 | Massachusetts Electric Company | MEC | MA | 027 | WMA | WCMA |  | 1 | 0 | 0 | 0.36
50594 | MILLSCOFFEEROAST-02905PV37.8NM |  | No Resource (1) | PV | SUN |  | PHOTOVOLTAIC | 2017-11-29 | The Narragansett Electric Company | NEC | RI | 007 | RI | RI |  | 0.038 | 0 | 0 | 0.01368
50595 | FAIRGROUNDSREALTY-02892PV144NM |  | No Resource (1) | PV | SUN |  | PHOTOVOLTAIC | 2017-11-29 | The Narragansett Electric Company | NEC | RI | 009 | RI | RI |  | 0.144 | 0 | 0 | 0.05184
50598 | EPPING PV N3455 |  | No Resource (1) | PV | SUN |  | PHOTOVOLTAIC | 2017-12-06 | Public Service Company of New Hampshire | PSNH | NH | 015 | NH | NH |  | 0.56 | 0 | 0 | 0.2016
50600 | CECSOLAR1096-01832PV996NM |  | No Resource (1) | PV | SUN |  | PHOTOVOLTAIC | 2017-12-06 | Massachusetts Electric Company | MEC | MA | 009 | BOSTON | NEMA |  | 0.996 | 0 | 0 | 0.35856
50607 | COMMUNITY HEALTH CONN INC (PV) |  | No Resource (1) | PV | SUN |  | PHOTOVOLTAIC | 2017-12-05 | Fitchburg Gas & Electric Light Company | FGE | MA | 027 | WMA | WCMA |  | 0.168 | 0 | 0 | 0.06048
50608 | DUDLEYRIVERSlR-01550PV1000NM |  | No Resource (1) | PV | SUN |  | PHOTOVOLTAIC | 2017-12-05 | Massachusetts Electric Company | MEC | MA | 027 | WMA | WCMA |  | 1 | 0 | 0 | 0.36
50609 | SOLTENEBRDGWTR-002333PV2610NM |  | No Resource (1) | PV | SUN |  | PHOTOVOLTAIC | 2017-12-11 | Massachusetts Electric Company | MEC | MA | 023 | SEMA | SEMA |  | 2.61 | 0 | 0 | 0.9396
50610 | BWCWADINGRIVER-01756PV1000NM |  | No Resource (1) | PV | SUN |  | PHOTOVOLTAIC | 2017-12-11 | Massachusetts Electric Company | MEC | MA | 027 | RI | SEMA |  | 1 | 0 | 0 | 0.36
50613 | BWCPROVIDENCEST-01756PV1000NM |  | No Resource (1) | PV | SUN |  | PHOTOVOLTAIC | 2017-12-17 | Massachusetts Electric Company | MEC | MA | 027 | RI | SEMA |  | 1 | 0 | 0 | 0.36
50617 | HOUSATONICSOLAR1-01266PV2000NM |  | No Resource (1) | PV | SUN |  | PHOTOVOLTAIC | 2017-12-11 | Massachusetts Electric Company | MEC | MA | 003 | WMA | WCMA |  | 2 | 0 | 0 | 0.72
50618 | JHSOLARLLC-01535PV1000NM |  | No Resource (1) | PV | SUN |  | PHOTOVOLTAIC | 2017-12-11 | Massachusetts Electric Company | MEC | MA | 027 | WMA | WCMA |  | 1 | 0 | 0 | 0.36
50619 | LEDEAUXSOLARLLC-01535PV1000NM |  | No Resource (1) | PV | SUN |  | PHOTOVOLTAIC | 2017-12-12 | Massachusetts Electric Company | MEC | MA | 027 | WMA | WCMA |  | 1 | 0 | 0 | 0.36
50626 | WARWICKPOULTRY-02908PV252NM |  | No Resource (1) | PV | SUN |  | PHOTOVOLTAIC | 2017-12-12 | The Narragansett Electric Company | NEC | RI | 007 | RI | RI |  | 0.252 | 0 | 0 | 0.09072
50627 | CLARENCEHOPKINS-02814PV196RE |  | No Resource (1) | PV | SUN |  | PHOTOVOLTAIC | 2017-12-14 | The Narragansett Electric Company | NEC | RI | 007 | RI | RI |  | 0.196 | 0 | 0 | 0.07056
50628 | BWCTHAYERRD-01756PV1000NM |  | No Resource (1) | PV | SUN |  | PHOTOVOLTAIC | 2017-12-11 | Massachusetts Electric Company | MEC | MA | 027 | RI | SEMA |  | 1 | 0 | 0 | 0.36
50629 | WILLIAMSTOWN-01267PV1500NM |  | No Resource (1) | PV | SUN |  | PHOTOVOLTAIC | 2017-12-11 | Massachusetts Electric Company | MEC | MA | 003 | WMA | WCMA |  | 1.5 | 0 | 0 | 0.54
50630 | TIM'S FABRICATORS (PV) |  | No Resource (1) | PV | SUN |  | PHOTOVOLTAIC | 2017-12-15 | Fitchburg Gas & Electric Light Company | FGE | MA | 027 | WMA | WCMA |  | 0.113 | 0 | 0 | 0.04068
50632 | CECSOLAR1098-02777PV996NM |  | No Resource (1) | PV | SUN |  | PHOTOVOLTAIC | 2017-12-19 | Massachusetts Electric Company | MEC | MA | 005 | RI | SEMA |  | 0.996 | 0 | 0 | 0.35856
50633 | OLIARILLC-02324PV2499NM |  | No Resource (1) | PV | SUN |  | PHOTOVOLTAIC | 2017-12-19 | Massachusetts Electric Company | MEC | MA | 023 | SEMA | SEMA |  | 0.499 | 0 | 0 | 0.17964
50634 | FUSION SOLAR CENTER |  | No Resource (1) | PV | SUN |  | PHOTOVOLTAIC | 2018-04-12 | Fusion Solar Center, LLC | FSCL | CT | 011 | CT | CT |  | 20 | 0 | 0 | 7.32
50635 | DUDLEYRIVERSLR3-01550PV1000NM |  | No Resource (1) | PV | SUN |  | PHOTOVOLTAIC | 2017-12-19 | Massachusetts Electric Company | MEC | MA | 027 | WMA | WCMA |  | 1 | 0 | 0 | 0.36
50645 | NRG_COMM_HOST_ID2137495 |  | No Resource (1) | PV | SUN |  | PHOTOVOLTAIC | 2017-12-20 | NSTAR Electric Company | NSTAR | MA | 023 | SEMA | SEMA |  | 1.86 | 0 | 0 | 0.6696
50649 | CEC_SOLAR_1114_ID2093189 |  | No Resource (1) | PV | SUN |  | PHOTOVOLTAIC | 2017-12-20 | NSTAR Electric Company | NSTAR | MA | 005 | SEMA | SEMA |  | 1.692 | 0 | 0 | 0.60912
50654 | WESTPORT_MA1-2_LLC_ID2068650 |  | No Resource (1) | PV | SUN |  | PHOTOVOLTAIC | 2017-12-21 | NSTAR Electric Company | NSTAR | MA | 005 | SEMA | SEMA |  | 2.55 | 0 | 0 | 0.918
50655 | CEC_SOLAR_1040-1041_ID2020238 |  | No Resource (1) | PV | SUN |  | PHOTOVOLTAIC | 2017-12-21 | NSTAR Electric Company | NSTAR | MA | 023 | SEMA | SEMA |  | 1.57 | 0 | 0 | 0.5652
50659 | THE_BOG_LLC_ID2117310 |  | No Resource (1) | PV | SUN |  | PHOTOVOLTAIC | 2017-12-21 | NSTAR Electric Company | NSTAR | MA | 023 | SEMA | SEMA |  | 0.48 | 0 | 0 | 0.1728
50669 | TOWN_OF_LEXINGTON_ID2052550 | 38863 | Syncarpha Lexington | PV | SUN |  | PHOTOVOLTAIC | 2017-12-20 | NSTAR Electric Company | NSTAR | MA | 017 | BOSTON | NEMA |  | 1.624 | 0 | 0 | 0.71
50670 | CARVER_MA_1_LLC_ID2108025 |  | No Resource (1) | PV | SUN |  | PHOTOVOLTAIC | 2017-12-21 | NSTAR Electric Company | NSTAR | MA | 023 | SEMA | SEMA |  | 2 | 0 | 0 | 0.72
50689 | OLDSTURBRIDGEVLG-01566PV1500NM |  | No Resource (1) | PV | SUN |  | PHOTOVOLTAIC | 2017-12-21 | Massachusetts Electric Company | MEC | MA | 027 | WMA | WCMA |  | 1.5 | 0 | 0 | 0.54
50690 | STMARKSSCHOOL-01722PV480NM |  | No Resource (1) | PV | SUN |  | PHOTOVOLTAIC | 2017-12-21 | Massachusetts Electric Company | MEC | MA | 027 | WMA | WCMA |  | 0.48 | 0 | 0 | 0.1728
50693 | 195LIBERTYSTRLTY-02301PV259NM |  | No Resource (1) | PV | SUN |  | PHOTOVOLTAIC | 2017-12-27 | Massachusetts Electric Company | MEC | MA | 023 | SEMA | SEMA |  | 0.259 | 0 | 0 | 0.09324
50695 | LENOXWILLOWCRK-01240PV606NM |  | No Resource (1) | PV | SUN |  | PHOTOVOLTAIC | 2017-12-27 | Massachusetts Electric Company | MEC | MA | 003 | WMA | WCMA |  | 0.606 | 0 | 0 | 0.21816
50697 | STJOSEPHS-01507PV1000NM |  | No Resource (1) | PV | SUN |  | PHOTOVOLTAIC | 2017-12-27 | Massachusetts Electric Company | MEC | MA | 027 | WMA | WCMA |  | 1 | 0 | 0 | 0.36
50698 | NEWTONST2LLC-01772PV650NM |  | No Resource (1) | PV | SUN |  | PHOTOVOLTAIC | 2017-12-27 | Massachusetts Electric Company | MEC | MA | 027 | WMA | WCMA |  | 0.65 | 0 | 0 | 0.234
50699 | KAMMANFOOD-02169PV466.2QF |  | No Resource (1) | PV | SUN |  | PHOTOVOLTAIC | 2017-12-27 | Massachusetts Electric Company | MEC | MA | 021 | SEMA | SEMA |  | 0.466 | 0 | 0 | 0.16776
50700 | KLEARVU-02720PV180NM |  | No Resource (1) | PV | SUN |  | PHOTOVOLTAIC | 2017-12-27 | Massachusetts Electric Company | MEC | MA | 005 | SEMA | SEMA |  | 0.18 | 0 | 0 | 0.0648
50710 | ISMSOLARDIGHTON2-02715PV2000NM |  | No Resource (1) | PV | SUN |  | PHOTOVOLTAIC | 2018-01-04 | Massachusetts Electric Company | MEC | MA | 005 | SEMA | SEMA |  | 2 | 0 | 0 | 0.72
50711 | SOLARSKY-02920PV216RE |  | No Resource (1) | PV | SUN |  | PHOTOVOLTAIC | 2017-12-29 | The Narragansett Electric Company | NEC | RI | 007 | RI | RI |  | 0.216 | 0 | 0 | 0.07776
50712 | SOUTHERNSKY-02920PV216RE |  | No Resource (1) | PV | SUN |  | PHOTOVOLTAIC | 2017-12-29 | The Narragansett Electric Company | NEC | RI | 007 | RI | RI |  | 0.216 | 0 | 0 | 0.07776
50713 | ATHOLSOLAR-01331PV311NM |  | No Resource (1) | PV | SUN |  | PHOTOVOLTAIC | 2018-01-04 | Massachusetts Electric Company | MEC | MA | 027 | WMA | WCMA |  | 0.311 | 0 | 0 | 0.11196
50714 | TOWN_OF_DUXBURY_ID2117207 | 40599 | Duxbury Chandler | PV | SUN |  | PHOTOVOLTAIC | 2018-01-02 | NSTAR Electric Company | NSTAR | MA | 023 | SEMA | SEMA |  | 0.21 | 0 | 0 | 0.109
50715 | TARGET CONCORD (PV) |  | No Resource (1) | PV | SUN |  | PHOTOVOLTAIC | 2018-01-05 | Unitil Energy Systems, Inc. | UNITIL-ES | NH | 013 | NH | NH |  | 0.444 | 0 | 0 | 0.15984
50720 | CITYNORTHAMPTON-01062PV2355NM |  | No Resource (1) | PV | SUN |  | PHOTOVOLTAIC | 2018-01-05 | Massachusetts Electric Company | MEC | MA | 015 | WMA | WCMA |  | 2.355 | 0 | 0 | 0.8478
50721 | SUNEDISONGRAFTON-01519PV1000NM |  | No Resource (1) | PV | SUN |  | PHOTOVOLTAIC | 2018-01-16 | Massachusetts Electric Company | MEC | MA | 027 | CMA/NEMA | WCMA |  | 1 | 0 | 0 | 0.36
50722 | AIRDRAULICENG-02368PV109.3QF |  | No Resource (1) | PV | SUN |  | PHOTOVOLTAIC | 2018-01-19 | Massachusetts Electric Company | MEC | MA | 021 | SEMA | SEMA |  | 0.109 | 0 | 0 | 0.03924
50723 | BWCBOXPONDCAPERD01756PV743NM |  | No Resource (1) | PV | SUN |  | PHOTOVOLTAIC | 2018-01-23 | Massachusetts Electric Company | MEC | MA | 027 | SEMA | SEMA |  | 0.743 | 0 | 0 | 0.26748
50724 | 276WEYMOUTHST-02370PV166.5QF |  | No Resource (1) | PV | SUN |  | PHOTOVOLTAIC | 2018-01-19 | Massachusetts Electric Company | MEC | MA | 023 | SEMA | SEMA |  | 0.166 | 0 | 0 | 0.05976
50729 | NIPPAWUSSOLAR-02852PV780RE |  | No Resource (1) | PV | SUN |  | PHOTOVOLTAIC | 2018-01-26 | The Narragansett Electric Company | NEC | RI | 009 | RI | RI |  | 0.78 | 0 | 0 | 0.2808
50731 | NIPPAWUSSOLAR-02852PV930DG |  | No Resource (1) | PV | SUN |  | PHOTOVOLTAIC | 2018-01-26 | The Narragansett Electric Company | NEC | RI | 009 | RI | RI |  | 0.93 | 0 | 0 | 0.3348
50734 | BWCBOXPOND1860-01756PV1860NM |  | No Resource (1) | PV | SUN |  | PHOTOVOLTAIC | 2018-02-02 | Massachusetts Electric Company | MEC | MA | 027 | RI | SEMA |  | 1.86 | 0 | 0 | 0.6696
50735 | JADEREALTYTRUST-01463PV160QF |  | No Resource (1) | PV | SUN |  | PHOTOVOLTAIC | 2018-02-09 | Massachusetts Electric Company | MEC | MA | 017 | CMA/NEMA | WCMA |  | 0.16 | 0 | 0 | 0.05856
50736 | CEDFOSTERSOLAR-02825PV1980RE |  | No Resource (1) | PV | SUN |  | PHOTOVOLTAIC | 2018-02-09 | The Narragansett Electric Company | NEC | RI | 007 | RI | RI |  | 1.98 | 0 | 0 | 0.72468
50737 | WEBSTERSOLAR-01570PV1000NM |  | No Resource (1) | PV | SUN |  | PHOTOVOLTAIC | 2018-02-12 | Massachusetts Electric Company | MEC | MA | 027 | WMA | WCMA |  | 1 | 0 | 0 | 0.366
50738 | PALUMBOSOLAR-01569PV2000NM |  | No Resource (1) | PV | SUN |  | PHOTOVOLTAIC | 2018-02-13 | Massachusetts Electric Company | MEC | MA | 027 | RI | SEMA |  | 2 | 0 | 0 | 0.732
50742 | MCCRACKENFINANC-01821PV112QF |  | No Resource (1) | PV | SUN |  | PHOTOVOLTAIC | 2018-02-09 | Massachusetts Electric Company | MEC | MA | 017 | CMA/NEMA | WCMA |  | 0.112 | 0 | 0 | 0.040992
50743 | AJAXSOLARLLC-02379PV3084NM |  | No Resource (1) | PV | SUN |  | PHOTOVOLTAIC | 2018-02-13 | Massachusetts Electric Company | MEC | MA | 023 | SEMA | SEMA |  | 3.084 | 0 | 0 | 1.1287
50744 | EASTERNSCHLSOLAR-02356PV189NM |  | No Resource (1) | PV | SUN |  | PHOTOVOLTAIC | 2018-02-19 | Massachusetts Electric Company | MEC | MA | 005 | SEMA | SEMA |  | 0.189 | 0 | 0 | 0.069174
50783 | WEDSTILSONSOLAR-02898PV2000RE |  | No Resource (1) | PV | SUN |  | PHOTOVOLTAIC | 2018-03-01 | The Narragansett Electric Company | NEC | RI | 009 | RI | RI |  | 2 | 0 | 0 | 0.732
50790 | COHASSESOLARLLC-01550PV1000NM |  | No Resource (1) | PV | SUN |  | PHOTOVOLTAIC | 2018-03-02 | Massachusetts Electric Company | MEC | MA | 027 | WMA | WCMA |  | 1 | 0 | 0 | 0.366
50791 | TOWNOFMILFORD-01757PV168QF |  | No Resource (1) | PV | SUN |  | PHOTOVOLTAIC | 2018-03-05 | Massachusetts Electric Company | MEC | MA | 027 | RI | SEMA |  | 0.168 | 0 | 0 | 0.061488
50792 | 510VBLOSSOMEAST-02720PV996QF |  | No Resource (1) | PV | SUN |  | PHOTOVOLTAIC | 2018-03-07 | Massachusetts Electric Company | MEC | MA | 005 | SEMA | SEMA |  | 0.996 | 0 | 0 | 0.36454
50793 | KEARSARGEBAYSTATE-02769PV812NM |  | No Resource (1) | PV | SUN |  | PHOTOVOLTAIC | 2018-02-28 | Massachusetts Electric Company | MEC | MA | 005 | SEMA | SEMA |  | 0.812 | 0 | 0 | 0.29719
50797 | 510PVBLOSSOMWEST-02720PV996QF |  | No Resource (1) | PV | SUN |  | PHOTOVOLTAIC | 2018-03-07 | Massachusetts Electric Company | MEC | MA | 005 | SEMA | SEMA |  | 0.996 | 0 | 0 | 0.36454
50798 | SOLECT ENERGY (TOWNSEND) |  | No Resource (1) | PV | SUN |  | PHOTOVOLTAIC | 2018-03-07 | Fitchburg Gas & Electric Light Company | FGE | MA | 017 | WMA | WCMA |  | 0.296 | 0 | 0 | 0.10834
50799 | STORAGEUSA741-02919PV86.4NM |  | No Resource (1) | PV | SUN |  | PHOTOVOLTAIC | 2018-03-12 | The Narragansett Electric Company | NEC | RI | 007 | RI | RI |  | 0.864 | 0 | 0 | 0.31622
50800 | CECSOLAR1056LLC-01519PV990NM |  | No Resource (1) | PV | SUN |  | PHOTOVOLTAIC | 2018-03-14 | Massachusetts Electric Company | MEC | MA | 027 | CMA/NEMA | WCMA |  | 0.99 | 0 | 0 | 0.36234
50801 | JJCARDOSI-02915PV69RE |  | No Resource (1) | PV | SUN |  | PHOTOVOLTAIC | 2018-03-14 | The Narragansett Electric Company | NEC | RI | 007 | RI | RI |  | 0.07 | 0 | 0 | 0.02562
50802 | LODESTARSOLARHOST-01507PV499NM |  | No Resource (1) | PV | SUN |  | PHOTOVOLTAIC | 2018-03-15 | Massachusetts Electric Company | MEC | MA | 027 | WMA | WCMA |  | 0.499 | 0 | 0 | 0.18263
50803 | SUNSETSOLARA-01562PV499NM |  | No Resource (1) | PV | SUN |  | PHOTOVOLTAIC | 2018-03-14 | Massachusetts Electric Company | MEC | MA | 027 | WMA | WCMA |  | 0.499 | 0 | 0 | 0.18263
50804 | THURSTONSAILS-02809PV35NM |  | No Resource (1) | PV | SUN |  | PHOTOVOLTAIC | 2018-03-15 | The Narragansett Electric Company | NEC | RI | 001 | RI | RI |  | 0.035 | 0 | 0 | 0.01281
50805 | THECOUNTRYHEN-01452PV266NM |  | No Resource (1) | PV | SUN |  | PHOTOVOLTAIC | 2018-03-14 | Massachusetts Electric Company | MEC | MA | 027 | WMA | WCMA |  | 0.266 | 0 | 0 | 0.097356
50806 | SOCOREMADEV-01453PV984NM |  | No Resource (1) | PV | SUN |  | PHOTOVOLTAIC | 2018-03-14 | Massachusetts Electric Company | MEC | MA | 027 | WMA | WCMA |  | 0.984 | 0 | 0 | 0.36014
50807 | BLAIREWIREVLG-01562PV1000NM |  | No Resource (1) | PV | SUN |  | PHOTOVOLTAIC | 2018-03-14 | Massachusetts Electric Company | MEC | MA | 027 | WMA | WCMA |  | 1 | 0 | 0 | 0.366
50808 | WORCESTERSCHOOLS-01065PV339QF |  | No Resource (1) | PV | SUN |  | PHOTOVOLTAIC | 2018-03-14 | Massachusetts Electric Company | MEC | MA | 027 | CMA/NEMA | WCMA |  | 0.339 | 0 | 0 | 0.12407
50809 | LODESTARSOLAR3-01507PV499NM |  | No Resource (1) | PV | SUN |  | PHOTOVOLTAIC | 2018-03-15 | Massachusetts Electric Company | MEC | MA | 027 | WMA | WCMA |  | 0.499 | 0 | 0 | 0.18263
50810 | LODESTARSOLAR2-01507PV499NM |  | No Resource (1) | PV | SUN |  | PHOTOVOLTAIC | 2018-03-15 | Massachusetts Electric Company | MEC | MA | 027 | WMA | WCMA |  | 0.499 | 0 | 0 | 0.18263
50811 | PROVWATERSUPPLY-02907PV496NM |  | No Resource (1) | PV | SUN |  | PHOTOVOLTAIC | 2018-03-15 | The Narragansett Electric Company | NEC | RI | 007 | RI | RI |  | 0.496 | 0 | 0 | 0.18154
50812 | 87TOMHARVEYRD-02891PV167NM |  | No Resource (1) | PV | SUN |  | PHOTOVOLTAIC | 2018-03-16 | The Narragansett Electric Company | NEC | RI | 009 | RI | RI |  | 0.167 | 0 | 0 | 0.061122
50813 | EXCELMFGCO-01028PV230NM |  | No Resource (1) | PV | SUN |  | PHOTOVOLTAIC | 2018-03-16 | Massachusetts Electric Company | MEC | MA | 013 | WMA | WCMA |  | 0.23 | 0 | 0 | 0.08418
50814 | ACCUROUNDS-02322PV112NM |  | No Resource (1) | PV | SUN |  | PHOTOVOLTAIC | 2018-03-16 | Massachusetts Electric Company | MEC | MA | 021 | SEMA | SEMA |  | 0.112 | 0 | 0 | 0.040992
50816 | NORTONSOLAR2-02766PV495NM |  | No Resource (1) | PV | SUN |  | PHOTOVOLTAIC | 2018-03-16 | Massachusetts Electric Company | MEC | MA | 005 | RI | SEMA |  | 0.495 | 0 | 0 | 0.18117
50817 | SUNSETSOLARB-01562PV499NM |  | No Resource (1) | PV | SUN |  | PHOTOVOLTAIC | 2018-03-14 | Massachusetts Electric Company | MEC | MA | 027 | WMA | WCMA |  | 0.499 | 0 | 0 | 0.18263
50818 | NORTONSOLAR1-02766PV495NM |  | No Resource (1) | PV | SUN |  | PHOTOVOLTAIC | 2018-03-15 | Massachusetts Electric Company | MEC | MA | 005 | RI | SEMA |  | 0.495 | 0 | 0 | 0.18117
50819 | WEDKINGSTOWNWEST-02898PV1500NM |  | No Resource (1) | PV | SUN |  | PHOTOVOLTAIC | 2018-03-19 | The Narragansett Electric Company | NEC | MA | 003 | RI | RI |  | 1.5 | 0 | 0 | 0.549
50820 | SECURITYREALTY-01772PV650NM |  | No Resource (1) | PV | SUN |  | PHOTOVOLTAIC | 2018-03-19 | Massachusetts Electric Company | MEC | MA | 027 | CMA/NEMA | WCMA |  | 0.65 | 0 | 0 | 0.2379
50821 | WEDKINGSTOWNEAST-02898PV3000NM |  | No Resource (1) | PV | SUN |  | PHOTOVOLTAIC | 2018-03-20 | The Narragansett Electric Company | NEC | MA | 003 | RI | RI |  | 3 | 0 | 0 | 1.098
50822 | AIRXCHANGE-02370PV280NM |  | No Resource (1) | PV | SUN |  | PHOTOVOLTAIC | 2018-03-19 | Massachusetts Electric Company | MEC | MA | 023 | RI | SEMA |  | 0.28 | 0 | 0 | 0.10248
50823 | TOWNOFWENDELL-01510PV1000NM |  | No Resource (1) | PV | SUN |  | PHOTOVOLTAIC | 2018-03-20 | Massachusetts Electric Company | MEC | MA | 027 | CMA/NEMA | WCMA |  | 1 | 0 | 0 | 0.366
50824 | TRSFOUNDRY-01852PV266.4QF |  | No Resource (1) | PV | SUN |  | PHOTOVOLTAIC | 2018-03-23 | Massachusetts Electric Company | MEC | MA | 017 | CMA/NEMA | WCMA |  | 0.266 | 0 | 0 | 0.097356
50825 | ALTERNATEPWR-02147PV995NM |  | No Resource (1) | PV | SUN |  | PHOTOVOLTAIC | 2018-03-23 | Massachusetts Electric Company | MEC | MA | 003 | WMA | WCMA |  | 0.995 | 0 | 0 | 0.36417
50826 | WOODCHUCKLNSOLAR-01562PV1000NM |  | No Resource (1) | PV | SUN |  | PHOTOVOLTAIC | 2018-03-23 | Massachusetts Electric Company | MEC | MA | 027 | WMA | WCMA |  | 1 | 0 | 0 | 0.366
50828 | STOFRIPOWERS-02908PV140NM |  | No Resource (1) | PV | SUN |  | PHOTOVOLTAIC | 2018-03-30 | The Narragansett Electric Company | NEC | RI | 007 | RI | RI |  | 0.14 | 0 | 0 | 0.05124
50829 | ONYXDEVGRP-02359PV2400NM |  | No Resource (1) | PV | SUN |  | PHOTOVOLTAIC | 2018-03-26 | Massachusetts Electric Company | MEC | MA | 023 | SEMA | SEMA |  | 2.4 | 0 | 0 | 0.8784
50830 | SAMPSONRDSOLAR-01507PV2000NM |  | No Resource (1) | PV | SUN |  | PHOTOVOLTAIC | 2018-03-26 | Massachusetts Electric Company | MEC | MA | 027 | WMA | WCMA |  | 2 | 0 | 0 | 0.732
50831 | TOSSOLAR2/725-01550PV480NM |  | No Resource (1) | PV | SUN |  | PHOTOVOLTAIC | 2018-03-26 | Massachusetts Electric Company | MEC | MA | 027 | WMA | WCMA |  | 0.48 | 0 | 0 | 0.17568
50832 | TOSSOLAR2/726-01550PV984NM |  | No Resource (1) | PV | SUN |  | PHOTOVOLTAIC | 2018-03-26 | Massachusetts Electric Company | MEC | MA | 027 | WMA | WCMA |  | 0.984 | 0 | 0 | 0.36014
50834 | GOODINGBUSSPACE-02809PV156RE |  | No Resource (1) | PV | SUN |  | PHOTOVOLTAIC | 2018-03-27 | The Narragansett Electric Company | NEC | RI | 001 | RI | RI |  | 0.156 | 0 | 0 | 0.057096

## 2.1 Notes
2.1 Notes
FOOTNOTES
-1 | This is an existing Asset that has no associated Resource at this time.
NOTES
- | Appendix A defines the codes used for company abbreviations, prime mover, and fuel type.
- | Generator Information as of April 1, 2018.
- | The Expected Summer Peak SCC is based on existing capacity as of the April 2018 SCC Report, with the addition of generation that is expected to go into service by June 1 based on the interconnection queue and information provided to ISO-NE by the lead participants of new generators. The expected SCC values also include full and partial retirements pursuant to the FCM.
- | SCC values may change throughout the year. Refer to the monthly SCC Reports at (https://www.iso-ne.com/isoexpress/web/reports/operations/-/tree/seasonal-claimed-capability) for the most recent values.
- | The summer SCC of J. Cockwell 1 as reported in the 4/1/18 SCC Report reflects a derated value of 0 MW. However, since its FCM Capacity Supply Obligation Value pursuant to Market Rule 1 is 192.275 MW, it is assumed that the unit will be operating during the 2018-2019 Capacity Commitment Period. Therefore, the asset's SCC in this generator list reflects the summer CSO.
- | For the Expected Summer Peak SCC values, new PV and wind resources that do not yet have an SCC value due to a lack of historical generation data have an assumed summer SCC that is based on FCM Qualified Capacity, if applicable. Otherwise, the ratings of new PV resources are assumed to be 36.6% of nameplate (summer).
- | When an alternate fuel is listed, the unit may not necessarily be fully operable on both fuels.
- | Acronym field name definitions: ID = Idenification; FIPS = Federal Information Processing Standard; RSP = Regional System Plan; EIA = U.S. Energy Information Administration

## 2.2 Net of Imports & Exports
2.2 Net of Imports and Exports (1)
|  | CAPACITY IMPORT/EXPORT FROM |  | CAPABILITY - MW
|  |  |  | Winter | Summer
|  |  |  | 2018-01-01 | 2018-08-01
|  | Quebec (2) |  | 361.8 | 398
|  | New Brunswick |  | 208 | 146
|  | New York (3) |  | 710.53 | 954
|  |  | NET OF IMPORTS AND EXPORTS (4), (5) | 1280.33 | 1498
FOOTNOTES:
-1 | Summer and winter values are based on FCM Capacity Supply Obligations.
-2 | The Citizens Block Load CSO, which is treated as a generating resource in Section 4.1, is treated here as an import from Quebec.
-3 | New York values reflect a 100 MW Administrative Export. That export is treated as a reduction to the generation CSO in Sec. 1.
-4 | A positive value indicates net imports and a negative value indicates net exports.
-5 | May not equal sum due to rounding.

## 3.1.1 PV Forecast - Nameplate
3.1.1 - Forecast of PV Resources by Category and State
|  |  |  | Annual Total Incremental MW - Nameplate Rating | [10 empty] | Totals
| Category | Sub-Category | States | Through 2017 | 2018 | 2019 | 2020 | 2021 | 2022 | 2023 | 2024 | 2025 | 2026 | 2027
| PV in Markets | FCM PV | CT | 0.701 | 0 | 0 | 0 | 5.75 | 0 | 0 | 0 | 0 | 0 | 0 | 6.451
|  |  | MA | 26.237 | 36.97 | 84.799 | 10.996 | 32.838 | 0 | 0 | 0 | 0 | 0 | 0 | 191.84
|  |  | ME | 0 | 0 | 0 | 0 | 0 | 0 | 0 | 0 | 0 | 0 | 0 | 0
|  |  | NH | 0 | 0 | 0 | 0 | 0 | 0 | 0 | 0 | 0 | 0 | 0 | 0
|  |  | RI | 0.445 | 0 | 0 | 0 | 20.955 | 0 | 0 | 0 | 0 | 0 | 0 | 21.4
|  |  | VT | 0 | 0 | 0 | 0 | 0 | 0 | 0 | 0 | 0 | 0 | 0 | 0
|  | Total | Annual | 27.383 | 36.97 | 84.799 | 10.996 | 59.543 | 0 | 0 | 0 | 0 | 0 | 0 | 219.691
|  |  | Cumulative | 27.383 | 64.353 | 149.152 | 160.148 | 219.691 | 219.691 | 219.691 | 219.691 | 219.691 | 219.691 | 219.691 | 219.691
|  | Non-FCM PV | CT | 2.2 | 0.53312 | 0.52218 | 0.5406 | 0.48499 | 0.43886 | 0.32333 | 0.31382 | 0.30431 | 0.2948 | 0.28529 | 6.2413
|  |  | MA | 826.489 | 101.2109 | 32.8097 | 106.6127 | 78.2369 | 111.0749 | 111.0749 | 111.0749 | 69.694 | 67.5161 | 65.3382 | 1681.132
|  |  | ME | 0 | 0 | 0 | 0 | 0 | 0 | 0 | 0 | 0 | 0 | 0 | 0
|  |  | NH | 6.96 | 1.3821 | 1.3821 | 1.3821 | 1.3053 | 1.3053 | 1.3053 | 1.3053 | 1.3053 | 1.3053 | 1.3053 | 20.2438
|  |  | RI | 27.323 | 15.1462 | 15.1462 | 13.7829 | -7.9378 | 13.0172 | 13.0172 | 13.0172 | 13.0172 | 13.0172 | 13.0172 | 141.5635
|  |  | VT | 0 | 0 | 0 | 0 | 0 | 0 | 0 | 0 | 0 | 0 | 0 | 0
|  | Total | Annual | 862.972 | 118.2723 | 49.8602 | 122.3183 | 72.0894 | 125.8363 | 125.7207 | 125.7112 | 84.3209 | 82.1334 | 79.946 | 1849.1805
|  |  | Cumulative | 862.972 | 981.2443 | 1031.1044 | 1153.4227 | 1225.5121 | 1351.3484 | 1477.0691 | 1602.7803 | 1687.1012 | 1769.2346 | 1849.1805 | 1849.1805
| Markets Total |  | Annual | 890.355 | 155.2423 | 134.6592 | 133.3143 | 131.6324 | 125.8363 | 125.7207 | 125.7112 | 84.3209 | 82.1334 | 79.946 | 2068.8715
|  |  | Cumulative | 890.355 | 1045.5973 | 1180.2564 | 1313.5707 | 1445.2031 | 1571.0394 | 1696.7601 | 1822.4713 | 1906.7922 | 1988.9256 | 2068.8715 | 2068.8715
| Behind-the-Meter PV |  | CT | 362.746 | 88.0737 | 86.2666 | 89.3082 | 74.3722 | 72.5017 | 53.4148 | 51.8438 | 50.2728 | 48.7017 | 47.1307 | 1024.6322
|  |  | MA | 749.529 | 158.4891 | 110.3908 | 110.3908 | 104.258 | 104.258 | 104.258 | 104.258 | 65.4168 | 63.3725 | 61.3282 | 1735.9494
|  |  | ME | 33.461 | 10.1885 | 10.1885 | 10.1885 | 9.6225 | 9.6225 | 9.6225 | 9.6225 | 9.6225 | 9.6225 | 9.6225 | 131.3841
|  |  | NH | 62.718 | 12.4546 | 12.4546 | 12.4546 | 11.7627 | 11.7627 | 11.7627 | 11.7627 | 11.7627 | 11.7627 | 11.7627 | 182.4207
|  |  | RI | 34.463 | 19.3508 | 19.3508 | 17.6091 | 16.6308 | 16.6308 | 16.6308 | 16.6308 | 16.6308 | 16.6308 | 16.6308 | 207.1895
|  |  | VT | 257.238 | 31.5 | 22.5 | 22.5 | 21.25 | 21.25 | 21.25 | 21.25 | 21.25 | 21.25 | 21.25 | 482.488
| Behind-the Meter Total |  | Annual | 1500.155 | 320.0568 | 261.1514 | 262.4513 | 237.8962 | 236.0257 | 216.9388 | 215.3678 | 174.9556 | 171.3403 | 167.725 | 3764.0639
|  |  | Cumulative | 1500.155 | 1820.2118 | 2081.3632 | 2343.8145 | 2581.7107 | 2817.7364 | 3034.6752 | 3250.0431 | 3424.9986 | 3596.3389 | 3764.0639 | 3764.0639
| Annual Total | All PV Categories | CT | 365.647 | 88.6068 | 86.7888 | 89.8488 | 80.6072 | 72.9405 | 53.7381 | 52.1576 | 50.5771 | 48.9965 | 47.416 | 1037.3245
|  |  | MA | 1602.255 | 296.67 | 227.9995 | 227.9995 | 215.3329 | 215.3329 | 215.3329 | 215.3329 | 135.1108 | 130.8886 | 126.6664 | 3608.9214
|  |  | ME | 33.461 | 10.1885 | 10.1885 | 10.1885 | 9.6225 | 9.6225 | 9.6225 | 9.6225 | 9.6225 | 9.6225 | 9.6225 | 131.3841
|  |  | NH | 69.678 | 13.8367 | 13.8367 | 13.8367 | 13.068 | 13.068 | 13.068 | 13.068 | 13.068 | 13.068 | 13.068 | 202.6644
|  |  | RI | 62.231 | 34.497 | 34.497 | 31.392 | 29.648 | 29.648 | 29.648 | 29.648 | 29.648 | 29.648 | 29.648 | 370.153
|  |  | VT | 257.238 | 31.5 | 22.5 | 22.5 | 21.25 | 21.25 | 21.25 | 21.25 | 21.25 | 21.25 | 21.25 | 482.488
| All PV Categories Total |  | Annual | 2390.51 | 475.299 | 395.8106 | 395.7656 | 369.5286 | 361.8619 | 342.6595 | 341.079 | 259.2764 | 253.4737 | 247.6709 | 5832.9354
| Cumulative Total | All PV Categories | CT | 365.647 | 454.2538 | 541.0426 | 630.8914 | 711.4986 | 784.4391 | 838.1773 | 890.3349 | 940.9119 | 989.9085 | 1037.3245 | 1037.3245
|  |  | MA | 1602.255 | 1898.925 | 2126.9245 | 2354.924 | 2570.2569 | 2785.5898 | 3000.9226 | 3216.2555 | 3351.3663 | 3482.255 | 3608.9214 | 3608.9214
|  |  | ME | 33.461 | 43.6495 | 53.8381 | 64.0266 | 73.6491 | 83.2716 | 92.8941 | 102.5166 | 112.1391 | 121.7616 | 131.3841 | 131.3841
|  |  | NH | 69.678 | 83.5147 | 97.3515 | 111.1882 | 124.2562 | 137.3243 | 150.3923 | 163.4603 | 176.5284 | 189.5964 | 202.6644 | 202.6644
|  |  | RI | 62.231 | 96.728 | 131.225 | 162.617 | 192.265 | 221.913 | 251.561 | 281.209 | 310.857 | 340.505 | 370.153 | 370.153
|  |  | VT | 257.238 | 288.738 | 311.238 | 333.738 | 354.988 | 376.238 | 397.488 | 418.738 | 439.988 | 461.238 | 482.488 | 482.488
| All PV Categories Total |  | Cumulative | 2390.51 | 2865.809 | 3261.6196 | 3657.3852 | 4026.9138 | 4388.7758 | 4731.4353 | 5072.5144 | 5331.7908 | 5585.2645 | 5832.9354 | 5832.9354
NOTES:
- | Explanation of all PV forecast assumptions and methodology is available at:
https://www.iso-ne.com/committees/planning/distributed-generation/
- | The forecast reflects values after applying discount factors developed to reflect a degree of uncertainty in future PV development
- | FCM PV consists of supply or demand-side resources with Capacity Suppliy Obligations (CSO), which may also be Settlement Only Resources (SORs)
- | Non-FCM PV includes SORs and Generators (per OP-14) that participate only in the energy market. Negative values in this category are due to the transfer of certain resources from Non-FCM PV to the FCM PV category.
- | Forecast values represent end-of-year installed capacities
- | Values shown may not sum correctly due to rounding

## 3.1.2 PV Forecast - BTM MW
3.1.2 - Forecast of Cumulative BTM PV Estimated Summer Seasonal (July 1st) Peak Load Reduction by State (1)
Cumulative Total MW - Estimated Summer Seasonal Peak Load Reduction
| Category |  | States | 2017 | 2018 | 2019 | 2020 | 2021 | 2022 | 2023 | 2024 | 2025 | 2026 | 2027
| Behind-the-Meter PV |  | CT | 125.6246 | 154.5493 | 181.6431 | 207.097 | 229.1737 | 246.1732 | 258.902 | 266.4965 | 273.3504 | 280.2546 | 286.0731
|  |  | MA | 291.3602 | 315.6953 | 356.404 | 383.8286 | 407.9936 | 428.957 | 448.0152 | 465.3111 | 477.2324 | 482.5369 | 486.5307
|  |  | ME | 11.9818 | 14.5951 | 17.8906 | 20.9787 | 23.7489 | 26.1953 | 28.4468 | 30.5163 | 32.4793 | 34.4374 | 36.2587
|  |  | NH | 22.834 | 26.3584 | 30.0482 | 33.5201 | 36.6125 | 39.3246 | 41.8088 | 44.0811 | 46.2461 | 48.4415 | 50.4751
|  |  | RI | 8.793 | 16.3672 | 23.0768 | 29.1014 | 34.156 | 38.6371 | 42.7718 | 46.5826 | 50.1882 | 53.7525 | 57.0752
|  |  | VT | 86.6551 | 105.0697 | 111.5678 | 115.7165 | 119.2456 | 122.195 | 124.8055 | 127.1067 | 129.3761 | 131.9542 | 134.2784
| Total |  | Cumulative | 547.2487 | 632.6351 | 720.6306 | 790.2423 | 850.9303 | 901.4822 | 944.7501 | 980.0944 | 1008.8724 | 1031.3771 | 1050.6913
| Corresponding % of BTM PV AC nameplate capacity |  |  | 38.08% | 36.63% | 35.35% | 34.21% | 33.1% | 32.04% | 31.02% | 30.04% | 29.15% | 28.41% | 27.68%
Monthly PV Growth Table (as a % of Annual Growth)
| Month | 1 | 2 | 3 | 4 | 5 | 6 | 7 | 8 | 9 | 10 | 11 | 12
| Incremental | 5.234% | 4.52% | 6.534% | 6.778% | 7.095% | 7.676% | 8.808% | 8.121% | 7.734% | 7.393% | 8.462% | 21.65%
| Cumulative | 5.234% | 9.754% | 16.29% | 23.07% | 30.16% | 37.84% | 46.64% | 54.77% | 62.5% | 69.89% | 78.35% | 100%
The above percentages are based on four years of historical installation data and reflect end of month values.
FOOTNOTES:
-1 | Explanation of all PV forecast assumptions and methodology is available at:
https://www.iso-ne.com/committees/planning/distributed-generation/
NOTES ON ESTIMATED SUMMER PEAK LOAD REDUCTION
- | Values relate to coincident summer peak loads only; values for non-coincident summer peak loads (for example, at the state level) may be different
- | Values are net of discount factors developed to reflect a degree of uncertainty in future PV development
- | Values include the effects of an assumed 0.5% per year PV panel degradation rate that is not reflected in the corresponding % of BTM PV AC nameplate capacity values.
- | Values include the effect of diminishing PV production as increasing PV penetrations shift the timing of peaks later in the day.
- | Values are as of July 1 of each year, and include an 8% transmission and distribution loss gross-up. The July 1 values were calculated based on the cumulative growth percentage through June as shown in the Monthly PV Growth Table above.
- | In Sections 1.1 and 1.2 of the CELT Report, the Behind-the-Meter (BTM) PV estimated summer seasonal peak load reductions are reflected in line 1.1.1.
- | Different planning studies may use different values based on the intent of the study.

## 3.1.3 PV Forecast - BTM Energy
3.1.3 - Forecast of BTM PV Energy (GWh) by State
Estimated Annual Energy (GWh)
| Category | States | 2017 | 2018 | 2019 | 2020 | 2021 | 2022 | 2023 | 2024 | 2025 | 2026 | 2027
| Behind-the-Meter PV | CT | 424.2886 | 538.5051 | 656.6164 | 775.2525 | 886.256 | 983.7062 | 1069.4992 | 1139.0217 | 1202.2879 | 1264.9257 | 1325.025
|  | MA | 929.373 | 1084.9379 | 1272.0851 | 1418.4039 | 1556.4087 | 1690.6333 | 1824.1731 | 1960.2274 | 2070.2277 | 2147.9556 | 2222.4327
|  | ME | 39.1003 | 49.5536 | 63.0521 | 76.6066 | 89.5757 | 102.11 | 114.581 | 127.199 | 139.3324 | 151.6149 | 163.8277
|  | NH | 75.3485 | 87.5916 | 103.5677 | 119.6661 | 134.9553 | 149.7802 | 164.5299 | 179.5145 | 193.8026 | 208.3285 | 222.771
|  | RI | 30.0642 | 56.6853 | 83.1691 | 108.8672 | 132.0128 | 154.3618 | 176.5981 | 199.0888 | 220.7317 | 242.6326 | 264.4097
|  | VT | 277.0969 | 344.6543 | 379.7318 | 407.6579 | 433.645 | 459.0622 | 484.3491 | 510.2752 | 534.5273 | 559.4266 | 584.1788
| Behind-the Meter Total |  | 1775.2716 | 2161.9277 | 2558.2222 | 2906.4542 | 3232.8535 | 3539.6536 | 3833.7304 | 4115.3265 | 4360.9096 | 4574.8839 | 4782.6449
NOTES:
- | Explanation of all PV forecast assumptions and methodology is available at:
https://www.iso-ne.com/committees/planning/distributed-generation/
- | Monthly in-service dates of PV assumed based on historical development
- | All values are grossed up by 6.5% to reflect avoided transmission and distribution losses
- | Values include the effects of an assumed 0.5% per year PV panel degradation rate

## 4.1 Sum of CSOs
4.1 Summary of Capacity Supply Obligations (CSO) MW(1)(2)(3)(4)(5)(6)
Capacity Commitment Period
|  |  |  | 2017-18 (7) |  | 2018-19 (8) |  | 2019-20 (9) |  | 2020-21 (10) |  | 2021-22 (11)
| Load Zone Name | Resource Type | Resource Sub Type | Summer CSO | Winter CSO | Summer CSO | Winter CSO | Summer CSO | Winter CSO | Summer CSO | Winter CSO | Summer CSO | Winter CSO
| CT | ACTIVE DR | REAL TIME DR / ADCR (12) | 105.685 | 97.895 | 99.973 | 90.038 | 73.12 | 73.235 | 82.481 | 83.743 | 140.525 | 140.525
|  |  | REAL-TIME EG | 1.504 | 1.504
|  |  | TOTAL ACTIVE | 107.189 | 99.399 | 99.973 | 90.038 | 73.12 | 73.235 | 82.481 | 83.743 | 140.525 | 140.525
|  | PASSIVE DR | ON-PEAK | 60.325 | 59.755 | 71.504 | 71.504 | 58.296 | 58.296 | 65.402 | 71.369 | 66.519 | 66.519
|  |  | SEASONAL PEAK | 457.831 | 457.831 | 432.306 | 432.306 | 437.607 | 437.607 | 567.238 | 549.233 | 630.879 | 614.787
|  |  | TOTAL PASSIVE | 518.156 | 517.586 | 503.81 | 503.81 | 495.903 | 495.903 | 632.64 | 620.602 | 697.398 | 681.306
|  | DR Total |  | 625.345 | 616.985 | 603.783 | 593.848 | 569.023 | 569.138 | 715.121 | 704.345 | 837.923 | 821.831
|  | GEN | Intermittent | 162.971 | 177.017 | 153.801 | 167.671 | 165.972 | 181.695 | 147.687 | 160.215 | 159.407 | 173.111
|  |  | Non Intermittent | 8261.071 | 8311.531 | 9122.433 | 9154.07 | 9651.878 | 9702.614 | 9696.118 | 9696.118 | 9306.909 | 9324.539
|  | GEN Total |  | 8424.042 | 8488.548 | 9276.234 | 9321.741 | 9817.85 | 9884.309 | 9843.805 | 9856.333 | 9466.316 | 9497.65
| CT Total |  |  | 9049.387 | 9105.533 | 9880.017 | 9915.589 | 10386.873 | 10453.447 | 10558.926 | 10560.678 | 10304.239 | 10319.481
| ME | ACTIVE DR | REAL TIME DR / ADCR (12) | 98.045 | 108.605 | 112.915 | 118.351 | 111.839 | 107.581 | 102.178 | 102.178 | 125.387 | 125.387
|  |  | REAL-TIME EG | 0 | 0
|  |  | TOTAL ACTIVE | 98.045 | 108.605 | 112.915 | 118.351 | 111.839 | 107.581 | 102.178 | 102.178 | 125.387 | 125.387
|  | PASSIVE DR | ON-PEAK | 163.837 | 163.875 | 175.455 | 174.826 | 173.817 | 173.817 | 139.101 | 139.101 | 140.911 | 164.555
|  |  | SEASONAL PEAK | 0 | 0 | 0 | 0 | 0 | 0 | 0 | 0 | 0 | 0
|  |  | TOTAL PASSIVE | 163.837 | 163.875 | 175.455 | 174.826 | 173.817 | 173.817 | 139.101 | 139.101 | 140.911 | 164.555
|  | DR Total |  | 261.882 | 272.48 | 288.37 | 293.177 | 285.656 | 281.398 | 241.279 | 241.279 | 266.298 | 289.942
|  | GEN | Intermittent | 240.663 | 364.913 | 173.768 | 284.946 | 214.282 | 328.202 | 212.105 | 324.077 | 205.569 | 320.948
|  |  | Non Intermittent | 2972.744 | 2973.999 | 2968.878 | 2988.648 | 2969.052 | 2971.831 | 2754.067 | 2754.067 | 2460.144 | 2488.739
|  | GEN Total |  | 3213.407 | 3338.912 | 3142.646 | 3273.594 | 3183.334 | 3300.033 | 2966.172 | 3078.144 | 2665.713 | 2809.687
| ME Total |  |  | 3475.289 | 3611.392 | 3431.016 | 3566.771 | 3468.99 | 3581.431 | 3207.451 | 3319.423 | 2932.011 | 3099.629
| NEMA | ACTIVE DR | REAL TIME DR / ADCR (12) | 37.119 | 38.49 | 43.057 | 44.242 | 61.117 | 62.411 | 53.774 | 55.068 | 73.205 | 74.499
|  |  | REAL-TIME EG | 0 | -0.228
|  |  | TOTAL ACTIVE | 37.119 | 38.262 | 43.057 | 44.242 | 61.117 | 62.411 | 53.774 | 55.068 | 73.205 | 74.499
|  | PASSIVE DR | ON-PEAK | 581.226 | 580.416 | 659.546 | 657.067 | 594.678 | 594.678 | 753.896 | 754.441 | 735.204 | 735.204
|  |  | SEASONAL PEAK | 0 | 0 | 0 | 0 | 0 | 0 | 0 | 0 | 0 | 0
|  |  | TOTAL PASSIVE | 581.226 | 580.416 | 659.546 | 657.067 | 594.678 | 594.678 | 753.896 | 754.441 | 735.204 | 735.204
|  | DR Total |  | 618.345 | 618.678 | 702.603 | 701.309 | 655.795 | 657.089 | 807.67 | 809.509 | 808.409 | 809.703
|  | GEN | Intermittent | 70.226 | 71.674 | 71.94 | 73.312 | 77.148 | 72.26 | 77.186 | 73.211 | 79.005 | 72.905
|  |  | Non Intermittent | 3175.674 | 3179.925 | 3204.07 | 3486.288 | 3225.279 | 3426.238 | 3214.659 | 3214.659 | 2481.938 | 2512.166
|  | GEN Total |  | 3245.9 | 3251.599 | 3276.01 | 3559.6 | 3302.427 | 3498.498 | 3291.845 | 3287.87 | 2560.943 | 2585.071
| NEMA Total |  |  | 3864.245 | 3870.277 | 3978.613 | 4260.909 | 3958.222 | 4155.587 | 4099.515 | 4097.379 | 3369.352 | 3394.774
| NH | ACTIVE DR | REAL TIME DR / ADCR (12) | 13.763 | 13.042 | 20.223 | 17.526 | 23.747 | 24.218 | 16.489 | 17.208 | 41.604 | 41.604
|  |  | REAL-TIME EG | 0 | 0
|  |  | TOTAL ACTIVE | 13.763 | 13.042 | 20.223 | 17.526 | 23.747 | 24.218 | 16.489 | 17.208 | 41.604 | 41.604
|  | PASSIVE DR | ON-PEAK | 76.272 | 76.272 | 90.228 | 90.228 | 88.882 | 88.882 | 102.202 | 120.207 | 104.545 | 120.637
|  |  | SEASONAL PEAK | 0 | 0 | 0 | 0 | 0 | 0 | 0 | 0 | 0 | 0
|  |  | TOTAL PASSIVE | 76.272 | 76.272 | 90.228 | 90.228 | 88.882 | 88.882 | 102.202 | 120.207 | 104.545 | 120.637
|  | DR Total |  | 90.035 | 89.314 | 110.451 | 107.754 | 112.629 | 113.1 | 118.691 | 137.415 | 146.149 | 162.241
|  | GEN | Intermittent | 145.069 | 204.212 | 163.759 | 218.047 | 165.097 | 229.529 | 165.885 | 232.111 | 162.422 | 225.259
|  |  | Non Intermittent | 4082.426 | 4082.426 | 4104.362 | 4104.362 | 4076.384 | 4078.664 | 4112.453 | 4112.453 | 4047.51 | 4047.085
|  | GEN Total |  | 4227.495 | 4286.638 | 4268.121 | 4322.409 | 4241.481 | 4308.193 | 4278.338 | 4344.564 | 4209.932 | 4272.344
| NH Total |  |  | 4317.53 | 4375.952 | 4378.572 | 4430.163 | 4354.11 | 4421.293 | 4397.029 | 4481.979 | 4356.081 | 4434.585
| RI | ACTIVE DR | REAL TIME DR / ADCR (12) | 19.13 | 15.629 | 22.842 | 22.551 | 36.721 | 36.721 | 26.868 | 26.868 | 44.939 | 44.939
|  |  | REAL-TIME EG | 0 | 0
|  |  | TOTAL ACTIVE | 19.13 | 15.629 | 22.842 | 22.551 | 36.721 | 36.721 | 26.868 | 26.868 | 44.939 | 44.939
|  | PASSIVE DR | ON-PEAK | 208.338 | 208.058 | 236.694 | 234.914 | 216.85 | 216.85 | 266.873 | 266.873 | 279.712 | 279.712
|  |  | SEASONAL PEAK | 0 | 0 | 0 | 0 | 0 | 0 | 0 | 0 | 0 | 0
|  |  | TOTAL PASSIVE | 208.338 | 208.058 | 236.694 | 234.914 | 216.85 | 216.85 | 266.873 | 266.873 | 279.712 | 279.712
|  | DR Total |  | 227.468 | 223.687 | 259.536 | 257.465 | 253.571 | 253.571 | 293.741 | 293.741 | 324.651 | 324.651
|  | GEN | Intermittent | 0.455 | 2.281 | 0.434 | 2.185 | 7.264 | 16.458 | 7.295 | 16.212 | 15.674 | 16.162
|  |  | Non Intermittent | 1914.009 | 1916.385 | 1908.62 | 1909.759 | 1879.339 | 1888.058 | 2407.116 | 2425.394 | 2406.264 | 2435.459
|  | GEN Total |  | 1914.464 | 1918.666 | 1909.054 | 1911.944 | 1886.603 | 1904.516 | 2414.411 | 2441.606 | 2421.938 | 2451.621
| RI Total |  |  | 2141.932 | 2142.353 | 2168.59 | 2169.409 | 2140.174 | 2158.087 | 2708.152 | 2735.347 | 2746.589 | 2776.272
| SEMA | ACTIVE DR | REAL TIME DR / ADCR (12) | 25.75 | 25.623 | 28.511 | 29.677 | 49.268 | 49.268 | 32.675 | 32.675 | 50.582 | 50.582
|  |  | REAL-TIME EG | 0 | 0
|  |  | TOTAL ACTIVE | 25.75 | 25.623 | 28.511 | 29.677 | 49.268 | 49.268 | 32.675 | 32.675 | 50.582 | 50.582
|  | PASSIVE DR | ON-PEAK | 299.106 | 298.902 | 366.434 | 366.259 | 306.636 | 306.636 | 372.505 | 373.639 | 411.731 | 411.731
|  |  | SEASONAL PEAK | 0 | 0 | 0 | 0 | 0 | 0 | 0 | 0 | 0 | 0
|  |  | TOTAL PASSIVE | 299.106 | 298.902 | 366.434 | 366.259 | 306.636 | 306.636 | 372.505 | 373.639 | 411.731 | 411.731
|  | DR Total |  | 324.856 | 324.525 | 394.945 | 395.936 | 355.904 | 355.904 | 405.18 | 406.314 | 462.313 | 462.313
|  | GEN | Intermittent | 77.401 | 81.889 | 85.276 | 79.168 | 95.006 | 77.973 | 101.448 | 80.821 | 102.701 | 80.574
|  |  | Non Intermittent | 4533.385 | 4572.565 | 4532.515 | 4851.456 | 4354.714 | 4485.547 | 4418.249 | 4418.249 | 4448.426 | 4463.623
|  | GEN Total |  | 4610.786 | 4654.454 | 4617.791 | 4930.624 | 4449.72 | 4563.52 | 4519.697 | 4499.07 | 4551.127 | 4544.197
| SEMA Total |  |  | 4935.642 | 4978.979 | 5012.736 | 5326.56 | 4805.624 | 4919.424 | 4924.877 | 4905.384 | 5013.44 | 5006.51
| VT | ACTIVE DR | REAL TIME DR / ADCR (12) | 32.103 | 40.897 | 26.269 | 30.849 | 34.301 | 31.421 | 34.079 | 34.079 | 52.664 | 52.664
|  |  | REAL-TIME EG | 0 | 0
|  |  | TOTAL ACTIVE | 32.103 | 40.897 | 26.269 | 30.849 | 34.301 | 31.421 | 34.079 | 34.079 | 52.664 | 52.664
|  | PASSIVE DR | ON-PEAK | 124.574 | 132.571 | 119.724 | 119.724 | 114.063 | 114.063 | 97.668 | 97.751 | 119.351 | 119.729
|  |  | SEASONAL PEAK | 0 | 0 | 0 | 0 | 0 | 0 | 0 | 0 | 0 | 0
|  |  | TOTAL PASSIVE | 124.574 | 132.571 | 119.724 | 119.724 | 114.063 | 114.063 | 97.668 | 97.751 | 119.351 | 119.729
|  | DR Total |  | 156.677 | 173.468 | 145.993 | 150.573 | 148.364 | 145.484 | 131.747 | 131.83 | 172.015 | 172.393
|  | GEN | Intermittent | 63.161 | 120.152 | 61.157 | 103.673 | 85.462 | 144.782 | 89.513 | 146.701 | 78.064 | 132.322
|  |  | Non Intermittent | 246.586 | 246.586 | 216.215 | 209.312 | 238.265 | 238.265 | 243.066 | 243.149 | 237.979 | 238.357
|  | GEN Total |  | 309.747 | 366.738 | 277.372 | 312.985 | 323.727 | 383.047 | 332.579 | 389.85 | 316.043 | 370.679
| VT Total |  |  | 466.424 | 540.206 | 423.365 | 463.558 | 472.091 | 528.531 | 464.326 | 521.68 | 488.058 | 543.072
| WCMA | ACTIVE DR | REAL TIME DR / ADCR (12) | 48.842 | 46.452 | 53.83 | 50.046 | 77.048 | 79.571 | 64.165 | 67.82 | 94.245 | 94.245
|  |  | REAL-TIME EG | 0 | 0
|  |  | TOTAL ACTIVE | 48.842 | 46.452 | 53.83 | 50.046 | 77.048 | 79.571 | 64.165 | 67.82 | 94.245 | 94.245
|  | PASSIVE DR | ON-PEAK | 288.205 | 287.941 | 355.539 | 353.539 | 339.181 | 339.181 | 392.441 | 392.441 | 444.484 | 444.484
|  |  | SEASONAL PEAK | 49.016 | 49.016 | 40.916 | 40.916 | 33.939 | 33.939 | 25.964 | 25.964 | 18.003 | 18.003
|  |  | TOTAL PASSIVE | 337.221 | 336.957 | 396.455 | 394.455 | 373.12 | 373.12 | 418.405 | 418.405 | 462.487 | 462.487
|  | DR Total |  | 386.063 | 383.409 | 450.285 | 444.501 | 450.168 | 452.691 | 482.57 | 486.225 | 556.732 | 556.732
|  | GEN | Intermittent | 63.216 | 95.98 | 77.902 | 97.827 | 94.749 | 108.572 | 95.767 | 107.076 | 87.171 | 96.942
|  |  | Non Intermittent | 3647.71 | 3623.334 | 3643.426 | 3645.618 | 3641.478 | 3628.948 | 3636.026 | 3636.026 | 3731.888 | 3731.888
|  | GEN Total |  | 3710.926 | 3719.314 | 3721.328 | 3743.445 | 3736.227 | 3737.52 | 3731.793 | 3743.102 | 3819.059 | 3828.83
| WCMA Total |  |  | 4096.989 | 4102.723 | 4171.613 | 4187.946 | 4186.395 | 4190.211 | 4214.363 | 4229.327 | 4375.791 | 4385.562
| ISO NEW | ACTIVE DR | REAL TIME DR / ADCR (12) | 380.437 | 386.633 | 407.62 | 403.28 | 467.161 | 464.426 | 412.709 | 419.639 | 623.151 | 624.445
| ENGLAND |  | REAL-TIME EG | 1.504 | 1.276
| Total |  | TOTAL ACTIVE | 381.941 | 387.909 | 407.62 | 403.28 | 467.161 | 464.426 | 412.709 | 419.639 | 623.151 | 624.445
|  | PASSIVE DR | ON-PEAK | 1801.883 | 1807.79 | 2075.124 | 2068.061 | 1892.403 | 1892.403 | 2190.088 | 2215.822 | 2302.457 | 2342.571
|  |  | SEASONAL PEAK | 506.847 | 506.847 | 473.222 | 473.222 | 471.546 | 471.546 | 593.202 | 575.197 | 648.882 | 632.79
|  |  | TOTAL PASSIVE | 2308.73 | 2314.637 | 2548.346 | 2541.283 | 2363.949 | 2363.949 | 2783.29 | 2791.019 | 2951.339 | 2975.361
|  | DR Total |  | 2690.671 | 2702.546 | 2955.966 | 2944.563 | 2831.11 | 2828.375 | 3195.999 | 3210.658 | 3574.49 | 3599.806
|  | GEN | Intermittent | 823.162 | 1118.118 | 788.037 | 1026.829 | 904.98 | 1159.471 | 896.886 | 1140.424 | 890.013 | 1118.223
|  |  | Non Intermittent | 28833.605 | 28906.751 | 29700.519 | 30349.513 | 30036.389 | 30420.165 | 30481.754 | 30500.115 | 29121.058 | 29241.856
|  | GEN Total |  | 29656.767 | 30024.869 | 30488.556 | 31376.342 | 30941.369 | 31579.636 | 31378.64 | 31640.539 | 30011.071 | 30360.079
| ISO NEW ENGLAND Total |  |  | 32347.438 | 32727.415 | 33444.522 | 34320.905 | 33772.479 | 34408.011 | 34574.639 | 34851.197 | 33585.561 | 33959.885
| Import Total |  |  | 1345.998 | 1301.898 | 1568 | 956 | 1451 | 1040 | 1235.4 | 1235.4 | 1217 | 1144
| Grand Total |  |  | 33693.436 | 34029.313 | 35012.522 | 35276.905 | 35223.479 | 35448.011 | 35810.039 | 36086.597 | 34802.561 | 35103.885
FOOTNOTES:
-1 | Values are not capped by Real Time Emergency Generator (RTEG) or Interface limits.
-2 | Includes all Resources without distinction of qualification as a New Capacity Resource or Existing Capacity Resource.
-3 | De-listed MW and Non-Price Retirement MWs have been removed.
-4 | The Citizens Block Load Capacity Supply Obligation is treated as a generating resource in this table; whereas in the Section 1 summaries, it is treated as an import.
-5 | All Capacity Supply Obligation values are current as of March 19, 2018.
-6 | The Passive DR numbers tabulated above are different than those listed as part of the EE forecast since the EE forecast uses Qualified Capacity (QC) from ARA 3 in year 1 of the forecast, and years 2 through 10 are forecast values.
-7 | Capacity Supply Obligation values include results for the Annual Reconfiguration Auction 3.
-8 | Capacity Supply Obligation values include results for the Annual Reconfiguration Auction 3.
-9 | Capacity Supply Obligation values include results for the Annual Reconfiguration Auction 1.
-10 | Capacity Supply Obligation values include results for the 2020-21 FCA.
-11 | Capacity Supply Obligation values include results for the 2021-22 FCA.
-12 | Beginning 2018-19 Real Time DR and RTEG are reclassified as Active Demand Capacity Resource (ADCR)

## 4.2 RTR Allotments
4.2 Summary of Renewable Technology Resource (RTR) Allotments in the Forward Capacity Market
| Forward Capacity Auction | Resource Type | Summer Cleared Capacity (MW) | Allowance (MW) | Maximum Allowance (MW)
| FCA #10 | Demand Resource | 0.293
|  | Generator | 55.643
|  | Total | 55.936 | 400 | 383.749
| FCA #11 | Demand Resource | 19.413
|  | Generator | 11.087
|  | Total | 30.5 | 600 | 527.813
| FCA #12 | Demand Resource | 3.91
|  | Generator | 28.893
|  | Total | 32.803 | 600 | 513.564
| FCA #13 | Demand Resource | TBD
|  | Generator | TBD
|  | Total | TBD | 514 | 481.197
NOTES:
- | The determination of Renewable Technology Resource Qualified Capacity is pursuant to Market Rule 1, Section III.13.1.1.2.10.
- | The Renewable Techology Resource maximum allowance value for FCA #13 was set to 514 MW (See Docket No. ER18-619-000).

## 4.3 Qualified&Cleared Capacity
4.3 FCA 12 Qualified and Cleared Capacity (1)
Note that this list includes all Resources that qualified to participate in FCA 12. Terminations that may have occurred after the initial qualification would not be reflected here.
Resource ID | Name | Type | Intermittent | Prime Mover Code | Generating Fuel Type | DR Type | Active/ Passive | Capacity Zone Name | Interface Name | State | Load Zone | Dispatch Zone Name | Status | Summer Qual | Winter Qual | Summer Cleared | Winter Cleared
9100 | CL&P Connecticut Portfolio | Demand |  |  |  | ON_PEAK | Passive | Rest-of-Pool |  | CT | CT |  | Existing | 21.557 | 9.731 | 9.731 | 9.731
9103 | CLM C&I Energy Efficiency | Demand |  |  |  | SEASONAL_PEAK | Passive | Rest-of-Pool |  | CT | CT |  | Existing | 3.495 | 3.698 | 3.495 | 3.495
9104 | EI C&I Energy Efficiency | Demand |  |  |  | SEASONAL_PEAK | Passive | Rest-of-Pool |  | CT | CT |  | Existing | 0.905 | 1.68 | 0.905 | 0.905
9105 | PSNH CORE EE Pgm Portfolio I | Demand |  |  |  | ON_PEAK | Passive | Northern New England |  | NH | NH |  | Existing | 3.855 | 2.473 | 2.473 | 2.473
9108 | Residential Energy Efficienc | Demand |  |  |  | ON_PEAK | Passive | Northern New England |  | VT | VT |  | Existing | 0.002 | 0 | 0.002 | 0
9109 | Commercial Energy Efficiency | Demand |  |  |  | ON_PEAK | Passive | Northern New England |  | VT | VT |  | Existing | 0.085 | 0.089 | 0.085 | 0.085
9114 | ngrid nh odr eeproject_1 | Demand |  |  |  | ON_PEAK | Passive | Northern New England |  | NH | NH |  | Existing | 0.63 | 0.635 | 0.63 | 0.63
9115 | CL&P Dist Gen 2007 | Demand |  |  |  | ON_PEAK | Passive | Rest-of-Pool |  | CT | CT |  | Existing | 0.293 | 0.293 | 0.293 | 0.293
9116 | ngrid ri odr eeproject_1 | Demand |  |  |  | ON_PEAK | Passive | Southeast New England |  | RI | RI |  | Existing | 2.416 | 3.96 | 2.416 | 2.416
9120 | ngrid sema odr eeproject_1 | Demand |  |  |  | ON_PEAK | Passive | Southeast New England |  | MA | SEMA |  | Existing | 2.377 | 3.115 | 2.377 | 2.377
9121 | ngrid wcma odr eeproject_1 | Demand |  |  |  | ON_PEAK | Passive | Rest-of-Pool |  | MA | WCMA |  | Existing | 2.644 | 3.199 | 2.644 | 2.644
9122 | ngrid nema odr eeproject_1 | Demand |  |  |  | ON_PEAK | Passive | Southeast New England |  | MA | NEMA |  | Existing | 2.15 | 2.481 | 2.15 | 2.15
9123 | NSTAR SEMA | Demand |  |  |  | ON_PEAK | Passive | Southeast New England |  | MA | SEMA |  | Existing | 2.07 | 2.307 | 2.07 | 2.07
9129 | UMass Amherst - 4 MW Steam Turbine | Demand |  |  |  | ON_PEAK | Passive | Rest-of-Pool |  | MA | WCMA |  | Existing | 1.62 | 1.62 | 1.62 | 1.62
10091 | MWRA Deer Island | Demand |  |  |  | REAL_TIME | Active | Southeast New England |  | MA | NEMA | Boston | Existing | 15.66 | 15.66 | 15.66 | 15.66
10106 | Citizens Group A | Demand |  |  |  | REAL_TIME | Active | Northern New England |  | VT | VT | Northwest Vermont | Existing | 5.076 | 5.492 | 5.076 | 5.076
10361 | BOC Kittery Load | Demand |  |  |  | REAL_TIME | Active | Northern New England |  | ME | ME | Portland Maine | Existing | 13.5 | 9.396 | 9.396 | 9.396
12581 | CL&P - Conservation & Load Management (CL&M) - Energy Efficiency Project | Demand |  |  |  | SEASONAL_PEAK | Passive | Rest-of-Pool |  | CT | CT |  | Existing | 424.992 | 443.899 | 424.992 | 424.992
12581 | CL&P - Conservation & Load Management (CL&M) - Energy Efficiency Project | Demand |  |  |  | SEASONAL_PEAK | Passive | Rest-of-Pool |  | CT | CT |  | New | 84.725 | 205.413 | 84.725 | 100.817
12583 | CL&P Distributed Generation FCM 2010 | Demand |  |  |  | ON_PEAK | Passive | Rest-of-Pool |  | CT | CT |  | Existing | 34.232 | 34.232 | 34.232 | 34.232
12584 | Conservation and Load Management Program | Demand |  |  |  | ON_PEAK | Passive | Rest-of-Pool |  | CT | CT |  | Existing | 8.637 | 2.139 | 2.139 | 2.139
12586 | Efficiency Maine Residential Efficient Products | Demand |  |  |  | ON_PEAK | Passive | Northern New England |  | ME | ME |  | Existing | 14.683 | 0 | 14.683 | 0
12590 | Ameresco CT DSM | Demand |  |  |  | ON_PEAK | Passive | Rest-of-Pool |  | CT | CT |  | Existing | 5.749 | 5.824 | 5.749 | 5.749
12597 | Cambridge Energy Alliance-1 | Demand |  |  |  | ON_PEAK | Passive | Southeast New England |  | MA | NEMA |  | Existing | 0.653 | 0.653 | 0.653 | 0.653
12598 | Cambridge Energy Alliance-2 | Demand |  |  |  | ON_PEAK | Passive | Southeast New England |  | MA | NEMA |  | Existing | 4.736 | 4.736 | 4.736 | 4.736
12600 | UI Conservation and Load Management Programs | Demand |  |  |  | SEASONAL_PEAK | Passive | Rest-of-Pool |  | CT | CT |  | Existing | 74.191 | 75.133 | 74.191 | 75.133
12600 | UI Conservation and Load Management Programs | Demand |  |  |  | SEASONAL_PEAK | Passive | Rest-of-Pool |  | CT | CT |  | New | 22.543 | 21.6 | 22.542 | 21.6
12657 | Unitil CORE Energy Efficiency Programs-2 | Demand |  |  |  | ON_PEAK | Passive | Rest-of-Pool |  | MA | WCMA |  | Existing | 8.831 | 8.022 | 8.022 | 8.022
12657 | Unitil CORE Energy Efficiency Programs-2 | Demand |  |  |  | ON_PEAK | Passive | Rest-of-Pool |  | MA | WCMA |  | New | 0.948 | 0.969 | 0.948 | 0.948
12670 | ngrid_nema_fca1_eeodr | Demand |  |  |  | ON_PEAK | Passive | Southeast New England |  | MA | NEMA |  | Existing | 156.556 | 154.122 | 155.825 | 154.122
12670 | ngrid_nema_fca1_eeodr | Demand |  |  |  | ON_PEAK | Passive | Southeast New England |  | MA | NEMA |  | New | 11.308 | 13.011 | 11.308 | 13.011
12671 | ngrid_nh_fca1_eeodr | Demand |  |  |  | ON_PEAK | Passive | Northern New England |  | NH | NH |  | Existing | 7.503 | 6.991 | 6.991 | 6.991
12671 | ngrid_nh_fca1_eeodr | Demand |  |  |  | ON_PEAK | Passive | Northern New England |  | NH | NH |  | New | 3.702 | 3.709 | 3.702 | 3.702
12672 | ngrid_ri_fca1_eeodr | Demand |  |  |  | ON_PEAK | Passive | Southeast New England |  | RI | RI |  | Existing | 236.699 | 230.919 | 236.699 | 230.919
12672 | ngrid_ri_fca1_eeodr | Demand |  |  |  | ON_PEAK | Passive | Southeast New England |  | RI | RI |  | New | 25.861 | 31.641 | 25.861 | 31.641
12673 | ngrid_sema_fca1_eeodr | Demand |  |  |  | ON_PEAK | Passive | Southeast New England |  | MA | SEMA |  | Existing | 190.504 | 186.89 | 190.504 | 186.89
12673 | ngrid_sema_fca1_eeodr | Demand |  |  |  | ON_PEAK | Passive | Southeast New England |  | MA | SEMA |  | New | 52.472 | 56.087 | 52.472 | 56.086
12674 | ngrid_wcma_fca1_eeodr | Demand |  |  |  | ON_PEAK | Passive | Rest-of-Pool |  | MA | WCMA |  | Existing | 256.937 | 255.117 | 256.937 | 255.117
12674 | ngrid_wcma_fca1_eeodr | Demand |  |  |  | ON_PEAK | Passive | Rest-of-Pool |  | MA | WCMA |  | New | 64.517 | 66.338 | 64.517 | 66.337
12684 | NSTAR EE NEMA | Demand |  |  |  | ON_PEAK | Passive | Southeast New England |  | MA | NEMA |  | Existing | 523.511 | 493.343 | 493.343 | 493.343
12684 | NSTAR EE NEMA | Demand |  |  |  | ON_PEAK | Passive | Southeast New England |  | MA | NEMA |  | New | 33.702 | 18.187 | 18.187 | 18.187
12685 | NSTAR EE SEMA | Demand |  |  |  | ON_PEAK | Passive | Southeast New England |  | MA | SEMA |  | Existing | 102.47 | 94.023 | 94.023 | 94.023
12685 | NSTAR EE SEMA | Demand |  |  |  | ON_PEAK | Passive | Southeast New England |  | MA | SEMA |  | New | 7.363 | 3.838 | 3.838 | 3.838
12693 | PSNH CORE Energy Efficiency Programs | Demand |  |  |  | ON_PEAK | Passive | Northern New England |  | NH | NH |  | Existing | 82.943 | 66.851 | 82.943 | 66.851
12693 | PSNH CORE Energy Efficiency Programs | Demand |  |  |  | ON_PEAK | Passive | Northern New England |  | NH | NH |  | New | 1.045 | 5.822 | 1.045 | 1.045
12694 | Acushnet Company - Ball Plant II - Combined Heat and Power Project | Demand |  |  |  | ON_PEAK | Passive | Southeast New England |  | MA | SEMA |  | Existing | 2.111 | 2.111 | 2.111 | 2.111
12696 | 7.9 MW CHP Plant | Demand |  |  |  | ON_PEAK | Passive | Northern New England |  | NH | NH |  | Existing | 10.8 | 10.8 | 10.8 | 10.8
12705 | Cape Light Compact Energy Efficiency Portfolio | Demand |  |  |  | ON_PEAK | Passive | Southeast New England |  | MA | SEMA |  | Existing | 44.393 | 43.794 | 43.794 | 43.794
12705 | Cape Light Compact Energy Efficiency Portfolio | Demand |  |  |  | ON_PEAK | Passive | Southeast New England |  | MA | SEMA |  | New | 6.463 | 10.263 | 6.463 | 6.463
12749 | Bridgewater Correctional Complex Cogeneration | Demand |  |  |  | ON_PEAK | Passive | Southeast New England |  | MA | SEMA |  | Existing | 1.412 | 1.412 | 1.412 | 1.412
12753 | MA SEMA state colleges | Demand |  |  |  | ON_PEAK | Passive | Southeast New England |  | MA | SEMA |  | Existing | 0.147 | 0.147 | 0.147 | 0.147
12754 | Tewksbury State Hospital Cogenerator | Demand |  |  |  | ON_PEAK | Passive | Rest-of-Pool |  | MA | WCMA |  | Existing | 0.734 | 0.734 | 0.734 | 0.734
12757 | NHEC Energy Efficiency Programs | Demand |  |  |  | ON_PEAK | Passive | Northern New England |  | NH | NH |  | Existing | 3.006 | 0.959 | 0.959 | 0.959
12757 | NHEC Energy Efficiency Programs | Demand |  |  |  | ON_PEAK | Passive | Northern New England |  | NH | NH |  | New | 0.585 | 0.833 | 0.585 | 0.585
12779 | CPLN CT On-Peak | Demand |  |  |  | ON_PEAK | Passive | Rest-of-Pool |  | CT | CT |  | Existing | 2.857 | 2.29 | 2.29 | 2.29
12779 | CPLN CT On-Peak | Demand |  |  |  | ON_PEAK | Passive | Rest-of-Pool |  | CT | CT |  | New | 0.259 | 0.259 | 0.259 | 0.259
12786 | CSG Aggregation of DG and 24 hr lighting EE - NEMA1 | Demand |  |  |  | ON_PEAK | Passive | Southeast New England |  | MA | NEMA |  | Existing | 12.318 | 12.318 | 12.318 | 12.318
12790 | CSG Aggregation of DG and 24 hr lighting EE -RI | Demand |  |  |  | ON_PEAK | Passive | Southeast New England |  | RI | RI |  | Existing | 0.217 | 0.217 | 0.217 | 0.217
12791 | CSG Aggregation of DG and 24 hr lighting EE - SEMA1 | Demand |  |  |  | ON_PEAK | Passive | Southeast New England |  | MA | SEMA |  | Existing | 1.517 | 1.517 | 1.517 | 1.517
12799 | CSG Aggregation of DG and 24 hr lighting EE - WCMA1 | Demand |  |  |  | ON_PEAK | Passive | Rest-of-Pool |  | MA | WCMA |  | Existing | 2.106 | 2.106 | 2.106 | 2.106
12801 | UES CORE Energy Efficiency Programs | Demand |  |  |  | ON_PEAK | Passive | Northern New England |  | NH | NH |  | Existing | 9.557 | 7.855 | 7.855 | 7.855
12801 | UES CORE Energy Efficiency Programs | Demand |  |  |  | ON_PEAK | Passive | Northern New England |  | NH | NH |  | New | 0.579 | 0.569 | 0.569 | 0.569
12802 | University of Massachusetts Central Heating Plant-3 | Demand |  |  |  | ON_PEAK | Passive | Rest-of-Pool |  | MA | WCMA |  | Existing | 10.26 | 10.26 | 10.26 | 10.26
12806 | WMECO - Conservation & Load Management (CL&M) - Energy Efficiency Project | Demand |  |  |  | SEASONAL_PEAK | Passive | Rest-of-Pool |  | MA | WCMA |  | Existing | 39.597 | 18.003 | 18.003 | 18.003
12822 | Burlington Electric Department - On-Peak Efficiency | Demand |  |  |  | ON_PEAK | Passive | Northern New England |  | VT | VT |  | Existing | 5.149 | 4.773 | 5.149 | 4.773
12822 | Burlington Electric Department - On-Peak Efficiency | Demand |  |  |  | ON_PEAK | Passive | Northern New England |  | VT | VT |  | New | 2.29 | 2.29 | 2.29 | 2.29
12832 | CPLN MA NEMA OP | Demand |  |  |  | ON_PEAK | Passive | Southeast New England |  | MA | NEMA |  | Existing | 7.106 | 6.561 | 6.561 | 6.561
12832 | CPLN MA NEMA OP | Demand |  |  |  | ON_PEAK | Passive | Southeast New England |  | MA | NEMA |  | New | 2.16 | 2.16 | 2.16 | 2.16
12835 | CPLN MA SEMA OP | Demand |  |  |  | ON_PEAK | Passive | Southeast New England |  | MA | SEMA |  | Existing | 1.743 | 0.608 | 0.608 | 0.608
12835 | CPLN MA SEMA OP | Demand |  |  |  | ON_PEAK | Passive | Southeast New England |  | MA | SEMA |  | New | 3.24 | 3.24 | 3.24 | 3.24
12838 | CPLN MA WC OP | Demand |  |  |  | ON_PEAK | Passive | Rest-of-Pool |  | MA | WCMA |  | Existing | 7.492 | 7.491 | 7.491 | 7.491
12838 | CPLN MA WC OP | Demand |  |  |  | ON_PEAK | Passive | Rest-of-Pool |  | MA | WCMA |  | New | 0.648 | 0.648 | 0.648 | 0.648
12843 | CPLN RI OP | Demand |  |  |  | ON_PEAK | Passive | Southeast New England |  | RI | RI |  | Existing | 0.28 | 0.28 | 0.28 | 0.28
12843 | CPLN RI OP | Demand |  |  |  | ON_PEAK | Passive | Southeast New England |  | RI | RI |  | New | 2.16 | 2.16 | 2.16 | 2.16
12845 | Vermont Efficiency Portfolio-1 | Demand |  |  |  | ON_PEAK | Passive | Northern New England |  | VT | VT |  | Existing | 83.881 | 75.073 | 83.881 | 75.073
12845 | Vermont Efficiency Portfolio-1 | Demand |  |  |  | ON_PEAK | Passive | Northern New England |  | VT | VT |  | New | 28.047 | 36.855 | 28.047 | 36.855
14579 | FGE Energy Efficiency Portfolio 2011 | Demand |  |  |  | ON_PEAK | Passive | Rest-of-Pool |  | MA | WCMA |  | Existing | 0.222 | 0.276 | 0.222 | 0.222
14580 | UES Energy Efficiency Portfolio 2011 | Demand |  |  |  | ON_PEAK | Passive | Northern New England |  | NH | NH |  | Existing | 0.92 | 0.27 | 0.27 | 0.27
15586 | Gardner Wind Turbine | Demand |  |  |  | ON_PEAK | Passive | Rest-of-Pool |  | MA | WCMA |  | Existing | 0.359 | 0.318 | 0.318 | 0.318
16547 | UI C&LM Programs | Demand |  |  |  | SEASONAL_PEAK | Passive | Rest-of-Pool |  | CT | CT |  | Existing | 4.099 | 3.937 | 3.937 | 3.937
16651 | Efficiency Maine Trust Efficient Products | Demand |  |  |  | ON_PEAK | Passive | Northern New England |  | ME | ME |  | Existing | 30.351 | 0 | 30.351 | 0
16700 | RI CoolSentry | Demand |  |  |  | REAL_TIME | Active | Southeast New England |  | RI | RI | Rhode Island | Existing | 3.338 | 3.338 | 3.338 | 3.338
16713 | Comverge CoolSentry 2 | Demand |  |  |  | REAL_TIME | Active | Rest-of-Pool |  | CT | CT | Eastern CT | Existing | 21.592 | 21.871 | 21.592 | 21.592
16718 | Comverge CoolSentry 4 | Demand |  |  |  | REAL_TIME | Active | Rest-of-Pool |  | CT | CT | Norwalk - Stamford | Existing | 0.947 | 0.947 | 0.947 | 0.947
16790 | WCMA Project E | Demand |  |  |  | ON_PEAK | Passive | Rest-of-Pool |  | MA | WCMA |  | Existing | 0.4 | 0.4 | 0.4 | 0.4
35453 | Efficiency Maine Trust | Demand |  |  |  | ON_PEAK | Passive | Northern New England |  | ME | ME |  | Existing | 9.239 | 0.666 | 9.239 | 0.666
37112 | Efficiency Maine Trust FCA6 | Demand |  |  |  | ON_PEAK | Passive | Northern New England |  | ME | ME |  | Existing | 1.89 | 1.89 | 1.89 | 1.89
37855 | Hess DR Northwest VT 2015-16 | Demand |  |  |  | REAL_TIME | Active | Northern New England |  | VT | VT | Northwest Vermont | Existing | 1.2 | 1.2 | 1.2 | 1.2
37855 | Hess DR Northwest VT 2015-16 | Demand |  |  |  | REAL_TIME | Active | Northern New England |  | VT | VT | Northwest Vermont | New | 0.108 | 0.108 | 0 | 0
37917 | RTDR_50744_Boston (7507) - Grp C | Demand |  |  |  | REAL_TIME | Active | Southeast New England |  | MA | NEMA | Boston | Existing | 18.71 | 18.71 | 15.686 | 15.686
37917 | RTDR_50744_Boston (7507) - Grp C | Demand |  |  |  | REAL_TIME | Active | Southeast New England |  | MA | NEMA | Boston | New | 0.563 | 0.563 | 0.563 | 0.563
37918 | RTDR_50744_Central MA (7515) - Grp A | Demand |  |  |  | REAL_TIME | Active | Rest-of-Pool |  | MA | WCMA | Central MA | Existing | 2.28 | 2.28 | 2.28 | 2.28
37919 | RTDR_50744_Lower SEMA (7511) - Grp C | Demand |  |  |  | REAL_TIME | Active | Southeast New England |  | MA | SEMA | Lower SEMA | Existing | 0.939 | 0.939 | 0.939 | 0.939
37919 | RTDR_50744_Lower SEMA (7511) - Grp C | Demand |  |  |  | REAL_TIME | Active | Southeast New England |  | MA | SEMA | Lower SEMA | New | 3.445 | 3.445 | 3.445 | 3.445
37920 | RTDR_50744_North Shore (7508) - Grp C | Demand |  |  |  | REAL_TIME | Active | Southeast New England |  | MA | NEMA | North Shore | Existing | 1.599 | 1.599 | 1.599 | 1.599
37922 | RTDR_50744_Northern CT (7501) - Grp B | Demand |  |  |  | REAL_TIME | Active | Rest-of-Pool |  | CT | CT | Northern CT | Existing | 10.331 | 10.331 | 10.331 | 10.331
37924 | RTDR_50744_SEMA (7512) - Grp C | Demand |  |  |  | REAL_TIME | Active | Southeast New England |  | MA | SEMA | SEMA | Existing | 5.684 | 5.684 | 5.684 | 5.684
37925 | RTDR_50744_Springfield MA (7516) - Grp A | Demand |  |  |  | REAL_TIME | Active | Rest-of-Pool |  | MA | WCMA | Springfield MA | Existing | 1.38 | 1.38 | 1.38 | 1.38
37927 | RTDR_50744_Western CT (7503) - Grp B | Demand |  |  |  | REAL_TIME | Active | Rest-of-Pool |  | CT | CT | Western CT | Existing | 5.297 | 5.297 | 5.297 | 5.297
37928 | RTDR_50786_Boston (7507) | Demand |  |  |  | REAL_TIME | Active | Southeast New England |  | MA | NEMA | Boston | Existing | 2.231 | 2.231 | 2.231 | 2.231
37928 | RTDR_50786_Boston (7507) | Demand |  |  |  | REAL_TIME | Active | Southeast New England |  | MA | NEMA | Boston | New | 6.264 | 6.264 | 2.031 | 2.031
37929 | RTDR_50786_Central MA (7515) | Demand |  |  |  | REAL_TIME | Active | Rest-of-Pool |  | MA | WCMA | Central MA | Existing | 1.436 | 1.436 | 1.436 | 1.436
37929 | RTDR_50786_Central MA (7515) | Demand |  |  |  | REAL_TIME | Active | Rest-of-Pool |  | MA | WCMA | Central MA | New | 1.944 | 1.944 | 0.864 | 0.864
37930 | RTDR_50786_Eastern CT (7500) | Demand |  |  |  | REAL_TIME | Active | Rest-of-Pool |  | CT | CT | Eastern CT | Existing | 0.249 | 0.249 | 0.249 | 0.249
37930 | RTDR_50786_Eastern CT (7500) | Demand |  |  |  | REAL_TIME | Active | Rest-of-Pool |  | CT | CT | Eastern CT | New | 0.324 | 0.324 | 0.088 | 0.088
37931 | RTDR_50786_Lower SEMA (7511) | Demand |  |  |  | REAL_TIME | Active | Southeast New England |  | MA | SEMA | Lower SEMA | Existing | 1.392 | 1.392 | 1.392 | 1.392
37931 | RTDR_50786_Lower SEMA (7511) | Demand |  |  |  | REAL_TIME | Active | Southeast New England |  | MA | SEMA | Lower SEMA | New | 1.296 | 1.296 | 0.09 | 0.09
37933 | RTDR_50786_New Hampshire (7509) | Demand |  |  |  | REAL_TIME | Active | Northern New England |  | NH | NH | New Hampshire | Existing | 0.219 | 0.219 | 0.219 | 0.219
37933 | RTDR_50786_New Hampshire (7509) | Demand |  |  |  | REAL_TIME | Active | Northern New England |  | NH | NH | New Hampshire | New | 2.808 | 2.808 | 1.9 | 1.9
37934 | RTDR_50786_North Shore (7508) | Demand |  |  |  | REAL_TIME | Active | Southeast New England |  | MA | NEMA | North Shore | Existing | 1.488 | 1.488 | 1.488 | 1.488
37934 | RTDR_50786_North Shore (7508) | Demand |  |  |  | REAL_TIME | Active | Southeast New England |  | MA | NEMA | North Shore | New | 0.216 | 0.216 | 0 | 0
37935 | RTDR_50786_Northern CT (7501) | Demand |  |  |  | REAL_TIME | Active | Rest-of-Pool |  | CT | CT | Northern CT | Existing | 2.789 | 2.789 | 2.789 | 2.789
37936 | RTDR_50786_Norwalk - Stamford (7502) | Demand |  |  |  | REAL_TIME | Active | Rest-of-Pool |  | CT | CT | Norwalk - Stamford | Existing | 0.108 | 0.108 | 0.108 | 0.108
37936 | RTDR_50786_Norwalk - Stamford (7502) | Demand |  |  |  | REAL_TIME | Active | Rest-of-Pool |  | CT | CT | Norwalk - Stamford | New | 0.324 | 0.324 | 0.088 | 0.088
37937 | RTDR_50786_Portland Maine (7506) | Demand |  |  |  | REAL_TIME | Active | Northern New England |  | ME | ME | Portland Maine | Existing | 0.145 | 0.145 | 0.145 | 0.145
37937 | RTDR_50786_Portland Maine (7506) | Demand |  |  |  | REAL_TIME | Active | Northern New England |  | ME | ME | Portland Maine | New | 2.916 | 2.916 | 0.853 | 0.853
37938 | RTDR_50786_Rhode Island (7518) | Demand |  |  |  | REAL_TIME | Active | Southeast New England |  | RI | RI | Rhode Island | Existing | 3 | 3.03 | 3 | 3
37939 | RTDR_50786_SEMA (7512) | Demand |  |  |  | REAL_TIME | Active | Southeast New England |  | MA | SEMA | SEMA | Existing | 0.759 | 0.759 | 0.759 | 0.759
37939 | RTDR_50786_SEMA (7512) | Demand |  |  |  | REAL_TIME | Active | Southeast New England |  | MA | SEMA | SEMA | New | 0.972 | 0.972 | 0 | 0
37940 | RTDR_50786_Seacoast (7510) | Demand |  |  |  | REAL_TIME | Active | Northern New England |  | NH | NH | Seacoast | Existing | 0.208 | 0.208 | 0.208 | 0.208
37940 | RTDR_50786_Seacoast (7510) | Demand |  |  |  | REAL_TIME | Active | Northern New England |  | NH | NH | Seacoast | New | 0.216 | 0.216 | 0 | 0
37941 | RTDR_50786_Springfield MA (7516) | Demand |  |  |  | REAL_TIME | Active | Rest-of-Pool |  | MA | WCMA | Springfield MA | Existing | 1.473 | 1.473 | 1.473 | 1.473
37941 | RTDR_50786_Springfield MA (7516) | Demand |  |  |  | REAL_TIME | Active | Rest-of-Pool |  | MA | WCMA | Springfield MA | New | 0.108 | 0.108 | 0.029 | 0.029
37942 | RTDR_50786_Vermont (7514) | Demand |  |  |  | REAL_TIME | Active | Northern New England |  | VT | VT | Vermont | Existing | 0.491 | 0.491 | 0.491 | 0.491
37942 | RTDR_50786_Vermont (7514) | Demand |  |  |  | REAL_TIME | Active | Northern New England |  | VT | VT | Vermont | New | 0.648 | 0.648 | 0.402 | 0.402
37943 | RTDR_50786_Western CT (7503) | Demand |  |  |  | REAL_TIME | Active | Rest-of-Pool |  | CT | CT | Western CT | Existing | 4.559 | 4.559 | 4.559 | 4.559
37943 | RTDR_50786_Western CT (7503) | Demand |  |  |  | REAL_TIME | Active | Rest-of-Pool |  | CT | CT | Western CT | New | 0.54 | 0.54 | 0.54 | 0.54
37944 | RTDR_50786_Western MA (7517) | Demand |  |  |  | REAL_TIME | Active | Rest-of-Pool |  | MA | WCMA | Western MA | Existing | 2.436 | 2.436 | 2.436 | 2.436
37944 | RTDR_50786_Western MA (7517) | Demand |  |  |  | REAL_TIME | Active | Rest-of-Pool |  | MA | WCMA | Western MA | New | 0.108 | 0.108 | 0.029 | 0.029
38057 | Efficiency Maine Trust FCA6 B | Demand |  |  |  | ON_PEAK | Passive | Northern New England |  | ME | ME |  | Existing | 86.368 | 128.393 | 86.368 | 128.393
38057 | Efficiency Maine Trust FCA6 B | Demand |  |  |  | ON_PEAK | Passive | Northern New England |  | ME | ME |  | New | 17.284 | 5.222 | 17.284 | 5.222
38120 | RTDR_50017_Bangor Hydro (7504) - 3 | Demand |  |  |  | REAL_TIME | Active | Northern New England |  | ME | ME | Bangor Hydro | Existing | 2.43 | 2.652 | 2.43 | 2.43
38122 | RTDR_50017_Central MA (7515) - 3 | Demand |  |  |  | REAL_TIME | Active | Rest-of-Pool |  | MA | WCMA | Central MA | Existing | 8.457 | 6.873 | 6.873 | 6.873
38122 | RTDR_50017_Central MA (7515) - 3 | Demand |  |  |  | REAL_TIME | Active | Rest-of-Pool |  | MA | WCMA | Central MA | New | 3.873 | 3.873 | 3.873 | 3.873
38123 | RTDR_50017_Eastern CT (7500) - 3 | Demand |  |  |  | REAL_TIME | Active | Rest-of-Pool |  | CT | CT | Eastern CT | Existing | 5.806 | 6.084 | 5.806 | 5.806
38124 | RTDR_50017_Lower SEMA (7511) - 3 | Demand |  |  |  | REAL_TIME | Active | Southeast New England |  | MA | SEMA | Lower SEMA | Existing | 2.094 | 1.871 | 1.871 | 1.871
38125 | RTDR_50017_Maine (7505) - 3 | Demand |  |  |  | REAL_TIME | Active | Northern New England |  | ME | ME | Maine | Existing | 58.299 | 78.975 | 48.255 | 48.255
38126 | RTDR_50017_New Hampshire (7509) - 3 | Demand |  |  |  | REAL_TIME | Active | Northern New England |  | NH | NH | New Hampshire | Existing | 6.39 | 5.671 | 5.671 | 5.671
38126 | RTDR_50017_New Hampshire (7509) - 3 | Demand |  |  |  | REAL_TIME | Active | Northern New England |  | NH | NH | New Hampshire | New | 8.521 | 8.521 | 8.521 | 8.521
38128 | RTDR_50017_Northern CT (7501) - 3 | Demand |  |  |  | REAL_TIME | Active | Rest-of-Pool |  | CT | CT | Northern CT | Existing | 9.953 | 9.612 | 9.612 | 9.612
38128 | RTDR_50017_Northern CT (7501) - 3 | Demand |  |  |  | REAL_TIME | Active | Rest-of-Pool |  | CT | CT | Northern CT | New | 7.37 | 7.37 | 7.37 | 7.37
38129 | RTDR_50017_Northwest Vermont (7513) - 3 | Demand |  |  |  | REAL_TIME | Active | Northern New England |  | VT | VT | Northwest Vermont | Existing | 24.622 | 28.51 | 24.622 | 24.622
38130 | RTDR_50017_Norwalk - Stamford (7502) - 3 | Demand |  |  |  | REAL_TIME | Active | Rest-of-Pool |  | CT | CT | Norwalk - Stamford | Existing | 2.131 | 2.131 | 2.131 | 2.131
38131 | RTDR_50017_Portland Maine (7506) - 3 | Demand |  |  |  | REAL_TIME | Active | Northern New England |  | ME | ME | Portland Maine | Existing | 2.11 | 3.212 | 2.11 | 2.11
38132 | RTDR_50017_Rhode Island (7518) - 3 | Demand |  |  |  | REAL_TIME | Active | Southeast New England |  | RI | RI | Rhode Island | Existing | 9.817 | 6.287 | 6.287 | 6.287
38132 | RTDR_50017_Rhode Island (7518) - 3 | Demand |  |  |  | REAL_TIME | Active | Southeast New England |  | RI | RI | Rhode Island | New | 7.366 | 7.366 | 7.366 | 7.366
38133 | RTDR_50017_SEMA (7512) - 3 | Demand |  |  |  | REAL_TIME | Active | Southeast New England |  | MA | SEMA | SEMA | Existing | 4.29 | 2.638 | 2.638 | 2.638
38134 | RTDR_50017_Seacoast (7510) - 3 | Demand |  |  |  | REAL_TIME | Active | Northern New England |  | NH | NH | Seacoast | Existing | 1.392 | 1.391 | 1.391 | 1.391
38134 | RTDR_50017_Seacoast (7510) - 3 | Demand |  |  |  | REAL_TIME | Active | Northern New England |  | NH | NH | Seacoast | New | 6.6 | 6.6 | 6.6 | 6.6
38135 | RTDR_50017_Springfield MA (7516) - 3 | Demand |  |  |  | REAL_TIME | Active | Rest-of-Pool |  | MA | WCMA | Springfield MA | Existing | 7.423 | 6.256 | 6.256 | 6.256
38135 | RTDR_50017_Springfield MA (7516) - 3 | Demand |  |  |  | REAL_TIME | Active | Rest-of-Pool |  | MA | WCMA | Springfield MA | New | 10.053 | 10.053 | 10.053 | 10.053
38136 | RTDR_50017_Vermont (7514) - 3 | Demand |  |  |  | REAL_TIME | Active | Northern New England |  | VT | VT | Vermont | Existing | 2.69 | 3.992 | 2.69 | 2.69
38136 | RTDR_50017_Vermont (7514) - 3 | Demand |  |  |  | REAL_TIME | Active | Northern New England |  | VT | VT | Vermont | New | 3.12 | 3.12 | 3.12 | 3.12
38137 | RTDR_50017_Western CT (7503) - 3 | Demand |  |  |  | REAL_TIME | Active | Rest-of-Pool |  | CT | CT | Western CT | Existing | 18.576 | 17.655 | 17.655 | 17.655
38138 | RTDR_50017_Western MA (7517) - 3 | Demand |  |  |  | REAL_TIME | Active | Rest-of-Pool |  | MA | WCMA | Western MA | Existing | 14.008 | 13.104 | 13.104 | 13.104
38138 | RTDR_50017_Western MA (7517) - 3 | Demand |  |  |  | REAL_TIME | Active | Rest-of-Pool |  | MA | WCMA | Western MA | New | 6.062 | 6.062 | 6.062 | 6.062
38210 | RTDR_50689_North_Shore_38210 | Demand |  |  |  | REAL_TIME | Active | Southeast New England |  | MA | NEMA | North Shore | Existing | 11.037 | 11.037 | 11.037 | 11.037
38216 | WCMA CHP | Demand |  |  |  | ON_PEAK | Passive | Rest-of-Pool |  | MA | WCMA |  | Existing | 10.058 | 10.058 | 10.058 | 10.058
38216 | WCMA CHP | Demand |  |  |  | ON_PEAK | Passive | Rest-of-Pool |  | MA | WCMA |  | New | 3.615 | 2.795 | 2.795 | 2.795
38217 | RI CHP | Demand |  |  |  | ON_PEAK | Passive | Southeast New England |  | RI | RI |  | Existing | 11.344 | 11.344 | 11.344 | 11.344
38217 | RI CHP | Demand |  |  |  | ON_PEAK | Passive | Southeast New England |  | RI | RI |  | New | 0.109 | 0.108 | 0.108 | 0.108
38219 | WMECO EE WCMA | Demand |  |  |  | ON_PEAK | Passive | Rest-of-Pool |  | MA | WCMA |  | Existing | 66.196 | 65.727 | 66.196 | 65.727
38219 | WMECO EE WCMA | Demand |  |  |  | ON_PEAK | Passive | Rest-of-Pool |  | MA | WCMA |  | New | 2.551 | 9.54 | 2.551 | 3.02
38268 | NEMA 1 EG | Demand |  |  |  | REAL_TIME | Active | Southeast New England |  | MA | NEMA | Boston | Existing | 1.62 | 1.62 | 1.62 | 1.62
38270 | NEMA 2 EG | Demand |  |  |  | REAL_TIME | Active | Southeast New England |  | MA | NEMA | North Shore | Existing | 1.62 | 1.62 | 1.62 | 1.62
38272 | SEMA 1 EG | Demand |  |  |  | REAL_TIME | Active | Southeast New England |  | MA | SEMA | SEMA | Existing | 0.54 | 0.54 | 0.54 | 0.54
38274 | WCMA 1 EG | Demand |  |  |  | REAL_TIME | Active | Rest-of-Pool |  | MA | WCMA | Central MA | Existing | 0.54 | 0.54 | 0.54 | 0.54
38276 | RI 1 EG | Demand |  |  |  | REAL_TIME | Active | Southeast New England |  | RI | RI | Rhode Island | Existing | 1.08 | 1.08 | 1.08 | 1.08
38311 | NEMA CHP | Demand |  |  |  | ON_PEAK | Passive | Southeast New England |  | MA | NEMA |  | Existing | 2.238 | 2.238 | 2.238 | 2.238
38322 | DRCR_Central MA_201403 | Demand |  |  |  | REAL_TIME | Active | Rest-of-Pool |  | MA | WCMA | Central MA | Existing | 10 | 10 | 10 | 10
38322 | DRCR_Central MA_201403 | Demand |  |  |  | REAL_TIME | Active | Rest-of-Pool |  | MA | WCMA | Central MA | New | 12.636 | 6.804 | 0 | 0
38324 | DRCR_Lower SEMA_201403 | Demand |  |  |  | REAL_TIME | Active | Southeast New England |  | MA | SEMA | Lower SEMA | Existing | 3.038 | 3.038 | 3.038 | 3.038
38324 | DRCR_Lower SEMA_201403 | Demand |  |  |  | REAL_TIME | Active | Southeast New England |  | MA | SEMA | Lower SEMA | New | 4.536 | 2.052 | 0 | 0
38331 | DRCR_Rhode Island_201403 | Demand |  |  |  | REAL_TIME | Active | Southeast New England |  | RI | RI | Rhode Island | Existing | 18.9 | 18.9 | 18.9 | 18.9
38331 | DRCR_Rhode Island_201403 | Demand |  |  |  | REAL_TIME | Active | Southeast New England |  | RI | RI | Rhode Island | New | 14.58 | 11.88 | 0 | 0
38334 | DRCR_SEMA_201403 | Demand |  |  |  | REAL_TIME | Active | Southeast New England |  | MA | SEMA | SEMA | Existing | 20.034 | 20.034 | 20.034 | 20.034
38334 | DRCR_SEMA_201403 | Demand |  |  |  | REAL_TIME | Active | Southeast New England |  | MA | SEMA | SEMA | New | 15.012 | 6.588 | 0 | 0
38360 | DRCR_Boston_201403 | Demand |  |  |  | REAL_TIME | Active | Southeast New England |  | MA | NEMA | Boston | Existing | 10 | 10 | 10 | 10
38387 | CSG Aggregation of DG and 24 hr lighting EE - NEMA1_2 | Demand |  |  |  | ON_PEAK | Passive | Southeast New England |  | MA | NEMA |  | Existing | 11.923 | 11.923 | 11.923 | 11.923
38388 | CSG Aggregation of DG and 24 hr lighting EE - SEMA1_2 | Demand |  |  |  | ON_PEAK | Passive | Southeast New England |  | MA | SEMA |  | Existing | 2.861 | 2.861 | 2.861 | 2.861
38389 | CSG Aggregation of DG and 24 hr lighting EE - WCMA1_2 | Demand |  |  |  | ON_PEAK | Passive | Rest-of-Pool |  | MA | WCMA |  | Existing | 3.035 | 3.035 | 3.035 | 3.035
38389 | CSG Aggregation of DG and 24 hr lighting EE - WCMA1_2 | Demand |  |  |  | ON_PEAK | Passive | Rest-of-Pool |  | MA | WCMA |  | New | 3.24 | 3.24 | 1.62 | 1.62
38390 | Efficiency Maine Trust FCA9 | Demand |  |  |  | ON_PEAK | Passive | Northern New England |  | ME | ME |  | Existing | 4.049 | 4.049 | 4.049 | 4.049
38393 | RTDR_51325_Maine (7505) | Demand |  |  |  | REAL_TIME | Active | Northern New England |  | ME | ME | Maine | Existing | 59.4 | 59.4 | 59.4 | 59.4
38396 | NEMA 1 - New T4 | Demand |  |  |  | REAL_TIME | Active | Southeast New England |  | MA | NEMA | Boston | Existing | 1 | 1 | 1 | 1
38398 | NEMA 2 - New T4 | Demand |  |  |  | REAL_TIME | Active | Southeast New England |  | MA | NEMA | North Shore | Existing | 1 | 1 | 1 | 1
38400 | RI 1 - New T4 | Demand |  |  |  | REAL_TIME | Active | Southeast New England |  | RI | RI | Rhode Island | Existing | 2.592 | 2.592 | 2.592 | 2.592
38401 | RI 1 - Retrofit | Demand |  |  |  | REAL_TIME | Active | Southeast New England |  | RI | RI | Rhode Island | Existing | 1.296 | 1.296 | 1.296 | 1.296
38402 | SEMA 1 - New T4 | Demand |  |  |  | REAL_TIME | Active | Southeast New England |  | MA | SEMA | SEMA | Existing | 4.644 | 4.644 | 4.644 | 4.644
38403 | SEMA 1 - Retrofit | Demand |  |  |  | REAL_TIME | Active | Southeast New England |  | MA | SEMA | SEMA | Existing | 2.268 | 2.268 | 2.268 | 2.268
38404 | WCMA 1 - New T4 | Demand |  |  |  | REAL_TIME | Active | Rest-of-Pool |  | MA | WCMA | Central MA | Existing | 1 | 1 | 1 | 1
38447 | Boston_PeakDR | Demand |  |  |  | ON_PEAK | Passive | Southeast New England |  | MA | NEMA |  | Existing | 2.7 | 2.7 | 2.7 | 2.7
38447 | Boston_PeakDR | Demand |  |  |  | ON_PEAK | Passive | Southeast New England |  | MA | NEMA |  | New | 12.96 | 12.96 | 0 | 0
38468 | Norfolk-Walpole Co-Gen | Demand |  |  |  | ON_PEAK | Passive | Southeast New England |  | MA | SEMA |  | Existing | 1.296 | 1.296 | 1.296 | 1.296
38483 | Ngrid_SEMA_CHP | Demand |  |  |  | ON_PEAK | Passive | Southeast New England |  | MA | SEMA |  | Existing | 1.692 | 1.692 | 1.692 | 1.692
38487 | CT_RTDR | Demand |  |  |  | REAL_TIME | Active | Rest-of-Pool |  | CT | CT | Western CT | Existing | 2.16 | 2.16 | 2.16 | 2.16
38502 | WestMA_RTEG | Demand |  |  |  | REAL_TIME | Active | Rest-of-Pool |  | MA | WCMA | Western MA | Existing | 1.296 | 1.296 | 1.296 | 1.296
38514 | CT 1 - New | Demand |  |  |  | REAL_TIME | Active | Rest-of-Pool |  | CT | CT | Northern CT | New | 5.4 | 5.4 | 0 | 0
38517 | CT 1A - New | Demand |  |  |  | REAL_TIME | Active | Rest-of-Pool |  | CT | CT | Eastern CT | New | 2.7 | 2.7 | 0 | 0
38518 | CT 1B - New | Demand |  |  |  | REAL_TIME | Active | Rest-of-Pool |  | CT | CT | Western CT | New | 2.7 | 2.7 | 0 | 0
38521 | CT 2 - Auto | Demand |  |  |  | REAL_TIME | Active | Rest-of-Pool |  | CT | CT | Northern CT | Existing | 2.7 | 2.7 | 2.7 | 2.7
38522 | CT 2A - Auto | Demand |  |  |  | REAL_TIME | Active | Rest-of-Pool |  | CT | CT | Eastern CT | Existing | 1.35 | 1.35 | 1.35 | 1.35
38523 | CT 2B - Auto | Demand |  |  |  | REAL_TIME | Active | Rest-of-Pool |  | CT | CT | Western CT | Existing | 1.35 | 1.35 | 1.35 | 1.35
38684 | Bloom Energy SOFC | Demand |  |  |  | ON_PEAK | Passive | Southeast New England |  | MA | NEMA |  | Existing | 9.18 | 9.18 | 9.18 | 9.18
38689 | Bloom Energy CT SOFC | Demand |  |  |  | ON_PEAK | Passive | Rest-of-Pool |  | CT | CT |  | Existing | 9.18 | 9.18 | 9.18 | 9.18
38693 | NEMA_ActiveDR | Demand |  |  |  | REAL_TIME | Active | Southeast New England |  | MA | NEMA | Boston | Existing | 1.62 | 1.62 | 1.62 | 1.62
38693 | NEMA_ActiveDR | Demand |  |  |  | REAL_TIME | Active | Southeast New England |  | MA | NEMA | Boston | New | 7.031 | 8.061 | 0 | 0
38694 | RTDR_Maine | Demand |  |  |  | REAL_TIME | Active | Northern New England |  | ME | ME | Maine | Existing | 2.798 | 2.798 | 2.798 | 2.798
38694 | RTDR_Maine | Demand |  |  |  | REAL_TIME | Active | Northern New England |  | ME | ME | Maine | New | 1.188 | 1.188 | 0 | 0
38758 | CT Small Gen | Demand |  |  |  | REAL_TIME | Active | Rest-of-Pool |  | CT | CT | Western CT | Existing | 1.944 | 1.944 | 1.944 | 1.944
38761 | NEMA Small Gen | Demand |  |  |  | REAL_TIME | Active | Southeast New England |  | MA | NEMA | North Shore | Existing | 1.944 | 1.944 | 1.944 | 1.944
38773 | Backyard Farms Unit 1A | Demand |  |  |  | ON_PEAK | Passive | Northern New England |  | ME | ME |  | New | 3.564 | 3.564 | 0 | 0
38787 | CT On-Peak Solar | Demand |  |  |  | ON_PEAK | Passive | Rest-of-Pool |  | CT | CT |  | New | 27.845 | 15.12 | 0 | 0
38789 | NEMA_ActiveLM | Demand |  |  |  | REAL_TIME | Active | Southeast New England |  | MA | NEMA | Boston | Existing | 1.08 | 1.08 | 1.08 | 1.08
38800 | DRCR_Western MA_2016 | Demand |  |  |  | REAL_TIME | Active | Rest-of-Pool |  | MA | WCMA | Western MA | Existing | 14 | 14 | 14 | 14
38800 | DRCR_Western MA_2016 | Demand |  |  |  | REAL_TIME | Active | Rest-of-Pool |  | MA | WCMA | Western MA | New | 26.892 | 19.548 | 0 | 0
38803 | DRCR_Springfield MA_2016 | Demand |  |  |  | REAL_TIME | Active | Rest-of-Pool |  | MA | WCMA | Springfield MA | Existing | 5.3 | 5.3 | 5.3 | 5.3
38803 | DRCR_Springfield MA_2016 | Demand |  |  |  | REAL_TIME | Active | Rest-of-Pool |  | MA | WCMA | Springfield MA | New | 12.096 | 11.556 | 2.505 | 2.505
38813 | DRCR_New Hampshire_2016 | Demand |  |  |  | REAL_TIME | Active | Northern New England |  | NH | NH | New Hampshire | Existing | 9 | 9 | 9 | 9
38813 | DRCR_New Hampshire_2016 | Demand |  |  |  | REAL_TIME | Active | Northern New England |  | NH | NH | New Hampshire | New | 10.476 | 18.144 | 5.394 | 5.394
38840 | Maple EE CT 1718 | Demand |  |  |  | ON_PEAK | Passive | Rest-of-Pool |  | CT | CT |  | New | 2.646 | 2.711 | 2.646 | 2.646
38870 | RI - DR Battery | Demand |  |  |  | REAL_TIME | Active | Southeast New England |  | RI | RI | Rhode Island | New | 2.16 | 2.16 | 0 | 0
38871 | SEMA 1 - Battery | Demand |  |  |  | REAL_TIME | Active | Southeast New England |  | MA | SEMA | SEMA | New | 2.16 | 2.16 | 2.16 | 2.16
38872 | SEMA 7 - Battery | Demand |  |  |  | REAL_TIME | Active | Southeast New England |  | MA | SEMA | SEMA | New | 4.32 | 4.32 | 0 | 0
38873 | NEMA-B 1 - Battery | Demand |  |  |  | REAL_TIME | Active | Southeast New England |  | MA | NEMA | Boston | New | 2.16 | 2.16 | 2.16 | 2.16
38874 | NEMA-B 7 - Battery | Demand |  |  |  | REAL_TIME | Active | Southeast New England |  | MA | NEMA | Boston | New | 4.32 | 4.32 | 0 | 0
38875 | NEMA-N 1 - Battery | Demand |  |  |  | REAL_TIME | Active | Southeast New England |  | MA | NEMA | North Shore | New | 2.16 | 2.16 | 2.16 | 2.16
38876 | NEMA-N 7 - Battery | Demand |  |  |  | REAL_TIME | Active | Southeast New England |  | MA | NEMA | North Shore | New | 4.32 | 4.32 | 0 | 0
38877 | WCMA 1 - Battery | Demand |  |  |  | REAL_TIME | Active | Rest-of-Pool |  | MA | WCMA | Western MA | New | 1.08 | 1.08 | 1.08 | 1.08
38878 | WCMA 7 - Battery | Demand |  |  |  | REAL_TIME | Active | Rest-of-Pool |  | MA | WCMA | Western MA | New | 2.16 | 2.16 | 0 | 0
38879 | CT - RW | Demand |  |  |  | REAL_TIME | Active | Rest-of-Pool |  | CT | CT | Eastern CT | New | 12.42 | 11.88 | 11.88 | 11.88
38880 | CT - Battery | Demand |  |  |  | REAL_TIME | Active | Rest-of-Pool |  | CT | CT | Northern CT | New | 5.4 | 5.4 | 0 | 0
38887 | RI DR | Demand |  |  |  | REAL_TIME | Active | Southeast New England |  | RI | RI | Rhode Island | New | 2.16 | 2.16 | 0 | 0
38904 | NEMA DG | Demand |  |  |  | ON_PEAK | Passive | Southeast New England |  | MA | NEMA |  | New | 0.324 | 0.324 | 0 | 0
38905 | Connecticut DG | Demand |  |  |  | ON_PEAK | Passive | Rest-of-Pool |  | CT | CT |  | New | 0.702 | 0.594 | 0 | 0
38927 | MAPLE EE ME 1718 | Demand |  |  |  | ON_PEAK | Passive | Northern New England |  | ME | ME |  | New | 0.691 | 0.708 | 0.691 | 0.691
38928 | MAPLE EE NEMA 1718 | Demand |  |  |  | ON_PEAK | Passive | Southeast New England |  | MA | NEMA |  | New | 1.922 | 1.971 | 1.922 | 1.922
38929 | MAPLE EE NH 1718 | Demand |  |  |  | ON_PEAK | Passive | Northern New England |  | NH | NH |  | New | 1.815 | 1.861 | 1.815 | 1.815
38931 | MAPLE EE RI 1718 | Demand |  |  |  | ON_PEAK | Passive | Southeast New England |  | RI | RI |  | New | 0.627 | 0.644 | 0.627 | 0.627
38932 | MAPLE EE VT 1718 | Demand |  |  |  | ON_PEAK | Passive | Northern New England |  | VT | VT |  | New | 0.275 | 0.282 | 0.275 | 0.275
38933 | MAPLE EE WCMA 1718 | Demand |  |  |  | ON_PEAK | Passive | Rest-of-Pool |  | MA | WCMA |  | New | 1.362 | 1.396 | 1.362 | 1.362
38934 | MAPLE EE SEMA 1718 | Demand |  |  |  | ON_PEAK | Passive | Southeast New England |  | MA | SEMA |  | New | 1.306 | 1.338 | 1.306 | 1.306
38956 | CentralMA_DR | Demand |  |  |  | REAL_TIME | Active | Rest-of-Pool |  | MA | WCMA | Central MA | New | 2.7 | 2.376 | 2.376 | 2.376
38957 | SEMA_DR | Demand |  |  |  | REAL_TIME | Active | Southeast New England |  | MA | SEMA | SEMA | New | 1.08 | 1.08 | 1.08 | 1.08
38958 | RI_DR | Demand |  |  |  | REAL_TIME | Active | Southeast New England |  | RI | RI | Rhode Island | New | 1.08 | 1.08 | 1.08 | 1.08
38960 | NGRID DR1 | Demand |  |  |  | REAL_TIME | Active | Rest-of-Pool |  | MA | WCMA | Central MA | New | 1.728 | 1.728 | 0 | 0
38964 | NorthernCT_DRCR | Demand |  |  |  | REAL_TIME | Active | Rest-of-Pool |  | CT | CT | Northern CT | New | 24.84 | 13.932 | 12.9 | 12.9
38965 | DRCR_Eastern_CT | Demand |  |  |  | REAL_TIME | Active | Rest-of-Pool |  | CT | CT | Eastern CT | New | 14.688 | 6.48 | 0 | 0
38966 | DRCR_NorwalkStamford_2017 | Demand |  |  |  | REAL_TIME | Active | Rest-of-Pool |  | CT | CT | Norwalk - Stamford | New | 9.288 | 7.02 | 0 | 0
38968 | DR_WesternCT | Demand |  |  |  | REAL_TIME | Active | Rest-of-Pool |  | CT | CT | Western CT | New | 39.119 | 31.056 | 17.079 | 17.079
38969 | CPLN ME Solar OP | Demand |  |  |  | ON_PEAK | Passive | Northern New England |  | ME | ME |  | New | 0.629 | 0 | 0 | 0
38971 | Seacoast_12 | Demand |  |  |  | REAL_TIME | Active | Northern New England |  | NH | NH | Seacoast | New | 3.564 | 2.916 | 2.7 | 2.7
38974 | CPLN RI Solar OP | Demand |  |  |  | ON_PEAK | Passive | Southeast New England |  | RI | RI |  | New | 7.285 | 0 | 0 | 0
40594 | SEMA Solar DG | Demand |  |  |  | ON_PEAK | Passive | Southeast New England |  | MA | SEMA |  | New | 1.383 | 0 | 0 | 0
40596 | CPLN MA WC Solar OP | Demand |  |  |  | ON_PEAK | Passive | Rest-of-Pool |  | MA | WCMA |  | New | 1.999 | 0 | 0 | 0
40597 | DRCR_Northwest VT_2017 | Demand |  |  |  | REAL_TIME | Active | Northern New England |  | VT | VT | Northwest Vermont | New | 11.016 | 16.737 | 7.323 | 7.323
40602 | DRCR_Vermont | Demand |  |  |  | REAL_TIME | Active | Northern New England |  | VT | VT | Vermont | New | 13.753 | 11.04 | 7.74 | 7.74
253 | TURNKEY LANDFILL | Generator | Yes | IC | Landfill Gas |  |  | Northern New England |  | NH | NH |  | Existing | 0.674 | 0.665 | 0.674 | 0.665
321 | MANCHESTER 10 10A CC | Generator | No | CC | Natural Gas |  |  | Southeast New England |  | RI | RI |  | Existing | 157 | 170 | 157 | 157
322 | MANCHESTER 11 11A CC | Generator | No | CC | Natural Gas |  |  | Southeast New England |  | RI | RI |  | Existing | 157 | 170 | 157 | 157
323 | MANCHESTER 9 9A CC | Generator | No | CC | Natural Gas |  |  | Southeast New England |  | RI | RI |  | Existing | 154 | 169 | 154 | 154
324 | CDECCA | Generator | No | CC | Natural Gas |  |  | Rest-of-Pool |  | CT | CT |  | Existing | 51.685 | 61.334 | 51.685 | 51.685
326 | ALTRESCO | Generator | No | CC | Natural Gas |  |  | Rest-of-Pool |  | MA | WCMA |  | Existing | 145.457 | 182.82 | 145.457 | 145.457
327 | AMOSKEAG | Generator | No | HDP | Hydro |  |  | Northern New England |  | NH | NH |  | Existing | 16.781 | 17.5 | 16.781 | 16.781
328 | GULF ISLAND COMPOSITE Incremental | Generator | No | HW | Hydro |  |  | Northern New England |  | ME | ME |  | Existing | 31.618 | 33.44 | 31.618 | 31.618
329 | ASCUTNEY GT | Generator | No | GT | Oil |  |  | Northern New England |  | VT | VT |  | Existing | 8.575 | 12.581 | 8.575 | 8.575
330 | AYERS ISLAND | Generator | No | HDP | Hydro |  |  | Northern New England |  | NH | NH |  | Existing | 8.474 | 9.08 | 8.474 | 8.474
331 | AZISCOHOS HYDRO | Generator | No | HDP | Hydro |  |  | Northern New England |  | ME | ME |  | Existing | 6.8 | 6.8 | 6.8 | 6.8
335 | BELLOWS FALLS | Generator | No | HDP | Hydro |  |  | Northern New England |  | NH | NH |  | Existing | 48.54 | 48.54 | 48.54 | 48.54
336 | BERLIN 1 GT | Generator | No | GT | Oil |  |  | Northern New England |  | VT | VT |  | Existing | 40.26 | 45.777 | 40.26 | 40.26
337 | BETHLEHEM | Generator | Yes | ST | Wood |  |  | Northern New England |  | NH | NH |  | Existing | 15.297 | 15.364 | 15.297 | 15.364
341 | BRIDGEPORT HARBOR 4 | Generator | No | GT | Oil |  |  | Rest-of-Pool |  | CT | CT |  | Existing | 17.024 | 21.924 | 17.024 | 17.024
346 | BOLTON FALLS | Generator | Yes | HDR | Hydro |  |  | Northern New England |  | VT | VT |  | Existing | 0.731 | 3.773 | 0.731 | 3.773
348 | BOOT MILLS | Generator | Yes | HDR | Hydro |  |  | Rest-of-Pool |  | MA | WCMA |  | Existing | 5.896 | 11.838 | 5.896 | 11.838
349 | WHEELABRATOR BRIDGEPORT, L.P. | Generator | Yes | ST | Refuse |  |  | Rest-of-Pool |  | CT | CT |  | Existing | 58.78 | 59.383 | 58.78 | 59.383
355 | BRANFORD 10 | Generator | No | GT | Oil |  |  | Rest-of-Pool |  | CT | CT |  | Existing | 15.84 | 20.95 | 15.84 | 15.84
356 | BRISTOL REFUSE | Generator | Yes | ST | Refuse |  |  | Rest-of-Pool |  | CT | CT |  | Existing | 12.86 | 12.816 | 12.86 | 12.816
357 | BRIDGEWATER | Generator | Yes | ST | Wood |  |  | Northern New England |  | NH | NH |  | Existing | 14.528 | 14.691 | 14.528 | 14.691
358 | BRUNSWICK | Generator | Yes | HDR | Hydro |  |  | Northern New England |  | ME | ME |  | Existing | 8.365 | 12.462 | 8.365 | 12.462
359 | J. COCKWELL 1 | Generator | No | PS | Hydro |  |  | Rest-of-Pool |  | MA | WCMA |  | Existing | 290.562 | 292.275 | 290.562 | 292.275
359 | J. COCKWELL 1 | Generator | No | PS | Water at a Conventional Hydroelectric Turbine |  |  | Rest-of-Pool |  | MA | WCMA |  | New | 40.938 | 39.225 | 40.938 | 39.225
360 | J. COCKWELL 2 | Generator | No | PS | Hydro |  |  | Rest-of-Pool |  | MA | WCMA |  | Existing | 292.077 | 292.113 | 292.077 | 292.113
360 | J. COCKWELL 2 | Generator | No | PS | Water at a Conventional Hydroelectric Turbine |  |  | Rest-of-Pool |  | MA | WCMA |  | New | 39.423 | 39.387 | 39.423 | 39.387
362 | BULLS BRIDGE | Generator | Yes | HDR | Hydro |  |  | Rest-of-Pool |  | CT | CT |  | Existing | 1.997 | 4.119 | 1.997 | 4.119
363 | BURLINGTON GT | Generator | No | GT | Oil |  |  | Northern New England |  | VT | VT |  | Existing | 19.104 | 23.354 | 19.104 | 19.482
365 | CANAL 1 | Generator | No | ST | Oil |  |  | Southeast New England |  | MA | SEMA |  | Existing | 563.73 | 566.705 | 563.73 | 563.73
366 | CANAL 2 | Generator | No | ST | Oil |  |  | Southeast New England |  | MA | SEMA |  | Existing | 558.5 | 558.75 | 558.5 | 558.5
367 | CAPE GT 4 | Generator | No | GT | Oil |  |  | Northern New England |  | ME | ME |  | Existing | 13.75 | 20.011 | 13.75 | 13.75
368 | CAPE GT 5 | Generator | No | GT | Oil |  |  | Northern New England |  | ME | ME |  | Existing | 15.822 | 20.272 | 15.822 | 15.822
369 | CATARACT EAST | Generator | No | HDP | Hydro |  |  | Northern New England |  | ME | ME |  | Existing | 7.775 | 8 | 7.775 | 7.775
370 | COS COB 10 | Generator | No | GT | Oil |  |  | Rest-of-Pool |  | CT | CT |  | Existing | 18.932 | 23 | 18.932 | 18.932
371 | COS COB 11 | Generator | No | GT | Oil |  |  | Rest-of-Pool |  | CT | CT |  | Existing | 18.724 | 23 | 18.724 | 18.724
372 | COS COB 12 | Generator | No | GT | Oil |  |  | Rest-of-Pool |  | CT | CT |  | Existing | 18.66 | 23 | 18.66 | 18.66
375 | CLEARY 9 9A CC | Generator | No | CC | Natural Gas |  |  | Southeast New England |  | MA | SEMA |  | Existing | 104.931 | 109.931 | 104.931 | 104.931
376 | CLEARY 8 | Generator | No | ST | Oil |  |  | Southeast New England |  | MA | SEMA |  | Existing | 24.825 | 22.253 | 22.253 | 22.253
379 | COBBLE MOUNTAIN | Generator | No | HW | Hydro |  |  | Rest-of-Pool |  | MA | WCMA |  | Existing | 31.126 | 32.48 | 31.126 | 31.126
380 | COMERFORD | Generator | No | HW | Hydro |  |  | Northern New England |  | NH | NH |  | Existing | 166.135 | 167.116 | 166.135 | 166.135
382 | MERRIMACK CT1 | Generator | No | GT | Oil |  |  | Northern New England |  | NH | NH |  | Existing | 16.826 | 21.676 | 16.826 | 16.826
383 | MERRIMACK CT2 | Generator | No | GT | Oil |  |  | Northern New England |  | NH | NH |  | Existing | 16.804 | 21.304 | 16.804 | 16.804
388 | DARTMOUTH POWER | Generator | No | CC | Natural Gas |  |  | Southeast New England |  | MA | SEMA |  | Existing | 61.72 | 67.656 | 61.72 | 61.72
389 | DERBY DAM | Generator | No | HDR | Hydro |  |  | Rest-of-Pool |  | CT | CT |  | Existing | 7.05 | 7.05 | 7.05 | 7.05
392 | DEXTER | Generator | No | CC | Natural Gas |  |  | Rest-of-Pool |  | CT | CT |  | Existing | 45 | 45.192 | 45 | 45
393 | DEERFIELD 5 | Generator | No | HDP | Hydro |  |  | Rest-of-Pool |  | MA | WCMA |  | Existing | 13.703 | 13.99 | 13.703 | 13.99
395 | DOREEN | Generator | No | GT | Oil |  |  | Rest-of-Pool |  | MA | WCMA |  | Existing | 15.82 | 20.67 | 15.82 | 15.82
396 | DEVON 10 | Generator | No | GT | Oil |  |  | Rest-of-Pool |  | CT | CT |  | Existing | 14.407 | 18.852 | 14.407 | 14.407
397 | DEVON 11 | Generator | No | GT | Oil |  |  | Rest-of-Pool |  | CT | CT |  | Existing | 29.299 | 38.819 | 29.299 | 29.299
398 | DEVON 12 | Generator | No | GT | Oil |  |  | Rest-of-Pool |  | CT | CT |  | Existing | 29.227 | 38.437 | 29.227 | 29.227
399 | DEVON 13 | Generator | No | GT | Oil |  |  | Rest-of-Pool |  | CT | CT |  | Existing | 29.967 | 38.967 | 29.967 | 29.967
400 | DEVON 14 | Generator | No | GT | Oil |  |  | Rest-of-Pool |  | CT | CT |  | Existing | 29.704 | 40.274 | 29.704 | 29.704
401 | EASTMAN FALLS | Generator | No | HDP | Hydro |  |  | Northern New England |  | NH | NH |  | Existing | 5.582 | 6.47 | 5.582 | 5.582
405 | ELLSWORTH HYDRO | Generator | No | HW | Hydro |  |  | Northern New England |  | ME | ME |  | Existing | 9.044 | 9.05 | 9.044 | 9.044
410 | ESSEX 19 HYDRO | Generator | Yes | HDR | Hydro |  |  | Northern New England |  | VT | VT |  | Existing | 2.832 | 5.014 | 2.832 | 5.014
412 | FALLS VILLAGE | Generator | Yes | HDR | Hydro |  |  | Rest-of-Pool |  | CT | CT |  | Existing | 1.474 | 4.844 | 1.474 | 4.844
413 | FIFE BROOK | Generator | Yes | HDR | Hydro |  |  | Rest-of-Pool |  | MA | WCMA |  | Existing | 2.086 | 5.547 | 2.086 | 5.547
417 | FRAMINGHAM JET 1 | Generator | No | GT | Oil |  |  | Southeast New England |  | MA | NEMA |  | Existing | 10.145 | 14.175 | 5 | 5
418 | FRAMINGHAM JET 2 | Generator | No | GT | Oil |  |  | Southeast New England |  | MA | NEMA |  | Existing | 10.089 | 15.686 | 10.089 | 15.089
419 | FRAMINGHAM JET 3 | Generator | No | GT | Oil |  |  | Southeast New England |  | MA | NEMA |  | Existing | 11.25 | 15.25 | 5 | 5
420 | FRANKLIN DRIVE 10 | Generator | No | GT | Oil |  |  | Rest-of-Pool |  | CT | CT |  | Existing | 15.417 | 20.527 | 15.417 | 15.417
421 | FRONT STREET DIESELS 1-3 | Generator | No | IC | Oil |  |  | Rest-of-Pool |  | MA | WCMA |  | Existing | 7.7 | 7.7 | 7.7 | 7.7
424 | GREAT LAKES - MILLINOCKET | Generator | No | HW | Hydro |  |  | Northern New England |  | ME | ME |  | Existing | 90.836 | 92.797 | 90.836 | 90.836
426 | GORGE 1 DIESEL | Generator | No | GT | Oil |  |  | Northern New England |  | VT | VT |  | Existing | 7.09 | 11 | 7.09 | 7.09
427 | GORHAM | Generator | Yes | HDR | Hydro |  |  | Northern New England |  | NH | NH |  | Existing | 1.121 | 1.592 | 1.121 | 1.592
432 | HARRIS 1 | Generator | No | HW | Hydro |  |  | Northern New England |  | ME | ME |  | Existing | 16.79 | 16.776 | 16.776 | 16.776
433 | HARRIS 2 | Generator | No | HW | Hydro |  |  | Northern New England |  | ME | ME |  | Existing | 34.865 | 34.5 | 34.5 | 34.5
434 | HARRIS 3 | Generator | No | HW | Hydro |  |  | Northern New England |  | ME | ME |  | Existing | 34 | 33.905 | 33.905 | 33.905
435 | HARRIMAN | Generator | No | HW | Hydro |  |  | Rest-of-Pool |  | MA | WCMA |  | Existing | 40.943 | 38.663 | 39.446 | 38.663
436 | HEMPHILL 1 | Generator | Yes | ST | Wood |  |  | Northern New England |  | NH | NH |  | Existing | 17.5 | 17.5 | 17.5 | 17.5
440 | HIRAM | Generator | No | HDP | Hydro |  |  | Northern New England |  | ME | ME |  | Existing | 11.189 | 11.6 | 11.189 | 11.189
445 | COVANTA WEST ENFIELD | Generator | No | ST | Wood |  |  | Northern New England |  | ME | ME |  | Existing | 20.461 | 21.446 | 20.461 | 20.461
446 | COVANTA JONESBORO | Generator | No | ST | Wood |  |  | Northern New England |  | ME | ME |  | Existing | 20.226 | 20.226 | 20.226 | 20.226
448 | IPSWICH DIESELS | Generator | No | IC | Oil |  |  | Southeast New England |  | MA | NEMA |  | Existing | 9.729 | 9.495 | 9.495 | 9.495
449 | JACKMAN | Generator | No | HW | Hydro |  |  | Northern New England |  | NH | NH |  | Existing | 3.6 | 3.541 | 3.541 | 3.541
452 | KENDALL JET 1 | Generator | No | GT | Oil |  |  | Southeast New England |  | MA | NEMA |  | Existing | 18 | 23 | 18 | 18
457 | LAWRENCE HYDRO | Generator | Yes | HDR | Hydro |  |  | Rest-of-Pool |  | MA | WCMA |  | Existing | 5.264 | 10.165 | 5.264 | 10.165
460 | LOCKWOOD | Generator | Yes | HDR | Hydro |  |  | Northern New England |  | ME | ME |  | Existing | 3.543 | 4.446 | 3.543 | 4.446
462 | LISBON RESOURCE RECOVERY | Generator | Yes | ST | Refuse |  |  | Rest-of-Pool |  | CT | CT |  | Existing | 13.5 | 13.418 | 13.5 | 13.418
463 | AEI LIVERMORE | Generator | No | ST | Wood |  |  | Northern New England |  | ME | ME |  | Existing | 34.695 | 34.43 | 34.43 | 34.43
464 | LOST NATION | Generator | No | GT | Oil |  |  | Northern New England |  | NH | NH |  | Existing | 13.979 | 17.992 | 13.979 | 13.979
465 | DEERFIELD 2 LWR DRFIELD | Generator | No | HDP | Hydro |  |  | Rest-of-Pool |  | MA | WCMA |  | Existing | 19.275 | 19.5 | 19.275 | 19.5
467 | MARBLEHEAD DIESELS | Generator | No | IC | Oil |  |  | Southeast New England |  | MA | NEMA |  | Existing | 5 | 5 | 5 | 5
468 | MARSHFIELD 6 HYDRO | Generator | No | HW | Hydro |  |  | Northern New England |  | VT | VT |  | Existing | 4.46 | 4.38 | 4.38 | 4.38
472 | M STREET JET | Generator | No | GT | Oil |  |  | Southeast New England |  | MA | NEMA |  | Existing | 21.737 | 67.2 | 21.737 | 21.737
473 | MCINDOES | Generator | No | HDP | Hydro |  |  | Northern New England |  | NH | NH |  | Existing | 10.066 | 10.571 | 10.066 | 10.066
474 | J C MCNEIL | Generator | No | ST | Wood |  |  | Northern New England |  | VT | VT |  | Existing | 52 | 54 | 52 | 52
478 | MIDDLETOWN 10 | Generator | No | GT | Oil |  |  | Rest-of-Pool |  | CT | CT |  | Existing | 15.515 | 20.015 | 15.515 | 15.515
480 | MIDDLETOWN 2 | Generator | No | ST | Oil |  |  | Rest-of-Pool |  | CT | CT |  | Existing | 117 | 120 | 117 | 117
481 | MIDDLETOWN 3 | Generator | No | ST | Oil |  |  | Rest-of-Pool |  | CT | CT |  | Existing | 233.679 | 244.398 | 233.679 | 233.679
482 | MIDDLETOWN 4 | Generator | No | ST | Oil |  |  | Rest-of-Pool |  | CT | CT |  | Existing | 399.923 | 402 | 399.923 | 399.923
484 | MILLSTONE POINT 2 | Generator | No | ST | Nuclear |  |  | Rest-of-Pool |  | CT | CT |  | Existing | 870.855 | 875.912 | 870.855 | 870.855
485 | MILLSTONE POINT 3 | Generator | No | ST | Nuclear |  |  | Rest-of-Pool |  | CT | CT |  | Existing | 1225 | 1235.001 | 1225 | 1225
486 | MILFORD POWER | Generator | No | CC | Natural Gas |  |  | Southeast New England |  | MA | SEMA |  | Existing | 202 | 216.73 | 202 | 202
487 | MILLER HYDRO | Generator | Yes | HDR | Hydro |  |  | Northern New England |  | ME | ME |  | Existing | 7.521 | 11.23 | 7.521 | 11.23
489 | MERRIMACK 1 | Generator | No | ST | Coal |  |  | Northern New England |  | NH | NH |  | Existing | 108 | 108.05 | 108 | 108
490 | MERRIMACK 2 | Generator | No | ST | Coal |  |  | Northern New England |  | NH | NH |  | Existing | 330 | 330.513 | 330 | 330
492 | MONTVILLE 10 and 11 | Generator | No | IC | Oil |  |  | Rest-of-Pool |  | CT | CT |  | Existing | 5.296 | 5.354 | 5.296 | 5.296
493 | MONTVILLE 5 | Generator | No | ST | Oil |  |  | Rest-of-Pool |  | CT | CT |  | Existing | 81 | 81.59 | 81 | 81
494 | MONTVILLE 6 | Generator | No | ST | Oil |  |  | Rest-of-Pool |  | CT | CT |  | Existing | 405.05 | 406.659 | 405.05 | 405.05
495 | MONTY | Generator | No | HDP | Hydro |  |  | Northern New England |  | ME | ME |  | Existing | 28 | 28 | 28 | 28
496 | MOORE | Generator | No | HW | Hydro |  |  | Northern New England |  | NH | NH |  | Existing | 189.032 | 190.913 | 189.032 | 189.032
496 | MOORE | Generator | No | HW | Hydro |  |  | Northern New England |  | NH | NH |  | New | 4.6 | 4.6 | 0 | 0
497 | MASS POWER | Generator | No | CC | Natural Gas |  |  | Rest-of-Pool |  | MA | WCMA |  | Existing | 245.259 | 276 | 163.181 | 163.181
502 | MYSTIC 7 | Generator | No | ST | Oil |  |  | Southeast New England |  | MA | NEMA |  | Existing | 574.547 | 559.775 | 574.547 | 559.775
503 | MYSTIC JET | Generator | No | GT | Oil |  |  | Southeast New England |  | MA | NEMA |  | Existing | 8.953 | 13.218 | 8.953 | 8.953
507 | NEA BELLINGHAM | Generator | No | CC | Natural Gas |  |  | Southeast New England |  | MA | SEMA |  | Existing | 282.865 | 329.957 | 282.865 | 283.29
508 | NEWINGTON 1 | Generator | No | ST | Oil |  |  | Northern New England |  | NH | NH |  | Existing | 400.2 | 400.2 | 400.2 | 400.2
513 | NEW HAVEN HARBOR | Generator | No | ST | Oil |  |  | Rest-of-Pool |  | CT | CT |  | Existing | 447.894 | 453.384 | 447.894 | 447.894
515 | NORWICH JET | Generator | No | GT | Oil |  |  | Rest-of-Pool |  | CT | CT |  | Existing | 15.255 | 18.8 | 15.255 | 15.255
527 | OGDEN-MARTIN 1 | Generator | Yes | ST | Refuse |  |  | Southeast New England |  | MA | NEMA |  | Existing | 39.382 | 42.307 | 39.382 | 42.307
528 | OCEAN ST PWR GT1 GT2 ST1 | Generator | No | CC | Natural Gas |  |  | Southeast New England |  | RI | RI |  | Existing | 277.762 | 323.762 | 277.762 | 277.762
529 | OCEAN ST PWR GT3 GT4 ST2 | Generator | No | CC | Natural Gas |  |  | Southeast New England |  | RI | RI |  | Existing | 278.308 | 325.879 | 278.308 | 278.308
531 | PAWTUCKET POWER | Generator | No | CC | Natural Gas |  |  | Southeast New England |  | RI | RI |  | Existing | 52.954 | 57.117 | 52.954 | 52.954
532 | PEJEPSCOT | Generator | Yes | HDR | Hydro |  |  | Northern New England |  | ME | ME |  | Existing | 6.676 | 9.266 | 6.676 | 9.266
536 | PERC-ORRINGTON 1 | Generator | Yes | ST | Refuse |  |  | Northern New England |  | ME | ME |  | Existing | 21.556 | 20.821 | 21.556 | 20.821
538 | PINETREE POWER | Generator | No | ST | Wood |  |  | Rest-of-Pool |  | MA | WCMA |  | Existing | 15.783 | 16.787 | 15.783 | 15.783
539 | PONTOOK HYDRO | Generator | Yes | HDR | Hydro |  |  | Northern New England |  | NH | NH |  | Existing | 4.488 | 7.947 | 4.488 | 7.947
540 | POTTER 2 CC | Generator | No | CC | Natural Gas |  |  | Southeast New England |  | MA | SEMA |  | Existing | 71.998 | 89.998 | 71.998 | 71.998
541 | PROCTOR | Generator | Yes | HDR | Hydro |  |  | Northern New England |  | VT | VT |  | Existing | 2.541 | 6.46 | 2.541 | 6.46
542 | ECO MAINE | Generator | Yes | ST | Refuse |  |  | Northern New England |  | ME | ME |  | Existing | 11.21 | 10.715 | 11.21 | 10.715
546 | RESCO SAUGUS | Generator | No | ST | Refuse |  |  | Southeast New England |  | MA | NEMA |  | Existing | 30.845 | 30.114 | 30.114 | 30.114
547 | WHEELABRATOR NORTH ANDOVER | Generator | Yes | ST | Refuse |  |  | Southeast New England |  | MA | NEMA |  | Existing | 29.96 | 30.148 | 29.96 | 30.148
549 | RUTLAND 5 GT | Generator | No | GT | Oil |  |  | Northern New England |  | VT | VT |  | Existing | 7.919 | 12.203 | 7.919 | 7.919
555 | SEABROOK | Generator | No | ST | Nuclear |  |  | Northern New England |  | NH | NH |  | Existing | 1247.075 | 1246.65 | 1247.075 | 1246.65
556 | SCHILLER 4 | Generator | No | ST | Coal |  |  | Northern New England |  | NH | NH |  | Existing | 47.5 | 48 | 0 | 0
557 | SCHILLER 5 | Generator | No | ST | Wood |  |  | Northern New England |  | NH | NH |  | Existing | 43.082 | 42.594 | 42.594 | 42.594
558 | SCHILLER 6 | Generator | No | ST | Coal |  |  | Northern New England |  | NH | NH |  | Existing | 47.82 | 48.58 | 30 | 30
559 | SCHILLER CT 1 | Generator | No | GT | Oil |  |  | Northern New England |  | NH | NH |  | Existing | 17.621 | 18.5 | 17.621 | 17.621
561 | SEARSBURG | Generator | No | HDP | Hydro |  |  | Rest-of-Pool |  | MA | WCMA |  | Existing | 4.755 | 4.96 | 4.755 | 4.96
562 | SECREC-PRESTON | Generator | Yes | ST | Refuse |  |  | Rest-of-Pool |  | CT | CT |  | Existing | 16.02 | 16.265 | 16.02 | 16.265
563 | SEMASS 1 | Generator | Yes | ST | Refuse |  |  | Southeast New England |  | MA | SEMA |  | Existing | 46.955 | 50.149 | 46.955 | 50.149
564 | SEMASS 2 | Generator | Yes | ST | Refuse |  |  | Southeast New England |  | MA | SEMA |  | Existing | 22.5 | 22.5 | 22.5 | 22.5
565 | SHELDON SPRINGS | Generator | Yes | HDR | Hydro |  |  | Northern New England |  | VT | VT |  | Existing | 3.623 | 8.157 | 3.623 | 8.157
566 | SHEPAUG | Generator | No | HW | Hydro |  |  | Rest-of-Pool |  | CT | CT |  | Existing | 41.511 | 42.523 | 41.511 | 41.511
567 | SHERMAN | Generator | No | HW | Hydro |  |  | Rest-of-Pool |  | MA | WCMA |  | Existing | 6.154 | 6.22 | 6.154 | 6.22
569 | SKELTON | Generator | No | HDP | Hydro |  |  | Northern New England |  | ME | ME |  | Existing | 21.6 | 21.6 | 21.6 | 21.6
570 | SMITH | Generator | Yes | HDR | Hydro |  |  | Northern New England |  | NH | NH |  | Existing | 9.298 | 13.281 | 9.298 | 13.281
572 | SO. MEADOW 11 | Generator | No | GT | Oil |  |  | Rest-of-Pool |  | CT | CT |  | Existing | 35.781 | 46.921 | 35.781 | 35.781
573 | SO. MEADOW 12 | Generator | No | GT | Oil |  |  | Rest-of-Pool |  | CT | CT |  | Existing | 37.649 | 47.815 | 37.649 | 37.649
574 | SO. MEADOW 13 | Generator | No | GT | Oil |  |  | Rest-of-Pool |  | CT | CT |  | Existing | 38.317 | 47.917 | 38.317 | 38.317
575 | SO. MEADOW 14 | Generator | No | GT | Oil |  |  | Rest-of-Pool |  | CT | CT |  | Existing | 36.746 | 46.346 | 36.746 | 36.746
580 | SO. MEADOW 5 | Generator | Yes | ST | Refuse |  |  | Rest-of-Pool |  | CT | CT |  | Existing | 22.75 | 22.343 | 22.75 | 22.343
581 | SO. MEADOW 6 | Generator | Yes | ST | Refuse |  |  | Rest-of-Pool |  | CT | CT |  | Existing | 20.781 | 22.966 | 20.781 | 22.966
583 | STONY BROOK 2A | Generator | No | GT | Oil |  |  | Rest-of-Pool |  | MA | WCMA |  | Existing | 67 | 87 | 65 | 65
584 | STONY BROOK 2B | Generator | No | GT | Oil |  |  | Rest-of-Pool |  | MA | WCMA |  | Existing | 65 | 85 | 63 | 63
587 | STEVENSON | Generator | No | HW | Hydro |  |  | Rest-of-Pool |  | CT | CT |  | Existing | 28.311 | 28.844 | 28.311 | 28.311
590 | BORALEX STRATTON ENERGY | Generator | No | ST | Wood |  |  | Northern New England |  | ME | ME |  | Existing | 45.024 | 44.363 | 44.363 | 44.363
591 | S.D. WARREN-WESTBROOK | Generator | No | ST | Wood |  |  | Northern New England |  | ME | ME |  | Existing | 42.59 | 49.103 | 42.59 | 42.59
592 | TAMWORTH | Generator | Yes | ST | Wood |  |  | Northern New England |  | NH | NH |  | Existing | 19.822 | 19.023 | 19.822 | 19.023
595 | TORRINGTON TERMINAL 10 | Generator | No | GT | Oil |  |  | Rest-of-Pool |  | CT | CT |  | Existing | 15.638 | 20.748 | 15.638 | 15.638
596 | TUNNEL 10 | Generator | No | GT | Oil |  |  | Rest-of-Pool |  | CT | CT |  | Existing | 16.591 | 21.691 | 16.591 | 16.591
598 | VERGENNES 5 and 6 DIESELS | Generator | No | IC | Oil |  |  | Northern New England |  | VT | VT |  | Existing | 3.94 | 4.24 | 3.94 | 3.94
599 | VERNON | Generator | No | HDP | Hydro |  |  | Rest-of-Pool |  | MA | WCMA |  | Existing | 32 | 32 | 32 | 32
612 | WATERS RIVER JET 1 | Generator | No | GT | Natural Gas |  |  | Southeast New England |  | MA | NEMA |  | Existing | 15.974 | 21.974 | 15.974 | 15.974
613 | WATERS RIVER JET 2 | Generator | No | GT | Natural Gas |  |  | Southeast New England |  | MA | NEMA |  | Existing | 0.43 | 40 | 0.43 | 0.43
614 | WATERBURY 22 | Generator | No | HDR | Hydro |  |  | Northern New England |  | VT | VT |  | Existing | 2.646 | 3 | 2.646 | 2.646
616 | WEST ENFIELD | Generator | Yes | HDR | Hydro |  |  | Northern New England |  | ME | ME |  | Existing | 9.748 | 12.821 | 9.748 | 12.821
617 | WESTON | Generator | Yes | HDR | Hydro |  |  | Northern New England |  | ME | ME |  | Existing | 8.307 | 11.074 | 8.307 | 11.074
618 | DG WHITEFIELD, LLC | Generator | Yes | ST | Wood |  |  | Northern New England |  | NH | NH |  | Existing | 16.118 | 16.272 | 16.118 | 16.272
619 | WHITE LAKE JET | Generator | No | GT | Oil |  |  | Northern New England |  | NH | NH |  | Existing | 17.447 | 22.397 | 17.447 | 17.447
620 | WILDER | Generator | No | HW | Hydro |  |  | Northern New England |  | NH | NH |  | Existing | 39.083 | 40.698 | 39.083 | 39.083
621 | WILLIAMS | Generator | No | HDP | Hydro |  |  | Northern New England |  | ME | ME |  | Existing | 14.9 | 14.9 | 14.9 | 14.9
622 | WINOOSKI 1 | Generator | Yes | HDR | Hydro |  |  | Northern New England |  | VT | VT |  | Existing | 1.733 | 2.96 | 1.733 | 2.96
624 | WMI MILLBURY 1 | Generator | No | ST | Refuse |  |  | Rest-of-Pool |  | MA | WCMA |  | Existing | 39.811 | 39.891 | 39.811 | 39.811
625 | WEST MEDWAY JET 1 | Generator | No | GT | Oil |  |  | Southeast New England |  | MA | NEMA |  | Existing | 42 | 62.915 | 42 | 62
626 | WEST MEDWAY JET 2 | Generator | No | GT | Oil |  |  | Southeast New England |  | MA | NEMA |  | Existing | 39.848 | 61.598 | 39.848 | 59.848
627 | WEST MEDWAY JET 3 | Generator | No | GT | Oil |  |  | Southeast New England |  | MA | SEMA |  | Existing | 42.001 | 60.742 | 42.001 | 56.773
628 | WOODLAND ROAD | Generator | No | GT | Oil |  |  | Rest-of-Pool |  | MA | WCMA |  | Existing | 15.808 | 20.658 | 15.808 | 15.808
630 | WEST SPRINGFIELD 10 | Generator | No | GT | Oil |  |  | Rest-of-Pool |  | MA | WCMA |  | Existing | 17.143 | 21.928 | 17.143 | 17.143
633 | WEST SPRINGFIELD 3 | Generator | No | ST | Natural Gas |  |  | Rest-of-Pool |  | MA | WCMA |  | Existing | 94.276 | 100.087 | 94.276 | 94.276
636 | WYMAN HYDRO 1 | Generator | No | HW | Hydro |  |  | Northern New England |  | ME | ME |  | Existing | 29.12 | 29.014 | 29.014 | 29.014
637 | WYMAN HYDRO 2 | Generator | No | HW | Hydro |  |  | Northern New England |  | ME | ME |  | Existing | 29.866 | 29.9 | 29.866 | 29.866
638 | WYMAN HYDRO 3 | Generator | No | HW | Hydro |  |  | Northern New England |  | ME | ME |  | Existing | 29.13 | 29.13 | 29.13 | 29.13
639 | YARMOUTH 1 | Generator | No | ST | Oil |  |  | Northern New England |  | ME | ME |  | Existing | 50.065 | 51.018 | 0 | 0
640 | YARMOUTH 2 | Generator | No | ST | Oil |  |  | Northern New England |  | ME | ME |  | Existing | 50.045 | 52.823 | 0 | 0
641 | YARMOUTH 3 | Generator | No | ST | Oil |  |  | Northern New England |  | ME | ME |  | Existing | 110.87 | 114.72 | 110.87 | 110.87
642 | YARMOUTH 4 | Generator | No | ST | Oil |  |  | Northern New England |  | ME | ME |  | Existing | 602.05 | 605.875 | 602.05 | 602.05
715 | ROCHESTER LANDFILL | Generator | No | GT | Landfill Gas |  |  | Northern New England |  | NH | NH |  | Existing | 2.144 | 2.257 | 2.144 | 2.144
737 | SIMPSON G LOAD REDUCER | Generator | Yes | HDR | Hydro |  |  | Northern New England |  | VT | VT |  | Existing | 2.311 | 2.966 | 2.311 | 2.966
739 | ROCKY RIVER | Generator | No | PS | Hydro |  |  | Rest-of-Pool |  | CT | CT |  | Existing | 28.853 | 28.127 | 28.127 | 28.127
754 | BAR MILLS | Generator | Yes | HDR | Hydro |  |  | Northern New England |  | ME | ME |  | Existing | 0.637 | 1.756 | 0.637 | 1.756
755 | BONNY EAGLE W. BUXTON | Generator | Yes | HDR | Hydro |  |  | Northern New England |  | ME | ME |  | Existing | 5.084 | 10.713 | 5.084 | 10.713
757 | HARRIS 4 | Generator | No | HW | Hydro |  |  | Northern New England |  | ME | ME |  | Existing | 1.436 | 1.249 | 1.249 | 1.249
759 | MESSALONSKEE COMPOSITE | Generator | Yes | HDR | Hydro |  |  | Northern New England |  | ME | ME |  | Existing | 2.117 | 5.26 | 2.117 | 5.26
760 | NORTH GORHAM | Generator | Yes | HDR | Hydro |  |  | Northern New England |  | ME | ME |  | Existing | 1.108 | 1.096 | 1.108 | 1.096
761 | SHAWMUT | Generator | Yes | HDR | Hydro |  |  | Northern New England |  | ME | ME |  | Existing | 5.417 | 7.074 | 5.417 | 7.074
766 | CABOT TURNERS FALLS | Generator | No | HDP | Hydro |  |  | Rest-of-Pool |  | MA | WCMA |  | Existing | 67.881 | 68.2 | 67.881 | 67.881
767 | SES CONCORD | Generator | Yes | ST | Refuse |  |  | Northern New England |  | NH | NH |  | Existing | 12.042 | 12.439 | 12.042 | 12.439
768 | GARVINS HOOKSETT | Generator | Yes | HDR | Hydro |  |  | Northern New England |  | NH | NH |  | Existing | 3.344 | 7.013 | 3.344 | 7.013
769 | HADLEY FALLS 1&2 | Generator | Yes | HDR | Hydro |  |  | Rest-of-Pool |  | MA | WCMA |  | Existing | 9.192 | 24.883 | 9.192 | 24.883
772 | NEWPORT HYDRO | Generator | Yes | HW | Hydro |  |  | Northern New England |  | VT | VT |  | Existing | 1.195 | 1.765 | 0 | 0
774 | LOWER LAMOILLE COMPOSITE | Generator | No | HW | Hydro |  |  | Northern New England |  | VT | VT |  | Existing | 15.8 | 16 | 15.8 | 15.8
775 | MIDDLEBURY COMPOSITE | Generator | No | HW | Hydro |  |  | Northern New England |  | VT | VT |  | Existing | 1.666 | 5.724 | 0 | 0
776 | N. RUTLAND COMPOSITE | Generator | No | HW | Hydro |  |  | Northern New England |  | VT | VT |  | Existing | 4.503 | 4.155 | 0 | 0
779 | MIDDLESEX 2 | Generator | Yes | HDR | Hydro |  |  | Northern New England |  | VT | VT |  | Existing | 0.514 | 1.414 | 0.514 | 1.414
781 | WEST DANVILLE 1 | Generator | Yes | HDR | Hydro |  |  | Northern New England |  | VT | VT |  | Existing | 0 | 0.078 | 0 | 0.078
786 | KEZAR LEDGEMERE COMPOSITE | Generator | Yes | HDR | Hydro |  |  | Northern New England |  | ME | ME |  | Existing | 0.403 | 0.971 | 0.403 | 0.971
789 | CEC 002 PAWTUCKET U5 | Generator | Yes | HDR | Hydro |  |  | Southeast New England |  | RI | RI |  | Existing | 0.078 | 0.574 | 0.078 | 0.574
792 | CENTENNIAL HYDRO | Generator | Yes | HDR | Hydro |  |  | Rest-of-Pool |  | MA | WCMA |  | Existing | 0.094 | 0.554 | 0.094 | 0.554
793 | METHUEN HYDRO | Generator | Yes | HDR | Hydro |  |  | Southeast New England |  | MA | NEMA |  | Existing | 0 | 0.147 | 0 | 0.147
794 | MINIWAWA | Generator | Yes | HDR | Hydro |  |  | Northern New England |  | NH | NH |  | Existing | 0.119 | 0.567 | 0.119 | 0.567
795 | RIVER MILL HYDRO | Generator | Yes | HDR | Hydro |  |  | Northern New England |  | NH | NH |  | Existing | 0 | 0.044 | 0 | 0.044
796 | GOODWIN DAM | Generator | No | HDP | Hydro |  |  | Rest-of-Pool |  | CT | CT |  | Existing | 3 | 3 | 3 | 3
797 | CEC 003 WYRE WYND U5 | Generator | Yes | HDR | Hydro |  |  | Rest-of-Pool |  | CT | CT |  | Existing | 0.249 | 1.108 | 0.249 | 1.108
798 | COLEBROOK | Generator | Yes | HDR | Hydro |  |  | Rest-of-Pool |  | CT | CT |  | Existing | 0.51 | 0.49 | 0.51 | 0.49
800 | KINNEYTOWN B | Generator | Yes | HDR | Hydro |  |  | Rest-of-Pool |  | CT | CT |  | Existing | 0.048 | 0.571 | 0.048 | 0.571
801 | WILLIMANTIC 1 | Generator | Yes | HDR | Hydro |  |  | Rest-of-Pool |  | CT | CT |  | Existing | 0 | 0.164 | 0 | 0.164
802 | WILLIMANTIC 2 | Generator | Yes | HDR | Hydro |  |  | Rest-of-Pool |  | CT | CT |  | Existing | 0 | 0.057 | 0 | 0.057
803 | TOUTANT | Generator | Yes | HDR | Hydro |  |  | Rest-of-Pool |  | CT | CT |  | Existing | 0 | 0.139 | 0 | 0.139
804 | PUTNAM | Generator | Yes | HDR | Hydro |  |  | Rest-of-Pool |  | CT | CT |  | Existing | 0.051 | 0.383 | 0.051 | 0.383
806 | MECHANICSVILLE | Generator | Yes | HDR | Hydro |  |  | Rest-of-Pool |  | CT | CT |  | Existing | 0 | 0.103 | 0 | 0.103
807 | CEC 004 DAYVILLE POND U5 | Generator | Yes | HDR | Hydro |  |  | Rest-of-Pool |  | CT | CT |  | Existing | 0 | 0.049 | 0 | 0.049
808 | SANDY HOOK HYDRO | Generator | Yes | HDR | Hydro |  |  | Rest-of-Pool |  | CT | CT |  | Existing | 0 | 0.056 | 0 | 0.056
810 | QUINEBAUG | Generator | Yes | HDR | Hydro |  |  | Rest-of-Pool |  | CT | CT |  | Existing | 0.098 | 0.91 | 0.098 | 0.91
811 | BANTAM | Generator | Yes | HDR | Hydro |  |  | Rest-of-Pool |  | CT | CT |  | Existing | 0.014 | 0.067 | 0.014 | 0.067
812 | BEEBE HOLBROOK | Generator | Yes | HDR | Hydro |  |  | Rest-of-Pool |  | MA | WCMA |  | Existing | 0.063 | 0.062 | 0.063 | 0.062
813 | TUNNEL | Generator | Yes | HDR | Hydro |  |  | Rest-of-Pool |  | CT | CT |  | Existing | 0.149 | 1.139 | 0.149 | 1.139
814 | PATCH | Generator | Yes | HDR | Hydro |  |  | Northern New England |  | VT | VT |  | Existing | 0.006 | 0.019 | 0.006 | 0.019
815 | CARVER FALLS | Generator | Yes | HDR | Hydro |  |  | Northern New England |  | VT | VT |  | Existing | 0.017 | 0.95 | 0.017 | 0.95
816 | CAVENDISH | Generator | Yes | HDR | Hydro |  |  | Northern New England |  | VT | VT |  | Existing | 0.172 | 0.605 | 0.172 | 0.605
817 | TAFTSVILLE VT | Generator | Yes | HDR | Hydro |  |  | Northern New England |  | VT | VT |  | Existing | 0.012 | 0.03 | 0.012 | 0.03
818 | PIERCE MILLS | Generator | Yes | HDR | Hydro |  |  | Northern New England |  | VT | VT |  | Existing | 0.091 | 0.156 | 0.091 | 0.156
819 | ARNOLD FALLS | Generator | Yes | HDR | Hydro |  |  | Northern New England |  | VT | VT |  | Existing | 0.092 | 0.13 | 0.092 | 0.13
820 | PASSUMPSIC | Generator | Yes | HDR | Hydro |  |  | Northern New England |  | VT | VT |  | Existing | 0.068 | 0.227 | 0.068 | 0.227
821 | GAGE | Generator | Yes | HDR | Hydro |  |  | Northern New England |  | VT | VT |  | Existing | 0.14 | 0.314 | 0.14 | 0.314
822 | SMITH (CVPS) | Generator | Yes | HDR | Hydro |  |  | Northern New England |  | VT | VT |  | Existing | 0.401 | 0.51 | 0.401 | 0.51
823 | EAST BARNET | Generator | Yes | HDR | Hydro |  |  | Northern New England |  | VT | VT |  | Existing | 0.438 | 0.782 | 0.438 | 0.782
824 | BATH ELECTRIC HYDRO | Generator | Yes | HDR | Hydro |  |  | Northern New England |  | NH | NH |  | Existing | 0.233 | 0.238 | 0.233 | 0.238
827 | SEARSBURG WIND | Generator | Yes | WT | Wind |  |  | Rest-of-Pool |  | MA | WCMA |  | Existing | 0.196 | 1.062 | 0.196 | 1.062
832 | CENTER RUTLAND | Generator | Yes | HDR | Hydro |  |  | Northern New England |  | VT | VT |  | Existing | 0.019 | 0.028 | 0.019 | 0.028
833 | BARNET | Generator | Yes | HDR | Hydro |  |  | Northern New England |  | VT | VT |  | Existing | 0.062 | 0.121 | 0.062 | 0.121
834 | COMPTU FALLS | Generator | Yes | HDR | Hydro |  |  | Northern New England |  | VT | VT |  | Existing | 0.105 | 0.351 | 0.105 | 0.351
835 | DEWEY MILLS | Generator | Yes | HDR | Hydro |  |  | Northern New England |  | VT | VT |  | Existing | 0.3 | 0.622 | 0.3 | 0.622
836 | EMERSON FALLS | Generator | Yes | HDR | Hydro |  |  | Northern New England |  | VT | VT |  | Existing | 0.006 | 0.033 | 0.006 | 0.033
837 | KILLINGTON | Generator | Yes | HDR | Hydro |  |  | Northern New England |  | VT | VT |  | Existing | 0.003 | 0.023 | 0.003 | 0.023
839 | LADD'S MILL | Generator | Yes | HDR | Hydro |  |  | Northern New England |  | VT | VT |  | Existing | 0.013 | 0.048 | 0.013 | 0.048
840 | MARTINSVILLE | Generator | Yes | HDR | Hydro |  |  | Northern New England |  | VT | VT |  | Existing | 0.036 | 0.09 | 0.036 | 0.09
841 | MORETOWN 8 | Generator | Yes | HDR | Hydro |  |  | Northern New England |  | VT | VT |  | Existing | 0.098 | 0.191 | 0.098 | 0.191
842 | NANTANA MILL | Generator | Yes | HDR | Hydro |  |  | Northern New England |  | VT | VT |  | Existing | 0.029 | 0.083 | 0.029 | 0.083
843 | NEWBURY | Generator | Yes | HDR | Hydro |  |  | Northern New England |  | VT | VT |  | Existing | 0.062 | 0.122 | 0.062 | 0.122
844 | OTTAUQUECHEE | Generator | Yes | HDR | Hydro |  |  | Northern New England |  | VT | VT |  | Existing | 0.169 | 0.535 | 0.169 | 0.535
845 | SLACK DAM | Generator | Yes | HDR | Hydro |  |  | Northern New England |  | VT | VT |  | Existing | 0.091 | 0.259 | 0.091 | 0.259
846 | WINOOSKI 8 | Generator | Yes | HDR | Hydro |  |  | Northern New England |  | VT | VT |  | Existing | 0.217 | 0.33 | 0.217 | 0.33
847 | WOODSIDE | Generator | Yes | HDR | Hydro |  |  | Northern New England |  | VT | VT |  | Existing | 0.046 | 0.069 | 0.046 | 0.069
849 | CRESCENT DAM | Generator | Yes | HDR | Hydro |  |  | Rest-of-Pool |  | MA | WCMA |  | Existing | 0.25 | 0.604 | 0.125 | 0.302
850 | GLENDALE HYDRO | Generator | Yes | HDR | Hydro |  |  | Rest-of-Pool |  | MA | WCMA |  | Existing | 0.146 | 0.477 | 0.146 | 0.477
851 | GARDNER FALLS | Generator | Yes | HDR | Hydro |  |  | Rest-of-Pool |  | MA | WCMA |  | Existing | 0.099 | 0.635 | 0.099 | 0.635
852 | SOUTH BARRE HYDRO | Generator | Yes | HDR | Hydro |  |  | Rest-of-Pool |  | MA | WCMA |  | Existing | 0.014 | 0.14 | 0 | 0
853 | WEBSTER HYDRO | Generator | Yes | HDR | Hydro |  |  | Rest-of-Pool |  | MA | WCMA |  | Existing | 0 | 0.043 | 0 | 0.043
854 | ORANGE HYDRO 1 | Generator | Yes | HDR | Hydro |  |  | Rest-of-Pool |  | MA | WCMA |  | Existing | 0 | 0.099 | 0 | 0.099
855 | ORANGE HYDRO 2 | Generator | Yes | HDR | Hydro |  |  | Rest-of-Pool |  | MA | WCMA |  | Existing | 0.056 | 0.161 | 0.056 | 0.161
856 | HUNT'S POND | Generator | Yes | HDR | Hydro |  |  | Rest-of-Pool |  | MA | WCMA |  | Existing | 0 | 0.015 | 0 | 0.015
857 | OAKDALE HYDRO | Generator | Yes | HDR | Hydro |  |  | Rest-of-Pool |  | MA | WCMA |  | Existing | 2.712 | 0.475 | 2.712 | 0.475
859 | BOATLOCK | Generator | Yes | HDR | Hydro |  |  | Rest-of-Pool |  | MA | WCMA |  | Existing | 1.287 | 2.039 | 1.287 | 2.039
860 | BRIAR HYDRO | Generator | Yes | HDR | Hydro |  |  | Northern New England |  | NH | NH |  | Existing | 0.866 | 2.784 | 0.866 | 2.784
861 | CANAAN | Generator | Yes | HDR | Hydro |  |  | Northern New England |  | NH | NH |  | Existing | 0.644 | 0.925 | 0.644 | 0.925
862 | CHEMICAL | Generator | Yes | HDR | Hydro |  |  | Rest-of-Pool |  | MA | WCMA |  | Existing | 0.356 | 0.44 | 0.356 | 0.44
863 | CLEMENT DAM | Generator | Yes | HDR | Hydro |  |  | Northern New England |  | NH | NH |  | Existing | 0.301 | 0.411 | 0.301 | 0.411
864 | DWIGHT | Generator | Yes | HDR | Hydro |  |  | Rest-of-Pool |  | MA | WCMA |  | Existing | 0.086 | 0.222 | 0.086 | 0.222
865 | ERROL | Generator | Yes | HDR | Hydro |  |  | Northern New England |  | NH | NH |  | Existing | 1.82 | 1.983 | 1.82 | 1.983
866 | GREGGS | Generator | Yes | HDR | Hydro |  |  | Northern New England |  | NH | NH |  | Existing | 0.32 | 1.205 | 0.32 | 1.205
867 | INDIAN ORCHARD | Generator | Yes | HDR | Hydro |  |  | Rest-of-Pool |  | MA | WCMA |  | Existing | 0.086 | 0.767 | 0.086 | 0.767
868 | MILTON MILLS HYDRO | Generator | Yes | HDR | Hydro |  |  | Northern New England |  | NH | NH |  | Existing | 0.297 | 1.028 | 0.297 | 1.028
869 | MINE FALLS | Generator | Yes | HDR | Hydro |  |  | Northern New England |  | NH | NH |  | Existing | 0.307 | 1.297 | 0.307 | 1.297
870 | PEMBROKE | Generator | Yes | HDR | Hydro |  |  | Northern New England |  | NH | NH |  | Existing | 0.242 | 1.178 | 0.242 | 1.178
871 | PENNACOOK FALLS LOWER | Generator | Yes | HDR | Hydro |  |  | Northern New England |  | NH | NH |  | Existing | 1.005 | 2.936 | 1.005 | 2.936
872 | PENNACOOK FALLS UPPER | Generator | Yes | HDR | Hydro |  |  | Northern New England |  | NH | NH |  | Existing | 0.725 | 2.031 | 0.725 | 2.031
873 | PUTTS BRIDGE | Generator | Yes | HDR | Hydro |  |  | Rest-of-Pool |  | MA | WCMA |  | Existing | 0.403 | 2.093 | 0.403 | 2.093
874 | RED BRIDGE | Generator | Yes | HDR | Hydro |  |  | Rest-of-Pool |  | MA | WCMA |  | Existing | 0.181 | 1.177 | 0.181 | 1.177
875 | RIVER BEND | Generator | Yes | HDR | Hydro |  |  | Northern New England |  | NH | NH |  | Existing | 0.648 | 0.93 | 0.648 | 0.93
876 | ROBERTSVILLE | Generator | Yes | HDR | Hydro |  |  | Rest-of-Pool |  | CT | CT |  | Existing | 0 | 0.013 | 0 | 0.013
877 | SCOTLAND | Generator | Yes | HDR | Hydro |  |  | Rest-of-Pool |  | CT | CT |  | Existing | 0 | 0.697 | 0 | 0.697
878 | SKINNER | Generator | Yes | HDR | Hydro |  |  | Rest-of-Pool |  | MA | WCMA |  | Existing | 0.1 | 0.2 | 0.1 | 0.2
879 | TAFTVILLE CT | Generator | Yes | HDR | Hydro |  |  | Rest-of-Pool |  | CT | CT |  | Existing | 0 | 0.797 | 0 | 0.797
882 | FRANKLIN FALLS | Generator | Yes | HDR | Hydro |  |  | Northern New England |  | NH | NH |  | Existing | 0.406 | 0.492 | 0.406 | 0.492
883 | SALMON FALLS HYDRO | Generator | Yes | HDR | Hydro |  |  | Northern New England |  | ME | ME |  | Existing | 0.029 | 0.445 | 0.029 | 0.445
884 | SWANS FALLS | Generator | Yes | HDR | Hydro |  |  | Northern New England |  | NH | NH |  | Existing | 0.292 | 0.383 | 0.292 | 0.383
886 | COCHECO FALLS | Generator | Yes | HDR | Hydro |  |  | Northern New England |  | NH | NH |  | Existing | 0.059 | 0.261 | 0.059 | 0.261
887 | CHINA MILLS DAM | Generator | Yes | HDR | Hydro |  |  | Northern New England |  | NH | NH |  | Existing | 0.005 | 0.251 | 0.005 | 0.251
888 | NEWFOUND HYDRO | Generator | Yes | HDR | Hydro |  |  | Northern New England |  | NH | NH |  | Existing | 0.241 | 0.8 | 0.241 | 0.8
889 | SUNAPEE HYDRO | Generator | Yes | HDR | Hydro |  |  | Northern New England |  | NH | NH |  | Existing | 0.086 | 0.276 | 0.086 | 0.276
890 | NASHUA HYDRO | Generator | Yes | HDR | Hydro |  |  | Northern New England |  | NH | NH |  | Existing | 0.101 | 0.671 | 0.101 | 0.671
891 | HILLSBORO MILLS | Generator | Yes | HDR | Hydro |  |  | Northern New England |  | NH | NH |  | Existing | 0 | 0.142 | 0 | 0.142
892 | LAKEPORT DAM | Generator | Yes | HDR | Hydro |  |  | Northern New England |  | NH | NH |  | Existing | 0.218 | 0.21 | 0.218 | 0.21
893 | WEST HOPKINTON HYDRO | Generator | Yes | HDR | Hydro |  |  | Northern New England |  | NH | NH |  | Existing | 0.136 | 0.382 | 0.136 | 0.382
894 | LISBON HYDRO | Generator | Yes | HDR | Hydro |  |  | Northern New England |  | NH | NH |  | Existing | 0.236 | 0.273 | 0.236 | 0.273
895 | LOWER ROBERTSON DAM | Generator | Yes | HDR | Hydro |  |  | Northern New England |  | NH | NH |  | Existing | 0.241 | 0.551 | 0.241 | 0.551
897 | OLD NASH DAM | Generator | Yes | HDR | Hydro |  |  | Northern New England |  | NH | NH |  | Existing | 0.015 | 0.081 | 0.015 | 0.081
898 | SUGAR RIVER HYDRO | Generator | Yes | HDR | Hydro |  |  | Northern New England |  | NH | NH |  | Existing | 0.012 | 0.096 | 0.012 | 0.096
900 | GREAT FALLS LOWER | Generator | Yes | HDR | Hydro |  |  | Northern New England |  | NH | NH |  | Existing | 0.087 | 0.559 | 0.087 | 0.559
901 | WATERLOOM FALLS | Generator | Yes | HDR | Hydro |  |  | Northern New England |  | NH | NH |  | Existing | 0 | 0.032 | 0 | 0.032
902 | HOSIERY MILL DAM | Generator | Yes | HDR | Hydro |  |  | Northern New England |  | NH | NH |  | Existing | 0 | 0.127 | 0 | 0.127
903 | WYANDOTTE HYDRO | Generator | Yes | HDR | Hydro |  |  | Northern New England |  | NH | NH |  | Existing | 0 | 0.049 | 0 | 0.049
904 | LOCHMERE DAM | Generator | Yes | HDR | Hydro |  |  | Northern New England |  | NH | NH |  | Existing | 0.255 | 0.403 | 0.255 | 0.403
905 | ASHUELOT HYDRO | Generator | Yes | HDR | Hydro |  |  | Northern New England |  | NH | NH |  | Existing | 0.261 | 0.504 | 0.261 | 0.504
906 | ROLLINSFORD HYDRO | Generator | Yes | HDR | Hydro |  |  | Northern New England |  | NH | NH |  | Existing | 0.092 | 0.799 | 0.092 | 0.799
908 | OTIS MILL HYDRO | Generator | Yes | HDR | Hydro |  |  | Northern New England |  | NH | NH |  | Existing | 0 | 0.011 | 0 | 0.011
909 | STEELS POND HYDRO | Generator | Yes | HDR | Hydro |  |  | Northern New England |  | NH | NH |  | Existing | 0.018 | 0.111 | 0.018 | 0.111
910 | CAMPTON DAM | Generator | Yes | HDR | Hydro |  |  | Northern New England |  | NH | NH |  | Existing | 0.079 | 0.113 | 0.079 | 0.113
911 | KELLEYS FALLS | Generator | Yes | HDR | Hydro |  |  | Northern New England |  | NH | NH |  | Existing | 0.021 | 0.163 | 0.021 | 0.163
913 | GOODRICH FALLS | Generator | Yes | HDR | Hydro |  |  | Northern New England |  | NH | NH |  | Existing | 0.125 | 0.26 | 0.125 | 0.26
914 | CHAMBERLAIN FALLS | Generator | Yes | HDR | Hydro |  |  | Northern New England |  | NH | NH |  | Existing | 0 | 0.004 | 0 | 0.004
919 | HOPKINTON HYDRO | Generator | Yes | HDR | Hydro |  |  | Northern New England |  | NH | NH |  | Existing | 0.071 | 0.169 | 0.071 | 0.169
922 | NOONE FALLS | Generator | Yes | HDR | Hydro |  |  | Northern New England |  | NH | NH |  | Existing | 0 | 0.055 | 0 | 0.055
925 | OTTER LANE HYDRO | Generator | Yes | HDR | Hydro |  |  | Northern New England |  | NH | NH |  | Existing | 0.008 | 0.032 | 0.008 | 0.032
926 | PETERBOROUGH LOWER HYDRO | Generator | Yes | HDR | Hydro |  |  | Northern New England |  | NH | NH |  | Existing | 0.017 | 0.123 | 0.017 | 0.123
928 | SALMON BROOK STATION 3 | Generator | Yes | HDR | Hydro |  |  | Northern New England |  | NH | NH |  | Existing | 0.023 | 0.097 | 0.023 | 0.097
931 | AVERY DAM | Generator | Yes | HDR | Hydro |  |  | Northern New England |  | NH | NH |  | Existing | 0.176 | 0.186 | 0.176 | 0.186
932 | WATSON DAM | Generator | Yes | HDR | Hydro |  |  | Northern New England |  | NH | NH |  | Existing | 0.027 | 0.123 | 0.027 | 0.123
933 | WESTON DAM | Generator | Yes | HDR | Hydro |  |  | Northern New England |  | NH | NH |  | Existing | 0.211 | 0.31 | 0.211 | 0.31
935 | SUNNYBROOK HYDRO 2 | Generator | Yes | HDR | Hydro |  |  | Northern New England |  | NH | NH |  | Existing | 0.011 | 0.009 | 0.011 | 0.009
941 | PETERBOROUGH UPPER HYDRO | Generator | Yes | HDR | Hydro |  |  | Northern New England |  | NH | NH |  | Existing | 0.011 | 0.159 | 0.011 | 0.159
943 | FOUR HILLS LANDFILL | Generator | Yes | IC | Landfill Gas |  |  | Northern New England |  | NH | NH |  | Existing | 0.874 | 0.518 | 0.874 | 0.518
948 | PEPPERELL HYDRO COMPANY LLC | Generator | Yes | HDR | Hydro |  |  | Rest-of-Pool |  | MA | WCMA |  | Existing | 0.296 | 0.599 | 0.296 | 0.599
949 | VALLEY HYDRO - QF | Generator | Yes | HDR | Hydro |  |  | Southeast New England |  | RI | RI |  | Existing | 0.001 | 0.075 | 0.001 | 0.075
950 | LP ATHOL - QF | Generator | Yes | HDR | Hydro |  |  | Rest-of-Pool |  | MA | WCMA |  | Existing | 0.034 | 0.08 | 0.034 | 0.08
951 | BALTIC MILLS - QF | Generator | Yes | HDR | Hydro |  |  | Northern New England |  | NH | NH |  | Existing | 0.027 | 0.063 | 0.027 | 0.063
957 | HG&E HYDRO CABOT 1-4 | Generator | Yes | HDR | Hydro |  |  | Rest-of-Pool |  | MA | WCMA |  | Existing | 0.997 | 1.15 | 0.997 | 1.15
959 | BARTON 1-4 DIESELS | Generator | No | IC | Oil |  |  | Northern New England |  | VT | VT |  | Existing | 0.586 | 0.653 | 0.586 | 0.586
969 | POWDER MILL HYDRO | Generator | Yes | HDR | Hydro |  |  | Rest-of-Pool |  | MA | WCMA |  | Existing | 0 | 0.055 | 0 | 0.055
970 | DUDLEY HYDRO | Generator | Yes | HDR | Hydro |  |  | Rest-of-Pool |  | MA | WCMA |  | Existing | 0.008 | 0.095 | 0.008 | 0.095
978 | NEW MILFORD | Generator | Yes | IC | Methane |  |  | Rest-of-Pool |  | CT | CT |  | Existing | 1.179 | 1.288 | 1.179 | 1.288
1005 | BG DIGHTON POWER LLC | Generator | No | CC | Natural Gas |  |  | Southeast New England |  | MA | SEMA |  | Existing | 164.039 | 186.99 | 164.039 | 164.039
1028 | BUNKER RD #12 GAS TURB | Generator | No | GT | Oil |  |  | Southeast New England |  | MA | SEMA |  | Existing | 2.351 | 3.012 | 0 | 0
1029 | BUNKER RD #13 GAS TURB | Generator | No | GT | Oil |  |  | Southeast New England |  | MA | SEMA |  | Existing | 2.806 | 3.281 | 0 | 0
1030 | OAK BLUFFS | Generator | No | IC | Oil |  |  | Southeast New England |  | MA | SEMA |  | Existing | 7.471 | 8.12 | 7.471 | 7.471
1031 | WEST TISBURY | Generator | No | IC | Oil |  |  | Southeast New England |  | MA | SEMA |  | Existing | 5.005 | 5.142 | 5.005 | 5.005
1032 | BRIDGEPORT ENERGY 1 | Generator | No | CC | Natural Gas |  |  | Rest-of-Pool |  | CT | CT |  | Existing | 484 | 584.997 | 484 | 501.63
1034 | RIVERSIDE 4-7 | Generator | Yes | HDR | Hydro |  |  | Rest-of-Pool |  | MA | WCMA |  | Existing | 1.441 | 1.741 | 1.441 | 1.741
1035 | RIVERSIDE 8 | Generator | Yes | HDR | Hydro |  |  | Rest-of-Pool |  | MA | WCMA |  | Existing | 2.576 | 3.273 | 2.576 | 3.273
1047 | FAIRFAX | Generator | Yes | HDR | Hydro |  |  | Northern New England |  | VT | VT |  | Existing | 1.362 | 3.631 | 1.362 | 3.631
1048 | WARE HYDRO | Generator | Yes | HDR | Hydro |  |  | Rest-of-Pool |  | MA | WCMA |  | Existing | 0.055 | 0.61 | 0.055 | 0.61
1049 | COLLINS HYDRO | Generator | Yes | HDR | Hydro |  |  | Rest-of-Pool |  | MA | WCMA |  | Existing | 0.267 | 0.626 | 0.267 | 0.626
1050 | CHICOPEE HYDRO | Generator | Yes | HDR | Hydro |  |  | Rest-of-Pool |  | MA | WCMA |  | Existing | 0.454 | 1.213 | 0.454 | 1.213
1054 | BLACKSTONE HYDRO ASSOC | Generator | Yes | HDR | Hydro |  |  | Southeast New England |  | RI | RI |  | Existing | 0 | 0.143 | 0 | 0.143
1057 | BLACKSTONE HYDRO LOAD REDUCER | Generator | Yes | HDR | Hydro |  |  | Southeast New England |  | RI | RI |  | Existing | 0.148 | 0.559 | 0.148 | 0.559
1059 | BARRE LANDFILL | Generator | Yes | IC | Landfill Gas |  |  | Rest-of-Pool |  | MA | WCMA |  | Existing | 0.585 | 0.611 | 0 | 0
1061 | MASCOMA HYDRO | Generator | Yes | HDR | Hydro |  |  | Northern New England |  | NH | NH |  | Existing | 0.133 | 0.509 | 0.133 | 0.509
1062 | MWRA COSGROVE | Generator | Yes | HW | Hydro |  |  | Rest-of-Pool |  | MA | WCMA |  | Existing | 0.729 | 0.323 | 0.729 | 0.323
1086 | BERKSHIRE POWER | Generator | No | CC | Natural Gas |  |  | Rest-of-Pool |  | MA | WCMA |  | Existing | 229.279 | 246.279 | 229.279 | 229.279
1109 | MMWAC | Generator | Yes | ST | Refuse |  |  | Northern New England |  | ME | ME |  | Existing | 1.846 | 2.026 | 1.846 | 2.026
1113 | BRASSUA HYDRO | Generator | No | HDP | Hydro |  |  | Northern New England |  | ME | ME |  | Existing | 4.203 | 4.203 | 4.203 | 4.203
1114 | MADISON COMPOSITE | Generator | Yes | HDR | Hydro |  |  | Northern New England |  | ME | ME |  | Existing | 7.695 | 0 | 0 | 0
1117 | GREAT WORKS COMPOSITE | Generator | Yes | HDR | Hydro |  |  | Northern New England |  | ME | ME |  | Existing | 0.013 | 0.117 | 0.006 | 0.054
1119 | KENNEBAGO HYDRO | Generator | Yes | HDR | Hydro |  |  | Northern New England |  | ME | ME |  | Existing | 0.164 | 0.424 | 0.164 | 0.424
1122 | CASCADE-DIAMOND-QF | Generator | Yes | HDR | Hydro |  |  | Rest-of-Pool |  | MA | WCMA |  | Existing | 0.059 | 0.239 | 0.059 | 0.239
1185 | STONY BROOK GT1A | Generator | No | CC | Oil |  |  | Rest-of-Pool |  | MA | WCMA |  | Existing | 103.167 | 118.5 | 100 | 100
1186 | STONY BROOK GT1B | Generator | No | CC | Oil |  |  | Rest-of-Pool |  | MA | WCMA |  | Existing | 99.932 | 115.932 | 97 | 97
1187 | STONY BROOK GT1C | Generator | No | CC | Oil |  |  | Rest-of-Pool |  | MA | WCMA |  | Existing | 103.167 | 118.5 | 100 | 100
1209 | CRRA HARTFORD LANDFILL | Generator | Yes | IC | Landfill Gas |  |  | Rest-of-Pool |  | CT | CT |  | Existing | 1.196 | 1.236 | 1.196 | 1.236
1210 | MILLENNIUM | Generator | No | CC | Natural Gas |  |  | Rest-of-Pool |  | MA | WCMA |  | Existing | 331 | 383.904 | 331 | 331
1216 | MAINE INDEPENDENCE STATION | Generator | No | CC | Natural Gas |  |  | Northern New England |  | ME | ME |  | Existing | 492.658 | 538.276 | 100 | 100
1221 | ESSEX DIESELS | Generator | No | IC | Oil |  |  | Northern New England |  | VT | VT |  | Existing | 7.215 | 7.246 | 7.215 | 7.215
1225 | TANNERY DAM | Generator | Yes | HDR | Hydro |  |  | Rest-of-Pool |  | MA | WCMA |  | Existing | 0 | 0.006 | 0 | 0.006
1226 | TIVERTON POWER | Generator | No | CC | Natural Gas |  |  | Southeast New England |  | RI | RI |  | Existing | 266.572 | 293.731 | 266.572 | 271.991
1255 | RUMFORD POWER | Generator | No | CC | Natural Gas |  |  | Northern New England |  | ME | ME |  | Existing | 244.281 | 269.091 | 224 | 228.951
1258 | BHE SMALL HYDRO COMPOSITE | Generator | Yes | HDR | Hydro |  |  | Northern New England |  | ME | ME |  | Existing | 0.722 | 1.665 | 0.722 | 1.665
1267 | SPARHAWK | Generator | Yes | HDR | Hydro |  |  | Northern New England |  | ME | ME |  | Existing | 0.001 | 0.01 | 0.001 | 0.01
1270 | SYSKO STONY BROOK | Generator | Yes | HDR | Hydro |  |  | Northern New England |  | ME | ME |  | Existing | 0.013 | 0.015 | 0.013 | 0.015
1271 | SYSKO WIGHT BROOK | Generator | Yes | HDR | Hydro |  |  | Northern New England |  | ME | ME |  | Existing | 0.003 | 0.021 | 0.003 | 0.021
1273 | KENNEBEC WATER U5 | Generator | Yes | HDR | Hydro |  |  | Northern New England |  | ME | ME |  | Existing | 0.102 | 0.506 | 0.102 | 0.506
1286 | ANP-BLACKSTONE ENERGY CO. #1 | Generator | No | CC | Natural Gas |  |  | Southeast New England |  | MA | SEMA |  | Existing | 239.174 | 250.984 | 239.174 | 239.174
1287 | ANP-BLACKSTONE ENERGY 2 | Generator | No | CC | Natural Gas |  |  | Southeast New England |  | MA | SEMA |  | Existing | 257.134 | 272.338 | 257.134 | 257.134
1288 | BUCKSPORT ENERGY 4 | Generator | No | CC | Natural Gas |  |  | Northern New England |  | ME | ME |  | Existing | 160.3 | 185.7 | 160.3 | 160.3
1342 | LAKE ROAD 1 | Generator | No | CC | Natural Gas |  |  | Rest-of-Pool |  | CT | CT |  | Existing | 269.792 | 299.416 | 269.792 | 269.792
1343 | LAKE ROAD 2 | Generator | No | CC | Natural Gas |  |  | Rest-of-Pool |  | CT | CT |  | Existing | 275.213 | 304.837 | 275.213 | 275.213
1344 | LAKE ROAD 3 | Generator | No | CC | Natural Gas |  |  | Rest-of-Pool |  | CT | CT |  | Existing | 279 | 307.076 | 279 | 279
1345 | WESTBROOK | Generator | No | CC | Natural Gas |  |  | Northern New England |  | ME | ME |  | Existing | 530 | 554.43 | 530 | 530
1368 | ROCKY GORGE CORPORATION | Generator | Yes | HDR | Hydro |  |  | Northern New England |  | ME | ME |  | Existing | 0.069 | 0.267 | 0.069 | 0.267
1376 | PPL WALLINGFORD UNIT 1 | Generator | No | GT | Natural Gas |  |  | Rest-of-Pool |  | CT | CT |  | Existing | 43.473 | 48.583 | 43.473 | 43.473
1377 | PPL WALLINGFORD UNIT 2 | Generator | No | GT | Natural Gas |  |  | Rest-of-Pool |  | CT | CT |  | Existing | 43.019 | 49 | 43.019 | 43.019
1378 | PPL WALLINGFORD UNIT 3 | Generator | No | GT | Natural Gas |  |  | Rest-of-Pool |  | CT | CT |  | Existing | 44.045 | 49 | 44.045 | 44.045
1379 | PPL WALLINGFORD UNIT 4 | Generator | No | GT | Natural Gas |  |  | Rest-of-Pool |  | CT | CT |  | Existing | 42.937 | 47.157 | 42.937 | 42.937
1380 | PPL WALLINGFORD UNIT 5 | Generator | No | GT | Natural Gas |  |  | Rest-of-Pool |  | CT | CT |  | Existing | 44.425 | 49 | 44.425 | 44.425
1385 | Milford Power 1 Incremental | Generator | No | CC | Natural Gas |  |  | Rest-of-Pool |  | CT | CT |  | Existing | 267.61 | 295.353 | 267.61 | 267.61
1386 | MILFORD POWER 2 | Generator | No | CC | Natural Gas |  |  | Rest-of-Pool |  | CT | CT |  | Existing | 267.093 | 301.425 | 267.093 | 267.093
1412 | ANP-BELLINGHAM 1 | Generator | No | CC | Natural Gas |  |  | Southeast New England |  | MA | SEMA |  | Existing | 254.704 | 284.813 | 254.704 | 254.704
1415 | ANP-BELLINGHAM 2 | Generator | No | CC | Natural Gas |  |  | Southeast New England |  | MA | SEMA |  | Existing | 247.295 | 276.788 | 247.295 | 247.295
1432 | GRS-FALL RIVER | Generator | No | GT | Landfill Gas |  |  | Southeast New England |  | MA | SEMA |  | Existing | 3.028 | 3.824 | 3.028 | 3.028
1478 | MYSTIC 8 | Generator | No | CC | Natural Gas |  |  | Southeast New England |  | MA | NEMA |  | Existing | 703.324 | 841.564 | 703.324 | 703.324
1572 | GRANBY SANITARY LANDFILL QF U5 | Generator | Yes | IC | Refuse |  |  | Rest-of-Pool |  | MA | WCMA |  | Existing | 2.167 | 2.382 | 2.167 | 2.382
1616 | MYSTIC 9 | Generator | No | CC | Natural Gas |  |  | Southeast New England |  | MA | NEMA |  | Existing | 709.676 | 858.366 | 0 | 0
1625 | GRANITE RIDGE ENERGY | Generator | No | CC | Natural Gas |  |  | Northern New England |  | NH | NH |  | Existing | 675.675 | 773.01 | 675.675 | 675.675
1630 | RISEP | Generator | No | CC | Natural Gas |  |  | Southeast New England |  | RI | RI |  | Existing | 551.668 | 585.87 | 551.668 | 575.444
1631 | Indeck-Energy Alexandria, LLC | Generator | No | ST | Wood |  |  | Northern New England |  | NH | NH |  | Existing | 15.031 | 15.2 | 15.031 | 15.031
1649 | EP Newington Energy, LLC | Generator | No | CC | Natural Gas |  |  | Northern New England |  | NH | NH |  | Existing | 559.5 | 599.239 | 559.5 | 559.5
1656 | HULL WIND TURBINE U5 | Generator | Yes | WT | Wind |  |  | Southeast New England |  | MA | SEMA |  | Existing | 0.033 | 0.088 | 0.033 | 0.088
1672 | KENDALL CT | Generator | No | CC | Natural Gas |  |  | Southeast New England |  | MA | NEMA |  | Existing | 170 | 180.641 | 162 | 162
1691 | FORE RIVER-1 | Generator | No | CC | Natural Gas |  |  | Southeast New England |  | MA | SEMA |  | Existing | 708 | 838.111 | 708 | 708
1693 | WEST SPRINGFIELD GT-1 | Generator | No | GT | Natural Gas |  |  | Rest-of-Pool |  | MA | WCMA |  | Existing | 39 | 48 | 39 | 39
1694 | WEST SPRINGFIELD GT-2 | Generator | No | GT | Natural Gas |  |  | Rest-of-Pool |  | MA | WCMA |  | Existing | 39 | 48 | 39 | 39
1720 | MIDDLEBURY LOWER | Generator | Yes | HDR | Hydro |  |  | Northern New England |  | VT | VT |  | Existing | 0.481 | 1.042 | 0.481 | 1.042
2278 | BARKER LOWER HYDRO | Generator | Yes | HDR | Hydro |  |  | Northern New England |  | ME | ME |  | Existing | 0.312 | 0.771 | 0.312 | 0.771
2279 | BARKER UPPER HYDRO | Generator | Yes | HDR | Hydro |  |  | Northern New England |  | ME | ME |  | Existing | 0.336 | 0.664 | 0.336 | 0.664
2280 | BENTON FALLS HYDRO | Generator | Yes | HDR | Hydro |  |  | Northern New England |  | ME | ME |  | Existing | 0.663 | 2.053 | 0.663 | 2.053
2281 | BROWNS MILL HYDRO | Generator | Yes | HDR | Hydro |  |  | Northern New England |  | ME | ME |  | Existing | 0.168 | 0.498 | 0.168 | 0.498
2282 | DAMARISCOTTA HYDRO | Generator | Yes | HDR | Hydro |  |  | Northern New England |  | ME | ME |  | Existing | 0 | 0.239 | 0 | 0.239
2283 | EUSTIS HYDRO | Generator | Yes | HDR | Hydro |  |  | Northern New England |  | ME | ME |  | Existing | 0.06 | 0.144 | 0.03 | 0.072
2284 | GARDINER HYDRO | Generator | Yes | HDR | Hydro |  |  | Northern New England |  | ME | ME |  | Existing | 0.388 | 0.952 | 0.388 | 0.952
2285 | GREENVILLE HYDRO | Generator | Yes | HDR | Hydro |  |  | Northern New England |  | ME | ME |  | Existing | 0.077 | 0.337 | 0.038 | 0.166
2286 | HACKETT MILLS HYDRO | Generator | Yes | HDR | Hydro |  |  | Northern New England |  | ME | ME |  | Existing | 0.003 | 0.245 | 0.003 | 0.245
2287 | MECHANIC FALLS HYDRO | Generator | Yes | HDR | Hydro |  |  | Northern New England |  | ME | ME |  | Existing | 0.158 | 0.43 | 0.078 | 0.212
2288 | NORWAY HYDRO | Generator | Yes | HDR | Hydro |  |  | Northern New England |  | ME | ME |  | Existing | 0 | 0.028 | 0 | 0.028
2290 | PITTSFIELD HYDRO | Generator | Yes | HDR | Hydro |  |  | Northern New England |  | ME | ME |  | Existing | 0.225 | 0.653 | 0.225 | 0.653
2292 | YORK HYDRO | Generator | Yes | HDR | Hydro |  |  | Northern New England |  | ME | ME |  | Existing | 0.127 | 0.712 | 0.063 | 0.353
2424 | CITIZENS BLOCK LOAD | Generator | No |  | Steam |  |  | Northern New England |  | VT | VT |  | Existing | 30 | 30 | 30 | 30
2425 | SPRINGFIELD REFUSE-NEW | Generator | Yes | ST | Refuse |  |  | Rest-of-Pool |  | MA | WCMA |  | Existing | 4.953 | 5.603 | 0 | 0
2426 | Hydro Kennebec | Generator | Yes | HDR | Hydro |  |  | Northern New England |  | ME | ME |  | Existing | 6.334 | 9.866 | 6.334 | 9.866
2430 | BELDENS-NEW | Generator | Yes | HDR | Hydro |  |  | Northern New England |  | VT | VT |  | Existing | 0.83 | 2.014 | 0.83 | 2.014
2431 | DODGE FALLS-NEW | Generator | Yes | HDR | Hydro |  |  | Northern New England |  | VT | VT |  | Existing | 2.974 | 3.739 | 2.974 | 3.739
2432 | HUNTINGTON FALLS-NEW | Generator | Yes | HDR | Hydro |  |  | Northern New England |  | VT | VT |  | Existing | 2.944 | 5.695 | 2.944 | 5.695
2433 | RYEGATE 1-NEW | Generator | Yes | ST | Wood |  |  | Northern New England |  | VT | VT |  | Existing | 19 | 18.716 | 19 | 18.716
2434 | GORGE 18 HYDRO-NEW | Generator | Yes | HDR | Hydro |  |  | Northern New England |  | VT | VT |  | Existing | 0.435 | 1.12 | 0.435 | 1.12
2435 | VERGENNES HYDRO-NEW | Generator | Yes | HDR | Hydro |  |  | Northern New England |  | VT | VT |  | Existing | 0.849 | 1.421 | 0.849 | 1.421
2439 | BROCKWAY MILLS U5 | Generator | Yes | HDR | Hydro |  |  | Northern New England |  | VT | VT |  | Existing | 0.028 | 0.094 | 0.028 | 0.094
2462 | PLAINVILLE GEN QF U5 | Generator | Yes | IC | Methane |  |  | Southeast New England |  | MA | SEMA |  | Existing | 2.06 | 2.287 | 2.06 | 2.287
2466 | CHERRY 7 | Generator | No | IC | Oil |  |  | Rest-of-Pool |  | MA | WCMA |  | Existing | 2.8 | 2.8 | 2.8 | 2.8
2467 | CHERRY 8 | Generator | No | IC | Oil |  |  | Rest-of-Pool |  | MA | WCMA |  | Existing | 3.4 | 3.4 | 3.4 | 3.4
2468 | CHERRY 10 | Generator | No | IC | Oil |  |  | Rest-of-Pool |  | MA | WCMA |  | Existing | 2.1 | 2.1 | 2.1 | 2.1
2469 | CHERRY 11 | Generator | No | IC | Oil |  |  | Rest-of-Pool |  | MA | WCMA |  | Existing | 2.1 | 2.1 | 2.1 | 2.1
2470 | CHERRY 12 | Generator | No | IC | Oil |  |  | Rest-of-Pool |  | MA | WCMA |  | Existing | 4.999 | 4.999 | 4.999 | 4.999
10401 | CELLEY MILL U5 | Generator | Yes | HDR | Hydro |  |  | Northern New England |  | NH | NH |  | Existing | 0.028 | 0.074 | 0.028 | 0.074
10402 | PETTYBORO HYDRO U5 | Generator | Yes | HDR | Hydro |  |  | Northern New England |  | NH | NH |  | Existing | 0 | 0.001 | 0 | 0.001
10403 | EASTMAN BROOK U5 | Generator | Yes | HDR | Hydro |  |  | Northern New England |  | NH | NH |  | Existing | 0.011 | 0.037 | 0.011 | 0.037
10406 | LOWER VALLEY HYDRO U5 | Generator | Yes | HDR | Hydro |  |  | Northern New England |  | NH | NH |  | Existing | 0.035 | 0.175 | 0.035 | 0.175
10407 | WOODSVILLE HYDRO U5 | Generator | Yes | HDR | Hydro |  |  | Northern New England |  | NH | NH |  | Existing | 0.108 | 0.07 | 0.108 | 0.07
10409 | SWEETWATER HYDRO U5 | Generator | Yes | HDR | Hydro |  |  | Northern New England |  | NH | NH |  | Existing | 0.085 | 0.254 | 0.085 | 0.254
10424 | Great Lakes - Berlin Incremental | Generator | Yes | HDR | Hydro |  |  | Northern New England |  | NH | NH |  | Existing | 7.451 | 11.434 | 7.451 | 11.434
10615 | BLUE SPRUCE FARM U5 | Generator | Yes | IC | Methane |  |  | Northern New England |  | VT | VT |  | Existing | 0.275 | 0.275 | 0.275 | 0.275
10770 | WEST SPRINGFIELD HYDRO U5 | Generator | Yes | HDR | Hydro |  |  | Rest-of-Pool |  | MA | WCMA |  | Existing | 0.299 | 0.881 | 0.299 | 0.881
10801 | COVENTRY CLEAN ENERGY | Generator | Yes | IC | Landfill Gas |  |  | Northern New England |  | VT | VT |  | Existing | 3.486 | 3.61 | 3.486 | 3.61
10959 | RRIG EXPANSION PHASE 2 | Generator | Yes | IC | Landfill Gas |  |  | Southeast New England |  | RI | RI |  | Existing | 1.037 | 0.877 | 0 | 0
11052 | GRTR NEW BEDFORD LFG UTIL PROJ | Generator | Yes | IC | Landfill Gas |  |  | Southeast New England |  | MA | SEMA |  | Existing | 2.428 | 2.491 | 2.428 | 2.491
11126 | NORTH HARTLAND HYDRO | Generator | Yes | HDR | Hydro |  |  | Northern New England |  | VT | VT |  | Existing | 0.679 | 1.944 | 0.679 | 1.944
11408 | HULL WIND TURBINE II | Generator | Yes | WT | Wind |  |  | Southeast New England |  | MA | SEMA |  | Existing | 0.042 | 0.259 | 0.042 | 0.259
11424 | RUMFORD FALLS | Generator | Yes | HDR | Hydro |  |  | Northern New England |  | ME | ME |  | Existing | 27.364 | 33.375 | 27.364 | 33.375
11842 | WATERSIDE POWER | Generator | No | GT | Oil |  |  | Rest-of-Pool |  | CT | CT |  | Existing | 70.017 | 71.557 | 70.017 | 70.017
11925 | BROCKTON BRIGHTFIELDS | Generator | Yes | PV | Solar |  |  | Southeast New England |  | MA | SEMA |  | Existing | 0.149 | 0 | 0.149 | 0
12108 | FIEC DIESEL | Generator | No | IC | Oil |  |  | Northern New England |  | ME | ME |  | Existing | 1.54 | 1.596 | 1.54 | 1.54
12180 | BERKSHIRE COW POWER | Generator | Yes | IC | Methane |  |  | Northern New England |  | VT | VT |  | Existing | 0.232 | 0.288 | 0.232 | 0.288
12274 | GREEN MOUNTAIN DAIRY | Generator | Yes | IC | Methane |  |  | Northern New England |  | VT | VT |  | Existing | 0.205 | 0.211 | 0.205 | 0.211
12323 | COVENTRY CLEAN ENERGY #4 | Generator | Yes | IC | Landfill Gas |  |  | Northern New England |  | VT | VT |  | Existing | 2.456 | 2.512 | 2.456 | 2.512
12500 | Thomas A. Watson | Generator | No | GT | Natural Gas |  |  | Southeast New England |  | MA | SEMA |  | Existing | 105.2 | 114.8 | 105.2 | 105.2
12504 | Devon 15-18 | Generator | No | GT | Oil |  |  | Rest-of-Pool |  | CT | CT |  | Existing | 187.589 | 187.6 | 187.589 | 187.589
12505 | Middletown 12-15 | Generator | No | GT | Oil |  |  | Rest-of-Pool |  | CT | CT |  | Existing | 187.6 | 187.6 | 187.6 | 187.6
12509 | UNH Power Plant | Generator | No | GT | Landfill Gas |  |  | Northern New England |  | NH | NH |  | Existing | 2 | 2 | 2 | 2
12510 | Swanton Gas Turbine 1 | Generator | No | GT | Oil |  |  | Northern New England |  | VT | VT |  | Existing | 19.304 | 23.954 | 19.304 | 19.304
12511 | Swanton Gas Turbine 2 | Generator | No | GT | Oil |  |  | Northern New England |  | VT | VT |  | Existing | 19.349 | 23.839 | 19.349 | 19.349
12521 | Lowell Power Reactivation | Generator | No | CC | Natural Gas |  |  | Rest-of-Pool |  | MA | WCMA |  | Existing | 74 | 74 | 74 | 74
12524 | Cos Cob 13&14 | Generator | No | GT | Oil |  |  | Rest-of-Pool |  | CT | CT |  | Existing | 36 | 36 | 36 | 36
12526 | Pierce | Generator | No | GT | Natural Gas |  |  | Rest-of-Pool |  | CT | CT |  | Existing | 74.085 | 87 | 74.085 | 74.085
12530 | Sheffield Wind Farm | Generator | Yes | WT | Wind |  |  | Northern New England |  | VT | VT |  | Existing | 3.108 | 8.928 | 3.108 | 8.928
12551 | Kibby Wind Power | Generator | Yes | WT | Wind |  |  | Northern New England |  | ME | ME |  | Existing | 16.413 | 32.616 | 16.413 | 32.616
12553 | Covanta Haverhill Landfill Gas Engine | Generator | No | IC | Landfill Gas |  |  | Southeast New England |  | MA | NEMA |  | Existing | 1.089 | 1.091 | 0 | 0
12564 | Waterbury Generation Facility | Generator | No | GT | Natural Gas |  |  | Rest-of-Pool |  | CT | CT |  | Existing | 95.821 | 98.749 | 95.821 | 95.821
13669 | Manchester Methane LLC East Windsor Facility | Generator | Yes | IC | Landfill Gas |  |  | Rest-of-Pool |  | CT | CT |  | Existing | 0.635 | 0.511 | 0.635 | 0.511
13673 | MATEP (DIESEL) | Generator | No | IC | Oil |  |  | Southeast New England |  | MA | NEMA |  | Existing | 17.12 | 17.46 | 8.12 | 8.12
13675 | MATEP (COMBINED CYCLE) | Generator | No | CC | Natural Gas |  |  | Southeast New England |  | MA | NEMA |  | Existing | 55.76 | 60.635 | 52 | 52
13703 | Verso VCG1 | Generator | No | GT | Natural Gas |  |  | Northern New England |  | ME | ME |  | Existing | 42.606 | 53.76 | 42.606 | 50.25
13704 | Verso VCG2 | Generator | No | GT | Natural Gas |  |  | Northern New England |  | ME | ME |  | Existing | 44.473 | 56.321 | 44.473 | 52.473
13705 | Verso VCG3 | Generator | No | GT | Natural Gas |  |  | Northern New England |  | ME | ME |  | Existing | 42.452 | 55.123 | 42.452 | 50.452
13975 | Corriveau Hydroelectric LLC | Generator | Yes | HDR | Hydro |  |  | Northern New England |  | ME | ME |  | Existing | 0.042 | 0.046 | 0.042 | 0.046
14087 | MAT3 | Generator | No | IC | Oil |  |  | Southeast New England |  | MA | NEMA |  | Existing | 14.34 | 18.63 | 14.34 | 14.34
14217 | NORTHFIELD MOUNTAIN 1 | Generator | No | PS | Hydro |  |  | Rest-of-Pool |  | MA | WCMA |  | Existing | 292 | 292 | 292 | 292
14218 | NORTHFIELD MOUNTAIN 2 | Generator | No | PS | Hydro |  |  | Rest-of-Pool |  | MA | WCMA |  | Existing | 292 | 292 | 292 | 292
14219 | NORTHFIELD MOUNTAIN 3 | Generator | No | PS | Hydro |  |  | Rest-of-Pool |  | MA | WCMA |  | Existing | 292 | 292 | 292 | 292
14220 | NORTHFIELD MOUNTAIN 4 | Generator | No | PS | Hydro |  |  | Rest-of-Pool |  | MA | WCMA |  | Existing | 292 | 292 | 292 | 292
14271 | Ameresco Northampton | Generator | No | IC | Landfill Gas |  |  | Rest-of-Pool |  | MA | WCMA |  | Existing | 0.748 | 0.752 | 0.748 | 0.748
14595 | Granite Reliable Power | Generator | Yes | WT | Wind |  |  | Northern New England |  | NH | NH |  | Existing | 12.946 | 26.042 | 12.946 | 26.042
14599 | Rhode Island LFG Genco, LLC - ST | Generator | No | CC | Landfill Gas |  |  | Southeast New England |  | RI | RI |  | Existing | 26 | 26 | 26 | 26
14610 | Princeton Wind Farm Project | Generator | Yes | WT | Wind |  |  | Rest-of-Pool |  | MA | WCMA |  | Existing | 0.133 | 0.349 | 0.133 | 0.349
14614 | Kleen Energy | Generator | No | CC | Natural Gas |  |  | Rest-of-Pool |  | CT | CT |  | Existing | 620 | 620 | 620 | 620
14623 | Valley Hydro (Station No. 5) | Generator | Yes | HDR | Hydro |  |  | Rest-of-Pool |  | MA | WCMA |  | Existing | 0.239 | 0.489 | 0.239 | 0.489
14652 | Templeton Wind Turbine | Generator | Yes | WT | Wind |  |  | Rest-of-Pool |  | MA | WCMA |  | Existing | 0.043 | 0.104 | 0.043 | 0.104
14660 | Lempster Wind | Generator | Yes | WT | Wind |  |  | Northern New England |  | NH | NH |  | Existing | 2.656 | 8.235 | 2.656 | 8.235
14661 | Berkshire Wind Power Project | Generator | Yes | WT | Wind |  |  | Rest-of-Pool |  | MA | WCMA |  | Existing | 1.754 | 6.121 | 1.754 | 6.121
14663 | WMRE Crossroads | Generator | No | IC | Landfill Gas |  |  | Northern New England |  | ME | ME |  | Existing | 2.984 | 2.806 | 2.806 | 2.806
14665 | Record Hill Wind | Generator | Yes | WT | Wind |  |  | Northern New England |  | ME | ME |  | Existing | 5.584 | 11.388 | 5.584 | 11.388
14706 | Kimberly-Clark Corp Energy Independence Project | Generator | No | CC | Natural Gas |  |  | Rest-of-Pool |  | CT | CT |  | Existing | 13.016 | 14 | 13.016 | 13.016
15415 | Dartmouth Power Expansion | Generator | No | GT | Natural Gas |  |  | Southeast New England |  | MA | SEMA |  | Existing | 19.578 | 20.508 | 19.578 | 19.578
15477 | New Haven Harbor Units 2, 3, & 4 | Generator | No | GT | Oil |  |  | Rest-of-Pool |  | CT | CT |  | Existing | 129.6 | 129.6 | 129.6 | 129.6
15509 | Plainfield Renewable Energy | Generator | No | ST | Wood |  |  | Rest-of-Pool |  | CT | CT |  | Existing | 37.5 | 37.5 | 37.5 | 37.5
16296 | Milford Hydro | Generator | Yes | HDR | Hydro |  |  | Northern New England |  | ME | ME |  | Existing | 4.699 | 5.97 | 4.699 | 5.97
16523 | Stillwater | Generator | Yes | HDR | Hydro |  |  | Northern New England |  | ME | ME |  | Existing | 1.561 | 1.286 | 1.561 | 1.286
16525 | Medway | Generator | Yes | HDR | Hydro |  |  | Northern New England |  | ME | ME |  | Existing | 3.426 | 2.869 | 3.426 | 2.869
16631 | Victory Road Dorchester PV | Generator | Yes | PV | Solar |  |  | Southeast New England |  | MA | NEMA |  | Existing | 0.316 | 0 | 0.316 | 0
16640 | Hilldale Ave Haverhill PV | Generator | Yes | PV | Solar |  |  | Southeast New England |  | MA | NEMA |  | Existing | 0.27 | 0 | 0.27 | 0
16642 | Railroad Street Revere PV | Generator | Yes | PV | Solar |  |  | Southeast New England |  | MA | NEMA |  | Existing | 0.245 | 0 | 0.245 | 0
16643 | Rover Street Everett PV | Generator | Yes | PV | Solar |  |  | Southeast New England |  | MA | NEMA |  | Existing | 0.168 | 0 | 0.168 | 0
16644 | Main Street Whitinsville PV | Generator | Yes | PV | Solar |  |  | Southeast New England |  | MA | SEMA |  | Existing | 0.28 | 0 | 0.28 | 0
16653 | Berlin Biopower | Generator | No | PB | Wood |  |  | Northern New England |  | NH | NH |  | Existing | 65.38 | 65.38 | 65.38 | 65.38
16659 | Ipswich Wind Farm 1 | Generator | Yes | WT | Wind |  |  | Southeast New England |  | MA | NEMA |  | Existing | 0.174 | 0.303 | 0.174 | 0.303
16688 | Nor1 | Generator | No | IC | Oil |  |  | Rest-of-Pool |  | CT | CT |  | Existing | 1.789 | 1.958 | 1.789 | 1.789
16737 | DFC-ERG Hybrid Fuel Cell (3) | Generator | No | FC | Natural Gas |  |  | Rest-of-Pool |  | CT | CT |  | Existing | 2.5 | 2.5 | 2.5 | 2.5
16738 | BFCP Fuel Cell | Generator | No | FC | Natural Gas |  |  | Rest-of-Pool |  | CT | CT |  | Existing | 13.054 | 13.054 | 13.054 | 13.054
16750 | Norden #2 | Generator | No | IC | Oil |  |  | Rest-of-Pool |  | CT | CT |  | Existing | 1.79 | 1.947 | 1.79 | 1.79
16752 | Norden #3 | Generator | No | IC | Oil |  |  | Rest-of-Pool |  | CT | CT |  | Existing | 1.777 | 1.942 | 1.777 | 1.777
17359 | Sugar River 2 | Generator | Yes | HDR | Hydro |  |  | Northern New England |  | NH | NH |  | Existing | 0.014 | 0.115 | 0.014 | 0.115
35442 | Seaman Energy | Generator | Yes | IC | Landfill Gas |  |  | Rest-of-Pool |  | MA | WCMA |  | Existing | 0.247 | 0.27 | 0.247 | 0.27
35485 | Fitchburg-FCA-5 | Generator | No | IC | Landfill Gas |  |  | Rest-of-Pool |  | MA | WCMA |  | Existing | 3.093 | 3.316 | 3.093 | 3.093
35555 | GMCW | Generator | Yes | WT | Wind |  |  | Northern New England |  | VT | VT |  | Existing | 0.848 | 2.958 | 0.848 | 2.958
35594 | Spaulding Pond Hydro | Generator | Yes | HDR | Hydro |  |  | Northern New England |  | NH | NH |  | Existing | 0.02 | 0.172 | 0.02 | 0.172
35656 | Rainbow_2 | Generator | No | HDP | Hydro |  |  | Rest-of-Pool |  | CT | CT |  | Existing | 4.1 | 4.1 | 4.1 | 4.1
35657 | Shrewsbury Diesels | Generator | No | IC | Oil |  |  | Rest-of-Pool |  | MA | WCMA |  | Existing | 13.75 | 13.65 | 13.65 | 13.65
35658 | Rainbow_1 | Generator | No | HDP | Hydro |  |  | Rest-of-Pool |  | CT | CT |  | Existing | 4.1 | 4.1 | 4.1 | 4.1
35693 | Spruce Mountain Wind | Generator | Yes | WT | Wind |  |  | Northern New England |  | ME | ME |  | Existing | 2.481 | 6.666 | 2.481 | 6.666
35728 | Moretown LG | Generator | No | IC | Landfill Gas |  |  | Northern New England |  | VT | VT |  | Existing | 2.457 | 3.008 | 2.457 | 2.457
35979 | Kingdom Community Wind | Generator | Yes | WT | Wind |  |  | Northern New England |  | VT | VT |  | Existing | 9.448 | 19.428 | 9.448 | 19.428
37040 | KENDALL STEAM | Generator | No | CC | Natural Gas |  |  | Southeast New England |  | MA | NEMA |  | Existing | 26.626 | 27.75 | 24 | 24
37050 | Groton Wind Project | Generator | Yes | WT | Wind |  |  | Northern New England |  | NH | NH |  | Existing | 5.234 | 11.149 | 5.234 | 11.149
37072 | Beaver_Ridge_Wind | Generator | Yes | WT | Wind |  |  | Northern New England |  | ME | ME |  | Existing | 0.464 | 1.182 | 0.464 | 1.182
37077 | Woronoco Hydro LLC | Generator | Yes | HDR | Hydro |  |  | Rest-of-Pool |  | MA | WCMA |  | Existing | 0.232 | 1.034 | 0.232 | 1.034
37105 | Blue Sky West | Generator | Yes | WT | Wind |  |  | Northern New England |  | ME | ME |  | Existing | 32.9 | 66.21 | 32.9 | 66.21
37120 | Thundermist Hydropower | Generator | Yes | HDR | Hydro |  |  | Southeast New England |  | RI | RI |  | Existing | 0 | 0.711 | 0 | 0.711
38078 | NFM Solar Power, LLC | Generator | Yes | PV | Solar |  |  | Rest-of-Pool |  | MA | WCMA |  | Existing | 0.507 | 0 | 0.507 | 0
38089 | Footprint Combined Cycle | Generator | No | CC | Natural Gas |  |  | Southeast New England |  | MA | NEMA |  | Existing | 674 | 674 | 674 | 674
38114 | East Bridgewater Solar Energy Project | Generator | Yes | PV | Solar |  |  | Southeast New England |  | MA | SEMA |  | Existing | 0.85 | 0 | 0.85 | 0
38115 | Harrington Street PV Project | Generator | Yes | PV | Solar |  |  | Rest-of-Pool |  | MA | WCMA |  | Existing | 1.43 | 0 | 1.43 | 0
38173 | Saddleback Ridge Wind | Generator | Yes | WT | Wind |  |  | Northern New England |  | ME | ME |  | Existing | 3.75 | 10.23 | 3.75 | 10.23
38178 | Southbridge Landfill Gas to Energy 17-18 | Generator | No | IC | Landfill Gas |  |  | Rest-of-Pool |  | MA | WCMA |  | Existing | 1.4 | 1.4 | 1.4 | 1.4
38181 | Westford Solar | Generator | Yes | PV | Solar |  |  | Rest-of-Pool |  | MA | WCMA |  | Existing | 1.8 | 0 | 1.8 | 0
38206 | Bridgeport Harbor 5 | Generator | No | CC | Natural Gas |  |  | Rest-of-Pool |  | CT | CT |  | Existing | 484.3 | 484.3 | 484.3 | 484.3
38249 | Silver lake Photovoltaic Facility | Generator | Yes | PV | Solar |  |  | Rest-of-Pool |  | MA | WCMA |  | Existing | 0.699 | 0 | 0.699 | 0
38250 | Indian Orchard Photovoltaic Facility | Generator | Yes | PV | Solar |  |  | Rest-of-Pool |  | MA | WCMA |  | Existing | 0.695 | 0 | 0.695 | 0
38252 | Indian River Power Supply# LLC | Generator | Yes | HDR | Water |  |  | Rest-of-Pool |  | MA | WCMA |  | Existing | 0 | 0.434 | 0 | 0.434
38278 | Wallingford Unit 6 and Unit 7 | Generator | No | GT | Natural Gas |  |  | Rest-of-Pool |  | CT | CT |  | Existing | 90 | 90 | 90 | 90
38287 | WMA Chester Solar 1 | Generator | Yes | PV | Solar |  |  | Rest-of-Pool |  | MA | WCMA |  | Existing | 1.904 | 0 | 1.904 | 0
38289 | Medway Peaker - SEMARI | Generator | No | GT | Natural Gas |  |  | Southeast New England |  | MA | SEMA |  | Existing | 194.8 | 194.8 | 194.8 | 194.8
38297 | CPV_Towantic | Generator | No | CC | Natural Gas |  |  | Rest-of-Pool |  | CT | CT |  | Existing | 750.5 | 750.5 | 750.5 | 750.5
38302 | Fisher Road Solar I | Generator | Yes | PV | Solar |  |  | Southeast New England |  | MA | SEMA |  | Existing | 1.92 | 0 | 1.92 | 0
38310 | Canal 3 | Generator | No | GT | Natural Gas |  |  | Southeast New England |  | MA | SEMA |  | Existing | 333 | 333 | 333 | 333
38372 | Dartmouth Solar | Generator | Yes | PV | Solar |  |  | Southeast New England |  | MA | SEMA |  | Existing | 1.43 | 0 | 1.43 | 0
38373 | Holliston | Generator | Yes | PV | Solar |  |  | Southeast New England |  | MA | SEMA |  | Existing | 1.273 | 0 | 1.273 | 0
38374 | Plymouth | Generator | Yes | PV | Solar |  |  | Southeast New England |  | MA | SEMA |  | Existing | 1.9 | 0 | 1.9 | 0
38375 | Uxbridge | Generator | Yes | PV | Solar |  |  | Southeast New England |  | MA | SEMA |  | Existing | 1.23 | 0 | 1.23 | 0
38376 | Landcraft | Generator | Yes | PV | Solar |  |  | Southeast New England |  | MA | SEMA |  | Existing | 1.339 | 0 | 1.339 | 0
38378 | LSRHS | Generator | Yes | PV | Solar |  |  | Southeast New England |  | MA | NEMA |  | Existing | 0.42 | 0 | 0.42 | 0
38380 | Treasure Valley- SE | Generator | Yes | PV | Solar |  |  | Rest-of-Pool |  | MA | WCMA |  | Existing | 2.07 | 0 | 2.07 | 0
38381 | Belchertown SEd | Generator | Yes | PV | Solar |  |  | Rest-of-Pool |  | MA | WCMA |  | Existing | 0.53 | 0 | 0.53 | 0
38421 | Jericho Power | Generator | Yes | WT | Wind |  |  | Northern New England |  | NH | NH |  | Existing | 2.5 | 3.9 | 2.5 | 3.9
38438 | Deerfield Wind Project | Generator | Yes | WT | Wind |  |  | Northern New England |  | VT | VT |  | Existing | 8.1 | 13.6 | 8.1 | 13.6
38440 | Cottage St PV | Generator | Yes | PV | Solar |  |  | Rest-of-Pool |  | MA | WCMA |  | Existing | 1.635 | 0 | 1.635 | 0
38441 | UI RCP BGPT FC | Generator | No | FC | Natural Gas |  |  | Rest-of-Pool |  | CT | CT |  | Existing | 2.52 | 2.52 | 2.52 | 2.52
38442 | UI RCP NH FC | Generator | No | FC | Natural Gas |  |  | Rest-of-Pool |  | CT | CT |  | Existing | 2.52 | 2.52 | 2.52 | 2.52
38475 | Hoosac Wind Project | Generator | Yes | WT | Wind |  |  | Rest-of-Pool |  | MA | WCMA |  | Existing | 3.942 | 10.412 | 3.942 | 10.412
38480 | Hubbardston SE | Generator | Yes | PV | Solar |  |  | Rest-of-Pool |  | MA | WCMA |  | Existing | 1.295 | 0 | 1.295 | 0
38494 | 24 Boutilier Rd Leicester PV | Generator | Yes | PV | Solar |  |  | Rest-of-Pool |  | MA | WCMA |  | Existing | 0.248 | 0 | 0.248 | 0
38495 | Deepwater Wind Block Island | Generator | Yes | WT | Wind |  |  | Southeast New England |  | RI | RI |  | Existing | 6.83 | 14.1 | 6.83 | 14.1
38500 | Mass Mid-State Solar | Generator | Yes | PV | Solar |  |  | Rest-of-Pool |  | MA | WCMA |  | Existing | 7.11 | 0 | 7.11 | 0
38504 | Burrillville Energy Center 3 | Generator | No | CC | Natural Gas |  |  | Southeast New England |  | RI | RI |  | Existing | 485 | 485 | 485 | 485
38510 | City of Gardner - Mill St. Solar | Generator | Yes | PV | Solar |  |  | Rest-of-Pool |  | MA | WCMA |  | Existing | 0.392 | 0 | 0.392 | 0
38527 | Grafton WD | Generator | Yes | PV | Solar |  |  | Rest-of-Pool |  | MA | WCMA |  | Existing | 0.715 | 0 | 0.715 | 0
38528 | 29 Oxford Rd Charlton PV | Generator | Yes | PV | Solar |  |  | Rest-of-Pool |  | MA | WCMA |  | Existing | 0.275 | 0 | 0.275 | 0
38530 | Mattapoisett 2 | Generator | Yes | PV | Solar |  |  | Southeast New England |  | MA | SEMA |  | Existing | 0.18 | 0 | 0.18 | 0
38531 | Mattapoisett 1 | Generator | Yes | PV | Solar |  |  | Southeast New England |  | MA | SEMA |  | Existing | 0.316 | 0 | 0.316 | 0
38532 | Leominster- South St. | Generator | Yes | PV | Solar |  |  | Southeast New England |  | MA | NEMA |  | Existing | 1.409 | 0 | 1.409 | 0
38533 | Berlin 1 | Generator | Yes | PV | Solar |  |  | Rest-of-Pool |  | MA | WCMA |  | Existing | 0.335 | 0 | 0.335 | 0
38534 | Millbury Solar | Generator | Yes | PV | Solar |  |  | Rest-of-Pool |  | MA | WCMA |  | Existing | 1.638 | 0 | 1.638 | 0
38538 | Groton Road Shirley PV | Generator | Yes | PV | Solar |  |  | Rest-of-Pool |  | MA | WCMA |  | Existing | 0.415 | 0 | 0.415 | 0
38539 | 40 Auburn Rd Millbury PV | Generator | Yes | PV | Solar |  |  | Rest-of-Pool |  | MA | WCMA |  | Existing | 0.248 | 0 | 0.248 | 0
38543 | Carpenter Hill Rd Chartlon PV | Generator | Yes | PV | Solar |  |  | Rest-of-Pool |  | MA | WCMA |  | Existing | 0.368 | 0 | 0.368 | 0
38544 | 17 Kelly Rd Sturbridge PV | Generator | Yes | PV | Solar |  |  | Rest-of-Pool |  | MA | WCMA |  | Existing | 0.372 | 0 | 0.372 | 0
38548 | Fall River- Commerce | Generator | Yes | PV | Solar |  |  | Southeast New England |  | MA | SEMA |  | Existing | 0.535 | 0 | 0.535 | 0
38551 | Fasll River - Innovation | Generator | Yes | PV | Solar |  |  | Southeast New England |  | MA | SEMA |  | Existing | 1.516 | 0 | 1.516 | 0
38553 | Antrim Wind Resource | Generator | Yes | WT | Wind |  |  | Northern New England |  | NH | NH |  | Existing | 5 | 9.9 | 5 | 9.9
38555 | Berlin 2 | Generator | Yes | PV | Solar |  |  | Rest-of-Pool |  | MA | WCMA |  | Existing | 0.332 | 0 | 0.332 | 0
38556 | Berlin 3 | Generator | Yes | PV | Solar |  |  | Rest-of-Pool |  | MA | WCMA |  | Existing | 0.329 | 0 | 0.329 | 0
38558 | Fall River- Uxbridge | Generator | Yes | PV | Solar |  |  | Southeast New England |  | MA | SEMA |  | Existing | 1.474 | 0 | 1.474 | 0
38559 | Berlin 4 | Generator | Yes | PV | Solar |  |  | Rest-of-Pool |  | MA | WCMA |  | Existing | 0.347 | 0 | 0.347 | 0
38560 | Grafton | Generator | Yes | PV | Solar |  |  | Rest-of-Pool |  | MA | WCMA |  | Existing | 0.836 | 0 | 0.836 | 0
38561 | True North | Generator | Yes | PV | Solar |  |  | Southeast New England |  | MA | NEMA |  | Existing | 2.387 | 0 | 2.387 | 0
38562 | Franklin 1 | Generator | Yes | PV | Solar |  |  | Southeast New England |  | MA | SEMA |  | Existing | 1.499 | 0 | 1.499 | 0
38565 | Franklin 2 | Generator | Yes | PV | Solar |  |  | Southeast New England |  | MA | SEMA |  | Existing | 2.126 | 0 | 2.126 | 0
38567 | Billerica | Generator | Yes | PV | Solar |  |  | Rest-of-Pool |  | MA | WCMA |  | Existing | 2.307 | 0 | 2.307 | 0
38574 | Route 57 | Generator | Yes | PV | Solar |  |  | Rest-of-Pool |  | MA | WCMA |  | Existing | 0.739 | 0 | 0.739 | 0
38575 | Agawam Solar | Generator | Yes | PV | Solar |  |  | Rest-of-Pool |  | MA | WCMA |  | Existing | 0.702 | 0 | 0.702 | 0
38576 | Whately | Generator | Yes | PV | Solar |  |  | Rest-of-Pool |  | MA | WCMA |  | Existing | 0.617 | 0 | 0.617 | 0
38577 | Holiday Hill Community Wind | Generator | Yes | WT | Wind |  |  | Rest-of-Pool |  | MA | WCMA |  | Existing | 0.784 | 1.2 | 0.784 | 1.2
38579 | Rehoboth | Generator | Yes | PV | Solar |  |  | Southeast New England |  | MA | SEMA |  | Existing | 1.085 | 0 | 1.085 | 0
38580 | Amesbury | Generator | Yes | PV | Solar |  |  | Southeast New England |  | MA | NEMA |  | Existing | 2.312 | 0 | 2.312 | 0
38581 | Tyngsborough | Generator | Yes | PV | Solar |  |  | Rest-of-Pool |  | MA | WCMA |  | Existing | 1.283 | 0 | 1.283 | 0
38582 | Norton MA | Generator | Yes | PV | Solar |  |  | Southeast New England |  | MA | SEMA |  | Existing | 0.675 | 0 | 0.675 | 0
38583 | Agawam II | Generator | Yes | PV | Solar |  |  | Rest-of-Pool |  | MA | WCMA |  | Existing | 0.804 | 0 | 0.804 | 0
38584 | Bridgewater | Generator | Yes | PV | Solar |  |  | Southeast New England |  | MA | SEMA |  | Existing | 0.462 | 0 | 0.462 | 0
38655 | Barrett Distribution - Franklin Solar | Generator | Yes | PV | Solar |  |  | Southeast New England |  | MA | SEMA |  | Existing | 0.23 | 0 | 0.23 | 0
38657 | Heliovaas - Acton Solar | Generator | Yes | PV | Solar |  |  | Southeast New England |  | MA | NEMA |  | New | 0.663 | 0 | 0.663 | 0
38661 | Heliovaas - Sudbury Solar | Generator | Yes | PV | Solar |  |  | Southeast New England |  | MA | NEMA |  | New | 0.589 | 0 | 0.589 | 0
38663 | Killingly Energy Center | Generator | No | CC | Natural Gas |  |  | Rest-of-Pool |  | CT | CT |  | New | 531 | 591 | 0 | 0
38669 | Future Gen Wind | Generator | Yes | WT | Wind |  |  | Southeast New England |  | MA | SEMA |  | Existing | 2.7 | 2.8 | 2.7 | 2.8
38692 | MMWEC Simple Cycle Gas Turbine | Generator | No | GT | Natural Gas |  |  | Southeast New England |  | MA | NEMA |  | New | 57.967 | 69.257 | 57.967 | 57.967
38695 | NEHC - Hanover Pond Hydro | Generator | Yes | HDR | Water |  |  | Rest-of-Pool |  | CT | CT |  | Existing | 0.066 | 0.129 | 0.066 | 0.129
38696 | Blossom Rd 1 Fall River PV | Generator | Yes | PV | Solar |  |  | Southeast New England |  | MA | SEMA |  | Existing | 0.414 | 0 | 0.414 | 0
38698 | Blossom Rd 2 Fall River PV | Generator | Yes | PV | Solar |  |  | Southeast New England |  | MA | SEMA |  | Existing | 0.417 | 0 | 0.417 | 0
38699 | Groveland St Abington PV | Generator | Yes | PV | Solar |  |  | Southeast New England |  | MA | SEMA |  | Existing | 0.39 | 0 | 0.39 | 0
38700 | Stafford St Leicester PV 2 | Generator | Yes | PV | Solar |  |  | Rest-of-Pool |  | MA | WCMA |  | Existing | 0.228 | 0 | 0.228 | 0
38701 | Onset East | Generator | Yes | PV | Solar |  |  | Southeast New England |  | MA | SEMA |  | Existing | 0.289 | 0 | 0.289 | 0
38702 | Onset West | Generator | Yes | PV | Solar |  |  | Southeast New England |  | MA | SEMA |  | Existing | 0.29 | 0 | 0.29 | 0
38704 | Richardson Ave Attleboro PV 2 | Generator | Yes | PV | Solar |  |  | Southeast New England |  | MA | SEMA |  | Existing | 0.418 | 0 | 0.418 | 0
38706 | Old Upton Rd Grafton PV 2 | Generator | Yes | PV | Solar |  |  | Rest-of-Pool |  | MA | WCMA |  | Existing | 0.228 | 0 | 0.228 | 0
38707 | Main St Dighton PV | Generator | Yes | PV | Solar |  |  | Southeast New England |  | MA | SEMA |  | New | 0.378 | 0 | 0.378 | 0
38708 | Groton School Rd Ayer PV 2 | Generator | Yes | PV | Solar |  |  | Rest-of-Pool |  | MA | WCMA |  | Existing | 0.359 | 0 | 0.359 | 0
38709 | Frank Mossberg Dr Atteleboro PV | Generator | Yes | PV | Solar |  |  | Southeast New England |  | MA | SEMA |  | Existing | 0.244 | 0 | 0.244 | 0
38738 | Canton Mountain Wind Project | Generator | Yes | WT | Wind |  |  | Northern New England |  | ME | ME |  | Existing | 3.6 | 7.2 | 3.6 | 7.2
38757 | WOODBRIDGE FUEL CELL | Generator | No | FC | Natural Gas |  |  | Rest-of-Pool |  | CT | CT |  | Existing | 2.1 | 2.1 | 2.1 | 2.1
38760 | Norwich WWT | Generator | No | IC | Oil |  |  | Rest-of-Pool |  | CT | CT |  | Existing | 2 | 2 | 2 | 2
38791 | Branch Solar | Generator | Yes | PV | Solar |  |  | Southeast New England |  | MA | SEMA |  | Existing | 0.633 | 0 | 0.633 | 0
38795 | Hadley 2 | Generator | Yes | PV | Solar |  |  | Rest-of-Pool |  | MA | WCMA |  | New | 0.851 | 0 | 0.851 | 0
38815 | Hubbardston PV | Generator | Yes | PV | Solar |  |  | Rest-of-Pool |  | MA | WCMA |  | New | 1.028 | 0 | 1.028 | 0
38823 | Coolidge Solar | Generator | Yes | PV | Solar |  |  | Northern New England |  | VT | VT |  | New | 11 | 0 | 0 | 0
38824 | Nutmeg Solar | Generator | Yes | PV | Solar |  |  | Rest-of-Pool |  | MA | WCMA |  | New | 10.362 | 0 | 0 | 0
38825 | Sanford Airport Solar | Generator | Yes | PV | Solar |  |  | Northern New England |  | ME | ME |  | New | 23 | 0 | 0 | 0
38826 | Quinebaug Solar | Generator | Yes | PV | Solar |  |  | Rest-of-Pool |  | CT | CT |  | New | 28.676 | 0 | 0 | 0
38827 | Triangle Fuel Cell Project (TFCP) | Generator | No | FC | Natural Gas |  |  | Rest-of-Pool |  | CT | CT |  | New | 3.63 | 3.67 | 0 | 0
38828 | Kidder Hill Community Wind | Generator | Yes | WT | Wind |  |  | Northern New England |  | VT | VT |  | New | 0.7 | 1 | 0.7 | 1
38831 | Montague Site 36-Grosolar PV | Generator | Yes | PV | Solar |  |  | Rest-of-Pool |  | MA | WCMA |  | New | 0.994 | 0 | 0 | 0
38833 | DGSC PV405_28 Jacome Way_Middletown | Generator | Yes | PV | Solar |  |  | Southeast New England |  | RI | RI |  | New | 0.228 | 0 | 0.228 | 0
38834 | DGSC PV1666_179 Plain Meeting House Rd_West Greenwich | Generator | Yes | PV | Solar |  |  | Southeast New England |  | RI | RI |  | New | 0.938 | 0 | 0.938 | 0
38835 | Lee Site 31-Conti PV | Generator | Yes | PV | Solar |  |  | Rest-of-Pool |  | MA | WCMA |  | New | 0.375 | 0 | 0 | 0
38836 | Pittsfield 44-M&W PV | Generator | Yes | PV | Solar |  |  | Rest-of-Pool |  | MA | WCMA |  | New | 0.228 | 0 | 0 | 0
38837 | Chariot Solar NE | Generator | Yes | PV | Solar |  |  | Northern New England |  | NH | NH |  | New | 27 | 0 | 0 | 0
38841 | Syncarpha Freetown | Generator | Yes | PV | Solar |  |  | Southeast New England |  | MA | SEMA |  | New | 1.5 | 0 | 1.5 | 0
38842 | DGSC PV3000_Forbes St Landfill_East Providence | Generator | Yes | PV | Solar |  |  | Southeast New England |  | RI | RI |  | New | 1.551 | 0 | 1.551 | 0
38843 | DGSC PV2000_338 Compass Circle_North Kingstown | Generator | Yes | PV | Solar |  |  | Southeast New England |  | RI | RI |  | New | 0.98 | 0 | 0.98 | 0
38845 | BWC French River, LLC | Generator | Yes | PV | Solar |  |  | Rest-of-Pool |  | MA | WCMA |  | New | 6.348 | 0 | 0 | 0
38848 | Constitution Solar | Generator | Yes | PV | Solar |  |  | Rest-of-Pool |  | CT | CT |  | New | 10.543 | 0 | 0 | 0
38849 | W Portsmouth Solar | Generator | Yes | PV | Solar |  |  | Northern New England |  | NH | NH |  | New | 5.533 | 0 | 0 | 0
38853 | DGSC PV400_1 Ralco Way_Cumberland | Generator | Yes | PV | Solar |  |  | Southeast New England |  | RI | RI |  | New | 0.232 | 0 | 0.232 | 0
38855 | DGSC PV500_1060 West Main Rd_Portsmouth | Generator | Yes | PV | Solar |  |  | Southeast New England |  | RI | RI |  | New | 0.162 | 0 | 0.162 | 0
38858 | DGSC PV1225_100 Dupont Dr_Providence | Generator | Yes | PV | Solar |  |  | Southeast New England |  | RI | RI |  | New | 0.611 | 0 | 0.611 | 0
38860 | DGSC PV450_0 Martin St_Cubmerland | Generator | Yes | PV | Solar |  |  | Southeast New England |  | RI | RI |  | New | 0.21 | 0 | 0.21 | 0
38861 | DGSC PV225_225 Dupont Dr_Providence | Generator | Yes | PV | Solar |  |  | Southeast New England |  | RI | RI |  | New | 0.133 | 0 | 0.133 | 0
38862 | DGSC PV450_35 Martin St_Cumberland | Generator | Yes | PV | Solar |  |  | Southeast New England |  | RI | RI |  | New | 0.214 | 0 | 0.214 | 0
38863 | Syncarpha Lexington | Generator | Yes | PV | Solar |  |  | Southeast New England |  | MA | NEMA |  | New | 0.71 | 0 | 0.71 | 0
38864 | DGSC PV250_65 All American Way_North Kingstown | Generator | Yes | PV | Solar |  |  | Southeast New England |  | RI | RI |  | New | 0.132 | 0 | 0.132 | 0
38865 | DGSC PV850_582 Great Rd_North Smithfield | Generator | Yes | PV | Solar |  |  | Southeast New England |  | RI | RI |  | New | 0.451 | 0 | 0.451 | 0
38867 | DGSC PV300_45 Sharp Dr_Cranston | Generator | Yes | PV | Solar |  |  | Southeast New England |  | RI | RI |  | New | 0.157 | 0 | 0.157 | 0
38868 | DGSC PV1375_101 Peck Hill Rd_Johnston | Generator | Yes | PV | Solar |  |  | Southeast New England |  | RI | RI |  | New | 0.493 | 0 | 0.493 | 0
38869 | DGSC PV499_76 Silson Rd_Richmond | Generator | Yes | PV | Solar |  |  | Southeast New England |  | RI | RI |  | New | 0.223 | 0 | 0.223 | 0
38881 | DGSC PV495_1720 Davisville Rd_North Kingstown | Generator | Yes | PV | Solar |  |  | Southeast New England |  | RI | RI |  | New | 0.216 | 0 | 0.216 | 0
38883 | DGSC PV1170_23 Theodore Foster Rd_Foster | Generator | Yes | PV | Solar |  |  | Southeast New England |  | RI | RI |  | New | 0.493 | 0 | 0.493 | 0
38884 | DGSC PV912_260 South County Trail_Exeter | Generator | Yes | PV | Solar |  |  | Southeast New England |  | RI | RI |  | New | 0.508 | 0 | 0.508 | 0
38885 | DGSC PV1000_90 Tift Rd_North Smithfield | Generator | Yes | PV | Solar |  |  | Southeast New England |  | RI | RI |  | New | 0.474 | 0 | 0.474 | 0
38888 | Patterson Rd 1 Shirley PV | Generator | Yes | PV | Solar |  |  | Rest-of-Pool |  | MA | WCMA |  | New | 0.432 | 0 | 0.432 | 0
38889 | Patterson Rd 2 Shirley PV | Generator | Yes | PV | Solar |  |  | Rest-of-Pool |  | MA | WCMA |  | New | 0.229 | 0 | 0.229 | 0
38892 | Winslow Solar | Generator | Yes | PV | Solar |  |  | Northern New England |  | ME | ME |  | New | 9.505 | 0 | 0 | 0
38894 | Hinckley | Generator | Yes | PV | Solar |  |  | Northern New England |  | ME | ME |  | New | 9.505 | 0 | 0 | 0
38943 | Athens Energy LLC_1 | Generator | No | ST | Wood |  |  | Northern New England |  | ME | ME |  | New | 7.1 | 7.1 | 7 | 7
38944 | Barre I | Generator | Yes | PV | Solar |  |  | Rest-of-Pool |  | MA | WCMA |  | New | 0.816 | 0 | 0.816 | 0
38945 | Gill | Generator | Yes | PV | Solar |  |  | Rest-of-Pool |  | MA | WCMA |  | New | 1.147 | 0 | 1.147 | 0
38947 | Lower Village Hydro | Generator | Yes | HDR | Hydro |  |  | Northern New England |  | NH | NH |  | New | 0.227 | 0.526 | 0 | 0
38949 | RE Growth PV196_339 Farnum Pike_Smithfield | Generator | Yes | PV | Solar |  |  | Southeast New England |  | RI | RI |  | New | 0.105 | 0 | 0.105 | 0
38950 | RE Growth PV196_65 Putnam Pike_Glocester | Generator | Yes | PV | Solar |  |  | Southeast New England |  | RI | RI |  | New | 0.106 | 0 | 0.106 | 0
38961 | Fitchburg Solar, LLC | Generator | Yes | PV | Solar |  |  | Rest-of-Pool |  | MA | WCMA |  | New | 0.261 | 0 | 0.261 | 0
38962 | Ashby 1 Solar | Generator | Yes | PV | Solar |  |  | Rest-of-Pool |  | MA | WCMA |  | New | 0.374 | 0 | 0.374 | 0
38963 | Ashby 2 Solar | Generator | Yes | PV | Solar |  |  | Rest-of-Pool |  | MA | WCMA |  | New | 0.422 | 0 | 0.422 | 0
38970 | Barre II | Generator | Yes | PV | Solar |  |  | Rest-of-Pool |  | MA | WCMA |  | New | 0.768 | 0 | 0.768 | 0
38973 | Partners Healthcare Sandwich | Generator | Yes | PV | Solar |  |  | Southeast New England |  | MA | SEMA |  | New | 0.432 | 0 | 0.432 | 0
40595 | Southwick | Generator | Yes | PV | Solar |  |  | Rest-of-Pool |  | MA | WCMA |  | New | 1.867 | 0 | 1.867 | 0
40599 | Duxbury Chandler | Generator | Yes | PV | Solar |  |  | Southeast New England |  | MA | SEMA |  | New | 0.109 | 0 | 0.109 | 0
12450 | NYPA - CMR | Import | [5 empty] | Rest-of-Pool | New York AC Ties |  |  |  | Existing | 68.8 | 68.8 | 68.3 | 68.3
12451 | NYPA - VT | Import | [5 empty] | Rest-of-Pool | New York AC Ties |  |  |  | Existing | 13 | 13 | 13 | 13
38816 | Bayside Import | Import | [5 empty] | Northern New England | New Brunswick |  |  |  | New | 250 | 0 | 28 | 0
38822 | LIEVRE RIVER Import 2021-22 | Import | [5 empty] | Rest-of-Pool | Phase I/II HQ Excess |  |  |  | New | 45 | 0 | 45 | 0
38850 | Rensselaer Cogen 21-22 | Import | [5 empty] | Rest-of-Pool | New York AC Ties |  |  |  | New | 77 | 82.7 | 77 | 77
38851 | Roseton 1 21-22 | Import | [5 empty] | Rest-of-Pool | New York AC Ties |  |  |  | New | 610.5 | 611.7 | 0 | 0
38852 | Roseton 2 21-22 | Import | [5 empty] | Rest-of-Pool | New York AC Ties |  |  |  | New | 597 | 602.5 | 0 | 0
38854 | Erie Boulevard HYDRO Import 2021-22 | Import | [5 empty] | Rest-of-Pool | New York AC Ties |  |  |  | New | 323 | 323 | 0 | 0
38856 | Carr Street Generating Station Import 2021-22 | Import | [5 empty] | Rest-of-Pool | New York AC Ties |  |  |  | New | 84 | 88 | 0 | 0
38857 | Seneca Grandfathered FCA12 | Import | [5 empty] | Rest-of-Pool | New York AC Ties |  |  |  | New | 45 | 45 | 45 | 45
38859 | Seneca NonGrandfathered FCA12 | Import | [5 empty] | Rest-of-Pool | New York AC Ties |  |  |  | New | 3.2 | 3.2 | 3.2 | 3.2
38893 | NY_2021-22_01 | Import | [5 empty] | Rest-of-Pool | New York AC Ties |  |  |  | New | 2 | 2 | 2 | 2
38895 | NY_2021-22_02 | Import | [5 empty] | Rest-of-Pool | New York AC Ties |  |  |  | New | 80.8 | 92.3 | 0 | 0
38897 | RFF 21-22 | Import | [5 empty] | Northern New England | New Brunswick |  |  |  | New | 31 | 31 | 0 | 0
38898 | RAH 21-22 | Import | [5 empty] | Northern New England | New Brunswick |  |  |  | New | 32 | 32 | 0 | 0
38901 | NY_2021-22_03 | Import | [5 empty] | Rest-of-Pool | New York AC Ties |  |  |  | New | 61 | 72 | 0 | 0
38911 | HQ_HG_Yearly_21-22 | Import | [5 empty] | Northern New England | Hydro-Quebec Highgate |  |  |  | New | 200 | 57 | 57 | 57
38913 | HQ_NB_Yearly_21-22 | Import | [5 empty] | Northern New England | New Brunswick |  |  |  | New | 700 | 194 | 100 | 100
38915 | HQ_NY_Yearly_21-22 | Import | [5 empty] | Rest-of-Pool | New York AC Ties |  |  |  | New | 300 | 300 | 300 | 300
38917 | HQ_PII_Yearly_21-22 | Import | [5 empty] | Rest-of-Pool | Phase I/II HQ Excess |  |  |  | New | 1400 | 442 | 397 | 397
38918 | Control Area Backed 2021-2022 | Import | [5 empty] | Northern New England | New Brunswick |  |  |  | New | 200 | 200 | 66 | 66
38919 | High Acres 1 FCA12 | Import | [5 empty] | Rest-of-Pool | New York AC Ties |  |  |  | New | 2.9 | 2.8 | 0 | 0
38920 | High Acres 2 FCA12 | Import | [5 empty] | Rest-of-Pool | New York AC Ties |  |  |  | New | 5.6 | 5.6 | 0 | 0
38921 | Chaffee FCA12 | Import | [5 empty] | Rest-of-Pool | New York AC Ties |  |  |  | New | 6 | 5.9 | 5.9 | 5.9
38922 | Millseat FCA12 | Import | [5 empty] | Rest-of-Pool | New York AC Ties |  |  |  | New | 6 | 6 | 6 | 6
38923 | Madison County FCA12 | Import | [5 empty] | Rest-of-Pool | New York AC Ties |  |  |  | New | 0.7 | 0.7 | 0.7 | 0.7
38924 | Oneida Herkimer FCA12 | Import | [5 empty] | Rest-of-Pool | New York AC Ties |  |  |  | New | 2.9 | 2.9 | 2.9 | 2.9
38946 | NY_2021-22_04 | Import | [5 empty] | Rest-of-Pool | New York AC Ties |  |  |  | New | 351.1 | 435 | 0 | 0
38953 | NY_2021-22_06 | Import | [5 empty] | Rest-of-Pool | New York AC Ties |  |  |  | New | 80.7 | 90.6 | 0 | 0
38954 | NY_2021-22_07 | Import | [5 empty] | Rest-of-Pool | New York AC Ties |  |  |  | New | 84.1 | 94.8 | 0 | 0
38967 | NY_2021-22_10 | Import | [5 empty] | Rest-of-Pool | New York AC Ties |  |  |  | New | 54.9 | 62.3 | 0 | 0
FOOTNOTES:
-1 | Most of the data from this table can be found in the 2021-22 Forward Capacity Auction Obligations spreadsheet. However, the Prime Mover codes are from CELT Sec. 2.1 for existing units, the Queue for those future resources with Interconnection Agreements, and the Forward Capacity Tracking System (FCTS) for the remaining resources.
https://www.iso-ne.com/isoexpress/web/reports/auctions/-/tree/fca-results

## 5.1 Resource NRCs and CNRCs
5.1 Network Resource Capability (NRC) & Capacity Network Resource Capability (CNRC) List(1)(2)
- Effective June 1, 2018, as of March 19, 2018
[5 empty] | NRC (MW) |  | CNRC
| Resource ID | Resource Name | Asset ID | Asset Name | Summer (500F) | Winter (00F) | Summer (900F) | Winter (200F) | Instrument Used to Identify Capability(4) | State | County | RSP Area | Lead Participant
| 253 | TURNKEY LANDFILL | 253 | TURNKEY LANDFILL | 3.306 | 3.306 | 3.306 | 3.306 | Historic Capability | NH | 017 | NH | PSNH
| 321 | MANCHESTER 10 10A CC | 321 | MANCHESTER 10/10A CC | 170 | 170 | 157 | 170 | IA | RI | 007 | RI | DEMI-I
| 322 | MANCHESTER 11 11A CC | 322 | MANCHESTER 11/11A CC | 170 | 170 | 157 | 170 | IA | RI | 007 | RI | DEMI-I
| 323 | MANCHESTER 9 9A CC | 323 | MANCHESTER 9/9A CC | 170 | 170 | 154 | 164 | IA | RI | 007 | RI | DEMI-I
| 324 | CDECCA | 324 | CDECCA | 64 | 64 | 56 | 64 | IA | CT | 003 | CT | EDFS
| 326 | ALTRESCO | 326 | ALTRESCO | 160 | 192.5 | 151.4 | 183.401 | IA | MA | 003 | WMA | EDFS
| 327 | AMOSKEAG | 327 | AMOSKEAG | 17.5 | 17.5 | 17.5 | 17.5 | Historic Capability | NH | 011 | NH | PSNH
| 328 | GULF ISLAND COMPOSITE Incremental | 328 | GULF ISLAND COMPOSITE | 38.915 | 38.915 | 33.44 | 33.44 | IA | ME | 001 | ME | FPLEMH
| 329 | ASCUTNEY GT | 329 | ASCUTNEY GT | 11.46 | 14.7 | 10.3 | 14.7 | Historic Capability | VT | 027 | VT | GMP
| 330 | AYERS ISLAND | 330 | AYERS ISLAND | 9.08 | 9.08 | 9.08 | 9.08 | Historic Capability | NH | 009 | NH | PSNH
| 331 | AZISCOHOS HYDRO | 331 | AZISCOHOS HYDRO | 6.8 | 6.8 | 6.8 | 6.8 | IA | ME | 019 | ME | BEMLP
| 335 | BELLOWS FALLS | 335 | BELLOWS FALLS | 49 | 49 | 49 | 49 | IA | VT | 025 | VT | GRHL
| 336 | BERLIN 1 GT | 336 | BERLIN 1 GT | 41.2 | 58 | 41.2 | 58 | Historic Capability | VT | 023 | VT | GMP
| 337 | BETHLEHEM | 337 | BETHLEHEM | 15.75 | 15.7 | 15.75 | 15.7 | Historic Capability | NH | 007 | NH | SUEZ
| 340 | BRIDGEPORT HARBOR 3 | 340 | BRIDGEPORT HARBOR 3 | 385 | 385 | 383.426 | 384.984 | IA | CT | 001 | SWCT | PSEG
| 341 | BRIDGEPORT HARBOR 4 | 341 | BRIDGEPORT HARBOR 4 | 18 | 22 | 18 | 22 | IA | CT | 001 | SWCT | PSEG
| 346 | BOLTON FALLS | 346 | BOLTON FALLS | 7.8 | 7.8 | 7.8 | 7.8 | Historic Capability | VT | 023 | VT | GMP
| 348 | BOOT MILLS | 348 | BOOT MILLS | 18 | 18 | 18 | 18 | IA | MA | 017 | CMA/NEMA | NSTAR
| 349 | WHEELABRATOR BRIDGEPORT, L.P. | 349 | WHEELABRATOR BRIDGEPORT, L.P. | 59.65 | 60.5 | 59.65 | 60.5 | Historic Capability | CT | 001 | SWCT | WB
| 355 | BRANFORD 10 | 355 | BRANFORD 10 | 19.019 | 21.284 | 16.174 | 21.284 | Historic Capability | CT | 009 | SWCT | NRGPM
| 356 | BRISTOL REFUSE | 356 | BRISTOL REFUSE | 13.517 | 13.578 | 13.517 | 13.578 | Historic Capability | CT | 003 | CT | CEM
| 357 | BRIDGEWATER | 357 | BRIDGEWATER | 15.75 | 15.701 | 15.75 | 15.701 | Historic Capability | NH | 009 | NH | BPCLP
| 358 | BRUNSWICK | 358 | BRUNSWICK | 20.2 | 20.2 | 20.2 | 20.2 | IA | ME | 005 | ME | FPLEMH
| 359 | J. COCKWELL 1 | 359 | J. COCKWELL 1 | 298.5 | 298.5 | 294.5 | 294.5 | IA | MA | 003 | WMA | BSP
| 360 | J. COCKWELL 2 | 360 | J. COCKWELL 2 | 298.5 | 298.5 | 294.5 | 294.5 | IA | MA | 003 | WMA | BSP
| 362 | BULLS BRIDGE | 362 | BULLS BRIDGE | 8.4 | 8.4 | 8.4 | 8.4 | IA | CT | 005 | SWCT | NEL1
| 363 | BURLINGTON GT | 363 | BURLINGTON GT | 21.44 | 25 | 20.378 | 25 | Historic Capability | VT | 007 | VT | BED
| 365 | CANAL 1 | 365 | CANAL 1 | 573 | 573 | 573 | 573 | Historic Capability | MA | 001 | SEMA | MET
| 366 | CANAL 2 | 366 | CANAL 2 | 576.37 | 586 | 576.37 | 586 | Historic Capability | MA | 001 | SEMA | MET
| 367 | CAPE GT 4 | 367 | CAPE GT 4 | 13.75 | 20.55 | 13.75 | 20.55 | IA | ME | 005 | SME | FPLP-I
| 368 | CAPE GT 5 | 368 | CAPE GT 5 | 16.6 | 20.75 | 16.6 | 20.75 | IA | ME | 005 | SME | FPLP-I
| 369 | CATARACT EAST | 369 | CATARACT EAST | 8.9 | 8.9 | 8.9 | 8.9 | IA | ME | 031 | SME | FPLEMH
| 370 | COS COB 10 | 370 | COS COB 10 | 22.084 | 23 | 19.497 | 23 | IA | CT | 001 | NOR | NRGPM
| 371 | COS COB 11 | 371 | COS COB 11 | 21.875 | 23 | 21.841 | 23 | IA | CT | 001 | NOR | NRGPM
| 372 | COS COB 12 | 372 | COS COB 12 | 22.143 | 23 | 18.66 | 23 | IA | CT | 001 | NOR | NRGPM
| 375 | CLEARY 9 9A CC | 375 | CLEARY 9/9A CC | 106.875 | 110 | 105 | 110 | Historic Capability | MA | 005 | SEMA | TMLP
| 376 | CLEARY 8 | 376 | CLEARY 8 | 26 | 26 | 26 | 26 | Historic Capability | MA | 005 | SEMA | TMLP
| 379 | COBBLE MOUNTAIN | 379 | COBBLE MOUNTAIN | 33.99 | 33.96 | 33.99 | 33.96 | Historic Capability | MA | 013 | WMA | HGE
| 380 | COMERFORD | 47366 | COMERFORD 1 | 169.3 | 170.3 | 166.135 | 167.116 | IA | NH | 009 | NH | GRHL
|  |  | 47367 | COMERFORD 2 | [5 empty] | NH | 009 | NH | GRHL
|  |  | 47368 | COMERFORD 3 | [5 empty] | NH | 009 | NH | GRHL
|  |  | 47369 | COMERFORD 4 | [5 empty] | NH | 009 | NH | GRHL
| 382 | MERRIMACK CT1 | 382 | MERRIMACK CT1 | 17.8 | 22.5 | 17.8 | 22.5 | IA | NH | 013 | NH | CEEI
| 383 | MERRIMACK CT2 | 383 | MERRIMACK CT2 | 17.6 | 23.5 | 17.6 | 23.5 | IA | NH | 013 | NH | CEEI
| 388 | DARTMOUTH POWER | 388 | DARTMOUTH POWER | 62.9 | 68.4 | 62.9 | 68.4 | PPA | MA | 005 | SEMA | EPLU-I
| 389 | DERBY DAM | 389 | DERBY DAM | 7.05 | 7.05 | 7.05 | 7.05 | Historic Capability | CT | 001 | SWCT | CLP
| 392 | DEXTER | 42375 | DEXTER 1 | 47.5 | 47.5 | 45 | 46.525 | IA | CT | 003 | CT | EES4
|  |  | 42376 | DEXTER 2 | [5 empty] | CT | 003 | CT | EES4
| 393 | DEERFIELD 5 | 393 | DEERFIELD 5 | 14 | 14 | 14 | 14 | IA | MA | 011 | WMA | GRHL
| 395 | DOREEN | 395 | DOREEN | 19.4 | 21.1 | 16.6 | 21.1 | IA | MA | 003 | WMA | NAEA-EM
| 396 | DEVON 10 | 396 | DEVON 10 | 18 | 19.208 | 17.2 | 19.208 | PPA | CT | 009 | SWCT | NRGPM
| 397 | DEVON 11 | 397 | DEVON 11 | 33.12 | 42.82 | 33.12 | 42.82 | PPA | CT | 009 | SWCT | NRGPM
| 398 | DEVON 12 | 398 | DEVON 12 | 33.12 | 42.82 | 33.12 | 42.82 | PPA | CT | 009 | SWCT | NRGPM
| 399 | DEVON 13 | 399 | DEVON 13 | 33.12 | 42.82 | 33.12 | 42.82 | PPA | CT | 009 | SWCT | NRGPM
| 400 | DEVON 14 | 400 | DEVON 14 | 33.12 | 42.82 | 33.12 | 42.82 | PPA | CT | 009 | SWCT | NRGPM
| 401 | EASTMAN FALLS | 401 | EASTMAN FALLS | 6.47 | 6.47 | 6.47 | 6.47 | Historic Capability | NH | 013 | NH | PSNH
| 405 | ELLSWORTH HYDRO | 405 | ELLSWORTH HYDRO | 9.21 | 9.05 | 9.21 | 9.05 | Historic Capability | ME | 009 | BHE | BBHP
| 407 | EASTPORT DIESELS 1-3 | 407 | EASTPORT DIESEL #3 | 4.05 | 4.1 | 4.05 | 4.1 | Historic Capability | ME | 029 | BHE | BHEC-I
| 410 | ESSEX 19 HYDRO | 410 | ESSEX 19 HYDRO | 7.8 | 7.8 | 7.8 | 7.8 | Historic Capability | VT | 007 | VT | GMP
| 412 | FALLS VILLAGE | 412 | FALLS VILLAGE | 9.76 | 11 | 9.76 | 11 | IA | CT | 005 | CT | NEL1
| 413 | FIFE BROOK | 413 | FIFE BROOK | 9.9 | 9.9 | 9.9 | 9.9 | Historic Capability | MA | 003 | WMA | BSP
| 417 | FRAMINGHAM JET 1 | 417 | FRAMINGHAM JET 1 | 14.1 | 18.1 | 14.1 | 18.1 | Historic Capability | MA | 017 | BOSTON | EXGC
| 418 | FRAMINGHAM JET 2 | 418 | FRAMINGHAM JET 2 | 14.1 | 18.1 | 14.1 | 18.1 | Historic Capability | MA | 017 | BOSTON | EXGC
| 419 | FRAMINGHAM JET 3 | 419 | FRAMINGHAM JET 3 | 14.1 | 18.1 | 14.1 | 18.1 | Historic Capability | MA | 017 | BOSTON | EXGC
| 420 | FRANKLIN DRIVE 10 | 420 | FRANKLIN DRIVE 10 | 18.596 | 20.952 | 17.2 | 20.952 | Historic Capability | CT | 005 | CT | NRGPM
| 421 | FRONT STREET DIESELS 1-3 | 421 | FRONT STREET DIESELS 1-3 | 8.3 | 8.25 | 8.3 | 8.25 | Historic Capability | MA | 013 | WMA | CMLP
| 424 | GREAT LAKES - MILLINOCKET | 424 | GREAT LAKES - MILLINOCKET | 126 | 126 | 126 | 126 | PPA | ME | 019 | BHE | BEMLP
| 426 | GORGE 1 DIESEL | 426 | GORGE 1 DIESEL | 10.8 | 16.11 | 10.8 | 16.11 | Historic Capability | VT | 007 | VT | GMP
| 427 | GORHAM | 427 | GORHAM | 2.05 | 2.05 | 2.05 | 2.05 | Historic Capability | NH | 007 | NH | PSNH
| 432 | HARRIS 1 | 432 | HARRIS 1 | 17 | 17 | 17 | 17 | IA | ME | 025 | ME | FPLEMH
| 433 | HARRIS 2 | 433 | HARRIS 2 | 35 | 35.5 | 35 | 35.5 | IA | ME | 025 | ME | FPLEMH
| 434 | HARRIS 3 | 434 | HARRIS 3 | 34 | 34.5 | 34 | 34.5 | IA | ME | 025 | ME | FPLEMH
| 435 | HARRIMAN | 435 | HARRIMAN | 41.135 | 39 | 41.135 | 39 | Historic Capability | VT | 025 | WMA | GRHL
| 436 | HEMPHILL 1 | 436 | HEMPHILL 1 | 17.5 | 17.5 | 17.5 | 17.5 | IA | NH | 019 | NH | SPRING
| 440 | HIRAM | 440 | HIRAM | 11.6 | 11.6 | 11.6 | 11.6 | IA | ME | 005 | SME | FPLEMH
| 445 | COVANTA WEST ENFIELD | 445 | COVANTA WEST ENFIELD | 24.5 | 24.5 | 24.5 | 24.5 | PPA | ME | 019 | BHE | IESI-I
| 446 | COVANTA JONESBORO | 446 | COVANTA JONESBORO | 24.5 | 24.5 | 24.5 | 24.5 | PPA | ME | 029 | BHE | IESI-I
| 448 | IPSWICH DIESELS | 448 | IPSWICH DIESELS | 16 | 13.277 | 16 | 13.277 | Historic Capability | MA | 009 | BOSTON | IMLD
| 449 | JACKMAN | 449 | JACKMAN | 3.6 | 19.75 | 3.6 | 19.75 | Historic Capability | NH | 011 | NH | PSNH
| 452 | KENDALL JET 1 | 452 | KENDALL JET 1 | 20.858 | 24.428 | 18 | 23 | IA | MA | 017 | BOSTON | KENDALL
| 457 | LAWRENCE HYDRO | 457 | LAWRENCE HYDRO | 9.4 | 14.1 | 9.4 | 14.1 | Historic Capability | MA | 009 | CMA/NEMA | CHIPM
| 460 | LOCKWOOD | 460 | LOCKWOOD | 7.5 | 7.5 | 7.5 | 7.5 | IA | ME | 011 | ME | BEMLP
| 462 | LISBON RESOURCE RECOVERY | 462 | LISBON RESOURCE RECOVERY | 13.5 | 13.5 | 13.5 | 13.5 | IA | CT | 011 | CT | CLP
| 463 | AEI LIVERMORE | 463 | REENERGY LIVERMORE FALLS | 35.3 | 35.63 | 35.3 | 35.63 | Historic Capability | ME | 001 | ME | REESTR
| 464 | LOST NATION | 464 | LOST NATION | 16.652 | 19.3 | 14.1 | 19.3 | Historic Capability | NH | 007 | NH | CEEI
| 465 | DEERFIELD 2 LWR DRFIELD | 465 | DEERFIELD 2/LWR DRFIELD | 19.5 | 19.5 | 19.5 | 19.5 | Historic Capability | MA | 011 | WMA | GRHL
| 466 | L STREET JET | 466 | L STREET JET | 19.4 | 22.5 | 16.6 | 22.25 | Historic Capability | MA | 025 | BOSTON | EXGC
| 467 | MARBLEHEAD DIESELS | 467 | MARBLEHEAD DIESELS | 5 | 5 | 5 | 5 | Historic Capability | MA | 009 | BOSTON | MMLD
| 468 | MARSHFIELD 6 HYDRO | 468 | MARSHFIELD 6 HYDRO | 5 | 5 | 5 | 5 | Historic Capability | VT | 023 | NH | GMP
| 472 | M STREET JET | 472 | M STREET JET | 47 | 67.2 | 47 | 67.2 | PPA | MA | 025 | BOSTON | MBTA
| 473 | MCINDOES | 473 | MCINDOES | 13 | 13 | 13 | 13 | Historic Capability | NH | 009 | NH | GRHL
| 474 | J C MCNEIL | 474 | J C MCNEIL | 52 | 54 | 52 | 54 | Historic Capability | VT | 007 | VT | BED
| 478 | MIDDLETOWN 10 | 478 | MIDDLETOWN 10 | 20.423 | 22.1 | 17.2 | 22.1 | Historic Capability | CT | 007 | CT | NRGPM
| 480 | MIDDLETOWN 2 | 480 | MIDDLETOWN 2 | 117 | 120 | 117 | 120 | Historic Capability | CT | 007 | CT | NRGPM
| 481 | MIDDLETOWN 3 | 481 | MIDDLETOWN 3 | 236 | 245 | 236 | 245 | Historic Capability | CT | 007 | CT | NRGPM
| 482 | MIDDLETOWN 4 | 482 | MIDDLETOWN 4 | 402 | 402 | 402 | 402 | Historic Capability | CT | 007 | CT | NRGPM
| 484 | MILLSTONE POINT 2 | 484 | MILLSTONE POINT 2 | 897.5 | 905.7 | 897.5 | 905.7 | IA | CT | 007 | CT | DEMI-I
| 485 | MILLSTONE POINT 3 | 485 | MILLSTONE POINT 3 | 1225 | 1245 | 1225 | 1245 | IA | CT | 011 | CT | DEMI-I
| 486 | MILFORD POWER | 486 | MILFORD POWER | 149 | 171 | 149 | 170.73 | IA | MA | 027 | RI | CEEI
| 487 | Worumbo Hydro | 487 | WORUMBO HYDRO | 19.4 | 19.4 | 19.4 | 19.4 | IA | ME | 001 | ME | ENE
| 489 | MERRIMACK 1 | 489 | MERRIMACK 1 | 113.5 | 122.73 | 112.5 | 122.73 | IA | NH | 013 | NH | CEEI
| 490 | MERRIMACK 2 | 490 | MERRIMACK 2 | 340 | 353.5 | 335.487 | 353.5 | IA | NH | 013 | NH | CEEI
| 492 | MONTVILLE 10 and 11 | 492 | MONTVILLE 10 AND 11 | 5.5 | 5.5 | 5.5 | 5.5 | Historic Capability | CT | 011 | CT | NRGPM
| 493 | MONTVILLE 5 | 493 | MONTVILLE 5 | 81 | 82 | 81 | 82 | Historic Capability | CT | 011 | CT | NRGPM
| 494 | MONTVILLE 6 | 494 | MONTVILLE 6 | 410 | 410 | 410 | 410 | Historic Capability | CT | 011 | CT | NRGPM
| 495 | MONTY | 495 | MONTY | 28 | 28 | 28 | 28 | IA | ME | 025 | ME | FPLEMH
| 496 | MOORE | 47370 | MOORE 1 | 191.3 | 191.3 | 191.3 | 191.3 | IA | NH | 009 | NH | GRHL
|  | MOORE | 47371 | MOORE 2 | [5 empty] | NH | 009 | NH | GRHL
|  | MOORE | 47372 | MOORE 3 | [5 empty] | NH | 009 | NH | GRHL
|  | MOORE | 47373 | MOORE 4 | [5 empty] | NH | 009 | NH | GRHL
| 497 | MASS POWER | 497 | MASS POWER | 256.1 | 279.9 | 245.259 | 276 | IA | MA | 013 | WMA | DMT1
| 498 | MT TOM | 498 | MT TOM | 146 | 147 | 146 | 147 | IA | MA | 013 | WMA | SUEZ
| 502 | MYSTIC 7 | 502 | MYSTIC 7 | 592 | 592 | 592 | 592 | Historic Capability | MA | 025 | BOSTON | EXGC
| 503 | MYSTIC JET | 503 | MYSTIC JET | 10.96 | 13.8 | 9.75 | 13.8 | Historic Capability | MA | 025 | BOSTON | EXGC
| 507 | NEA BELLINGHAM | 48754 | NEA BELLINGHAM 1A | 313.307 | 340.241 | 277.621 | 340.241 | Historic Capability | MA | 021 | RI | FPLP-I
|  |  | 48755 | NEA BELLINGHAM 1B |  | 170.12 |  |  |  | MA | 021 | RI | FPLP-I
| 508 | NEWINGTON 1 | 508 | NEWINGTON 1 | 407.5 | 420.83 | 407.5 | 420.83 | Historic Capability | NH | 015 | NH | CEEI
| 513 | NEW HAVEN HARBOR | 513 | NEW HAVEN HARBOR | 466 | 466 | 466 | 466 | IA | CT | 009 | CT | PSEG
| 515 | NORWICH JET | 515 | NORWICH JET | 17.82 | 19.16 | 15.255 | 18.8 | Historic Capability | CT | 011 | CT | CMEEC
| 527 | OGDEN-MARTIN 1 | 527 | OGDEN-MARTIN 1 | 41.68 | 42.87 | 41.68 | 42.87 | Historic Capability | MA | 009 | BOSTON | CHA
| 528 | OCEAN ST PWR GT1 GT2 ST1 | 528 | OCEAN ST PWR GT1/GT2/ST1 | 297.187 | 318.342 | 272.342 | 318.342 | Historic Capability | RI | 007 | RI | HEM
| 529 | OCEAN ST PWR GT3 GT4 ST2 | 529 | OCEAN ST PWR GT3/GT4/ST2 | 297.609 | 322.815 | 274.815 | 322.815 | Historic Capability | RI | 007 | RI | HEM
| 531 | PAWTUCKET POWER | 531 | PAWTUCKET POWER | 62 | 67 | 62 | 67 | IA | RI | 007 | RI | EDFS
| 532 | PEJEPSCOT | 532 | PEJEPSCOT | 10.21 | 13.55 | 10.21 | 13.55 | Historic Capability | ME | 023 | ME | BBHP
| 536 | PERC-ORRINGTON 1 | 536 | PERC-ORRINGTON 1 | 21.76 | 21.93 | 21.76 | 21.93 | Historic Capability | ME | 019 | BHE | BPEC
| 537 | PILGRIM NUCLEAR POWER STATION | 537 | PILGRIM NUCLEAR POWER STATION | 701.5 | 708.5 | 701.5 | 708.5 | PPA | MA | 023 | SEMA | ENPM
| 538 | PINETREE POWER | 538 | PINETREE POWER | 17.55 | 17.49 | 17.55 | 17.49 | Historic Capability | MA | 027 | WMA | SUEZ
| 539 | PONTOOK HYDRO | 539 | PONTOOK HYDRO | 9.6 | 10.16 | 9.6 | 10.16 | IA | NH | 007 | NH | BEMLP
| 540 | POTTER 2 CC | 540 | POTTER 2 CC | 84.474 | 97.5 | 79.5 | 97.5 | Historic Capability | MA | 021 | SEMA | BELD
| 541 | PROCTOR | 541 | PROCTOR | 9.841 | 9.841 | 6.65 | 6.65 | IA | VT | 021 | VT | GMP
| 542 | ECO MAINE | 542 | ECO MAINE | 13.705 | 13.705 | 13.705 | 13.705 | Historic Capability | ME | 005 | SME | EXGC
| 546 | RESCO SAUGUS | 546 | RESCO SAUGUS | 32.79 | 31 | 32.79 | 31 | Historic Capability | MA | 009 | BOSTON | WNE
| 547 | WHEELABRATOR NORTH ANDOVER | 547 | WHEELABRATOR NORTH ANDOVER | 40 | 40 | 40 | 40 | IA | MA | 009 | BOSTON | WNE
| 549 | RUTLAND 5 GT | 549 | RUTLAND 5 GT | 12.397 | 15.547 | 10.4 | 14.8 | Historic Capability | VT | 021 | VT | GMP
| 555 | SEABROOK | 555 | SEABROOK | 1257.275 | 1257.275 | 1257.275 | 1257.275 | IA | NH | 015 | NH | FPLP-I
| 556 | SCHILLER 4 | 556 | SCHILLER 4 | 47.5 | 48 | 47.5 | 48 | Historic Capability | NH | 015 | NH | CEEI
| 557 | SCHILLER 5 | 557 | SCHILLER 5 | 49.6 | 49.6 | 49.6 | 49.6 | Historic Capability | NH | 015 | NH | CEEI
| 558 | SCHILLER 6 | 558 | SCHILLER 6 | 48 | 49 | 48 | 49 | Historic Capability | NH | 015 | NH | CEEI
| 559 | SCHILLER CT 1 | 559 | SCHILLER CT 1 | 18.132 | 22 | 17.621 | 22 | Historic Capability | NH | 015 | NH | CEEI
| 561 | SEARSBURG | 561 | SEARSBURG | 4.96 | 4.96 | 4.96 | 4.96 | Historic Capability | VT | 003 | WMA | GRHL
| 562 | SECREC-PRESTON | 562 | SECREC-PRESTON | 16.449 | 17.07 | 16.449 | 17.07 | Historic Capability | CT | 011 | CT | CEM
| 563 | SEMASS 1 | 563 | SEMASS 1 | 46.955 | 52.96 | 46.955 | 52.69 | Historic Capability | MA | 023 | SEMA | CEM
| 564 | SEMASS 2 | 564 | SEMASS 2 | 22.5 | 22.5 | 22.5 | 22.5 | PPA | MA | 023 | SEMA | CEM
| 565 | SHELDON SPRINGS | 565 | SHELDON SPRINGS | 14.832 | 26.38 | 14.832 | 26.38 | Historic Capability | VT | 011 | VT | GMP
| 566 | SHEPAUG | 566 | SHEPAUG | 42.95 | 43.4 | 42.95 | 43.4 | IA | CT | 009 | SWCT | NEL1
| 567 | SHERMAN | 567 | SHERMAN | 6.5 | 6.5 | 6.5 | 6.5 | IA | MA | 015 | WMA | GRHL
| 569 | SKELTON | 569 | SKELTON | 22.08 | 22.08 | 21.6 | 21.6 | IA | ME | 031 | SME | FPLEMH
| 570 | SMITH | 570 | SMITH | 17.6 | 16.669 | 17.6 | 16.669 | Historic Capability | NH | 007 | NH | PSNH
| 572 | SO. MEADOW 11 | 572 | SO. MEADOW 11 | 43.121 | 49 | 38.8 | 49 | Historic Capability | CT | 003 | CT | FPLP-I
| 573 | SO. MEADOW 12 | 573 | SO. MEADOW 12 | 45.2 | 49 | 39 | 49 | Historic Capability | CT | 003 | CT | FPLP-I
| 574 | SO. MEADOW 13 | 574 | SO. MEADOW 13 | 44.117 | 49.917 | 39 | 48.6 | Historic Capability | CT | 003 | CT | FPLP-I
| 575 | SO. MEADOW 14 | 575 | SO. MEADOW 14 | 42.546 | 49 | 39 | 49 | Historic Capability | CT | 003 | CT | FPLP-I
| 580 | SO. MEADOW 5 | 580 | SO. MEADOW 5 | 29.7 | 31.24 | 29.7 | 31.24 | Historic Capability | CT | 003 | CT | FPLP-I
| 581 | SO. MEADOW 6 | 581 | SO. MEADOW 6 | 29.7 | 31.25 | 29.7 | 31.25 | Historic Capability | CT | 003 | CT | FPLP-I
| 583 | STONY BROOK 2A | 583 | STONY BROOK 2A | 79 | 90 | 67 | 87 | PPA | MA | 013 | WMA | MMWEC
| 584 | STONY BROOK 2B | 584 | STONY BROOK 2B | 77 | 90 | 65 | 85 | PPA | MA | 013 | WMA | MMWEC
| 587 | STEVENSON | 587 | STEVENSON | 28.9 | 28.9 | 28.9 | 28.9 | IA | CT | 001 | SWCT | NEL1
| 590 | BORALEX STRATTON ENERGY | 590 | REENERGY STRATTON | 46.52 | 47.51 | 46.52 | 47.51 | Historic Capability | ME | 007 | ME | REESTR
| 591 | S.D. WARREN-WESTBROOK | 591 | S.D. WARREN-WESTBROOK | 43.07 | 49.103 | 43.07 | 49.103 | Historic Capability | ME | 005 | SME | FPLP-I
| 592 | TAMWORTH | 592 | TAMWORTH | 21.145 | 21.143 | 21.145 | 21.143 | IA | NH | 003 | NH | SUEZ
| 595 | TORRINGTON TERMINAL 10 | 595 | TORRINGTON TERMINAL 10 | 18.817 | 21.8 | 17.2 | 21.8 | Historic Capability | CT | 005 | CT | NRGPM
| 596 | TUNNEL 10 | 596 | TUNNEL 10 | 20.8 | 22.1 | 17.102 | 22.1 | IA | CT | 011 | CT | NEL1
| 598 | VERGENNES 5 and 6 DIESELS | 598 | VERGENNES 5 AND 6 DIESELS | 4.2 | 4.24 | 4.2 | 4.24 | Historic Capability | VT | 001 | VT | GMP
| 599 | VERNON | 599 | VERNON | 32 | 32 | 32 | 32 | IA | VT | 025 | WMA | GRHL
| 612 | WATERS RIVER JET 1 | 612 | WATERS RIVER JET 1 | 19.55 | 22.437 | 16.437 | 22.437 | Historic Capability | MA | 009 | BOSTON | MMWEC
| 613 | WATERS RIVER JET 2 | 613 | WATERS RIVER JET 2 | 39.4 | 45.8 | 30.791 | 44.97 | PPA | MA | 009 | BOSTON | MMWEC
| 614 | WATERBURY 22 | 614 | WATERBURY 22 | 5 | 5 | 5 | 5 | Historic Capability | VT | 023 | VT | GMP
| 616 | WEST ENFIELD | 616 | WEST ENFIELD | 11.47 | 19.1 | 11.47 | 19.1 | Historic Capability | ME | 019 | BHE | BHEC-I
| 617 | WESTON | 617 | WESTON | 14.81 | 14.81 | 13.2 | 13.2 | IA | ME | 017 | ME | FPLEMH
| 618 | DG WHITEFIELD, LLC | 618 | DG WHITEFIELD, LLC | 18 | 18.2 | 18 | 18.2 | Historic Capability | NH | 007 | NH | SPRING
| 619 | WHITE LAKE JET | 619 | WHITE LAKE JET | 20.07 | 23.165 | 18.1 | 23.165 | Historic Capability | NH | 003 | NH | CEEI
| 620 | WILDER | 620 | WILDER | 42.92 | 43.88 | 42.92 | 43.88 | Historic Capability | VT | 027 | VT | GRHL
| 621 | WILLIAMS | 621 | WILLIAMS | 14.9 | 14.9 | 14.9 | 14.9 | IA | ME | 025 | ME | FPLEMH
| 622 | WINOOSKI 1 | 622 | WINOOSKI 1 | 7.5 | 7.5 | 7.5 | 7.5 | PPA | VT | 007 | VT | BED
| 623 | WALLINGFORD REFUSE | 623 | COVANTA PROJECTS WALLINGFORD | 8.005 | 7.892 | 8.005 | 7.892 | Historic Capability | CT | 009 | SWCT | CPW
| 624 | WMI MILLBURY 1 | 624 | WMI MILLBURY 1 | 40.94 | 40.94 | 40.94 | 40.94 | Historic Capability | MA | 027 | CMA/NEMA | WNE
| 625 | WEST MEDWAY JET 1 | 625 | WEST MEDWAY JET 1 | 57.6 | 72.9 | 57.6 | 72.9 | Historic Capability | MA | 021 | BOSTON | EXGC
| 626 | WEST MEDWAY JET 2 | 626 | WEST MEDWAY JET 2 | 57.6 | 72.9 | 57.6 | 72.9 | Historic Capability | MA | 021 | BOSTON | EXGC
| 627 | WEST MEDWAY JET 3 | 627 | WEST MEDWAY JET 3 | 57.5 | 72.8 | 57.5 | 72.8 | Historic Capability | MA | 021 | RI | EXGC
| 628 | WOODLAND ROAD | 628 | WOODLAND ROAD | 19.582 | 21 | 16.7 | 21 | IA | MA | 003 | WMA | NAEA-EM
| 630 | WEST SPRINGFIELD 10 | 630 | WEST SPRINGFIELD 10 | 20.25 | 22 | 17.2 | 22 | IA | MA | 013 | WMA | NAEA-EM
| 633 | WEST SPRINGFIELD 3 | 633 | WEST SPRINGFIELD 3 | 107 | 107 | 107 | 107 | IA | MA | 013 | WMA | NAEA-EM
| 636 | WYMAN HYDRO 1 | 636 | WYMAN HYDRO 1 | 30 | 30 | 28.5 | 28.5 | IA | ME | 025 | ME | FPLEMH
| 637 | WYMAN HYDRO 2 | 637 | WYMAN HYDRO 2 | 29.9 | 29.9 | 29.9 | 29.9 | IA | ME | 025 | ME | FPLEMH
| 638 | WYMAN HYDRO 3 | 638 | WYMAN HYDRO 3 | 30 | 30 | 28.854 | 28.887 | IA | ME | 025 | ME | FPLEMH
| 639 | YARMOUTH 1 | 639 | YARMOUTH 1 | 53.5 | 53.5 | 53.5 | 53.5 | IA | ME | 005 | SME | FPLP-I
| 640 | YARMOUTH 2 | 640 | YARMOUTH 2 | 53.5 | 53.5 | 53.5 | 53.5 | IA | ME | 005 | SME | FPLP-I
| 641 | YARMOUTH 3 | 641 | YARMOUTH 3 | 116 | 119 | 116 | 119 | IA | ME | 005 | SME | FPLP-I
| 642 | YARMOUTH 4 | 642 | YARMOUTH 4 | 614.5 | 620 | 614.5 | 620 | IA | ME | 005 | SME | FPLP-I
| 715 | ROCHESTER LANDFILL | 715 | ROCHESTER LANDFILL | 4.98 | 4.98 | 4.98 | 4.98 | Historic Capability | NH | 017 | NH | WMRE
| 737 | SIMPSON G LOAD REDUCER | 737 | SIMPSON G LOAD REDUCER | 3.84 | 4.85 | 3.84 | 4.85 | Historic Capability | VT | 009 | NH | AMP
| 739 | ROCKY RIVER | 739 | ROCKY RIVER | 29.35 | 30.4 | 29.35 | 30.4 | IA | CT | 009 | SWCT | NEL1
| 754 | BAR MILLS | 754 | BAR MILLS | 4 | 4 | 4 | 4 | IA | ME | 031 | SME | FPLEMH
| 755 | BONNY EAGLE W. BUXTON | 755 | BONNY EAGLE/W. BUXTON | 17.5 | 17.5 | 17.5 | 17.5 | IA | ME | 031 | SME | FPLEMH
| 757 | HARRIS 4 | 757 | HARRIS 4 | 1.5 | 1.5 | 1.5 | 1.5 | IA | ME | 025 | ME | FPLEMH
| 759 | MESSALONSKEE COMPOSITE | 759 | MESSALONSKEE COMPOSITE | 6.1 | 6.1 | 6.1 | 6.1 | IA | ME | 011 | ME | LELWD
|  | MESSALONSKEE COMPOSITE | 14937 | UNION GAS STATION | 0 | 0 | 6.1 | 6.1 |  | ME | 011 | ME | LELWD
| 760 | NORTH GORHAM | 760 | NORTH GORHAM | 1.5 | 1.5 | 1.6 | 1.9 | IA | ME | 005 | SME | FPLEMH
| 761 | SHAWMUT | 761 | SHAWMUT | 9.5 | 9.5 | 9.5 | 9.5 | IA | ME | 011 | ME | FPLEMH
| 766 | CABOT TURNERS FALLS | 14801 | CABOT | 68.2 | 68.2 | 68.2 | 68.2 | IA | MA | 011 | WMA | NEL1
|  |  | 14808 | TURNERSFALLS |  |  | 68.2 | 68.2 | 0 | MA | 011 | WMA | NEL1
| 767 | SES CONCORD | 767 | SES CONCORD | 13 | 13.14 | 13 | 13.14 | IA | NH | 013 | NH | PSNH
| 768 | GARVINS HOOKSETT | 768 | GARVINS/HOOKSETT | 14.805 | 14 | 14.805 | 14 | Historic Capability | NH | 013 | NH | PSNH
| 769 | HADLEY FALLS 1&2 | 769 | HADLEY FALLS 1&2 | 33.4 | 33.4 | 33.4 | 33.4 | Historic Capability | MA | 013 | WMA | HGE
| 772 | NEWPORT HYDRO | 772 | NEWPORT HYDRO | 3.88 | 4.03 | 3.88 | 4.03 | Historic Capability | VT | 019 | NH | GMP
| 774 | LOWER LAMOILLE COMPOSITE | 774 | LOWER LAMOILLE COMPOSITE | 15.8 | 16.35 | 15.8 | 16.35 | Historic Capability | VT | 007 | VT | GMP
| 775 | MIDDLEBURY COMPOSITE | 775 | MIDDLEBURY COMPOSITE | 6.75 | 6 | 6.75 | 6 | Historic Capability | VT | 001 | VT | GMP
| 776 | N. RUTLAND COMPOSITE | 776 | N. RUTLAND COMPOSITE | 5.2 | 5.45 | 5.2 | 5.45 | Historic Capability | VT | 021 | VT | GMP
| 779 | MIDDLESEX 2 | 779 | MIDDLESEX 2 | 3.3 | 3.3 | 3.3 | 3.3 | Historic Capability | VT | 023 | VT | GMP
| 781 | WEST DANVILLE 1 | 781 | WEST DANVILLE 1 | 1.1 | 1.1 | 1.1 | 1.1 | Historic Capability | VT | 005 | VT | GMP
| 783 | HIGHGATE FALLS | 783 | HIGHGATE FALLS | 9.57 | 9.52 | 9.57 | 9.52 | Historic Capability | VT | 011 | VT | VPPSA
| 786 | KEZAR LEDGEMERE COMPOSITE | 40207 | KEZAR UPPER FALLS | 0.56 | 1.282 | 0.56 | 1.282 | Historic Capability | ME | 005 | SME | PSS
|  |  | 40208 | KEZAR LOWER FALLS |  | #N/A |  |  |  | ME | 005 | SME | PSS
|  |  | 40209 | LEDGEMERE |  | #N/A |  |  |  | ME | 005 | SME | PSS
|  |  | 42123 | KEZAR MIDDLE FALLS |  | #N/A |  |  |  | ME | 005 | SME | PSS
| 789 | CEC 002 PAWTUCKET U5 | 789 | CEC 002 PAWTUCKET U5 | 1.2 | 1.24 | 1.2 | 1.24 | Historic Capability | RI | 007 | RI | NEC
| 792 | CENTENNIAL HYDRO | 792 | CENTENNIAL HYDRO | 0.64 | 0.79 | 0.64 | 0.79 | IA | MA | 017 | CMA/NEMA | SMED
| 793 | METHUEN HYDRO | 793 | METHUEN HYDRO | 0.12 | 0.273 | 0.12 | 0.273 | Historic Capability | MA | 009 | BOSTON | SMED
| 794 | MINIWAWA | 794 | MINIWAWA | 0.437 | 0.959 | 0.437 | 0.959 | PPA | NH | 005 | VT | PSNH
| 795 | RIVER MILL HYDRO | 795 | RIVER MILL HYDRO | 0.08 | 0.2 | 0.08 | 0.2 | IA | NH | 009 | VT | MMELD
| 796 | GOODWIN DAM | 796 | GOODWIN DAM | 3 | 3.067 | 3 | 3.067 | Historic Capability | CT | 003 | CT | CMEEC
| 797 | CEC 003 WYRE WYND U5 | 797 | WYRE WYND HYDRO | 1.8 | 2.78 | 1.8 | 2.78 | Historic Capability | CT | 011 | CT | GRRN
| 798 | COLEBROOK | 798 | COLEBROOK | 2.967 | 2.967 | 2.967 | 2.967 | Historic Capability | CT | 005 | CT | CMEEC
| 800 | KINNEYTOWN B | 800 | KINNEYTOWN B | 0.654 | 1.51 | 0.654 | 1.51 | Historic Capability | CT | 009 | SWCT | CHIPM
| 801 | WILLIMANTIC 1 | 801 | WILLIMANTIC 1 | 0.423 | 0.77 | 0.423 | 0.77 | Historic Capability | CT | 015 | CT | CLP
| 802 | WILLIMANTIC 2 | 802 | WILLIMANTIC 2 | 0.388 | 0.77 | 0.388 | 0.77 | Historic Capability | CT | 015 | CT | CLP
| 803 | TOUTANT | 803 | TOUTANT | 0.4 | 0.4 | 0.4 | 0.4 | Historic Capability | CT | 015 | CT | CLP
| 804 | PUTNAM | 804 | PUTNAM | 0.58 | 1.94 | 0.58 | 1.94 | Historic Capability | CT | 015 | CT | PUTNAM
| 806 | MECHANICSVILLE | 806 | MECHANICSVILLE | 0.101 | 0.267 | 0.101 | 0.267 | IA | CT | 015 | CT | SMED
|  |  | 46206 | ENERGY STREAM HYDRO |  | #N/A |  |  | 0 | CT | 015 | CT | SMED
| 807 | CEC 004 DAYVILLE POND U5 | 807 | CEC 004 DAYVILLE POND U5 | 0.061 | 0.1 | 0.061 | 0.1 | Historic Capability | CT | 015 | CT | CLP
| 808 | SANDY HOOK HYDRO | 808 | SANDY HOOK HYDRO | 0.077 | 0.105 | 0.077 | 0.105 | Historic Capability | CT | 001 | SWCT | CLP
| 809 | PINCHBECK | 809 | PINCHBECK | 0.011 | 0.01 | 0.011 | 0.01 | Historic Capability | CT | 009 | CT | CLP
| 810 | QUINEBAUG | 810 | QUINEBAUG | 0.98 | 2.81 | 0.98 | 2.81 | Historic Capability | CT | 015 | CT | CLP
| 811 | BANTAM | 811 | BANTAM | 0.32 | 0.32 | 0.32 | 0.32 | IA | CT | 005 | CT | NEL1
| 812 | BEEBE HOLBROOK | 812 | BEEBE HOLBROOK | 0.586 | 0.586 | 0.586 | 0.586 | Historic Capability | MA | 013 | WMA | HGE
| 813 | TUNNEL | 813 | TUNNEL | 2.1 | 2.1 | 2.1 | 2.1 | IA | CT | 011 | CT | NEL1
| 814 | PATCH | 814 | PATCH | 0.3 | 0.3 | 0.3 | 0.3 | Historic Capability | VT | 021 | VT | GMP
| 815 | CARVER FALLS | 815 | CARVER FALLS | 1.48 | 1.9 | 1.48 | 1.9 | Historic Capability | VT | 021 | VT | GMP
| 816 | CAVENDISH | 816 | CAVENDISH | 1.18 | 1.428 | 1.18 | 1.428 | Historic Capability | VT | 027 | VT | GMP
| 817 | TAFTSVILLE VT | 817 | TAFTSVILLE VT | 0.33 | 0.4 | 0.33 | 0.4 | Historic Capability | VT | 027 | VT | GMP
| 818 | PIERCE MILLS | 818 | PIERCE MILLS | 0.245 | 0.245 | 0.245 | 0.245 | Historic Capability | VT | 005 | NH | GMP
| 819 | ARNOLD FALLS | 819 | ARNOLD FALLS | 0.3 | 0.3 | 0.3 | 0.3 | Historic Capability | VT | 005 | NH | GMP
| 820 | PASSUMPSIC | 820 | PASSUMPSIC | 0.7 | 0.7 | 0.7 | 0.7 | Historic Capability | VT | 005 | NH | GMP
| 821 | GAGE | 821 | GAGE | 0.76 | 0.8 | 0.76 | 0.8 | Historic Capability | VT | 005 | NH | GMP
| 822 | SMITH (CVPS) | 822 | SMITH (CVPS) | 0.93 | 1.31 | 0.93 | 1.31 | Historic Capability | VT | 017 | VT | GMP
| 823 | EAST BARNET | 823 | EAST BARNET | 1.6 | 1.9 | 1.6 | 1.9 | Historic Capability | VT | 005 | NH | GMP
| 824 | BATH ELECTRIC HYDRO | 824 | BATH ELECTRIC HYDRO | 0.4 | 0.8 | 0.4 | 0.8 | Historic Capability | NH | 009 | NH | PSNH
| 827 | SEARSBURG WIND | 827 | SEARSBURG WIND | 0.7 | 1.69 | 0.62 | 1.68 | PPA | VT | 003 | WMA | GMP
| 828 | BARTON HYDRO | 828 | BARTON HYDRO | 1.3 | 1.3 | 1.3 | 1.3 | Historic Capability | VT | 019 | NH | VPPSA
| 830 | ENOSBURG HYDRO | 830 | ENOSBURG HYDRO | 0.95 | 0.95 | 0.95 | 0.95 | Historic Capability | VT | 011 | VT | VPPSA
| 831 | VAIL & GREAT FALLS | 831 | VAIL & GREAT FALLS | 2.1 | 2.1 | 2.1 | 2.1 | Historic Capability | VT | 005 | NH | VPPSA
| 832 | CENTER RUTLAND | 832 | CENTER RUTLAND | 0.35 | 0.35 | 0.35 | 0.35 | Historic Capability | VT | 021 | VT | GMP
| 833 | BARNET | 833 | BARNET | 0.35 | 0.49 | 0.35 | 0.49 | Historic Capability | VT | 005 | VT | GMP
| 834 | COMPTU FALLS | 834 | COMTU FALLS | 0.323 | 0.46 | 0.323 | 0.46 | Historic Capability | VT | 027 | VT | GMP
| 835 | DEWEY MILLS | 835 | DEWEY MILLS | 1.57 | 2.79 | 1.57 | 2.79 | Historic Capability | VT | 027 | VT | GMP
| 836 | EMERSON FALLS | 836 | EMERSON FALLS | 0.23 | 0.23 | 0.23 | 0.23 | Historic Capability | VT | 005 | NH | GMP
| 837 | KILLINGTON | 837 | KILLINGTON | 0.07 | 0.1 | 0.07 | 0.1 | Historic Capability | VT | 021 | VT | GMP
| 839 | LADD'S MILL | 839 | LADD'S MILL | 0.17 | 0.17 | 0.17 | 0.17 | Historic Capability | VT | 023 | VT | GMP
| 840 | MARTINSVILLE | 840 | MARTINSVILLE | 0.25 | 0.25 | 0.25 | 0.25 | Historic Capability | VT | 027 | VT | GMP
| 841 | MORETOWN 8 | 841 | MORETOWN 8 | 1.096 | 1.096 | 1.096 | 1.096 | Historic Capability | VT | 023 | VT | GMP
| 842 | NANTANA MILL | 842 | NANTANA MILL | 0.106 | 0.22 | 0.106 | 0.22 | Historic Capability | VT | 023 | VT | GMP
| 843 | NEWBURY | 843 | NEWBURY | 0.22 | 0.27 | 0.22 | 0.27 | Historic Capability | VT | 017 | VT | GMP
| 844 | OTTAUQUECHEE | 844 | OTTAUQUECHEE | 1.547 | 2.18 | 1.547 | 2.18 | Historic Capability | VT | 027 | VT | GMP
| 845 | SLACK DAM | 845 | SLACK DAM | 0.23 | 0.41 | 0.23 | 0.41 | Historic Capability | VT | 027 | VT | GMP
| 846 | WINOOSKI 8 | 846 | WINOOSKI 8 | 0.403 | 0.95 | 0.403 | 0.95 | Historic Capability | VT | 023 | VT | GMP
| 847 | WOODSIDE | 847 | WOODSIDE | 0.11 | 0.12 | 0.11 | 0.12 | Historic Capability | VT | 015 | VT | GMP
| 848 | WRIGHTSVILLE | 848 | WRIGHTSVILLE | 0.75 | 0.754 | 0.75 | 0.754 | Historic Capability | VT | 023 | VT | VPPSA
| 849 | CRESCENT DAM | 849 | CRESCENT DAM | 1.617 | 1.617 | 1 | 1 | IA | MA | 013 | WMA | RMLD-I
| 850 | GLENDALE HYDRO | 850 | GLENDALE HYDRO | 1.245 | 1.245 | 0.958 | 1.138 | IA | MA | 003 | WMA | RMLD-I
| 851 | GARDNER FALLS | 851 | GARDNER FALLS | 3.7 | 3.7 | 3.7 | 3.7 | Historic Capability | MA | 011 | WMA | NAUH
| 852 | SOUTH BARRE HYDRO | 852 | SOUTH BARRE HYDRO | 0.75 | 0.24 | 0.65 | 0.14 | IA | MA | 027 | WMA | MMWEC
|  |  | 42598 | NEW BARRE HYDRO |  |  |  |  | 0 | MA | 027 | WMA | MMWEC
| 853 | WEBSTER HYDRO | 853 | WEBSTER HYDRO | 0 | 0.29 | 0 | 0.29 | IA | MA | 027 | CMA/NEMA | MMWEC
| 854 | ORANGE HYDRO 1 | 854 | ORANGE HYDRO 1 | 0.15 | 0.15 | 0.15 | 0.15 | IA | MA | 011 | WMA | TTMLP-I
| 855 | ORANGE HYDRO 2 | 855 | ORANGE HYDRO 2 | 0.12 | 0.172 | 0.12 | 0.172 | IA | MA | 011 | WMA | TTMLP-I
| 856 | HUNT'S POND | 856 | HUNT'S POND | 0.023 | 0.064 | 0.023 | 0.064 | Historic Capability | MA | 027 | WMA | TTMLP-I
| 857 | OAKDALE HYDRO | 857 | OAKDALE HYDRO | 3.2 | 3.2 | 3.2 | 3.2 | Historic Capability | MA | 027 | CMA/NEMA | MEC
| 859 | BOATLOCK | 859 | BOATLOCK | 3.094 | 3.094 | 3.094 | 3.094 | Historic Capability | MA | 013 | WMA | HGE
| 860 | BRIAR HYDRO | 860 | BRIAR HYDRO | 2.865 | 4.081 | 2.865 | 4.081 | Historic Capability | NH | 013 | NH | UNITIL-ES
| 861 | CANAAN | 861 | CANAAN | 1.1 | 1.1 | 1.1 | 1.1 | Historic Capability | VT | 009 | NH | PSNH
| 862 | CHEMICAL | 862 | CHEMICAL | 1.6 | 1.6 | 1.6 | 1.6 | Historic Capability | MA | 013 | WMA | HGE
| 863 | CLEMENT DAM | 863 | CLEMENT DAM | 1.115 | 2.4 | 1.115 | 2.4 | Historic Capability | NH | 001 | NH | MMWEC
| 864 | DWIGHT | 864 | DWIGHT | 1.34 | 1.746 | 1.7 | 1.7 | Historic Capability | MA | 013 | WMA | NAUH
| 865 | ERROL | 865 | ERROL | 2.625 | 3 | 2.625 | 3 | Historic Capability | NH | 007 | NH | PSNH
| 866 | GREGGS | 866 | GREGGS | 2.07 | 2.07 | 2.07 | 2.07 | Historic Capability | NH | 011 | NH | MMWEC
| 867 | INDIAN ORCHARD | 867 | INDIAN ORCHARD | 3.7 | 3.7 | 3.7 | 3.7 | Historic Capability | MA | 013 | WMA | NAUH
| 868 | MILTON MILLS HYDRO | 868 | MILTON MILLS HYDRO | 1.15 | 1.51 | 1.15 | 1.51 | Historic Capability | NH | 017 | NH | PSNH
| 869 | MINE FALLS | 869 | MINE FALLS | 0.827 | 1.787 | 0.827 | 1.787 | Historic Capability | NH | 011 | NH | MESSA
| 870 | PEMBROKE | 870 | PEMBROKE | 0.52 | 1.663 | 0.52 | 1.663 | Historic Capability | NH | 013 | NH | MMWEC
| 871 | PENNACOOK FALLS LOWER | 871 | PENNACOOK FALLS LOWER | 2.869 | 3.991 | 2.869 | 3.991 | Historic Capability | NH | 013 | NH | UNITIL-ES
| 872 | PENNACOOK FALLS UPPER | 872 | PENNACOOK FALLS UPPER | 2.243 | 3.12 | 2.243 | 3.12 | Historic Capability | NH | 013 | NH | UNITIL-ES
| 873 | PUTTS BRIDGE | 873 | PUTTS BRIDGE | 3.75 | 4.1 | 4.1 | 4.1 | Historic Capability | MA | 013 | WMA | NAUH
| 874 | RED BRIDGE | 874 | RED BRIDGE | 1.563 | 4.532 | 4.5 | 4.5 | Historic Capability | MA | 013 | WMA | NAUH
| 875 | RIVER BEND | 875 | RIVER BEND | 0.965 | 1.79 | 0.965 | 1.79 | Historic Capability | NH | 013 | NH | MMWEC
| 876 | ROBERTSVILLE | 876 | ROBERTSVILLE | 0.354 | 0.624 | 0.354 | 0.624 | IA | CT | 003 | CT | NEL1
| 877 | SCOTLAND | 877 | SCOTLAND | 1.69 | 2.2 | 1.69 | 2.2 | IA | CT | 015 | CT | NEL1
| 878 | SKINNER | 878 | SKINNER | 0.28 | 0.28 | 0.28 | 0.28 | Historic Capability | MA | 013 | WMA | HGE
| 879 | TAFTVILLE CT | 879 | TAFTVILLE CT | 2.03 | 2.03 | 2.03 | 2.03 | IA | CT | 011 | CT | NEL1
| 882 | FRANKLIN FALLS | 882 | FRANKLIN FALLS | 0.673 | 0.8 | 0.673 | 0.8 | Historic Capability | NH | 013 | NH | PSNH
| 883 | SALMON FALLS HYDRO | 883 | SALMON FALLS HYDRO | 1.2 | 1.2 | 0.953 | 0.824 | Historic Capability | NH | 017 | SME | GMP
| 884 | SWANS FALLS | 884 | SWANS FALLS | 0.41 | 0.41 | 0.41 | 0.41 | Historic Capability | ME | 017 | NH | PSNH
| 886 | COCHECO FALLS | 886 | COCHECO FALLS | 0.63 | 0.549 | 0.63 | 0.549 | Historic Capability | NH | 017 | NH | PSNH
| 887 | CHINA MILLS DAM | 887 | CHINA MILLS DAM | 0.711 | 0.711 | 0.711 | 0.711 | Historic Capability | NH | 013 | NH | PSNH
| 888 | NEWFOUND HYDRO | 888 | NEWFOUND HYDRO | 1.966 | 1.303 | 1.966 | 1.303 | Historic Capability | NH | 009 | NH | PSS
| 889 | SUNAPEE HYDRO | 889 | SUNAPEE HYDRO | 0.593 | 0.433 | 0.593 | 0.433 | Historic Capability | NH | 019 | NH | PSNH
| 890 | NASHUA HYDRO | 890 | NASHUA HYDRO | 1.031 | 1.031 | 1.031 | 1.031 | Historic Capability | NH | 011 | NH | PSNH
| 891 | HILLSBORO MILLS | 891 | HILLSBORO MILLS | 0.405 | 0.568 | 0.405 | 0.568 | Historic Capability | NH | 011 | NH | PSNH
| 892 | LAKEPORT DAM | 892 | LAKEPORT DAM | 0.537 | 0.711 | 0.537 | 0.711 | Historic Capability | NH | 001 | NH | PSS
| 893 | WEST HOPKINTON HYDRO | 893 | WEST HOPKINTON HYDRO | 0.735 | 1.25 | 0.735 | 1.25 | Historic Capability | NH | 013 | NH | GMP
| 894 | LISBON HYDRO | 894 | LISBON HYDRO | 0.332 | 0.515 | 0.332 | 0.515 | Historic Capability | NH | 009 | NH | PSNH
| 895 | LOWER ROBERTSON DAM | 895 | LOWER ROBERTSON DAM | 0.86 | 0.9 | 0.86 | 0.9 | Historic Capability | NH | 005 | VT | MMWEC
| 897 | OLD NASH DAM | 897 | OLD NASH DAM | 0.135 | 0.175 | 0.135 | 0.175 | Historic Capability | NH | 005 | VT | PSNH
| 898 | SUGAR RIVER HYDRO | 898 | SUGAR RIVER HYDRO | 0.158 | 0.15 | 0.158 | 0.15 | Historic Capability | NH | 019 | NH | PSNH
| 900 | GREAT FALLS LOWER | 900 | GREAT FALLS LOWER | 1.7 | 1.7 | 1.7 | 1.7 | Historic Capability | NH | 017 | NH | GMP
| 901 | WATERLOOM FALLS | 901 | WATERLOOM FALLS | 0.081 | 0.086 | 0.081 | 0.086 | Historic Capability | NH | 011 | NH | PSNH
| 902 | HOSIERY MILL DAM | 902 | HOSIERY MILL DAM | 0.435 | 0.993 | 0.435 | 0.993 | Historic Capability | NH | 011 | NH | SRTC
| 903 | WYANDOTTE HYDRO | 903 | WYANDOTTE HYDRO | 0.084 | 0.15 | 0.084 | 0.15 | Historic Capability | NH | 017 | NH | PSNH
| 904 | LOCHMERE DAM | 904 | LOCHMERE DAM | 0.892 | 1.025 | 0.892 | 1.025 | Historic Capability | NH | 001 | NH | MMWEC
| 905 | ASHUELOT HYDRO | 905 | ASHUELOT HYDRO | 0.808 | 0.93 | 0.808 | 0.93 | Historic Capability | NH | 005 | VT | MMWEC
| 906 | ROLLINSFORD HYDRO | 906 | ROLLINSFORD HYDRO | 1.5 | 1.5 | 1.5 | 1.5 | Historic Capability | NH | 017 | NH | GMP
| 908 | OTIS MILL HYDRO | 908 | OTIS MILL HYDRO | 0.122 | 0.127 | 0.122 | 0.127 | Historic Capability | NH | 011 | NH | PSNH
| 909 | STEELS POND HYDRO | 909 | STEELS POND HYDRO | 0.429 | 0.975 | 0.429 | 0.975 | Historic Capability | NH | 011 | NH | PSNH
| 910 | CAMPTON DAM | 910 | CAMPTON DAM | 0.416 | 0.416 | 0.416 | 0.416 | Historic Capability | NH | 009 | NH | PSNH
| 911 | KELLEYS FALLS | 911 | KELLEYS FALLS | 0.429 | 0.4 | 0.429 | 0.4 | Historic Capability | NH | 011 | NH | GMP
| 913 | GOODRICH FALLS | 913 | GOODRICH FALLS | 0.487 | 0.307 | 0.487 | 0.307 | Historic Capability | NH | 003 | NH | NHEC
| 914 | CHAMBERLAIN FALLS | 914 | CHAMBERLAIN FALLS | 0.123 | 0.094 | 0.123 | 0.094 | Historic Capability | NH | 011 | NH | PSNH
| 915 | MONADNOCK PAPER MILLS | 915 | MONADNOCK PAPER MILLS | 0.305 | 1.114 | 0.305 | 1.114 | Historic Capability | NH | 011 | NH | PSNH
| 919 | HOPKINTON HYDRO | 919 | HOPKINTON HYDRO | 0.229 | 0.25 | 0.229 | 0.25 | Historic Capability | NH | 013 | NH | PSNH
| 922 | NOONE FALLS | 922 | NOONE FALLS | 0.13 | 0.146 | 0.13 | 0.146 | Historic Capability | NH | 011 | VT | PSNH
| 925 | OTTER LANE HYDRO | 925 | OTTER LANE HYDRO | 0.084 | 0.09 | 0.084 | 0.09 | Historic Capability | NH | 013 | NH | PSNH
| 926 | PETERBOROUGH LOWER HYDRO | 926 | PETERBOROUGH LOWER HYDRO | 0.284 | 0.284 | 0.284 | 0.284 | Historic Capability | NH | 011 | VT | PSNH
| 928 | SALMON BROOK STATION 3 | 928 | SALMON BROOK STATION 3 | 0.326 | 0.25 | 0.326 | 0.25 | Historic Capability | NH | 013 | NH | PSNH
| 931 | AVERY DAM | 931 | AVERY DAM | 0.46 | 0.479 | 0.46 | 0.479 | Historic Capability | NH | 001 | NH | PSNH
| 932 | WATSON DAM | 932 | WATSON DAM | 0.225 | 0.25 | 0.225 | 0.25 | Historic Capability | NH | 017 | NH | PSNH
| 933 | WESTON DAM | 933 | WESTON DAM | 0.456 | 0.524 | 0.456 | 0.524 | Historic Capability | NH | 007 | NH | PSNH
| 935 | SUNNYBROOK HYDRO 2 | 935 | SUNNYBROOK HYDRO 2 | 0.05 | 0.05 | 0.05 | 0.05 | Historic Capability | NH | 007 | NH | PSNH
| 941 | PETERBOROUGH UPPER HYDRO | 941 | PETERBOROUGH UPPER HYDRO | 0.4 | 0.4 | 0.4 | 0.4 | Historic Capability | NH | 011 | NH | PSNH
| 943 | FOUR HILLS LANDFILL | 943 | FOUR HILLS LANDFILL | 0.932 | 0.932 | 0.932 | 0.932 | Historic Capability | NH | 011 | NH | PSNH
| 947 | RIVERDALE MILLS - QF | 947 | RIVERDALE MILLS - QF | 0.084 | 0.001 | 0.084 | 0.001 | Historic Capability | MA | 027 | RI | MEC
| 948 | PEPPERELL HYDRO COMPANY LLC | 948 | PEPPERELL HYDRO COMPANY LLC | 0.863 | 0.863 | 0.863 | 0.863 | Historic Capability | MA | 017 | CMA/NEMA | PSS
| 949 | VALLEY HYDRO - QF | 949 | VALLEY HYDRO - QF | 0.205 | 0.205 | 0.205 | 0.205 | Historic Capability | RI | 003 | RI | NEC
| 950 | LP ATHOL - QF | 950 | LP ATHOL - QF | 0.2 | 0.2 | 0.2 | 0.2 | Historic Capability | MA | 027 | CMA/NEMA | MEC
| 951 | BALTIC MILLS - QF | 951 | BALTIC MILLS - QF | 0.104 | 0.104 | 0.104 | 0.104 | Historic Capability | NH | 009 | VT | SMED
| 953 | ATTLEBORO LANDFILL - QF | 953 | ATTLEBORO LANDFILL - QF | 1.535 | 1.535 | 1.535 | 1.535 | Historic Capability | MA | 005 | RI | MEC
| 954 | MM LOWELL LANDFILL - QF | 954 | MM LOWELL LANDFILL - QF | 1.105 | 1.105 | 1.104 | 1.104 | Historic Capability | MA | 017 | CMA/NEMA | MEC
| 957 | HG&E HYDRO CABOT 1-4 | 957 | HG&E HYDRO/CABOT 1-4 | 3.147 | 3.147 | 3.147 | 3.147 | Historic Capability | MA | 013 | WMA | HGE
| 959 | BARTON 1-4 DIESELS | 959 | BARTON 1-4 DIESELS | 4.4 | 4.4 | 4.4 | 4.4 | Historic Capability | VT | 019 | NH | VPPSA
| 969 | POWDER MILL HYDRO | 969 | POWDER MILL HYDRO | 0.14 | 0.14 | 0.14 | 0.14 | Historic Capability | MA | 027 | WMA | MMWEC
| 970 | DUDLEY HYDRO | 970 | DUDLEY HYDRO | 0.102 | 0.324 | 0.102 | 0.324 | IA | MA | 027 | WMA | MEC
| 978 | NEW MILFORD | 978 | NEW MILFORD | 3.014 | 3.014 | 3.014 | 3.014 | Historic Capability | CT | 005 | SWCT | CLP
| 1005 | BG DIGHTON POWER LLC | 1005 | DIGHTON POWER LLC | 180 | 197 | 168 | 185 | IA | MA | 005 | SEMA | CEEI
| 1028 | BUNKER RD #12 GAS TURB | 1028 | BUNKER RD #12 GAS TURB | 3 | 3.7 | 3 | 3.7 | Historic Capability | MA | 019 | SEMA | NEP
| 1029 | BUNKER RD #13 GAS TURB | 1029 | BUNKER RD #13 GAS TURB | 3 | 3.7 | 3 | 3.7 | Historic Capability | MA | 019 | SEMA | NEP
| 1030 | OAK BLUFFS | 1030 | OAK BLUFFS | 8.25 | 8.25 | 8.25 | 8.25 | IA | MA | 007 | SEMA | MET
| 1031 | WEST TISBURY | 1031 | WEST TISBURY | 5.633 | 5.633 | 5.633 | 5.633 | IA | MA | 007 | SEMA | MET
| 1032 | BRIDGEPORT ENERGY 1 | 1032 | BRIDGEPORT ENERGY 1 | 560 | 588 | 479.999 | 575.498 | IA | CT | 001 | SWCT | EES5
| 1034 | RIVERSIDE 4-7 | 1034 | RIVERSIDE 4-7 | 3.435 | 3.435 | 3.435 | 3.435 | Historic Capability | MA | 013 | WMA | HGE
| 1035 | RIVERSIDE 8 | 1035 | RIVERSIDE 8 | 4.5 | 4.5 | 4.5 | 4.5 | Historic Capability | MA | 013 | WMA | HGE
| 1047 | FAIRFAX | 1047 | FAIRFAX | 4.009 | 4.009 | 4.009 | 4.009 | Historic Capability | VT | 011 | VT | GMP
| 1048 | WARE HYDRO | 1048 | WARE HYDRO | 1.25 | 1.25 | 1.25 | 1.25 | Historic Capability | MA | 015 | WMA | PHE
| 1049 | COLLINS HYDRO | 1049 | COLLINS HYDRO | 1.3 | 1.3 | 1.3 | 1.3 | IA | MA | 013 | WMA | AMP
| 1050 | CHICOPEE HYDRO | 1050 | CHICOPEE HYDRO | 2.17 | 2.6 | 2.17 | 2.6 | Historic Capability | MA | 013 | WMA | CMLP
| 1054 | BLACKSTONE HYDRO ASSOC | 1054 | BLACKSTONE HYDRO ASSOC | 0 | 0.198 | 0 | 0.198 | Historic Capability | RI | 007 | RI | NEC
| 1057 | BLACKSTONE HYDRO LOAD REDUCER | 1057 | BLACKSTONE HYDRO LOAD REDUCER | 1.8 | 1.8 | 1.8 | 1.8 | Historic Capability | RI | 007 | RI | VPPSA
| 1059 | BARRE LANDFILL | 1059 | BARRE LANDFILL | 1 | 1 | 1 | 1 | IA | MA | 027 | WMA | DEMI-I
| 1061 | MASCOMA HYDRO | 1061 | MASCOMA HYDRO | 0.834 | 0.834 | 0.834 | 0.834 | Historic Capability | NH | 009 | VT | GMP
| 1062 | MWRA COSGROVE | 1062 | MWRA COSGROVE | 1.901 | 1.901 | 1.901 | 1.901 | Historic Capability | MA | 027 | CMA/NEMA | MEC
| 1086 | BERKSHIRE POWER | 1086 | BERKSHIRE POWER | 270 | 284 | 270 | 284 | IA | MA | 013 | WMA | SENA
| 1107 | SOMERSET | 1107 | SAPPI SOMERSET/HINCKLEY | 10.604 | 10.604 | 10.604 | 10.604 | Historic Capability | ME | 011 | ME | FPLP-I
| 1109 | MMWAC | 1109 | MMWAC | 3.034 | 3.034 | 3.034 | 3.034 | Historic Capability | ME | 001 | ME | FPLP-I
| 1113 | BRASSUA HYDRO | 1113 | BRASSUA HYDRO | 4.203 | 4.203 | 4.203 | 4.203 | Historic Capability | ME | 025 | ME | BEMLP
| 1114 | MADISON COMPOSITE | 1114 | MADISON COMPOSITE | 22 | 22 | 22 | 22 | Historic Capability | ME | 025 | ME | PSS
| 1117 | GREAT WORKS COMPOSITE | 1117 | GREAT WORKS COMPOSITE | 0.165 | 0.918 | 0.165 | 0.918 | Historic Capability | ME | 031 | SME | BHI
| 1119 | KENNEBAGO HYDRO | 1119 | KENNEBAGO HYDRO | 0.686 | 0.725 | 0.686 | 0.725 | Historic Capability | ME | 029 | ME | CMPM-I
| 1122 | CASCADE-DIAMOND-QF | 1122 | CASCADE-DIAMOND-QF | 0.44 | 0.44 | 0.44 | 0.44 | Historic Capability | MA | 013 | WMA | MEC
| 1165 | CADYS FALLS | 1165 | CADYS FALLS | 1.1 | 1.1 | 1.1 | 1.1 | Historic Capability | VT | 015 | VT | VPPSA
| 1166 | MORRISVILLE PLANT #2 | 1166 | MORRISVILLE PLANT #2 | 1.43 | 1.8 | 1.43 | 1.8 | Historic Capability | VT | 015 | VT | VPPSA
| 1167 | WOLCOTT HYDRO #1 | 1167 | WOLCOTT HYDRO #1 | 0.49 | 0.8 | 0.49 | 0.8 | Historic Capability | VT | 015 | VT | VPPSA
| 1168 | H.K. SANDERS | 1168 | H.K. SANDERS | 1.8 | 1.8 | 1.8 | 1.8 | Historic Capability | VT | 015 | VT | VPPSA
| 1185 | STONY BROOK GT1A | 1185 | STONY BROOK GT1A | 107.5 | 124 | 103.167 | 118.5 | PPA | MA | 013 | WMA | MMWEC
| 1186 | STONY BROOK GT1B | 1186 | STONY BROOK GT1B | 107.5 | 124 | 101.667 | 117 | PPA | MA | 013 | WMA | MMWEC
| 1187 | STONY BROOK GT1C | 1187 | STONY BROOK GT1C | 107 | 122 | 103.167 | 118.5 | PPA | MA | 013 | WMA | MMWEC
| 1209 | CRRA HARTFORD LANDFILL | 1209 | CRRA HARTFORD LANDFILL | 2.853 | 2.852 | 2.853 | 2.852 | Historic Capability | CT | 003 | CT | CLP
| 1210 | MILLENNIUM | 1210 | MILLENNIUM | 354.963 | 405.54 | 331 | 388 | IA | MA | 027 | WMA | EPLU-I
| 1216 | MAINE INDEPENDENCE STATION | 40338 | MAINE INDEPENDENCE STATION 1 | 258.423 | 281.5 | 492.658 | 563 | PPA | ME | 019 | BHE | DMT1
|  |  | 40339 | MAINE INDEPENDENCE STATION 2 | 258.423 | 281.5 |  |  | 0 | ME | 019 | BHE | DMT1
| 1221 | ESSEX DIESELS | 1221 | ESSEX DIESELS | 8 | 8.225 | 8 | 8.225 | Historic Capability | VT | 007 | VT | GMP
| 1225 | TANNERY DAM | 1225 | TANNERY DAM | 0.2 | 0.2 | 0.2 | 0.2 | Historic Capability | MA | 027 | WMA | MEC
| 1226 | TIVERTON POWER | 1226 | TIVERTON POWER | 287.5 | 305.5 | 267.45 | 296.45 | PPA | RI | 005 | SEMA | EES6
| 1255 | RUMFORD POWER | 1255 | RUMFORD POWER | 270.795 | 275.059 | 244.94 | 275.059 | Historic Capability | ME | 017 | ME | EES7
| 1258 | BHE SMALL HYDRO COMPOSITE | 1258 | BHE SMALL HYDRO COMPOSITE | 2.087 | 2.087 | 2.087 | 2.087 | Historic Capability | ME | 021 | BHE | BHEC-I
|  |  | 42114 | PUMPKIN HILL |  |  | 2.087 | 2.087 | 0 | ME | 019 | BHE | FPLP-I
| 1266 | MARSH POWER | 1266 | MARSH POWER | 0.519 | 0.519 | 0.519 | 0.519 | IA | ME | 027 | BHE | CMA
| 1267 | SPARHAWK | 1267 | SPARHAWK | 0.257 | 0.257 | 0.257 | 0.257 | IA | ME | 005 | SME | UNION
| 1270 | SYSKO STONY BROOK | 1270 | SYSKO STONY BROOK | 0.025 | 0.025 | 0.025 | 0.025 | Historic Capability | ME | 017 | ME | UNION
| 1271 | SYSKO WIGHT BROOK | 1271 | SYSKO WIGHT BROOK | 0.025 | 0.025 | 0.025 | 0.025 | Historic Capability | ME | 017 | ME | UNION
| 1273 | KENNEBEC WATER U5 | 1273 | KENNEBEC WATER U5 | 0.8 | 0.8 | 0.8 | 0.8 | IA | ME | 011 | ME | MESSA
| 1286 | ANP-BLACKSTONE ENERGY CO. #1 | 1286 | ANP-BLACKSTONE ENERGY 1 | 292.768 | 307.5 | 271.822 | 307.5 | PPA | MA | 027 | RI | DMT1
| 1287 | ANP-BLACKSTONE ENERGY 2 | 1287 | ANP-BLACKSTONE ENERGY 2 | 292.88 | 307.5 | 271.317 | 307.5 | PPA | MA | 027 | RI | DMT1
| 1288 | BUCKSPORT ENERGY 4 | 47390 | BUCKSPORT 3-5 | 279.046 | 289.31 | 160.3 | 185.7 | PPA | ME | 009 | BHE | BKSG
| 1302 | TCPMCMPAGF GEN1 U5 | 1302 | TCPMCMPAGF GEN1 U5 | 65.17 | 65.17 | 0 | 0 | N/A (5) | ME | 007 | ME | VERSO
| 1342 | LAKE ROAD 1 | 1342 | LAKE ROAD 1 | 279.157 | 299.024 | 259.792 | 299.416 | IA | CT | 015 | CT | DMT1
| 1343 | LAKE ROAD 2 | 1343 | LAKE ROAD 2 | 278.636 | 298.91 | 265.213 | 304.837 | IA | CT | 015 | CT | DMT1
| 1344 | LAKE ROAD 3 | 1344 | LAKE ROAD 3 | 274.371 | 297.891 | 260.306 | 298.335 | IA | CT | 015 | CT | DMT1
| 1345 | WESTBROOK | 14177 | WESTBROOK ENERGY CENTER G1 | 538 | 597 | 530 | 574 | IA | ME | 005 | SME | CALP
|  |  | 14178 | WESTBROOK ENERGY CENTER G2 |  | 298.5 |  |  | 0 | ME | 005 | SME | CALP
| 1368 | ROCKY GORGE CORPORATION | 1368 | ROCKY GORGE CORPORATION | 0.362 | 0.362 | 0.362 | 0.362 | Historic Capability | ME | 031 | SME | RGC
| 1376 | PPL WALLINGFORD UNIT 1 | 1376 | WALLINGFORD UNIT 1 | 50 | 50 | 43.473 | 49.583 | PPA | CT | 009 | SWCT | TERM
| 1377 | PPL WALLINGFORD UNIT 2 | 1377 | WALLINGFORD UNIT 2 | 50 | 50 | 43.019 | 50 | PPA | CT | 009 | SWCT | TERM
| 1378 | PPL WALLINGFORD UNIT 3 | 1378 | WALLINGFORD UNIT 3 | 50 | 50 | 44.566 | 50 | PPA | CT | 009 | SWCT | TERM
| 1379 | PPL WALLINGFORD UNIT 4 | 1379 | WALLINGFORD UNIT 4 | 50 | 50 | 43.157 | 48.049 | PPA | CT | 009 | SWCT | TERM
| 1380 | PPL WALLINGFORD UNIT 5 | 1380 | WALLINGFORD UNIT 5 | 50 | 50 | 44.425 | 50 | PPA | CT | 009 | SWCT | TERM
| 1385 | Milford Power 1 Incremental | 1385 | MILFORD POWER 1 | 276.394 | 300 | 267.7 | 295.153 | PPA | CT | 009 | SWCT | DMT1
| 1386 | MILFORD POWER 2 | 1386 | MILFORD POWER 2 | 276.394 | 300 | 267.7 | 298.1 | PPA | CT | 009 | SWCT | DMT1
| 1412 | ANP-BELLINGHAM 1 | 1412 | ANP-BELLINGHAM 1 | 292.494 | 307.5 | 272.387 | 307.5 | PPA | MA | 021 | RI | DMT1
| 1415 | ANP-BELLINGHAM 2 | 1415 | ANP-BELLINGHAM 2 | 292.466 | 307.5 | 272.617 | 307.5 | PPA | MA | 021 | RI | DMT1
| 1432 | GRS-FALL RIVER | 1432 | GRS-FALL RIVER | 5.2 | 5.9 | 5.2 | 5.9 | Historic Capability | MA | 005 | SEMA | TMLP
| 1478 | MYSTIC 8 | 1478 | MYSTIC 8 | 800 | 841.564 | 703.324 | 841.564 | PPA | MA | 025 | BOSTON | EXGC
| 1572 | GRANBY SANITARY LANDFILL QF U5 | 1572 | GRANBY SANITARY LANDFILL QF | 3.2 | 3.2 | 2.8 | 2.8 | Historic Capability | MA | 015 | WMA | IPSC
| 1616 | MYSTIC 9 | 1616 | MYSTIC 9 | 800 | 858.463 | 709.676 | 858.436 | PPA | MA | 025 | BOSTON | EXGC
| 1625 | GRANITE RIDGE ENERGY | 48120 | GRANITE RIDGE ENERGY 1A | 762 | 812 | 678 | 805.7 | IA | NH | 015 | NH | CALP
|  |  | 48121 | GRANITE RIDGE ENERGY 1B |  | 406 |  |  |  | NH | 015 | NH | CALP
| 1630 | RISEP | 1630 | RISEP | 613 | 625 | 551.668 | 610.632 | IA | RI | 007 | RI | RISE
| 1631 | Indeck-Energy Alexandria, LLC | 14211 | INDECK ALEXANDRIA | 16.5 | 16.5 | 16.5 | 16.5 | Historic Capability | NH | 009 | NH | IEA
| 1649 | EP Newington Energy, LLC | 1649 | EP NEWINGTON ENERGY, LLC | 596.1 | 634.9 | 558 | 631.963 | IA | NH | 015 | NH | EPN
| 1656 | HULL WIND TURBINE U5 | 1656 | HULL WIND TURBINE U5 | 0.165 | 0.165 | 0.165 | 0.165 | Historic Capability | MA | 023 | SEMA | HULL
| 1672 | KENDALL CT | 1672 | KENDALL CT | 187.4 | 187.4 | 170 | 187 | IA | MA | 017 | BOSTON | KENDALL
| 1691 | FORE RIVER-1 | 40327 | FORE RIVER 11 | 800 | 843 | 710.651 | 843 | IA | MA | 021 | SEMA | CALP
|  |  | 40328 | FORE RIVER 12 |  | 421.5 |  |  | 0 | MA | 021 | SEMA | CALP
| 1693 | WEST SPRINGFIELD GT-1 | 1693 | WEST SPRINGFIELD GT-1 | 47 | 48 | 39 | 48 | PPA | MA | 013 | WMA | NAEA-EM
| 1694 | WEST SPRINGFIELD GT-2 | 1694 | WEST SPRINGFIELD GT-2 | 47 | 48 | 39 | 48 | PPA | MA | 013 | WMA | NAEA-EM
| 1720 | MIDDLEBURY LOWER | 1720 | MIDDLEBURY LOWER | 1.81 | 1.85 | 1.81 | 1.85 | Historic Capability | VT | 001 | VT | GMP
| 2278 | BARKER LOWER HYDRO | 2278 | BARKER LOWER HYDRO | 0.652 | 1.25 | 0.652 | 1.25 | Historic Capability | ME | 001 | ME | VPPSA
| 2279 | BARKER UPPER HYDRO | 2279 | BARKER UPPER HYDRO | 0.377 | 1.262 | 0.377 | 1.262 | Historic Capability | ME | 001 | ME | VPPSA
| 2280 | BENTON FALLS HYDRO | 2280 | BENTON FALLS HYDRO | 3.776 | 4.355 | 3.776 | 4.355 | Historic Capability | ME | 011 | ME | LELWD
| 2281 | BROWNS MILL HYDRO | 2281 | BROWNS MILL HYDRO | 0.318 | 0.65 | 0.318 | 0.65 | Historic Capability | ME | 021 | ME | VPPSA
| 2282 | DAMARISCOTTA HYDRO | 2282 | DAMARISCOTTA HYDRO | 0.005 | 0.5 | 0.005 | 0.5 | Historic Capability | ME | 015 | ME | BHI
| 2283 | EUSTIS HYDRO | 2283 | EUSTIS HYDRO | 0.248 | 0.25 | 0.248 | 0.25 | Historic Capability | ME | 007 | ME | BHI
| 2284 | GARDINER HYDRO | 2284 | GARDINER HYDRO | 1.05 | 1.05 | 1.05 | 1.05 | Historic Capability | ME | 011 | ME | VPPSA
| 2285 | GREENVILLE HYDRO | 2285 | GREENVILLE HYDRO | 0.52 | 0.52 | 0.52 | 0.52 | Historic Capability | ME | 021 | ME | BHI
| 2286 | HACKETT MILLS HYDRO | 2286 | HACKETT MILLS HYDRO | 0.159 | 0.5 | 0.159 | 0.5 | Historic Capability | ME | 001 | ME | PSS
| 2287 | MECHANIC FALLS HYDRO | 2287 | MECHANIC FALLS HYDRO | 0.231 | 1.05 | 0.231 | 1.05 | Historic Capability | ME | 001 | ME | BHI
| 2288 | NORWAY HYDRO | 2288 | NORWAY HYDRO | 0 | 0.201 | 0 | 0.201 | Historic Capability | ME | 017 | ME | BHI
| 2290 | PITTSFIELD HYDRO | 2290 | PITTSFIELD HYDRO | 0.877 | 1 | 0.877 | 1 | Historic Capability | ME | 025 | ME | VPPSA
| 2292 | YORK HYDRO | 2292 | YORK HYDRO | 0.878 | 1.2 | 0.878 | 1.2 | Historic Capability | ME | 031 | SME | BHI
| 2425 | SPRINGFIELD REFUSE-NEW | 2425 | SPRINGFIELD REFUSE-NEW | 6 | 6 | 6 | 6 | Historic Capability | MA | 013 | WMA | CEM
| 2426 | Hydro Kennebec | 2426 | HYDRO KENNEBEC | 15.66 | 17.15 | 15.66 | 17.15 | Historic Capability | ME | 011 | ME | BEMLP
| 2430 | BELDENS-NEW | 2430 | BELDENS-NEW | 4.58 | 5.7 | 4.58 | 5.7 | Historic Capability | VT | 001 | VT | GMP
| 2431 | DODGE FALLS-NEW | 2431 | DODGE FALLS-NEW | 5 | 5 | 5 | 5 | PPA | NH | 009 | VT | VELCO
| 2432 | HUNTINGTON FALLS-NEW | 2432 | HUNTINGTON FALLS-NEW | 4.99 | 5.76 | 4.99 | 5.76 | Historic Capability | VT | 001 | VT | GMP
| 2433 | RYEGATE 1-NEW | 2433 | RYEGATE 1-NEW | 19 | 19 | 19 | 19 | PPA | VT | 005 | NH | VELCO
| 2434 | GORGE 18 HYDRO-NEW | 2434 | GORGE 18 HYDRO-NEW | 3.3 | 3.3 | 3.3 | 3.3 | Historic Capability | VT | 007 | VT | GMP
| 2435 | VERGENNES HYDRO-NEW | 2435 | VERGENNES HYDRO-NEW | 2.34 | 3.3 | 2.34 | 3.3 | Historic Capability | VT | 001 | VT | GMP
| 2439 | BROCKWAY MILLS U5 | 2439 | BROCKWAY MILLS U5 | 0.5 | 0.5 | 0.5 | 0.5 | Historic Capability | VT | 025 | VT | GMP
| 2462 | PLAINVILLE GEN QF U5 | 2462 | PLAINVILLE GEN QF U5 | 5 | 5 | 5 | 5 | Historic Capability | MA | 021 | RI | MEC
| 2466 | CHERRY 7 | 2466 | CHERRY 7 | 3.2 | 3.2 | 3.2 | 3.2 | Historic Capability | MA | 017 | CMA/NEMA | HLPD
| 2467 | CHERRY 8 | 2467 | CHERRY 8 | 3.6 | 3.6 | 3.6 | 3.6 | Historic Capability | MA | 017 | CMA/NEMA | HLPD
| 2468 | CHERRY 10 | 2468 | CHERRY 10 | 2.2 | 2.2 | 2.2 | 2.2 | Historic Capability | MA | 017 | CMA/NEMA | HLPD
| 2469 | CHERRY 11 | 2469 | CHERRY 11 | 2.2 | 2.2 | 2.2 | 2.2 | Historic Capability | MA | 017 | CMA/NEMA | HLPD
| 2470 | CHERRY 12 | 2470 | CHERRY 12 | 5.6 | 5.6 | 5.6 | 5.6 | Historic Capability | MA | 017 | CMA/NEMA | HLPD
| 10308 | NECCO COGENERATION FACILITY | 47822 | NECCO GEN | 5.82 | 5.82 | 5 | 5 | N/A (5) | MA | 025 | BOSTON | NECCO
| 10401 | CELLEY MILL U5 | 10401 | CELLEY MILL U5 | 0.084 | 0.092 | 0.084 | 0.092 | Historic Capability | NH | 009 | NH | PSNH
| 10402 | PETTYBORO HYDRO U5 | 10402 | PETTYBORO HYDRO U5 | 0.004 | 0.01 | 0.004 | 0.01 | Historic Capability | NH | 009 | NH | PSNH
| 10403 | EASTMAN BROOK U5 | 10403 | EASTMAN BROOK U5 | 0.1 | 0.1 | 0.1 | 0.1 | Historic Capability | NH | 009 | NH | PSNH
| 10406 | LOWER VALLEY HYDRO U5 | 10406 | LOWER VALLEY HYDRO U5 | 0.534 | 0.534 | 0.534 | 0.534 | Historic Capability | NH | 019 | NH | GMP
| 10407 | WOODSVILLE HYDRO U5 | 10407 | WOODSVILLE HYDRO U5 | 0.241 | 0.241 | 0.241 | 0.241 | Historic Capability | NH | 019 | NH | GMP
| 10409 | SWEETWATER HYDRO U5 | 10409 | SWEETWATER HYDRO U5 | 0.5 | 0.5 | 0.5 | 0.5 | Historic Capability | NH | 019 | NH | GMP
| 10424 | Great Lakes - Berlin Incremental | 10424 | GREAT LAKES - BERLIN | 25 | 25 | 25 | 25 | PPA | NH | 007 | NH | BEMLP
| 10615 | BLUE SPRUCE FARM U5 | 10615 | BLUE SPRUCE FARM | 0.275 | 0.275 | 0.275 | 0.275 | Historic Capability | VT | 021 | VT | GMP
| 10770 | WEST SPRINGFIELD HYDRO U5 | 10770 | WEST SPRINGFIELD HYDRO U5 | 1.2 | 1.25 | 1.2 | 1.25 | Historic Capability | MA | 013 | WMA | LELWD
| 10801 | COVENTRY CLEAN ENERGY | 10801 | COVENTRY CLEAN ENERGY | 4.8 | 4.8 | 4.8 | 4.8 | Historic Capability | VT | 019 | NH | VPPSA
| 10880 | GE LYNN EXCESS REPLACEMENT | 10880 | GE LYNN EXCESS REPLACEMENT | 2.282 | 14.982 | 2.282 | 14.982 | Historic Capability | MA | 009 | BOSTON | CNE
| 10959 | RRIG EXPANSION PHASE 2 | 10959 | RRIG EXPANSION PHASE 2 | 6 | 6 | 6 | 6.024 | IA | RI | 007 | RI | RRIG
| 10998 | MASSINNOVATION FITCHBURG | 10998 | MASSINNOVATION FITCHBURG | 0.003 | 3.027 | 0.003 | 3.027 | Historic Capability | MA | 027 | WMA | FGE
| 11052 | GRTR NEW BEDFORD LFG UTIL PROJ | 11052 | GRTR NEW BEDFORD LFG UTIL PROJ | 3.3 | 3.3 | 3.3 | 3.3 | Historic Capability | MA | 005 | SEMA | CRMC
| 11126 | NORTH HARTLAND HYDRO | 11126 | NORTH HARTLAND HYDRO | 4.46 | 4.46 | 4.46 | 4.46 | Historic Capability | VT | 027 | VT | GMP
| 11408 | HULL WIND TURBINE II | 11408 | HULL WIND TURBINE II | 1.8 | 1.8 | 1.8 | 1.8 | Historic Capability | MA | 023 | SEMA | HULL
| 11424 | RUMFORD FALLS | 11424 | RUMFORD FALLS | 44.1 | 44.1 | 40 | 40 | IA | ME | 017 | ME | BEMLP
| 11842 | WATERSIDE POWER | 11842 | WATERSIDE POWER | 73.623 | 75 | 72 | 75 | IA | CT | 001 | NOR | WATERSIDE
| 11925 | BROCKTON BRIGHTFIELDS | 11925 | BROCKTON BRIGHTFIELDS | 0.425 | 0.425 | 0.425 | 0.425 | Historic Capability | MA | 023 | SEMA | EXGC
| 12108 | FIEC DIESEL | 12108 | FIEC DIESEL | 2 | 2 | 2 | 2 | Historic Capability | ME | 013 | ME | VPPSA
| 12180 | BERKSHIRE COW POWER | 12180 | BERKSHIRE COW POWER | 0.5 | 0.5 | 0.5 | 0.5 | Historic Capability | VT | 011 | VT | VEC
| 12274 | GREEN MOUNTAIN DAIRY | 12274 | GREEN MOUNTAIN DAIRY | 0.22 | 0.22 | 0.22 | 0.22 | Historic Capability | VT | 011 | VT | GMP
| 12323 | COVENTRY CLEAN ENERGY #4 | 12323 | COVENTRY CLEAN ENERGY #4 | 2.895 | 2.975 | 2.895 | 2.975 | Historic Capability | VT | 019 | NH | VPPSA
| 12500 | Thomas A. Watson | 15484 | THOMAS A. WATSON UNIT #1 | 114.8 | 114.8 | 105.2 | 114.8 | IA | MA | 021 | SEMA | BELD
|  |  | 15485 | THOMAS A. WATSON UNIT #2 |  |  |  |  | 0 | MA | 021 | SEMA | BELD
| 12504 | Devon 15-18 | 12504 | DEVON 15 | 196.8 | 196.8 | 187.6 | 195.6 | PPA | CT | 009 | SWCT | GCE
|  |  | 17044 | DEVON 16 |  | 49.2 |  |  | 0 | CT | 009 | SWCT | GCE
|  |  | 17045 | DEVON 17 |  | 49.2 |  |  | 0 | CT | 009 | SWCT | GCE
|  |  | 17046 | DEVON 18 |  | 49.2 |  |  | 0 | CT | 009 | SWCT | GCE
| 12505 | Middletown 12-15 | 12505 | MIDDLETOWN 12 | 196.8 | 196.8 | 187.6 | 193.6 | IA | CT | 007 | CT | GCE
|  |  | 37366 | MIDDLETOWN 13 |  |  |  |  | 0 | CT | 007 | CT | GCE
|  |  | 37367 | MIDDLETOWN 14 |  |  |  |  | 0 | CT | 007 | CT | GCE
|  |  | 37368 | MIDDLETOWN 15 |  |  |  |  | 0 | CT | 007 | CT | GCE
| 12509 | UNH Power Plant | 12509 | UNH POWER PLANT | 2 | 2 | 2 | 2 | Historic Capability | NH | 017 | NH | PSNH
| 12510 | Swanton Gas Turbine 1 | 12510 | SWANTON GT-1 | 23.5 | 27.1 | 19.44 | 24.98 | PPA | VT | 011 | VT | VPPSA
| 12511 | Swanton Gas Turbine 2 | 12511 | SWANTON GT-2 | 23.5 | 27.1 | 19.723 | 25.344 | PPA | VT | 011 | VT | VPPSA
| 12521 | Lowell Power Reactivation | 461 | LENERGIA ENERGY CENTER | 76.3 | 76.95 | 74 | 76 | PPA | MA | 017 | CMA/NEMA | EDFT
| 12524 | Cos Cob 13&14 | 14157 | COS COB 13 | 42.2 | 46 | 36 | 46 | PPA | CT | 001 | NOR | NRGPM
| 12524 | Cos Cob 13&14 | 14158 | COS COB 14 | 21.1 | 23 |  |  | 0 | CT | 001 | NOR | NRGPM
| 12526 | Pierce | 13515 | PIERCE STATION | 86 | 100 | 77.5 | 97 | PPA | CT | 009 | SWCT | CMEEC
| 12530 | Sheffield Wind Farm | 12530 | SHEFFIELD WIND PLANT | 39.2 | 39.2 | 10 | 17 | PPA | VT | 005 | VT | VTWIND
| 12551 | Kibby Wind Power | 12551 | KIBBY WIND POWER | 132 | 132 | 20.4 | 47.3 | IA | ME | 007 | ME | EMMT-I
| 12553 | Covanta Haverhill Landfill Gas Engine | 14707 | COVANTA HAVERHILL - LF GAS | 1.6 | 1.6 | 1.6 | 1.6 | IA | MA | 009 | BOSTON | CHA
| 12564 | Waterbury Generation Facility | 12564 | WATERBURY GENERATION FACILITY | 103.6 | 103.6 | 97.911 | 99.454 | IA | CT | 009 | SWCT | WATERBURY
| 13669 | Manchester Methane LLC East Windsor Facility | 13669 | EAST WINDSOR NORCAP LFG PLANT | 1.43 | 1.43 | 1.43 | 1.43 | Historic Capability | CT | 003 | CT | MMLLC
| 13673 | MATEP (DIESEL) | 13673 | MATEP (DIESEL) | 20.25 | 20.25 | 19.35 | 19.35 | IA | MA | 025 | BOSTON | MATEP
| 13675 | MATEP (COMBINED CYCLE) | 13675 | MATEP (COMBINED CYCLE) | 60.4 | 66 | 57.1 | 64.3 | IA | MA | 025 | BOSTON | MATEP
| 13703 | Verso VCG1 | 13703 | VERSO COGEN 1 | 55 | 61 | 47.223 | 58.377 | IA | ME | 007 | ME | VERSO
| 13704 | Verso VCG2 | 13704 | VERSO COGEN 2 | 55 | 61 | 45.167 | 56.321 | IA | ME | 007 | ME | VERSO
| 13705 | Verso VCG3 | 13705 | VERSO COGEN 3 | 55 | 61 | 44.097 | 55.251 | IA | ME | 007 | ME | VERSO
| 13975 | Corriveau Hydroelectric LLC | 13975 | CORRIVEAU HYDROELECTRIC LLC | 0.073 | 0.35 | 0.073 | 0.35 | Historic Capability | ME | 017 | ME | UNION
| 14087 | MAT3 | 14087 | MAT3 | 19.35 | 19.35 | 19.35 | 19.35 | IA | MA | 025 | BOSTON | MATEP
| 14134 | MONTAGNE FARM | 14134 | MONTAGNE FARM | 0.3 | 0.3 | 0.3 | 0.3 | Historic Capability | VT | 011 | VT | GMP
| 14217 | NORTHFIELD MOUNTAIN 1 | 14217 | NORTHFIELD MOUNTAIN 1 | 295 | 295 | 292 | 292 | IA | MA | 011 | WMA | NEL1
| 14218 | NORTHFIELD MOUNTAIN 2 | 14218 | NORTHFIELD MOUNTAIN 2 | 295 | 295 | 292 | 292 | IA | MA | 011 | WMA | NEL1
| 14219 | NORTHFIELD MOUNTAIN 3 | 14219 | NORTHFIELD MOUNTAIN 3 | 295 | 295 | 292 | 292 | IA | MA | 011 | WMA | NEL1
| 14220 | NORTHFIELD MOUNTAIN 4 | 14220 | NORTHFIELD MOUNTAIN 4 | 295 | 295 | 292 | 292 | IA | MA | 011 | WMA | NEL1
| 14271 | Ameresco Northampton | 14271 | AMERESCO NORTHAMPTON | 0.8 | 0.8 | 0.8 | 0.8 | Historic Capability | MA | 015 | WMA | EMMT-I
| 14595 | Granite Reliable Power | 14595 | GRANITE RELIABLE POWER, LLC | 94.5 | 94.5 | 29.9 | 42.9 | IA | NH | 007 | NH | GRP
| 14599 | Rhode Island LFG Genco, LLC - ST | 40054 | JOHNSTON LFG TURBINE PLANT | 32.629 | 36.785 | 26 | 28 | IA | RI | 007 | RI | RRIG
| 14610 | Princeton Wind Farm Project | 14610 | PRINCETON WIND FARM PROJECT | 0.667 | 1.257 | 0.667 | 1.257 | Historic Capability | MA | 027 | WMA | PMLD
| 14614 | Kleen Energy | 14614 | KLEEN ENERGY | 620 | 620 | 620 | 620 | PPA | CT | 007 | CT | TPSC
| 14623 | Valley Hydro (Station No. 5) | 14623 | VALLEY HYDRO (STATION NO. 5) | 0.79 | 0.79 | 0.79 | 0.79 | Historic Capability | MA | 013 | WMA | HGE
| 14652 | Templeton Wind Turbine | 14652 | TEMPLETON WIND TURBINE | 1.5 | 1.5 | 0.278 | 0.441 | Cleared Capacity | MA | 027 | WMA | MMWEC
| 14660 | Lempster Wind | 15115 | LEMPSTER WIND | 24 | 24 | 4.425 | 10.024 | PPA | NH | 011 | NH | PSNH
| 14661 | Berkshire Wind Power Project | 16614 | BERKSHIRE WIND POWER PROJECT | 15 | 15 | 2.576 | 6.988 | IA | MA | 003 | WMA | MMWEC
| 14663 | WMRE Crossroads | 15998 | CROSSROADS LANDFILL | 3 | 3 | 3 | 3 | Historic Capability | ME | 025 | ME | WMRE
| 14665 | Record Hill Wind | 14665 | RECORD HILL WIND | 50.6 | 50.6 | 13.6 | 16.7 | IA | ME | 017 | ME | RHW
| 14706 | Kimberly-Clark Corp Energy Independence Project | 15097 | KIMB ROCKY RIVER PH2 | 14 | 19.7 | 14 | 19.7 | IA | CT | 005 | SWCT | KCC
| 15415 | Dartmouth Power Expansion | 15940 | DARTMOUTH CT GENERATOR 3 | 22.8 | 23.5 | 21.3 | 23.5 | IA | MA | 005 | SEMA | EPLU-I
| 15477 | New Haven Harbor Units 2, 3, & 4 | 15477 | NEW HAVEN HARBOR UNIT 2 | 147.9 | 147.9 | 129.6 | 145 | IA | CT | 009 | CT | PSEG-NH
|  |  | 40052 | NEW HAVEN HARBOR UNIT 3 |  | 49.3 |  |  | 0 | CT | 009 | CT | PSEG-NH
|  |  | 40053 | NEW HAVEN HARBOR UNIT 4 |  | 49.3 |  |  | 0 | CT | 009 | CT | PSEG-NH
| 15509 | Plainfield Renewable Energy | 15509 | PLAINFIELD RENEWABLE ENERGY | 38.5 | 38.5 | 37.5 | 37.5 | IA | CT | 015 | CT | PRE
| 16296 | Milford Hydro | 16296 | MILFORD HYDRO | 8.9 | 8.9 | 6.422 | 6.643 | IA | ME | 019 | BHE | BBHP
| 16523 | Stillwater | 16523 | STILLWATER | 1.898 | 1.964 | 1.898 | 1.964 | Historic Capability | ME | 019 | BHE | BBHP
| 16525 | Medway | 16525 | MEDWAY | 4.003 | 4.003 | 3.443 | 2.869 | IA | ME | 019 | BHE | BBHP
| 16631 | Victory Road Dorchester PV | 16631 | VICTORY ROAD DORCHESTER PV | 1 | 1 | 0.316 | 0 | Cleared Capacity | MA | 025 | BOSTON | MEC
| 16640 | Hilldale Ave Haverhill PV | 16640 | HILLDALE AVE HAVERHILL PV | 1 | 1 | 0.27 | 0 | Cleared Capacity | MA | 009 | BOSTON | MEC
| 16642 | Railroad Street Revere PV | 16642 | RAILROAD AVENUE REVERE PV | 1 | 1 | 0.245 | 0 | Cleared Capacity | MA | 025 | BOSTON | MEC
| 16643 | Rover Street Everett PV | 16643 | ROVER STREET EVERETT PV | 0.5 | 0.5 | 0.168 | 0 | Cleared Capacity | MA | 017 | BOSTON | MEC
| 16644 | Main Street Whitinsville PV | 16644 | MAIN STREET WHITINSVILLE PV | 1 | 1 | 0.28 | 0 | Cleared Capacity | MA | 027 | RI | MEC
| 16653 | Berlin Biopower | 16653 | BURGESS BIOPOWER | 67.5 | 67.5 | 65.38 | 65.38 | IA | NH | 007 | NH | PSNH
| 16659 | Ipswich Wind Farm 1 | 16659 | IPSWICH WIND FARM 1 | 1.5 | 1.5 | 0.187 | 0.342 | Cleared Capacity | MA | 009 | BOSTON | IMLD
| 16675 | Fox Island Wind | 16675 | FOX ISLAND WIND | 4.5 | 4.5 | 0 | 0.444 | Cleared Capacity | ME | 013 | ME | VPPSA
| 16688 | Nor1 | 14816 | NORDEN 1 | 1.958 | 1.958 | 1.958 | 1.958 | Cleared Capacity | CT | 001 | NOR | CMEEC
| 16737 | DFC-ERG Hybrid Fuel Cell (3) | 16737 | UDR GLASTONBURY | 2.8 | 3.4 | 2.5 | 2.5 | Cleared Capacity | CT | 003 | CT | UIL
| 16738 | BFCP Fuel Cell | 16738 | DOMINION BRIDGEPORT FUEL CELL | 14.99 | 15.39 | 13.054 | 13.259 | Cleared Capacity | CT | 001 | SWCT | DEMI-I
| 16750 | Norden #2 | 14817 | NORDEN 2 | 1.942 | 1.942 | 1.948 | 1.948 | Cleared Capacity | CT | 001 | NOR | CMEEC
| 16752 | Norden #3 | 14818 | NORDEN 3 | 1.942 | 1.942 | 1.942 | 1.942 | Cleared Capacity | CT | 001 | NOR | CMEEC
| 17359 | Sugar River 2 | 17223 | SUGAR RIVER 2 | 0.199 | 0.199 | 0.026 | 0.155 | Cleared Capacity | NH | 019 | NH | PSNH
| 35442 | Seaman Energy | 17259 | SEAMAN ENERGY LLC | 0.484 | 0.483 | 0.484 | 0.483 | Cleared Capacity | MA | 027 | CMA/NEMA | TTMLP-I
| 35485 | Fitchburg-FCA-5 | 14098 | FITCHBURG LANDFILL | 4.581 | 4.581 | 4.5 | 4.5 | Cleared Capacity | MA | 027 | WMA | VPPSA
| 35555 | GMCW | 35555 | GMCW | 9.9 | 9.9 | 2.38 | 3.54 | IA | VT | 007 | VT | BED
| 35593 | Fiske Hydro | 15201 | FISKE HYDRO | 0.81 | 0.81 | 0.077 | 0.113 | Cleared Capacity | NH | 005 | VT | PSNH
| 35594 | Spaulding Pond Hydro | 35379 | SPAULDING POND HYDRO | 0.265 | 0.265 | 0.074 | 0.172 | Cleared Capacity | NH | 017 | NH | PSNH
| 35656 | Rainbow_2 | 17234 | RAINBOW UNIT 2 | 4.1 | 4.1 | 4.1 | 4.1 | IA | CT | 003 | CT | CLP
| 35657 | Shrewsbury Diesels | 568 | SHREWSBURY DIESELS | 13.75 | 13.75 | 13.75 | 13.75 | Historic Capability | MA | 027 | CMA/NEMA | SELP
| 35658 | Rainbow_1 | 17233 | RAINBOW UNIT 1 | 4.1 | 4.1 | 4.1 | 4.1 | IA | CT | 003 | CT | CLP
| 35693 | Spruce Mountain Wind | 35693 | SPRUCE MOUNTAIN WIND | 20 | 20 | 4.5 | 9 | Cleared Capacity | ME | 017 | ME | SPRUCE
| 35728 | Moretown LG | 15617 | MORETOWN LFGTE | 3 | 3 | 3.2 | 3.2 | Cleared Capacity | VT | 023 | VT | GMP
| 35979 | Kingdom Community Wind | 35979 | KINGDOM COMMUNITY WIND | 64.575 | 64.575 | 12 | 21.673 | IA | VT | 019 | VT | GMP
| 37040 | KENDALL STEAM | 10347 | KENDALL STEAM 1 | 15 | 15 | 27.75 | 27.75 | IA | MA | 017 | BOSTON | KENDALL
| 37040 | KENDALL STEAM | 10348 | KENDALL STEAM 2 | 20 | 20 |  |  | 0 | MA | 017 | BOSTON | KENDALL
| 37040 | KENDALL STEAM | 10349 | KENDALL STEAM 3 | 27.6 | 27.6 |  |  | 0 | MA | 017 | BOSTON | KENDALL
| 37050 | Groton Wind Project | 37050 | GROTON WIND | 48 | 48 | 9.751 | 19.771 | IA | NH | 009 | NH | PPMI
| 37051 | Silver lake PV | 37722 | SILVER LAKE SOLAR PV FACILITY | 1.5 | 1.5 | 0.458 | 0 | Cleared Capacity | MA | 003 | WMA | NSTAR
| 37072 | Beaver_Ridge_Wind | 15706 | BEAVER RIDGE WIND | 1.8 | 1.8 | 0.474 | 1.344 | Cleared Capacity | ME | 027 | ME | NHEC
| 37077 | Woronoco Hydro LLC | 15787 | WORONOCO HYDRO LLC | 2.7 | 2.7 | 1.181 | 1.611 | IA | MA | 013 | WMA | PSS
| 37079 | Indian River Power Supply LLC | 37823 | INDIAN RIVER POWER SUPPLY LLC | 1.3 | 1.3 | 0.314 | 0.941 | IA | MA | 013 | WMA | PSS
| 37105 | Blue Sky West | 37105 | BINGHAM WIND | 184.8 | 184.8 | 22.6 | 65.416 | IA | ME | 025 | ME | BSWL
| 37120 | Thundermist Hydropower | 16926 | THUNDERMIST HYDRO QF | 1.253 | 1.253 | 0 | 0.941 | Cleared Capacity | RI | 007 | RI | NEC
| 38078 | NFM Solar Power, LLC | 40176 | NFM SOLAR POWER, LLC | 1.7 | 1.7 | 0.507 | 0 | Cleared Capacity | MA | 011 | WMA | NEL1
| 38081 | Indian Orchard Solar PV | 40015 | INDIAN ORCHARD SOLAR FACILITY | 1.5 | 1.5 | 0.595 | 0 | Cleared Capacity | MA | 013 | WMA | NSTAR
| 38089 | Footprint Combined Cycle | 48695 | SALEM 5 | 715.6 | 715.6 | 674 | 674 | Cleared Capacity | MA | 009 | BOSTON | CEEI
|  |  | 48696 | SALEM 6
| 38114 | East Bridgewater Solar Energy Project | 43623 | E BRIDGEWATER-02333PV2000NM | 2 | 2 | 0.85 | 0 | Cleared Capacity | MA | 023 | SEMA | MEC
| 38115 | Harrington Street PV Project | 38115 | HARRINGTON STREET PV | 9.75 | 9.75 | 1.43 | 0 | IA | MA | 027 | WMA | HCG
| 38173 | Saddleback Ridge Wind | 38173 | SADDLEBACK RIDGE WIND | 34.2 | 34.2 | 3.75 | 10.23 | IA | ME | 007 | ME | SPRUCE
| 38178 | Southbridge Landfill Gas to Energy 17-18 | 37073 | SOUTHBRIDGE LANDFILL | 1.541 | 1.541 | 1.4 | 1.4 | Cleared Capacity | MA | 027 | WMA | FPLP-I
| 38181 | Westford Solar | 41879 | WESTFORD SOLAR 1- PV | 4 | 4 | 1.8 | 0 | Cleared Capacity | MA | 017 | CMA/NEMA | MEC
| 38181 | Westford Solar | 41880 | WESTFORD SOLAR 2- PV | 1 | 1 |  |  | 0 | MA | 017 | CMA/NEMA | MEC
| 38181 | Westford Solar | 42203 | WESTFORD SOLAR 3 - PV | 1 | 1 |  |  | 0 | MA | 017 | CMA/NEMA | MEC
| 38181 | Westford Solar | 42497 | WESTFORD SOLAR 4- PV | 1 | 1 |  |  | 0 | MA | 017 | CMA/NEMA | MEC
| 38278 | Wallingford Unit 6 and Unit 7 | 50025 | WALLINGFORD UNIT 6 | 90 | 100 | 90 | 100 | Cleared Capacity | CT | 009 | SWCT | TERM
|  |  | 50026 | WALLINGFORD UNIT 7
| 38287 | WMA Chester Solar 1 | 38287 | WMA CHESTER SOLAR 1 | 4.8 | 4.8 | 1.904 | 0 | Cleared Capacity | MA | 013 | WMA | VPPSA
| 38297 | CPV_Towantic | 49325 | CPV TOWANTIC 1A | 821 | 850.5 | 725 | 775 | Cleared Capacity | CT | 009 | SWCT | CEEI
|  |  | 49326 | CPV TOWANTIC 1B
| 38302 | Fisher Road Solar I | 38302 | TOWN_OF_CARVER_PV_1763 | 4.56 | 4.56 | 1.92 | 0 | N/A (5) | MA | 005 | SEMA | NSTAR
| 38372 | Dartmouth Solar | 38372 | BLUEWAVE - CC COMM COLL 2209 | 3.5 | 3.5 | 1.43 | 0 | Cleared Capacity | MA | 005 | SEMA | NSTAR
| 38373 | Holliston | 38373 | BLUEWAVE BOURNE-HOLLISTON 2262 | 3 | 3 | 1.523 | 0 | Cleared Capacity | MA | 017 | RI | NSTAR
| 38374 | Plymouth | 47374 | NEW BEDFORD RED AUTH #2283 | 4.26 | 4.26 | 1.9 | 0 | Cleared Capacity | MA | 023 | SEMA | NSTAR
| 38375 | Uxbridge | 38375 | BWC FIVEMILE-01569PV3000NM | 3 | 3 | 1.23 | 0 | Cleared Capacity | MA | 027 | RI | MEC
| 38376 | Landcraft | 48705 | SUN E. BRDGEWTR-02324PV3000NM | 3 | 3 | 1.339 | 0 | Cleared Capacity | MA | 023 | SEMA | MEC
| 38378 | LSRHS | 47424 | SUN EDISON - SUDBURY 2417 | 0.98 | 0.98 | 0.42 | 0 | Cleared Capacity | MA | 017 | BOSTON | NSTAR
| 38380 | Treasure Valley- SE | 46664 | NEXAMP CAPITAL-01543PV4999NM | 4.999 | 4.999 | 2.07 | 0 | N/A (5) | MA | 027 | WMA | MEC
| 38381 | Belchertown SEd | 46645 | NEXAMP CAPITAL-01007PV1300NM | 1.3 | 1.3 | 0.53 | 0 | N/A (5) | MA | 015 | WMA | MEC
| 38421 | Jericho Power | 43580 | JERICHO WIND | 12.05 | 12.05 | 2.5 | 3.9 | IA | NH | 007 | NH | JERICHO
| 38437 | Ipswich Wind II | 42424 | IPSWICH WIND II | 2 | 2 | 0.13 | 0.377 | Cleared Capacity | MA | 009 | BOSTON | IMLD
| 38438 | Deerfield Wind Project | 49406 | DEERFIELD WIND | 30 | 30 | N/A | N/A | N/A (5) | VT | 003 | WMA | PPMI
| 38440 | Cottage St PV | 46267 | COTTAGE STREET SOLAR FACILITY | 3.894 | 3.894 | 1.635 | 0 | N/A (5) | MA | 019 | WMA | NSTAR
| 38441 | UI RCP BGPT FC | 38441 | UI RCP BGPT FC | 2.8 | 2.8 | 2.52 | 2.52 | N/A (5) | CT | 001 | SWCT | UI
| 38442 | UI RCP NH FC | 38442 | UI RCP NH FC | 2.8 | 2.8 | 2.52 | 2.52 | N/A (5) | CT | 009 | CT | UI
| 38475 | Hoosac Wind Project | 12529 | HOOSAC WIND | 28.5 | 28.5 | 3.942 | 10.412 | IA | MA | 003 | WMA | PPMI
| 38480 | Hubbardston SE | 46918 | TOWN OF WESTFORD-01452PV2800NM | 2.8 | 2.8 | 0 | 0 | Cleared Capacity | MA | 027 | CMA/NEMA | MEC
| 38494 | 24 Boutilier Rd Leicester PV | 48728 | MECO.LCSTR-01524PV684QF | 0.684 | 0.684 | 0 | 0 | Cleared Capacity | MA | 027 | WMA | MEC
| 38495 | Deepwater Wind Block Island | 38495 | BLOCK ISLAND WIND FARM | 29 | 29 | 0 | 0 | Cleared Capacity | RI | 009 | RI | DWBI
| 38500 | Mass Mid-State Solar | 44030 | WARREN PV | 14 | 14 | 7.11 | 0 | N/A (5) | MA | 027 | WMA | MS1
| 38510 | City of Gardner - Mill St. Solar | 46568 | GLC-MA SOLAR-01440PV1000NM | 1 | 1 | 0.392 | 0 | N/A (5) | MA | 027 | WMA | MEC
| 38527 | Grafton WD | 43729 | GRAFTON WATER-01519PV1500NM | 1.5 | 1.5 | 0.715 | 0 | N/A (5) | MA | 027 | CMA/NEMA | MEC
| 38528 | 29 Oxford Rd Charlton PV | 47996 | NAT GRID CHARLTON-01507PV684QF | 0.684 | 0.684 | 0 | 0 | Cleared Capacity | MA | 027 | WMA | MEC
| 38530 | Mattapoisett 2 | 47378 | BLUEWAVE - MATTAPOISETT 2261 | 0.75 | 0.75 | 0.316 | 0 | Cleared Capacity | MA | 023 | SEMA | NSTAR
| 38531 | Mattapoisett 1 | 47377 | BLUEWAVE - MATTAPOISETT 2260 | 0.75 | 0.75 | 0 | 0 | N/A (5) | MA | 023 | SEMA | NSTAR
| 38532 | Leominster- South St. | 43948 | SUNGEN 1-01810PV950NM | 2.85 | 2.85 | 1.409 | 0 | N/A (5) | MA | 017 | BOSTON | MEC
| 38532 | Leominster- South St. | 43949 | SUNGEN 2-01810PV950NM | 0.95 | 0.95 |  |  | 0 | MA | 017 | BOSTON | MEC
| 38532 | Leominster- South St. | 43950 | SUNGEN 3-01810PV950NM | 0.95 | 0.95 |  |  | 0 | MA | 017 | BOSTON | MEC
| 38533 | Berlin 1 | 46984 | FIVEMILE RIVER1-01503PV750NM | 0.75 | 0.75 | 0.347 | 0 | N/A (5) | MA | 027 | CMA/NEMA | MEC
| 38534 | Millbury Solar | 44007 | MILLBURY SOLAR-01527PV3000NM | 3 | 3 | 1.638 | 0 | N/A (5) | MA | 027 | CMA/NEMA | MEC
| 38538 | Groton Road Shirley PV | 47995 | NATL GRID SHIRLEY-01464PV996QF | 0.996 | 0.996 | 0 | 0 | Cleared Capacity | MA | 017 | CMA/NEMA | MEC
| 38539 | 40 Auburn Rd Millbury PV | 48314 | NAT GRID MILLBURY-01527PV684QF | 0.684 | 0.684 | 0.184 | 0 | Cleared Capacity | MA | 027 | WMA | MEC
| 38544 | 17 Kelly Rd Sturbridge PV | 48727 | 510PVDEVKELLY1-01566PV996QF | 0.996 | 0.996 | 0 | 0 | Cleared Capacity | MA | 027 | WMA | MEC
| 38545 | 90 River Rd Sturbridge PV | 48726 | 510PV DEV. 2-01566PV996QF | 0.996 | 0.996 | 0.372 | 0 | Cleared Capacity | MA | 027 | WMA | MEC
| 38548 | Fall River- Commerce | 43951 | SUNGEN-02720PV950NM | 0.95 | 0.95 | 0.535 | 0 | N/A (5) | MA | 005 | SEMA | MEC
| 38551 | Fasll River - Innovation | 43903 | SUNGEN-02720PV2850NM | 2.85 | 2.85 | 1.748 | 0 | N/A (5) | MA | 005 | SEMA | MEC
| 38555 | Berlin 2 | 46985 | FIVEMILE RIVER2-01503PV750NM | 0.75 | 0.75 | 0.347 | 0 | N/A (5) | MA | 027 | CMA/NEMA | MEC
| 38556 | Berlin 3 | 46986 | FIVEMILE RIVER3-01503PV750NM | 0.75 | 0.75 | 0.347 | 0 | N/A (5) | MA | 027 | CMA/NEMA | MEC
| 38558 | Fall River- Uxbridge | 43643 | SUNGEN UXBRIDGE1-01569PV950NM | 0.95 | 0.95 | 1.474 | 0 | N/A (5) | MA | 027 | RI | MEC
| 38558 | Fall River- Uxbridge | 43644 | SUNGEN UXBRIDGE2-01569PV950NM | 0.95 | 0.95 |  |  | 0 | MA | 027 | RI | MEC
| 38558 | Fall River- Uxbridge | 43645 | SUNGEN UXBRIDGE3-01569PV950NM | 0.95 | 0.95 |  |  | 0 | MA | 027 | RI | MEC
| 38559 | Berlin 4 | 46987 | FIVEMILE RIVER4-01503PV750NM | 0.75 | 0.75 | 0.347 | 0 | N/A (5) | MA | 027 | CMA/NEMA | MEC
| 38560 | Grafton | 47446 | BWC 5 MILE RIVER-01519PV2000NM | 2 | 2 | 0.925 | 0 | Cleared Capacity | MA | 027 | CMA/NEMA | MEC
| 38561 | True North | 42193 | TRUE NORTH ENERGY A | 4.75 | 4.75 | 2.585 | 0 | N/A (5) | MA | 009 | BOSTON | MEC
|  |  | 42194 | TRUE NORTH ENERGY B |  | 1 |  |  | 0 | MA | 009 | BOSTON | MEC
|  |  | 42195 | TRUE NORTH ENERGY C |  | 0.75 |  |  | 0 | MA | 009 | BOSTON | MEC
|  |  | 42196 | TRUE NORTH ENERGY D |  | 1 |  |  | 0 | MA | 009 | BOSTON | MEC
|  |  | 42197 | TRUE NORTH ENERGY E |  | 1 |  |  | 0 | MA | 009 | BOSTON | MEC
| 38562 | Franklin 1 | 43952 | KEARSARGE SOLAR-02038PV3000NM | 3 | 3 | 1.499 | 0 | N/A (5) | MA | 013 | RI | MEC
| 38565 | Franklin 2 | 43953 | KEARSARGE SOLAR-02038PV4000NM | 4 | 4 | 2.146 | 0 | N/A (5) | MA | 013 | RI | MEC
| 38567 | Billerica | 46731 | BILLERICA-01821PV4999NM | 4.999 | 4.999 | 2.21 | 0 | N/A (5) | MA | 017 | CMA/NEMA | MEC
| 38574 | Route 57 | 43887 | NM-TOWN OF AGAWAM SOLAR | 1.5 | 1.5 | 0.739 | 0 | N/A (5) | MA | 013 | WMA | NSTAR
| 38575 | Agawam Solar | 43885 | NM-HP HOOD AND SONS | 1.5 | 1.5 | 0.702 | 0 | N/A (5) | MA | 013 | WMA | NSTAR
| 38576 | Whately | 43886 | NM-FRANKLIN COUNTY SHERIFF | 1.5 | 1.5 | 0.617 | 0 | N/A (5) | MA | 011 | WMA | NSTAR
| 38579 | Rehoboth | 43915 | CITIZENS-02769PV2000NM | 2 | 2 | 1.093 | 0 | N/A (5) | MA | 005 | RI | MEC
| 38580 | Amesbury | 38580 | HUNTRDSOLARLLC-01913PV4500NM | 4.5 | 4.5 | 0 | 0 | Cleared Capacity | MA | 009 | BOSTON | MEC
| 38581 | Tyngsborough | 38581 | TYNGS.LANDFILL#1-01879PV1692NM | 1.656 | 1.656 | 0 | 0 | Cleared Capacity | MA | 017 | CMA/NEMA | MEC
| 38582 | Norton MA | 49365 | NORTONLANDFILL-02766PV1500NM | 1.5 | 1.5 | 0 | 0 | Cleared Capacity | MA | 005 | SEMA | MEC
| 38583 | Agawam II | 50104 | NM SPRFLD TECH COMM COLLEGE | 1.936 | 1.936 | 0 | 0 | Cleared Capacity | MA | 013 | WMA | NSTAR
| 38638 | PASSADUMKEAG WIND PROJECT | 38417 | PASSADUMKEAG WIND PROJECT | 39.975 | 39.975 | 0 | 0 | N/A (5) | ME | 019 | BHE | EDFS
| 38655 | Barrett Distribution - Franklin Solar | 42350 | BARRETT-FRANKLIN-SOLAR | 0.5 | 0.5 | 0.23 | 0 | N/A (5) | MA | 021 | RI | MEC
| 38657 | Heliovaas - Acton Solar | 49072 | TOWN_OF_ACTON_ID2056 | 1.5 | 1.5 | 0 | 0 | N/A (5) | MA | 017 | Boston | NSTAR
| 38661 | Heliovaas - Sudbury Solar | 49055 | TOWN_OF_SUDBURY_ID2176 | 1.333 | 1.333 | 0 | 0 | N/A (5) | MA | 017 | BOSTON | NSTAR
| 38669 | Future Gen Wind | 47741 | FUTURE GEN WIND | 7.861 | 7.861 | 2.7 | 2.8 | N/A (5) | MA | 023 | SEMA | CEEI
| 38701 | Onset East | 48714 | ONSET EAST | 1 | 1 | 0.52 | 0 | Cleared Capacity | MA | 023 | SEMA | NSTAR
| 38702 | Onset West | 48715 | ONSET WEST | 1 | 1 | 0.52 | 0 | Cleared Capacity | MA | 023 | SEMA | NSTAR
| 38704 | Richardson Ave Attleboro PV 2 | 47994 | NAT GRID ATTLEBORO02703PV996QF | 0.996 | 0.996 | 0.306 | 0 | Cleared Capacity | MA | 005 | RI | MEC
| 38707 | Main St Dighton PV | 49243 | 510PVDEVDIGHTON-01851PV996QF | 0.996 | 0.996 | 0 | 0 | N/A (5) | MA | 005 | SEMA | MEC
| 38725 | Bow Street Hydro | 47125 | BOW STREET HYDRO | 0.236 | 0.236 | 0 | 0 | N/A (5) | NH | 013 | NH | MMWEC
| 38738 | Canton Mountain Wind Project | 38738 | CANTON MOUNTAIN WIND | 22.8 | 22.8 | 0 | 0 | Cleared Capacity | ME | 017 | ME | SPRUCE
| 38757 | WOODBRIDGE FUEL CELL | 38757 | UI RCP WOODBRIDGE FC | 2.2 | 2.2 | 0 | 0 | N/A (5) | CT | 009 | SWCT | UI
| 38760 | Norwich WWT | 14823 | NORWICH WWTP | 2 | 2 | 2 | 2 | N/A (5) | CT | 011 | CT | CMEEC
| 38795 | Hadley 2 | 50090 | NM HADLEY 2 SOLAR LLC | 1.95 | 1.95 | 0 | 0 | Cleared Capacity | MA | 015 | WMA | NSTAR
| 38796 | Waltham Solar | 38796 | SV-ABSPI_LLC_PV_ID2088991 | 0.175 | 0.175 | N/A | N/A | N/A (5) | MA | 017 | BOSTON | NSTAR
| 38815 | Hubbardston PV | 43893 | HUBBARDSTON-01452PV2000NM | 2 | 2 | 0 | 0 | N/A (5) | MA | 027 | WMA | MEC
| 38833 | DGSC PV405_28 Jacome Way_Middletown | 43527 | STUART THOMAS - 02842PV500DG | 0.5 | 0.5 | 0 | 0 | N/A (5) | RI | 005 | SEMA | NEC
| 38834 | DGSC PV1666_179 Plain Meeting House Rd_West Greenwich | 43512 | WEST GREENWICH - 02817PV2000DG | 2 | 2 | 0 | 0 | N/A (5) | RI | 003 | RI | NEC
| 38841 | Syncarpha Freetown | 49937 | TOWN_OF_ORLEANS_ID2058041 | 3.96 | 3.96 | 0 | 0 | Cleared Capacity | MA | 005 | SEMA | NSTAR
| 38842 | DGSC PV3000_Forbes St Landfill_East Providence | 43762 | FORBES STREET 1-02914PV3000DG | 3 | 3 | 0 | 0 | N/A (5) | RI | 007 | RI | NEC
| 38843 | DGSC PV2000_338 Compass Circle_North Kingstown | 43716 | NEXAMP-02852PV2000DG | 2 | 2 | 0 | 0 | N/A (5) | RI | 009 | RI | NEC
| 38845 | BWC French River, LLC | 48083 | FRENCH RIVER | 12.35 | 12.35 | 0 | 0 | N/A (5) | MA | 027 | WMA | EMMT-I
| 38853 | DGSC PV400_1 Ralco Way_Cumberland | 43586 | COMTRAN CABLE-02864PV400DG | 0.4 | 0.4 | 0 | 0 | N/A (5) | RI | 007 | RI | NEC
| 38855 | DGSC PV500_1060 West Main Rd_Portsmouth | 43607 | COX PRTSMTH-02871PV500DG | 0.5 | 0.5 | 0 | 0 | N/A (5) | RI | 005 | RI | NEC
| 38858 | DGSC PV1225_100 Dupont Dr_Providence | 44003 | ALTUS-02907PV1225DG | 1.225 | 1.225 | 0 | 0 | N/A (5) | RI | 007 | RI | NEC
| 38860 | DGSC PV450_0 Martin St_Cubmerland | 44005 | ALTUS 1-02864PV450DG | 0.45 | 0.45 | 0 | 0 | N/A (5) | RI | 007 | RI | NEC
| 38861 | DGSC PV225_225 Dupont Dr_Providence | 44004 | ALTUS-02907PV300DG | 0.3 | 0.3 | 0 | 0 | N/A (5) | RI | 007 | RI | NEC
| 38862 | DGSC PV450_35 Martin St_Cumberland | 44006 | ALTUS 2-02864PV450DG | 0.45 | 0.45 | 0 | 0 | N/A (5) | RI | 007 | RI | NEC
| 38863 | Syncarpha Lexington | 50669 | TOWN_OF_LEXINGTON_ID2052550 | 1.624 | 1.624 | N/A | N/A | N/A (5) | MA | 017 | BOSTON | NSTAR
| 38864 | DGSC PV250_65 All American Way_North Kingstown | 46721 | ALL AMERICAN-02852PV250DG | 0.25 | 0.25 | 0 | 0 | N/A (5) | RI | 009 | RI | NEC
| 38865 | DGSC PV850_582 Great Rd_North Smithfield | 46911 | NEXTSUN ENERGY-02896PV850DG | 0.85 | 0.85 | 0 | 0 | N/A (5) | RI | 007 | RI | NEC
| 38867 | DGSC PV300_45 Sharp Dr_Cranston | 44010 | GOLDEN-02920PV300DG | 0.3 | 0.3 | 0 | 0 | N/A (5) | RI | 007 | RI | NEC
| 38868 | DGSC PV1375_101 Peck Hill Rd_Johnston | 47357 | JOHNSTON SOLAR-02919PV1375DG | 1.375 | 1.375 | 0 | 0 | N/A (5) | RI | 007 | RI | NEC
| 38869 | DGSC PV499_76 Silson Rd_Richmond | 47020 | NEXAMP-02898PV499DG | 0.499 | 0.499 | 0 | 0 | N/A (5) | RI | 009 | RI | NEC
| 38881 | DGSC PV495_1720 Davisville Rd_North Kingstown | 47487 | N KINGSTOWN SOLAR-02852PV495DG | 0.495 | 0.495 | 0 | 0 | N/A (5) | RI | 009 | RI | NEC
| 38883 | DGSC PV1170_23 Theodore Foster Rd_Foster | 48774 | FOSTER-SOLAR-02857PV1170RIDG | 1.17 | 1.17 | 0 | 0 | N/A (5) | RI | 007 | RI | NEC
| 38884 | DGSC PV912_260 South County Trail_Exeter | 48664 | S COUNTY-02822PV878DG | 0.878 | 0.878 | 0 | 0 | N/A (5) | RI | 009 | RI | NEC
| 38885 | DGSC PV1000_90 Tift Rd_North Smithfield | 48899 | BRANDYWICKLLC-02896PV1000RIDG | 1 | 1 | 0 | 0 | N/A (5) | RI | 007 | RI | NEC
| 38925 | RE Growth PV196_1020 Putnam Pike_Glocester | 49241 | DINO'SPARK&SHOP-02814PV196RE | 0.196 | 0.196 | 0 | 0 | N/A (5) | RI | 007 | RI | NEC
| 38943 | Athens Energy LLC_1 | 48960 | ATHENS ENERGY LLC_1 | 7.1 | 7.1 | 0 | 0 | N/A (5) | ME | 025 | ME | AELC
| 38944 | Barre I | 46564 | EPG SOLAR-01005PV2000NM | 2 | 2 | 0 | 0 | N/A (5) | MA | 027 | WMA | MEC
| 38947 | Lower Village Hydro | 49693 | LOWER VILLAGE | 1.4 | 1.4 | 0 | 0 | Historic Capability | NH | 019 | NH | GMP
| 38949 | RE Growth PV196_339 Farnum Pike_Smithfield | 49256 | RICARBIDETOOLCO-02917PV196RE | 0.196 | 0.196 | 0 | 0 | N/A (5) | RI | 007 | RI | NEC
| 38950 | RE Growth PV196_65 Putnam Pike_Glocester | 49254 | TANGLEWOODFARM-02814PV196RE | 0.196 | 0.196 | 0 | 0 | N/A (5) | RI | 007 | RI | NEC
| 38961 | Fitchburg Solar, LLC | 48975 | FISHER ROAD PV | 0.54 | 0.54 | 0 | 0 | N/A (5) | MA | 027 | WMA | FGE
| 38970 | Barre II | 46643 | EPG SOLAR-01005PV1500NM | 1.5 | 1.5 | 0 | 0 | N/A (5) | MA | 027 | WMA | MEC
| 38973 | Partners Healthcare Sandwich | 38973 | SSA_SOLAR_MA_ID2135023 | 0.785 | 0.785 | N/A | N/A | N/A (5) | MA | 001 | SEMA | NSTAR
| 40595 | Southwick | 47419 | NM-TOWN OF WEST SPRINGFIELD | 3.3 | 3.3 | 0 | 0 | N/A (5) | MA | 013 | WMA | NSTAR
| 40599 | Duxbury Chandler | 50714 | TOWN_OF_DUXBURY_ID2117207 | 0.21 | 0.21 | N/A | N/A | N/A (5) | MA | 023 | SEMA | NSTAR
|  | No Resource (3) | 345 | CATALYST CO-GEN | 75 | 75 | 0 | 0 | Historic Capability | ME | 017 | ME | APNM
|  | No Resource (3) | 11827 | PORTSMOUTH ABBEY WIND QF | 0.445 | 0.66 | 0 | 0 | N/A (5) | RI | 005 | SEMA | NEC
|  | No Resource (3) | 11889 | IBEW LOCAL 99 SOLAR QF | 0.029 | 0.05 | 0 | 0 | N/A (5) | RI | 007 | RI | NEC
|  | No Resource (3) | 13933 | JIMINY PEAK WIND QF | 1.5 | 1.5 | 0 | 0 | N/A (5) | MA | 003 | WMA | MEC
|  | No Resource (3) | 14695 | ORONO | 0 | 0 | 0 | 0 | N/A (5) | ME | 019 | BHE | BBHP
|  | No Resource (3) | 14767 | PINE TREE LFGTE | 2.893 | 2.893 | 0 | 0 | N/A (5) | ME | 019 | BHE | FPLP-I
|  | No Resource (3) | 14925 | ICE HOUSE PARTNERS INC. | 0.221 | 0.221 | 0 | 0 | N/A (5) | MA | 017 | CMA/NEMA | LELWD
|  | No Resource (3) | 15462 | HOLY NAME CC JR SR HIGH SCHOOL | 0.6 | 0.6 | 0 | 0 | N/A (5) | MA | 027 | CMA/NEMA | MEC
|  | No Resource (3) | 15464 | STETSON WIND FARM | 59.71 | 59.71 | 0 | 0 | IA | ME | 029 | BHE | STETSON
|  | No Resource (3) | 16089 | TURNERS FALLS HYDRO LLC | 0.937 | 0.937 | 0 | 0 | IA | MA | 011 | WMA | PSS
|  | No Resource (3) | 16183 | RICHEYWOODWORKINGWIND&PVQF | 0.976 | 0.976 | 0 | 0 | N/A (5) | MA | 009 | BOSTON | MEC
|  | No Resource (3) | 16188 | WILSON HOLDINGS LLC - PV QF | 0.135 | 0.135 | 0 | 0 | N/A (5) | MA | 027 | CMA/NEMA | MEC
|  | No Resource (3) | 16233 | CITY OF MEDFORD WIND QF | 0.1 | 0.1 | 0 | 0 | N/A (5) | MA | 017 | BOSTON | MEC
|  | No Resource (3) | 16234 | CONSTELLATION-MAJILITE PV QF | 0.375 | 0.375 | 0 | 0 | N/A (5) | MA | 017 | CMA/NEMA | MEC
|  | No Resource (3) | 16331 | QUARRY ENERGY PROJECT | 0.571 | 0.571 | 0 | 0 | N/A (5) | MA | 021 | SEMA | MEC
|  | No Resource (3) | 16386 | NATURE'SCLASSROOM-01507WT185NM | 0.185 | 0.185 | 0 | 0 | N/A (5) | MA | 027 | WMA | MEC
|  | No Resource (3) | 16612 | STETSON II WIND FARM | 26 | 26 | 0 | 0 | IA | ME | 029 | BHE | STET2
|  | No Resource (3) | 17023 | NE ENGRS MIDDLETOWN RI WIND QF | 0.1 | 0.1 | 0 | 0 | N/A (5) | RI | 005 | SEMA | NEC
|  | No Resource (3) | 17085 | AMERESCO-NEWBURYPORT DPW PV QF | 0.095 | 0.095 | 0 | 0 | N/A (5) | MA | 009 | BOSTON | MEC
|  | No Resource (3) | 17128 | OTIS_AF_WIND_TURBINE | 1.5 | 1.5 | 0 | 0 | N/A (5) | MA | 001 | SEMA | NSTAR
|  | No Resource (3) | 17194 | TOWN_OF_FALMOUTH_WIND_TURBINE | 1 | 1 | 0 | 0 | N/A (5) | MA | 001 | SEMA | NSTAR
|  | No Resource (3) | 17229 | MOUNT ST MARY-WRENTHAM MA WIND | 0.1 | 0.1 | 0 | 0 | N/A (5) | MA | 021 | RI | MEC
|  | No Resource (3) | 36882 | NOTUS WIND I | 1.5 | 1.5 | 0 | 0 | N/A (5) | MA | 001 | SEMA | NSTAR
|  | No Resource (3) | 37175 | ROLLINS WIND PLANT | 61.2 | 61.2 | 0 | 0 | IA | ME | 019 | BHE | EWP3
|  | No Resource (3) | 37224 | PATRIOT PL. D FOXBORO MA PV | 0.1 | 0.1 | 0 | 0 | N/A (5) | MA | 021 | RI | MEC
|  | No Resource (3) | 37225 | PATRIOT PL. E FOXBORO MA PV | 0.075 | 0.075 | 0 | 0 | N/A (5) | MA | 021 | RI | MEC
|  | No Resource (3) | 37226 | PATRIOT PL. F FOXBORO MA PV | 0.1 | 0.1 | 0 | 0 | N/A (5) | MA | 021 | RI | MEC
|  | No Resource (3) | 37227 | PATRIOT PL. H FOXBORO MA PV | 0.075 | 0.075 | 0 | 0 | N/A (5) | MA | 021 | RI | MEC
|  | No Resource (3) | 37228 | PATRIOT PL. J FOXBORO MA PV | 0.1 | 0.1 | 0 | 0 | N/A (5) | MA | 021 | RI | MEC
|  | No Resource (3) | 37229 | PATRIOT PL. K FOXBORO MA PV | 0.1 | 0.1 | 0 | 0 | N/A (5) | MA | 021 | RI | MEC
|  | No Resource (3) | 37230 | UNITED NAT. FOODS PROV. RI PV | 0.075 | 0.075 | 0 | 0 | N/A (5) | RI | 007 | RI | NEC
|  | No Resource (3) | 37266 | CARLSON ORCH HARVARD MA PV | 0.2 | 0.2 | 0 | 0 | N/A (5) | MA | 027 | CMA/NEMA | MEC
|  | No Resource (3) | 37267 | SPRUCE ENV HAVERHILL MA PV | 0.082 | 0.082 | 0 | 0 | N/A (5) | MA | 009 | BOSTON | MEC
|  | No Resource (3) | 37721 | ROYAL MILLS WARWICK RI HYDRO | 0.179 | 0.179 | 0 | 0 | N/A (5) | RI | 003 | RI | NEC
|  | No Resource (3) | 37751 | NM-UNISTRESS | 0.097 | 0.097 | 0 | 0 | N/A (5) | MA | 003 | WMA | NSTAR
|  | No Resource (3) | 37752 | NM-COUNTRY | 0.127 | 0.127 | 0 | 0 | N/A (5) | MA | 003 | WMA | NSTAR
|  | No Resource (3) | 37753 | NM-HANCOCK | 0.082 | 0.082 | 0 | 0 | N/A (5) | MA | 003 | WMA | NSTAR
|  | No Resource (3) | 37754 | NM-QUALITY | 0.13 | 0.13 | 0 | 0 | N/A (5) | MA | 003 | WMA | NSTAR
|  | No Resource (3) | 37755 | NM-WOOD | 0.097 | 0.097 | 0 | 0 | N/A (5) | MA | 011 | WMA | NSTAR
|  | No Resource (3) | 37756 | NM-FOURSTAR | 0.067 | 0.067 | 0 | 0 | N/A (5) | MA | 011 | WMA | NSTAR
|  | No Resource (3) | 37757 | NM-ASTRO | 0.097 | 0.097 | 0 | 0 | N/A (5) | MA | 013 | WMA | NSTAR
|  | No Resource (3) | 37758 | NM-MARLEY | 0.085 | 0.085 | 0 | 0 | N/A (5) | MA | 015 | WMA | NSTAR
|  | No Resource (3) | 37759 | NM-STONE | 0.615 | 0.615 | 0 | 0 | N/A (5) | MA | 003 | WMA | NSTAR
|  | No Resource (3) | 37760 | NM-RIVERVIEW | 0.17 | 0.17 | 0 | 0 | N/A (5) | MA | 003 | WMA | NSTAR
|  | No Resource (3) | 37761 | NM-PETRICCA | 0.086 | 0.086 | 0 | 0 | N/A (5) | MA | 003 | WMA | NSTAR
|  | No Resource (3) | 37955 | TRANS MED TYNGSBORO MA PV | 0.096 | 0.096 | 0 | 0 | N/A (5) | MA | 017 | CMA/NEMA | MEC
|  | No Resource (3) | 37956 | PH HENBIL BILLERICA MA PV | 0.075 | 0.075 | 0 | 0 | N/A (5) | MA | 017 | CMA/NEMA | MEC
|  | No Resource (3) | 37957 | CHELM WTR N CHELMSFORD MA PV | 0.5 | 0.5 | 0 | 0 | N/A (5) | MA | 017 | CMA/NEMA | MEC
|  | No Resource (3) | 37958 | PETER W ELEM LOWELL MA PV | 0.138 | 0.138 | 0 | 0 | N/A (5) | MA | 017 | CMA/NEMA | MEC
|  | No Resource (3) | 37959 | CIRCLE FIN NEWBURYPORT MA PV | 0.12 | 0.12 | 0 | 0 | N/A (5) | MA | 009 | BOSTON | MEC
|  | No Resource (3) | 37965 | BIO-DETEK PAWTUCKET RI PV | 0.165 | 0.165 | 0 | 0 | N/A (5) | RI | 007 | RI | NEC
|  | No Resource (3) | 37966 | LTI HARVARD AP HARVARD MA PV | 0.085 | 0.085 | 0 | 0 | N/A (5) | MA | 027 | CMA/NEMA | MEC
|  | No Resource (3) | 37967 | HILLSIDE MARLBOROUGH MA PV | 0.125 | 0.125 | 0 | 0 | N/A (5) | MA | 017 | CMA/NEMA | MEC
|  | No Resource (3) | 37968 | LOW MEM AUD LOWELL MA PV | 0.075 | 0.075 | 0 | 0 | N/A (5) | MA | 017 | CMA/NEMA | MEC
|  | No Resource (3) | 37972 | DARTMOUTHBUSPARK_PV_ID1592 | 1.6 | 1.6 | 0 | 0 | N/A (5) | MA | 005 | SEMA | NSTAR
|  | No Resource (3) | 37973 | GENERAL MILLS METHUEN MA PV | 0.096 | 0.096 | 0 | 0 | N/A (5) | MA | 009 | BOSTON | MEC
|  | No Resource (3) | 38083 | ORONO B HYDRO | 4 | 4 | 0 | 0 | N/A (5) | ME | 019 | BHE | BBHP
|  | No Resource (3) | 38084 | STILLWATER B HYDRO | 2.4 | 2.4 | 0 | 0 | N/A (5) | ME | 019 | BHE | BBHP
|  | No Resource (3) | 39663 | BARNSTABLE_DPW_ID1545 | 0.2 | 0.2 | 0 | 0 | N/A (5) | MA | 001 | SEMA | NSTAR
|  | No Resource (3) | 39664 | DART_BLDG_SUPPLY_ID1470 | 0.2 | 0.2 | 0 | 0 | N/A (5) | MA | 005 | SEMA | NSTAR
|  | No Resource (3) | 39665 | YARMOUTH_DPW_ID1740 | 0.265 | 0.265 | 0 | 0 | N/A (5) | MA | 001 | SEMA | NSTAR
|  | No Resource (3) | 39675 | TURKEY HILL | 0.1 | 0.1 | 0 | 0 | N/A (5) | MA | 027 | WMA | FGE
|  | No Resource (3) | 39717 | HI-GEAR | 0.3 | 0.3 | 0 | 0 | N/A (5) | MA | 027 | WMA | FGE
|  | No Resource (3) | 39722 | GTR_BOSTON_FOODBANKS_ID1628 | 0.177 | 0.177 | 0 | 0 | N/A (5) | MA | 025 | BOSTON | NSTAR
|  | No Resource (3) | 39724 | EASTERN_AVE_HOLDINGS_PV_ID1652 | 0.16 | 0.16 | 0 | 0 | N/A (5) | MA | 025 | BOSTON | NSTAR
|  | No Resource (3) | 39738 | MWRA_LORING_RD_ID1400 | 0.189 | 0.189 | 0 | 0 | N/A (5) | MA | 017 | BOSTON | NSTAR
|  | No Resource (3) | 40050 | EXETER AGRI ENERGY | 0.98 | 0.98 | 0 | 0 | N/A (5) | ME | 019 | BHE | VPPSA
|  | No Resource (3) | 40066 | OLDBARNST_RD_MASHPEE_PV_ID1798 | 0.312 | 0.312 | 0 | 0 | N/A (5) | MA | 001 | SEMA | NSTAR
|  | No Resource (3) | 40067 | MARION_DR_KINGSTON_WT_ID1656 | 6 | 6 | 0 | 0 | N/A (5) | MA | 023 | SEMA | NSTAR
|  | No Resource (3) | 40085 | QUABBIN 1_ORANGE MA PV NET | 0.095 | 0.095 | 0 | 0 | N/A (5) | MA | 011 | WMA | MEC
|  | No Resource (3) | 40116 | DELAWARE VALLEY CORP PV | 0.095 | 0.095 | 0 | 0 | N/A (5) | MA | 017 | CMA/NEMA | MEC
|  | No Resource (3) | 40137 | BERKSHIRE EAST WIND | 0.9 | 0.9 | 0 | 0 | N/A (5) | MA | 011 | WMA | MEC
|  | No Resource (3) | 40194 | MICRON | 0.096 | 0.096 | 0 | 0 | N/A (5) | MA | 027 | WMA | FGE
|  | No Resource (3) | 40225 | MILLIPORE PV - BILLERICA | 0.143 | 0.143 | 0 | 0 | N/A (5) | MA | 017 | CMA/NEMA | MEC
|  | No Resource (3) | 40242 | TANTASQUA JR HIGH_PV | 0.3 | 0.3 | 0 | 0 | N/A (5) | MA | 027 | WMA | MEC
|  | No Resource (3) | 40243 | SOLAR SHOP LLC BLDG 14_PV | 0.256 | 0.256 | 0 | 0 | N/A (5) | MA | 027 | RI | MEC
|  | No Resource (3) | 40244 | SOLAR SHOP LLC BLDG 10_PV | 0.12 | 0.12 | 0 | 0 | N/A (5) | MA | 027 | RI | MEC
|  | No Resource (3) | 40246 | HODGES BADGE CO_WIND | 0.225 | 0.225 | 0 | 0 | N/A (5) | RI | 005 | SEMA | NEC
|  | No Resource (3) | 40247 | QUABBIN BARRE - WIND | 1 | 1 | 0 | 0 | N/A (5) | MA | 027 | WMA | MEC
|  | No Resource (3) | 40248 | JJ CARROLL WW PLANT_PV | 0.3 | 0.3 | 0 | 0 | N/A (5) | MA | 027 | CMA/NEMA | MEC
|  | No Resource (3) | 40249 | WESTBORO SUITES | 0.266 | 0.266 | 0 | 0 | N/A (5) | MA | 027 | CMA/NEMA | MEC
|  | No Resource (3) | 40250 | SHAWS SUPER MARKET | 0.25 | 0.25 | 0 | 0 | N/A (5) | MA | 027 | WMA | MEC
|  | No Resource (3) | 40251 | VETERAN HOMESTEAD PV | 0.323 | 0.323 | 0 | 0 | N/A (5) | MA | 027 | CMA/NEMA | MEC
|  | No Resource (3) | 40259 | COMMERCE_PK_RD_PV_ID1871 | 0.35 | 0.35 | 0 | 0 | N/A (5) | MA | 001 | SEMA | NSTAR
|  | No Resource (3) | 40263 | MATOUK TEXTILE WORKS | 0.084 | 0.084 | 0 | 0 | N/A (5) | MA | 005 | SEMA | MEC
|  | No Resource (3) | 40270 | TECTA AMERICA | 0.13 | 0.13 | 0 | 0 | N/A (5) | MA | 017 | CMA/NEMA | MEC
|  | No Resource (3) | 40343 | BULL HILL WIND | 34.485 | 34.485 | 0 | 0 | IA | ME | 009 | BHE | BSE
|  | No Resource (3) | 40365 | EAST ISLAND COMMUNITY - PV | 0.1 | 0.1 | 0 | 0 | N/A (5) | MA | 009 | CMA/NEMA | MEC
|  | No Resource (3) | 40482 | DURFEE UNION MILLS BLDG 9 - PV | 0.12 | 0.12 | 0 | 0 | N/A (5) | MA | 005 | SEMA | MEC
|  | No Resource (3) | 40483 | TYNGSBOROUGH SPORTS PV | 0.1 | 0.1 | 0 | 0 | N/A (5) | MA | 017 | CMA/NEMA | MEC
|  | No Resource (3) | 40484 | BANCROFT SCHOOL PV | 0.12 | 0.12 | 0 | 0 | N/A (5) | MA | 027 | WMA | MEC
|  | No Resource (3) | 40485 | LITCHFIELD LEOMINSTER PV | 0.062 | 0.062 | 0 | 0 | N/A (5) | MA | 027 | WMA | MEC
|  | No Resource (3) | 40520 | MANCHESTER-BOSTON REGIONAL PV | 0.5 | 0.5 | 0 | 0 | N/A (5) | NH | 011 | NH | PSNH
|  | No Resource (3) | 40524 | MOUNT WACHUSSETT CC WIND | 3.3 | 3.3 | 0 | 0 | N/A (5) | MA | 027 | CMA/NEMA | MEC
|  | No Resource (3) | 40555 | BLACKCOMB WORC MA PV | 0.43 | 0.43 | 0 | 0 | N/A (5) | MA | 027 | CMA/NEMA | MEC
|  | No Resource (3) | 41782 | PAWTUCKET MEMORIAL ELEM SCH | 0.1 | 0.1 | 0 | 0 | N/A (5) | MA | 017 | CMA/NEMA | MEC
|  | No Resource (3) | 41783 | PHOENIX FINANCE LLC | 0.19 | 0.19 | 0 | 0 | N/A (5) | MA | 017 | CMA/NEMA | MEC
|  | No Resource (3) | 41784 | NANTUCKET HIGH SCHOOL | 0.1 | 0.1 | 0 | 0 | N/A (5) | MA | 019 | SEMA | MEC
|  | No Resource (3) | 41806 | NM-PROPEL | 0.26 | 0.26 | 0 | 0 | N/A (5) | MA | 011 | WMA | NSTAR
|  | No Resource (3) | 41807 | NM-PITTSFIELD WWTP | 1.5 | 1.5 | 0 | 0 | N/A (5) | MA | 003 | WMA | NSTAR
|  | No Resource (3) | 41808 | NM-MASS DEP | 0.12 | 0.12 | 0 | 0 | N/A (5) | MA | 013 | WMA | NSTAR
|  | No Resource (3) | 41810 | NM-FULL BLOOM MARKET | 0.1 | 0.1 | 0 | 0 | N/A (5) | MA | 011 | WMA | NSTAR
|  | No Resource (3) | 41811 | NM-BERKSHIRE CC | 0.386 | 0.386 | 0 | 0 | N/A (5) | MA | 003 | WMA | NSTAR
|  | No Resource (3) | 41816 | QUABOAG REGIONAL ELEM - PV | 0.1 | 0.1 | 0 | 0 | N/A (5) | MA | 027 | WMA | MEC
|  | No Resource (3) | 41819 | US PACK - PV | 0.2 | 0.2 | 0 | 0 | N/A (5) | MA | 027 | CMA/NEMA | MEC
|  | No Resource (3) | 41820 | EDMUND TALBOT MS - PV | 0.2 | 0.2 | 0 | 0 | N/A (5) | MA | 005 | SEMA | MEC
|  | No Resource (3) | 41821 | NEW ENGLAND TECH WIND | 1 | 1 | 0 | 0 | N/A (5) | RI | 003 | RI | NEC
|  | No Resource (3) | 41822 | SOLTAS CBIS INC - PV | 0.3 | 0.3 | 0 | 0 | N/A (5) | MA | 027 | WMA | MEC
|  | No Resource (3) | 41827 | TOWN_OF_FAIRHAVEN_WT_ID1663 | 0.35 | 0.35 | 0 | 0 | N/A (5) | MA | 005 | SEMA | NSTAR
|  | No Resource (3) | 41828 | TOWN_OF_FAIRHAVEN_WT_ID1664 | 0.35 | 0.35 | 0 | 0 | N/A (5) | MA | 005 | SEMA | NSTAR
|  | No Resource (3) | 41829 | MWRA_ALFORD_ST_WT_ID1638 | 1.5 | 1.5 | 0 | 0 | N/A (5) | MA | 025 | BOSTON | NSTAR
|  | No Resource (3) | 41830 | TOWN_OF_KINGSTON_WT_ID1833 | 2 | 2 | 0 | 0 | N/A (5) | MA | 023 | SEMA | NSTAR
|  | No Resource (3) | 41833 | JEM ELECTRONIS PV | 0.214 | 0.214 | 0 | 0 | N/A (5) | MA | 021 | RI | MEC
|  | No Resource (3) | 41834 | CLARKE DISTRIBUTION PV | 0.375 | 0.375 | 0 | 0 | N/A (5) | MA | 027 | RI | MEC
|  | No Resource (3) | 41838 | WEST BROOKFIELD ELEM - PV | 0.096 | 0.096 | 0 | 0 | N/A (5) | MA | 027 | WMA | MEC
|  | No Resource (3) | 41839 | ARPIN ASSOCIATES - PV | 0.15 | 0.15 | 0 | 0 | N/A (5) | RI | 003 | RI | NEC
|  | No Resource (3) | 41840 | AERO MANUFACTURING | 0.096 | 0.096 | 0 | 0 | N/A (5) | MA | 009 | BOSTON | MEC
|  | No Resource (3) | 41841 | EXAJOULE FRANKLIN PV | 0.26 | 0.26 | 0 | 0 | N/A (5) | MA | 021 | RI | MEC
|  | No Resource (3) | 41842 | KB SOLAR LLC - PV | 0.25 | 0.25 | 0 | 0 | N/A (5) | MA | 027 | CMA/NEMA | MEC
|  | No Resource (3) | 41843 | NORTHEAST TREATERS | 0.224 | 0.224 | 0 | 0 | N/A (5) | MA | 015 | WMA | MEC
|  | No Resource (3) | 41844 | LOWELL TRANSIT MGMT PV | 0.5 | 0.5 | 0 | 0 | N/A (5) | MA | 017 | CMA/NEMA | MEC
|  | No Resource (3) | 41845 | TRADER JOES SAUGUS PV | 0.225 | 0.225 | 0 | 0 | N/A (5) | MA | 009 | BOSTON | MEC
|  | No Resource (3) | 41846 | KOLLMORGEN PV | 0.21 | 0.21 | 0 | 0 | N/A (5) | MA | 015 | WMA | MEC
|  | No Resource (3) | 41847 | FISHERMENS MEMORIAL PARK- WIND | 0.1 | 0.1 | 0 | 0 | N/A (5) | RI | 009 | RI | NEC
|  | No Resource (3) | 41848 | SOLAR SHOP WHITINSVILLE - PV | 0.5 | 0.5 | 0 | 0 | N/A (5) | MA | 027 | RI | MEC
|  | No Resource (3) | 41856 | MASSASOIT COMMUNITY COLLEGE | 0.37 | 0.37 | 0 | 0 | N/A (5) | MA | 023 | SEMA | MEC
|  | No Resource (3) | 41857 | HI- GEAR (QF) | 0.675 | 0.675 | 0 | 0 | N/A (5) | MA | 027 | WMA | FGE
|  | No Resource (3) | 41863 | THE WHEELER SCHOOL | 0.1 | 0.1 | 0 | 0 | N/A (5) | MA | 005 | RI | MEC
|  | No Resource (3) | 41864 | NM-EHAMPTON MA LANDFILL | 2 | 2 | 0 | 0 | N/A (5) | MA | 015 | WMA | NSTAR
|  | No Resource (3) | 41866 | LOWES HOME CENTER QUINCY - PV | 0.34 | 0.34 | 0 | 0 | N/A (5) | MA | 021 | SEMA | MEC
|  | No Resource (3) | 41867 | SCITUATE TOWN OF WIND | 1.5 | 1.5 | 0 | 0 | N/A (5) | MA | 023 | SEMA | MEC
|  | No Resource (3) | 41868 | AGREEN ENERGY (JORDAN DAIRY) | 0.6 | 0.6 | 0 | 0 | N/A (5) | MA | 027 | WMA | MEC
|  | No Resource (3) | 41870 | EXAJOULE RENEWABLES PV | 0.36 | 0.36 | 0 | 0 | N/A (5) | MA | 017 | BOSTON | MEC
|  | No Resource (3) | 41871 | QUABBIN SOLAR - PV | 1 | 1 | 0 | 0 | N/A (5) | MA | 027 | WMA | MEC
|  | No Resource (3) | 41881 | TOWN OF SWAMPSCOTT HS - PV | 0.35 | 0.35 | 0 | 0 | N/A (5) | MA | 009 | BOSTON | MEC
|  | No Resource (3) | 41882 | NEXAMP CAP-NASHOBA VALLEY THS | 0.096 | 0.096 | 0 | 0 | N/A (5) | MA | 017 | CMA/NEMA | MEC
|  | No Resource (3) | 41921 | M&I REALTY JAMES ST - PV | 0.2 | 0.2 | 0 | 0 | N/A (5) | MA | 027 | WMA | MEC
|  | No Resource (3) | 41922 | LIGHTOLIER - WIND | 2 | 2 | 0 | 0 | N/A (5) | MA | 005 | SEMA | MEC
|  | No Resource (3) | 41923 | BLACKCOMB SOLAR III-PV | 1 | 1 | 0 | 0 | N/A (5) | MA | 027 | RI | MEC
|  | No Resource (3) | 41924 | COREMARK-PV | 1 | 1 | 0 | 0 | N/A (5) | MA | 027 | RI | MEC
|  | No Resource (3) | 42041 | D.D. BEAN | 0.027 | 0.027 | 0 | 0 | N/A (5) | NH | 005 | VT | CNE
|  | No Resource (3) | 42043 | SWANSEA WATER DISTRICT | 0.08 | 0.08 | 0 | 0 | N/A (5) | MA | 005 | RI | MEC
|  | No Resource (3) | 42045 | NM-GREENFIELD MA LANDFILL | 2 | 2 | 0 | 0 | N/A (5) | MA | 011 | WMA | NSTAR
|  | No Resource (3) | 42046 | ST. MARYS HIGH SCHOOL | 0.155 | 0.155 | 0 | 0 | N/A (5) | MA | 009 | BOSTON | MEC
|  | No Resource (3) | 42048 | TANTASQUA HIGH- PV | 0.586 | 0.586 | 0 | 0 | N/A (5) | MA | 027 | WMA | MEC
|  | No Resource (3) | 42050 | PETE'S TIRE BARN | 0.155 | 0.155 | 0 | 0 | N/A (5) | MA | 011 | WMA | MEC
|  | No Resource (3) | 42083 | CANTON_LANDFILL_PV_ID1726 | 3 | 3 | 0 | 0 | N/A (5) | MA | 021 | SEMA | NSTAR
|  | No Resource (3) | 42091 | QUABOAG REGIONAL HS - PV | 0.096 | 0.096 | 0 | 0 | N/A (5) | MA | 027 | WMA | MEC
|  | No Resource (3) | 42092 | TOWN OF SUTTON MA PV | 0.175 | 0.175 | 0 | 0 | N/A (5) | MA | 027 | CMA/NEMA | MEC
|  | No Resource (3) | 42104 | HYDEPARKSTORPV_ID1919 | 0.19 | 0.19 | 0 | 0 | N/A (5) | MA | 025 | BOSTON | NSTAR
|  | No Resource (3) | 42105 | MILLST_NATICKPV_ID1818 | 0.202 | 0.202 | 0 | 0 | N/A (5) | MA | 017 | BOSTON | NSTAR
|  | No Resource (3) | 42106 | SUBURBANATHLETIC2_ID1637 | 0.11 | 0.11 | 0 | 0 | N/A (5) | MA | 017 | BOSTON | NSTAR
|  | No Resource (3) | 42107 | 4M_ALDRINRDPV_ID1856 | 0.2 | 0.2 | 0 | 0 | N/A (5) | MA | 023 | SEMA | NSTAR
|  | No Resource (3) | 42108 | BROADWAY_RENEWABLE_ID1772 | 0.907 | 0.907 | 0 | 0 | N/A (5) | MA | 023 | SEMA | NSTAR
|  | No Resource (3) | 42109 | COCHITUATERD_FRAMPV_ID1873 | 0.204 | 0.204 | 0 | 0 | N/A (5) | MA | 017 | BOSTON | NSTAR
|  | No Resource (3) | 42110 | DOUGLAS_SCHOOLPV_ID1464 | 0.095 | 0.095 | 0 | 0 | N/A (5) | MA | 017 | BOSTON | NSTAR
|  | No Resource (3) | 42111 | HYANNIS_SELF_STOR_ID1946 | 0.475 | 0.475 | 0 | 0 | N/A (5) | MA | 001 | SEMA | NSTAR
|  | No Resource (3) | 42112 | POND_ST_ASHLAND_ID1736 | 0.5 | 0.5 | 0 | 0 | N/A (5) | MA | 017 | BOSTON | NSTAR
|  | No Resource (3) | 42115 | GLC_ACUSHNETLLC_ID1821_1824 | 3.5 | 3.5 | 0 | 0 | N/A (5) | MA | 023 | SEMA | NSTAR
|  | No Resource (3) | 42116 | DSD_REALTY_TRUST_ID1672 | 1.72 | 1.72 | 0 | 0 | N/A (5) | MA | 005 | SEMA | NSTAR
|  | No Resource (3) | 42117 | CONST_SOLAR_NORFOLK_ID1846 | 1.6 | 1.6 | 0 | 0 | N/A (5) | MA | 021 | RI | NSTAR
|  | No Resource (3) | 42118 | CONED_HIXVILLERD_ID1862 | 2 | 2 | 0 | 0 | N/A (5) | MA | 005 | SEMA | NSTAR
|  | No Resource (3) | 42135 | 18 PHOENIX PARK BLDG DEAST & F | 0.1 | 0.1 | 0 | 0 | N/A (5) | MA | 017 | CMA/NEMA | MEC
|  | No Resource (3) | 42136 | 18 PHOENIX PARK BLDG DEAST & J | 0.1 | 0.1 | 0 | 0 | N/A (5) | MA | 017 | CMA/NEMA | MEC
|  | No Resource (3) | 42137 | 18 PHOENIX PARK BLDG DWEST | 0.1 | 0.1 | 0 | 0 | N/A (5) | MA | 017 | CMA/NEMA | MEC
|  | No Resource (3) | 42149 | FAVORITE FOODS PV | 0.045 | 0.045 | 0 | 0 | N/A (5) | NH | 017 | NH | PSNH
|  | No Resource (3) | 42155 | LEICESTER HS - BWAY RENEWABLE | 0.175 | 0.175 | 0 | 0 | N/A (5) | MA | 027 | WMA | MEC
|  | No Resource (3) | 42156 | UMASS LOWELL LEITCH HALL | 0.12 | 0.12 | 0 | 0 | N/A (5) | MA | 017 | CMA/NEMA | MEC
|  | No Resource (3) | 42158 | MOHAWK DRIVE CORPORATION | 0.113 | 0.113 | 0 | 0 | N/A (5) | MA | 027 | WMA | MEC
|  | No Resource (3) | 42201 | MATTHEW KUSS MS | 0.135 | 0.135 | 0 | 0 | N/A (5) | MA | 005 | SEMA | MEC
|  | No Resource (3) | 42202 | DR AMP 100 AMES POND - PV | 0.082 | 0.082 | 0 | 0 | N/A (5) | MA | 017 | CMA/NEMA | MEC
|  | No Resource (3) | 42204 | BPV LOWELL | 0.19 | 0.19 | 0 | 0 | N/A (5) | MA | 017 | CMA/NEMA | MEC
|  | No Resource (3) | 42205 | SALEM STATE UNIVERSITY | 0.164 | 0.164 | 0 | 0 | N/A (5) | MA | 009 | BOSTON | MEC
|  | No Resource (3) | 42212 | DR AMP 200 AMES POND - PV | 0.095 | 0.095 | 0 | 0 | N/A (5) | MA | 017 | CMA/NEMA | MEC
|  | No Resource (3) | 42213 | CUMMINGS PROPERTY E GAR | 0.19 | 0.19 | 0 | 0 | N/A (5) | MA | 009 | BOSTON | MEC
|  | No Resource (3) | 42214 | ORCHARD MADE PRODUCTS | 0.19 | 0.19 | 0 | 0 | N/A (5) | MA | 009 | BOSTON | MEC
|  | No Resource (3) | 42344 | CAMELOT_WIND_ID1240 | 1.5 | 1.5 | 0 | 0 | N/A (5) | MA | 023 | SEMA | NSTAR
|  | No Resource (3) | 42346 | 3 RIVERS PALMER-SPRINGFLD-PV | 0.582 | 0.582 | 0 | 0 | N/A (5) | MA | 013 | WMA | MEC
|  | No Resource (3) | 42347 | CONSTELLATION SOLAR-UXBRG-PV | 2 | 2 | 0 | 0 | N/A (5) | MA | 027 | RI | MEC
|  | No Resource (3) | 42349 | 15 UNION SOLAR LLC-LAWRENCE-PV | 0.49 | 0.49 | 0 | 0 | N/A (5) | MA | 009 | BOSTON | MEC
|  | No Resource (3) | 42351 | OMA GROUP-CHARLTON-PV | 1 | 1 | 0 | 0 | N/A (5) | MA | 027 | WMA | MEC
|  | No Resource (3) | 42352 | OSG SOLAR 1-ORANGE-PV | 1 | 1 | 0 | 0 | N/A (5) | MA | 011 | WMA | MEC
|  | No Resource (3) | 42353 | OSG SOLAR 2-ORANGE-PV | 1 | 1 | 0 | 0 | N/A (5) | MA | 011 | WMA | MEC
|  | No Resource (3) | 42354 | OSG SOLAR 3-ORANGE-PV | 0.75 | 0.75 | 0 | 0 | N/A (5) | MA | 011 | WMA | MEC
|  | No Resource (3) | 42355 | CIL CEDAR-MARLBORO-PV | 0.433 | 0.433 | 0 | 0 | N/A (5) | MA | 017 | CMA/NEMA | MEC
|  | No Resource (3) | 42356 | LEEWOOD SWIX-HAVERHILL-PV | 0.496 | 0.496 | 0 | 0 | N/A (5) | MA | 009 | BOSTON | MEC
|  | No Resource (3) | 42357 | UP BLACKSTONE WWTP-MILLBURY-PV | 0.3 | 0.3 | 0 | 0 | N/A (5) | MA | 027 | CMA/NEMA | MEC
|  | No Resource (3) | 42359 | FOREKICKS-MARLBORO-PV | 0.27 | 0.27 | 0 | 0 | N/A (5) | MA | 017 | CMA/NEMA | MEC
|  | No Resource (3) | 42360 | 35 LYMAN LLC-NORTHBORO-PV | 0.285 | 0.285 | 0 | 0 | N/A (5) | MA | 027 | CMA/NEMA | MEC
|  | No Resource (3) | 42364 | CAPITAL GROUP-SOUTHBORO-PV | 1 | 1 | 0 | 0 | N/A (5) | MA | 027 | CMA/NEMA | MEC
|  | No Resource (3) | 42365 | LOFT 27-LOWELL-PV | 0.275 | 0.275 | 0 | 0 | N/A (5) | MA | 017 | CMA/NEMA | MEC
|  | No Resource (3) | 42366 | SOLTAS SPECTOR-LAWRENCE-PV | 0.3 | 0.3 | 0 | 0 | N/A (5) | MA | 009 | CMA/NEMA | MEC
|  | No Resource (3) | 42385 | CORNER BROOK-MILFORD-PV | 0.155 | 0.155 | 0 | 0 | N/A (5) | MA | 027 | RI | MEC
|  | No Resource (3) | 42394 | WINDENERGYDEV-NKINGSTOWN-WIND | 1.5 | 1.5 | 0 | 0 | N/A (5) | RI | 009 | RI | NEC
|  | No Resource (3) | 42411 | EXTRA SPACE-PLAINVILLE-PV | 0.143 | 0.143 | 0 | 0 | N/A (5) | MA | 021 | RI | MEC
|  | No Resource (3) | 42412 | EXTRA SPACE-SAUGUS-PV | 0.162 | 0.162 | 0 | 0 | N/A (5) | MA | 009 | BOSTON | MEC
|  | No Resource (3) | 42413 | 35 LYMAN LLC - ACTIVE | 0.19 | 0.19 | 0 | 0 | N/A (5) | MA | 027 | CMA/NEMA | MEC
|  | No Resource (3) | 42414 | NE ELECTRO-FALL RIVER-PV | 0.19 | 0.19 | 0 | 0 | N/A (5) | MA | 005 | SEMA | MEC
|  | No Resource (3) | 42431 | SOLECT PLUMBING-NORWELL-PV | 0.2 | 0.2 | 0 | 0 | N/A (5) | MA | 023 | SEMA | MEC
|  | No Resource (3) | 42432 | VAUGHN CORP-SALISBURY-PV | 0.19 | 0.19 | 0 | 0 | N/A (5) | MA | 009 | BOSTON | MEC
|  | No Resource (3) | 42433 | BETHANY CHURCH-MENDON-PV | 0.15 | 0.15 | 0 | 0 | N/A (5) | MA | 027 | RI | MEC
|  | No Resource (3) | 42438 | EXTRA SPACE-NORTHBORO-PV | 0.155 | 0.155 | 0 | 0 | N/A (5) | MA | 027 | CMA/NEMA | MEC
|  | No Resource (3) | 42439 | CITY OF BROCKTON-SWANSEA-PV1 | 1 | 1 | 0 | 0 | N/A (5) | MA | 005 | SEMA | MEC
|  | No Resource (3) | 42440 | CITY OF BROCKTON-SWANSEA-PV2 | 1 | 1 | 0 | 0 | N/A (5) | MA | 005 | SEMA | MEC
|  | No Resource (3) | 42443 | WAL-MART LUN (PV) | 0.3 | 0.3 | 0 | 0 | N/A (5) | MA | 027 | WMA | FGE
|  | No Resource (3) | 42444 | MRTA (PV) | 0.135 | 0.135 | 0 | 0 | N/A (5) | MA | 027 | WMA | FGE
|  | No Resource (3) | 42448 | CITY OF GLOUCESTER 1 - WIND | 2 | 2 | 0 | 0 | N/A (5) | MA | 009 | BOSTON | MEC
|  | No Resource (3) | 42449 | CITY OF GLOUCESTER 2 - WIND | 2 | 2 | 0 | 0 | N/A (5) | MA | 009 | BOSTON | MEC
|  | No Resource (3) | 42482 | CITY_OF_WALTHAM_PV_ID1805 | 0.193 | 0.193 | 0 | 0 | N/A (5) | MA | 017 | BOSTON | NSTAR
|  | No Resource (3) | 42483 | FIRST_HIGHLAND_PV_ID2021 | 0.975 | 0.975 | 0 | 0 | N/A (5) | MA | 025 | BOSTON | NSTAR
|  | No Resource (3) | 42484 | UNITEDSALVAGE_PV_ID1966 | 0.808 | 0.808 | 0 | 0 | N/A (5) | MA | 017 | BOSTON | NSTAR
|  | No Resource (3) | 42485 | SOLCHEMY_PV_ID1969 | 0.293 | 0.293 | 0 | 0 | N/A (5) | MA | 007 | SEMA | NSTAR
|  | No Resource (3) | 42486 | AIRPORT_WAY_PV_ID1875 | 1.238 | 1.238 | 0 | 0 | N/A (5) | MA | 001 | SEMA | NSTAR
|  | No Resource (3) | 42487 | BILL_BENNETT_PV_ID1967 | 0.593 | 0.593 | 0 | 0 | N/A (5) | MA | 007 | SEMA | NSTAR
|  | No Resource (3) | 42495 | VARIANSEMICON-GLOUCESTER-WT | 2.5 | 2.5 | 0 | 0 | N/A (5) | MA | 009 | BOSTON | MEC
|  | No Resource (3) | 42496 | HANOVER SOLAR-LEICESTER-PV | 1 | 1 | 0 | 0 | N/A (5) | MA | 027 | WMA | MEC
|  | No Resource (3) | 42504 | BERKSHIRE SREG-GT BARRGTN-PV | 0.082 | 0.082 | 0 | 0 | N/A (5) | MA | 003 | WMA | MEC
|  | No Resource (3) | 42505 | CUMMINGS 1000-BEVERLY-PV | 0.19 | 0.19 | 0 | 0 | N/A (5) | MA | 009 | BOSTON | MEC
|  | No Resource (3) | 42597 | GPT JACLEN-BEVERLY-CHP | 0.075 | 0.075 | 0 | 0 | N/A (5) | MA | 009 | BOSTON | MEC
|  | No Resource (3) | 42599 | MAPREMCT-97GREEN-02035-PV | 0.3 | 0.3 | 0 | 0 | N/A (5) | MA | 021 | RI | MEC
|  | No Resource (3) | 42600 | HOOSACVALREG-0ORCHARD-01225-PV | 0.45 | 0.45 | 0 | 0 | N/A (5) | MA | 003 | WMA | MEC
|  | No Resource (3) | 42601 | CARLSTROMPM-65FISHER-0158-PV | 0.6 | 0.6 | 0 | 0 | N/A (5) | MA | 027 | CMA/NEMA | MEC
|  | No Resource (3) | 42602 | KEYPOLYMER-1 JACOB-01843-PV | 0.6 | 0.6 | 0 | 0 | N/A (5) | MA | 009 | CMA/NEMA | MEC
|  | No Resource (3) | 42603 | BARRE1-750BARRE-01005-PV | 0.8 | 0.8 | 0 | 0 | N/A (5) | MA | 027 | WMA | MEC
|  | No Resource (3) | 42611 | AUBUCHON-95AUBUCHON-01473-PV | 0.5 | 0.5 | 0 | 0 | N/A (5) | MA | 027 | CMA/NEMA | MEC
|  | No Resource (3) | 42612 | NPPDEVELOP-370PATRIOT-02035-PV | 0.495 | 0.495 | 0 | 0 | N/A (5) | MA | 021 | RI | MEC
|  | No Resource (3) | 42613 | AMERICOLD-0PEW-01930-PV | 0.45 | 0.45 | 0 | 0 | N/A (5) | MA | 009 | BOSTON | MEC
|  | No Resource (3) | 42631 | CABRAL-247BAKER-02777-PV | 0.5 | 0.5 | 0 | 0 | N/A (5) | MA | 005 | SEMA | MEC
|  | No Resource (3) | 42632 | ALPHA GRAINGER-02038PV250NM | 0.25 | 0.25 | 0 | 0 | N/A (5) | MA | 021 | RI | MEC
|  | No Resource (3) | 42633 | NORTHBORSPORTS-01532PV300NM | 0.3 | 0.3 | 0 | 0 | N/A (5) | MA | 027 | CMA/NEMA | MEC
|  | No Resource (3) | 42641 | NATICKMEMORIALSCHOOL_PV_ID1892 | 0.14 | 0.14 | 0 | 0 | N/A (5) | MA | 017 | BOSTON | NSTAR
|  | No Resource (3) | 42812 | PEGASUS_PV_ID1809 | 1 | 1 | 0 | 0 | N/A (5) | MA | 005 | SEMA | NSTAR
|  | No Resource (3) | 42813 | BIG Y FOODS-02038PV250NM | 0.25 | 0.25 | 0 | 0 | N/A (5) | MA | 021 | RI | MEC
|  | No Resource (3) | 42814 | SWANSEA REALTY-02777PV315NM | 0.315 | 0.315 | 0 | 0 | N/A (5) | MA | 005 | RI | MEC
|  | No Resource (3) | 42815 | WILLETTE REALTY-02762PV225NM | 0.225 | 0.225 | 0 | 0 | N/A (5) | MA | 021 | RI | MEC
|  | No Resource (3) | 42816 | JAY CASHMAN-02169PV155NM | 0.155 | 0.155 | 0 | 0 | N/A (5) | MA | 021 | SEMA | MEC
|  | No Resource (3) | 42817 | IKEA 158-0223PV520NM | 0.52 | 0.52 | 0 | 0 | N/A (5) | MA | 021 | SEMA | MEC
|  | No Resource (3) | 42819 | CUMMINGS PROP 1-0195PV224NM | 0.224 | 0.224 | 0 | 0 | N/A (5) | MA | 009 | BOSTON | MEC
|  | No Resource (3) | 42820 | CUMMINGS PROP 2-01915PV224NM | 0.224 | 0.224 | 0 | 0 | N/A (5) | MA | 009 | BOSTON | MEC
|  | No Resource (3) | 42821 | GLC-MA ACUSHNET_PV_ID2109 | 0.649 | 0.649 | 0 | 0 | N/A (5) | MA | 005 | SEMA | NSTAR
|  | No Resource (3) | 42822 | CARDINAL SHOE-01840PV250NM | 0.25 | 0.25 | 0 | 0 | N/A (5) | MA | 009 | CMA/NEMA | MEC
|  | No Resource (3) | 42823 | WALDEN LIBERTY-02038PV231NM | 0.231 | 0.231 | 0 | 0 | N/A (5) | MA | 021 | RI | MEC
|  | No Resource (3) | 42893 | BISCO FALLS HYDRO | 0.093 | 0.093 | 0 | 0 | N/A (5) | ME | 017 | ME | UNION
|  | No Resource (3) | 43256 | SANDYWOODS-02878WT275NM | 0.275 | 0.275 | 0 | 0 | N/A (5) | RI | 005 | SEMA | NEC
|  | No Resource (3) | 43257 | LEICESTER MS C-01524PV100NM | 0.1 | 0.1 | 0 | 0 | N/A (5) | MA | 027 | WMA | MEC
|  | No Resource (3) | 43262 | BERKSHIRE SCHL-01257PV1750NM | 1.76 | 1.76 | 0 | 0 | N/A (5) | MA | 003 | WMA | MEC
|  | No Resource (3) | 43263 | JF WHITE-02702PV86NM | 0.086 | 0.086 | 0 | 0 | N/A (5) | MA | 021 | SEMA | MEC
|  | No Resource (3) | 43267 | PLANET SUBARU-02339PV75NM | 0.075 | 0.075 | 0 | 0 | N/A (5) | MA | 023 | RI | MEC
|  | No Resource (3) | 43269 | SIGN DESIGN-02301PV95NM | 0.095 | 0.095 | 0 | 0 | N/A (5) | MA | 023 | SEMA | MEC
|  | No Resource (3) | 43270 | LEICESTER MS A-01524PV100NM | 0.1 | 0.1 | 0 | 0 | N/A (5) | MA | 027 | WMA | MEC
|  | No Resource (3) | 43409 | GLC-MA ACUSHNET_PV_ID1827 | 1.304 | 1.304 | 0 | 0 | N/A (5) | MA | 005 | SEMA | NSTAR
|  | No Resource (3) | 43411 | S BARRE-01005PV800NM | 0.8 | 0.8 | 0 | 0 | N/A (5) | MA | 027 | WMA | MEC
|  | No Resource (3) | 43416 | MIG ACTON-01581PV260NM | 0.26 | 0.26 | 0 | 0 | N/A (5) | MA | 027 | CMA/NEMA | MEC
|  | No Resource (3) | 43417 | WORCESTER SCHL-01602PV135NM | 0.135 | 0.135 | 0 | 0 | N/A (5) | MA | 027 | CMA/NEMA | MEC
|  | No Resource (3) | 43418 | FALLON AMB-02169PV116NM | 0.116 | 0.116 | 0 | 0 | N/A (5) | MA | 021 | SEMA | MEC
|  | No Resource (3) | 43420 | BANNER MOLD-01453PV111NM | 0.111 | 0.111 | 0 | 0 | N/A (5) | MA | 027 | WMA | MEC
|  | No Resource (3) | 43422 | EPG SOLAR 1 - 01550PV1500NM | 1.5 | 1.5 | 0 | 0 | N/A (5) | MA | 027 | WMA | MEC
|  | No Resource (3) | 43423 | EPG SOLAR 2 - 01550PV1500NM | 1.5 | 1.5 | 0 | 0 | N/A (5) | MA | 027 | WMA | MEC
|  | No Resource (3) | 43424 | PINGREE SCHL - 01982PV200NM | 0.2 | 0.2 | 0 | 0 | N/A (5) | MA | 009 | BOSTON | MEC
|  | No Resource (3) | 43425 | NPP DEV - 02035PV125NM | 0.125 | 0.125 | 0 | 0 | N/A (5) | MA | 021 | RI | MEC
|  | No Resource (3) | 43426 | ABBOTT MILL - 01886PV235NM | 0.235 | 0.235 | 0 | 0 | N/A (5) | MA | 017 | CMA/NEMA | MEC
|  | No Resource (3) | 43489 | BOST SCIENT-02171PV1100NM | 1.1 | 1.1 | 0 | 0 | N/A (5) | MA | 021 | SEMA | MEC
|  | No Resource (3) | 43491 | 146 CAMPANELLI-02072PV332NM | 0.332 | 0.332 | 0 | 0 | N/A (5) | MA | 021 | SEMA | MEC
|  | No Resource (3) | 43492 | NARR BAY - 02903WT4500NM | 4.5 | 4.5 | 0 | 0 | N/A (5) | RI | 007 | RI | NEC
|  | No Resource (3) | 43509 | DOUGLAS SOLAR-01516PV2000NM | 2 | 2 | 0 | 0 | N/A (5) | MA | 027 | RI | MEC
|  | No Resource (3) | 43510 | SANDF MGMNT-02725PV623NM | 0.623 | 0.623 | 0 | 0 | N/A (5) | MA | 005 | RI | MEC
|  | No Resource (3) | 43528 | EXTRA SPC MGMT-02035PV102NM | 0.102 | 0.102 | 0 | 0 | N/A (5) | MA | 021 | RI | MEC
|  | No Resource (3) | 43529 | CREEDON AND CO-01604PV110NM | 0.11 | 0.11 | 0 | 0 | N/A (5) | MA | 027 | CMA/NEMA | MEC
|  | No Resource (3) | 43531 | 28 HASTINGS - 01756PV100NM | 0.1 | 0.1 | 0 | 0 | N/A (5) | MA | 027 | RI | MEC
|  | No Resource (3) | 43556 | CALLAHAN - 02324PV110NM | 0.11 | 0.11 | 0 | 0 | N/A (5) | MA | 023 | SEMA | MEC
|  | No Resource (3) | 43557 | BRDGWTR RECYCLE-02324PV96NM | 0.096 | 0.096 | 0 | 0 | N/A (5) | MA | 023 | SEMA | MEC
|  | No Resource (3) | 43558 | COMMERCE GRN-02339PV100NM | 0.1 | 0.1 | 0 | 0 | N/A (5) | MA | 023 | SEMA | MEC
|  | No Resource (3) | 43572 | JDH_SOLAR_SYSTEMS_PV_2221 | 0.65 | 0.65 | 0 | 0 | N/A (5) | MA | 023 | SEMA | NSTAR
|  | No Resource (3) | 43573 | NEW_ENGLAND_RESINS_PV_2309 | 0.06 | 0.06 | 0 | 0 | N/A (5) | MA | 017 | BOSTON | NSTAR
|  | No Resource (3) | 43574 | TOWN_OF_FAIRHAVEN_LF_PV_1714 | 0.5 | 0.5 | 0 | 0 | N/A (5) | MA | 005 | SEMA | NSTAR
|  | No Resource (3) | 43575 | NE_ELEMENTARY_WALTHAM_PV_1872 | 0.259 | 0.259 | 0 | 0 | N/A (5) | MA | 017 | BOSTON | NSTAR
|  | No Resource (3) | 43576 | GLC_ACUSHNET_PV_1888 | 0.917 | 0.917 | 0 | 0 | N/A (5) | MA | 005 | SEMA | NSTAR
|  | No Resource (3) | 43577 | GLC_ACUSHNET_PV_1889 | 0.917 | 0.917 | 0 | 0 | N/A (5) | MA | 005 | SEMA | NSTAR
|  | No Resource (3) | 43578 | GLC_ACUSHNET_PV_1890 | 0.917 | 0.917 | 0 | 0 | N/A (5) | MA | 005 | SEMA | NSTAR
|  | No Resource (3) | 43579 | GOIS_SOLAR_ONE_PV_2040 | 0.822 | 0.822 | 0 | 0 | N/A (5) | MA | 017 | BOSTON | NSTAR
|  | No Resource (3) | 43587 | TRAVIS_HOSPITALITY_PV_2239 | 0.145 | 0.145 | 0 | 0 | N/A (5) | MA | 001 | SEMA | NSTAR
|  | No Resource (3) | 43603 | WORC GEAR AND RACK-01537PV95NM | 0.095 | 0.095 | 0 | 0 | N/A (5) | MA | 027 | WMA | MEC
|  | No Resource (3) | 43604 | METRO WST PROVIS-01747PV95NM | 0.095 | 0.095 | 0 | 0 | N/A (5) | MA | 027 | RI | MEC
|  | No Resource (3) | 43605 | PRECISE PACK-02720PV95NM | 0.095 | 0.095 | 0 | 0 | N/A (5) | MA | 005 | SEMA | MEC
|  | No Resource (3) | 43606 | CITY NORTHAMPTON-02721PV95NM | 0.095 | 0.095 | 0 | 0 | N/A (5) | MA | 015 | WMA | MEC
|  | No Resource (3) | 43608 | 35 LYMAN LLC-01532PV95NM | 0.095 | 0.095 | 0 | 0 | N/A (5) | MA | 027 | CMA/NEMA | MEC
|  | No Resource (3) | 43609 | MA CORRECTIONAL-01440WT3300NM | 3.3 | 3.3 | 0 | 0 | N/A (5) | MA | 027 | WMA | MEC
|  | No Resource (3) | 43624 | TJ MAXX - 02061PV260NM | 0.26 | 0.26 | 0 | 0 | N/A (5) | MA | 023 | SEMA | MEC
|  | No Resource (3) | 43652 | TWN W BRDGEWTR-02379PV1500NM | 1.5 | 1.5 | 0 | 0 | N/A (5) | MA | 023 | SEMA | MEC
|  | No Resource (3) | 43653 | 40 WASHINGTON LTD-01581PV750NM | 0.75 | 0.75 | 0 | 0 | N/A (5) | MA | 027 | CMA/NEMA | MEC
|  | No Resource (3) | 43654 | 3 COUNTY FAIR ASN-01060PV250NM | 0.25 | 0.25 | 0 | 0 | N/A (5) | MA | 015 | WMA | MEC
|  | No Resource (3) | 43655 | SPRING HILL FARM-01835PV229NM | 0.229 | 0.229 | 0 | 0 | N/A (5) | MA | 009 | BOSTON | MEC
|  | No Resource (3) | 43656 | SVC TIRE TRUCK - 01527PV300NM | 0.3 | 0.3 | 0 | 0 | N/A (5) | MA | 027 | CMA/NEMA | MEC
|  | No Resource (3) | 43657 | RIPTA - 02907PV300NM | 0.3 | 0.3 | 0 | 0 | N/A (5) | RI | 007 | RI | NEC
|  | No Resource (3) | 43658 | TWN LANCASTER-01523PV500QF | 0.5 | 0.5 | 0 | 0 | N/A (5) | MA | 027 | CMA/NEMA | MEC
|  | No Resource (3) | 43659 | TWN OF SCITUATE2-02066PV1500NM | 1.5 | 1.5 | 0 | 0 | N/A (5) | MA | 023 | SEMA | MEC
|  | No Resource (3) | 43678 | DISCOVER MARBLE - 01527PV142NM | 0.142 | 0.142 | 0 | 0 | N/A (5) | MA | 027 | CMA/NEMA | MEC
|  | No Resource (3) | 43682 | NEXTSUN ENERGY-01516PV3000NM | 3 | 3 | 0 | 0 | N/A (5) | MA | 027 | RI | MEC
|  | No Resource (3) | 43683 | TWN OF SCITUATE1-02066PV1500NM | 1.5 | 1.5 | 0 | 0 | N/A (5) | MA | 023 | SEMA | MEC
|  | No Resource (3) | 43684 | KEY BOSTON-02038PV2000NM | 2 | 2 | 0 | 0 | N/A (5) | MA | 021 | RI | MEC
|  | No Resource (3) | 43685 | CONANICUT MARINE-02835PV120DG | 0.12 | 0.12 | 0 | 0 | N/A (5) | RI | 005 | SEMA | NEC
|  | No Resource (3) | 43686 | SHEA CONCRETE-01913PV300NM | 0.3 | 0.3 | 0 | 0 | N/A (5) | MA | 009 | BOSTON | MEC
|  | No Resource (3) | 43687 | SUNGEN ORANGE1-01364PV1500NM | 1.5 | 1.5 | 0 | 0 | N/A (5) | MA | 011 | WMA | MEC
|  | No Resource (3) | 43688 | SUNGEN ORANGE2-01364PV1500NM | 0.5 | 0.5 | 0 | 0 | N/A (5) | MA | 011 | WMA | MEC
|  | No Resource (3) | 43689 | BOSTON NORTH TECH-01913PV300NM | 0.3 | 0.3 | 0 | 0 | N/A (5) | MA | 009 | BOSTON | MEC
|  | No Resource (3) | 43690 | OXFORD REALTY-01604PV145NM | 0.145 | 0.145 | 0 | 0 | N/A (5) | MA | 027 | CMA/NEMA | MEC
|  | No Resource (3) | 43691 | CRAFT INC-02703PV285NM | 0.285 | 0.285 | 0 | 0 | N/A (5) | MA | 005 | RI | MEC
|  | No Resource (3) | 43695 | KOHLS-01906PV252NM | 0.252 | 0.252 | 0 | 0 | N/A (5) | MA | 009 | BOSTON | MEC
|  | No Resource (3) | 43696 | STOP AND SHOP-02155PV200NM | 0.2 | 0.2 | 0 | 0 | N/A (5) | MA | 017 | BOSTON | MEC
|  | No Resource (3) | 43698 | NTHBRDGE SOLAR-01560PV1910NM | 1.91 | 1.91 | 0 | 0 | N/A (5) | MA | 027 | RI | MEC
|  | No Resource (3) | 43706 | CITY OF LOWELL1-01364PV2000NM | 2 | 2 | 0 | 0 | N/A (5) | MA | 011 | WMA | MEC
|  | No Resource (3) | 43707 | CITY OF LOWELL2-01364PV1000NM | 1 | 1 | 0 | 0 | N/A (5) | MA | 011 | WMA | MEC
|  | No Resource (3) | 43708 | HANNAFORD-02061PV135NM | 0.135 | 0.135 | 0 | 0 | N/A (5) | MA | 023 | SEMA | MEC
|  | No Resource (3) | 43709 | CITY OF LOWELL 1-01331PV1000NM | 1 | 1 | 0 | 0 | N/A (5) | MA | 027 | WMA | MEC
|  | No Resource (3) | 43710 | CITY OF LOWELL 2-01331PV1000NM | 1 | 1 | 0 | 0 | N/A (5) | MA | 027 | WMA | MEC
|  | No Resource (3) | 43711 | CITY OF LOWELL 3-01331PV1000NM | 1 | 1 | 0 | 0 | N/A (5) | MA | 027 | WMA | MEC
|  | No Resource (3) | 43712 | PHOENIX FIN5-01464PV95NM | 0.095 | 0.095 | 0 | 0 | N/A (5) | MA | 017 | CMA/NEMA | MEC
|  | No Resource (3) | 43713 | CUMMINGS PROP-01915PV110NM | 0.11 | 0.11 | 0 | 0 | N/A (5) | MA | 009 | BOSTON | MEC
|  | No Resource (3) | 43714 | EXTRA SPC STOR-02189PV95NM | 0.095 | 0.095 | 0 | 0 | N/A (5) | MA | 021 | SEMA | MEC
|  | No Resource (3) | 43715 | MILFORD IND-01757PV100NM | 0.1 | 0.1 | 0 | 0 | N/A (5) | MA | 027 | RI | MEC
|  | No Resource (3) | 43717 | ASSUMPTION-01562PV2000NM | 2 | 2 | 0 | 0 | N/A (5) | MA | 027 | CMA/NEMA | MEC
|  | No Resource (3) | 43731 | JEFFERSON-02720PV95NM | 0.095 | 0.095 | 0 | 0 | N/A (5) | MA | 005 | SEMA | MEC
|  | No Resource (3) | 43734 | TOWN EASTON-02375PV1500NM | 1.5 | 1.5 | 0 | 0 | N/A (5) | MA | 005 | SEMA | MEC
|  | No Resource (3) | 43735 | 28 HASTINGS-01756PV95NM | 0.095 | 0.095 | 0 | 0 | N/A (5) | MA | 027 | RI | MEC
|  | No Resource (3) | 43736 | SMITH COLLEGE-01060NG3500QF | 3.5 | 3.5 | 0 | 0 | N/A (5) | MA | 015 | WMA | MEC
|  | No Resource (3) | 43747 | PARSONS GRP-01581PV95NM | 0.095 | 0.095 | 0 | 0 | N/A (5) | MA | 027 | CMA/NEMA | MEC
|  | No Resource (3) | 43748 | ACUMEN-01752PV85NM | 0.085 | 0.085 | 0 | 0 | N/A (5) | MA | 017 | CMA/NEMA | MEC
|  | No Resource (3) | 43749 | WILVECO-01821PV82NM | 0.082 | 0.082 | 0 | 0 | N/A (5) | MA | 017 | CMA/NEMA | MEC
|  | No Resource (3) | 43750 | CANTON HIGH SCHOOL 2009 | 0.5 | 0.5 | 0 | 0 | N/A (5) | MA | 021 | SEMA | NSTAR
|  | No Resource (3) | 43751 | EAGLE LEASE-01540PV95NM | 0.094 | 0.094 | 0 | 0 | N/A (5) | MA | 027 | WMA | MEC
|  | No Resource (3) | 43752 | EXTRA SPACE-01607PV91.2NM | 0.091 | 0.091 | 0 | 0 | N/A (5) | MA | 027 | CMA/NEMA | MEC
|  | No Resource (3) | 43766 | EXTRA SPACE-02149PV237NM | 0.237 | 0.237 | 0 | 0 | N/A (5) | MA | 017 | BOSTON | MEC
|  | No Resource (3) | 43840 | SOLVENTERRA-01069PV1000NM | 1 | 1 | 0 | 0 | N/A (5) | MA | 013 | WMA | MEC
|  | No Resource (3) | 43841 | FLAIR ONE-01507PV950NM | 0.95 | 0.95 | 0 | 0 | N/A (5) | MA | 027 | WMA | MEC
|  | No Resource (3) | 43842 | FORRESTALL-01507PV950NM | 0.95 | 0.95 | 0 | 0 | N/A (5) | MA | 027 | WMA | MEC
|  | No Resource (3) | 43869 | FRPV WEST-02720PV1000NM | 1 | 1 | 0 | 0 | N/A (5) | MA | 005 | SEMA | MEC
|  | No Resource (3) | 43870 | FRPV EAST-02720PV1000NM | 1 | 1 | 0 | 0 | N/A (5) | MA | 005 | SEMA | MEC
|  | No Resource (3) | 43871 | SYNAGRO-02895CHP2000QF | 2 | 2 | 0 | 0 | N/A (5) | RI | 007 | RI | NEC
|  | No Resource (3) | 43874 | MASS MOCA1-01247PV225NM | 0.225 | 0.225 | 0 | 0 | N/A (5) | MA | 003 | WMA | MEC
|  | No Resource (3) | 43875 | CUMMINGS PROP-01915PV230NM | 0.23 | 0.23 | 0 | 0 | N/A (5) | MA | 009 | BOSTON | MEC
|  | No Resource (3) | 43876 | KENNEDY CARPET-02189PV95NM | 0.095 | 0.095 | 0 | 0 | N/A (5) | MA | 021 | SEMA | MEC
|  | No Resource (3) | 43878 | MCI WORLD COMM-01821PV1000NM | 1 | 1 | 0 | 0 | N/A (5) | MA | 017 | CMA/NEMA | MEC
|  | No Resource (3) | 43884 | MASS MOCA3 01247PV177NM | 0.177 | 0.177 | 0 | 0 | N/A (5) | MA | 003 | WMA | MEC
|  | No Resource (3) | 43892 | SYNCARPHA SOLAR-01740PV4950NM | 4.95 | 4.95 | 0 | 0 | N/A (5) | MA | 027 | CMA/NEMA | MEC
|  | No Resource (3) | 43904 | CITY OF METHUEN-01523PV3000NM | 3 | 3 | 0 | 0 | N/A (5) | MA | 027 | CMA/NEMA | MEC
|  | No Resource (3) | 43907 | PALMER SOLAR-01069PV2000NM | 2 | 2 | 0 | 0 | N/A (5) | MA | 013 | WMA | MEC
|  | No Resource (3) | 43908 | NEXTSUN ENERGY-02370PV2000NM | 2 | 2 | 0 | 0 | N/A (5) | MA | 023 | SEMA | MEC
|  | No Resource (3) | 43916 | TOWN OF ADAMS-01220PV1000NM | 1 | 1 | 0 | 0 | N/A (5) | MA | 003 | WMA | MEC
|  | No Resource (3) | 43917 | CHEER PACK-02397PV1750NM | 1.75 | 1.75 | 0 | 0 | N/A (5) | MA | 023 | SEMA | MEC
|  | No Resource (3) | 43918 | CITY OF LOWELL-01851PV1333NM | 1.333 | 1.333 | 0 | 0 | N/A (5) | MA | 017 | CMA/NEMA | MEC
|  | No Resource (3) | 43919 | SOLVENTERRA 1-01535PV1000NM | 1 | 1 | 0 | 0 | N/A (5) | MA | 027 | WMA | MEC
|  | No Resource (3) | 43920 | SOLVENTERRA 2-01535PV1000NM | 1 | 1 | 0 | 0 | N/A (5) | MA | 027 | WMA | MEC
|  | No Resource (3) | 43921 | COXCOM-02893PV135DG | 0.135 | 0.135 | 0 | 0 | N/A (5) | RI | 003 | RI | NEC
|  | No Resource (3) | 43922 | SOLVENTERRA 4-01083PV1000NM | 1 | 1 | 0 | 0 | N/A (5) | MA | 027 | WMA | MEC
|  | No Resource (3) | 43923 | PLYMOUTH PUBLIC SCHOOLS-#2062 | 4 | 4 | 0 | 0 | N/A (5) | MA | 023 | SEMA | NSTAR
|  | No Resource (3) | 43924 | TOWN OF DARTMOUTH #1777 | 1.25 | 1.25 | 0 | 0 | N/A (5) | MA | 005 | SEMA | NSTAR
|  | No Resource (3) | 43927 | SOUTHERN SKY-CARVER #1 (1997) | 1 | 1 | 0 | 0 | N/A (5) | MA | 023 | SEMA | NSTAR
|  | No Resource (3) | 43928 | SOUTHERN SKY-CARVER #2 (1998) | 1 | 1 | 0 | 0 | N/A (5) | MA | 023 | SEMA | NSTAR
|  | No Resource (3) | 43929 | SOUTHERN SKY-CARVER #4 (2000) | 1 | 1 | 0 | 0 | N/A (5) | MA | 023 | SEMA | NSTAR
|  | No Resource (3) | 43930 | SOUTHERN SKY-CARVER #5 (2001) | 1 | 1 | 0 | 0 | N/A (5) | MA | 023 | SEMA | NSTAR
|  | No Resource (3) | 43932 | SOUTHERN SKY-CARVER #3 (1999) | 1 | 1 | 0 | 0 | N/A (5) | MA | 023 | SEMA | NSTAR
|  | No Resource (3) | 43936 | SOLVENTERRA 1-01083PV1000NM | 1 | 1 | 0 | 0 | N/A (5) | MA | 027 | WMA | MEC
|  | No Resource (3) | 43937 | SOLVENTERRA 2-01083PV1000NM | 1 | 1 | 0 | 0 | N/A (5) | MA | 027 | WMA | MEC
|  | No Resource (3) | 43938 | SOLVENTERRA 3-01083PV1000NM | 1 | 1 | 0 | 0 | N/A (5) | MA | 027 | WMA | MEC
|  | No Resource (3) | 43954 | NM-LUDLOW LANDFILL | 2 | 2 | 0 | 0 | N/A (5) | MA | 013 | WMA | NSTAR
|  | No Resource (3) | 43955 | CITY OF METHUEN-01844PV1000NM | 1 | 1 | 0 | 0 | N/A (5) | MA | 009 | BOSTON | MEC
|  | No Resource (3) | 43956 | MILLWORK-02920PV495NM | 0.495 | 0.495 | 0 | 0 | N/A (5) | RI | 007 | RI | NEC
|  | No Resource (3) | 43991 | PROFETTY-02379PV300NM | 0.3 | 0.3 | 0 | 0 | N/A (5) | MA | 023 | SEMA | MEC
|  | No Resource (3) | 43992 | CITY OF WORCESTER-01603PV135NM | 0.466 | 0.466 | 0 | 0 | N/A (5) | MA | 027 | WMA | MEC
|  | No Resource (3) | 43993 | CITY OF MELROSE-02176PV260NM | 0.26 | 0.26 | 0 | 0 | N/A (5) | MA | 017 | BOSTON | MEC
|  | No Resource (3) | 43994 | NORMANDY GATOR-01752PV110NM | 0.11 | 0.11 | 0 | 0 | N/A (5) | MA | 005 | CMA/NEMA | MEC
|  | No Resource (3) | 43995 | NORMANDY GATOR-01752PV100NM | 0.1 | 0.1 | 0 | 0 | N/A (5) | MA | 005 | CMA/NEMA | MEC
|  | No Resource (3) | 44008 | PWRR-01610PV130NM | 0.13 | 0.13 | 0 | 0 | N/A (5) | MA | 027 | WMA | MEC
|  | No Resource (3) | 44011 | ENDICOTT-01915PV800NM | 0.8 | 0.8 | 0 | 0 | N/A (5) | MA | 009 | BOSTON | MEC
|  | No Resource (3) | 44023 | WRTA-01608PV75QF | 0.075 | 0.075 | 0 | 0 | N/A (5) | MA | 027 | WMA | MEC
|  | No Resource (3) | 44026 | STONEHILL-02356PV84NM | 0.084 | 0.084 | 0 | 0 | N/A (5) | MA | 005 | SEMA | MEC
|  | No Resource (3) | 44027 | SCITUTATE TENNIS-02066PV281NM | 0.281 | 0.281 | 0 | 0 | N/A (5) | MA | 023 | SEMA | MEC
|  | No Resource (3) | 44028 | TEAMWORK LABOR-02375PV75NM | 0.075 | 0.075 | 0 | 0 | N/A (5) | MA | 005 | SEMA | MEC
|  | No Resource (3) | 44029 | C&R TIRE-01606PV81NM | 0.081 | 0.081 | 0 | 0 | N/A (5) | MA | 027 | CMA/NEMA | MEC
|  | No Resource (3) | 44035 | TOWER SOLAR-02723PV485NM | 0.485 | 0.485 | 0 | 0 | N/A (5) | MA | 005 | SEMA | MEC
|  | No Resource (3) | 46210 | NEXAMP-01475PV1900NM | 1.9 | 1.9 | 0 | 0 | N/A (5) | MA | 027 | WMA | MEC
|  | No Resource (3) | 46211 | GIGUERE-01524PV75NM | 0.075 | 0.075 | 0 | 0 | N/A (5) | MA | 027 | WMA | MEC
|  | No Resource (3) | 46212 | BODWELL REALTY-02322PV75NM | 0.075 | 0.075 | 0 | 0 | N/A (5) | MA | 021 | SEMA | MEC
|  | No Resource (3) | 46213 | PINGREE SCHOOL-01982PV85NM | 0.085 | 0.085 | 0 | 0 | N/A (5) | MA | 009 | BOSTON | MEC
|  | No Resource (3) | 46220 | BERKELEY-01844PV2000NM | 2 | 2 | 0 | 0 | N/A (5) | MA | 009 | BOSTON | MEC
|  | No Resource (3) | 46221 | JP SULLIVAN-01432PV90NM | 0.09 | 0.09 | 0 | 0 | N/A (5) | MA | 017 | CMA/NEMA | MEC
|  | No Resource (3) | 46268 | OLD TIME SPORTS-01952PV150NM | 0.15 | 0.15 | 0 | 0 | N/A (5) | MA | 009 | BOSTON | MEC
|  | No Resource (3) | 46294 | LAWRENCE 1-01840PV100NM | 0.1 | 0.1 | 0 | 0 | N/A (5) | MA | 009 | CMA/NEMA | MEC
|  | No Resource (3) | 46295 | LAWRENCE 2-01840PV100NM | 0.1 | 0.1 | 0 | 0 | N/A (5) | MA | 009 | CMA/NEMA | MEC
|  | No Resource (3) | 46479 | CANTON_MIDDLE_SCHOOL_2013 | 0.225 | 0.225 | 0 | 0 | N/A (5) | MA | 021 | SEMA | NSTAR
|  | No Resource (3) | 46480 | CEDAR_SOLAR1_2411 | 0.085 | 0.085 | 0 | 0 | N/A (5) | MA | 025 | BOSTON | NSTAR
|  | No Resource (3) | 46481 | TOWN_OF_MARSHFIELD_1865 | 3 | 3 | 0 | 0 | N/A (5) | MA | 023 | SEMA | NSTAR
|  | No Resource (3) | 46482 | NEWBEDFORD_DPI_1843_1844 | 3.5 | 3.5 | 0 | 0 | N/A (5) | MA | 005 | SEMA | NSTAR
|  | No Resource (3) | 46483 | MILFORD INDUSTRIAL-0175PV82NM | 0.082 | 0.082 | 0 | 0 | N/A (5) | MA | 009 | RI | MEC
|  | No Resource (3) | 46484 | WORCESTER SCHL-01602PV75NM | 0.075 | 0.075 | 0 | 0 | N/A (5) | MA | 027 | CMA/NEMA | MEC
|  | No Resource (3) | 46485 | NPP DEVELOPMENT-02035PV75NM | 0.075 | 0.075 | 0 | 0 | N/A (5) | MA | 021 | RI | MEC
|  | No Resource (3) | 46486 | WB HUNT-02176PV75NM | 0.075 | 0.075 | 0 | 0 | N/A (5) | MA | 017 | BOSTON | MEC
|  | No Resource (3) | 46487 | CIDER HILL-01913PV78NM | 0.078 | 0.078 | 0 | 0 | N/A (5) | MA | 009 | BOSTON | MEC
|  | No Resource (3) | 46537 | CUMMINGS-0191PV82NM | 0.082 | 0.082 | 0 | 0 | N/A (5) | MA | 009 | BOSTON | MEC
|  | No Resource (3) | 46538 | SILVIA-02720PV75NM | 0.075 | 0.075 | 0 | 0 | N/A (5) | MA | 005 | SEMA | MEC
|  | No Resource (3) | 46539 | BCC SEA QALIBC-01854PV66NM | 0.066 | 0.066 | 0 | 0 | N/A (5) | MA | 017 | CMA/NEMA | MEC
|  | No Resource (3) | 46540 | NPP DEVELOPMENT-02035PV62NM | 0.062 | 0.062 | 0 | 0 | N/A (5) | MA | 021 | RI | MEC
|  | No Resource (3) | 46541 | TEKNOR APEX-02703PV75NM | 0.075 | 0.075 | 0 | 0 | N/A (5) | MA | 023 | RI | MEC
|  | No Resource (3) | 46565 | CABOT BEVERLY-01915PV2000NM | 2 | 2 | 0 | 0 | N/A (5) | MA | 009 | BOSTON | MEC
|  | No Resource (3) | 46566 | PRECISE PACKAGING-02720PV250NM | 0.25 | 0.25 | 0 | 0 | N/A (5) | MA | 005 | SEMA | MEC
|  | No Resource (3) | 46567 | NORTH BROOKFIELD-01535PV3000NM | 3 | 3 | 0 | 0 | N/A (5) | MA | 027 | WMA | MEC
|  | No Resource (3) | 46569 | NUGEN NCMC (PV) | 1 | 1 | 0 | 0 | N/A (5) | MA | 027 | WMA | FGE
|  | No Resource (3) | 46570 | NUGEN LUN (PV) | 2.5 | 2.5 | 0 | 0 | N/A (5) | MA | 027 | WMA | FGE
|  | No Resource (3) | 46607 | HARVARD SOLAR-01451PV460NM | 0.46 | 0.46 | 0 | 0 | N/A (5) | MA | 027 | CMA/NEMA | MEC
|  | No Resource (3) | 46636 | GOOSE RIVER HYDRO, INC. | 0.375 | 0.375 | 0 | 0 | N/A (5) | ME | 027 | ME | GOOSE
|  | No Resource (3) | 46641 | 205 STURBRIDGE-01010PV3000NM | 3 | 3 | 0 | 0 | N/A (5) | MA | 013 | WMA | MEC
|  | No Resource (3) | 46644 | UGT RENEW ENERGY-01540PV2750NM | 2.75 | 2.75 | 0 | 0 | N/A (5) | MA | 027 | WMA | MEC
|  | No Resource (3) | 46646 | SOLTAS ENERGY-01010PV2000NM | 2 | 2 | 0 | 0 | N/A (5) | MA | 013 | WMA | MEC
|  | No Resource (3) | 46647 | BLUEWAVE CAPITAL-02769PV1000NM | 1 | 1 | 0 | 0 | N/A (5) | MA | 005 | RI | MEC
|  | No Resource (3) | 46653 | WESTBORO SOLAR-01581PV1820NM | 1.82 | 1.82 | 0 | 0 | N/A (5) | MA | 027 | CMA/NEMA | MEC
|  | No Resource (3) | 46657 | INDIAN HILL-01069PV1000NM | 1 | 1 | 0 | 0 | N/A (5) | MA | 013 | WMA | MEC
|  | No Resource (3) | 46659 | BROWN SOLAR-01069PV1000NM | 1 | 1 | 0 | 0 | N/A (5) | MA | 013 | WMA | MEC
|  | No Resource (3) | 46660 | STATE SOLAR-01069PV1000NM | 1 | 1 | 0 | 0 | N/A (5) | MA | 013 | WMA | MEC
|  | No Resource (3) | 46662 | DISTRIBUTOR CORP-02148PV300NM | 0.3 | 0.3 | 0 | 0 | N/A (5) | MA | 017 | BOSTON | MEC
|  | No Resource (3) | 46663 | CITY OF LAWRENCE-01841PV300NM | 0.3 | 0.3 | 0 | 0 | N/A (5) | MA | 009 | CMA/NEMA | MEC
|  | No Resource (3) | 46665 | SX INDUSTRIES-02072PV170NM | 0.17 | 0.17 | 0 | 0 | N/A (5) | MA | 021 | SEMA | MEC
|  | No Resource (3) | 46666 | CUMMINGS-01915PV224NM | 0.224 | 0.224 | 0 | 0 | N/A (5) | MA | 009 | BOSTON | MEC
|  | No Resource (3) | 46667 | E NAZARENE-02170PV85NM | 0.085 | 0.085 | 0 | 0 | N/A (5) | MA | 021 | SEMA | MEC
|  | No Resource (3) | 46691 | CORNERSTONE-01057PV3000NM | 3 | 3 | 0 | 0 | N/A (5) | MA | 013 | WMA | MEC
|  | No Resource (3) | 46717 | EAST BAY-02915PV70NM | 0.07 | 0.07 | 0 | 0 | N/A (5) | RI | 007 | RI | NEC
|  | No Resource (3) | 46718 | EXTRA SPACE-02151PV144.3NM | 0.144 | 0.144 | 0 | 0 | N/A (5) | MA | 025 | BOSTON | MEC
|  | No Resource (3) | 46719 | STONEHILL COLL-02356PV2225QF | 4.391 | 4.391 | 0 | 0 | N/A (5) | MA | 005 | SEMA | MEC
|  | No Resource (3) | 46732 | PIONEER SOLAR-01453PV495NM | 0.495 | 0.495 | 0 | 0 | N/A (5) | MA | 027 | WMA | MEC
|  | No Resource (3) | 46733 | TKS SOLAR-02301PV180NM | 0.18 | 0.18 | 0 | 0 | N/A (5) | MA | 023 | SEMA | MEC
|  | No Resource (3) | 46913 | WOONSOCKET-02895PV190DG | 0.19 | 0.19 | 0 | 0 | N/A (5) | RI | 007 | RI | NEC
|  | No Resource (3) | 46914 | BILLERICA-01523PV2499NM | 2.499 | 2.499 | 0 | 0 | N/A (5) | MA | 027 | CMA/NEMA | MEC
|  | No Resource (3) | 46915 | NEXAMP-01844PV2000NM | 2 | 2 | 0 | 0 | N/A (5) | MA | 009 | BOSTON | MEC
|  | No Resource (3) | 46916 | PHILLIPS-01810PV495NM | 0.495 | 0.495 | 0 | 0 | N/A (5) | MA | 009 | CMA/NEMA | MEC
|  | No Resource (3) | 46917 | NEWPORT VINEYARDS-02882PV50DG | 0.05 | 0.05 | 0 | 0 | N/A (5) | RI | 005 | SEMA | NEC
|  | No Resource (3) | 46924 | BILLERICA-01523PV2500NM | 2.5 | 2.5 | 0 | 0 | N/A (5) | MA | 027 | CMA/NEMA | MEC
|  | No Resource (3) | 46925 | GLC-MA SOLAR-01440PV1980NM | 1.98 | 1.98 | 0 | 0 | N/A (5) | MA | 027 | CMA/NEMA | MEC
|  | No Resource (3) | 46926 | STILLWATER-02917PV56DG | 0.056 | 0.056 | 0 | 0 | N/A (5) | RI | 007 | RI | NEC
|  | No Resource (3) | 46947 | AMERIPRIDE-01607PV225NM | 0.225 | 0.225 | 0 | 0 | N/A (5) | MA | 027 | CMA/NEMA | MEC
|  | No Resource (3) | 46948 | MILFORD IND-01757PV170NM | 0.17 | 0.17 | 0 | 0 | N/A (5) | MA | 027 | RI | MEC
|  | No Resource (3) | 46949 | NEW SALEM-01452PV675NM | 0.675 | 0.675 | 0 | 0 | N/A (5) | MA | 027 | WMA | MEC
|  | No Resource (3) | 46951 | OAKFIELD WIND | 135.5 | 135.5 | 0 | 0 | N/A (5) | ME | 003 | BHE | EWP2
|  | No Resource (3) | 46952 | TOWN OF WENDELL-01876PV260NM | 0.26 | 0.26 | 0 | 0 | N/A (5) | MA | 017 | CMA/NEMA | MEC
|  | No Resource (3) | 46953 | MACHINE INC-02072PV75NM | 0.075 | 0.075 | 0 | 0 | N/A (5) | MA | 021 | SEMA | MEC
|  | No Resource (3) | 46954 | PROTECTOWIRE-02359PV70NM | 0.07 | 0.07 | 0 | 0 | N/A (5) | MA | 023 | SEMA | MEC
|  | No Resource (3) | 46955 | MASS FISHERIES-01581PV251NM | 0.251 | 0.251 | 0 | 0 | N/A (5) | MA | 027 | CMA/NEMA | MEC
|  | No Resource (3) | 46982 | GLOBAL LIQUORS-02720PV85NM | 0.085 | 0.085 | 0 | 0 | N/A (5) | MA | 005 | SEMA | MEC
|  | No Resource (3) | 46992 | RIN LOGISTICS-02720PV1500NM | 1.5 | 1.5 | 0 | 0 | N/A (5) | MA | 005 | SEMA | MEC
|  | No Resource (3) | 46993 | PARAGON HOLDINGS-01740PV995NM | 0.995 | 0.995 | 0 | 0 | N/A (5) | MA | 027 | CMA/NEMA | MEC
|  | No Resource (3) | 46998 | STEERE ELECTRIC-02814PV72DG | 0.072 | 0.072 | 0 | 0 | N/A (5) | RI | 007 | RI | NEC
|  | No Resource (3) | 47002 | ONE KENWOOD-02038PV266NM | 0.266 | 0.266 | 0 | 0 | N/A (5) | MA | 021 | RI | MEC
|  | No Resource (3) | 47003 | S SHORE MILLWORK-02766PV648NM | 0.648 | 0.648 | 0 | 0 | N/A (5) | MA | 005 | RI | MEC
|  | No Resource (3) | 47004 | IRON MOUNTAIN-01532PV760NM | 0.76 | 0.76 | 0 | 0 | N/A (5) | MA | 027 | CMA/NEMA | MEC
|  | No Resource (3) | 47007 | FRANKLIN FORD-02038PV140NM | 0.14 | 0.14 | 0 | 0 | N/A (5) | MA | 021 | RI | MEC
|  | No Resource (3) | 47008 | MCGEE TOYOTA-02339PV85NM | 0.085 | 0.085 | 0 | 0 | N/A (5) | MA | 023 | RI | MEC
|  | No Resource (3) | 47032 | ABINGTON TARGET-02351PV418NM | 0.418 | 0.418 | 0 | 0 | N/A (5) | MA | 023 | SEMA | MEC
|  | No Resource (3) | 47033 | HANOVER TARGET-02339PV441NM | 0.441 | 0.441 | 0 | 0 | N/A (5) | MA | 023 | RI | MEC
|  | No Resource (3) | 47034 | MARLBORO TARGET-01752PV441NM | 0.441 | 0.441 | 0 | 0 | N/A (5) | MA | 017 | CMA/NEMA | MEC
|  | No Resource (3) | 47035 | MILFORD TARGET-01757PV302NM | 0.302 | 0.302 | 0 | 0 | N/A (5) | MA | 027 | RI | MEC
|  | No Resource (3) | 47036 | NORTHBORO WALMART-01532PV368NM | 0.368 | 0.368 | 0 | 0 | N/A (5) | MA | 027 | CMA/NEMA | MEC
|  | No Resource (3) | 47037 | LYNN WALMART-01905PV232NM | 0.232 | 0.232 | 0 | 0 | N/A (5) | MA | 009 | BOSTON | MEC
|  | No Resource (3) | 47046 | BOOTHBAY ENERGY STORAGE | 0.5 | 0.5 | 0 | 0 | N/A (5) | ME | 015 | ME | CONV
|  | No Resource (3) | 47060 | HANNAFORD FOOD-01535PV120NM | 0.12 | 0.12 | 0 | 0 | N/A (5) | MA | 027 | WMA | MEC
|  | No Resource (3) | 47061 | WHITTIER FARMS-01590PV114NM | 0.114 | 0.114 | 0 | 0 | N/A (5) | MA | 027 | CMA/NEMA | MEC
|  | No Resource (3) | 47062 | EASTERN BANK-01901PV100NM | 0.1 | 0.1 | 0 | 0 | N/A (5) | MA | 009 | BOSTON | MEC
|  | No Resource (3) | 47063 | SWISS TURN-01540PV100NM | 0.1 | 0.1 | 0 | 0 | N/A (5) | MA | 027 | WMA | MEC
|  | No Resource (3) | 47064 | 1ST CONGREGATION-02176PV90NM | 0.09 | 0.09 | 0 | 0 | N/A (5) | MA | 017 | BOSTON | MEC
|  | No Resource (3) | 47065 | 210 UPHAM (PV) | 0.072 | 0.072 | 0 | 0 | N/A (5) | MA | 027 | WMA | FGE
|  | No Resource (3) | 47066 | S.D. WARREN SACCARAPPA HYDRO | 1.35 | 1.35 | 0 | 0 | N/A (5) | ME | 005 | SME | FPLP-I
|  | No Resource (3) | 47092 | 3 VENUS WAY-02703PV750NM | 0.75 | 0.75 | 0 | 0 | N/A (5) | MA | 005 | RI | MEC
|  | No Resource (3) | 47093 | SWANSEA MALL-02777PV499NM | 0.499 | 0.499 | 0 | 0 | N/A (5) | MA | 005 | RI | MEC
|  | No Resource (3) | 47094 | MACY'S SAUGUS-01906PV278NM | 0.278 | 0.278 | 0 | 0 | N/A (5) | MA | 009 | BOSTON | MEC
|  | No Resource (3) | 47095 | MILFORD IND PLAZA-01757PV170NM | 0.17 | 0.17 | 0 | 0 | N/A (5) | MA | 027 | RI | MEC
|  | No Resource (3) | 47096 | JENIKE AND JO-01879PV150NM | 0.15 | 0.15 | 0 | 0 | N/A (5) | MA | 017 | CMA/NEMA | MEC
|  | No Resource (3) | 47097 | PREFERRED FREEZER-02322PV990NM | 0.99 | 0.99 | 0 | 0 | N/A (5) | MA | 021 | SEMA | MEC
|  | No Resource (3) | 47126 | CITY OF QUINCY-02171PV132NM | 0.132 | 0.132 | 0 | 0 | N/A (5) | MA | 021 | SEMA | MEC
|  | No Resource (3) | 47127 | CITY OF QUINCY-02169PV144NM | 0.144 | 0.144 | 0 | 0 | N/A (5) | MA | 021 | SEMA | MEC
|  | No Resource (3) | 47128 | CITY OF QUINCY-02170PV195NM | 0.195 | 0.195 | 0 | 0 | N/A (5) | MA | 021 | SEMA | MEC
|  | No Resource (3) | 47129 | CITY OF QUINCY-02169PV129NM | 0.129 | 0.129 | 0 | 0 | N/A (5) | MA | 021 | SEMA | MEC
|  | No Resource (3) | 47210 | LEICESTER ONE-01524PV4883NM | 4.883 | 4.883 | 0 | 0 | N/A (5) | MA | 027 | WMA | MEC
|  | No Resource (3) | 47211 | SYNCARPHA-01453PV2000NM | 2 | 2 | 0 | 0 | N/A (5) | MA | 027 | CMA/NEMA | MEC
|  | No Resource (3) | 47263 | WARILA-01523PV150NM | 0.15 | 0.15 | 0 | 0 | N/A (5) | MA | 027 | CMA/NEMA | MEC
|  | No Resource (3) | 47264 | MERRIMACK REALITY-01830PV100NM | 0.1 | 0.1 | 0 | 0 | N/A (5) | MA | 009 | BOSTON | MEC
|  | No Resource (3) | 47265 | LMP FRANKLIN-02038PV490NM | 0.49 | 0.49 | 0 | 0 | N/A (5) | MA | 021 | RI | MEC
|  | No Resource (3) | 47266 | EAST COASTWELDING-01950PV100NM | 0.1 | 0.1 | 0 | 0 | N/A (5) | MA | 009 | BOSTON | MEC
|  | No Resource (3) | 47267 | BLACKMARBLEMOTOR-02151PV241NM | 0.241 | 0.241 | 0 | 0 | N/A (5) | MA | 025 | BOSTON | MEC
|  | No Resource (3) | 47281 | SWANSEA MALL-02777PV260QF | 0.26 | 0.26 | 0 | 0 | N/A (5) | MA | 005 | RI | MEC
|  | No Resource (3) | 47282 | CITY OF QUINCY-02171PV225NM | 0.225 | 0.225 | 0 | 0 | N/A (5) | MA | 021 | SEMA | MEC
|  | No Resource (3) | 47283 | NATIONAL MARKER-02896PV186NM | 0.186 | 0.186 | 0 | 0 | N/A (5) | RI | 007 | RI | NEC
|  | No Resource (3) | 47284 | LARRY LUNDIN-02333PV180NM | 0.18 | 0.18 | 0 | 0 | N/A (5) | MA | 023 | SEMA | MEC
|  | No Resource (3) | 47285 | LARSON TOOL-02703PV131NM | 0.131 | 0.131 | 0 | 0 | N/A (5) | MA | 005 | RI | MEC
|  | No Resource (3) | 47311 | PETERBOROUGH WWTF PV | 0.75 | 0.75 | 0 | 0 | N/A (5) | NH | 011 | NH | PSNH
|  | No Resource (3) | 47312 | SKATE 3-01879PV491NM | 0.491 | 0.491 | 0 | 0 | N/A (5) | MA | 017 | CMA/NEMA | MEC
|  | No Resource (3) | 47313 | MACYS MARLBORO-01752PV371NM | 0.371 | 0.371 | 0 | 0 | N/A (5) | MA | 017 | CMA/NEMA | MEC
|  | No Resource (3) | 47364 | HA MA SOLAR-01222PV999NM | 0.999 | 0.999 | 0 | 0 | N/A (5) | MA | 003 | WMA | MEC
|  | No Resource (3) | 47365 | WILLIAMS COLLEGE-01267PV414NM | 0.414 | 0.414 | 0 | 0 | N/A (5) | MA | 003 | WMA | MEC
|  | No Resource (3) | 47379 | GARDNER WALMART-01440PV278NM | 0.278 | 0.278 | 0 | 0 | N/A (5) | MA | 027 | CMA/NEMA | MEC
|  | No Resource (3) | 47391 | CHELMSFORD DPW-01824PV335NM | 0.335 | 0.335 | 0 | 0 | N/A (5) | MA | 017 | CMA/NEMA | MEC
|  | No Resource (3) | 47392 | MCCARTHY SCHOOL-01824PV300NM | 0.3 | 0.3 | 0 | 0 | N/A (5) | MA | 017 | CMA/NEMA | MEC
|  | No Resource (3) | 47393 | HARRINGTON SCHOOL-01824PV295NM | 0.295 | 0.295 | 0 | 0 | N/A (5) | MA | 017 | CMA/NEMA | MEC
|  | No Resource (3) | 47397 | NM-ALNASCO | 0.3 | 0.3 | 0 | 0 | N/A (5) | MA | 003 | WMA | NSTAR
|  | No Resource (3) | 47398 | NM-BGREEN ENERGY | 0.3 | 0.3 | 0 | 0 | N/A (5) | MA | 015 | WMA | NSTAR
|  | No Resource (3) | 47399 | NM-BWC ORIGINATION | 0.833 | 0.833 | 0 | 0 | N/A (5) | MA | 015 | WMA | NSTAR
|  | No Resource (3) | 47400 | NM-CENTER FOR ECOLOGICAL TECH | 0.142 | 0.142 | 0 | 0 | N/A (5) | MA | 013 | WMA | NSTAR
|  | No Resource (3) | 47401 | NM-C F FARMS | 0.175 | 0.175 | 0 | 0 | N/A (5) | MA | 015 | WMA | NSTAR
|  | No Resource (3) | 47402 | NM-CLARKS COVAIR PARTS | 0.082 | 0.082 | 0 | 0 | N/A (5) | MA | 011 | WMA | NSTAR
|  | No Resource (3) | 47403 | NM-COWLS BUILDING SUPPLY | 0.1 | 0.1 | 0 | 0 | N/A (5) | MA | 015 | WMA | NSTAR
|  | No Resource (3) | 47404 | NM-FRANKLIN REGIONAL | 0.1 | 0.1 | 0 | 0 | N/A (5) | MA | 011 | WMA | NSTAR
|  | No Resource (3) | 47405 | NM-FW WEBB | 0.266 | 0.266 | 0 | 0 | N/A (5) | MA | 013 | WMA | NSTAR
|  | No Resource (3) | 47406 | NM-GUIDO QUALITY FOODS | 0.168 | 0.168 | 0 | 0 | N/A (5) | MA | 003 | WMA | NSTAR
|  | No Resource (3) | 47407 | NM-LYNN EDWARDS | 0.095 | 0.095 | 0 | 0 | N/A (5) | MA | 015 | WMA | NSTAR
|  | No Resource (3) | 47408 | NM-LYON AVIATION | 0.1 | 0.1 | 0 | 0 | N/A (5) | MA | 003 | WMA | NSTAR
|  | No Resource (3) | 47409 | NM-PITTSFIELD RYE | 0.499 | 0.499 | 0 | 0 | N/A (5) | MA | 003 | WMA | NSTAR
|  | No Resource (3) | 47410 | CHELMSFORD HIGH-01824PV225NM | 0.225 | 0.225 | 0 | 0 | N/A (5) | MA | 017 | CMA/NEMA | MEC
|  | No Resource (3) | 47411 | PARKER SCHOOL-01824PV225NM | 0.225 | 0.225 | 0 | 0 | N/A (5) | MA | 017 | CMA/NEMA | MEC
|  | No Resource (3) | 47412 | BYAM SCHOOL-01824-PV225NM | 0.225 | 0.225 | 0 | 0 | N/A (5) | MA | 017 | CMA/NEMA | MEC
|  | No Resource (3) | 47413 | SOUTH ROW SCHOOL-01824PV150NM | 0.15 | 0.15 | 0 | 0 | N/A (5) | MA | 017 | CMA/NEMA | MEC
|  | No Resource (3) | 47414 | WESTLAND SCHOOL-01824PV100NM | 0.1 | 0.1 | 0 | 0 | N/A (5) | MA | 017 | CMA/NEMA | MEC
|  | No Resource (3) | 47415 | CENTER SCHOOL-01824PV75NM | 0.75 | 0.75 | 0 | 0 | N/A (5) | MA | 017 | CMA/NEMA | MEC
|  | No Resource (3) | 47420 | NM-TOWN OF LONGMEADOW | 3.34 | 3.34 | 0 | 0 | N/A (5) | MA | 013 | WMA | NSTAR
|  | No Resource (3) | 47421 | NM-TOWN OF ASHFIELD | 2.5 | 2.5 | 0 | 0 | N/A (5) | MA | 015 | WMA | NSTAR
|  | No Resource (3) | 47422 | NM-UMASS AMHERST | 2 | 2 | 0 | 0 | N/A (5) | MA | 011 | WMA | NSTAR
|  | No Resource (3) | 47423 | BRISTOLCOMMCOLL-02720PV2000NM | 2 | 2 | 0 | 0 | N/A (5) | MA | 005 | SEMA | MEC
|  | No Resource (3) | 47443 | HA MA SOLAR-01036PV3500NM | 3.5 | 3.5 | 0 | 0 | N/A (5) | MA | 013 | WMA | MEC
|  | No Resource (3) | 47444 | SUN EDISON ORIG3-02769PV3334NM | 3.334 | 3.334 | 0 | 0 | N/A (5) | MA | 005 | RI | MEC
|  | No Resource (3) | 47445 | NORTH ADAMS-01247PV2250NM | 2.25 | 2.25 | 0 | 0 | N/A (5) | MA | 003 | WMA | MEC
|  | No Resource (3) | 47447 | BWC 5 MILE RIVER-01031PV1890NM | 1.89 | 1.89 | 0 | 0 | N/A (5) | MA | 027 | WMA | MEC
|  | No Resource (3) | 47448 | BWC 5 MILE RIVER-01031PV1000NM | 1 | 1 | 0 | 0 | N/A (5) | MA | 027 | WMA | MEC
|  | No Resource (3) | 47455 | BROCKTON WALMART-02301PV252QF | 0.252 | 0.252 | 0 | 0 | N/A (5) | MA | 023 | SEMA | MEC
|  | No Resource (3) | 47477 | TOWN OF WAREHAM 2155 | 4.75 | 4.75 | 0 | 0 | N/A (5) | MA | 023 | SEMA | NSTAR
|  | No Resource (3) | 47484 | TOWN OF DARTMOUTH 1924 | 2.75 | 2.75 | 0 | 0 | N/A (5) | MA | 005 | SEMA | NSTAR
|  | No Resource (3) | 47485 | TOWN OF DARTMOUTH 1925 | 4 | 4 | 0 | 0 | N/A (5) | MA | 005 | SEMA | NSTAR
|  | No Resource (3) | 47486 | PLAINVILLE GAMING-02762PV615QF | 0.615 | 0.615 | 0 | 0 | N/A (5) | MA | 021 | RI | MEC
|  | No Resource (3) | 47504 | CVEC EDGARTOWN - 1886 | 1.083 | 1.083 | 0 | 0 | N/A (5) | MA | 007 | SEMA | NSTAR
|  | No Resource (3) | 47505 | CVEC EDGARTOWN - 1887 | 1.083 | 1.083 | 0 | 0 | N/A (5) | MA | 007 | SEMA | NSTAR
|  | No Resource (3) | 47506 | CVEC HARWICH - 1913 | 4 | 4 | 0 | 0 | N/A (5) | MA | 001 | SEMA | NSTAR
|  | No Resource (3) | 47530 | SEEKONK WALMART-02771PV230QF | 0.23 | 0.23 | 0 | 0 | N/A (5) | MA | 005 | RI | MEC
|  | No Resource (3) | 47559 | HANNAFORD LUN PV | 0.17 | 0.17 | 0 | 0 | N/A (5) | MA | 027 | WMA | FGE
|  | No Resource (3) | 47699 | H&V-01472ST3519QF | 3.519 | 3.519 | 0 | 0 | N/A (5) | MA | 017 | CMA/NEMA | MEC
|  | No Resource (3) | 47703 | WEST ST NOMINEE-01747PV490NM | 0.49 | 0.49 | 0 | 0 | N/A (5) | MA | 027 | RI | MEC
|  | No Resource (3) | 47704 | ERVING PAPER-01344ST3519QF | 2.583 | 3.519 | 0 | 0 | N/A (5) | MA | 011 | WMA | MEC
|  | No Resource (3) | 47731 | 245 RIVER STREET PLACE LLC | 0.4 | 0.4 | 0 | 0 | N/A (5) | MA | 027 | WMA | FGE
|  | No Resource (3) | 47749 | UI RCP BGPT PV | 2.2 | 2.2 | 0 | 0 | N/A (5) | CT | 001 | SWCT | UI
|  | No Resource (3) | 47752 | AMPERSAND BROOKLYN DAM HYDRO | 0.6 | 0.6 | 0 | 0 | N/A (5) | NH | 007 | NH | PSNH
|  | No Resource (3) | 47836 | QUABBIN WIRE-01082PV70NM | 0.07 | 0.07 | 0 | 0 | N/A (5) | MA | 015 | WMA | MEC
|  | No Resource (3) | 47837 | QUABBIN WIRE-01082PV224NM | 0.224 | 0.224 | 0 | 0 | N/A (5) | MA | 015 | WMA | MEC
|  | No Resource (3) | 47838 | GOODING FAMILY-02302PV250NM | 0.25 | 0.25 | 0 | 0 | N/A (5) | MA | 023 | SEMA | MEC
|  | No Resource (3) | 47926 | NM AMHERST DEVELOPMENT ASSOC | 0.095 | 0.095 | 0 | 0 | N/A (5) | MA | 015 | WMA | NSTAR
|  | No Resource (3) | 47927 | NM EASTHAMPTON HS | 0.083 | 0.083 | 0 | 0 | N/A (5) | MA | 015 | WMA | NSTAR
|  | No Resource (3) | 47928 | NM BIG Y LEE MA | 0.295 | 0.295 | 0 | 0 | N/A (5) | MA | 003 | WMA | NSTAR
|  | No Resource (3) | 47929 | NM BIG Y SPRINGFIELD MA | 0.5 | 0.5 | 0 | 0 | N/A (5) | MA | 013 | WMA | NSTAR
|  | No Resource (3) | 47930 | NM-HONORE LLC | 0.095 | 0.095 | 0 | 0 | N/A (5) | MA | 013 | WMA | NSTAR
|  | No Resource (3) | 47931 | NM-BETA FOG NOZZLE | 0.135 | 0.135 | 0 | 0 | N/A (5) | MA | 011 | WMA | NSTAR
|  | No Resource (3) | 47932 | NM GIRARD LIMITED | 0.08 | 0.08 | 0 | 0 | N/A (5) | MA | 013 | WMA | NSTAR
|  | No Resource (3) | 47933 | NM WALMART SPRINGFIELD MA | 0.333 | 0.333 | 0 | 0 | N/A (5) | MA | 013 | WMA | NSTAR
|  | No Resource (3) | 47934 | NM WINTON CORP | 0.11 | 0.11 | 0 | 0 | N/A (5) | MA | 013 | WMA | NSTAR
|  | No Resource (3) | 47950 | LANDOFTHESKY250-01005PVNM | 0.48 | 0.48 | 0 | 0 | N/A (5) | MA | 027 | WMA | MEC
|  | No Resource (3) | 47951 | LANDOFTHESKY251-01005PVNM | 0.48 | 0.48 | 0 | 0 | N/A (5) | MA | 027 | WMA | MEC
|  | No Resource (3) | 47952 | LANDOFTHESKY252-01005PVNM | 0.48 | 0.48 | 0 | 0 | N/A (5) | MA | 027 | WMA | MEC
|  | No Resource (3) | 47953 | LANDOFTHESKY253-01005PVNM | 0.48 | 0.48 | 0 | 0 | N/A (5) | MA | 027 | WMA | MEC
|  | No Resource (3) | 47954 | WINN SOLAR THREE-01841PV115NM | 0.115 | 0.115 | 0 | 0 | N/A (5) | MA | 009 | CMA/NEMA | MEC
|  | No Resource (3) | 47955 | BELLINGHAM PLAZA-02019PV198QF | 0.198 | 0.198 | 0 | 0 | N/A (5) | MA | 021 | RI | MEC
|  | No Resource (3) | 47956 | ANDOVER COMPANIES-01810PV494NM | 0.494 | 0.494 | 0 | 0 | N/A (5) | MA | 009 | CMA/NEMA | MEC
|  | No Resource (3) | 47959 | ZORENA-01590PV100NM | 0.1 | 0.1 | 0 | 0 | N/A (5) | MA | 027 | CMA/NEMA | MEC
|  | No Resource (3) | 47983 | JLS MAILING SVS-01876PV490NM | 0.49 | 0.49 | 0 | 0 | N/A (5) | MA | 023 | SEMA | MEC
|  | No Resource (3) | 47984 | BJ'S WHOLESALE-01532PV460NM | 0.46 | 0.46 | 0 | 0 | N/A (5) | MA | 027 | CMA/NEMA | MEC
|  | No Resource (3) | 47985 | DENNISON LUBRICANT01607PV308QF | 0.308 | 0.308 | 0 | 0 | N/A (5) | MA | 027 | CMA/NEMA | MEC
|  | No Resource (3) | 47986 | TARGET LEOMINSTER-01453PV184QF | 0.184 | 0.184 | 0 | 0 | N/A (5) | MA | 027 | WMA | MEC
|  | No Resource (3) | 47987 | LAMOUREUX FORD-01515PV100NMNM | 0.1 | 0.1 | 0 | 0 | N/A (5) | MA | 027 | WMA | MEC
|  | No Resource (3) | 47991 | SOLTERRA LLC SOLAR PROJECT | 16.53 | 16.53 | 0 | 0 | N/A (5) | MA | 027 | WMA | NRGPM
|  | No Resource (3) | 47992 | BREAKAWAY ICE-01876PV120NM | 0.12 | 0.12 | 0 | 0 | N/A (5) | MA | 017 | BOSTON | MEC
|  | No Resource (3) | 47993 | 217 EAST RD SOLAR-01220PV996NM | 0.996 | 0.996 | 0 | 0 | N/A (5) | MA | 003 | WMA | MEC
|  | No Resource (3) | 48022 | WINN SOLAR THREE-01852PV120NM | 0.12 | 0.12 | 0 | 0 | N/A (5) | MA | 017 | CMA/NEMA | MEC
|  | No Resource (3) | 48075 | STONY HILL SOLAR-01036PV499NM | 0.499 | 0.499 | 0 | 0 | N/A (5) | MA | 013 | WMA | MEC
|  | No Resource (3) | 48081 | APOLLO SOLAR-01876PV268NM | 0.268 | 0.268 | 0 | 0 | N/A (5) | MA | 017 | CMA/NEMA | MEC
|  | No Resource (3) | 48082 | HANCOCK WIND | 51 | 51 | N/A | N/A | N/A (5) | ME | 009 | BHE | HCWL
|  | No Resource (3) | 48166 | MAYBURY ASSOC-01028PV250QF | 0.25 | 0.25 | 0 | 0 | N/A (5) | MA | 013 | WMA | MEC
|  | No Resource (3) | 48167 | RANDOLP & BALDWIN-01432PV80QF | 0.08 | 0.08 | 0 | 0 | N/A (5) | MA | 017 | CMA/NEMA | MEC
|  | No Resource (3) | 48170 | SYNCARPHA PALMER-01069PV4995NM | 4.995 | 4.995 | 0 | 0 | N/A (5) | MA | 013 | WMA | MEC
|  | No Resource (3) | 48171 | HALIFAX SOLAR NG-02338PV2500NM | 2.5 | 2.5 | 0 | 0 | N/A (5) | MA | 023 | SEMA | MEC
|  | No Resource (3) | 48172 | BLUEWAVE CAPITAL-02769PV1670NM | 1.67 | 1.67 | 0 | 0 | N/A (5) | MA | 005 | RI | MEC
|  | No Resource (3) | 48177 | PARKRIDGE-01835PV92.4QF | 0.092 | 0.092 | 0 | 0 | N/A (5) | MA | 009 | BOSTON | MEC
|  | No Resource (3) | 48178 | PLAINVILLE TARGET-02762PV414QF | 0.414 | 0.414 | 0 | 0 | N/A (5) | MA | 021 | RI | MEC
|  | No Resource (3) | 48205 | GENERAL WOODWKNG2-01851PV100NM | 0.1 | 0.1 | 0 | 0 | N/A (5) | MA | 017 | CMA/NEMA | MEC
|  | No Resource (3) | 48206 | GENERAL WOODWKNG1-01851PV224NM | 0.224 | 0.224 | 0 | 0 | N/A (5) | MA | 017 | CMA/NEMA | MEC
|  | No Resource (3) | 48221 | 146 SUPPLY CTR-01527PV98NM | 0.098 | 0.098 | 0 | 0 | N/A (5) | MA | 027 | CMA/NEMA | MEC
|  | No Resource (3) | 48225 | SWANSEA TARGET-02777PV483QF | 0.483 | 0.483 | 0 | 0 | N/A (5) | MA | 005 | RI | MEC
|  | No Resource (3) | 48226 | UXBRIDGE PRO STGE-01569PV265QF | 0.265 | 0.265 | 0 | 0 | N/A (5) | MA | 027 | RI | MEC
|  | No Resource (3) | 48232 | TOWN OF WENDELL-01473PV600NM | 0.6 | 0.6 | 0 | 0 | N/A (5) | MA | 027 | WMA | MEC
|  | No Resource (3) | 48239 | CYN OIL CORP-02072PV100NM | 0.1 | 0.1 | 0 | 0 | N/A (5) | MA | 021 | SEMA | MEC
|  | No Resource (3) | 48249 | WORC BURNCOAT-01606PV252QF | 0.252 | 0.252 | 0 | 0 | N/A (5) | MA | 027 | CMA/NEMA | MEC
|  | No Resource (3) | 48250 | WORC FOREST GROVE-01605PV87QF | 0.087 | 0.087 | 0 | 0 | N/A (5) | MA | 027 | CMA/NEMA | MEC
|  | No Resource (3) | 48321 | WORC CHANDLER-01602PV100QF | 0.1 | 0.1 | 0 | 0 | N/A (5) | MA | 027 | CMA/NEMA | MEC
|  | No Resource (3) | 48400 | SOMERSET SCHOOL-02726PV240NM | 0.24 | 0.24 | 0 | 0 | N/A (5) | MA | 005 | RI | MEC
|  | No Resource (3) | 48401 | EVERSOURCE PV N2123 | 0.121 | 0.121 | 0 | 0 | N/A (5) | NH | 011 | NH | PSNH
|  | No Resource (3) | 48402 | MERCURY WIRE-01562PV224NM | 0.224 | 0.224 | 0 | 0 | N/A (5) | MA | 027 | CMA/NEMA | MEC
|  | No Resource (3) | 48403 | FACILITY MGT CORP-01747PV200NM | 0.2 | 0.2 | 0 | 0 | N/A (5) | MA | 027 | RI | MEC
|  | No Resource (3) | 48406 | HERRICKS INC-01364PV112NM | 0.112 | 0.112 | 0 | 0 | N/A (5) | MA | 011 | WMA | MEC
|  | No Resource (3) | 48407 | ENRIGHT LLC-01879PV300NM | 0.3 | 0.3 | 0 | 0 | N/A (5) | MA | 017 | CMA/NEMA | MEC
|  | No Resource (3) | 48426 | 19 POND RD LLC-01930PV200NM | 0.2 | 0.2 | 0 | 0 | N/A (5) | MA | 009 | BOSTON | MEC
|  | No Resource (3) | 48583 | HYDE TOOLS INC-01550PV263NM | 0.263 | 0.263 | 0 | 0 | N/A (5) | MA | 027 | WMA | MEC
|  | No Resource (3) | 48584 | LAND OF THE SKY1-01550PV480NM | 0.48 | 0.48 | 0 | 0 | N/A (5) | MA | 027 | WMA | MEC
|  | No Resource (3) | 48585 | LAND OF THE SKY2-01550PV480NM | 0.48 | 0.48 | 0 | 0 | N/A (5) | MA | 027 | WMA | MEC
|  | No Resource (3) | 48586 | LAND OF THE SKY3-01550PV480NM | 0.48 | 0.48 | 0 | 0 | N/A (5) | MA | 027 | WMA | MEC
|  | No Resource (3) | 48587 | LAND OF THE SKY4-01550PV480NM | 0.48 | 0.48 | 0 | 0 | N/A (5) | MA | 027 | WMA | MEC
|  | No Resource (3) | 48588 | SOLARCITY CORP-01096PV2266NM | 2.266 | 2.266 | 0 | 0 | N/A (5) | MA | 015 | WMA | MEC
|  | No Resource (3) | 48643 | DURHAM PV N3524 | 0.504 | 0.504 | 0 | 0 | N/A (5) | NH | 017 | NH | PSNH
|  | No Resource (3) | 48645 | PISGAH MOUNTAIN WIND | 9.075 | 9.075 | 0 | 0 | N/A (5) | ME | 019 | BHE | SWEB
|  | No Resource (3) | 48649 | ALPHA RHO | 0.2 | 0.2 | 0 | 0 | N/A (5) | MA | 027 | WMA | FGE
|  | No Resource (3) | 48650 | LONG SUBARU-01570PV75NM | 0.075 | 0.075 | 0 | 0 | N/A (5) | MA | 027 | CMA/NEMA | MEC
|  | No Resource (3) | 48651 | TRINITY EMS-01853PV64.8QF | 0.065 | 0.065 | 0 | 0 | N/A (5) | MA | 017 | CMA/NEMA | MEC
|  | No Resource (3) | 48659 | MILTON PV N3084 | 0.75 | 0.75 | 0 | 0 | N/A (5) | NH | 017 | NH | PSNH
|  | No Resource (3) | 48665 | IMPERIAL DELTAH-02914PV264NM | 0.264 | 0.264 | 0 | 0 | N/A (5) | RI | 007 | RI | NEC
|  | No Resource (3) | 48672 | THEDODGECO-01821PV172NM | 0.172 | 0.172 | 0 | 0 | N/A (5) | MA | 017 | CMA/NEMA | MEC
|  | No Resource (3) | 48674 | RES.RD.HOLDINGS-02136PV2500NM | 2.5 | 2.5 | 0 | 0 | N/A (5) | MA | 003 | WMA | MEC
|  | No Resource (3) | 48675 | HARBOR SOLAR LLC-02324PV989NM | 0.989 | 0.989 | 0 | 0 | N/A (5) | MA | 023 | SEMA | MEC
|  | No Resource (3) | 48676 | HARBOR SOLAR 2-02324PV1978NM | 1.978 | 1.978 | 0 | 0 | N/A (5) | MA | 023 | SEMA | MEC
|  | No Resource (3) | 48694 | MERCURY (198)-01543PV2000NM | 2 | 2 | 0 | 0 | N/A (5) | MA | 027 | WMA | MEC
|  | No Resource (3) | 48697 | MCI TELECOM-01507PV772.8QF | 0.772 | 0.772 | 0 | 0 | N/A (5) | MA | 027 | WMA | MEC
|  | No Resource (3) | 48698 | STORZ 2101B-01507PV2000NM | 2 | 2 | 0 | 0 | N/A (5) | MA | 027 | WMA | MEC
|  | No Resource (3) | 48713 | STORZ 2101A-01507PV2000NM | 2 | 2 | 0 | 0 | N/A (5) | MA | 027 | WMA | MEC
|  | No Resource (3) | 48718 | BRODIE MT RD-01237PV2000NM | 2 | 2 | 0 | 0 | N/A (5) | MA | 003 | WMA | MEC
|  | No Resource (3) | 48719 | HOUSATONIC-WARE-01092PV960NM | 0.96 | 0.96 | 0 | 0 | N/A (5) | MA | 027 | WMA | MEC
|  | No Resource (3) | 48720 | WESTBROOKFIELD-01585PV1400NM | 1.4 | 1.4 | 0 | 0 | N/A (5) | MA | 027 | WMA | MEC
|  | No Resource (3) | 48721 | HOUSATONIC SPRING-01092PV952NM | 0.952 | 0.952 | 0 | 0 | N/A (5) | MA | 027 | WMA | MEC
|  | No Resource (3) | 48722 | BURTON VILLAGE-01452PV96QF | 0.096 | 0.096 | 0 | 0 | N/A (5) | MA | 027 | CMA/NEMA | MEC
|  | No Resource (3) | 48723 | INDEPENDENCE2575-02072PV1725NM | 1.725 | 1.725 | 0 | 0 | N/A (5) | MA | 021 | SEMA | MEC
|  | No Resource (3) | 48724 | CASCO BAY ENERGY STORAGE | 16.2 | 16.2 | N/A | N/A | N/A (5) | ME | 005 | SME | FPLP-I
|  | No Resource (3) | 48741 | CECSOLAR#1050-01569PV950NM | 0.95 | 0.95 | 0 | 0 | N/A (5) | MA | 027 | RI | MEC
|  | No Resource (3) | 48742 | HOUSATONIC 1734-01236PV2100NM | 2.1 | 2.1 | 0 | 0 | N/A (5) | MA | 003 | WMA | MEC
|  | No Resource (3) | 48743 | ECASOLAR39TOZERRD-01915PV840NM | 0.84 | 0.84 | 0 | 0 | N/A (5) | MA | 009 | BOSTON | MEC
|  | No Resource (3) | 48747 | BRAUNSEXPRESS-01747PV164NM | 0.164 | 0.164 | 0 | 0 | N/A (5) | MA | 027 | RI | MEC
|  | No Resource (3) | 48748 | RANDOLPH&BALDWIN-01432PV79.2NM | 0.079 | 0.079 | 0 | 0 | N/A (5) | MA | 017 | CMA/NEMA | MEC
|  | No Resource (3) | 48749 | ARSENAULT2103-01585PV800NM | 0.8 | 0.8 | 0 | 0 | N/A (5) | MA | 027 | WMA | MEC
|  | No Resource (3) | 48750 | BLUEWAVE 8861-01540PV1500NM | 1.5 | 1.5 | 0 | 0 | N/A (5) | MA | 027 | WMA | MEC
|  | No Resource (3) | 48751 | BLUEWAVE5149-02766PV750NM | 0.75 | 0.75 | 0 | 0 | N/A (5) | MA | 005 | SEMA | MEC
|  | No Resource (3) | 48752 | BLUEWAVE 5161-02766PV750NM | 0.75 | 0.75 | 0 | 0 | N/A (5) | MA | 005 | SEMA | MEC
|  | No Resource (3) | 48753 | CEREBRAL PALSY-02072PV112QF | 0.112 | 0.112 | 0 | 0 | N/A (5) | MA | 021 | SEMA | MEC
|  | No Resource (3) | 48756 | QUINCYSCHOOLS4785-02169PV135NM | 0.135 | 0.135 | 0 | 0 | N/A (5) | MA | 021 | SEMA | MEC
|  | No Resource (3) | 48757 | SAFEHARBOROTIS-01581PV741NM | 0.741 | 0.741 | 0 | 0 | N/A (5) | MA | 027 | CMA/NEMA | MEC
|  | No Resource (3) | 48758 | CEDEV.MEETINGST-02905PV75NM | 0.075 | 0.075 | 0 | 0 | N/A (5) | RI | 007 | RI | NEC
|  | No Resource (3) | 48764 | QUINCYPALMERST-02169PV120NM | 0.12 | 0.12 | 0 | 0 | N/A (5) | MA | 021 | SEMA | MEC
|  | No Resource (3) | 48765 | QUINCYQPSOFFICE-02169PV96NM | 0.096 | 0.096 | 0 | 0 | N/A (5) | MA | 021 | SEMA | MEC
|  | No Resource (3) | 48766 | CECSOLAR#1045-01569PV728NM | 0.728 | 0.728 | 0 | 0 | N/A (5) | MA | 027 | RI | MEC
|  | No Resource (3) | 48767 | 510PVDEVNASHUARD-01463PV990NM | 0.99 | 0.99 | 0 | 0 | N/A (5) | MA | 017 | CMA/NEMA | MEC
|  | No Resource (3) | 48768 | QUINCY_BILLINGS-02171PV63NM | 0.063 | 0.063 | 0 | 0 | N/A (5) | MA | 021 | SEMA | MEC
|  | No Resource (3) | 48778 | CECSOLAR#1051-01569PV450NM | 0.45 | 0.45 | 0 | 0 | N/A (5) | MA | 027 | RI | MEC
|  | No Resource (3) | 48787 | KNIGHT FARM-02828PV70NM | 0.07 | 0.07 | 0 | 0 | N/A (5) | RI | 007 | RI | NEC
|  | No Resource (3) | 48788 | HOWLANDASS.-02865PV136NM | 0.136 | 0.136 | 0 | 0 | N/A (5) | RI | 007 | RI | NEC
|  | No Resource (3) | 48801 | BELLAENERGY5140-02715PV499NM | 0.499 | 0.499 | 0 | 0 | N/A (5) | MA | 005 | SEMA | MEC
|  | No Resource (3) | 48810 | 510PVDEV.ELLIS RD-01473PV480NM | 0.48 | 0.48 | 0 | 0 | N/A (5) | MA | 027 | WMA | MEC
|  | No Resource (3) | 48811 | ALVES238E.MAINRD-02842PV86.4NM | 0.086 | 0.086 | 0 | 0 | N/A (5) | RI | 005 | RI | NEC
|  | No Resource (3) | 48812 | PRINTGUARD-01527PV100NM | 0.1 | 0.1 | 0 | 0 | N/A (5) | MA | 027 | CMA/NEMA | MEC
|  | No Resource (3) | 48813 | WINDSORWOOD-02148PV140NM | 0.14 | 0.14 | 0 | 0 | N/A (5) | MA | 017 | BOSTON | MEC
|  | No Resource (3) | 48814 | PALMERFOUNDRY-01069PV252NM | 0.252 | 0.252 | 0 | 0 | N/A (5) | MA | 013 | WMA | MEC
|  | No Resource (3) | 48815 | NEXTSUNWALKERRD-01464PV2000NM | 2 | 2 | 0 | 0 | N/A (5) | MA | 017 | CMA/NEMA | MEC
|  | No Resource (3) | 48816 | 510PVDEVBARRE-01005PV480NM | 0.48 | 0.48 | 0 | 0 | N/A (5) | MA | 027 | WMA | MEC
|  | No Resource (3) | 48817 | TARGET#T2430-02886PV112NM | 0.112 | 0.112 | 0 | 0 | N/A (5) | RI | 003 | RI | NEC
|  | No Resource (3) | 48818 | 510PV_NBROOKFIELD-01535PV480NM | 0.48 | 0.48 | 0 | 0 | N/A (5) | MA | 027 | WMA | MEC
|  | No Resource (3) | 48819 | BLUEWAVE7629-02766PV500NM | 0.75 | 0.75 | 0 | 0 | N/A (5) | MA | 005 | SEMA | MEC
|  | No Resource (3) | 48820 | WNEWBURYMAINSTLLC-01985PV354NM | 0.354 | 0.354 | 0 | 0 | N/A (5) | MA | 009 | BOSTON | MEC
|  | No Resource (3) | 48821 | EJRREALESTATE-01752PV300NM | 0.3 | 0.3 | 0 | 0 | N/A (5) | MA | 017 | CMA/NEMA | MEC
|  | No Resource (3) | 48823 | LONG SUB.3685-01570PV140NM | 0.14 | 0.14 | 0 | 0 | N/A (5) | MA | 027 | WMA | MEC
|  | No Resource (3) | 48824 | KJA PROPERTIES-02842PV63NM | 0.063 | 0.063 | 0 | 0 | N/A (5) | RI | 005 | SEMA | NEC
|  | No Resource (3) | 48825 | MOTOMANCHESTER-02035PV255NM | 0.255 | 0.255 | 0 | 0 | N/A (5) | MA | 021 | RI | MEC
|  | No Resource (3) | 48826 | BROOKFIELDWIRECO-01585PV1414NM | 1.414 | 1.414 | 0 | 0 | N/A (5) | MA | 027 | WMA | MEC
|  | No Resource (3) | 48827 | UNIONSQUARERLTY-01453PV260NM | 0.26 | 0.26 | 0 | 0 | N/A (5) | MA | 027 | CMA/NEMA | MEC
|  | No Resource (3) | 48828 | WINNSOLARWATERST-01604PV75.6NM | 0.076 | 0.076 | 0 | 0 | N/A (5) | MA | 027 | CMA/NEMA | MEC
|  | No Resource (3) | 48840 | JPSULLIVAN-01434PV230NM | 0.23 | 0.23 | 0 | 0 | N/A (5) | MA | 017 | CMA/NEMA | MEC
|  | No Resource (3) | 48841 | EXTRASPACEMAN.INC-01862PV76NM | 0.076 | 0.076 | 0 | 0 | N/A (5) | MA | 017 | BOSTON | MEC
|  | No Resource (3) | 48847 | EXTRASPACEBROCKTON-02301PV92NM | 0.092 | 0.092 | 0 | 0 | N/A (5) | MA | 023 | SEMA | MEC
|  | No Resource (3) | 48848 | DANAWALLSUPPLY-01879PV68.4NM | 0.068 | 0.068 | 0 | 0 | N/A (5) | MA | 017 | CMA/NEMA | MEC
|  | No Resource (3) | 48849 | RUTLANDPLAZALLC-01543PV70NM | 0.07 | 0.07 | 0 | 0 | N/A (5) | MA | 027 | WMA | MEC
|  | No Resource (3) | 48850 | AIRTIGHTHOLDERS-01257PV250NM | 0.25 | 0.25 | 0 | 0 | N/A (5) | MA | 003 | WMA | MEC
|  | No Resource (3) | 48856 | JIMARYLANDTRUST-01930PV108NM | 0.108 | 0.108 | 0 | 0 | N/A (5) | MA | 009 | BOSTON | MEC
|  | No Resource (3) | 48857 | E.CALIGARI&SONS-01240PV112NM | 0.112 | 0.112 | 0 | 0 | N/A (5) | MA | 003 | WMA | MEC
|  | No Resource (3) | 48858 | 530MAINSTR.E.LLC-01510PV183NM | 0.183 | 0.183 | 0 | 0 | N/A (5) | MA | 027 | CMA/NEMA | MEC
|  | No Resource (3) | 48859 | BROOKFIELDWASTE-01506PV333NM | 0.333 | 0.333 | 0 | 0 | N/A (5) | MA | 027 | WMA | MEC
|  | No Resource (3) | 48860 | DUVAL'SPHARMACY-02382PV70NM | 0.07 | 0.07 | 0 | 0 | N/A (5) | MA | 023 | SEMA | MEC
|  | No Resource (3) | 48861 | WILLIAMSTOWNYOUTH-01267PV80NM | 0.08 | 0.08 | 0 | 0 | N/A (5) | MA | 003 | WMA | MEC
|  | No Resource (3) | 48862 | R.E.DEV.WILBRAHAM-01095PV750NM | 0.75 | 0.75 | 0 | 0 | N/A (5) | MA | 013 | WMA | MEC
|  | No Resource (3) | 48863 | WESTBOROTENNIS-01510PV486QF | 0.486 | 0.486 | 0 | 0 | N/A (5) | MA | 027 | CMA/NEMA | MEC
|  | No Resource (3) | 48872 | PLUMBERSSUPPLY-01453PV100NM | 0.1 | 0.1 | 0 | 0 | N/A (5) | MA | 027 | WMA | MEC
|  | No Resource (3) | 48874 | CLARKUNIVERSITY-01610PV140NM | 0.14 | 0.14 | 0 | 0 | N/A (5) | MA | 027 | WMA | MEC
|  | No Resource (3) | 48876 | CVEC_CHATHAM_ID1911 | 1.5 | 1.5 | 0 | 0 | N/A (5) | MA | 001 | SEMA | NSTAR
|  | No Resource (3) | 48877 | CVEC_BREWSTER_ID1912 | 1.083 | 1.083 | 0 | 0 | N/A (5) | MA | 001 | SEMA | NSTAR
|  | No Resource (3) | 48879 | WAREHAM_MA1_LLC_ID1972361 | 2 | 2 | 0 | 0 | N/A (5) | MA | 023 | SEMA | NSTAR
|  | No Resource (3) | 48880 | TOWN_OF_MASHPEE_ID2049 | 1.5 | 1.5 | 0 | 0 | N/A (5) | MA | 001 | SEMA | NSTAR
|  | No Resource (3) | 48881 | CITY_OF_NEWBEDFORD_ID1939 | 1.5 | 1.5 | 0 | 0 | N/A (5) | MA | 005 | SEMA | NSTAR
|  | No Resource (3) | 48882 | CVEC_MARSTON_MILLS_ID1965 | 1.416 | 1.416 | 0 | 0 | N/A (5) | MA | 001 | SEMA | NSTAR
|  | No Resource (3) | 48883 | TOWN_OF_DENNIS_ID1712 | 2.5 | 2.5 | 0 | 0 | N/A (5) | MA | 001 | SEMA | NSTAR
|  | No Resource (3) | 48884 | CVEC_HYANNIS_ID2181 | 4.5 | 4.5 | 0 | 0 | N/A (5) | MA | 001 | SEMA | NSTAR
|  | No Resource (3) | 48885 | UMASS_DARTMOUTH_ID1849 | 4.2 | 4.2 | 0 | 0 | N/A (5) | MA | 005 | SEMA | NSTAR
|  | No Resource (3) | 48886 | TOWN_OF_SANDWICH_ID2043 | 3.5 | 3.5 | 0 | 0 | N/A (5) | MA | 001 | SEMA | NSTAR
|  | No Resource (3) | 48887 | PLYMOUTH_PUB_SCHS_ID1895 | 2.9 | 2.9 | 0 | 0 | N/A (5) | MA | 005 | SEMA | NSTAR
|  | No Resource (3) | 48888 | TOWN_OF_DENNIS_ID2115 | 2.5 | 2.5 | 0 | 0 | N/A (5) | MA | 001 | SEMA | NSTAR
|  | No Resource (3) | 48889 | CVEC_MARSTON_MILLS_ID1964 | 2 | 2 | 0 | 0 | N/A (5) | MA | 001 | SEMA | NSTAR
|  | No Resource (3) | 48895 | COSTAPROPMGMTLLC-02724PV150NM | 0.15 | 0.15 | 0 | 0 | N/A (5) | MA | 005 | SEMA | MEC
|  | No Resource (3) | 48896 | SHAHEENBROSLLC-01913PV300NM | 0.3 | 0.3 | 0 | 0 | N/A (5) | MA | 009 | BOSTON | MEC
|  | No Resource (3) | 48913 | VALLEYST.MILL-02909PV98NM | 0.098 | 0.098 | 0 | 0 | N/A (5) | RI | 007 | RI | NEC
|  | No Resource (3) | 48914 | DRACUTHOUS.AUTH-01507PV1980NM | 1.98 | 1.98 | 0 | 0 | N/A (5) | MA | 027 | WMA | MEC
|  | No Resource (3) | 48915 | 510PVMOSSBERG-02703PV684QF | 0.684 | 0.684 | 0 | 0 | N/A (5) | MA | 005 | RI | MEC
|  | No Resource (3) | 48916 | BEVOVATIONSLLC-01453PV252NM | 0.252 | 0.252 | 0 | 0 | N/A (5) | MA | 027 | WMA | MEC
|  | No Resource (3) | 48949 | 77LEICESTERLLC-01540PV100NM | 0.1 | 0.1 | 0 | 0 | N/A (5) | MA | 027 | WMA | MEC
|  | No Resource (3) | 48955 | PATEL-REALTY-02721PV72NM | 0.072 | 0.072 | 0 | 0 | N/A (5) | MA | 005 | SEMA | MEC
|  | No Resource (3) | 48963 | BROOKSSTDEV-01606PV476NM | 0.476 | 0.476 | 0 | 0 | N/A (5) | MA | 027 | CMA/NEMA | MEC
|  | No Resource (3) | 49000 | AQUILACURTISHILL-01507PV1980NM | 1.98 | 1.98 | 0 | 0 | N/A (5) | MA | 027 | WMA | MEC
|  | No Resource (3) | 49001 | NEXAMPFACTORYST-02893PV384NM | 0.384 | 0.384 | 0 | 0 | N/A (5) | RI | 003 | RI | NEC
|  | No Resource (3) | 49002 | SOMERSETELEM.-02726PV270NM | 0.27 | 0.27 | 0 | 0 | N/A (5) | MA | 005 | SEMA | MEC
|  | No Resource (3) | 49003 | APE.VINEYARDRD-02771PV150NM | 0.15 | 0.15 | 0 | 0 | N/A (5) | MA | 005 | RI | MEC
|  | No Resource (3) | 49010 | ROCHESTER PV N3365 | 0.5 | 0.5 | 0 | 0 | N/A (5) | NH | 017 | NH | PSNH
|  | No Resource (3) | 49011 | BEDFORD PV N3787 | 0.364 | 0.364 | 0 | 0 | N/A (5) | NH | 011 | NH | PSNH
|  | No Resource (3) | 49012 | NASHUA PV N3791 | 0.364 | 0.364 | 0 | 0 | N/A (5) | NH | 011 | VT | PSNH
|  | No Resource (3) | 49013 | KEENE PV N3792 | 0.364 | 0.364 | 0 | 0 | N/A (5) | NH | 005 | VT | PSNH
|  | No Resource (3) | 49014 | GREENLAND PV N3788 | 0.364 | 0.364 | 0 | 0 | N/A (5) | NH | 015 | NH | PSNH
|  | No Resource (3) | 49017 | AMERICANATHLETIC-01082PV75NM | 0.075 | 0.075 | 0 | 0 | N/A (5) | MA | 015 | WMA | MEC
|  | No Resource (3) | 49031 | C.H.YATESRUBBER-02720PV972NM | 0.972 | 0.972 | 0 | 0 | N/A (5) | MA | 005 | SEMA | MEC
|  | No Resource (3) | 49063 | TOWN_OF_MEDWAY_ID1972386 | 4.5 | 4.5 | 0 | 0 | N/A (5) | MA | 023 | SEMA | NSTAR
|  | No Resource (3) | 49064 | TOWN_OF_WESTON_ID2055868 | 1.795 | 1.795 | 0 | 0 | N/A (5) | MA | 017 | BOSTON | NSTAR
|  | No Resource (3) | 49065 | DOVER PV N3015 | 0.267 | 0.267 | 0 | 0 | N/A (5) | NH | 017 | NH | PSNH
|  | No Resource (3) | 49070 | TOWN_OF_NEEDHAM_ID1989732 | 3.12 | 3.12 | 0 | 0 | N/A (5) | MA | 021 | BOSTON | NSTAR
|  | No Resource (3) | 49071 | CVEC_INC_VINEYARDHAVEN_ID1923 | 1.083 | 1.083 | 0 | 0 | N/A (5) | MA | 007 | SEMA | NSTAR
|  | No Resource (3) | 49073 | CES_TIHONET_SOLAR_ID2350 | 1 | 1 | 0 | 0 | N/A (5) | MA | 023 | SEMA | NSTAR
|  | No Resource (3) | 49074 | WAREHAM_FIRE_DISTRICT_ID2128 | 0.583 | 0.583 | 0 | 0 | N/A (5) | MA | 023 | SEMA | NSTAR
|  | No Resource (3) | 49075 | TOPEKA_SOLAR1_ID2191 | 1 | 1 | 0 | 0 | N/A (5) | MA | 005 | SEMA | NSTAR
|  | No Resource (3) | 49076 | MASSDOT_ID1977739 | 0.5 | 0.5 | 0 | 0 | N/A (5) | MA | 023 | SEMA | NSTAR
|  | No Resource (3) | 49077 | IGS_SOLARLLC_ID2094068 | 0.3 | 0.3 | 0 | 0 | N/A (5) | MA | 001 | SEMA | NSTAR
|  | No Resource (3) | 49078 | BWC_ORIGIN_FAIRHAVEN_ID1964211 | 0.75 | 0.75 | 0 | 0 | N/A (5) | MA | 005 | SEMA | NSTAR
|  | No Resource (3) | 49081 | TOWN_OF_DUXBURY_ID2143 | 0.5 | 0.5 | 0 | 0 | N/A (5) | MA | 023 | SEMA | NSTAR
|  | No Resource (3) | 49082 | GLC_ACUSHNET_ID1819 | 1 | 1 | 0 | 0 | N/A (5) | MA | 023 | SEMA | NSTAR
|  | No Resource (3) | 49083 | TOWN_OF_CHILMARK_ID1981127 | 0.173 | 0.173 | 0 | 0 | N/A (5) | MA | 007 | SEMA | NSTAR
|  | No Resource (3) | 49084 | CVEC_INC_WESTTISBURY_ID2189 | 0.6 | 0.6 | 0 | 0 | N/A (5) | MA | 007 | SEMA | NSTAR
|  | No Resource (3) | 49085 | MARGUERITE_SMALL_SCHOOL_ID2168 | 0.75 | 0.75 | 0 | 0 | N/A (5) | MA | 001 | SEMA | NSTAR
|  | No Resource (3) | 49086 | BRALEY_ROAD_SOLAR4_ID1896 | 1 | 1 | 0 | 0 | N/A (5) | MA | 005 | SEMA | NSTAR
|  | No Resource (3) | 49087 | SIPPICAN_COMM_SOLAR_ID2029145 | 0.783 | 0.783 | 0 | 0 | N/A (5) | MA | 023 | SEMA | NSTAR
|  | No Resource (3) | 49088 | CVEC_INC_ORLEANS_ID2217 | 0.5 | 0.5 | 0 | 0 | N/A (5) | MA | 001 | SEMA | NSTAR
|  | No Resource (3) | 49089 | CANAM (PV) | 0.084 | 0.084 | 0 | 0 | N/A (5) | MA | 027 | WMA | FGE
|  | No Resource (3) | 49093 | S&E (PV) | 0.239 | 0.239 | 0 | 0 | N/A (5) | MA | 027 | WMA | FGE
|  | No Resource (3) | 49094 | FRIENDS_ACADEMY_ID2326 | 0.134 | 0.134 | 0 | 0 | N/A (5) | MA | 005 | SEMA | NSTAR
|  | No Resource (3) | 49095 | DY_HIGH_SCHOOL_ID2173 | 0.5 | 0.5 | 0 | 0 | N/A (5) | MA | 001 | SEMA | NSTAR
|  | No Resource (3) | 49096 | MCCARTHY_PROPERTIES_ID2077939 | 0.2 | 0.2 | 0 | 0 | N/A (5) | MA | 023 | SEMA | NSTAR
|  | No Resource (3) | 49097 | 815_MAIN_ST_SOLARLLC_ID2077567 | 0.13 | 0.13 | 0 | 0 | N/A (5) | MA | 023 | SEMA | NSTAR
|  | No Resource (3) | 49197 | SHREDKING-02343PV180NM | 0.18 | 0.18 | 0 | 0 | N/A (5) | MA | 021 | SEMA | MEC
|  | No Resource (3) | 49198 | HOLYNAMESCHOOL-02720PV144NM | 0.144 | 0.144 | 0 | 0 | N/A (5) | MA | 005 | SEMA | MEC
|  | No Resource (3) | 49202 | WORC.ROOSEVELT-01604PV100NM | 0.1 | 0.1 | 0 | 0 | N/A (5) | MA | 027 | CMA/NEMA | MEC
|  | No Resource (3) | 49203 | WORC.BELMONTST-01605PV200NM | 0.2 | 0.2 | 0 | 0 | N/A (5) | MA | 027 | CMA/NEMA | MEC
|  | No Resource (3) | 49213 | JUDSONHOUSE-01830PV82NM | 0.082 | 0.082 | 0 | 0 | N/A (5) | MA | 009 | BOSTON | MEC
|  | No Resource (3) | 49214 | APE.1788GARHWY-02777PV476NM | 0.476 | 0.476 | 0 | 0 | N/A (5) | MA | 005 | RI | MEC
|  | No Resource (3) | 49215 | REINGOLD SCHOOL (PV) | 0.195 | 0.195 | 0 | 0 | N/A (5) | MA | 027 | WMA | FGE
|  | No Resource (3) | 49216 | MISCOHILLELEM-01756PV386NM | 0.386 | 0.386 | 0 | 0 | N/A (5) | MA | 027 | RI | MEC
|  | No Resource (3) | 49217 | NOHOARTSTRUST-01060PV176NM | 0.176 | 0.176 | 0 | 0 | N/A (5) | MA | 015 | WMA | MEC
|  | No Resource (3) | 49222 | NEXAMP-LOGEE-02895PV153RE | 0.153 | 0.153 | 0 | 0 | N/A (5) | RI | 007 | RI | NEC
|  | No Resource (3) | 49240 | QUINCYCODDINGTON-02169PV183NM | 0.183 | 0.183 | 0 | 0 | N/A (5) | MA | 021 | SEMA | MEC
|  | No Resource (3) | 49242 | WORCESTERNORTHHS-01604PV101NM | 0.101 | 0.101 | 0 | 0 | N/A (5) | MA | 027 | CMA/NEMA | MEC
|  | No Resource (3) | 49244 | 510PVDEVGRAFTON-01519PV672QF | 0.672 | 0.672 | 0 | 0 | N/A (5) | MA | 027 | CMA/NEMA | MEC
|  | No Resource (3) | 49245 | 510PVDEVAYER-01432PV996QF | 0.996 | 0.996 | 0 | 0 | N/A (5) | MA | 017 | CMA/NEMA | MEC
|  | No Resource (3) | 49247 | 510PVDEVABINGTON-02351PV996QF | 0.996 | 0.996 | 0 | 0 | N/A (5) | MA | 023 | SEMA | MEC
|  | No Resource (3) | 49248 | GE.TINKHAMRD-01095PV496NM | 0.496 | 0.496 | 0 | 0 | N/A (5) | MA | 013 | WMA | MEC
|  | No Resource (3) | 49249 | SHAFIIREALESTATE-01028PV468NM | 0.468 | 0.468 | 0 | 0 | N/A (5) | MA | 013 | WMA | MEC
|  | No Resource (3) | 49250 | ORANGEINNOVATION-01364PV80NM | 0.08 | 0.08 | 0 | 0 | N/A (5) | MA | 011 | WMA | MEC
|  | No Resource (3) | 49251 | SUTTONSOLARLLC-01590PV1950NM | 1.95 | 1.95 | 0 | 0 | N/A (5) | MA | 027 | RI | MEC
|  | No Resource (3) | 49252 | BUXTONRDSOLARLLC-01569PV1000NM | 1 | 1 | 0 | 0 | N/A (5) | MA | 027 | RI | MEC
|  | No Resource (3) | 49253 | VIRGINIOSARDINIA-01757PV236QF | 0.236 | 0.236 | 0 | 0 | N/A (5) | MA | 027 | RI | MEC
|  | No Resource (3) | 49255 | CONWELLSEMINARY-01982PV187QF | 0.187 | 0.187 | 0 | 0 | N/A (5) | MA | 009 | BOSTON | MEC
|  | No Resource (3) | 49260 | USFLUIDS-01028PV110QF | 0.11 | 0.11 | 0 | 0 | N/A (5) | MA | 013 | WMA | MEC
|  | No Resource (3) | 49276 | ROCKY'SELONGMEADOW-01028PV86QF | 0.086 | 0.086 | 0 | 0 | N/A (5) | MA | 013 | WMA | MEC
|  | No Resource (3) | 49277 | KEARSARGE188EAST-01033PV450NM | 0.45 | 0.45 | 0 | 0 | N/A (5) | MA | 015 | WMA | MEC
|  | No Resource (3) | 49278 | KEARSARGE190EAST-01033PV450NM | 0.45 | 0.45 | 0 | 0 | N/A (5) | MA | 015 | WMA | MEC
|  | No Resource (3) | 49279 | PEGASUSSOLAR-01752PV300NM | 0.3 | 0.3 | 0 | 0 | N/A (5) | MA | 017 | CMA/NEMA | MEC
|  | No Resource (3) | 49280 | KEARSARGE229REAST-01033PV450NM | 0.45 | 0.45 | 0 | 0 | N/A (5) | MA | 015 | WMA | MEC
|  | No Resource (3) | 49282 | KEARSARGE914WEST-01056PV450NM | 0.45 | 0.45 | 0 | 0 | N/A (5) | MA | 013 | WMA | MEC
|  | No Resource (3) | 49283 | KEARSARGE220REAST-01033PV450NM | 0.45 | 0.45 | 0 | 0 | N/A (5) | MA | 015 | WMA | MEC
|  | No Resource (3) | 49288 | BLUEWAVEWEBSTER-01570PV1380NM | 1.38 | 1.38 | 0 | 0 | N/A (5) | MA | 027 | WMA | MEC
|  | No Resource (3) | 49289 | FUREYROOFINGCO-02888PV29NM | 0.029 | 0.029 | 0 | 0 | N/A (5) | RI | 003 | RI | NEC
|  | No Resource (3) | 49290 | CRISSEYFARMS-01230PV113NM | 0.113 | 0.113 | 0 | 0 | N/A (5) | MA | 003 | WMA | MEC
|  | No Resource (3) | 49291 | NANTUCKETICE-02554PV284NM | 0.284 | 0.284 | 0 | 0 | N/A (5) | MA | 019 | SEMA | MEC
|  | No Resource (3) | 49292 | NATCOPRODUCTS-02893PV375NM | 0.375 | 0.375 | 0 | 0 | N/A (5) | RI | 003 | RI | NEC
|  | No Resource (3) | 49306 | SAFEHARBORSOLAR-01581PV886NM | 0.886 | 0.886 | 0 | 0 | N/A (5) | MA | 027 | CMA/NEMA | MEC
|  | No Resource (3) | 49324 | PITTSFIELD SOLAR | 9.9 | 9.9 | N/A | N/A | N/A (5) | ME | 025 | ME | CIAN
|  | No Resource (3) | 49327 | NANTUCKETPAVERS-02771PV240NM | 0.24 | 0.24 | 0 | 0 | N/A (5) | MA | 005 | RI | MEC
|  | No Resource (3) | 49328 | MILLREALTYTRUST-02370PV86QF | 0.086 | 0.086 | 0 | 0 | N/A (5) | MA | 023 | SEMA | MEC
|  | No Resource (3) | 49331 | SHALOMHOUSING-02886WT100NM | 0.1 | 0.1 | 0 | 0 | N/A (5) | RI | 003 | RI | NEC
|  | No Resource (3) | 49335 | WESTBOROWWTP-01581PV660NM | 0.66 | 0.66 | 0 | 0 | N/A (5) | MA | 027 | CMA/NEMA | MEC
|  | No Resource (3) | 49354 | SEAVIEWINNLLC-02842PV180NM | 0.18 | 0.18 | 0 | 0 | N/A (5) | RI | 005 | SEMA | NEC
|  | No Resource (3) | 49359 | MILFORDGERIATRIC-01757PV225QF | 0.225 | 0.225 | 0 | 0 | N/A (5) | MA | 027 | RI | MEC
|  | No Resource (3) | 49360 | TYNGS.LANDFILL#2-01879PV900NM | 0.9 | 0.9 | 0 | 0 | N/A (5) | MA | 017 | CMA/NEMA | MEC
|  | No Resource (3) | 49361 | CROMWELLVENTURES-02907PV69NM | 0.069 | 0.069 | 0 | 0 | N/A (5) | RI | 007 | RI | NEC
|  | No Resource (3) | 49366 | RUTLANDSOLAR-01543PV990NM | 0.99 | 0.99 | 0 | 0 | N/A (5) | MA | 027 | WMA | MEC
|  | No Resource (3) | 49369 | PLYMOUTHREALTY-02333PV143NM | 0.143 | 0.143 | 0 | 0 | N/A (5) | MA | 023 | SEMA | MEC
|  | No Resource (3) | 49371 | ECASOLARAFF.INT.-01453PV2800QF | 2.8 | 2.8 | 0 | 0 | N/A (5) | MA | 027 | CMA/NEMA | MEC
|  | No Resource (3) | 49374 | BLUEWAVE CAPITAL-01069PV3800NM | 3.8 | 3.8 | 0 | 0 | N/A (5) | MA | 013 | WMA | MEC
|  | No Resource (3) | 49376 | SYNC.STILLRIVER-01740PV1980NM | 1.98 | 1.98 | 0 | 0 | N/A (5) | MA | 027 | CMA/NEMA | MEC
|  | No Resource (3) | 49383 | EASTONHS-02356PV370NM | 0.37 | 0.37 | 0 | 0 | N/A (5) | MA | 005 | SEMA | MEC
|  | No Resource (3) | 49393 | IBCCORPORATION-02375PV240QF | 0.24 | 0.24 | 0 | 0 | N/A (5) | MA | 005 | SEMA | MEC
|  | No Resource (3) | 49394 | STRAFELLOINC-02322PV266NM | 0.266 | 0.266 | 0 | 0 | N/A (5) | MA | 021 | SEMA | MEC
|  | No Resource (3) | 49396 | ELITEENVELOPE-02368PV105NM | 0.105 | 0.105 | 0 | 0 | N/A (5) | MA | 021 | SEMA | MEC
|  | No Resource (3) | 49397 | NEXTSUNSHIRLEY-01464PV920NM | 0.92 | 0.92 | 0 | 0 | N/A (5) | MA | 017 | CMA/NEMA | MEC
|  | No Resource (3) | 49398 | MADBURY PV N5466 | 0.222 | 0.222 | 0 | 0 | N/A (5) | NH | 017 | NH | PSNH
|  | No Resource (3) | 49399 | PORTSMOUTH PV N5465A | 0.108 | 0.108 | 0 | 0 | N/A (5) | NH | 015 | NH | PSNH
|  | No Resource (3) | 49400 | PORTSMOUTH PV N5465 | 0.144 | 0.144 | 0 | 0 | N/A (5) | NH | 015 | NH | PSNH
|  | No Resource (3) | 49401 | ROCHESTER PV N5486 | 0.2 | 0.2 | 0 | 0 | N/A (5) | NH | 017 | NH | PSNH
|  | No Resource (3) | 49402 | NASHUA PV N5606 | 0.833 | 0.833 | 0 | 0 | N/A (5) | NH | 011 | VT | PSNH
|  | No Resource (3) | 49404 | PKPROPERTIES-02914PV120NM | 0.12 | 0.12 | 0 | 0 | N/A (5) | RI | 007 | RI | NEC
|  | No Resource (3) | 49405 | SFP&L HYDRO | 0.189 | 0.189 | 0 | 0 | N/A (5) | NH | 017 | NH | PSNH
|  | No Resource (3) | 49408 | CAVALLO-INC.-01069PV499NM | 0.499 | 0.499 | 0 | 0 | N/A (5) | MA | 013 | WMA | MEC
|  | No Resource (3) | 49409 | GMHMIL.HOUSING-02842PV612NM | 0.612 | 0.612 | 0 | 0 | N/A (5) | RI | 005 | SEMA | NEC
|  | No Resource (3) | 49411 | NBC COV WIND | 4.5 | 4.5 | 0 | 0 | N/A (5) | RI | 003 | RI | GRDV
|  | No Resource (3) | 49412 | W WARWICK COV WIND | 4.5 | 4.5 | 0 | 0 | N/A (5) | RI | 003 | RI | GRDV
|  | No Resource (3) | 49413 | WED COV WIND | 6 | 6 | 0 | 0 | N/A (5) | RI | 003 | RI | GRDV
|  | No Resource (3) | 49414 | LUCY'SHEARTH-02842PV29NM | 0.029 | 0.029 | 0 | 0 | N/A (5) | RI | 005 | SEMA | NEC
|  | No Resource (3) | 49427 | ANWELT APTS PV | 0.185 | 0.185 | 0 | 0 | N/A (5) | MA | 027 | WMA | FGE
|  | No Resource (3) | 49428 | REM.PUBLICATION-01028PV73QF | 0.073 | 0.073 | 0 | 0 | N/A (5) | MA | 013 | WMA | MEC
|  | No Resource (3) | 49429 | HORIZONBEVERAGE-02766PV952NM | 0.952 | 0.952 | 0 | 0 | N/A (5) | MA | 005 | RI | MEC
|  | No Resource (3) | 49430 | HOWE LUMBER CO-01515PV76NM | 0.076 | 0.076 | 0 | 0 | N/A (5) | MA | 027 | WMA | MEC
|  | No Resource (3) | 49431 | STONYHILLSOLAR-01036PV499NM | 0.499 | 0.499 | 0 | 0 | N/A (5) | MA | 013 | WMA | MEC
|  | No Resource (3) | 49435 | SYNC.BONDSVILLE-01069PV4400NM | 4.4 | 4.4 | 0 | 0 | N/A (5) | MA | 013 | WMA | MEC
|  | No Resource (3) | 49511 | KEARSARGENORWELL-02061PV419NM | 0.419 | 0.419 | 0 | 0 | N/A (5) | MA | 023 | RI | MEC
|  | No Resource (3) | 49512 | SCHNEIDERELECF-01801PV143QF | 0.143 | 0.143 | 0 | 0 | N/A (5) | MA | 017 | CMA/NEMA | MEC
|  | No Resource (3) | 49513 | SCHNEIDERELECA&B-01810PV161QF | 0.161 | 0.161 | 0 | 0 | N/A (5) | MA | 017 | CMA/NEMA | MEC
|  | No Resource (3) | 49588 | 510PVDEVHARDWICK-01037PV480NM | 0.48 | 0.48 | 0 | 0 | N/A (5) | MA | 027 | WMA | MEC
|  | No Resource (3) | 49636 | 510PVHARDWICK#2-01037PV480NM | 0.48 | 0.48 | 0 | 0 | N/A (5) | MA | 027 | WMA | MEC
|  | No Resource (3) | 49637 | EQUITYINDUSTRIAL-02301PV998NM | 0.998 | 0.998 | 0 | 0 | N/A (5) | MA | 023 | SEMA | MEC
|  | No Resource (3) | 49638 | GSEGENEVAFURN.-02322PV446NM | 0.446 | 0.446 | 0 | 0 | N/A (5) | MA | 021 | SEMA | MEC
|  | No Resource (3) | 49641 | KEARSARGESATHOL-01331PV455NM | 0.455 | 0.455 | 0 | 0 | N/A (5) | MA | 027 | WMA | MEC
|  | No Resource (3) | 49668 | IRONHORSESOLAR-01862PV2850NM | 2.85 | 2.85 | 0 | 0 | N/A (5) | MA | 017 | CMA/NEMA | MEC
|  | No Resource (3) | 49669 | OUTLANDRENEWABLE-01562PV3000NM | 3 | 3 | 0 | 0 | N/A (5) | MA | 027 | WMA | MEC
|  | No Resource (3) | 49670 | UNIVERSALFOREST-01007PV144QF | 0.144 | 0.144 | 0 | 0 | N/A (5) | MA | 015 | WMA | MEC
|  | No Resource (3) | 49672 | NEWBRAINTREESOLAR-01531PV499NM | 0.499 | 0.499 | 0 | 0 | N/A (5) | MA | 027 | WMA | MEC
|  | No Resource (3) | 49687 | OSGOODSOLAR-01854PV4770NM | 4.77 | 4.77 | 0 | 0 | N/A (5) | MA | 009 | BOSTON | MEC
|  | No Resource (3) | 49688 | HORIZONMUSIC-01453PV360NM | 0.36 | 0.36 | 0 | 0 | N/A (5) | MA | 027 | WMA | MEC
|  | No Resource (3) | 49689 | PELHAMAVEREALTY-01844PV120QF | 0.12 | 0.12 | 0 | 0 | N/A (5) | MA | 009 | BOSTON | MEC
|  | No Resource (3) | 49695 | 225 INDUSTRIAL RD SOLAR | 0.488 | 0.488 | 0 | 0 | N/A (5) | MA | 027 | WMA | FGE
|  | No Resource (3) | 49762 | NORTONDEV.INC-02766PV1000NM | 1 | 1 | 0 | 0 | N/A (5) | MA | 005 | RI | MEC
|  | No Resource (3) | 49763 | E.L.HARVEY&SONS-01581PV850NM | 0.85 | 0.85 | 0 | 0 | N/A (5) | MA | 027 | CMA/NEMA | MEC
|  | No Resource (3) | 49767 | 510PVDEVWARREN-01083PV990NM | 0.99 | 0.99 | 0 | 0 | N/A (5) | MA | 027 | CMA/NEMA | MEC
|  | No Resource (3) | 49768 | AQUIDNECKCUSTOM-02809PV28NM | 0.028 | 0.028 | 0 | 0 | N/A (5) | RI | 001 | RI | NEC
|  | No Resource (3) | 49769 | 123FELTONLLC-01752PV396NM | 0.396 | 0.396 | 0 | 0 | N/A (5) | MA | 017 | CMA/NEMA | MEC
|  | No Resource (3) | 49770 | NEISOLARLLCUPTON-01568PV300NM | 0.3 | 0.3 | 0 | 0 | N/A (5) | MA | 027 | RI | MEC
|  | No Resource (3) | 49771 | BAYNESELECTRIC-02301PV112NM | 0.112 | 0.112 | 0 | 0 | N/A (5) | MA | 023 | SEMA | MEC
|  | No Resource (3) | 49787 | CLOVERLEAF21FDBVD-02723PV120NM | 0.12 | 0.12 | 0 | 0 | N/A (5) | MA | 005 | SEMA | MEC
|  | No Resource (3) | 49788 | 510PV232GARDNERRD-01452PV960NM | 0.96 | 0.96 | 0 | 0 | N/A (5) | MA | 027 | WMA | MEC
|  | No Resource (3) | 49792 | CLOVERLEAF1FDBLVD-02723PV216NM | 0.216 | 0.216 | 0 | 0 | N/A (5) | MA | 005 | SEMA | MEC
|  | No Resource (3) | 49793 | 510PV240GARDNERRD-01452PV960NM | 0.96 | 0.96 | 0 | 0 | N/A (5) | MA | 027 | ME | MEC
|  | No Resource (3) | 49863 | STERGISALUMINUM-02703PV250QF | 0.25 | 0.25 | 0 | 0 | N/A (5) | MA | 005 | RI | MEC
|  | No Resource (3) | 49867 | GIDEONLLC-02189PV428NM | 0.428 | 0.428 | 0 | 0 | N/A (5) | MA | 021 | SEMA | MEC
|  | No Resource (3) | 49877 | FITCHBURG MIDDLE SCH (PV) | 0.262 | 0.262 | 0 | 0 | N/A (5) | MA | 027 | WMA | FGE
|  | No Resource (3) | 49878 | LUNENBURG HIGH SCHOOL (PV) | 0.288 | 0.288 | 0 | 0 | N/A (5) | MA | 027 | WMA | FGE
|  | No Resource (3) | 49894 | SULLIVANPAPER-01028PV560NM | 0.56 | 0.56 | 0 | 0 | N/A (5) | MA | 013 | WMA | MEC
|  | No Resource (3) | 49895 | SHIRLEYLANDFILL-01464PV1000NM | 1 | 1 | 0 | 0 | N/A (5) | MA | 017 | CMA/NEMA | MEC
|  | No Resource (3) | 49930 | FINEEDGETOOL-02703PV72QF | 0.072 | 0.072 | 0 | 0 | N/A (5) | MA | 005 | RI | MEC
|  | No Resource (3) | 49931 | KEARSARGEBELL.-02019PV3108NM | 3.108 | 3.108 | 0 | 0 | N/A (5) | MA | 021 | RI | MEC
|  | No Resource (3) | 49934 | CECSOLAR#1062-01364PV792NM | 0.792 | 0.792 | 0 | 0 | N/A (5) | MA | 011 | WMA | MEC
|  | No Resource (3) | 49935 | 510PVDEVNEWBURY-01951PV1992NM | 1.992 | 1.992 | 0 | 0 | N/A (5) | MA | 009 | BOSTON | MEC
|  | No Resource (3) | 49943 | BATTLESREALTYLLC-02301PV480NM | 0.48 | 0.48 | 0 | 0 | N/A (5) | MA | 023 | SEMA | MEC
|  | No Resource (3) | 49951 | IRONHORSE4LLC-01862PV4999NM | 4.999 | 4.999 | 0 | 0 | N/A (5) | MA | 017 | CMA/NEMA | MEC
|  | No Resource (3) | 50001 | SHEACONCRETE-01913PV80QF | 0.08 | 0.08 | 0 | 0 | N/A (5) | MA | 009 | BOSTON | MEC
|  | No Resource (3) | 50002 | CURRYHARDWARE-02339PV84QF | 0.084 | 0.084 | 0 | 0 | N/A (5) | MA | 023 | SEMA | MEC
|  | No Resource (3) | 50021 | TARGETSTORE#T1496-01581PV138NM | 0.138 | 0.138 | 0 | 0 | N/A (5) | MA | 027 | CMA/NEMA | MEC
|  | No Resource (3) | 50022 | TARGETSTORES#1516-01752PV366NM | 0.366 | 0.366 | 0 | 0 | N/A (5) | MA | 017 | CMA/NEMA | MEC
|  | No Resource (3) | 50024 | HORNERMILLWORK-02726PV1143NM | 1.143 | 1.143 | 0 | 0 | N/A (5) | MA | 005 | RI | MEC
|  | No Resource (3) | 50028 | MALDENCATHOLIC-02148PV432NM | 0.432 | 0.432 | 0 | 0 | N/A (5) | MA | 017 | BOSTON | MEC
|  | No Resource (3) | 50038 | BJSDISTCENTER800-01569PV1000NM | 1 | 1 | 0 | 0 | N/A (5) | MA | 027 | RI | MEC
|  | No Resource (3) | 50048 | UNICORRPACKAGING-01752PV480QF | 0.48 | 0.48 | 0 | 0 | N/A (5) | MA | 017 | CMA/NEMA | MEC
|  | No Resource (3) | 50052 | CECSOLAR#1052-01032PV852NM | 0.852 | 0.852 | 0 | 0 | N/A (5) | MA | 015 | WMA | MEC
|  | No Resource (3) | 50057 | ORBITENERGY-02919PV3200DG | 3.2 | 3.2 | 0 | 0 | N/A (5) | RI | 007 | RI | NEC
|  | No Resource (3) | 50058 | CECSOLAR#1058-01096PV990NM | 0.99 | 0.99 | 0 | 0 | N/A (5) | MA | 015 | WMA | MEC
|  | No Resource (3) | 50059 | CECSOLAR#1084-01569PV990NM | 0.99 | 0.99 | 0 | 0 | N/A (5) | MA | 027 | RI | MEC
|  | No Resource (3) | 50060 | QUALITYDRIVELLC-02865PV1116NM | 1.116 | 1.116 | 0 | 0 | N/A (5) | RI | 007 | RI | NEC
|  | No Resource (3) | 50072 | LAMPLIGHTERINC-02837PV216RE | 0.216 | 0.216 | 0 | 0 | N/A (5) | RI | 005 | SEMA | NEC
|  | No Resource (3) | 50073 | BRISTOLBUFFETLLC-02809PV46NM | 0.046 | 0.046 | 0 | 0 | N/A (5) | RI | 001 | RI | NEC
|  | No Resource (3) | 50077 | NRGDIGHTONLLC-02715PV3130NM | 3.13 | 3.13 | 0 | 0 | N/A (5) | MA | 005 | SEMA | MEC
|  | No Resource (3) | 50078 | EMBRACELOANS#25-02842PV133NM | 0.133 | 0.133 | 0 | 0 | N/A (5) | RI | 005 | SEMA | NEC
|  | No Resource (3) | 50087 | RGCMILLWESTBLDG36-01845PV108QF | 0.108 | 0.108 | 0 | 0 | N/A (5) | MA | 009 | BOSTON | MEC
|  | No Resource (3) | 50088 | RICANNONBLDG-02904PV40NM | 0.04 | 0.04 | 0 | 0 | N/A (5) | RI | 007 | RI | NEC
|  | No Resource (3) | 50089 | NM HUNTER PLACE APT | 0.072 | 0.072 | 0 | 0 | N/A (5) | MA | 013 | WMA | NSTAR
|  | No Resource (3) | 50091 | VHWBROOKFIELDLLC-01082PV4008NM | 4.008 | 4.008 | 0 | 0 | N/A (5) | MA | 015 | WMA | MEC
|  | No Resource (3) | 50092 | NM WILLISTON SCHOOL RINK | 0.098 | 0.098 | 0 | 0 | N/A (5) | MA | 015 | WMA | NSTAR
|  | No Resource (3) | 50093 | NM WILLISTON SCHOOL ATHLETIC | 0.12 | 0.12 | 0 | 0 | N/A (5) | MA | 015 | WMA | NSTAR
|  | No Resource (3) | 50094 | NM BIG Y FOODS SOUTHWICK | 1.316 | 1.316 | 0 | 0 | N/A (5) | MA | 013 | WMA | NSTAR
|  | No Resource (3) | 50095 | NM TRUSS ENGINEERING INC | 0.18 | 0.18 | 0 | 0 | N/A (5) | MA | 013 | WMA | NSTAR
|  | No Resource (3) | 50096 | NM DEVIN FARMS INC | 0.084 | 0.084 | 0 | 0 | N/A (5) | MA | 015 | WMA | NSTAR
|  | No Resource (3) | 50097 | NEXAMPPALMER-01069PV2550NM | 2.55 | 2.55 | 0 | 0 | N/A (5) | MA | 013 | WMA | MEC
|  | No Resource (3) | 50098 | AMERICANSAWMFG-01028PV1500NM | 1.5 | 1.5 | 0 | 0 | N/A (5) | MA | 013 | WMA | MEC
|  | No Resource (3) | 50099 | NM WATROBA MARKETS INC | 0.087 | 0.087 | 0 | 0 | N/A (5) | MA | 015 | WMA | NSTAR
|  | No Resource (3) | 50100 | FOXBOROLANDFILL-02035PV1200NM | 1.2 | 1.2 | 0 | 0 | N/A (5) | MA | 021 | RI | MEC
|  | No Resource (3) | 50101 | NM RICK AUTO BODY | 0.152 | 0.152 | 0 | 0 | N/A (5) | MA | 013 | WMA | NSTAR
|  | No Resource (3) | 50102 | NM OCTOBER COMPANY | 0.18 | 0.18 | 0 | 0 | N/A (5) | MA | 015 | WMA | NSTAR
|  | No Resource (3) | 50103 | NM J KOKOSKI MAPLELINE FARM | 0.151 | 0.151 | 0 | 0 | N/A (5) | MA | 015 | WMA | NSTAR
|  | No Resource (3) | 50105 | NM SUNDERLAND SCHOOL | 0.242 | 0.242 | 0 | 0 | N/A (5) | MA | 011 | WMA | NSTAR
|  | No Resource (3) | 50106 | SALISBURYHOUSING-01830PV4968NM | 4.968 | 4.968 | 0 | 0 | N/A (5) | MA | 009 | BOSTON | MEC
|  | No Resource (3) | 50107 | CECSOLAR#1059-01331PV990NM | 0.99 | 0.99 | 0 | 0 | N/A (5) | MA | 027 | WMA | MEC
|  | No Resource (3) | 50108 | CECSOLAR#1081-01247PV990NM | 0.99 | 0.99 | 0 | 0 | N/A (5) | MA | 003 | WMA | MEC
|  | No Resource (3) | 50109 | ALTUSPOWER-01007PV999NM | 0.999 | 0.999 | 0 | 0 | N/A (5) | MA | 015 | WMA | MEC
|  | No Resource (3) | 50111 | CECSolar#1079-01247PV990NM | 0.99 | 0.99 | 0 | 0 | N/A (5) | MA | 003 | WMA | MEC
|  | No Resource (3) | 50112 | CECSolar#1080-01247PV990NM | 0.99 | 0.99 | 0 | 0 | N/A (5) | MA | 003 | WMA | MEC
|  | No Resource (3) | 50113 | WEBSTERHOUSING-01519PV2700NM | 2.7 | 2.7 | 0 | 0 | N/A (5) | MA | 027 | CMA/NEMA | MEC
|  | No Resource (3) | 50117 | BARTLETTSFARM-02554PV396NM | 0.396 | 0.396 | 0 | 0 | N/A (5) | MA | 019 | SEMA | MEC
|  | No Resource (3) | 50118 | EAGLEHILLSCHOOL-01037PV180NM | 0.18 | 0.18 | 0 | 0 | N/A (5) | MA | 027 | WMA | MEC
|  | No Resource (3) | 50119 | BWCBASSRIVERLLC-02790PV2000NM | 2 | 2 | 0 | 0 | N/A (5) | MA | 005 | SEMA | MEC
|  | No Resource (3) | 50120 | MWRAFISHHATCHERY-01082PV65QF | 0.065 | 0.065 | 0 | 0 | N/A (5) | MA | 015 | WMA | MEC
|  | No Resource (3) | 50122 | FAIRGROUNDSREALTY-01230PV499NM | 0.499 | 0.499 | 0 | 0 | N/A (5) | MA | 003 | WMA | MEC
|  | No Resource (3) | 50123 | SOMERSETBERKRSD-02726PV288NM | 0.288 | 0.288 | 0 | 0 | N/A (5) | MA | 005 | SEMA | MEC
|  | No Resource (3) | 50124 | LODESTARSOLAR-01225PV499NM | 0.499 | 0.499 | 0 | 0 | N/A (5) | MA | 003 | WMA | MEC
|  | No Resource (3) | 50127 | CLARKSBURGSOLAR-01247PV499NM | 0.499 | 0.499 | 0 | 0 | N/A (5) | MA | 003 | WMA | MEC
|  | No Resource (3) | 50128 | TIVERTONPOWER-02878PV200RE | 0.2 | 0.2 | 0 | 0 | N/A (5) | RI | 005 | SEMA | NEC
|  | No Resource (3) | 50129 | GRANITE&MARBLEINC-01507PV100QF | 0.1 | 0.1 | 0 | 0 | N/A (5) | MA | 027 | WMA | MEC
|  | No Resource (3) | 50130 | VHWBROOKFIELD#2-01082PV936NM | 0.936 | 0.936 | 0 | 0 | N/A (5) | MA | 015 | WMA | MEC
|  | No Resource (3) | 50131 | AMERESCOMENDON-01756PV1000NM | 1 | 1 | 0 | 0 | N/A (5) | MA | 027 | RI | MEC
|  | No Resource (3) | 50132 | SHIRLEYSOLAR3-01464PV936NM | 0.936 | 0.936 | 0 | 0 | N/A (5) | MA | 017 | CMA/NEMA | MEC
|  | No Resource (3) | 50133 | TUFTSUNIVERSITY-01536PV2000NM | 2 | 2 | 0 | 0 | N/A (5) | MA | 027 | CMA/NEMA | MEC
|  | No Resource (3) | 50146 | WORC.LANDFILL#1-01602PV4400NM | 4.4 | 4.4 | 0 | 0 | N/A (5) | MA | 027 | CMA/NEMA | MEC
|  | No Resource (3) | 50147 | BWC19LLCHOPEDALE-01747PV1000NM | 1 | 1 | 0 | 0 | N/A (5) | MA | 027 | RI | MEC
|  | No Resource (3) | 50148 | SHMASheffield-01257PV499NM | 0.499 | 0.499 | 0 | 0 | N/A (5) | MA | 003 | WMA | MEC
|  | No Resource (3) | 50155 | SEDTHREELLC-02375PB270NM | 0.27 | 0.27 | 0 | 0 | N/A (5) | MA | 005 | SEMA | MEC
|  | No Resource (3) | 50156 | SHMASHEFFIELD3-01257PV250NM | 0.25 | 0.25 | 0 | 0 | N/A (5) | MA | 003 | WMA | MEC
|  | No Resource (3) | 50157 | CECSOLAR#1054-01590PV960NM | 0.96 | 0.96 | 0 | 0 | N/A (5) | MA | 027 | CMA/NEMA | MEC
|  | No Resource (3) | 50169 | WESTMINSTERSOLAR-01473PV450NM | 0.45 | 0.45 | 0 | 0 | N/A (5) | MA | 027 | WMA | MEC
|  | No Resource (3) | 50182 | PLANETAID-01757PV400NM | 0.4 | 0.4 | 0 | 0 | N/A (5) | MA | 027 | RI | MEC
|  | No Resource (3) | 50183 | GREENDOTSOLARLLC-01952PV500NM | 0.5 | 0.5 | N/A | N/A | N/A (5) | MA | 009 | BOSTON | MEC
|  | No Resource (3) | 50185 | CECSOLAR#1063-02379PV1656NM | 1.656 | 1.656 | N/A | N/A | N/A (5) | MA | 023 | SEMA | MEC
|  | No Resource (3) | 50190 | FLINTRDSOLARLLC-01527PV499NM | 0.499 | 0.499 | N/A | N/A | N/A (5) | MA | 027 | CMA/NEMA | MEC
|  | No Resource (3) | 50196 | SOLTENPLAINVILLE-02762PV4890NM | 4.89 | 4.89 | 0 | 0 | N/A (5) | MA | 021 | RI | MEC
|  | No Resource (3) | 50197 | ARDENJEWELRY-02919PV108NM | 0.108 | 0.108 | N/A | N/A | N/A (5) | RI | 007 | RI | NEC
|  | No Resource (3) | 50201 | BROCKTONHOUSING-02302PV3720NM | 3.72 | 3.72 | N/A | N/A | N/A (5) | MA | 023 | SEMA | MEC
|  | No Resource (3) | 50202 | WORC.LANDFILL#2-01602PV2100NM | 2.1 | 2.1 | N/A | N/A | N/A (5) | MA | 027 | CMA/NEMA | MEC
|  | No Resource (3) | 50203 | HOLLANDCOMPANY-01247PV499NM | 0.499 | 0.499 | N/A | N/A | N/A (5) | MA | 003 | WMA | MEC
|  | No Resource (3) | 50208 | COHSOLARLLC-02025PV420NM | 0.42 | 0.42 | N/A | N/A | N/A (5) | MA | 021 | SEMA | MEC
|  | No Resource (3) | 50211 | WOODFRLLC-02721PV225NM | 0.225 | 0.225 | N/A | N/A | N/A (5) | MA | 005 | SEMA | MEC
|  | No Resource (3) | 50212 | JAMESPETERSEN-02814PV196RE | 0.196 | 0.196 | N/A | N/A | N/A (5) | RI | 007 | RI | NEC
|  | No Resource (3) | 50213 | UPTONSOLARLLC213-01568PV1000NM | 1 | 1 | N/A | N/A | N/A (5) | MA | 027 | RI | MEC
|  | No Resource (3) | 50214 | JENETMGMT360-01843PV232NM | 0.232 | 0.232 | N/A | N/A | N/A (5) | MA | 009 | CMA/NEMA | MEC
|  | No Resource (3) | 50215 | UPTONSOLARLLC#2-01568PV1000NM | 1 | 1 | N/A | N/A | N/A (5) | MA | 027 | RI | MEC
|  | No Resource (3) | 50216 | PRINCETONWORC.-01886PV323NM | 0.323 | 0.323 | N/A | N/A | N/A (5) | MA | 017 | CMA/NEMA | MEC
|  | No Resource (3) | 50219 | BANKSTHOLDINGS-02832PV400RE | 0.4 | 0.4 | N/A | N/A | N/A (5) | RI | 009 | RI | NEC
|  | No Resource (3) | 50223 | COV.SCHOOL-SOLECT-02816PV100NM | 0.1 | 0.1 | N/A | N/A | N/A (5) | RI | 003 | RI | NEC
|  | No Resource (3) | 50229 | FARLEYRDSOLAR-01571PV1000NM | 1 | 1 | N/A | N/A | N/A (5) | MA | 027 | WMA | MEC
|  | No Resource (3) | 50230 | EMBRACELOANS110-02842PV133NM | 0.133 | 0.133 | N/A | N/A | N/A (5) | RI | 005 | SEMA | NEC
|  | No Resource (3) | 50231 | ATTLEBOROHOUSING-02777PV1656NM | 1.656 | 1.656 | N/A | N/A | N/A (5) | MA | 005 | RI | MEC
|  | No Resource (3) | 50232 | AAANORTHEASTLNC-02915PV150NM | 0.15 | 0.15 | N/A | N/A | N/A (5) | RI | 007 | RI | NEC
|  | No Resource (3) | 50233 | DUDLEYSOLAR#2-01571PV500NM | 0.5 | 0.5 | N/A | N/A | N/A (5) | MA | 027 | WMA | MEC
|  | No Resource (3) | 50234 | DUDLEYSOLAR#4-01571PV500NM | 0.5 | 0.5 | N/A | N/A | N/A (5) | MA | 027 | WMA | MEC
|  | No Resource (3) | 50235 | DUDLEYSOLAR#1-01571PV400NM | 0.4 | 0.4 | N/A | N/A | N/A (5) | MA | 027 | WMA | MEC
|  | No Resource (3) | 50241 | SPOFFORDRDSOLAR-01921PV750NM | 0.75 | 0.75 | N/A | N/A | N/A (5) | MA | 009 | BOSTON | MEC
|  | No Resource (3) | 50242 | DUDLEYSOLAR#3-01571PV500NM | 0.5 | 0.5 | N/A | N/A | N/A (5) | MA | 027 | SWCT | MEC
|  | No Resource (3) | 50243 | 290TOSCASOLARLLC-02072PV180NM | 0.18 | 0.18 | N/A | N/A | N/A (5) | MA | 021 | SEMA | MEC
|  | No Resource (3) | 50310 | PLEASANTDALERD-01543PV1000NM | 1 | 1 | N/A | N/A | N/A (5) | MA | 027 | WMA | MEC
|  | No Resource (3) | 50410 | PREFERREDFREEZER-02149PV1332NM | 1.327 | 1.327 | N/A | N/A | N/A (5) | MA | 017 | BOSTON | MEC
|  | No Resource (3) | 50412 | TOWNOFWENDELL-01510PV1954NM | 1.954 | 1.954 | N/A | N/A | N/A (5) | MA | 027 | CMA/NEMA | MEC
|  | No Resource (3) | 50413 | BWCFIVEMILERIVER-01832PV3000NM | 3 | 3 | N/A | N/A | N/A (5) | MA | 009 | BOSTON | MEC
|  | No Resource (3) | 50414 | TUFTSUNIVERSITY-02155PV3815QF | 3.815 | 3.815 | N/A | N/A | N/A (5) | MA | 017 | BOSTON | MEC
|  | No Resource (3) | 50415 | TOWNOFDUNSTABLE-02196PV4680NM | 4.68 | 4.68 | N/A | N/A | N/A (5) | MA | 027 | WMA | MEC
|  | No Resource (3) | 50429 | JENETMGMTLAWRENCE-01843PV122NM | 0.122 | 0.122 | N/A | N/A | N/A (5) | MA | 009 | CMA/NEMA | MEC
|  | No Resource (3) | 50430 | TOURBILLONTRAILER-02857PV196RE | 0.196 | 0.196 | N/A | N/A | N/A (5) | RI | 007 | RI | NEC
|  | No Resource (3) | 50440 | INCOMINCCHARLTON-01507PV2000NM | 2 | 2 | N/A | N/A | N/A (5) | MA | 027 | WMA | MEC
|  | No Resource (3) | 50448 | FOXBOROELMLLC-02035PV2000NM | 2 | 2 | N/A | N/A | N/A (5) | MA | 021 | RI | MEC
|  | No Resource (3) | 50449 | MASOLARHGWYLLC-01266PV500NM | 0.5 | 0.5 | N/A | N/A | N/A (5) | MA | 003 | WMA | MEC
|  | No Resource (3) | 50451 | MTSTMARY'SABBEY-02093PV133NM | 0.133 | 0.133 | N/A | N/A | N/A (5) | MA | 021 | RI | MEC
|  | No Resource (3) | 50456 | BWCSTURBRIDGE#2-01566PV1000NM | 1 | 1 | N/A | N/A | N/A (5) | MA | 027 | WMA | MEC
|  | No Resource (3) | 50457 | BWCSTURBRIDGE#1-01566PV1000NM | 1 | 1 | N/A | N/A | N/A (5) | MA | 027 | WMA | MEC
|  | No Resource (3) | 50458 | BENTLEYELEMENTARY-01970PV191QF | 0.191 | 0.191 | N/A | N/A | N/A (5) | MA | 009 | BOSTON | MEC
|  | No Resource (3) | 50459 | ZPTPHILLIPSTON-01331PV1000NM | 1 | 1 | N/A | N/A | N/A (5) | MA | 027 | WMA | MEC
|  | No Resource (3) | 50460 | MAINSAUGUSLLC-01906PV1296NM | 1.296 | 1.296 | N/A | N/A | N/A (5) | MA | 009 | BOSTON | MEC
|  | No Resource (3) | 50461 | WESTSHAFTSOLAR-01247PV996NM | 0.996 | 0.996 | N/A | N/A | N/A (5) | MA | 003 | WMA | MEC
|  | No Resource (3) | 50462 | CASSIOPEIA SOLAR | 1.848 | 1.848 | N/A | N/A | N/A (5) | MA | 017 | WMA | FGE
|  | No Resource (3) | 50525 | AYERSOLARLLCI-01432V864NM | 0.864 | 0.864 | N/A | N/A | N/A (5) | MA | 017 | CMA/NEMA | MEC
|  | No Resource (3) | 50574 | LODESTARSOLAR-01230PV1000NM | 1 | 1 | N/A | N/A | N/A (5) | MA | 003 | WMA | MEC
|  | No Resource (3) | 50577 | DUDLEYRIVERSLR2-01550PV1000NM | 1 | 1 | N/A | N/A | N/A (5) | MA | 027 | WMA | MEC
|  | No Resource (3) | 50584 | SOLARWAY (PV) | 1 | 1 | N/A | N/A | N/A (5) | MA | 027 | WMA | FGE
|  | No Resource (3) | 50590 | CLARKUNIV.CHP-01610CHP2000QF | 2 | 2 | N/A | N/A | N/A (5) | MA | 027 | WMA | MEC
|  | No Resource (3) | 50592 | SOLTENRANDOLPH-02368PV3780NM | 3.78 | 3.78 | N/A | N/A | N/A (5) | MA | 021 | SEMA | MEC
|  | No Resource (3) | 50593 | CHERRYVALLEYSLR-01524PV1000NM | 1 | 1 | N/A | N/A | N/A (5) | MA | 027 | WMA | MEC
|  | No Resource (3) | 50594 | MILLSCOFFEEROAST-02905PV37.8NM | 0.038 | 0.038 | N/A | N/A | N/A (5) | RI | 007 | RI | NEC
|  | No Resource (3) | 50595 | FAIRGROUNDSREALTY-02892PV144NM | 0.144 | 0.144 | N/A | N/A | N/A (5) | RI | 009 | RI | NEC
|  | No Resource (3) | 50598 | EPPING PV N3455 | 0.56 | 0.56 | N/A | N/A | N/A (5) | NH | 015 | NH | PSNH
|  | No Resource (3) | 50600 | CECSOLAR1096-01832PV996NM | 0.996 | 0.996 | N/A | N/A | N/A (5) | MA | 009 | BOSTON | MEC
|  | No Resource (3) | 50607 | COMMUNITY HEALTH CONN INC (PV) | 0.168 | 0.168 | N/A | N/A | N/A (5) | MA | 027 | WMA | FGE
|  | No Resource (3) | 50608 | DUDLEYRIVERSlR-01550PV1000NM | 1 | 1 | N/A | N/A | N/A (5) | MA | 027 | WMA | MEC
|  | No Resource (3) | 50609 | SOLTENEBRDGWTR-002333PV2610NM | 2.61 | 2.61 | N/A | N/A | N/A (5) | MA | 023 | SEMA | MEC
|  | No Resource (3) | 50610 | BWCWADINGRIVER-01756PV1000NM | 1 | 1 | N/A | N/A | N/A (5) | MA | 027 | RI | MEC
|  | No Resource (3) | 50613 | BWCPROVIDENCEST-01756PV1000NM | 1 | 1 | N/A | N/A | N/A (5) | MA | 027 | RI | MEC
|  | No Resource (3) | 50617 | HOUSATONICSOLAR1-01266PV2000NM | 2 | 2 | N/A | N/A | N/A (5) | MA | 003 | WMA | MEC
|  | No Resource (3) | 50618 | JHSOLARLLC-01535PV1000NM | 1 | 1 | N/A | N/A | N/A (5) | MA | 027 | WMA | MEC
|  | No Resource (3) | 50619 | LEDEAUXSOLARLLC-01535PV1000NM | 1 | 1 | N/A | N/A | N/A (5) | MA | 027 | WMA | MEC
|  | No Resource (3) | 50626 | WARWICKPOULTRY-02908PV252NM | 0.252 | 0.252 | N/A | N/A | N/A (5) | RI | 007 | RI | NEC
|  | No Resource (3) | 50627 | CLARENCEHOPKINS-02814PV196RE | 0.196 | 0.196 | N/A | N/A | N/A (5) | RI | 007 | RI | NEC
|  | No Resource (3) | 50628 | BWCTHAYERRD-01756PV1000NM | 1 | 1 | N/A | N/A | N/A (5) | MA | 027 | RI | MEC
|  | No Resource (3) | 50629 | WILLIAMSTOWN-01267PV1500NM | 1.5 | 1.5 | N/A | N/A | N/A (5) | MA | 003 | WMA | MEC
|  | No Resource (3) | 50630 | TIM'S FABRICATORS (PV) | 0.113 | 0.113 | N/A | N/A | N/A (5) | MA | 027 | WMA | FGE
|  | No Resource (3) | 50632 | CECSOLAR1098-02777PV996NM | 0.996 | 0.996 | N/A | N/A | N/A (5) | MA | 005 | RI | MEC
|  | No Resource (3) | 50633 | OLIARILLC-02324PV2499NM | 0.499 | 0.499 | N/A | N/A | N/A (5) | MA | 023 | SEMA | MEC
|  | No Resource (3) | 50634 | FUSION SOLAR CENTER | 20 | 20 | N/A | N/A | N/A (5) | CT | 11 | CT | FSCL
|  | No Resource (3) | 50635 | DUDLEYRIVERSLR3-01550PV1000NM | 1 | 1 | N/A | N/A | N/A (5) | MA | 027 | WMA | MEC
|  | No Resource (3) | 50645 | NRG_COMM_HOST_ID2137495 | 1.86 | 1.86 | N/A | N/A | N/A (5) | MA | 023 | SEMA | NSTAR
|  | No Resource (3) | 50649 | CEC_SOLAR_1114_ID2093189 | 1.692 | 1.692 | N/A | N/A | N/A (5) | MA | 005 | SEMA | NSTAR
|  | No Resource (3) | 50654 | WESTPORT_MA1-2_LLC_ID2068650 | 2.55 | 2.55 | N/A | N/A | N/A (5) | MA | 005 | SEMA | NSTAR
|  | No Resource (3) | 50655 | CEC_SOLAR_1040-1041_ID2020238 | 1.57 | 1.57 | N/A | N/A | N/A (5) | MA | 023 | SEMA | NSTAR
|  | No Resource (3) | 50659 | THE_BOG_LLC_ID2117310 | 0.48 | 0.48 | N/A | N/A | N/A (5) | MA | 023 | SEMA | NSTAR
|  | No Resource (3) | 50670 | CARVER_MA_1_LLC_ID2108025 | 2 | 2 | N/A | N/A | N/A (5) | MA | 023 | SEMA | NSTAR
|  | No Resource (3) | 50689 | OLDSTURBRIDGEVLG-01566PV1500NM | 1.5 | 1.5 | N/A | N/A | N/A (5) | MA | 027 | WMA | MEC
|  | No Resource (3) | 50690 | STMARKSSCHOOL-01722PV480NM | 0.48 | 0.48 | N/A | N/A | N/A (5) | MA | 027 | WMA | MEC
|  | No Resource (3) | 50693 | 195LIBERTYSTRLTY-02301PV259NM | 0.259 | 0.259 | N/A | N/A | N/A (5) | MA | 023 | SEMA | MEC
|  | No Resource (3) | 50695 | LENOXWILLOWCRK-01240PV606NM | 0.606 | 0.606 | N/A | N/A | N/A (5) | MA | 003 | WMA | MEC
|  | No Resource (3) | 50697 | STJOSEPHS-01507PV1000NM | 1 | 1 | N/A | N/A | N/A (5) | MA | 027 | WMA | MEC
|  | No Resource (3) | 50698 | NEWTONST2LLC-01772PV650NM | 0.65 | 0.65 | N/A | N/A | N/A (5) | MA | 027 | WMA | MEC
|  | No Resource (3) | 50699 | KAMMANFOOD-02169PV466.2QF | 0.466 | 0.466 | N/A | N/A | N/A (5) | MA | 021 | SEMA | MEC
|  | No Resource (3) | 50700 | KLEARVU-02720PV180NM | 0.18 | 0.18 | N/A | N/A | N/A (5) | MA | 005 | SEMA | MEC
|  | No Resource (3) | 50710 | ISMSOLARDIGHTON2-02715PV2000NM | 2 | 2 | N/A | N/A | N/A (5) | MA | 005 | SEMA | MEC
|  | No Resource (3) | 50711 | SOLARSKY-02920PV216RE | 0.216 | 0.216 | N/A | N/A | N/A (5) | RI | 007 | RI | NEC
|  | No Resource (3) | 50712 | SOUTHERNSKY-02920PV216RE | 0.216 | 0.216 | N/A | N/A | N/A (5) | RI | 007 | RI | NEC
|  | No Resource (3) | 50713 | ATHOLSOLAR-01331PV311NM | 0.311 | 0.311 | N/A | N/A | N/A (5) | MA | 027 | WMA | MEC
|  | No Resource (3) | 50715 | TARGET CONCORD (PV) | 0.444 | 0.444 | N/A | N/A | N/A (5) | NH | 013 | NH | UNITIL-ES
|  | No Resource (3) | 50720 | CITYNORTHAMPTON-01062PV2355NM | 2.355 | 2.355 | N/A | N/A | N/A (5) | MA | 015 | WMA | MEC
|  | No Resource (3) | 50721 | SUNEDISONGRAFTON-01519PV1000NM | 1 | 1 | N/A | N/A | N/A (5) | MA | 027 | CMA/NEMA | MEC
|  | No Resource (3) | 50722 | AIRDRAULICENG-02368PV109.3QF | 0.109 | 0.109 | N/A | N/A | N/A (5) | MA | 021 | SEMA | MEC
|  | No Resource (3) | 50723 | BWCBOXPONDCAPERD01756PV743NM | 0.743 | 0.743 | N/A | N/A | N/A (5) | MA | 027 | SEMA | MEC
|  | No Resource (3) | 50724 | 276WEYMOUTHST-02370PV166.5QF | 0.166 | 0.166 | N/A | N/A | N/A (5) | MA | 023 | SEMA | MEC
|  | No Resource (3) | 50729 | NIPPAWUSSOLAR-02852PV780RE | 0.78 | 0.78 | N/A | N/A | N/A (5) | RI | 009 | RI | NEC
|  | No Resource (3) | 50731 | NIPPAWUSSOLAR-02852PV930DG | 0.93 | 0.93 | N/A | N/A | N/A (5) | RI | 009 | RI | NEC
|  | No Resource (3) | 50734 | BWCBOXPOND1860-01756PV1860NM | 1.86 | 1.86 | N/A | N/A | N/A (5) | MA | 027 | RI | MEC
|  | No Resource (3) | 50735 | JADEREALTYTRUST-01463PV160QF | 0.16 | 0.16 | N/A | N/A | N/A (5) | MA | 017 | CMA/NEMA | MEC
|  | No Resource (3) | 50736 | CEDFOSTERSOLAR-02825PV1980RE | 1.98 | 1.98 | N/A | N/A | N/A (5) | RI | 007 | RI | NEC
|  | No Resource (3) | 50737 | WEBSTERSOLAR-01570PV1000NM | 1 | 1 | N/A | N/A | N/A (5) | MA | 027 | WMA | MEC
|  | No Resource (3) | 50738 | PALUMBOSOLAR-01569PV2000NM | 2 | 2 | N/A | N/A | N/A (5) | MA | 027 | RI | MEC
|  | No Resource (3) | 50742 | MCCRACKENFINANC-01821PV112QF | 0.112 | 0.112 | N/A | N/A | N/A (5) | MA | 017 | CMA/NEMA | MEC
|  | No Resource (3) | 50743 | AJAXSOLARLLC-02379PV3084NM | 3.084 | 3.084 | N/A | N/A | N/A (5) | MA | 023 | BOSTON | MEC
|  | No Resource (3) | 50744 | EASTERNSCHLSOLAR-02356PV189NM | 0.189 | 0.189 | N/A | N/A | N/A (5) | MA | 005 | SEMA | MEC
|  | No Resource (3) | 50783 | WEDSTILSONSOLAR-02898PV2000RE | 2 | 2 | N/A | N/A | N/A (5) | RI | 009 | RI | NEC
|  | No Resource (3) | 50790 | COHASSESOLARLLC-01550PV1000NM | 1 | 1 | N/A | N/A | N/A (5) | MA | 027 | WMA | MEC
|  | No Resource (3) | 50791 | TOWNOFMILFORD-01757PV168QF | 0.168 | 0.168 | N/A | N/A | N/A (5) | MA | 027 | RI | MEC
|  | No Resource (3) | 50792 | 510VBLOSSOMEAST-02720PV996QF | 0.996 | 0.996 | N/A | N/A | N/A (5) | MA | 005 | SEMA | MEC
|  | No Resource (3) | 50793 | KEARSARGEBAYSTATE-02769PV812NM | 0.812 | 0.812 | N/A | N/A | N/A (5) | MA | 005 | SEMA | MEC
|  | No Resource (3) | 50797 | 510PVBLOSSOMWEST-02720PV996QF | 0.996 | 0.996 | N/A | N/A | N/A (5) | MA | 005 | SEMA | MEC
|  | No Resource (3) | 50798 | SOLECT ENERGY (TOWNSEND) | 0.296 | 0.296 | N/A | N/A | N/A (5) | MA | 017 | WMA | FGE
|  | No Resource (3) | 50799 | STORAGEUSA741-02919PV86.4NM | 0.864 | 0.864 | N/A | N/A | N/A (5) | RI | 007 | RI | NEC
|  | No Resource (3) | 50800 | CECSOLAR1056LLC-01519PV990NM | 0.99 | 0.99 | N/A | N/A | N/A (5) | MA | 027 | CMA/NEMA | MEC
|  | No Resource (3) | 50801 | JJCARDOSI-02915PV69RE | 0.07 | 0.07 | N/A | N/A | N/A (5) | RI | 007 | RI | NEC
|  | No Resource (3) | 50802 | LODESTARSOLARHOST-01507PV499NM | 0.499 | 0.499 | N/A | N/A | N/A (5) | MA | 027 | WMA | MEC
|  | No Resource (3) | 50803 | SUNSETSOLARA-01562PV499NM | 0.499 | 0.499 | N/A | N/A | N/A (5) | MA | 027 | WMA | MEC
|  | No Resource (3) | 50804 | THURSTONSAILS-02809PV35NM | 0.035 | 0.035 | N/A | N/A | N/A (5) | RI | 001 | RI | NEC
|  | No Resource (3) | 50805 | THECOUNTRYHEN-01452PV266NM | 0.266 | 0.266 | N/A | N/A | N/A (5) | MA | 027 | WMA | MEC
|  | No Resource (3) | 50806 | SOCOREMADEV-01453PV984NM | 0.984 | 0.984 | N/A | N/A | N/A (5) | MA | 027 | WMA | MEC
|  | No Resource (3) | 50807 | BLAIREWIREVLG-01562PV1000NM | 1 | 1 | N/A | N/A | N/A (5) | MA | 027 | WMA | MEC
|  | No Resource (3) | 50808 | WORCESTERSCHOOLS-01065PV339QF | 0.339 | 0.339 | N/A | N/A | N/A (5) | MA | 027 | CMA/NEMA | MEC
|  | No Resource (3) | 50809 | LODESTARSOLAR3-01507PV499NM | 0.499 | 0.499 | N/A | N/A | N/A (5) | MA | 027 | WMA | MEC
|  | No Resource (3) | 50810 | LODESTARSOLAR2-01507PV499NM | 0.499 | 0.499 | N/A | N/A | N/A (5) | MA | 027 | WMA | MEC
|  | No Resource (3) | 50811 | PROVWATERSUPPLY-02907PV496NM | 0.496 | 0.496 | N/A | N/A | N/A (5) | RI | 007 | RI | NEC
|  | No Resource (3) | 50812 | 87TOMHARVEYRD-02891PV167NM | 0.167 | 0.167 | N/A | N/A | N/A (5) | RI | 009 | RI | NEC
|  | No Resource (3) | 50813 | EXCELMFGCO-01028PV230NM | 0.23 | 0.23 | N/A | N/A | N/A (5) | MA | 013 | WMA | MEC
|  | No Resource (3) | 50814 | ACCUROUNDS-02322PV112NM | 0.112 | 0.112 | N/A | N/A | N/A (5) | MA | 021 | SEMA | MEC
|  | No Resource (3) | 50816 | NORTONSOLAR2-02766PV495NM | 0.495 | 0.495 | N/A | N/A | N/A (5) | MA | 005 | RI | MEC
|  | No Resource (3) | 50817 | SUNSETSOLARB-01562PV499NM | 0.499 | 0.499 | N/A | N/A | N/A (5) | MA | 027 | WMA | MEC
|  | No Resource (3) | 50818 | NORTONSOLAR1-02766PV495NM | 0.495 | 0.495 | N/A | N/A | N/A (5) | MA | 005 | RI | MEC
|  | No Resource (3) | 50819 | WEDKINGSTOWNWEST-02898PV1500NM | 1.5 | 1.5 | N/A | N/A | N/A (5) | MA | 003 | RI | NEC
|  | No Resource (3) | 50820 | SECURITYREALTY-01772PV650NM | 0.65 | 0.65 | N/A | N/A | N/A (5) | MA | 027 | CMA/NEMA | MEC
|  | No Resource (3) | 50821 | WEDKINGSTOWNEAST-02898PV3000NM | 3 | 3 | N/A | N/A | N/A (5) | MA | 003 | RI | NEC
|  | No Resource (3) | 50822 | AIRXCHANGE-02370PV280NM | 0.28 | 0.28 | N/A | N/A | N/A (5) | MA | 023 | RI | MEC
|  | No Resource (3) | 50823 | TOWNOFWENDELL-01510PV1000NM | 1 | 1 | N/A | N/A | N/A (5) | MA | 027 | CMA/NEMA | MEC
|  | No Resource (3) | 50824 | TRSFOUNDRY-01852PV266.4QF | 0.266 | 0.266 | N/A | N/A | N/A (5) | MA | 017 | CMA/NEMA | MEC
|  | No Resource (3) | 50825 | ALTERNATEPWR-02147PV995NM | 0.995 | 0.995 | N/A | N/A | N/A (5) | MA | 003 | WMA | MEC
|  | No Resource (3) | 50826 | WOODCHUCKLNSOLAR-01562PV1000NM | 1 | 1 | N/A | N/A | N/A (5) | MA | 027 | WMA | MEC
|  | No Resource (3) | 50828 | STOFRIPOWERS-02908PV140NM | 0.14 | 0.14 | N/A | N/A | N/A (5) | RI | 007 | RI | NEC
|  | No Resource (3) | 50829 | ONYXDEVGRP-02359PV2400NM | 2.4 | 2.4 | N/A | N/A | N/A (5) | MA | 023 | SEMA | MEC
|  | No Resource (3) | 50830 | SAMPSONRDSOLAR-01507PV2000NM | 2 | 2 | N/A | N/A | N/A (5) | MA | 027 | WMA | MEC
|  | No Resource (3) | 50831 | TOSSOLAR2/725-01550PV480NM | 0.48 | 0.48 | N/A | N/A | N/A (5) | MA | 027 | WMA | MEC
|  | No Resource (3) | 50832 | TOSSOLAR2/726-01550PV984NM | 0.984 | 0.984 | N/A | N/A | N/A (5) | MA | 027 | WMA | MEC
|  | No Resource (3) | 50834 | GOODINGBUSSPACE-02809PV156RE | 0.156 | 0.156 | N/A | N/A | N/A (5) | RI | 001 | RI | NEC
FOOTNOTES:
-1 | The NRC & CNRC values stated in this CELT Report reflect the results of historical resource testing and, where applicable, are limited by the output value for which the resource has received approval under the ISO-NE Tariff, i.e. the output value approved under the interconnection procedures or under Section I.3.9 of the ISO New England Tariff, or predecessor provisions, such as Section 18.4 of the Restated NEPOOL Agreement. Where applicable, resources may submit additional documentation to the ISO in order to demonstrate that a given resource has been approved under the ISO Tariff review process for a higher output level.
-2 | The CNRC values are effective June 1, 2018, as of March 19, 2018. It will be the case that the CNRC will be different in later Capacity Commitment Periods for certain resources that have obtained Capacity Supply Obligations in later Capacity Commitment Periods or have a cleared retirement or permanent de-list bid in later Capacity Commitment Periods.
-3 | This is an existing Asset that has no associated Resource in the 2018-19 Capacity Commitment Period.
-4 | In accordance with Section 5.2 of Schedule 22 (Large Generator Interconnection Procedures) of Section II of the ISO Tariff or Section 1.6.4 of Schedule 23 (Small Generator Interconnection Procedures) of Section II of the ISO Tariff, as applicable, the instrument used to identify the capability of the resource is either the Interconnection Agreement (IA), the Section I.3.9 (or its predecessor provisions) Proposed Plan Approval (PPA) or the historic capability of the resource. Cleared Capacity means resources interconnected with Transmission Owner that have obtained CSO in the Forward Capacity Market.
https://www.iso-ne.com/participate/rules-procedures/tariff/oatt
-5 | The NRC values for this Resource are captured in the Customer Asset Management System (CAMS) as reported by the Lead Participant.

## 5.2 Sys Planning DR Assumpt
5.2 Summary of Demand Resource Capacity (MW) Used in System Planning Studies (1)(2)(3)
Consists of Qualified Capacity (QC) of Existing Resources + FCA Cleared Capacity of New Resources
Capacity Commitment Period
|  |  |  | 2018-19 |  | 2019-20 |  | 2020-21 |  | 2021-22
| Load Zone | Resource Type | Resource Sub Type | Summer | Winter | Summer | Winter | Summer | Winter | Summer | Winter
| CT | ACTIVE DR | REAL TIME DR / ADCR (4) | 77.319 | 75.486 | 59.896 | 58.666 | 91.897 | 91.192 | 141.787 | 141.082
|  |  | REAL-TIME EG (5) | 52.941 | 52.427 | 59.097 | 58.151 | 52.941 | 52.427
|  |  | TOTAL ACTIVE | 130.26 | 127.913 | 118.993 | 116.817 | 144.838 | 143.619 | 141.787 | 141.082
|  | PASSIVE DR | ON-PEAK | 76.632 | 58.399 | 75.453 | 56.637 | 92.015 | 65.407 | 85.41 | 66.594
|  |  | SEASONAL PEAK | 382.736 | 364.241 | 457.899 | 438.469 | 550.542 | 568.114 | 614.949 | 650.764
|  |  | TOTAL PASSIVE | 459.368 | 422.64 | 533.352 | 495.106 | 642.557 | 633.521 | 700.359 | 717.358
|  | CT DR Total |  | 589.628 | 550.553 | 652.345 | 611.923 | 787.395 | 777.14 | 842.146 | 858.44
| ME | ACTIVE DR | REAL TIME DR / ADCR (4) | 152.03 | 169.925 | 136.537 | 154.432 | 138.682 | 156.578 | 139.535 | 157.431
|  |  | REAL-TIME EG (5) | 7.482 | 5.198 | 6.402 | 4.55 | 6.402 | 4.55
|  |  | TOTAL ACTIVE | 159.512 | 175.123 | 142.939 | 158.982 | 145.084 | 161.128 | 139.535 | 157.431
|  | PASSIVE DR | ON-PEAK | 180.936 | 194.393 | 183.052 | 183.052 | 154.683 | 139.101 | 164.555 | 140.911
|  |  | SEASONAL PEAK | 0 | 0 | 0 | 0 | 0 | 0
|  |  | TOTAL PASSIVE | 180.936 | 194.393 | 183.052 | 183.052 | 154.683 | 139.101 | 164.555 | 140.911
|  | ME DR Total |  | 340.448 | 369.516 | 325.991 | 342.034 | 299.767 | 300.229 | 304.09 | 298.342
| NEMA | ACTIVE DR | REAL TIME DR / ADCR (4) | 73.529 | 72.751 | 62.097 | 62.097 | 70.899 | 70.899 | 77.523 | 77.523
|  |  | REAL-TIME EG (5) | 10.439 | 10.211 | 9.429 | 9.201 | 6.19 | 5.962
|  |  | TOTAL ACTIVE | 83.968 | 82.962 | 71.526 | 71.298 | 77.089 | 76.861 | 77.523 | 77.523
|  | PASSIVE DR | ON-PEAK | 569.011 | 544.134 | 635.798 | 594.3 | 782.988 | 754.142 | 766.648 | 735.535
|  |  | SEASONAL PEAK | 0 | 0 | 0 | 0 | 0 | 0
|  |  | TOTAL PASSIVE | 569.011 | 544.134 | 635.798 | 594.3 | 782.988 | 754.142 | 766.648 | 735.535
|  | NEMA DR Total |  | 652.979 | 627.096 | 707.324 | 665.598 | 860.077 | 831.003 | 844.171 | 813.058
| NH | ACTIVE DR | REAL TIME DR / ADCR (4) | 16.038 | 15.318 | 10.067 | 9.347 | 17.209 | 16.489 | 42.324 | 41.604
|  |  | REAL-TIME EG (5) | 14.022 | 12.045 | 13.914 | 11.937 | 12.3 | 11.937
|  |  | TOTAL ACTIVE | 30.06 | 27.363 | 23.981 | 21.284 | 29.509 | 28.426 | 42.324 | 41.604
|  | PASSIVE DR | ON-PEAK | 102.489 | 83.038 | 109.452 | 88.882 | 126.531 | 102.207 | 126.93 | 104.55
|  |  | SEASONAL PEAK | 0 | 0 | 0 | 0 | 0 | 0
|  |  | TOTAL PASSIVE | 102.489 | 83.038 | 109.452 | 88.882 | 126.531 | 102.207 | 126.93 | 104.55
|  | NH DR Total |  | 132.549 | 110.401 | 133.433 | 110.166 | 156.04 | 130.633 | 169.254 | 146.154
| RI | ACTIVE DR | REAL TIME DR / ADCR (4) | 60.362 | 56.831 | 42.214 | 38.683 | 40.024 | 36.523 | 48.469 | 44.969
|  |  | REAL-TIME EG (5) | 15.72 | 11.329 | 15.72 | 11.329 | 14.64 | 10.249
|  |  | TOTAL ACTIVE | 76.082 | 68.16 | 57.934 | 50.012 | 54.664 | 46.772 | 48.469 | 44.969
|  | PASSIVE DR | ON-PEAK | 203.67 | 197.823 | 226.85 | 217.992 | 266.873 | 268.448 | 279.712 | 281.256
|  |  | SEASONAL PEAK | 0 | 0 | 0 | 0 | 0 | 0
|  |  | TOTAL PASSIVE | 203.67 | 197.823 | 226.85 | 217.992 | 266.873 | 268.448 | 279.712 | 281.256
|  | RI DR Total |  | 279.752 | 265.983 | 284.784 | 268.004 | 321.537 | 315.22 | 328.181 | 326.225
| SEMA | ACTIVE DR | REAL TIME DR / ADCR (4) | 51.987 | 50.113 | 46.34 | 44.465 | 45.682 | 43.807 | 52.457 | 50.582
|  |  | REAL-TIME EG (5) | 12.722 | 12.722 | 12.722 | 12.722 | 12.182 | 12.182
|  |  | TOTAL ACTIVE | 64.709 | 62.835 | 59.062 | 57.187 | 57.864 | 55.989 | 52.457 | 50.582
|  | PASSIVE DR | ON-PEAK | 306.922 | 285.606 | 338.597 | 305.718 | 382.321 | 373.484 | 421.912 | 412.706
|  |  | SEASONAL PEAK | 0 | 0 | 0 | 0 | 0 | 0
|  |  | TOTAL PASSIVE | 306.922 | 285.606 | 338.597 | 305.718 | 382.321 | 373.484 | 421.912 | 412.706
|  | SEMA DR Total |  | 371.631 | 348.441 | 397.659 | 362.905 | 440.185 | 429.473 | 474.369 | 463.288
| VT | ACTIVE DR | REAL TIME DR / ADCR (4) | 31.9 | 39.833 | 31.9 | 39.833 | 34.079 | 39.685 | 52.664 | 58.27
|  |  | REAL-TIME EG (5) | 4.918 | 4.356 | 5.458 | 4.789 | 4.2 | 4.357
|  |  | TOTAL ACTIVE | 36.818 | 44.189 | 37.358 | 44.622 | 38.279 | 44.042 | 52.664 | 58.27
|  | PASSIVE DR | ON-PEAK | 126.176 | 119.195 | 120.383 | 114.067 | 97.751 | 97.672 | 119.729 | 119.355
|  |  | SEASONAL PEAK | 0 | 0 | 0 | 0 | 0 | 0
|  |  | TOTAL PASSIVE | 126.176 | 119.195 | 120.383 | 114.067 | 97.751 | 97.672 | 119.729 | 119.355
|  | VT DR Total |  | 162.994 | 163.384 | 157.741 | 158.689 | 136.03 | 141.714 | 172.393 | 177.625
| WCMA | ACTIVE DR | REAL TIME DR / ADCR (4) | 59.586 | 54.728 | 49.595 | 45.94 | 71.146 | 67.491 | 97.9 | 94.245
|  |  | REAL-TIME EG (5) | 25.098 | 24.544 | 25.53 | 24.976 | 23.694 | 23.14
|  |  | TOTAL ACTIVE | 84.684 | 79.272 | 75.125 | 70.916 | 94.84 | 90.631 | 97.9 | 94.245
|  | PASSIVE DR | ON-PEAK | 304.052 | 282.812 | 363.681 | 337.721 | 394.181 | 392.998 | 445.335 | 445.093
|  |  | SEASONAL PEAK | 52.968 | 40.916 | 49.645 | 33.939 | 45.251 | 25.964 | 39.597 | 18.003
|  |  | TOTAL PASSIVE | 357.02 | 323.728 | 413.326 | 371.66 | 439.432 | 418.962 | 484.932 | 463.096
|  | WCMA DR Total |  | 441.704 | 403 | 488.451 | 442.576 | 534.272 | 509.593 | 582.832 | 557.341
| ISO NEW | ACTIVE DR | REAL TIME DR / ADCR (4) | 522.751 | 534.985 | 438.646 | 453.463 | 509.618 | 522.664 | 652.659 | 665.706
| ENGLAND |  | REAL-TIME EG (5) | 143.342 | 132.832 | 148.272 | 137.655 | 132.549 | 124.804
| Total |  | TOTAL ACTIVE | 666.093 | 667.817 | 586.918 | 591.118 | 642.167 | 647.468 | 652.659 | 665.706
|  | PASSIVE DR | ON-PEAK | 1869.888 | 1765.4 | 2053.266 | 1898.369 | 2297.343 | 2193.459 | 2410.231 | 2306
|  |  | SEASONAL PEAK | 435.704 | 405.157 | 507.544 | 472.408 | 595.793 | 594.078 | 654.546 | 668.767
|  |  | TOTAL PASSIVE | 2305.592 | 2170.557 | 2560.81 | 2370.777 | 2893.136 | 2787.537 | 3064.777 | 2974.767
|  | ISO-NE DR Total |  | 2971.685 | 2838.374 | 3147.728 | 2961.895 | 3535.303 | 3435.005 | 3717.436 | 3640.473
FOOTNOTES:
-1 | Capacity values are based on Qualified Capacity (QC) of Existing Capacity Resources and cleared New Capacity Resources (CSO) for each Capacity Commitment Period based on the results of each FCA. (see http://www.iso-ne.com/markets-operations/markets/forward-capacity-market).
-2 | Not all types of DR are reflected in all Transmission Planning studies. The use of DR varies by the type of study, type of DR, and load level being evaluated. Most Transmission Planning studies will reflect Energy Efficiency rather than Passive DR and do not reflect Real-Time Emergency Generators (RTEG). Additional details on the DR modeled in transmission planning studies can be found in the Transmission Planning Technical Guide (https://www.iso-ne.com/static-assets/documents/2017/11/transmission_planning_technical_guide_rev2.pdf).
-3 | The DR values have been scaled up to include the 8% transmission and distribution loss adjustment.
-4 | Beginning 2018-19 Real Time DR and RTEG are reclassified as Active Demand Capacity Resource (ADCR)
-5 | This table represents the Forward Capacity Auction (FCA) results for FCA 9, 10, 11 and 12; the information contained in this table is a snap shot in time immediately following the auction. As of Capacity Commitment Period 2021-22 starting on June 1, 2021, RTEG Resources were no longer qualified to participate in the Forward Capacity Market (FCM). All RTEGs that could meet the U.S. Environmenal Protection Agency (EPA) emission requirements went through the process of being converted to ADCRs effective June 1, 2018. Although RTEGs have been converted or retired, the table is showing the historical FCA results with the RTEGs.

## 6.1 Trans Links
Section 6
Transmission Information
6.1 Links
The ISO New England Regional Transmission Project Lists are currently published three times a year, which has typically been every March, June, and October. However, these publication times are subject to change. The transmission project lists can be found at:
http://www.iso-ne.com/system-planning/system-plans-studies/rsp
The 'RSP 18 Project List - March 2018 - Final' contains the prospective ISO New England Transmission System that shall be considered part of the 2018 CELT Report.
The new and modified interconnection requests may be found at:
http://www.iso-ne.com/system-planning/transmission-planning/interconnection-request-queue

## Appendix A.1 Definitions
Appendix A.1 Definitions
Section 1 - Summaries
The summary pages of this report contain terms used to describe how the ISO-NE Reliability Coordinator area forecast is adjusted. The definitions for those terms are as follows:
Load
The ten-year forecast of the ISO New England Reliability Coordinator (RC) area energy and seasonal peak demand is based on econometric models of energy and seasonal peaks for the ISO-NE RC area and the six New England states. The peak and energy forecasts have been adjusted to include reductions from behind-the-meter photovoltaic (BTM PV) and energy efficiency (EE) resources. Forecasts of both BTM PV and EE are developed separately each year as part of the Distributed Generation Forecast Working Group (DGFWG) and Energy Efficiency Forecast Working Group stakeholder processes, respectively.
Reserves
Installed Reserves in megawatts (MW) are calculated by taking the total Capabilities (including demand resources and imports) for the ISO-NE RC area, less the Reference Load forecast for the ISO-NE RC area. The Installed Reserves as a percentage of Load are calculated by taking the total Installed Reserves and dividing them by the total Reference Load.
Capabilities
Section 1 of the CELT Report takes into account the Capacity Supply Obligations (CSO) for the Forward Capacity Market’s (FCM) 2017-18, 2018-19, 2019-20, 2020-21 and 2021-22 Capacity Commitment Periods. These include new and existing generating resources, demand resources, and imports. The CELT Capacity Based on FCM CSOs in the Section 1 totals is consistent with the most recent Forward Capacity Market CSOs. The CSOs for the 2021-22 Capacity Commitment Period are carried through the remainder of the CELT reporting period. Values represent Resource CSOs for the Capacity Commitment Period as of April 5, 2018, and take into account any adjustments to FCM CSOs that have occurred up to that point, including proration, Annual Reconfiguration Auctions, and bilaterals.
Section 2 - ISO-NE Reliability Coordinator Area Capability
ISO-NE Reliability Coordinator Area Capability Values as of January 1, 2018, and as of the 2017-18 Winter and 2018 Summer Peaks (Section 2.1)
Section 2.1 lists generating assets claimed capability. The generating asset information, including the Lead Market Participant, is listed as it existed as of April 1, 2018 in the ISO-NE Market System. The facilities may or may not be owned, managed, or operated by the Lead Market Participant.
Seasonal Claimed Capability (SCC) values are the maximum dependable load carrying ability of a generating unit or units, excluding capacity required for station service use. The rating is based on the SCC Audits conducted according to Market Rule 1, and ISO New England Manual for Registration and Performance Auditing M-RPA. For additional information, please visit ISO-NE’s website at: http://www.iso-ne.com/rules_proceds/isone_mnls/index.html.
The generator capabilities in Section 2.1 are based on SCC and not on FCM CSOs. Winter capabilities are as of January 1, 2018. In addition, the winter capabilities as of the actual winter peak for 2017-18, which occurred on January 5, 2018, and the summer capabilities for the forecast summer peak of July 1, 2018 are provided.
This section of the CELT Report was tabulated from data provided by ISO-NE Market Participants. Although every effort has been made to verify its content, ISO New England does not assume responsibility for the accuracy of the data presented.
Net of Firm Imports and Exports Outside of ISO-NE Reliability Coordinator Area (Section 2.2):
Section 2.2 is based on the Import CSOs and Administrative Export Delists as of the 2017-18 winter peak and the 2018 summer.
Section 3 - Forecast of Solar Photovoltaic (PV) Resources by State
Section 3 is a forecast of solar photovoltaic (PV) resources by state for the years 2018 through 2027. The forecast methodology and assumptions are available at: https://www.iso-ne.com/system-planning/system-forecasting/distributed-generation-forecast
Section 4 - Summary of Capacity Supply Obligations
Section 4 summarizes the Forward Capacity Market CSOs as of March 19, 2018. The Demand Resources are broken down into On-Peak Demand Resource, Real-Time Demand Response Resource/Active Demand Capacity Resources, Real-Time Emergency Generation Resource, and Seasonal Peak Demand Resource categories. Generation is broken down into Intermittent and Non-Intermittent categories.
Renewable Technology Resources
To participate in the Forward Capacity Market as a Renewable Technology Resource, a Generating Capacity Resource or an On-Peak Demand Resource (including every asset that is part of the On-Peak Demand Resource) must satisfy the following requirements: (a) receive an out-of-market revenue source supported by a state- or federally-regulated rate, charge or other regulated cost recovery mechanism; (b) qualify as a renewable or alternative energy generating resource under any New England state’s mandated (either by statute or regulation) renewable or alternative energy portfolio standards as in effect on January 1, 2014, or, in states without a standard, qualify under that state’s renewable energy goals as a renewable resource (either by statute or regulation) as in effect on January 1, 2014. The resource must qualify as a renewable or alternative energy generating resource in the state in which it is geographically located; (c) participate in a Forward Capacity Auction for a Capacity Commitment Period beginning on or after June 1, 2018 as a New Generating Capacity Resource or New Demand Resource pursuant to Section III.13.1.1, and; (d) has been designated for treatment as a Renewable Technology Resource pursuant to Section III.13.1.1.2.9.
Section 5 – Forward Capacity Market Resource Capabilities
The October 31, 2008 Forward Capacity Market (FCM)/Queue Amendments filing (FERC Docket ER09237 http://www.iso-ne.com/regulatory/ferc/filings/2008/oct/er09-237-000_10-8-31_fcm_queue.pdf ) established the Capacity Network Resource Capability (CNRC) values for each generating resource. Those CNRC values are listed in Section 5.1.
Capacity Network Resource Capability (“CNR Capability”):
The CNR Capability shall mean: (i) in the case of a Generating Facility that is a New Generating Capacity Resource pursuant to Section III.13.1 of the Tariff or an Existing Generating Capacity Resource that is increasing its capability pursuant to Section III.13.1.2.2.5 of the Tariff, the highest megawatt amount of the Capacity Supply Obligation obtained by the Generating Facility in accordance with Section III.13 of the Tariff, and, if applicable, as specified in a filing by the System Operator with the Commission in accordance with Section III.13.8.2 of the Tariff, or (ii) in the case of a Generating Facility that meets the criteria under Section 5.2.3 of this LGIP, the total megawatt amount reflected in an existing Interconnection Agreement, whether executed or filed in unexecuted form with the Commission, an application pursuant to Section I.3.9 of the Tariff (or its predecessor provision, if any), or as determined by the System Operator based on documented historic capability of the Generating Facility. The CNR Capability shall not exceed the maximum net megawatt electrical output of the Generating Facility at an ambient temperature at or above 90 degrees F for Summer and at or above 20 degrees F for Winter. Where the Generating Facility includes multiple production devices, the CNR Capability shall not exceed the aggregate maximum net megawatt electrical output of the Generating Facility at an ambient temperature at or above 90 degrees F for Summer and at or above 20 degrees F for Winter.
Network Resource Capability (“NR Capability”)
The NR Capability shall mean the maximum gross and net megawatt electrical output of the Generating Facility at an ambient temperature at or above 50 degrees F. for Summer and at or above 0 degrees F for Winter. Where the Generating Facility includes multiple energy production devices, the NR Capability shall be the aggregate maximum gross and net megawatt electrical output of the Generating Facility at an ambient temperature at or above 50 degrees F for Summer and at or above 0 degrees F for Winter. The NR Capability shall be equal to or greater than the CNR Capability.
System Planning DR Assumptions
Section 5.2 is the "Summary of Demand Resource Capacity (MW) Used in System Planning Studies". The capacity values in that table are based on Qualified Capacity (QC) of Existing Capacity Resources and FCA cleared auction results of New Capacity Resources for each Capacity Commitment Period. The need for this data by ISO-NE Transmission Planning is described in the Transmission Planning Technical guide, Appendix J, Load Modeling Guide for ISO New England Network Model: https://www.iso-ne.com/system-planning/transmission-planning/transmission-planning-guides/ (Note: Updates to App J are going through committee and should be finalized by June 2018 - specific link not yet available.)
Section 6 - Transmission
Information on the ISO New England Regional Transmission Projects is periodically published and can be found at: http://www.iso-ne.com/committees/comm_wkgrps/prtcpnts_comm/pac/projects/index.html. The project lists are currently published every March, June, and October and are referred to as the March, June, and October Regional System Plan (RSP) Update, respectively.
The 'RSP 18 Project List - March 2018 - Final' will contain the prospective ISO New England Transmission System projects that shall be considered part of the 2018 CELT Report.

## A.2 Company Abbreviations
A.2 Company Abbreviations
Sections 2 and 5 of the CELT Report include company abbreviations. Below are the abbreviations used in this report along with their corresponding name.
LP Acronym | Lead Participant
AESR | Algonquin Energy Services Inc.
APNM | American PowerNet Management, LP
AMP | Ampersand Energy Partners LLC
AELC | Athens Energy LLC
PPMI | Avangrid Renewables, LLC
BSP | Bear Swamp Power Company LLC
BBHP | Black Bear Hydro Partners, LLC
BHI | Blackstone Hydro, Inc.
BSE | Blue Sky East, LLC
BSWL | Blue Sky West, LLC
EMMT-I | Boston Energy Trading and Marketing LLC
BELD | Braintree Electric Light Department, Town of
BPE | Brayton Point Energy, LLC
BPCLP | Bridgewater Power Company, L.P.
BEMLP | Brookfield Energy Marketing, LP
FPLEMH | Brookfield White Pine Hydro LLC
BKSG | Bucksport Generation LLC
BED | Burlington Electric Department
CALP | Calpine Energy Services, LP
CMPM-I | Central Maine Power Company
CHIPM | CHI Power Marketing, Inc.
CMLP | Chicopee Municipal Lighting Plant
CMA | Christopher M. Anthony
CIAN | Cianbro Energy, LLC
CRMC | Commonwealth Resource Management Corporation
CESLLC | Competitive Energy Services, LLC
CLP | Connecticut Light and Power Company, The
CMEEC | Connecticut Municipal Electric Energy Cooperative
CEEI | Consolidated Edison Energy, Inc
CNE | Constellation NewEnergy, Inc.
CONV | Convergent Energy and Power LLC
CEM | Covanta Energy Marketing, LLC
CHA | Covanta Haverhill Associates
CPW | Covanta Projects of Wallingford, L.P.
DWBI | Deepwater Wind Block Island, LLC
HEM | Direct Energy Business Marketing, LLC
DEMI-I | Dominion Energy Generation Marketing, Inc
DEM | Dominion Energy Marketing, Inc.
DMT1 | Dynegy Marketing and Trade, LLC
EDFS | EDF Energy Services, LLC
EDFT | EDF Trading North America, LLC
EES5 | Emera Energy Services Subsidiary No. 5 LLC
EES6 | Emera Energy Services Subsidiary No. 6 LLC
EES7 | Emera Energy Services Subsidiary No. 7 LLC
BHEC-I | Emera Maine
ECLP | EmpireCo Limited Partnership
ENE | Energy New England LLC
SUEZ | Engie Energy Marketing NA, Inc
ENPM | Entergy Nuclear Power Marketing LLC
EPICO | Epico USA, Inc.
NAEA-EM | Essential Power Massachusetts, LLC
EPN | Essential Power Newington, LLC
EWP2 | Evergreen Wind Power II, LLC
EWP3 | Evergreen Wind Power III, LLC
EXGC | Exelon Generation Company, LLC
NEL1 | FirstLight Power Resources Management, LLC
FGE | Fitchburg Gas & Electric Light Company
FSCL | Fusion Solar Center, LLC
GCE | GenConn Energy LLC
MET | Genon Energy Management, LLC
GOOSE | Goose River Hydro, Inc.
GRP | Granite Reliable Power, LLC
GRRN | Gravity Renewables, Inc
GRHL | Great River Hydro, LLC
GRDV | Green Development, LLC
GMP | Green Mountain Power Corporation
HCG | Hampshire Council of Governments
HCWL | Hancock Wind, LLC
HGE | Holyoke Gas & Electric Department
HLPD | Hudson Light & Power Department
HULL | Hull Municipal Lighting Plant
IEA | Indeck Energy-Alexandria, L.L.C.
IPSC | Industrial Power Services Corp
IMLD | Ipswich Municipal Light Department
JERICHO | Jericho Power LLC
KENDALL | Kendall Green Energy LLC
KCC | Kimberly-Clark Corporation
LELWD | Littleton Electric Light & Water Department
MMLLC | Manchester Methane, LLC
MMLD | Marblehead Municipal Light Department
MS1 | Mass Solar 1, LLC
MBTA | Massachusetts Bay Transportation Authority
MEC | Massachusetts Electric Company
MMWEC | Massachusetts Municipal Wholesale Electric Company
MATEP | MATEP, LLC
MESSA | Messalonskee Stream Hydro, LLC
MMELD | Middleton Municipal Light Department
NAUH | Nautilus Hydro, LLC
NBPGC | New Brunswick Energy Marketing Corporation
NECCO | New England Confectionery Company, Inc
NEP | New England Power Company
NHEC | New Hampshire Electric Cooperative, Inc.
FPLP-I | NextEra Energy Marketing, LLC
NRGPM | NRG Power Marketing LLC
NSTAR | NSTAR Electric Company
PPH | Pawtucket Power Holding Company LLC
PHE | Pioneer Hydro Electric Co., Inc.
PRE | Plainfield Renewable Energy, LLC
PSS | Power Supply Services, LLC
PMLD | Princeton Municipal Light Department
PSEG | PSEG Energy Resources & Trade LLC
PSEG-NH | PSEG New Haven LLC
PSNH | Public Service Company of New Hampshire
PUTNAM | Putnam Hydropower, Inc.
RMLD-I | Reading Municipal Light Department
RHW | Record Hill Wind LLC
REESTR | ReEnergy Stratton LLC
RRIG | Rhode Island Engine Genco, LLC
RISE | Rhode Island State Energy Center, LP
RGC | Rocky Gorge Corporation
SENA | Shell Energy North America (US), L.P.
SELP | Shrewsbury Electric & Cable Operations
SPRING | Springfield Power, LLC
SPRUCE | Spruce Mountain Wind, LLC
SMED | Sterling Municipal Electric Light Department
STETSON | Stetson Holdings, LLC
STET2 | Stetson Wind II, LLC
IESI-I | Stored Solar J&WE, LLC
SWEB | SWEB Development USA, LLC
SRTC | Swift River Trading Company LLC
EPLU-I | Talen Energy Marketing, LLC
TMLP | Taunton Municipal Lighting Plant
TTMLP-I | Templeton Municipal Light & Water Plant
TPSC | Tenaska Power Services Co.
NEC | The Narragansett Electric Company
TCHN | TransCanada Hydro Northeast Inc
TCPM | TransCanada Power Marketing, Ltd.
TERM | Twin Eagle Resource Management, LLC
UIL | UIL Distributed Resources LLC
UNION | Union Atlantic Electricity
UI | United Illuminating Company, The
UNITIL-ES | Unitil Energy Systems, Inc.
VEC | Vermont Electric Cooperative, Inc.
VELCO | Vermont Electric Power Company, Inc.
VPPSA | Vermont Public Power Supply Authority
VTWIND | Vermont Wind LLC
VERSO | Verso Energy Services LLC
WATERBURY | Waterbury Generation LLC
WATERSIDE | Waterside Power, LLC
WMECO | Western Massachusetts Electric Company
WB | Wheelabrator Bridgeport, L.P.
WNE | Wheelabrator North Andover Inc
WMRE | WM Renewable Energy, L.L.C.

## A.3 Column Abbreviations Type
A.3 Column Abbreviations
Code | Prime Mover (Consistent with the DOE EIA-411 Instructions except where noted)
BA | Energy Storage, Battery
CC | Combined Cycle Total Unit
Includes generators defined by EIA as Combined Cycle Steam Part (CA); Combined Cycle Single Shaft
(CS - combustion turbine and steam turbine share a single generator); Combined Cycle Combustion Turbine Part (CT)
CE | Compressed Air Energy Storage
FC | Fuel Cell - Electrochemical
GT | Combustion (Gas) Turbine – Simple Cycle
(includes jet engine design)
HL | Hydraulic Turbine
HDR | Hydraulic Turbine – Conventional -- Daily -- Run of River
(includes turbines associated with delivery of water)
HDP | Hydraulic Turbine – Conventional -- Daily -- Pondage
(includes turbines associated with delivery of water)
HTO | Hydraulic Turbine - Other
(includes hydrokinetic tidal power technology)
HW | Hydraulic Turbine -- Conventional – Weekly -- Pondage
(includes turbines associated with delivery of water)
IC | Internal Combustion Engine
(diesel, piston, reciprocating)
IG | Integrated Coal Gasification Combined Cycle
OT | Other
PB | Pressurized Fluidized Bed Combustion
PS | Hydraulic Turbine – Reversible (pumped storage)
PV | Photovoltaic
ST | Steam Turbine, including nuclear, geothermal and solar steam (does not include combined cycle)
WT | Wind Turbine

## A.4 Column Abbreviations ES
A.4 Column Abbreviations
Code | Energy Source (Description of Fuel Used)
AB | Agricultural Crop Byproducts/Straw/Energy Crops
BFG | Blast Furnace Gas
BIT | Anthracite Coal and Bituminous Coal
BLQ | Black Liquor
DFO | Distillate Fuel Oil - including Diesel, No. 1, 2, and 4
JF | Jet Fuel
KER | Kerosene
LFG | Landfill Gas
LIG | Lignite Coal
MSW | Municipal Solid Waste
MWH | Electricity Used for Energy Storage
NG | Natural Gas
NUC | Nuclear Uranium, Plutonium, Thorium
OBG | Other Biomass Gas - includes digester gas, methane, and other biomass gasses
OBL | Other Biomass Liquids
OBS | Other Biomass Solids
OG | Other Gas
PC | Petroleum Coke
PG | Gaseous Propane
PUR | Purchased Steam
RFO | Residual Fuel Oil Includes: Bunker C, No. 5, and No. 6 (020, 030, 070, and 100)
SC | Coal Synfuel - Coal-based solid fuel - processed by a coal synfuel plant; and coal-based fuels such as briquettes, pellets, or extrusions, which are formed from fresh or recycled coal and binding materials
SLW | Sludge Waste
SUB | Subbituminous Coal
SUN | Solar
TDF | Tire-derived Fuels
WAT | Water at a Conventional Hydroelectric Turbine
WC | Waste/Other Coal - including anthracite culm, bituminous gob, fine coal, lignite waste, waste coal
WDL | Wood Waste Liquids excluding Black Liquor - includes red liquor, sludge wood, spent sulfite liquor, and other wood-based liquids
WDS | Wood/Wood Waste Solids - including paper pellets, railroad ties, utility poles, wood chips, bark, and wood waste solids
WND | Wind
WO | Waste/Other Oil - including Crude Oil, Liquid Butane, Liquid Propane, Oil Waste, Re-Refined Motor Oil, Sludge Oil, Tar Oil, or other petroleum-based liquid wastes

## Appendix B.1 FIPS Codes
B.1 Federal Information Processing Standard (FIPS) Codes
FIPS | County Name | FIPS | County Name (Cont'd) | FIPS | County Name (Cont'd) | FIPS | County Name (Cont'd)
Code |  | Code |  | Code |  | Code
State of Connecticut
1 | Fairfield | 5 | Litchfield | 9 | New Haven | 13 | Tolland
3 | Hartford | 7 | Middlesex | 11 | New London | 15 | Windham
State of Maine
1 | Androscoggin | 9 | Hancock | 17 | Oxford | 25 | Somerset
3 | Aroostook | 11 | Kennebec | 19 | Penobscot | 27 | Waldo
5 | Cumberland | 13 | Knox | 21 | Piscataquis | 29 | Washington
7 | Franklin | 15 | Lincoln | 23 | Sagadahoc | 31 | York
State of Massachusetts
1 | Barnstable | 9 | Essex | 17 | Middlesex | 25 | Suffolk
3 | Berkshire | 11 | Franklin | 19 | Nantucket | 27 | Worcester
5 | Bristol | 13 | Hampden | 21 | Norfolk
7 | Dukes | 15 | Hampshire | 23 | Plymouth
State of New Hampshire
1 | Belknap | 7 | Coös | 13 | Merrimack | 19 | Sullivan
3 | Carroll | 9 | Grafton | 15 | Rockingham
5 | Cheshire | 11 | Hillsborough (Hillsboro) | 17 | Strafford
State of Rhode Island
1 | Bristol | 5 | Newport | 9 | Washington
3 | Kent | 7 | Providence
State of Vermont
1 | Addison | 9 | Essex | 17 | Orange | 25 | Windham
3 | Bennington | 11 | Franklin | 19 | Orleans | 27 | Windsor
5 | Caledonia | 13 | Grand Isle | 21 | Rutland
7 | Chittenden | 15 | Lamoille | 23 | Washington

## B.2 RSP Subarea
B.2 Regional System Plan (RSP) Subarea & Load Zone Descriptions
Subarea or Control Area Designation | Region or State
BHE | Northeastern Maine
ME | Western and central Maine/Saco Valley, New Hampshire
SME | Southeastern Maine
NH | Northern, eastern, and central New Hampshire/eastern Vermont and southwestern Maine
VT | Vermont/southwestern New Hampshire
Boston | Greater Boston, including the North Shore
CMA/NEMA | Central Massachusetts/ northeastern Massachusetts
WMA | Western Massachusetts
SEMA | Southeastern Massachusetts/Newport, Rhode Island
RI | Rhode Island/bordering MA
CT | Northern and eastern Connecticut
SWCT | Southwestern Connecticut
NOR | Norwalk/Stamford, Connecticut
M, NY, and HQ | Maritimes, New York, and Hydro-Québec external Reliability Coordinator areas
Load Zone* | Region or State
CT | Connecticut
ME | Maine
NH | New Hampshire
RI | Rhode Island
VT | Vermont
NEMA | Northeastern Massachusetts
SEMA | Southeastern Massachusetts
WCMA | Western and Central Massachusetts
* The boundaries for the CT, ME, NH, RI, and VT load zones are the same as the state boundaries.