## Introduction
Revision History
|  | Date | Revision
|  | 2018-05-09 | Corrected SEMA, NEMA, WCMA summer peak forecasts of EE, BTM PV, and GROSS-PV on tabs 2A, 12, and 14
|  | 2018-05-30 | Populated confidence interval forecasts on tab 3
|  | 2018-09-04 | Corrected SEMA, NEMA, WCMA PV energy forecasts on Tab 2C
ISONE 2018 Forecast Data File
The ISO New England (ISONE) Control Area net energy for load (NEL) and peak load forecasts are summarized in the Forecast Report of Capacity, Energy, Loads and Transmission (CELT) 2018 - 2027 in PDF and Excel formats. This data file contains historical actual data through 2017, and forecasts for 2018 - 2027.
The seasonal peak load and energy forecast, as published in the CELT Report and used for calculating the Installed Capacity
Requirement (ICR), reflects the Behind-the-Meter PV forecast, but does not reflect the peak and energy savings
of the energy efficiency resources (seasonal and on peak) that have participated in the Forward Capacity Market, which are treated
as a resource, and are included with the Capacity Based on FCM Obligations in the CELT Report.
This file shows the CELT/Gross forecast, the CELT/Gross forecast minus the Behind-the-Meter PV (BTM PV), and the
Net Forecast (CELT/Gross forecast minus the BTM PV and minus energy efficiency (EE) resources).
Unless explicitly labelled "net," "net of BTM PV," or "net of BTM PV and EE" the forecast is the CELT/Gross version.
Worksheet
1 | ISONE Control Area & New England States Net Energy for Load (NEL) and Seasonal Peak Load History
Historical annual NEL and seasonal peak loads for 1991 - 2017.
2 | ISONE Control Area, States, Regional System Plan Sub-areas, and SMD Load Zones Forecasts: .
Expected weather case (50th percentile), extreme weather case (90th percentile) and compound annual growth rates, 2018 - 2027
2a | Summer Peak Load Forecast
2b | Winter Peak Load Forecast
2c | Annual Energy Forecast
3 | Energy and Seasonal Peak Load Forecast and 90% confidence Intervals for ISONE Control Area, States, and Sub-areas.
Annual NEL and seasonal peak load forecast for the expected weather case, 2018 - 2027, including the 90% Confidence Intervals.
4 | ISONE Control Area and New England States Monthly Peak Load Forecast
Monthly peak load forecast for the expected weather case, 2018 - 2027.
The monthly peak loads are the 20th percentile of the forecast distribution, and are different from the most likely seasonal peaks,
which are the 50th percentile of the forecast distribution.
For 1980 - 2017 actual loads, see the Historical Data web page.
Historical weather normalized monthly peak loads are not available.
5 | ISONE Control Area Weather Normalized History & Forecast
Annual ISONE Control Area net energy for load and summer and winter peak loads.
Weather normalized historical data from 1980 - 2017.
Forecast at expected weather, 2018 - 2027.
Weather normalized historical NEL and peaks are not available for the New England states.
6 | ISONE Control Area and States Monthly Net Energy for Load Forecast
Only annual NEL is forecast. The annual forecast is allocated to months based on five years
of historical month/annual shares.
7 | Seasonal Peak Load Forecast Distributions for the ISONE Control Area and New England States
Weather driven forecast distributions with the expected case as the 50th percentile.
8 | State Long-Run Energy Model Economic/Demographic Variables 1980-2027.
Annual variables of real personal income, real gross state product, population and the price of electricity for
New England and States, some of which are used in the long-run forecast of net energy for load.
History is shown from 1980-2017, and forecast values are shown from 2018-2028.
9 | Adjusting the State Energy Forecasts to the ISONE Energy Forecast.
The states and the ISONE control area are modeled and forecasted separately. The state forecasts
are then adjusted to sum to the ISONE forecast.
10G | 2018 CELT differences from 2017 CELT for the CELT/GROSS forecast for ISONE and the New England States.
10N | 2018 CELT differences from 2017 CELT for the CELT/Net forecasts for ISONE and the New England States.
11 | Proportion of Operating Company by Sub-Area
Percentage of ISONE Control Area operating companies and load zones portioned out to the RSP sub-areas for the Ferc 715 2018 and 2027 cases.
12 | 2018 CELT Annual Energy and Seasonal Peak Forecast
The information from Tab 2 in a tabular format.
13 | Westinghouse Capacity Model Program Load Inputs (Power Years 2018/19-2027/28)
Weekly distributions, based on the gross load forecast, are represented in the Capacity Model with three parameters:
the expected value (mean), the standard deviation, and skewness.
Distributions are determined by the ISONE Control Area load forecasting process for non-holiday weekday peak loads.
14 | Summary Tables: ISONE Control Area, States, Regional System Plan Sub-areas, and SMD Load Zones Energy and Seasonal Peak Load Forecast
First-year (2018), last-year (2027), and compound annual growth rate (CAGR) for: Gross Forecast;
Gross Forecast net of BTMPV; and Gross Forecast net of BTM PV and net of EE.
15 | 2018 CELT differences from 2017 CELT BTM PV and EE for ISONE and the New England States
******* | Due to rounding, components may not sum to the total (e.g., states may not sum to New England, etc.)
ISO New England (ISONE) Control Area Load Definitions (Peak & Energy)
Actual | The actual recorded ISONE Control Area load.
Gross | The actual ISONE Control Area load reconstituted for the load reducing actions of Behind-the-Meter PV, ISONE Operating Procedure No. 4 (OP4),
Actions in a Capacity Deficiency, and the Passive Demand Resources from the Forward Capacity Market.
Weather Normalized | The ISONE load adjusted for the deviation of weather from the normal (expected) weather conditions.
Winter | The winter beginning October of the year shown through April of the following year.
New England States
CT | Connecticut
ME | Maine
MA | Massachusetts
NH | New Hampshire
RI | Rhode Island
VT | Vermont
NE | New England

## 1 History
ISO-NE CA and States' History: Annual Energy, Coincident and Non-coincident Seasonal Peak Load and Load Factor | [7 empty] | ISO-NE CA and States' History: Annual Energy, Coincident and Non-coincident Seasonal Peak Load and Load Factor
NET: Does not include reconstitution for OP4, PV, EE | [7 empty] | GROSS: Does include reconstitution for OP4,PV, EE
NET | Net Energy for Load (GWh) | Coincident Summer Peak (MW) | Coincident Load Factor | Following Coincident Winter Peak (MW) | Non-coincident Summer Peak (MW) | Non-coincident Load Factor | Following Non-coincident Winter Peak (MW) | GROSS | Net Energy for Load (GWh) | Coincident Summer Peak (MW) | Gross Coincident Load Factor | Following Coincident Winter Peak (MW) | Non-coincident Summer Peak (MW) | Gross Non-coincident Load Factor | Following Non-coincident Winter Peak (MW)
ISO-NE | [7 empty] | ISO-NE
1991 | 108682 | 19742 | 62.8438 | 18885 | 19742 | 62.8438 | 18885 | 1991 | 108682 | 19742 | 62.8438 | 19014 | 19742 | 62.8438 | 19014
1992 | 108826 | 18707 | 66.4086 | 18853 | 18707 | 66.4086 | 18853 | 1992 | 108826 | 18707 | 66.4086 | 18853 | 18707 | 66.4086 | 18853
1993 | 110532 | 19570 | 64.4753 | 19528 | 19570 | 64.4753 | 19528 | 1993 | 110532 | 19604 | 64.3634 | 19528 | 19604 | 64.3634 | 19528
1994 | 112278 | 20519 | 62.4647 | 19204 | 20519 | 62.4647 | 19204 | 1994 | 112278 | 20743 | 61.7901 | 19204 | 20743 | 61.7901 | 19204
1995 | 112845 | 20499 | 62.8414 | 19247 | 20499 | 62.8414 | 19247 | 1995 | 112845 | 20738 | 62.1171 | 19247 | 20738 | 62.1171 | 19247
1996 | 114653 | 19507 | 67.0951 | 18480 | 19507 | 67.0951 | 18480 | 1996 | 114653 | 19507 | 67.0951 | 18480 | 19507 | 67.0951 | 18480
1997 | 115579 | 20569 | 64.1448 | 18610 | 20569 | 64.1448 | 18610 | 1997 | 115579 | 21127 | 62.4507 | 18610 | 21127 | 62.4507 | 18610
1998 | 116888 | 21406 | 62.3348 | 20320 | 21406 | 62.3348 | 20320 | 1998 | 116888 | 21606 | 61.7577 | 20320 | 21606 | 61.7577 | 20320
1999 | 121938 | 22607 | 61.5732 | 21192 | 22607 | 61.5732 | 21192 | 1999 | 121938 | 23241 | 59.8936 | 21314 | 23241 | 59.8936 | 21314
2000 | 125394 | 22005 | 65.0506 | 20138 | 22005 | 65.0506 | 20138 | 2000 | 125394 | 22203 | 64.4705 | 20138 | 22203 | 64.4705 | 20138
2001 | 126486 | 24948 | 57.8765 | 19902 | 24948 | 57.8765 | 19902 | 2001 | 126486 | 25660 | 56.2706 | 19902 | 25660 | 56.2706 | 19902
2002 | 128029 | 25422 | 57.4903 | 21533 | 25422 | 57.4903 | 21533 | 2002 | 128029 | 25590 | 57.1129 | 21533 | 25590 | 57.1129 | 21533
2003 | 130778 | 24685 | 60.478 | 22818 | 24685 | 60.478 | 22818 | 2003 | 130778 | 24685 | 60.478 | 22818 | 24685 | 60.478 | 22818
2004 | 132517 | 24116 | 62.7281 | 22631 | 24116 | 62.7281 | 22631 | 2004 | 132517 | 24116 | 62.7281 | 22631 | 24116 | 62.7281 | 22631
2005 | 136355 | 26885 | 57.8971 | 21733 | 26885 | 57.8971 | 21733 | 2005 | 136355 | 27103 | 57.4314 | 21733 | 27103 | 57.4314 | 21733
2006 | 132087 | 28130 | 53.6026 | 21640 | 28130 | 53.6026 | 21640 | 2006 | 132103 | 28664 | 52.6104 | 21724 | 28664 | 52.6104 | 21724
2007 | 134466 | 26145 | 58.711 | 21782 | 26145 | 58.711 | 21782 | 2007 | 135452 | 26312 | 58.7662 | 22068 | 26312 | 58.7662 | 22068
2008 | 131754 | 26111 | 57.6018 | 21026 | 26111 | 57.6018 | 21026 | 2008 | 134133 | 26440 | 57.9122 | 21585 | 26440 | 57.9122 | 21585
2009 | 126838 | 25100 | 57.6862 | 20790 | 24948 | 58.0376 | 20790 | 2009 | 130602 | 25780 | 57.8313 | 21579 | 25780 | 57.8313 | 21579
2010 | 130773 | 27102 | 55.0824 | 21053 | 27102 | 55.0824 | 21053 | 2010 | 135941 | 27863 | 55.6953 | 22180 | 27863 | 55.6953 | 22180
2011 | 129163 | 27707 | 53.2163 | 19926 | 27707 | 53.2163 | 19926 | 2011 | 135900 | 29420 | 52.7318 | 21347 | 29420 | 52.7318 | 21347
2012 | 128081 | 25880 | 56.4958 | 20887 | 25880 | 56.4958 | 20887 | 2012 | 136227 | 27117 | 57.3479 | 22607 | 27117 | 57.3479 | 22607
2013 | 129377 | 27370 | 53.9608 | 21453 | 27370 | 53.9608 | 21453 | 2013 | 139177 | 29194 | 54.4214 | 23390 | 29194 | 54.4214 | 23390
2014 | 127176 | 24443 | 59.3945 | 20583 | 24443 | 59.3945 | 20583 | 2014 | 138678 | 26341 | 60.0995 | 22782 | 26341 | 60.0995 | 22782
2015 | 126945 | 24437 | 59.3012 | 19561 | 24437 | 59.3012 | 19561 | 2015 | 140933 | 26870 | 59.8744 | 21962 | 26870 | 59.8744 | 21962
2016 | 124382 | 25596 | 55.473 | 19581 | 25596 | 55.473 | 19581 | 2016 | 140343 | 28504 | 56.2058 | 22185 | 28504 | 56.2058 | 22185
2017 | 121055 | 23968 | 57.6563 | 20599 | 23968 | 57.6563 | 20599 | 2017 | 139602 | 27159 | 58.6778 | 23528 | 27519 | 57.9102 | 23528
NET | Net Energy for Load (GWh) | Coincident Summer Peak (MW) | Coincident Load Factor | Following Coincident Winter Peak (MW) | Non-coincident Summer Peak (MW) | Non-coincident Load Factor | Following Non-coincident Winter Peak (MW) | GROSS | Net Energy for Load (GWh) | Coincident Summer Peak (MW) | Coincident Load Factor | Following Coincident Winter Peak (MW) | Non-coincident Summer Peak (MW) | Non-coincident Load Factor | Following Non-coincident Winter Peak (MW)
CT | [7 empty] | CT
1991 | 28690 | 5538 | 59.1389 | 5044 | 5612 | 58.3591 | 5044 | 1991 | 28690 | 5538 | 59.1389 | 5079 | 5612 | 58.3591 | 5079
1992 | 28575 | 5059 | 64.4789 | 4976 | 5081 | 64.1997 | 4976 | 1992 | 28575 | 5059 | 64.4789 | 4976 | 5081 | 64.1997 | 4976
1993 | 29529 | 5682 | 59.3258 | 5418 | 5682 | 59.3258 | 5418 | 1993 | 29529 | 5692 | 59.2215 | 5418 | 5692 | 59.2215 | 5418
1994 | 30332 | 5744 | 60.2813 | 5213 | 5853 | 59.1587 | 5213 | 1994 | 30332 | 5807 | 59.6273 | 5213 | 5853 | 59.1587 | 5213
1995 | 30805 | 5875 | 59.8562 | 5281 | 6035 | 58.2693 | 5319 | 1995 | 30805 | 5944 | 59.1614 | 5281 | 6097 | 57.6768 | 5319
1996 | 31095 | 5302 | 66.9494 | 5046 | 5446 | 65.1792 | 5058 | 1996 | 31095 | 5302 | 66.9494 | 5046 | 5446 | 65.1792 | 5058
1997 | 31180 | 5680 | 62.6648 | 4977 | 6030 | 59.0275 | 5036 | 1997 | 31180 | 5941 | 59.9118 | 4977 | 6134 | 58.0267 | 5036
1998 | 31352 | 5987 | 59.7794 | 5617 | 5987 | 59.7794 | 5617 | 1998 | 31352 | 6043 | 59.2255 | 5617 | 6043 | 59.2255 | 5617
1999 | 31767 | 6348 | 57.1262 | 5576 | 6350 | 57.1082 | 5576 | 1999 | 31767 | 6526 | 55.568 | 5608 | 6529 | 55.5425 | 5608
2000 | 32009 | 5898 | 61.9531 | 5180 | 5931 | 61.6084 | 5270 | 2000 | 32009 | 5991 | 60.9914 | 5180 | 5991 | 60.9914 | 5270
2001 | 32580 | 6834 | 54.4217 | 5043 | 6834 | 54.4217 | 5043 | 2001 | 32580 | 7029 | 52.9119 | 5043 | 7029 | 52.9119 | 5043
2002 | 33192 | 6835 | 55.4359 | 5631 | 6903 | 54.8898 | 5705 | 2002 | 33192 | 6880.2 | 55.0717 | 5631 | 6903 | 54.8898 | 5705
2003 | 33647 | 6655 | 57.7157 | 5956 | 6674 | 57.5514 | 5956 | 2003 | 33647 | 6655 | 57.7157 | 5956 | 6674 | 57.5514 | 5956
2004 | 34159 | 6444 | 60.5126 | 6019 | 6444 | 60.5126 | 6019 | 2004 | 34159 | 6444 | 60.5126 | 6019 | 6444 | 60.5126 | 6019
2005 | 35202 | 7097 | 56.6224 | 5697 | 7122 | 56.4237 | 5697 | 2005 | 35202 | 7306.3 | 55.0004 | 5697 | 7331 | 54.8151 | 5697
2006 | 33655 | 7261 | 52.9114 | 5582 | 7271 | 52.8386 | 5582 | 2006 | 33669 | 7641.1 | 50.3003 | 5628.5 | 7665 | 50.1434 | 5628.5
2007 | 33981 | 6788 | 57.1466 | 5572 | 6939 | 55.903 | 5572 | 2007 | 34398 | 6855.5 | 57.2783 | 5717.3 | 7003 | 56.0719 | 5717.3
2008 | 32964 | 7070 | 53.2251 | 5260 | 7070 | 53.2251 | 5292 | 2008 | 33874 | 7205.2 | 53.6681 | 5463.1 | 7205 | 53.6696 | 5505
2009 | 31443 | 6351 | 56.5168 | 5111 | 6564 | 54.6829 | 5195 | 2009 | 32743 | 6615.2 | 56.503 | 5372.8 | 6771 | 55.2029 | 5456.8
2010 | 32296 | 7123 | 51.7585 | 5289 | 7133 | 51.6859 | 5289 | 2010 | 33964 | 7374.6 | 52.5746 | 5672 | 7385 | 52.5006 | 5672
2011 | 31755 | 7305 | 49.6235 | 4947 | 7305 | 49.6235 | 4986 | 2011 | 33924 | 7776.6 | 49.7981 | 5418.8 | 7777 | 49.7956 | 5457.8
2012 | 31364 | 6685 | 53.5582 | 5203 | 7003 | 51.1262 | 5203 | 2012 | 33900 | 7073.21 | 54.7116 | 5738.2 | 7396 | 52.3237 | 5738.2
2013 | 31589 | 7032 | 51.2806 | 5341 | 7235 | 49.8417 | 5443 | 2013 | 34380 | 7577.53 | 51.7934 | 5921.7 | 7667 | 51.189 | 5969
2014 | 30968 | 6204 | 56.9819 | 5093 | 6268 | 56.4001 | 5168 | 2014 | 34010 | 6700.08 | 57.9459 | 5637.4 | 6743 | 57.577 | 5712.4
2015 | 31069 | 6430 | 55.1585 | 4990 | 6413 | 55.3047 | 5030 | 2015 | 34266 | 6953.42 | 56.255 | 5508.67 | 6958 | 56.2179 | 5547
2016 | 30420 | 6569 | 52.8635 | 4834 | 6612 | 52.5197 | 4856 | 2016 | 33720 | 7185.46 | 53.5709 | 5373 | 7189 | 53.5445 | 5395
2017 | 29280 | 6194 | 53.963 | 5146 | 6276 | 53.2579 | 5718 | 2017 | 32992 | 6893.1515 | 54.637 | 5706 | 6959 | 54.12 | 5158
NET | Net Energy for Load (GWh) | Coincident Summer Peak (MW) | Coincident Load Factor | Following Coincident Winter Peak (MW) | Non-coincident Summer Peak (MW) | Non-coincident Load Factor | Following Non-coincident Winter Peak (MW) | GROSS | Net Energy for Load (GWh) | Coincident Summer Peak (MW) | Coincident Load Factor | Following Coincident Winter Peak (MW) | Non-coincident Summer Peak (MW) | Non-coincident Load Factor | Following Non-coincident Winter Peak (MW)
ME | [7 empty] | ME
1991 | 9953 | 1479 | 76.8213 | 1700 | 1515 | 74.9959 | 1700 | 1991 | 9953 | 1479 | 76.8213 | 1712 | 1515 | 74.9959 | 1712
1992 | 9889 | 1427 | 79.1087 | 1680 | 1457 | 77.4798 | 1721 | 1992 | 9889 | 1427 | 79.1087 | 1680 | 1457 | 77.4798 | 1721
1993 | 9995 | 1461 | 78.0959 | 1656 | 1538 | 74.1861 | 1701 | 1993 | 9995 | 1464 | 77.9359 | 1656 | 1538 | 74.1861 | 1701
1994 | 9977 | 1509 | 75.4756 | 1568 | 1540 | 73.9563 | 1673 | 1994 | 9977 | 1525 | 74.6837 | 1568 | 1547 | 73.6217 | 1673
1995 | 9620 | 1452 | 75.6318 | 1610 | 1539 | 71.3563 | 1653 | 1995 | 9620 | 1469 | 74.7565 | 1610 | 1539 | 71.3563 | 1653
1996 | 10139 | 1581 | 73.2081 | 1568 | 1617 | 71.5782 | 1628 | 1996 | 10139 | 1581 | 73.2081 | 1568 | 1617 | 71.5782 | 1628
1997 | 10291 | 1562 | 75.2095 | 1657 | 1657 | 70.8975 | 1666 | 1997 | 10291 | 1536 | 76.4825 | 1657 | 1657 | 70.8975 | 1666
1998 | 10167 | 1624 | 71.4665 | 1728 | 1707 | 67.9916 | 1728 | 1998 | 10167 | 1639 | 70.8125 | 1728 | 1707 | 67.9916 | 1728
1999 | 11215 | 1436 | 89.154 | 1895 | 1800 | 71.1251 | 1895 | 1999 | 11215 | 1476 | 86.7379 | 1905 | 1800 | 71.1251 | 1905
2000 | 12189 | 1761 | 79.0141 | 1914 | 1824 | 76.285 | 1929 | 2000 | 12189 | 1763 | 78.9245 | 1914 | 1824 | 76.285 | 1929
2001 | 12015 | 1945 | 70.518 | 1901 | 1949 | 70.3733 | 1901 | 2001 | 12015 | 2000.5 | 68.5616 | 1901 | 2025 | 67.7321 | 1901
2002 | 11553 | 1915 | 68.8687 | 1861 | 1930 | 68.3335 | 1877 | 2002 | 11553 | 1927.7 | 68.415 | 1861 | 1943 | 67.8763 | 1877
2003 | 11692 | 1886 | 70.769 | 1947 | 1891 | 70.5819 | 1960 | 2003 | 11692 | 1886 | 70.769 | 1947 | 1891 | 70.5819 | 1960
2004 | 11987 | 1820 | 75.1857 | 1941 | 1883 | 72.6702 | 1945 | 2004 | 11987 | 1820 | 75.1857 | 1941 | 1883 | 72.6702 | 1945
2005 | 12209 | 2037 | 68.4203 | 1878 | 2069 | 67.3621 | 1912 | 2005 | 12209 | 2037.9 | 68.3901 | 1878 | 2069 | 67.3621 | 1912
2006 | 11731 | 2068 | 64.7561 | 1839 | 2068 | 64.7561 | 1857 | 2006 | 11731 | 2135.8 | 62.7004 | 1839 | 2136 | 62.6945 | 1857
2007 | 11969 | 1974 | 69.216 | 1841 | 1997 | 68.4188 | 1866 | 2007 | 12057 | 1988.8 | 69.206 | 1876.2 | 2012 | 68.408 | 1899
2008 | 11805 | 1600 | 84.2252 | 1835 | 1913 | 70.4445 | 1877 | 2008 | 12065 | 1622 | 84.9126 | 1888.4 | 1937 | 71.1039 | 1930.4
2009 | 11407 | 1876 | 69.412 | 1824 | 1699 | 76.6433 | 1824 | 2009 | 11817 | 1968.9 | 68.514 | 1903.6 | 2004 | 67.314 | 1903.6
2010 | 11697 | 1914 | 69.7635 | 1750 | 1987 | 67.2005 | 1680 | 2010 | 12230 | 1980.1 | 70.5075 | 1867.8 | 2070 | 67.4453 | 1938.4
2011 | 11422 | 1955 | 66.6947 | 1745 | 1955 | 66.6947 | 1745 | 2011 | 12077 | 2271.7 | 60.6882 | 1905.5 | 2272 | 60.6801 | 1905.5
2012 | 11427 | 1688 | 77.278 | 1812 | 1877 | 69.4966 | 1812 | 2012 | 12084 | 1754.57 | 78.6205 | 2010.3 | 1960 | 70.3802 | 2010.3
2013 | 11767 | 1919 | 69.9982 | 1848 | 1995 | 67.3316 | 1930 | 2013 | 12641 | 2026.84 | 71.1964 | 2059 | 2101 | 68.6833 | 2143.9
2014 | 12045 | 1872 | 73.4509 | 1801 | 1880 | 73.1383 | 1819 | 2014 | 13005 | 1983.38 | 74.8515 | 2033.3 | 1992 | 74.5276 | 2050.7
2015 | 11923 | 1672 | 81.4039 | 1670 | 1894 | 71.8624 | 1784 | 2015 | 13061 | 1819.46 | 81.9464 | 1911.03 | 2034 | 73.3029 | 2018.1
2016 | 11540 | 1815 | 72.5814 | 1769 | 1901 | 69.2978 | 1811 | 2016 | 12871 | 1979.52 | 74.2247 | 2023 | 2070 | 70.9803 | 2065
2017 | 11474 | 1756 | 74.591 | 1842 | 1818 | 72.0472 | 1936 | 2017 | 12957 | 1988 | 74.4019 | 2098 | 2070 | 71.4546 | 2199
NET | Net Energy for Load (GWh) | Coincident Summer Peak (MW) | Coincident Load Factor | Following Coincident Winter Peak (MW) | Non-coincident Summer Peak (MW) | Non-coincident Load Factor | Following Non-coincident Winter Peak (MW) | GROSS | Net Energy for Load (GWh) | Coincident Summer Peak (MW) | Coincident Load Factor | Following Coincident Winter Peak (MW) | Non-coincident Summer Peak (MW) | Non-coincident Load Factor | Following Non-coincident Winter Peak (MW)
MA | [7 empty] | MA
1991 | 48155 | 8937 | 61.51 | 8310 | 8937 | 61.51 | 8310 | 1991 | 48155 | 8937 | 61.51 | 8367 | 8937 | 61.51 | 8367
1992 | 48161 | 8527 | 64.4756 | 8364 | 8532 | 64.4378 | 8364 | 1992 | 48161 | 8527 | 64.4756 | 8364 | 8532 | 64.4378 | 8364
1993 | 48644 | 8734 | 63.5788 | 8595 | 8735 | 63.5715 | 8595 | 1993 | 48644 | 8749 | 63.4697 | 8595 | 8749 | 63.4697 | 8595
1994 | 49355 | 9292 | 60.6342 | 8616 | 9292 | 60.6342 | 8616 | 1994 | 49355 | 9393 | 59.9822 | 8616 | 9393 | 59.9822 | 8616
1995 | 49681 | 9206 | 61.6049 | 8477 | 9241 | 61.3716 | 8477 | 1995 | 49681 | 9313 | 60.8971 | 8477 | 9338 | 60.7341 | 8477
1996 | 50467 | 8796 | 65.4965 | 8137 | 8822 | 65.3035 | 8137 | 1996 | 50467 | 8796 | 65.4965 | 8137 | 8822 | 65.3035 | 8137
1997 | 50855 | 9357 | 62.043 | 8151 | 9371 | 61.9503 | 8151 | 1997 | 50855 | 9550 | 60.7892 | 8151 | 9550 | 60.7892 | 8151
1998 | 51778 | 9633 | 61.3592 | 8956 | 9633 | 61.3592 | 8956 | 1998 | 51778 | 9723 | 60.7912 | 8956 | 9723 | 60.7912 | 8956
1999 | 54492 | 10489 | 59.3054 | 9555 | 10489 | 59.3054 | 9555 | 1999 | 54492 | 10784 | 57.6831 | 9610 | 10784 | 57.6831 | 9610
2000 | 56342 | 10194 | 63.0933 | 9058 | 10194 | 63.0933 | 9058 | 2000 | 56342 | 10275 | 62.596 | 9058 | 10275 | 62.596 | 9058
2001 | 56953 | 11422 | 56.9207 | 8936 | 11422 | 56.9207 | 8936 | 2001 | 56953 | 11747.9 | 55.3417 | 8936 | 11748 | 55.3412 | 8936
2002 | 57992 | 11744 | 56.37 | 9759 | 11744 | 56.37 | 9759 | 2002 | 57992 | 11821.6 | 56 | 9759 | 11822 | 55.9981 | 9759
2003 | 59471 | 11403 | 59.5363 | 10444 | 11403 | 59.5363 | 10444 | 2003 | 59471 | 11403 | 59.5363 | 10444 | 11403 | 59.5363 | 10444
2004 | 59982 | 11189 | 61.1964 | 10140 | 11216 | 61.049 | 10140 | 2004 | 59982 | 11189 | 61.1964 | 10140 | 11216 | 61.049 | 10140
2005 | 61805 | 12602 | 55.9861 | 9796 | 12611 | 55.9461 | 9808 | 2005 | 61805 | 12607.6 | 55.9612 | 9796 | 12617 | 55.9195 | 9808
2006 | 60180 | 13267 | 51.7816 | 9928 | 13296 | 51.6686 | 9928 | 2006 | 60180 | 13328.1 | 51.5442 | 9949.6 | 13361 | 51.4173 | 9949.6
2007 | 61560 | 12202 | 57.5922 | 9973 | 12221 | 57.5026 | 9973 | 2007 | 61880 | 12257 | 57.6318 | 10030.6 | 12270 | 57.5707 | 10030.6
2008 | 60502 | 12406 | 55.6716 | 9629 | 12406 | 55.6716 | 9629 | 2008 | 61267 | 12514.1 | 55.8886 | 9833.1 | 12514 | 55.889 | 9833.1
2009 | 58429 | 11899 | 56.0549 | 9535 | 11899 | 56.0549 | 9535 | 2009 | 59757 | 12105.4 | 56.3515 | 9838.1 | 12120 | 56.2836 | 9838.1
2010 | 60519 | 12740 | 54.2273 | 9787 | 12740 | 54.2273 | 9787 | 2010 | 62521 | 13039.1 | 54.7361 | 10228.3 | 13039 | 54.7366 | 10228.3
2011 | 59849 | 13059 | 52.317 | 9121 | 13059 | 52.317 | 9121 | 2011 | 62562 | 13663.8 | 52.2679 | 9681.6 | 13664 | 52.2671 | 9681.6
2012 | 59222 | 12429 | 54.393 | 9589 | 12429 | 54.393 | 9589 | 2012 | 62717 | 12992.16 | 55.1061 | 10304.5 | 12992 | 55.1068 | 10304.5
2013 | 59624 | 13001 | 52.3528 | 9867 | 13001 | 52.3528 | 9867 | 2013 | 64058 | 13845.28 | 52.8162 | 10712.7 | 13845 | 52.8173 | 10712.7
2014 | 58254 | 11532 | 57.6656 | 9466 | 11532 | 57.6656 | 9466 | 2014 | 63746 | 12494.22 | 58.2425 | 10512 | 12494 | 58.2435 | 10512
2015 | 58102 | 11598 | 57.1879 | 8862 | 11536 | 57.4952 | 8948 | 2015 | 65248 | 12875.32 | 57.8502 | 10071.3 | 12888 | 57.7933 | 10183.5
2016 | 56807 | 12121 | 53.5007 | 9011 | 12121 | 53.5007 | 9088 | 2016 | 65189 | 13730.7 | 54.1973 | 10344 | 13731 | 54.1961 | 10421
2017 | 55284 | 11375 | 55.481 | 9473 | 11375 | 55.481 | 9473 | 2017 | 65094 | 13067 | 56.8671 | 11053 | 13071 | 56.8497 | 11053
NET | Net Energy for Load (GWh) | Coincident Summer Peak (MW) | Coincident Load Factor | Following Coincident Winter Peak (MW) | Non-coincident Summer Peak (MW) | Non-coincident Load Factor | Following Non-coincident Winter Peak (MW) | GROSS | Net Energy for Load (GWh) | Coincident Summer Peak (MW) | Coincident Load Factor | Following Coincident Winter Peak (MW) | Non-coincident Summer Peak (MW) | Non-coincident Load Factor | Following Non-coincident Winter Peak (MW)
NH | [7 empty] | NH
1991 | 9074 | 1553 | 66.6996 | 1650 | 1556 | 66.571 | 1657 | 1991 | 9074 | 1553 | 66.6996 | 1661 | 1556 | 66.571 | 1661
1992 | 9268 | 1521 | 69.5589 | 1667 | 1529 | 69.195 | 1667 | 1992 | 9268 | 1521 | 69.5589 | 1667 | 1529 | 69.195 | 1667
1993 | 9278 | 1545 | 68.5523 | 1661 | 1545 | 68.5523 | 1661 | 1993 | 9278 | 1548 | 68.4194 | 1661 | 1548 | 68.4194 | 1661
1994 | 9386 | 1636 | 65.4927 | 1645 | 1636 | 65.4927 | 1671 | 1994 | 9386 | 1654 | 64.78 | 1645 | 1654 | 64.78 | 1671
1995 | 9442 | 1634 | 65.9641 | 1660 | 1673 | 64.4264 | 1660 | 1995 | 9442 | 1653 | 65.2059 | 1660 | 1673 | 64.4264 | 1660
1996 | 9534 | 1598 | 68.1074 | 1598 | 1636 | 66.5254 | 1603 | 1996 | 9534 | 1598 | 68.1074 | 1598 | 1636 | 66.5254 | 1603
1997 | 9705 | 1662 | 66.6592 | 1648 | 1678 | 66.0236 | 1648 | 1997 | 9705 | 1680 | 65.945 | 1648 | 1680 | 65.945 | 1648
1998 | 9822 | 1760 | 63.7064 | 1729 | 1775 | 63.168 | 1729 | 1998 | 9822 | 1776 | 63.1325 | 1729 | 1792 | 62.5688 | 1729
1999 | 10499 | 1824 | 65.7081 | 1850 | 1851 | 64.7496 | 1850 | 1999 | 10499 | 1875 | 63.9209 | 1860 | 1888 | 63.4807 | 1860
2000 | 10736 | 1794 | 68.315 | 1760 | 1807 | 67.8235 | 1800 | 2000 | 10736 | 1766 | 69.3981 | 1760 | 1807 | 67.8235 | 1800
2001 | 10867 | 2067 | 60.0157 | 1786 | 2066 | 60.0448 | 1786 | 2001 | 10867 | 2126 | 58.3502 | 1786 | 2143 | 57.8873 | 1786
2002 | 10938 | 2170 | 57.5406 | 1885 | 2170 | 57.5406 | 1885 | 2002 | 10938 | 2184.3 | 57.1639 | 1885 | 2184 | 57.1717 | 1885
2003 | 11447 | 2104 | 62.1072 | 2031 | 2152 | 60.7219 | 2031 | 2003 | 11447 | 2104 | 62.1072 | 2031 | 2152 | 60.7219 | 2031
2004 | 11622 | 2079 | 63.8149 | 2041 | 2081 | 63.7536 | 2041 | 2004 | 11622 | 2079 | 63.8149 | 2041 | 2081 | 63.7536 | 2041
2005 | 11978 | 2383 | 57.3794 | 1982 | 2383 | 57.3794 | 1983 | 2005 | 11978 | 2384.1 | 57.3529 | 1982 | 2384 | 57.3554 | 1983
2006 | 11758 | 2469 | 54.3636 | 1948 | 2472 | 54.2976 | 1948 | 2006 | 11760 | 2473.9 | 54.2652 | 1954.4 | 2475 | 54.241 | 1954.4
2007 | 11906 | 2332 | 58.2818 | 1977 | 2332 | 58.2818 | 1977 | 2007 | 11962 | 2342.7 | 58.2885 | 1995.6 | 2343 | 58.2811 | 1995.6
2008 | 11642 | 2303 | 57.7071 | 1959 | 2316 | 57.3832 | 1959 | 2008 | 11809 | 2325.4 | 57.9711 | 1994.6 | 2338 | 57.6587 | 1994.6
2009 | 11312 | 2238 | 57.6999 | 1993 | 2213 | 58.3517 | 1993 | 2009 | 11542 | 2291.5 | 57.4986 | 2039.2 | 2292 | 57.486 | 2039.2
2010 | 11570 | 2386 | 55.3552 | 1916 | 2386 | 55.3552 | 1916 | 2010 | 11861 | 2431 | 55.6971 | 1968.3 | 2431 | 55.6971 | 1968.3
2011 | 11597 | 2435 | 54.3679 | 1858 | 2435 | 54.3679 | 1868 | 2011 | 11930 | 2530.7 | 53.814 | 1921.1 | 2531 | 53.8077 | 1931.1
2012 | 11640 | 2293 | 57.9488 | 1943 | 2296 | 57.8731 | 1943 | 2012 | 12044 | 2359.67 | 58.266 | 2014.9 | 2362 | 58.2085 | 2014.9
2013 | 11820 | 2432 | 55.4817 | 2033 | 2436 | 55.3906 | 2033 | 2013 | 12271 | 2511.54 | 55.7745 | 2110.4 | 2515 | 55.6978 | 2110.4
2014 | 11702 | 2279 | 58.6154 | 1939 | 2292 | 58.2829 | 1939 | 2014 | 12212 | 2365.41 | 58.9354 | 2023.5 | 2380 | 58.5741 | 2023.5
2015 | 11701 | 2169 | 61.5828 | 1840 | 2222 | 60.1139 | 1859 | 2015 | 12259 | 2255.24 | 62.0523 | 1930.4 | 2322 | 60.2683 | 1949
2016 | 11617 | 2362 | 56.1449 | 1801 | 2375 | 55.8375 | 1807 | 2016 | 12291 | 2491.83 | 56.3073 | 1909 | 2501 | 56.1008 | 1915
2017 | 11415 | 2169 | 60.0776 | 1890 | 2180 | 59.7744 | 1967 | 2017 | 12182 | 2305 | 60.3314 | 2002 | 2314 | 60.0968 | 2080
NET | Net Energy for Load (GWh) | Coincident Summer Peak (MW) | Coincident Load Factor | Following Coincident Winter Peak (MW) | Non-coincident Summer Peak (MW) | Non-coincident Load Factor | Following Non-coincident Winter Peak (MW) | GROSS | Net Energy for Load (GWh) | Coincident Summer Peak (MW) | Coincident Load Factor | Following Coincident Winter Peak (MW) | Non-coincident Summer Peak (MW) | Non-coincident Load Factor | Following Non-coincident Winter Peak (MW)
RI | [7 empty] | RI
1991 | 7139 | 1396 | 58.3778 | 1220 | 1399 | 58.2526 | 1234 | 1991 | 7139 | 1396 | 58.3778 | 1228 | 1399 | 58.2526 | 1234
1992 | 7085 | 1333 | 60.6744 | 1200 | 1336 | 60.5382 | 1200 | 1992 | 7085 | 1333 | 60.6744 | 1200 | 1336 | 60.5382 | 1200
1993 | 7246 | 1322 | 62.5695 | 1234 | 1367 | 60.5098 | 1262 | 1993 | 7246 | 1325 | 62.4278 | 1234 | 1367 | 60.5098 | 1262
1994 | 7361 | 1469 | 57.202 | 1220 | 1469 | 57.202 | 1220 | 1994 | 7361 | 1485 | 56.5856 | 1220 | 1485 | 56.5856 | 1220
1995 | 7394 | 1481 | 56.9928 | 1258 | 1496 | 56.4214 | 1259 | 1995 | 7394 | 1499 | 56.3085 | 1258 | 1513 | 55.7874 | 1259
1996 | 7393 | 1362 | 61.964 | 1172 | 1365 | 61.8278 | 1188 | 1996 | 7393 | 1362 | 61.964 | 1172 | 1365 | 61.8278 | 1188
1997 | 7473 | 1442 | 59.1597 | 1209 | 1492 | 57.1771 | 1209 | 1997 | 7473 | 1520 | 56.1238 | 1209 | 1520 | 56.1238 | 1209
1998 | 7650 | 1500 | 58.2192 | 1301 | 1510 | 57.8336 | 1301 | 1998 | 7650 | 1514 | 57.6808 | 1301 | 1523 | 57.34 | 1301
1999 | 7783 | 1576 | 56.375 | 1309 | 1581 | 56.1967 | 1309 | 1999 | 7783 | 1620 | 54.8438 | 1317 | 1620 | 54.8438 | 1317
2000 | 7932 | 1477 | 61.3053 | 1271 | 1529 | 59.2204 | 1273 | 2000 | 7932 | 1521 | 59.5319 | 1271 | 1533 | 59.0658 | 1273
2001 | 7976 | 1713 | 53.1525 | 1260 | 1735 | 52.4785 | 1260 | 2001 | 7976 | 1761.9 | 51.6773 | 1260 | 1774 | 51.3248 | 1260
2002 | 8173 | 1764 | 52.8906 | 1414 | 1764 | 52.8906 | 1414 | 2002 | 8173 | 1775.7 | 52.5421 | 1414 | 1776 | 52.5333 | 1414
2003 | 8341 | 1697 | 56.109 | 1411 | 1697 | 56.109 | 1411 | 2003 | 8341 | 1697 | 56.109 | 1411 | 1697 | 56.109 | 1411
2004 | 8424 | 1655 | 58.1054 | 1423 | 1655 | 58.1054 | 1423 | 2004 | 8424 | 1655 | 58.1054 | 1423 | 1655 | 58.1054 | 1423
2005 | 8651 | 1811 | 54.531 | 1358 | 1849 | 53.4103 | 1358 | 2005 | 8651 | 1811.8 | 54.507 | 1358 | 1849 | 53.4103 | 1358
2006 | 8367 | 1989 | 48.021 | 1358 | 1989 | 48.021 | 1358 | 2006 | 8367 | 1992.9 | 47.927 | 1363.3 | 1993 | 47.9246 | 1363.3
2007 | 8590 | 1808 | 54.2364 | 1387 | 1808 | 54.2364 | 1387 | 2007 | 8645 | 1818.4 | 54.2715 | 1400.5 | 1818 | 54.2834 | 1400.5
2008 | 8484 | 1843 | 52.5498 | 1341 | 1856 | 52.1817 | 1341 | 2008 | 8600 | 1862 | 52.7248 | 1367.1 | 1875 | 52.3592 | 1367.1
2009 | 8131 | 1745 | 53.1918 | 1315 | 1745 | 53.1918 | 1330 | 2009 | 8336 | 1783.6 | 53.3527 | 1358.2 | 1785 | 53.3108 | 1373.2
2010 | 8464 | 1907 | 50.6665 | 1342 | 1907 | 50.6665 | 1342 | 2010 | 8765 | 1955.1 | 51.1775 | 1398.6 | 1955 | 51.1801 | 1398.6
2011 | 8380 | 1965 | 48.683 | 1272 | 1968 | 48.6088 | 1272 | 2011 | 8761 | 2073.4 | 48.2355 | 1343.6 | 2075 | 48.1983 | 1343.6
2012 | 8341 | 1817 | 52.4034 | 1354 | 1922 | 49.5405 | 1354 | 2012 | 8810 | 1895.46 | 53.0588 | 1444.8 | 2001 | 50.2603 | 1444.8
2013 | 8426 | 1993 | 48.2625 | 1365 | 1993 | 48.2625 | 1367 | 2013 | 9022 | 2106.26 | 48.8975 | 1470.9 | 2106 | 48.9035 | 1480.8
2014 | 8198 | 1615 | 57.947 | 1314 | 1685 | 55.5397 | 1314 | 2014 | 8949 | 1740.55 | 58.6927 | 1471.4 | 1811 | 56.4095 | 1471.4
2015 | 8224 | 1731 | 54.2353 | 1267 | 1771 | 53.0103 | 1268 | 2015 | 9282 | 1955.26 | 54.1917 | 1459.02 | 1955 | 54.1989 | 1460
2016 | 8177 | 1833 | 50.9246 | 1248 | 1840 | 50.7308 | 1262 | 2016 | 9435 | 2046.3 | 52.6343 | 1460 | 2051 | 52.5136 | 1474
2017 | 7968 | 1703 | 53.411 | 1296 | 1724 | 52.7604 | 1303 | 2017 | 9455 | 1952 | 55.2939 | 1541 | 1975 | 54.65 | 1548
NET | Net Energy for Load (GWh) | Coincident Summer Peak (MW) | Coincident Load Factor | Following Coincident Winter Peak (MW) | Non-coincident Summer Peak (MW) | Non-coincident Load Factor | Following Non-coincident Winter Peak (MW) | GROSS | Net Energy for Load (GWh) | Coincident Summer Peak (MW) | Coincident Load Factor | Following Coincident Winter Peak (MW) | Non-coincident Summer Peak (MW) | Non-coincident Load Factor | Following Non-coincident Winter Peak (MW)
VT | [7 empty] | VT
1991 | 5672 | 838 | 77.2659 | 960 | 840 | 77.082 | 999 | 1991 | 5672 | 838 | 77.2659 | 966 | 840 | 77.082 | 999
1992 | 5849 | 840 | 79.4874 | 965 | 848 | 78.7375 | 977 | 1992 | 5849 | 840 | 79.4874 | 965 | 848 | 78.7375 | 977
1993 | 5841 | 825 | 80.8219 | 965 | 838 | 79.5681 | 1050 | 1993 | 5841 | 826 | 80.7241 | 965 | 838 | 79.5681 | 1050
1994 | 5867 | 869 | 77.0712 | 941 | 886 | 75.5924 | 979 | 1994 | 5867 | 879 | 76.1944 | 941 | 895 | 74.8323 | 979
1995 | 5903 | 851 | 79.1843 | 962 | 888 | 75.885 | 973 | 1995 | 5903 | 861 | 78.2646 | 962 | 890 | 75.7144 | 973
1996 | 6025 | 869 | 79.1468 | 958 | 898 | 76.5908 | 999 | 1996 | 6025 | 869 | 79.1468 | 958 | 898 | 76.5908 | 999
1997 | 6076 | 867 | 80.0008 | 969 | 886 | 78.2852 | 974 | 1997 | 6076 | 899 | 77.1532 | 969 | 903 | 76.8114 | 974
1998 | 6118 | 902 | 77.4281 | 988 | 939 | 74.3772 | 999 | 1998 | 6118 | 911 | 76.6632 | 988 | 948 | 73.6711 | 999
1999 | 6182 | 933 | 75.6386 | 1007 | 939 | 75.1552 | 1007 | 1999 | 6182 | 959 | 73.5879 | 1013 | 965 | 73.1303 | 1013
2000 | 6186 | 882 | 80.064 | 955 | 914 | 77.2609 | 990 | 2000 | 6186 | 886 | 79.7025 | 955 | 914 | 77.2609 | 990
2001 | 6094 | 966 | 72.0147 | 976 | 999 | 69.6358 | 976 | 2001 | 6094 | 993.6 | 70.0143 | 976 | 1022 | 68.0687 | 976
2002 | 6181 | 993 | 71.0568 | 983 | 1007 | 70.0689 | 984 | 2002 | 6181 | 999.6 | 70.5876 | 983 | 1007 | 70.0689 | 984
2003 | 6180 | 941 | 74.9712 | 1027 | 985 | 71.6223 | 1032 | 2003 | 6180 | 941 | 74.9712 | 1027 | 985 | 71.6223 | 1032
2004 | 6345 | 928 | 78.0512 | 1068 | 951 | 76.1635 | 1068 | 2004 | 6345 | 928 | 78.0512 | 1068 | 951 | 76.1635 | 1068
2005 | 6511 | 955 | 77.8288 | 1023 | 1060 | 70.1193 | 1029 | 2005 | 6511 | 955.4 | 77.7962 | 1023 | 1060 | 70.1193 | 1029
2006 | 6397 | 1076 | 67.8672 | 986 | 1095 | 66.6896 | 1008 | 2006 | 6398 | 1092.4 | 66.8588 | 989.7 | 1108 | 65.9174 | 1010.3
2007 | 6461 | 1041 | 70.8508 | 1032 | 1052 | 70.11 | 1032 | 2007 | 6511 | 1049.8 | 70.8006 | 1047.3 | 1061 | 70.0532 | 1047.3
2008 | 6357 | 889 | 81.6294 | 1004 | 1029 | 70.5233 | 1004 | 2008 | 6519 | 911.2 | 81.6701 | 1040.4 | 1051 | 70.8067 | 1040.4
2009 | 6117 | 990 | 70.5341 | 1012 | 998 | 69.9687 | 1012 | 2009 | 6408 | 1015.6 | 72.0271 | 1067 | 1041 | 70.2696 | 1067
2010 | 6227 | 1033 | 68.8136 | 970 | 1054 | 67.4426 | 999 | 2010 | 6600 | 1084.1 | 69.4977 | 1046 | 1105 | 68.1832 | 1068.4
2011 | 6161 | 987 | 71.2574 | 982 | 1034 | 68.0184 | 984 | 2011 | 6648 | 1102.4 | 68.8411 | 1075 | 1113 | 68.1855 | 1077.2
2012 | 6087 | 967 | 71.8576 | 987 | 990 | 70.1882 | 989 | 2012 | 6673 | 1040.63 | 73.2016 | 1095.6 | 1074 | 70.9272 | 1097.6
2013 | 6153 | 994 | 70.6637 | 999 | 1032 | 68.0618 | 1012 | 2013 | 6808 | 1127.86 | 68.9065 | 1114.8 | 1139 | 68.2326 | 1131
2014 | 6009 | 941 | 72.8968 | 971 | 957 | 71.678 | 972 | 2014 | 6757 | 1057.19 | 72.962 | 1105.6 | 1080 | 71.421 | 1106.6
2015 | 5926 | 837 | 80.8225 | 933 | 923 | 73.2919 | 973 | 2015 | 6815 | 1011.05 | 76.9465 | 1082.85 | 1081 | 71.9674 | 1121.6
2016 | 5821 | 896 | 74.1627 | 918 | 928 | 71.6054 | 956 | 2016 | 6857 | 1070.87 | 73.0959 | 1076 | 1102 | 71.0311 | 1114
2017 | 5634 | 775 | 82.9872 | 952 | 884 | 72.7546 | 973 | 2017 | 6811 | 942 | 82.5384 | 1122 | 1031 | 75.4133 | 1142

## 2A Summer (MW)
2018 CELT Forecast Detail: ISONE Control Area, New England States, RSP Sub-areas, and SMD Load Zones
Behind-the-Meter PV is labeled PV for formatting purposes
SUMMER PEAK(MW)
| GROSS |  |  | GROSS-PV |  |  | NET
ISO-NE | 50/50 | 90/10 | PV | 50/50 | 90/10 | EE | 50/50 | 90/10
2018 | 29060 | 31451 | 633 | 28427 | 30818 | 2699 | 25728 | 28119
2019 | 29298 | 31716 | 721 | 28577 | 30995 | 3066 | 25511 | 27929
2020 | 29504 | 31950 | 790 | 28714 | 31160 | 3416 | 25298 | 27744
2021 | 29744 | 32217 | 851 | 28893 | 31366 | 3757 | 25136 | 27609
2022 | 29994 | 32494 | 901 | 29093 | 31593 | 4072 | 25021 | 27521
2023 | 30245 | 32773 | 945 | 29300 | 31828 | 4359 | 24941 | 27469
2024 | 30486 | 33041 | 980 | 29506 | 32061 | 4617 | 24889 | 27444
2025 | 30721 | 33303 | 1009 | 29712 | 32294 | 4848 | 24864 | 27446
2026 | 30957 | 33566 | 1031 | 29926 | 32535 | 5052 | 24874 | 27483
2027 | 31192 | 33828 | 1051 | 30141 | 32777 | 5229 | 24912 | 27548
CAGR | 0.8 | 0.8 | 5.8 | 0.7 | 0.7 | 7.6 | -0.4 | -0.2
STATES:
CT | 50/50 | 90/10 | PV | 50/50 | 90/10 | EE | 50/50 | 90/10
2018 | 7400 | 8037 | 155 | 7245 | 7882 | 570 | 6675 | 7312
2019 | 7435 | 8076 | 182 | 7253 | 7894 | 612 | 6641 | 7282
2020 | 7463 | 8107 | 207 | 7256 | 7900 | 655 | 6601 | 7245
2021 | 7499 | 8146 | 229 | 7270 | 7917 | 710 | 6560 | 7207
2022 | 7536 | 8188 | 246 | 7290 | 7942 | 761 | 6529 | 7181
2023 | 7574 | 8229 | 259 | 7315 | 7970 | 808 | 6507 | 7162
2024 | 7609 | 8268 | 266 | 7343 | 8002 | 851 | 6492 | 7151
2025 | 7643 | 8305 | 273 | 7370 | 8032 | 889 | 6481 | 7143
2026 | 7678 | 8343 | 280 | 7398 | 8063 | 923 | 6475 | 7140
2027 | 7712 | 8381 | 286 | 7426 | 8095 | 952 | 6474 | 7143
CAGR | 0.5 | 0.5 | 7 | 0.3 | 0.3 | 5.9 | -0.3 | -0.3
ME | 50/50 | 90/10 | PV | 50/50 | 90/10 | EE | 50/50 | 90/10
2018 | 2111 | 2244 | 15 | 2096 | 2229 | 176 | 1920 | 2053
2019 | 2120 | 2254 | 18 | 2102 | 2236 | 197 | 1905 | 2039
2020 | 2127 | 2261 | 21 | 2106 | 2240 | 217 | 1889 | 2023
2021 | 2140 | 2275 | 24 | 2116 | 2251 | 236 | 1880 | 2015
2022 | 2156 | 2291 | 26 | 2130 | 2265 | 253 | 1877 | 2012
2023 | 2173 | 2308 | 28 | 2145 | 2280 | 268 | 1877 | 2012
2024 | 2188 | 2323 | 31 | 2157 | 2292 | 282 | 1875 | 2010
2025 | 2202 | 2338 | 32 | 2170 | 2306 | 295 | 1875 | 2011
2026 | 2216 | 2352 | 34 | 2182 | 2318 | 306 | 1876 | 2012
2027 | 2229 | 2366 | 36 | 2193 | 2330 | 315 | 1878 | 2015
CAGR | 0.6 | 0.6 | 10.2 | 0.5 | 0.5 | 6.7 | -0.2 | -0.2
MA | 50/50 | 90/10 | PV | 50/50 | 90/10 | EE | 50/50 | 90/10
2018 | 13836 | 14951 | 316 | 13520 | 14635 | 1485 | 12035 | 13150
2019 | 13982 | 15114 | 356 | 13626 | 14758 | 1726 | 11900 | 13032
2020 | 14113 | 15261 | 384 | 13729 | 14877 | 1952 | 11777 | 12925
2021 | 14257 | 15422 | 408 | 13849 | 15014 | 2163 | 11686 | 12851
2022 | 14405 | 15586 | 429 | 13976 | 15157 | 2356 | 11620 | 12801
2023 | 14555 | 15751 | 448 | 14107 | 15303 | 2532 | 11575 | 12771
2024 | 14699 | 15913 | 465 | 14234 | 15448 | 2690 | 11544 | 12758
2025 | 14841 | 16071 | 477 | 14364 | 15594 | 2831 | 11533 | 12763
2026 | 14983 | 16229 | 483 | 14500 | 15746 | 2955 | 11545 | 12791
2027 | 15125 | 16387 | 487 | 14638 | 15900 | 3062 | 11576 | 12838
CAGR | 1 | 1 | 4.9 | 0.9 | 0.9 | 8.4 | -0.4 | -0.3
NH | 50/50 | 90/10 | PV | 50/50 | 90/10 | EE | 50/50 | 90/10
2018 | 2501 | 2693 | 26 | 2475 | 2667 | 109 | 2366 | 2558
2019 | 2524 | 2718 | 30 | 2494 | 2688 | 124 | 2370 | 2564
2020 | 2541 | 2737 | 34 | 2507 | 2703 | 139 | 2368 | 2564
2021 | 2562 | 2760 | 37 | 2525 | 2723 | 153 | 2372 | 2570
2022 | 2584 | 2783 | 39 | 2545 | 2744 | 166 | 2379 | 2578
2023 | 2606 | 2807 | 42 | 2564 | 2765 | 177 | 2387 | 2588
2024 | 2626 | 2830 | 44 | 2582 | 2786 | 188 | 2394 | 2598
2025 | 2645 | 2851 | 46 | 2599 | 2805 | 198 | 2401 | 2607
2026 | 2664 | 2872 | 48 | 2616 | 2824 | 206 | 2410 | 2618
2027 | 2684 | 2894 | 50 | 2634 | 2844 | 214 | 2420 | 2630
CAGR | 0.8 | 0.8 | 7.5 | 0.7 | 0.7 | 7.8 | 0.3 | 0.3
RI | 50/50 | 90/10 | PV | 50/50 | 90/10 | EE | 50/50 | 90/10
2018 | 2099 | 2367 | 16 | 2083 | 2351 | 245 | 1838 | 2106
2019 | 2118 | 2390 | 23 | 2095 | 2367 | 278 | 1817 | 2089
2020 | 2137 | 2414 | 29 | 2108 | 2385 | 311 | 1797 | 2074
2021 | 2158 | 2439 | 34 | 2124 | 2405 | 341 | 1783 | 2064
2022 | 2179 | 2464 | 39 | 2140 | 2425 | 369 | 1771 | 2056
2023 | 2200 | 2490 | 43 | 2157 | 2447 | 395 | 1762 | 2052
2024 | 2220 | 2515 | 47 | 2173 | 2468 | 418 | 1755 | 2050
2025 | 2241 | 2540 | 50 | 2191 | 2490 | 439 | 1752 | 2051
2026 | 2262 | 2566 | 54 | 2208 | 2512 | 457 | 1751 | 2055
2027 | 2284 | 2592 | 57 | 2227 | 2535 | 474 | 1753 | 2061
CAGR | 0.9 | 1 | 15.2 | 0.7 | 0.8 | 7.6 | -0.5 | -0.2
VT | 50/50 | 90/10 | PV | 50/50 | 90/10 | EE | 50/50 | 90/10
2018 | 1113 | 1159 | 105 | 1008 | 1054 | 114 | 894 | 940
2019 | 1118 | 1165 | 112 | 1006 | 1053 | 129 | 877 | 924
2020 | 1123 | 1170 | 116 | 1007 | 1054 | 142 | 865 | 912
2021 | 1128 | 1176 | 119 | 1009 | 1057 | 155 | 854 | 902
2022 | 1133 | 1182 | 122 | 1011 | 1060 | 167 | 844 | 893
2023 | 1138 | 1187 | 125 | 1013 | 1062 | 178 | 835 | 884
2024 | 1143 | 1193 | 127 | 1016 | 1066 | 187 | 829 | 879
2025 | 1148 | 1198 | 129 | 1019 | 1069 | 197 | 822 | 872
2026 | 1153 | 1204 | 132 | 1021 | 1072 | 205 | 816 | 867
2027 | 1158 | 1209 | 134 | 1024 | 1075 | 212 | 812 | 863
CAGR | 0.4 | 0.5 | 2.7 | 0.2 | 0.2 | 7.1 | -1.1 | -0.9
SUBAREAS:
BHE | 50/50 | 90/10 | PV | 50/50 | 90/10 | EE | 50/50 | 90/10
2018 | 310 | 329 | 2 | 308 | 327 | 26 | 282 | 302
2019 | 311 | 331 | 2 | 309 | 328 | 29 | 280 | 300
2020 | 312 | 332 | 3 | 310 | 329 | 32 | 278 | 297
2021 | 314 | 334 | 3 | 311 | 331 | 35 | 277 | 296
2022 | 316 | 336 | 3 | 313 | 333 | 37 | 276 | 296
2023 | 319 | 339 | 3 | 315 | 335 | 39 | 276 | 296
2024 | 321 | 341 | 4 | 317 | 337 | 41 | 276 | 296
2025 | 323 | 343 | 4 | 319 | 339 | 43 | 276 | 296
2026 | 325 | 345 | 4 | 321 | 341 | 45 | 276 | 296
2027 | 327 | 347 | 4 | 323 | 343 | 46 | 277 | 297
CAGR | 0.6 | 0.6 | 10.6 | 0.5 | 0.5 | 6.7 | -0.2 | -0.2
ME | 50/50 | 90/10 | PV | 50/50 | 90/10 | EE | 50/50 | 90/10
2018 | 990 | 1052 | 8 | 982 | 1045 | 83 | 900 | 962
2019 | 994 | 1057 | 9 | 985 | 1047 | 92 | 892 | 955
2020 | 998 | 1060 | 11 | 986 | 1049 | 102 | 885 | 947
2021 | 1004 | 1067 | 13 | 991 | 1054 | 111 | 881 | 944
2022 | 1011 | 1075 | 14 | 998 | 1061 | 119 | 879 | 942
2023 | 1019 | 1083 | 15 | 1004 | 1068 | 126 | 879 | 942
2024 | 1026 | 1090 | 16 | 1010 | 1074 | 132 | 878 | 942
2025 | 1033 | 1097 | 17 | 1016 | 1080 | 138 | 877 | 941
2026 | 1040 | 1104 | 18 | 1021 | 1085 | 144 | 878 | 942
2027 | 1046 | 1110 | 19 | 1027 | 1091 | 148 | 879 | 943
CAGR | 0.6 | 0.6 | 10.6 | 0.5 | 0.5 | 6.7 | -0.3 | -0.2
SME | 50/50 | 90/10 | PV | 50/50 | 90/10 | EE | 50/50 | 90/10
2018 | 755 | 802 | 5 | 750 | 798 | 63 | 687 | 735
2019 | 758 | 806 | 6 | 752 | 800 | 70 | 682 | 729
2020 | 760 | 808 | 7 | 754 | 801 | 78 | 676 | 724
2021 | 765 | 813 | 8 | 757 | 805 | 84 | 673 | 721
2022 | 771 | 819 | 9 | 762 | 810 | 90 | 672 | 720
2023 | 777 | 825 | 9 | 767 | 816 | 96 | 672 | 720
2024 | 782 | 831 | 10 | 772 | 821 | 101 | 671 | 720
2025 | 787 | 836 | 11 | 776 | 825 | 105 | 671 | 720
2026 | 792 | 841 | 11 | 781 | 830 | 109 | 671 | 720
2027 | 797 | 846 | 12 | 785 | 834 | 113 | 672 | 721
CAGR | 0.6 | 0.6 | 10.6 | 0.5 | 0.5 | 6.7 | -0.2 | -0.2
NH | 50/50 | 90/10 | PV | 50/50 | 90/10 | EE | 50/50 | 90/10
2018 | 2111 | 2271 | 26 | 2085 | 2245 | 97 | 1988 | 2147
2019 | 2133 | 2294 | 30 | 2103 | 2264 | 110 | 1993 | 2154
2020 | 2149 | 2312 | 33 | 2116 | 2279 | 124 | 1992 | 2156
2021 | 2168 | 2333 | 35 | 2133 | 2298 | 136 | 1997 | 2162
2022 | 2189 | 2355 | 38 | 2151 | 2318 | 148 | 2003 | 2170
2023 | 2209 | 2378 | 40 | 2169 | 2338 | 158 | 2012 | 2180
2024 | 2228 | 2399 | 42 | 2187 | 2357 | 167 | 2019 | 2190
2025 | 2247 | 2419 | 44 | 2203 | 2375 | 176 | 2027 | 2199
2026 | 2265 | 2439 | 46 | 2219 | 2393 | 184 | 2036 | 2210
2027 | 2284 | 2459 | 47 | 2236 | 2412 | 191 | 2045 | 2221
CAGR | 0.9 | 0.9 | 6.8 | 0.8 | 0.8 | 7.8 | 0.3 | 0.4
VT | 50/50 | 90/10 | PV | 50/50 | 90/10 | EE | 50/50 | 90/10
2018 | 1330 | 1397 | 97 | 1232 | 1300 | 116 | 1116 | 1184
2019 | 1338 | 1406 | 104 | 1234 | 1302 | 132 | 1102 | 1170
2020 | 1344 | 1413 | 108 | 1236 | 1305 | 145 | 1091 | 1160
2021 | 1352 | 1421 | 111 | 1240 | 1310 | 159 | 1081 | 1151
2022 | 1359 | 1430 | 114 | 1245 | 1315 | 171 | 1074 | 1144
2023 | 1367 | 1438 | 117 | 1250 | 1321 | 182 | 1067 | 1138
2024 | 1374 | 1446 | 120 | 1254 | 1326 | 192 | 1062 | 1134
2025 | 1381 | 1453 | 122 | 1259 | 1331 | 202 | 1057 | 1129
2026 | 1388 | 1461 | 124 | 1263 | 1337 | 210 | 1053 | 1126
2027 | 1395 | 1469 | 127 | 1268 | 1342 | 218 | 1050 | 1124
CAGR | 0.5 | 0.6 | 3 | 0.3 | 0.4 | 7.2 | -0.7 | -0.6
Boston | 50/50 | 90/10 | PV | 50/50 | 90/10 | EE | 50/50 | 90/10
2018 | 6327 | 6837 | 57 | 6270 | 6780 | 674 | 5596 | 6105
2019 | 6388 | 6904 | 65 | 6323 | 6839 | 783 | 5540 | 6056
2020 | 6441 | 6964 | 70 | 6371 | 6895 | 885 | 5486 | 6010
2021 | 6500 | 7030 | 74 | 6426 | 6956 | 980 | 5446 | 5976
2022 | 6561 | 7098 | 78 | 6483 | 7020 | 1066 | 5417 | 5954
2023 | 6622 | 7167 | 82 | 6541 | 7085 | 1145 | 5396 | 5940
2024 | 6682 | 7233 | 85 | 6597 | 7148 | 1216 | 5381 | 5933
2025 | 6740 | 7298 | 87 | 6653 | 7211 | 1279 | 5375 | 5933
2026 | 6798 | 7363 | 88 | 6710 | 7275 | 1334 | 5377 | 5942
2027 | 6856 | 7428 | 89 | 6767 | 7339 | 1381 | 5387 | 5958
CAGR | 0.9 | 0.9 | 5 | 0.9 | 0.9 | 8.3 | -0.4 | -0.3
CMA/NEMA | 50/50 | 90/10 | PV | 50/50 | 90/10 | EE | 50/50 | 90/10
2018 | 1832 | 1979 | 46 | 1787 | 1934 | 192 | 1595 | 1742
2019 | 1853 | 2003 | 51 | 1802 | 1951 | 223 | 1579 | 1729
2020 | 1872 | 2024 | 55 | 1817 | 1969 | 252 | 1564 | 1716
2021 | 1893 | 2047 | 59 | 1834 | 1988 | 280 | 1554 | 1708
2022 | 1914 | 2071 | 62 | 1852 | 2009 | 305 | 1547 | 1704
2023 | 1935 | 2094 | 65 | 1871 | 2029 | 328 | 1543 | 1702
2024 | 1956 | 2117 | 67 | 1889 | 2050 | 349 | 1540 | 1701
2025 | 1977 | 2140 | 69 | 1908 | 2071 | 367 | 1540 | 1704
2026 | 1997 | 2163 | 70 | 1927 | 2093 | 384 | 1544 | 1709
2027 | 2017 | 2185 | 71 | 1947 | 2115 | 398 | 1549 | 1717
CAGR | 1.1 | 1.1 | 5 | 1 | 1 | 8.5 | -0.3 | -0.2
WMA | 50/50 | 90/10 | PV | 50/50 | 90/10 | EE | 50/50 | 90/10
2018 | 2215 | 2391 | 108 | 2107 | 2283 | 235 | 1873 | 2049
2019 | 2238 | 2416 | 121 | 2116 | 2295 | 272 | 1845 | 2023
2020 | 2258 | 2439 | 131 | 2127 | 2308 | 307 | 1821 | 2002
2021 | 2280 | 2464 | 139 | 2142 | 2325 | 339 | 1802 | 1986
2022 | 2303 | 2489 | 146 | 2157 | 2344 | 370 | 1788 | 1974
2023 | 2326 | 2515 | 152 | 2174 | 2363 | 397 | 1777 | 1966
2024 | 2349 | 2540 | 158 | 2191 | 2382 | 421 | 1769 | 1961
2025 | 2371 | 2564 | 162 | 2209 | 2402 | 444 | 1765 | 1959
2026 | 2393 | 2589 | 164 | 2229 | 2425 | 463 | 1766 | 1962
2027 | 2415 | 2613 | 165 | 2249 | 2448 | 480 | 1770 | 1968
CAGR | 1 | 1 | 4.9 | 0.7 | 0.8 | 8.3 | -0.6 | -0.4
SEMA | 50/50 | 90/10 | PV | 50/50 | 90/10 | EE | 50/50 | 90/10
2018 | 3142 | 3404 | 95 | 3048 | 3309 | 339 | 2709 | 2970
2019 | 3176 | 3441 | 107 | 3068 | 3334 | 393 | 2675 | 2940
2020 | 3206 | 3475 | 116 | 3090 | 3359 | 445 | 2645 | 2914
2021 | 3239 | 3512 | 124 | 3115 | 3388 | 492 | 2622 | 2896
2022 | 3272 | 3549 | 130 | 3142 | 3419 | 536 | 2606 | 2883
2023 | 3306 | 3587 | 136 | 3170 | 3451 | 576 | 2594 | 2875
2024 | 3339 | 3624 | 142 | 3198 | 3483 | 612 | 2586 | 2871
2025 | 3372 | 3661 | 145 | 3226 | 3515 | 644 | 2582 | 2871
2026 | 3404 | 3697 | 147 | 3257 | 3550 | 672 | 2585 | 2878
2027 | 3437 | 3733 | 149 | 3288 | 3585 | 697 | 2591 | 2888
CAGR | 1 | 1 | 5.1 | 0.8 | 0.9 | 8.3 | -0.5 | -0.3
RI | 50/50 | 90/10 | PV | 50/50 | 90/10 | EE | 50/50 | 90/10
2018 | 2741 | 3052 | 37 | 2704 | 3015 | 312 | 2392 | 2703
2019 | 2769 | 3085 | 46 | 2723 | 3039 | 357 | 2366 | 2682
2020 | 2796 | 3117 | 53 | 2743 | 3064 | 401 | 2342 | 2663
2021 | 2825 | 3152 | 60 | 2766 | 3092 | 441 | 2325 | 2651
2022 | 2855 | 3187 | 65 | 2790 | 3122 | 479 | 2311 | 2643
2023 | 2885 | 3222 | 70 | 2815 | 3152 | 513 | 2302 | 2639
2024 | 2914 | 3257 | 75 | 2839 | 3182 | 544 | 2295 | 2638
2025 | 2944 | 3291 | 79 | 2865 | 3212 | 572 | 2293 | 2640
2026 | 2974 | 3326 | 83 | 2891 | 3244 | 596 | 2294 | 2647
2027 | 3004 | 3362 | 86 | 2917 | 3275 | 619 | 2299 | 2657
CAGR | 1 | 1.1 | 9.9 | 0.8 | 0.9 | 7.9 | -0.4 | -0.2
CT | 50/50 | 90/10 | PV | 50/50 | 90/10 | EE | 50/50 | 90/10
2018 | 3566 | 3873 | 91 | 3475 | 3782 | 275 | 3200 | 3507
2019 | 3581 | 3890 | 107 | 3474 | 3783 | 295 | 3179 | 3488
2020 | 3593 | 3903 | 122 | 3471 | 3781 | 315 | 3155 | 3466
2021 | 3608 | 3920 | 135 | 3473 | 3785 | 342 | 3132 | 3443
2022 | 3625 | 3938 | 145 | 3480 | 3793 | 366 | 3114 | 3427
2023 | 3641 | 3956 | 153 | 3489 | 3804 | 388 | 3100 | 3415
2024 | 3657 | 3973 | 157 | 3500 | 3816 | 409 | 3091 | 3407
2025 | 3671 | 3989 | 161 | 3510 | 3828 | 427 | 3083 | 3401
2026 | 3686 | 4006 | 165 | 3521 | 3840 | 443 | 3078 | 3397
2027 | 3701 | 4022 | 169 | 3532 | 3853 | 457 | 3075 | 3396
CAGR | 0.4 | 0.4 | 7.1 | 0.2 | 0.2 | 5.8 | -0.4 | -0.4
SWCT | 50/50 | 90/10 | PV | 50/50 | 90/10 | EE | 50/50 | 90/10
2018 | 2408 | 2615 | 49 | 2359 | 2566 | 185 | 2173 | 2381
2019 | 2418 | 2627 | 58 | 2360 | 2569 | 199 | 2161 | 2370
2020 | 2426 | 2636 | 66 | 2360 | 2570 | 213 | 2147 | 2357
2021 | 2437 | 2647 | 73 | 2364 | 2574 | 231 | 2133 | 2343
2022 | 2448 | 2659 | 78 | 2369 | 2581 | 247 | 2122 | 2334
2023 | 2459 | 2671 | 82 | 2376 | 2589 | 262 | 2114 | 2327
2024 | 2469 | 2683 | 85 | 2384 | 2598 | 276 | 2108 | 2322
2025 | 2479 | 2694 | 87 | 2392 | 2607 | 288 | 2104 | 2318
2026 | 2489 | 2705 | 89 | 2400 | 2615 | 299 | 2100 | 2316
2027 | 2499 | 2716 | 91 | 2408 | 2625 | 308 | 2099 | 2316
CAGR | 0.4 | 0.4 | 7.1 | 0.2 | 0.3 | 5.8 | -0.4 | -0.3
NOR | 50/50 | 90/10 | PV | 50/50 | 90/10 | EE | 50/50 | 90/10
2018 | 1332 | 1447 | 12 | 1320 | 1435 | 103 | 1218 | 1333
2019 | 1342 | 1457 | 14 | 1328 | 1443 | 110 | 1217 | 1333
2020 | 1350 | 1466 | 16 | 1334 | 1450 | 118 | 1215 | 1332
2021 | 1359 | 1476 | 18 | 1341 | 1459 | 129 | 1213 | 1330
2022 | 1369 | 1487 | 19 | 1350 | 1468 | 138 | 1212 | 1330
2023 | 1378 | 1498 | 20 | 1359 | 1478 | 147 | 1212 | 1331
2024 | 1388 | 1508 | 20 | 1367 | 1487 | 155 | 1212 | 1332
2025 | 1397 | 1518 | 21 | 1376 | 1497 | 162 | 1213 | 1334
2026 | 1406 | 1528 | 21 | 1385 | 1506 | 169 | 1216 | 1337
2027 | 1415 | 1538 | 22 | 1393 | 1516 | 175 | 1219 | 1341
CAGR | 0.7 | 0.7 | 7.1 | 0.6 | 0.6 | 6.1 | 0 | 0.1
LOAD ZONES (CT,ME,NH,RI,VT ARE ALSO THE LOAD ZONES)
SEMA | 50/50 | 90/10 | PV | 50/50 | 90/10 | EE | 50/50 | 90/10
2018 | 3784 | 4089 | 115 | 3669 | 3974 | 406 | 3263 | 3568
2019 | 3826 | 4136 | 130 | 3696 | 4006 | 472 | 3224 | 3533
2020 | 3864 | 4179 | 140 | 3724 | 4038 | 534 | 3190 | 3504
2021 | 3906 | 4225 | 149 | 3757 | 4076 | 593 | 3164 | 3483
2022 | 3949 | 4272 | 157 | 3792 | 4116 | 646 | 3146 | 3470
2023 | 3992 | 4320 | 164 | 3828 | 4156 | 694 | 3134 | 3462
2024 | 4034 | 4366 | 170 | 3864 | 4196 | 738 | 3125 | 3458
2025 | 4075 | 4412 | 174 | 3900 | 4238 | 777 | 3123 | 3460
2026 | 4116 | 4458 | 176 | 3939 | 4282 | 812 | 3128 | 3470
2027 | 4157 | 4503 | 178 | 3979 | 4326 | 841 | 3137 | 3484
CAGR | 1 | 1.1 | 4.9 | 0.9 | 0.9 | 8.4 | -0.4 | -0.3
WCMA | 50/50 | 90/10 | PV | 50/50 | 90/10 | EE | 50/50 | 90/10
2018 | 3902 | 4216 | 146 | 3755 | 4070 | 419 | 3337 | 3651
2019 | 3945 | 4264 | 165 | 3780 | 4099 | 487 | 3293 | 3612
2020 | 3984 | 4308 | 178 | 3806 | 4130 | 551 | 3255 | 3579
2021 | 4026 | 4355 | 189 | 3837 | 4166 | 611 | 3226 | 3555
2022 | 4070 | 4403 | 199 | 3871 | 4205 | 666 | 3206 | 3539
2023 | 4114 | 4452 | 208 | 3906 | 4245 | 716 | 3191 | 3529
2024 | 4157 | 4500 | 216 | 3941 | 4284 | 761 | 3180 | 3523
2025 | 4199 | 4546 | 221 | 3977 | 4325 | 801 | 3177 | 3524
2026 | 4241 | 4593 | 224 | 4017 | 4370 | 836 | 3181 | 3533
2027 | 4282 | 4640 | 225 | 4057 | 4414 | 867 | 3190 | 3547
CAGR | 1 | 1.1 | 4.9 | 0.9 | 0.9 | 8.4 | -0.5 | -0.3
NEMA | 50/50 | 90/10 | PV | 50/50 | 90/10 | EE | 50/50 | 90/10
2018 | 6150 | 6646 | 54 | 6096 | 6592 | 660 | 5436 | 5932
2019 | 6211 | 6714 | 61 | 6150 | 6653 | 767 | 5383 | 5886
2020 | 6265 | 6775 | 66 | 6200 | 6709 | 867 | 5333 | 5842
2021 | 6325 | 6842 | 70 | 6255 | 6772 | 960 | 5296 | 5812
2022 | 6387 | 6910 | 73 | 6313 | 6837 | 1045 | 5269 | 5792
2023 | 6449 | 6979 | 77 | 6372 | 6903 | 1122 | 5250 | 5781
2024 | 6509 | 7046 | 80 | 6430 | 6967 | 1191 | 5238 | 5776
2025 | 6568 | 7112 | 82 | 6486 | 7030 | 1253 | 5233 | 5778
2026 | 6627 | 7178 | 83 | 6545 | 7096 | 1307 | 5238 | 5789
2027 | 6686 | 7244 | 83 | 6603 | 7160 | 1354 | 5249 | 5807
CAGR | 0.9 | 1 | 4.9 | 0.9 | 0.9 | 8.3 | -0.4 | -0.2

## 2B Winter (MW)
2018 CELT Forecast Detail: ISONE Control Area, New England States, RSP Sub-areas, and SMD Load Zones
Behind-the-Meter PV is labeled PV for formatting puroposes.
WINTER PEAK (MW)
| GROSS |  |  | GROSS-PV |  |  | NET
ISO-NE | 50/50 | 90/10 | PV | 50/50 | 90/10 | EE | 50/50 | 90/10
2018 | 23026 | 23725 | 0 | 23026 | 23725 | 2669 | 20357 | 21056
2019 | 23138 | 23837 | 0 | 23138 | 23837 | 2865 | 20273 | 20972
2020 | 23206 | 23906 | 0 | 23206 | 23906 | 3194 | 20012 | 20712
2021 | 23322 | 24021 | 0 | 23322 | 24021 | 3513 | 19809 | 20508
2022 | 23450 | 24150 | 0 | 23450 | 24150 | 3808 | 19642 | 20342
2023 | 23581 | 24281 | 0 | 23581 | 24281 | 4076 | 19505 | 20205
2024 | 23698 | 24397 | 0 | 23698 | 24397 | 4318 | 19380 | 20079
2025 | 23805 | 24505 | 0 | 23805 | 24505 | 4534 | 19271 | 19971
2026 | 23915 | 24615 | 0 | 23915 | 24615 | 4725 | 19190 | 19890
2027 | 24024 | 24723 | 0 | 24024 | 24723 | 4891 | 19133 | 19832
CAGR | 0.47255 | 0.45888 |  | 0.47255 | 0.45888 | 6.9615 | -0.68663 | -0.66322
STATES:
CT | 50/50 | 90/10 | PV | 50/50 | 90/10 | EE | 50/50 | 90/10
2018 | 5669.1574 | 5842.2961 | 0 | 5669.1574 | 5842.2961 | 511 | 5158.1574 | 5331.2961
2019 | 5681.9767 | 5855.1252 | 0 | 5681.9767 | 5855.1252 | 550 | 5131.9767 | 5305.1252
2020 | 5685.6118 | 5858.7685 | 0 | 5685.6118 | 5858.7685 | 590 | 5095.6118 | 5268.7685
2021 | 5698.6864 | 5871.8501 | 0 | 5698.6864 | 5871.8501 | 639 | 5059.6864 | 5232.8501
2022 | 5713.7969 | 5886.9674 | 0 | 5713.7969 | 5886.9674 | 685 | 5028.7969 | 5201.9674
2023 | 5729.0485 | 5902.2253 | 0 | 5729.0485 | 5902.2253 | 727 | 5002.0485 | 5175.2253
2024 | 5741.3701 | 5914.5524 | 0 | 5741.3701 | 5914.5524 | 766 | 4975.3701 | 5148.5524
2025 | 5752.0233 | 5925.2102 | 0 | 5752.0233 | 5925.2102 | 800 | 4952.0233 | 5125.2102
2026 | 5763.1108 | 5936.3017 | 0 | 5763.1108 | 5936.3017 | 830 | 4933.1108 | 5106.3017
2027 | 5773.9861 | 5947.1801 | 0 | 5773.9861 | 5947.1801 | 857 | 4916.9861 | 5090.1801
CAGR | 0.20379 | 0.1979 |  | 0.20379 | 0.1979 | 5.9134 | -0.53063 | -0.51292
ME | 50/50 | 90/10 | PV | 50/50 | 90/10 | EE | 50/50 | 90/10
2018 | 2066.7069 | 2124.8756 | 0 | 2066.7069 | 2124.8756 | 179 | 1887.7069 | 1945.8756
2019 | 2078.7307 | 2136.9022 | 0 | 2078.7307 | 2136.9022 | 188 | 1890.7307 | 1948.9022
2020 | 2086.774 | 2144.947 | 0 | 2086.774 | 2144.947 | 207 | 1879.774 | 1937.947
2021 | 2105.9717 | 2164.1387 | 0 | 2105.9717 | 2164.1387 | 224 | 1881.9717 | 1940.1387
2022 | 2129.3256 | 2187.4837 | 0 | 2129.3256 | 2187.4837 | 241 | 1888.3256 | 1946.4837
2023 | 2154.0727 | 2212.2215 | 0 | 2154.0727 | 2212.2215 | 255 | 1899.0727 | 1957.2215
2024 | 2175.854 | 2233.9957 | 0 | 2175.854 | 2233.9957 | 269 | 1906.854 | 1964.9957
2025 | 2195.969 | 2254.1048 | 0 | 2195.969 | 2254.1048 | 281 | 1914.969 | 1973.1048
2026 | 2215.8088 | 2273.9395 | 0 | 2215.8088 | 2273.9395 | 291 | 1924.8088 | 1982.9395
2027 | 2235.2325 | 2293.359 | 0 | 2235.2325 | 2293.359 | 300 | 1935.2325 | 1993.359
CAGR | 0.87479 | 0.85143 |  | 0.87479 | 0.85143 | 5.9055 | 0.27666 | 0.26824
MA | 50/50 | 90/10 | PV | 50/50 | 90/10 | EE | 50/50 | 90/10
2018 | 10651.5411 | 10972.7552 | 0 | 10651.5411 | 10972.7552 | 1502 | 9149.5411 | 9470.7552
2019 | 10723.167 | 11044.3601 | 0 | 10723.167 | 11044.3601 | 1626 | 9097.167 | 9418.3601
2020 | 10770.6517 | 11091.8284 | 0 | 10770.6517 | 11091.8284 | 1840 | 8930.6517 | 9251.8284
2021 | 10837.8893 | 11159.0577 | 0 | 10837.8893 | 11159.0577 | 2038 | 8799.8893 | 9121.0577
2022 | 10910.7938 | 11231.9568 | 0 | 10910.7938 | 11231.9568 | 2221 | 8689.7938 | 9010.9568
2023 | 10985.3976 | 11306.5563 | 0 | 10985.3976 | 11306.5563 | 2387 | 8598.3976 | 8919.5563
2024 | 11053.2527 | 11374.4064 | 0 | 11053.2527 | 11374.4064 | 2536 | 8517.2527 | 8838.4064
2025 | 11116.2717 | 11437.421 | 0 | 11116.2717 | 11437.421 | 2668 | 8448.2717 | 8769.421
2026 | 11180.3637 | 11501.5089 | 0 | 11180.3637 | 11501.5089 | 2785 | 8395.3637 | 8716.5089
2027 | 11243.2052 | 11564.3474 | 0 | 11243.2052 | 11564.3474 | 2886 | 8357.2052 | 8678.3474
CAGR | 0.60247 | 0.58517 |  | 0.60247 | 0.58517 | 7.5261 | -1.0014 | -0.96616
NH | 50/50 | 90/10 | PV | 50/50 | 90/10 | EE | 50/50 | 90/10
2018 | 2041.3106 | 2122.5018 | 0 | 2041.3106 | 2122.5018 | 95 | 1946.3106 | 2027.5018
2019 | 2048.5944 | 2129.7809 | 0 | 2048.5944 | 2129.7809 | 101 | 1947.5944 | 2028.7809
2020 | 2051.7402 | 2132.9248 | 0 | 2051.7402 | 2132.9248 | 113 | 1938.7402 | 2019.9248
2021 | 2057.2508 | 2138.4306 | 0 | 2057.2508 | 2138.4306 | 125 | 1932.2508 | 2013.4306
2022 | 2063.2732 | 2144.4478 | 0 | 2063.2732 | 2144.4478 | 135 | 1928.2732 | 2009.4478
2023 | 2069.3638 | 2150.5325 | 0 | 2069.3638 | 2150.5325 | 145 | 1924.3638 | 2005.5325
2024 | 2074.4311 | 2155.5947 | 0 | 2074.4311 | 2155.5947 | 153 | 1921.4311 | 2002.5947
2025 | 2078.8147 | 2159.9737 | 0 | 2078.8147 | 2159.9737 | 161 | 1917.8147 | 1998.9737
2026 | 2083.4101 | 2164.5644 | 0 | 2083.4101 | 2164.5644 | 168 | 1915.4101 | 1996.5644
2027 | 2088.1446 | 2169.2936 | 0 | 2088.1446 | 2169.2936 | 174 | 1914.1446 | 1995.2936
CAGR | 0.25236 | 0.24258 |  | 0.25236 | 0.24258 | 6.9554 | -0.18499 | -0.17777
RI | 50/50 | 90/10 | PV | 50/50 | 90/10 | EE | 50/50 | 90/10
2018 | 1482.2902 | 1530.625 | 0 | 1482.2902 | 1530.625 | 240 | 1242.2902 | 1290.625
2019 | 1484.2051 | 1532.5427 | 0 | 1484.2051 | 1532.5427 | 274 | 1210.2051 | 1258.5427
2020 | 1486.2921 | 1534.6308 | 0 | 1486.2921 | 1534.6308 | 306 | 1180.2921 | 1228.6308
2021 | 1490.8344 | 1539.1734 | 0 | 1490.8344 | 1539.1734 | 336 | 1154.8344 | 1203.1734
2022 | 1496.0344 | 1544.3734 | 0 | 1496.0344 | 1544.3734 | 364 | 1132.0344 | 1180.3734
2023 | 1501.0172 | 1549.3563 | 0 | 1501.0172 | 1549.3563 | 389 | 1112.0172 | 1160.3563
2024 | 1505.5219 | 1553.8609 | 0 | 1505.5219 | 1553.8609 | 412 | 1093.5219 | 1141.8609
2025 | 1510.3563 | 1558.6947 | 0 | 1510.3563 | 1558.6947 | 432 | 1078.3563 | 1126.6947
2026 | 1515.7072 | 1564.045 | 0 | 1515.7072 | 1564.045 | 450 | 1065.7072 | 1114.045
2027 | 1521.4843 | 1569.821 | 0 | 1521.4843 | 1569.821 | 466 | 1055.4843 | 1103.821
CAGR | 0.2904 | 0.28134 |  | 0.2904 | 0.28134 | 7.6513 | -1.7943 | -1.7222
VT | 50/50 | 90/10 | PV | 50/50 | 90/10 | EE | 50/50 | 90/10
2018 | 1114.5836 | 1132.2467 | 0 | 1114.5836 | 1132.2467 | 142 | 972.5836 | 990.2467
2019 | 1120.8722 | 1138.5457 | 0 | 1120.8722 | 1138.5457 | 125 | 995.8722 | 1013.5457
2020 | 1124.8941 | 1142.5751 | 0 | 1124.8941 | 1142.5751 | 139 | 985.8941 | 1003.5751
2021 | 1130.9018 | 1148.5946 | 0 | 1130.9018 | 1148.5946 | 151 | 979.9018 | 997.5946
2022 | 1136.825 | 1154.5305 | 0 | 1136.825 | 1154.5305 | 163 | 973.825 | 991.5305
2023 | 1142.4371 | 1160.1557 | 0 | 1142.4371 | 1160.1557 | 173 | 969.4371 | 987.1557
2024 | 1147.3183 | 1165.0486 | 0 | 1147.3183 | 1165.0486 | 183 | 964.3183 | 982.0486
2025 | 1151.9828 | 1169.724 | 0 | 1151.9828 | 1169.724 | 192 | 959.9828 | 977.724
2026 | 1156.7881 | 1174.54 | 0 | 1156.7881 | 1174.54 | 200 | 956.7881 | 974.54
2027 | 1161.7303 | 1179.4928 | 0 | 1161.7303 | 1179.4928 | 207 | 954.7303 | 972.4928
CAGR | 0.46139 | 0.45526 |  | 0.46139 | 0.45526 | 4.2766 | -0.20565 | -0.20082
SUBAREAS:
BHE | 50/50 | 90/10 | PV | 50/50 | 90/10 | EE | 50/50 | 90/10
2018 | 294.1032 | 302.3809 | 0 | 294.1032 | 302.3809 | 25.4726 | 268.6306 | 276.9083
2019 | 295.8275 | 304.1059 | 0 | 295.8275 | 304.1059 | 26.7546 | 269.0729 | 277.3514
2020 | 296.9852 | 305.2642 | 0 | 296.9852 | 305.2642 | 29.4598 | 267.5254 | 275.8044
2021 | 299.7303 | 308.0088 | 0 | 299.7303 | 308.0088 | 31.8806 | 267.8497 | 276.1282
2022 | 303.0669 | 311.3446 | 0 | 303.0669 | 311.3446 | 34.3015 | 268.7654 | 277.043
2023 | 306.602 | 314.8786 | 0 | 306.602 | 314.8786 | 36.2957 | 270.3063 | 278.583
2024 | 309.7149 | 317.9909 | 0 | 309.7149 | 317.9909 | 38.2899 | 271.425 | 279.701
2025 | 312.5907 | 320.8662 | 0 | 312.5907 | 320.8662 | 39.9997 | 272.5911 | 280.8666
2026 | 315.4274 | 323.7025 | 0 | 315.4274 | 323.7025 | 41.4248 | 274.0026 | 282.2777
2027 | 318.2048 | 326.4796 | 0 | 318.2048 | 326.4796 | 42.7076 | 275.4972 | 283.772
CAGR | 0.879 | 0.85564 |  | 0.879 | 0.85564 | 5.91 | 0.28084 | 0.27242
ME | 50/50 | 90/10 | PV | 50/50 | 90/10 | EE | 50/50 | 90/10
2018 | 1013.5235 | 1042.0498 | 0 | 1013.5235 | 1042.0498 | 87.7825 | 925.741 | 954.2673
2019 | 1019.585 | 1048.1172 | 0 | 1019.585 | 1048.1172 | 92.2111 | 927.3739 | 955.9061
2020 | 1023.6928 | 1052.2303 | 0 | 1023.6928 | 1052.2303 | 101.5464 | 922.1464 | 950.6839
2021 | 1033.2718 | 1061.8108 | 0 | 1033.2718 | 1061.8108 | 109.9031 | 923.3687 | 951.9077
2022 | 1044.8906 | 1073.4296 | 0 | 1044.8906 | 1073.4296 | 118.2622 | 926.6284 | 955.1674
2023 | 1057.1939 | 1085.7326 | 0 | 1057.1939 | 1085.7326 | 125.151 | 932.0428 | 960.5816
2024 | 1068.0423 | 1096.5819 | 0 | 1068.0423 | 1096.5819 | 132.0417 | 936.0007 | 964.5402
2025 | 1078.0733 | 1106.6141 | 0 | 1078.0733 | 1106.6141 | 137.9521 | 940.1212 | 968.6619
2026 | 1087.9694 | 1116.5118 | 0 | 1087.9694 | 1116.5118 | 142.882 | 945.0875 | 973.6298
2027 | 1097.6614 | 1126.2057 | 0 | 1097.6614 | 1126.2057 | 147.3218 | 950.3397 | 978.884
CAGR | 0.89004 | 0.86667 |  | 0.89004 | 0.86667 | 5.9216 | 0.29181 | 0.28339
SME | 50/50 | 90/10 | PV | 50/50 | 90/10 | EE | 50/50 | 90/10
2018 | 699.6099 | 719.3008 | 0 | 699.6099 | 719.3008 | 60.5941 | 639.0158 | 658.7068
2019 | 703.5871 | 723.2764 | 0 | 703.5871 | 723.2764 | 63.6323 | 639.9548 | 659.6441
2020 | 706.2178 | 725.905 | 0 | 706.2178 | 725.905 | 70.0541 | 636.1637 | 655.8509
2021 | 712.6238 | 732.3065 | 0 | 712.6238 | 732.3065 | 75.7977 | 636.8261 | 656.5088
2022 | 720.4359 | 740.1131 | 0 | 720.4359 | 740.1131 | 81.5399 | 638.896 | 658.5732
2023 | 728.7189 | 748.3905 | 0 | 728.7189 | 748.3905 | 86.266 | 642.4528 | 662.1245
2024 | 735.9981 | 755.665 | 0 | 735.9981 | 755.665 | 90.9912 | 645.0069 | 664.6738
2025 | 742.7135 | 762.376 | 0 | 742.7135 | 762.376 | 95.0389 | 647.6746 | 667.3371
2026 | 749.3356 | 768.9941 | 0 | 749.3356 | 768.9941 | 98.4095 | 650.9261 | 670.5846
2027 | 755.8169 | 775.4717 | 0 | 755.8169 | 775.4717 | 101.4414 | 654.3755 | 674.0303
CAGR | 0.86232 | 0.83896 |  | 0.86232 | 0.83896 | 5.8925 | 0.26426 | 0.25584
NH | 50/50 | 90/10 | PV | 50/50 | 90/10 | EE | 50/50 | 90/10
2018 | 1746.2962 | 1813.9667 | 0 | 1746.2962 | 1813.9667 | 87.3549 | 1658.9413 | 1726.6118
2019 | 1754.3379 | 1822.0685 | 0 | 1754.3379 | 1822.0685 | 91.8147 | 1662.5232 | 1730.2537
2020 | 1758.846 | 1826.6385 | 0 | 1758.846 | 1826.6385 | 102.677 | 1656.169 | 1723.9615
2021 | 1765.6626 | 1833.5146 | 0 | 1765.6626 | 1833.5146 | 113.4177 | 1652.2449 | 1720.0968
2022 | 1773.0114 | 1840.9221 | 0 | 1773.0114 | 1840.9221 | 122.5622 | 1650.4492 | 1718.3599
2023 | 1780.4462 | 1848.415 | 0 | 1780.4462 | 1848.415 | 131.5534 | 1648.8928 | 1716.8616
2024 | 1786.9426 | 1854.97 | 0 | 1786.9426 | 1854.97 | 138.9421 | 1648.0006 | 1716.028
2025 | 1792.8317 | 1860.918 | 0 | 1792.8317 | 1860.918 | 146.2442 | 1646.5875 | 1714.6738
2026 | 1798.892 | 1867.0367 | 0 | 1798.892 | 1867.0367 | 152.6497 | 1646.2423 | 1714.3871
2027 | 1805.0607 | 1873.2634 | 0 | 1805.0607 | 1873.2634 | 158.1847 | 1646.876 | 1715.0788
CAGR | 0.36842 | 0.35804 |  | 0.36842 | 0.35804 | 6.8201 | -0.081072 | -0.074439
VT | 50/50 | 90/10 | PV | 50/50 | 90/10 | EE | 50/50 | 90/10
2018 | 1273.8382 | 1300.8048 | 0 | 1273.8382 | 1300.8048 | 139.3769 | 1134.4614 | 1161.4279
2019 | 1280.387 | 1307.361 | 0 | 1280.387 | 1307.361 | 125.0974 | 1155.2895 | 1182.2635
2020 | 1284.3471 | 1311.3264 | 0 | 1284.3471 | 1311.3264 | 139.1983 | 1145.1487 | 1172.1281
2021 | 1290.3999 | 1317.388 | 0 | 1290.3999 | 1317.388 | 151.521 | 1138.8789 | 1165.867
2022 | 1296.4486 | 1323.4463 | 0 | 1296.4486 | 1323.4463 | 163.5653 | 1132.8833 | 1159.881
2023 | 1302.2304 | 1329.2378 | 0 | 1302.2304 | 1329.2378 | 173.8316 | 1128.3987 | 1155.4062
2024 | 1307.2206 | 1334.2368 | 0 | 1307.2206 | 1334.2368 | 183.8197 | 1123.4009 | 1150.417
2025 | 1311.9235 | 1338.9476 | 0 | 1311.9235 | 1338.9476 | 192.9187 | 1119.0048 | 1146.029
2026 | 1316.7809 | 1343.8129 | 0 | 1316.7809 | 1343.8129 | 200.9899 | 1115.791 | 1142.823
2027 | 1321.7791 | 1348.8188 | 0 | 1321.7791 | 1348.8188 | 208.0334 | 1113.7458 | 1140.7854
CAGR | 0.41133 | 0.40355 |  | 0.41133 | 0.40355 | 4.5507 | -0.20456 | -0.19906
Boston | 50/50 | 90/10 | PV | 50/50 | 90/10 | EE | 50/50 | 90/10
2018 | 4884.9713 | 5032.8124 | 0 | 4884.9713 | 5032.8124 | 683.6639 | 4201.3074 | 4349.1486
2019 | 4920.6627 | 5068.5682 | 0 | 4920.6627 | 5068.5682 | 740.6854 | 4179.9773 | 4327.8828
2020 | 4945.2802 | 5093.2507 | 0 | 4945.2802 | 5093.2507 | 838.8389 | 4106.4413 | 4254.4118
2021 | 4978.9233 | 5126.9609 | 0 | 4978.9233 | 5126.9609 | 929.8714 | 4049.052 | 4197.0896
2022 | 5015.156 | 5163.2606 | 0 | 5015.156 | 5163.2606 | 1014.1676 | 4000.9884 | 4149.093
2023 | 5052.1663 | 5200.337 | 0 | 5052.1663 | 5200.337 | 1090.8451 | 3961.3211 | 4109.4919
2024 | 5086.0796 | 5234.3147 | 0 | 5086.0796 | 5234.3147 | 1159.8366 | 3926.243 | 4074.4781
2025 | 5117.7702 | 5266.0687 | 0 | 5117.7702 | 5266.0687 | 1221.1662 | 3896.604 | 4044.9025
2026 | 5149.9516 | 5298.3122 | 0 | 5149.9516 | 5298.3122 | 1275.7048 | 3874.2468 | 4022.6074
2027 | 5181.5607 | 5329.9827 | 0 | 5181.5607 | 5329.9827 | 1322.978 | 3858.5828 | 4007.0047
CAGR | 0.65707 | 0.63947 |  | 0.65707 | 0.63947 | 7.611 | -0.94105 | -0.90627
CMA/NEMA | 50/50 | 90/10 | PV | 50/50 | 90/10 | EE | 50/50 | 90/10
2018 | 1403.9102 | 1446.8446 | 0 | 1403.9102 | 1446.8446 | 192.102 | 1211.8083 | 1254.7427
2019 | 1413.5431 | 1456.4868 | 0 | 1413.5431 | 1456.4868 | 207.9591 | 1205.584 | 1248.5277
2020 | 1420.0078 | 1462.9614 | 0 | 1420.0078 | 1462.9614 | 235.3498 | 1184.658 | 1227.6116
2021 | 1429.0337 | 1471.9979 | 0 | 1429.0337 | 1471.9979 | 260.7366 | 1168.2971 | 1211.2613
2022 | 1438.79 | 1481.7651 | 0 | 1438.79 | 1481.7651 | 284.1828 | 1154.6072 | 1197.5823
2023 | 1448.7633 | 1491.7493 | 0 | 1448.7633 | 1491.7493 | 305.4957 | 1143.2676 | 1186.2536
2024 | 1457.8546 | 1500.8512 | 0 | 1457.8546 | 1500.8512 | 324.6123 | 1133.2423 | 1176.239
2025 | 1466.315 | 1509.3223 | 0 | 1466.315 | 1509.3223 | 341.592 | 1124.723 | 1167.7303
2026 | 1474.9171 | 1517.935 | 0 | 1474.9171 | 1517.935 | 356.6551 | 1118.2621 | 1161.2799
2027 | 1483.3657 | 1526.3941 | 0 | 1483.3657 | 1526.3941 | 369.6737 | 1113.692 | 1156.7204
CAGR | 0.61357 | 0.59647 |  | 0.61357 | 0.59647 | 7.5443 | -0.93376 | -0.89972
WMA | 50/50 | 90/10 | PV | 50/50 | 90/10 | EE | 50/50 | 90/10
2018 | 1791.7254 | 1844.6645 | 0 | 1791.7254 | 1844.6645 | 247.9455 | 1543.7799 | 1596.719
2019 | 1800.8578 | 1853.7189 | 0 | 1800.8578 | 1853.7189 | 265.9786 | 1534.8792 | 1587.7404
2020 | 1806.0022 | 1858.7867 | 0 | 1806.0022 | 1858.7867 | 299.9811 | 1506.0211 | 1558.8056
2021 | 1814.4446 | 1867.1549 | 0 | 1814.4446 | 1867.1549 | 331.4092 | 1483.0354 | 1535.7458
2022 | 1823.7741 | 1876.4117 | 0 | 1823.7741 | 1876.4117 | 360.4175 | 1463.3567 | 1515.9942
2023 | 1833.3402 | 1885.906 | 0 | 1833.3402 | 1885.906 | 386.5581 | 1446.7821 | 1499.3479
2024 | 1841.7828 | 1894.2775 | 0 | 1841.7828 | 1894.2775 | 409.9968 | 1431.786 | 1484.2807
2025 | 1849.4502 | 1901.8747 | 0 | 1849.4502 | 1901.8747 | 430.6503 | 1418.7999 | 1471.2244
2026 | 1857.2975 | 1909.6525 | 0 | 1857.2975 | 1909.6525 | 448.8477 | 1408.4498 | 1460.8048
2027 | 1864.9621 | 1917.2486 | 0 | 1864.9621 | 1917.2486 | 464.4598 | 1400.5024 | 1452.7889
CAGR | 0.44612 | 0.42974 |  | 0.44612 | 0.42974 | 7.223 | -1.0764 | -1.0441
SEMA | 50/50 | 90/10 | PV | 50/50 | 90/10 | EE | 50/50 | 90/10
2018 | 2332.3318 | 2402.9963 | 0 | 2332.3318 | 2402.9963 | 331.6953 | 2000.6365 | 2071.301
2019 | 2346.1103 | 2416.7346 | 0 | 2346.1103 | 2416.7346 | 360.1744 | 1985.9359 | 2056.5601
2020 | 2354.9265 | 2425.5117 | 0 | 2354.9265 | 2425.5117 | 406.9982 | 1947.9282 | 2018.5134
2021 | 2368.0388 | 2438.5868 | 0 | 2368.0388 | 2438.5868 | 450.2989 | 1917.7399 | 1988.2879
2022 | 2382.3772 | 2452.8891 | 0 | 2382.3772 | 2452.8891 | 490.288 | 1892.0892 | 1962.6011
2023 | 2397.0447 | 2467.521 | 0 | 2397.0447 | 2467.521 | 526.4696 | 1870.5751 | 1941.0514
2024 | 2410.2783 | 2480.7191 | 0 | 2410.2783 | 2480.7191 | 558.9391 | 1851.3392 | 1921.78
2025 | 2422.5452 | 2492.9509 | 0 | 2422.5452 | 2492.9509 | 587.613 | 1834.9321 | 1905.3379
2026 | 2435.0787 | 2505.4498 | 0 | 2435.0787 | 2505.4498 | 612.9978 | 1822.0809 | 1892.452
2027 | 2447.3924 | 2517.7294 | 0 | 2447.3924 | 2517.7294 | 634.8926 | 1812.4998 | 1882.8368
CAGR | 0.53648 | 0.51958 |  | 0.53648 | 0.51958 | 7.4803 | -1.0913 | -1.0544
RI | 50/50 | 90/10 | PV | 50/50 | 90/10 | EE | 50/50 | 90/10
2018 | 1987.7501 | 2050.9985 | 0 | 1987.7501 | 2050.9985 | 308.4686 | 1679.2815 | 1742.5299
2019 | 1992.3895 | 2055.5981 | 0 | 1992.3895 | 2055.5981 | 346.6346 | 1645.7549 | 1708.9635
2020 | 1995.7401 | 2058.9082 | 0 | 1995.7401 | 2058.9082 | 388.336 | 1607.4041 | 1670.5721
2021 | 2002.507 | 2065.6348 | 0 | 2002.507 | 2065.6348 | 427.2135 | 1575.2935 | 1638.4213
2022 | 2010.2088 | 2073.297 | 0 | 2010.2088 | 2073.297 | 463.3337 | 1546.8751 | 1609.9633
2023 | 2017.8117 | 2080.8608 | 0 | 2017.8117 | 2080.8608 | 495.674 | 1522.1377 | 1585.1868
2024 | 2024.5778 | 2087.5882 | 0 | 2024.5778 | 2087.5882 | 525.1519 | 1499.4259 | 1562.4363
2025 | 2031.3585 | 2094.3303 | 0 | 2031.3585 | 2094.3303 | 550.8634 | 1480.495 | 1543.4669
2026 | 2038.6741 | 2101.6077 | 0 | 2038.6741 | 2101.6077 | 573.8438 | 1464.8303 | 1527.7639
2027 | 2046.3058 | 2109.2014 | 0 | 2046.3058 | 2109.2014 | 594.0402 | 1452.2656 | 1515.1613
CAGR | 0.32311 | 0.3114 |  | 0.32311 | 0.3114 | 7.5531 | -1.6008 | -1.5415
CT | 50/50 | 90/10 | PV | 50/50 | 90/10 | EE | 50/50 | 90/10
2018 | 2730.9561 | 2814.3608 | 0 | 2730.9561 | 2814.3608 | 246.1598 | 2484.7964 | 2568.201
2019 | 2735.8272 | 2819.1968 | 0 | 2735.8272 | 2819.1968 | 264.8207 | 2471.0065 | 2554.3761
2020 | 2736.2775 | 2819.6115 | 0 | 2736.2775 | 2819.6115 | 283.9455 | 2452.332 | 2535.666
2021 | 2741.272 | 2824.57 | 0 | 2741.272 | 2824.57 | 307.3819 | 2433.8902 | 2517.1881
2022 | 2747.2447 | 2830.5066 | 0 | 2747.2447 | 2830.5066 | 329.3541 | 2417.8905 | 2501.1525
2023 | 2753.2834 | 2836.5092 | 0 | 2753.2834 | 2836.5092 | 349.3839 | 2403.8996 | 2487.1254
2024 | 2757.913 | 2841.1025 | 0 | 2757.913 | 2841.1025 | 367.9542 | 2389.9588 | 2473.1482
2025 | 2761.741 | 2844.8939 | 0 | 2761.741 | 2844.8939 | 384.1071 | 2377.6339 | 2460.7868
2026 | 2765.7778 | 2848.8939 | 0 | 2765.7778 | 2848.8939 | 398.3258 | 2367.452 | 2450.5682
2027 | 2769.7129 | 2852.792 | 0 | 2769.7129 | 2852.792 | 411.0928 | 2358.6201 | 2441.6992
CAGR | 0.1567 | 0.15081 |  | 0.1567 | 0.15081 | 5.8637 | -0.57737 | -0.55967
SWCT | 50/50 | 90/10 | PV | 50/50 | 90/10 | EE | 50/50 | 90/10
2018 | 1846.0983 | 1902.479 | 0 | 1846.0983 | 1902.479 | 166.4015 | 1679.6968 | 1736.0775
2019 | 1849.4213 | 1905.7792 | 0 | 1849.4213 | 1905.7792 | 179.019 | 1670.4023 | 1726.7603
2020 | 1849.7559 | 1906.0907 | 0 | 1849.7559 | 1906.0907 | 191.9505 | 1657.8054 | 1714.1402
2021 | 1853.1624 | 1909.4737 | 0 | 1853.1624 | 1909.4737 | 207.7971 | 1645.3653 | 1701.6766
2022 | 1857.2302 | 1913.518 | 0 | 1857.2302 | 1913.518 | 222.6545 | 1634.5757 | 1690.8635
2023 | 1861.3427 | 1917.607 | 0 | 1861.3427 | 1917.607 | 236.1991 | 1625.1436 | 1681.4079
2024 | 1864.5025 | 1920.7432 | 0 | 1864.5025 | 1920.7432 | 248.7575 | 1615.745 | 1671.9857
2025 | 1867.1205 | 1923.3373 | 0 | 1867.1205 | 1923.3373 | 259.6819 | 1607.4385 | 1663.6554
2026 | 1869.8795 | 1926.0725 | 0 | 1869.8795 | 1926.0725 | 269.299 | 1600.5805 | 1656.7735
2027 | 1872.5699 | 1928.7387 | 0 | 1872.5699 | 1928.7387 | 277.9349 | 1594.6349 | 1650.8037
CAGR | 0.15832 | 0.15243 |  | 0.15832 | 0.15243 | 5.8654 | -0.57576 | -0.55806
| GROSS |  |  | GROSS-PV |  |  | Net
NOR | 50/50 | 90/10 | PV | 50/50 | 90/10 | EE | 50/50 | 90/10
2018 | 1020.4755 | 1051.6413 | 0 | 1020.4755 | 1051.6413 | 91.9824 | 928.4931 | 959.6588
2019 | 1025.0098 | 1056.2452 | 0 | 1025.0098 | 1056.2452 | 99.2182 | 925.7916 | 957.027
2020 | 1027.8849 | 1059.1893 | 0 | 1027.8849 | 1059.1893 | 106.6643 | 921.2205 | 952.525
2021 | 1032.4642 | 1063.8372 | 0 | 1032.4642 | 1063.8372 | 115.7713 | 916.6928 | 948.0659
2022 | 1037.4144 | 1068.8558 | 0 | 1037.4144 | 1068.8558 | 124.3707 | 913.0437 | 944.4851
2023 | 1042.3933 | 1073.9026 | 0 | 1042.3933 | 1073.9026 | 132.2768 | 910.1166 | 941.6259
2024 | 1046.841 | 1078.4178 | 0 | 1046.841 | 1078.4178 | 139.667 | 907.1739 | 938.7508
2025 | 1050.9845 | 1082.6285 | 0 | 1050.9845 | 1082.6285 | 146.1725 | 904.812 | 936.456
2026 | 1055.2071 | 1086.9178 | 0 | 1055.2071 | 1086.9178 | 151.9703 | 903.2368 | 934.9475
2027 | 1059.3905 | 1091.1675 | 0 | 1059.3905 | 1091.1675 | 157.2393 | 902.1512 | 933.9282
CAGR | 0.4167 | 0.4108 |  | 0.4167 | 0.4108 | 6.1385 | -0.31928 | -0.30153
LOAD ZONES (CT,ME,NH,RI,VT are also Load Zones)
SEMA | 50/50 | 90/10 | PV | 50/50 | 90/10 | EE | 50/50 | 90/10
2018 | 2837.7917 | 2923.3699 | 0 | 2837.7917 | 2923.3699 | 400.164 | 2437.6278 | 2523.2059
2019 | 2854.2947 | 2939.79 | 0 | 2854.2947 | 2939.79 | 432.809 | 2421.4857 | 2506.981
2020 | 2864.3745 | 2949.7891 | 0 | 2864.3745 | 2949.7891 | 489.3343 | 2375.0402 | 2460.4548
2021 | 2879.7113 | 2965.0482 | 0 | 2879.7113 | 2965.0482 | 541.5124 | 2338.1989 | 2423.5358
2022 | 2896.5516 | 2981.8126 | 0 | 2896.5516 | 2981.8126 | 589.6217 | 2306.9299 | 2392.1909
2023 | 2913.8392 | 2999.0255 | 0 | 2913.8392 | 2999.0255 | 633.1436 | 2280.6956 | 2365.8819
2024 | 2929.3341 | 3014.4463 | 0 | 2929.3341 | 3014.4463 | 672.091 | 2257.2431 | 2342.3553
2025 | 2943.5474 | 3028.5865 | 0 | 2943.5474 | 3028.5865 | 706.4765 | 2237.0709 | 2322.11
2026 | 2958.0456 | 3043.0126 | 0 | 2958.0456 | 3043.0126 | 736.8416 | 2221.204 | 2306.171
2027 | 2972.2138 | 3057.1098 | 0 | 2972.2138 | 3057.1098 | 762.9327 | 2209.2811 | 2294.1771
CAGR | 0.51493 | 0.49769 |  | 0.51493 | 0.49769 | 7.438 | -1.0888 | -1.0533
WCMA | 50/50 | 90/10 | PV | 50/50 | 90/10 | EE | 50/50 | 90/10
2018 | 3056.5905 | 3148.7668 | 0 | 3056.5905 | 3148.7668 | 431.0173 | 2625.5731 | 2717.7495
2019 | 3075.2341 | 3167.3472 | 0 | 3075.2341 | 3167.3472 | 466.311 | 2608.9231 | 2701.0362
2020 | 3086.9564 | 3179.0083 | 0 | 3086.9564 | 3179.0083 | 527.359 | 2559.5975 | 2651.6493
2021 | 3104.343 | 3196.3366 | 0 | 3104.343 | 3196.3366 | 583.7531 | 2520.5899 | 2612.5836
2022 | 3123.3511 | 3215.288 | 0 | 3123.3511 | 3215.288 | 635.789 | 2487.5621 | 2579.499
2023 | 3142.8428 | 3234.724 | 0 | 3142.8428 | 3234.724 | 682.9034 | 2459.9393 | 2551.8205
2024 | 3160.4017 | 3252.2276 | 0 | 3160.4017 | 3252.2276 | 725.1059 | 2435.2958 | 2527.1217
2025 | 3176.578 | 3268.3494 | 0 | 3176.578 | 3268.3494 | 762.4058 | 2414.1722 | 2505.9436
2026 | 3193.0615 | 3284.7791 | 0 | 3193.0615 | 3284.7791 | 795.3834 | 2397.678 | 2489.3956
2027 | 3209.1884 | 3300.8532 | 0 | 3209.1884 | 3300.8532 | 823.7613 | 2385.4271 | 2477.0919
CAGR | 0.54215 | 0.5249 |  | 0.54215 | 0.5249 | 7.4671 | -1.062 | -1.0265
NEMA | 50/50 | 90/10 | PV | 50/50 | 90/10 | EE | 50/50 | 90/10
2018 | 4756.9172 | 4900.7279 | 0 | 4756.9172 | 4900.7279 | 670.6137 | 4086.3035 | 4230.1142
2019 | 4793.1165 | 4937.062 | 0 | 4793.1165 | 4937.062 | 727.0922 | 4066.0243 | 4209.9698
2020 | 4819.0291 | 4963.1078 | 0 | 4819.0291 | 4963.1078 | 823.2293 | 3995.7998 | 4139.8785
2021 | 4853.4367 | 4997.647 | 0 | 4853.4367 | 4997.647 | 912.8663 | 3940.5704 | 4084.7807
2022 | 4890.5353 | 5034.8755 | 0 | 4890.5353 | 5034.8755 | 995.4964 | 3895.0388 | 4039.3791
2023 | 4928.0886 | 5073.0059 | 0 | 4928.0886 | 5073.0059 | 1070.8187 | 3857.2698 | 4002.1872
2024 | 4962.9543 | 5107.55 | 0 | 4962.9543 | 5107.55 | 1138.7274 | 3824.2269 | 3968.8225
2025 | 4995.5748 | 5140.2959 | 0 | 4995.5748 | 5140.2959 | 1199.2939 | 3796.2809 | 3941.002
2026 | 5028.6432 | 5173.9382 | 0 | 5028.6432 | 5173.9382 | 1252.743 | 3775.9003 | 3921.1952
2027 | 5061.2604 | 5206.228 | 0 | 5061.2604 | 5206.228 | 1299.4253 | 3761.835 | 3906.8026
CAGR | 0.69144 | 0.67417 |  | 0.69144 | 0.67417 | 7.6267 | -0.91505 | -0.87955

## 2C Energy (GWh)
2018 CELT Forecast Detail: ISONE Control Area, New England States, RSP Sub-areas, and SMD Load Zones
Behind-the-Meter PV is labeled PV for formatting puroposes.
ANNUAL ENERGY (GWh)
ISO-NE | GROSS | PV | GROSS-PV | EE | NET
2018 | 142488 | 2161.9277 | 140326.0723 | 16074 | 124252.0723
2019 | 143820 | 2558.2222 | 141261.7778 | 18764 | 122497.7778
2020 | 144634 | 2906.4542 | 141727.5458 | 21332 | 120395.5458
2021 | 146009 | 3232.8535 | 142776.1465 | 23827 | 118949.1465
2022 | 147538 | 3539.6536 | 143998.3464 | 26128 | 117870.3464
2023 | 149100 | 3833.7304 | 145266.2696 | 28228 | 117038.2696
2024 | 150485 | 4115.3265 | 146369.6735 | 30121 | 116248.6735
2025 | 151766 | 4360.9096 | 147405.0904 | 31811 | 115594.0904
2026 | 153072 | 4574.8839 | 148497.1161 | 33302 | 115195.1161
2027 | 154364 | 4782.6449 | 149581.3551 | 34601 | 114980.3551
CAGR | 0.89348 | 9.223 | 0.71221 | 8.892 | -0.85798
STATES:
CT | GROSS | PV | GROSS-PV | EE | NET
2018 | 34206 | 538.5051 | 33667.4949 | 3367 | 30300.4949
2019 | 34412 | 656.6164 | 33755.3836 | 3663 | 30092.3836
2020 | 34489 | 775.2525 | 33713.7475 | 3971 | 29742.7475
2021 | 34707 | 886.256 | 33820.744 | 4358 | 29462.744
2022 | 34956 | 983.7062 | 33972.2938 | 4718 | 29254.2938
2023 | 35209 | 1069.4992 | 34139.5008 | 5048 | 29091.5008
2024 | 35419 | 1139.0217 | 34279.9783 | 5348 | 28931.9783
2025 | 35604 | 1202.2879 | 34401.7121 | 5616 | 28785.7121
2026 | 35794 | 1264.9257 | 34529.0743 | 5854 | 28675.0743
2027 | 35981 | 1325.025 | 34655.975 | 6063 | 28592.975
CAGR | 0.56369 | 10.5219 | 0.32204 | 6.7536 | -0.64241
ME | GROSS | PV | GROSS-PV | EE | NET
2018 | 12878 | 49.5536 | 12828.4464 | 1216 | 11612.4464
2019 | 12976 | 63.0521 | 12912.9479 | 1377 | 11535.9479
2020 | 13042 | 76.6066 | 12965.3934 | 1529 | 11436.3934
2021 | 13195 | 89.5757 | 13105.4243 | 1670 | 11435.4243
2022 | 13380 | 102.11 | 13277.89 | 1800 | 11477.89
2023 | 13576 | 114.581 | 13461.419 | 1918 | 11543.419
2024 | 13749 | 127.199 | 13621.801 | 2024 | 11597.801
2025 | 13909 | 139.3324 | 13769.6676 | 2118 | 11651.6676
2026 | 14067 | 151.6149 | 13915.3851 | 2201 | 11714.3851
2027 | 14222 | 163.8277 | 14058.1723 | 2273 | 11785.1723
CAGR | 1.1091 | 14.2093 | 1.0223 | 7.1976 | 0.16419
MA | GROSS | PV | GROSS-PV | EE | NET
2018 | 66532 | 1084.9379 | 65447.0621 | 8640 | 56807.0621
2019 | 67347 | 1272.0851 | 66074.9149 | 10374 | 55700.9149
2020 | 67891 | 1418.4039 | 66472.5961 | 12005 | 54467.5961
2021 | 68675 | 1556.4087 | 67118.5913 | 13522 | 53596.5913
2022 | 69527 | 1690.6333 | 67836.3667 | 14918 | 52918.3667
2023 | 70401 | 1824.1731 | 68576.8269 | 16186 | 52390.8269
2024 | 71196 | 1960.2274 | 69235.7726 | 17327 | 51908.7726
2025 | 71935 | 2070.2277 | 69864.7723 | 18340 | 51524.7723
2026 | 72685 | 2147.9556 | 70537.0444 | 19231 | 51306.0444
2027 | 73422 | 2222.4327 | 71199.5673 | 20006 | 51193.5673
CAGR | 1.1009 | 8.2936 | 0.94045 | 9.7782 | -1.1494
NH | GROSS | PV | GROSS-PV | EE | NET
2018 | 12559 | 87.5916 | 12471.4084 | 634 | 11837.4084
2019 | 12688 | 103.5677 | 12584.4323 | 742 | 11842.4323
2020 | 12749 | 119.6661 | 12629.3339 | 844 | 11785.3339
2021 | 12855 | 134.9553 | 12720.0447 | 939 | 11781.0447
2022 | 12971 | 149.7802 | 12821.2198 | 1027 | 11794.2198
2023 | 13089 | 164.5299 | 12924.4701 | 1109 | 11815.4701
2024 | 13189 | 179.5145 | 13009.4855 | 1183 | 11826.4855
2025 | 13277 | 193.8026 | 13083.1974 | 1251 | 11832.1974
2026 | 13368 | 208.3285 | 13159.6715 | 1310 | 11849.6715
2027 | 13461 | 222.771 | 13238.229 | 1363 | 11875.229
CAGR | 0.77363 | 10.9287 | 0.6652 | 8.8765 | 0.03545
RI | GROSS | PV | GROSS-PV | EE | NET
2018 | 9357 | 56.6853 | 9300.3147 | 1420 | 7880.3147
2019 | 9390 | 83.1691 | 9306.8309 | 1687 | 7619.8309
2020 | 9422 | 108.8672 | 9313.1328 | 1943 | 7370.1328
2021 | 9488 | 132.0128 | 9355.9872 | 2186 | 7169.9872
2022 | 9563 | 154.3618 | 9408.6382 | 2410 | 6998.6382
2023 | 9636 | 176.5981 | 9459.4019 | 2615 | 6844.4019
2024 | 9702 | 199.0888 | 9502.9112 | 2800 | 6702.9112
2025 | 9771 | 220.7317 | 9550.2683 | 2966 | 6584.2683
2026 | 9846 | 242.6326 | 9603.3674 | 3113 | 6490.3674
2027 | 9926 | 264.4097 | 9661.5903 | 3241 | 6420.5903
CAGR | 0.65808 | 18.6621 | 0.42434 | 9.6027 | -2.2505
VT | GROSS | PV | GROSS-PV | EE | NET
2018 | 6956 | 344.6543 | 6611.3457 | 797 | 5814.3457
2019 | 7007 | 379.7318 | 6627.2682 | 922 | 5705.2682
2020 | 7040 | 407.6579 | 6632.3421 | 1040 | 5592.3421
2021 | 7090 | 433.645 | 6656.355 | 1151 | 5505.355
2022 | 7140 | 459.0622 | 6680.9378 | 1255 | 5425.9378
2023 | 7188 | 484.3491 | 6703.6509 | 1351 | 5352.6509
2024 | 7230 | 510.2752 | 6719.7248 | 1439 | 5280.7248
2025 | 7270 | 534.5273 | 6735.4727 | 1519 | 5216.4727
2026 | 7311 | 559.4266 | 6751.5734 | 1592 | 5159.5734
2027 | 7353 | 584.1788 | 6768.8212 | 1654 | 5114.8212
CAGR | 0.61861 | 6.0382 | 0.26189 | 8.4503 | -1.4142
SUBAREAS:
BHE | GROSS | PV | GROSS-PV | EE | NET
2018 | 1860.8217 | 5.9896 | 1854.8321 | 175.7073 | 1679.1248
2019 | 1875.0619 | 7.6211 | 1867.4407 | 198.9797 | 1668.4611
2020 | 1884.6778 | 9.2595 | 1875.4184 | 220.9533 | 1654.4651
2021 | 1906.8662 | 10.827 | 1896.0391 | 241.3389 | 1654.7002
2022 | 1933.6798 | 12.3421 | 1921.3377 | 260.1363 | 1661.2014
2023 | 1962.0843 | 13.8495 | 1948.2348 | 277.2008 | 1671.0341
2024 | 1987.1657 | 15.3746 | 1971.7911 | 292.5321 | 1679.259
2025 | 2010.3689 | 16.8412 | 1993.5278 | 306.1299 | 1687.3978
2026 | 2033.2838 | 18.3257 | 2014.958 | 318.1387 | 1696.8193
2027 | 2055.7657 | 19.8019 | 2035.9637 | 328.5582 | 1707.4055
CAGR | 1.1132 | 14.2093 | 1.0407 | 7.2019 | 0.18575
ME | GROSS | PV | GROSS-PV | EE | NET
2018 | 6177.0146 | 26.1739 | 6150.8407 | 583.2621 | 5567.5785
2019 | 6224.7662 | 33.3038 | 6191.4624 | 660.5659 | 5530.8965
2020 | 6257.1646 | 40.4631 | 6216.7015 | 733.5688 | 5483.1327
2021 | 6331.304 | 47.3134 | 6283.9906 | 801.3094 | 5482.6812
2022 | 6420.8051 | 53.9339 | 6366.8712 | 863.7854 | 5503.0858
2023 | 6515.5945 | 60.521 | 6455.0735 | 920.5149 | 5534.5586
2024 | 6599.3541 | 67.1858 | 6532.1684 | 971.4956 | 5560.6728
2025 | 6676.8805 | 73.5946 | 6603.286 | 1016.7254 | 5586.5606
2026 | 6753.4525 | 80.0821 | 6673.3704 | 1056.6822 | 5616.6882
2027 | 6828.5896 | 86.5328 | 6742.0568 | 1091.3644 | 5650.6924
CAGR | 1.1205 | 14.2093 | 1.025 | 7.2097 | 0.16478
SME | GROSS | PV | GROSS-PV | EE | NET
2018 | 4481.9068 | 16.1791 | 4465.7277 | 423.2023 | 4042.5254
2019 | 4515.6288 | 20.5864 | 4495.0425 | 479.194 | 4015.8485
2020 | 4538.2163 | 25.0118 | 4513.2044 | 532.0451 | 3981.1593
2021 | 4591.0767 | 29.2462 | 4561.8305 | 581.0609 | 3980.7697
2022 | 4655.0676 | 33.3386 | 4621.729 | 626.2423 | 3995.4867
2023 | 4722.8807 | 37.4104 | 4685.4703 | 667.2426 | 4018.2278
2024 | 4782.6881 | 41.5301 | 4741.158 | 704.0629 | 4037.0951
2025 | 4837.9701 | 45.4917 | 4792.4785 | 736.7043 | 4055.7741
2026 | 4892.5536 | 49.5019 | 4843.0518 | 765.5158 | 4077.536
2027 | 4946.0911 | 53.4893 | 4892.6018 | 790.4982 | 4102.1036
CAGR | 1.101 | 14.2093 | 1.0195 | 7.189 | 0.16269
NH | GROSS | PV | GROSS-PV | EE | NET
2018 | 10754.5232 | 86.9583 | 10667.5649 | 577.1202 | 10090.4447
2019 | 10873.7113 | 101.7014 | 10772.0099 | 674.3037 | 10097.7062
2020 | 10936.5409 | 116.2287 | 10820.3122 | 766.2798 | 10054.0325
2021 | 11038.8273 | 130.0044 | 10908.8229 | 852.1687 | 10056.6542
2022 | 11150.1595 | 143.3705 | 11006.789 | 931.9518 | 10074.8372
2023 | 11263.4227 | 156.6688 | 11106.7539 | 1006.3504 | 10100.4035
2024 | 11361.3173 | 170.188 | 11191.1293 | 1073.7293 | 10117.4
2025 | 11449.1068 | 183.0606 | 11266.0462 | 1135.6896 | 10130.3566
2026 | 11539.3631 | 196.1569 | 11343.2062 | 1189.8509 | 10153.3553
2027 | 11631.2537 | 209.1779 | 11422.0758 | 1238.4618 | 10183.6141
CAGR | 0.87457 | 10.2443 | 0.76223 | 8.8545 | 0.10217
VT | GROSS | PV | GROSS-PV | EE | NET
2018 | 7892.9179 | 319.703 | 7573.2149 | 795.0634 | 6778.1515
2019 | 7955.5493 | 353.2029 | 7602.3465 | 920.8898 | 6681.4567
2020 | 7992.9357 | 380.3333 | 7612.6024 | 1039.6665 | 6572.9359
2021 | 8051.5516 | 405.6219 | 7645.9297 | 1151.2587 | 6494.671
2022 | 8111.523 | 430.3384 | 7681.1846 | 1255.6671 | 6425.5175
2023 | 8169.9852 | 454.9283 | 7715.0569 | 1352.1389 | 6362.918
2024 | 8220.6656 | 480.121 | 7740.5446 | 1440.4035 | 6300.1412
2025 | 8267.9369 | 503.724 | 7764.2129 | 1520.7332 | 6243.4797
2026 | 8316.5034 | 527.9373 | 7788.5662 | 1593.611 | 6194.9551
2027 | 8366.2295 | 552.0078 | 7814.2217 | 1655.8879 | 6158.3338
CAGR | 0.64918 | 6.2565 | 0.34869 | 8.4934 | -1.0599
Boston | GROSS | PV | GROSS-PV | EE | NET
2018 | 30475.4885 | 197.046 | 30278.4425 | 3929.4271 | 26349.0154
2019 | 30841.5055 | 231.0583 | 30610.4471 | 4717.5531 | 25892.894
2020 | 31083.0198 | 257.7453 | 30825.2744 | 5458.9363 | 25366.3382
2021 | 31434.4947 | 282.9187 | 31151.576 | 6148.5673 | 25003.0087
2022 | 31817.0783 | 307.4013 | 31509.677 | 6783.2731 | 24726.4039
2023 | 32209.7253 | 331.759 | 31877.9663 | 7359.9018 | 24518.0645
2024 | 32566.2051 | 356.5743 | 32209.6308 | 7878.8512 | 24330.7796
2025 | 32897.102 | 376.6946 | 32520.4074 | 8339.7076 | 24180.6999
2026 | 33233.1236 | 391.0283 | 32842.0953 | 8745.1158 | 24096.9795
2027 | 33563.3617 | 404.7763 | 33158.5854 | 9097.855 | 24060.7303
CAGR | 1.0781 | 8.3275 | 1.0147 | 9.7772 | -1.0044
CMA/NEMA | GROSS | PV | GROSS-PV | EE | NET
2018 | 8795.6834 | 156.4789 | 8639.2044 | 1111.2121 | 7527.9924
2019 | 8908.249 | 183.4988 | 8724.7502 | 1334.4537 | 7390.2964
2020 | 8984.4461 | 204.7405 | 8779.7056 | 1544.7374 | 7234.9682
2021 | 9092.4039 | 224.7785 | 8867.6254 | 1740.609 | 7127.0164
2022 | 9209.3061 | 244.2662 | 8965.0399 | 1921.1498 | 7043.8901
2023 | 9329.0893 | 263.6545 | 9065.4348 | 2085.4717 | 6979.9632
2024 | 9438.328 | 283.4064 | 9154.9215 | 2233.6062 | 6921.3153
2025 | 9540.1087 | 299.4461 | 9240.6626 | 2365.4578 | 6875.2048
2026 | 9643.3915 | 310.9229 | 9332.4687 | 2481.6635 | 6850.8052
2027 | 9745.1 | 321.9366 | 9423.1635 | 2583.0509 | 6840.1126
CAGR | 1.1454 | 8.346 | 0.96979 | 9.8257 | -1.0591
WMA | GROSS | PV | GROSS-PV | EE | NET
2018 | 10958.2115 | 369.878 | 10588.3335 | 1402.1284 | 9186.2051
2019 | 11079.9997 | 432.5316 | 10647.4681 | 1675.1925 | 8972.2755
2020 | 11157.9634 | 481.9478 | 10676.0156 | 1932.0407 | 8743.9749
2021 | 11275.0095 | 528.5204 | 10746.4891 | 2171.8972 | 8574.5919
2022 | 11402.6021 | 573.6664 | 10828.9357 | 2392.4099 | 8436.5258
2023 | 11533.321 | 618.4123 | 10914.9087 | 2592.4608 | 8322.4479
2024 | 11651.106 | 663.7391 | 10987.367 | 2772.2436 | 8215.1233
2025 | 11759.9422 | 700.7001 | 11059.2421 | 2931.6252 | 8127.6169
2026 | 11870.494 | 727.578 | 11142.9161 | 3071.6424 | 8071.2736
2027 | 11979.0572 | 753.3892 | 11225.6679 | 3192.9706 | 8032.6973
CAGR | 0.99459 | 8.2253 | 0.65156 | 9.5751 | -1.4799
SEMA | GROSS | PV | GROSS-PV | EE | NET
2018 | 14812.3376 | 325.6712 | 14486.6665 | 1941.5819 | 12545.0846
2019 | 14983.7194 | 383.2572 | 14600.4622 | 2329.1623 | 12271.2999
2020 | 15098.0249 | 428.7011 | 14669.3238 | 2693.9687 | 11975.3551
2021 | 15265.7474 | 471.4708 | 14794.2767 | 3033.5263 | 11760.7503
2022 | 15448.5222 | 513.0552 | 14935.467 | 3345.8556 | 11589.6114
2023 | 15635.7167 | 554.4275 | 15081.2891 | 3629.5033 | 11451.7859
2024 | 15805.668 | 596.5651 | 15209.103 | 3884.6109 | 11324.4921
2025 | 15964.0816 | 630.9251 | 15333.1565 | 4111.0733 | 11222.0832
2026 | 16125.298 | 655.7618 | 15469.5362 | 4310.169 | 11159.3672
2027 | 16284.1835 | 679.6266 | 15604.5569 | 4483.1765 | 11121.3804
CAGR | 1.0582 | 8.5173 | 0.82936 | 9.7441 | -1.3295
RI | GROSS | PV | GROSS-PV | EE | NET
2018 | 12505.6279 | 127.5323 | 12378.0956 | 1810.8708 | 10567.2248
2019 | 12584.5225 | 164.8278 | 12419.6947 | 2157.9784 | 10261.7162
2020 | 12646.2743 | 198.5579 | 12447.7164 | 2488.9188 | 9958.7976
2021 | 12753.3116 | 229.3712 | 12523.9404 | 2801.2102 | 9722.7302
2022 | 12872.5661 | 259.1916 | 12613.3745 | 3088.9572 | 9524.4174
2023 | 12991.2542 | 288.861 | 12702.3932 | 3351.7395 | 9350.6537
2024 | 13098.7962 | 318.9387 | 12779.8575 | 3588.7008 | 9191.1567
2025 | 13205.7005 | 346.424 | 12859.2765 | 3800.6925 | 9058.584
2026 | 13318.6996 | 371.8958 | 12946.8038 | 3988.0699 | 8958.7339
2027 | 13435.4571 | 397.0277 | 13038.4294 | 4151.1876 | 8887.2418
CAGR | 0.80006 | 13.4488 | 0.57914 | 9.6558 | -1.9054
CT | GROSS | PV | GROSS-PV | EE | NET
2018 | 16480.7875 | 317.5241 | 16163.2634 | 1622.2537 | 14541.0096
2019 | 16572.1316 | 387.1672 | 16184.9644 | 1764.0276 | 14420.9368
2020 | 16601.3401 | 457.1198 | 16144.2204 | 1911.4478 | 14232.7726
2021 | 16698.4048 | 522.5719 | 16175.8329 | 2096.7427 | 14079.0902
2022 | 16810.331 | 580.0324 | 16230.2986 | 2268.8849 | 13961.4137
2023 | 16924.1201 | 630.6194 | 16293.5007 | 2426.4523 | 13867.0484
2024 | 17017.1886 | 671.6126 | 16345.5761 | 2569.4662 | 13776.1098
2025 | 17098.2099 | 708.9169 | 16389.293 | 2696.9876 | 13692.3054
2026 | 17181.6009 | 745.8506 | 16435.7503 | 2809.9986 | 13625.7516
2027 | 17263.5203 | 781.2876 | 16482.2327 | 2908.9998 | 13573.2329
CAGR | 0.51689 | 10.5219 | 0.21737 | 6.704 | -0.76234
SWCT | GROSS | PV | GROSS-PV | EE | NET
2018 | 11134.8814 | 171.5225 | 10963.3589 | 1096.04 | 9867.3188
2019 | 11196.6375 | 209.1429 | 10987.4947 | 1191.8309 | 9795.6638
2020 | 11216.4133 | 246.9303 | 10969.483 | 1291.4372 | 9678.0458
2021 | 11282.0354 | 282.2867 | 10999.7487 | 1416.6338 | 9583.1149
2022 | 11357.6992 | 313.3262 | 11044.3731 | 1532.945 | 9511.4281
2023 | 11434.6224 | 340.6526 | 11093.9698 | 1639.4096 | 9454.5601
2024 | 11497.5465 | 362.7967 | 11134.7499 | 1736.0422 | 9398.7077
2025 | 11552.3315 | 382.948 | 11169.3836 | 1822.208 | 9347.1756
2026 | 11608.7182 | 402.8991 | 11205.8191 | 1898.5706 | 9307.2485
2027 | 11664.1112 | 422.0417 | 11242.0695 | 1965.4681 | 9276.6014
CAGR | 0.51727 | 10.5219 | 0.27933 | 6.7044 | -0.68357
NOR | GROSS | PV | GROSS-PV | EE | NET
2018 | 6157.7983 | 41.2709 | 6116.5274 | 606.1307 | 5510.3967
2019 | 6208.5173 | 50.3229 | 6158.1944 | 660.8683 | 5497.3262
2020 | 6235.9827 | 59.4151 | 6176.5676 | 717.9996 | 5458.568
2021 | 6288.967 | 67.9224 | 6221.0446 | 789.677 | 5431.3676
2022 | 6347.6599 | 75.3909 | 6272.269 | 856.7416 | 5415.5274
2023 | 6407.1835 | 81.9661 | 6325.2175 | 918.6135 | 5406.604
2024 | 6458.9706 | 87.2942 | 6371.6763 | 975.2555 | 5396.4208
2025 | 6506.2604 | 92.1429 | 6414.1175 | 1026.2655 | 5387.8519
2026 | 6554.5176 | 96.9435 | 6457.5742 | 1071.9715 | 5385.6027
2027 | 6602.2796 | 101.5495 | 6500.7301 | 1112.5211 | 5388.209
CAGR | 0.7774 | 10.5219 | 0.67918 | 6.9805 | -0.24884
LOAD ZONES (CT,ME,NH,RI,VT are also Load Zones)
SEMA | GROSS | PV | GROSS-PV | EE | NET
2018 | 17960.9787 | 397 | 17565 | 2332.5418 | 15232
2019 | 18178.3022 | 465 | 17713 | 2800.0397 | 14913
2020 | 18322.4231 | 518 | 17804 | 3239.8827 | 14564
2021 | 18531.262 | 569 | 17963 | 3648.8842 | 14314
2022 | 18758.3846 | 618 | 18141 | 4024.8223 | 14116
2023 | 18990.6698 | 667 | 18324 | 4366.2666 | 13958
2024 | 19202.2732 | 716 | 18486 | 4673.1603 | 13813
2025 | 19398.7114 | 757 | 18642 | 4945.7965 | 13696
2026 | 19598.0566 | 785 | 18813 | 5185.3168 | 13628
2027 | 19793.837 | 812 | 18982 | 5393.433 | 13588
CAGR | 1.0855 | 8.3 | 0.8 | 9.7611 | -1.3
WCMA | GROSS | PV | GROSS-PV | EE | NET
2018 | 18926.358 | 503 | 18424 | 2457.9129 | 15966
2019 | 19156.8541 | 589 | 18568 | 2950.7679 | 15617
2020 | 19310.2371 | 657 | 18653 | 3414.554 | 15238
2021 | 19531.8567 | 721 | 18811 | 3845.9055 | 14965
2022 | 19772.7835 | 783 | 18990 | 4242.473 | 14747
2023 | 20019.9324 | 845 | 19175 | 4602.911 | 14572
2024 | 20244.5826 | 908 | 19336 | 4926.8219 | 14410
2025 | 20453.2785 | 959 | 19494 | 5214.6636 | 14279
2026 | 20665.0723 | 995 | 19670 | 5467.6313 | 14202
2027 | 20873.1404 | 1030 | 19843 | 5687.522 | 14156
CAGR | 1.0938 | 8.3 | 0.94564 | 9.7701 | -1.3
NEMA | GROSS | PV | GROSS-PV | EE | NET
2018 | 29644.6632 | 186 | 29459 | 3849.8691 | 25609
2019 | 30011.8436 | 218 | 29794 | 4622.7833 | 25171
2020 | 30258.3398 | 243 | 30016 | 5350.4644 | 24665
2021 | 30611.8812 | 267 | 30345 | 6027.6094 | 24318
2022 | 30995.8319 | 290 | 30706 | 6650.5042 | 24056
2023 | 31389.6939 | 312 | 31077 | 7217.0057 | 23860
2024 | 31749.1442 | 336 | 31414 | 7726.6289 | 23687
2025 | 32083.01 | 354 | 31729 | 8179.7206 | 23549
2026 | 32421.8711 | 368 | 32054 | 8578.2829 | 23476
2027 | 32755.7569 | 381 | 32375 | 8925.3023 | 23450
CAGR | 1.115 | 8.3 | 1.1 | 9.7931 | -1

## 3 CI
ISO-NE States, & Sub-areas Energy & 50/50 Seasonal Peak Load - Forecast & 90% Confidence Intervals
| Net Energy for Load (GWh) |  |  | Summer 50/50 Peak (MW) |  |  | Winter 50/50 Peak (MW)
ISO-NE Gross | High | Base | Low | High | Base | Low | High | Base | Low
2018 | 146050 | 142488 | 138925 | 29189.7748 | 29060 | 28760.4474 | 23207.4692 | 23025.5898 | 22613.7726
2019 | 148661 | 143820 | 138979 | 29579.1283 | 29298 | 28990.587 | 23529.4308 | 23137.5461 | 22715.4178
2020 | 150482 | 144634 | 138784 | 29906.3817 | 29504 | 29190.3633 | 23765.5815 | 23205.9639 | 22775.179
2021 | 152754 | 146009 | 139266 | 30253.467 | 29744 | 29423.0374 | 24029.1439 | 23321.5344 | 22880.3997
2022 | 155106 | 147538 | 139970 | 30601.5602 | 29994 | 29664.6849 | 24294.0685 | 23450.0488 | 22998.1345
2023 | 157435 | 149100 | 140764 | 30944.8277 | 30245 | 29907.891 | 24552.1827 | 23581.337 | 23117.9976
2024 | 159534 | 150485 | 141437 | 31271.6477 | 30486 | 30140.9363 | 24787.5671 | 23697.748 | 23223.8993
2025 | 161488 | 151766 | 142043 | 31587.5031 | 30721 | 30367.6379 | 25007.7984 | 23805.4177 | 23320.9475
2026 | 163438 | 153072 | 142703 | 31901.6333 | 30957 | 30595.8191 | 25225.7312 | 23915.1887 | 23420.0388
2027 | 165356 | 154364 | 143374 | 32212.7442 | 31192 | 30823.3837 | 25439.4075 | 24023.783 | 23518.2788
Gross - PV
2018 | 143888.0723 | 140326.0723 | 136763.0723 | 28557.1397 | 28427.3649 | 28127.8123 | 23207.4692 | 23025.5898 | 22613.7726
2019 | 146102.7778 | 141261.7778 | 136420.7778 | 28858.4978 | 28577.3694 | 28269.9564 | 23529.4308 | 23137.5461 | 22715.4178
2020 | 147575.5458 | 141727.5458 | 135877.5458 | 29116.1394 | 28713.7577 | 28400.1209 | 23765.5815 | 23205.9639 | 22775.179
2021 | 149521.1465 | 142776.1465 | 136033.1465 | 29402.5367 | 28893.0697 | 28572.1072 | 24029.1439 | 23321.5344 | 22880.3997
2022 | 151566.3464 | 143998.3464 | 136430.3464 | 29700.078 | 29092.5178 | 28763.2027 | 24294.0685 | 23450.0488 | 22998.1345
2023 | 153601.2696 | 145266.2696 | 136930.2696 | 30000.0776 | 29300.2499 | 28963.1409 | 24552.1827 | 23581.337 | 23117.9976
2024 | 155418.6735 | 146369.6735 | 137321.6735 | 30291.5533 | 29505.9056 | 29160.842 | 24787.5671 | 23697.748 | 23223.8993
2025 | 157127.0904 | 147405.0904 | 137682.0904 | 30578.6307 | 29712.1276 | 29358.7655 | 25007.7984 | 23805.4177 | 23320.9475
2026 | 158863.1161 | 148497.1161 | 138128.1161 | 30870.2562 | 29925.6229 | 29564.442 | 25225.7312 | 23915.1887 | 23420.0388
2027 | 160573.3551 | 149581.3551 | 138591.3551 | 31162.053 | 30141.3087 | 29772.6924 | 25439.4075 | 24023.783 | 23518.2788
Gross - PV - PDR
2018 | 127814.0133 | 124252.0133 | 120689.0133 | 25858.5517 | 25728.7769 | 25429.2243 | 20538.6802 | 20356.8008 | 19944.9836
2019 | 127338.978 | 122497.978 | 117656.978 | 25792.8651 | 25511.7368 | 25204.3238 | 20664.0847 | 20272.1999 | 19850.0716
2020 | 126243.2648 | 120395.2648 | 114545.2648 | 25699.9189 | 25297.5372 | 24983.9004 | 20571.5472 | 20011.9295 | 19581.1447
2021 | 125694.4208 | 118949.4208 | 112206.4208 | 25645.3783 | 25135.9113 | 24814.9487 | 20515.9648 | 19808.3553 | 19367.2206
2022 | 125438.0625 | 117870.0625 | 110302.0625 | 25628.3565 | 25020.7963 | 24691.4812 | 20486.4653 | 19642.4456 | 19190.5313
2023 | 125373.6637 | 117038.6637 | 108702.6637 | 25641.4474 | 24941.6196 | 24604.5107 | 20476.0659 | 19505.2202 | 19041.8808
2024 | 125297.7745 | 116248.7745 | 107200.7745 | 25674.1911 | 24888.5434 | 24543.4798 | 20469.327 | 19379.5079 | 18905.6592
2025 | 125315.8973 | 115593.8973 | 105870.8973 | 25730.3432 | 24863.8401 | 24510.4779 | 20473.4624 | 19271.0817 | 18786.6114
2026 | 125561.5418 | 115195.5418 | 104826.5418 | 25818.3713 | 24873.738 | 24512.557 | 20500.8843 | 19190.3418 | 18695.1919
2027 | 125972.6923 | 114980.6923 | 103990.6923 | 25932.7052 | 24911.9609 | 24543.3446 | 20548.5159 | 19132.8914 | 18627.3872
STATES | Net Energy for Load (GWh) |  |  | Summer 50/50 Peak (MW) |  |  | Winter 50/50 Peak (MW)
CT Gross | High | Base | Low | High | Base | Low | High | Base | Low
2018 | 35111 | 34205.6765 | 33301 | 7439.7454 | 7399.9775 | 7335.5359 | 5715.1835 | 5669.1574 | 5592.6166
2019 | 35655 | 34412.0805 | 33169 | 7513.1343 | 7434.9527 | 7368.9738 | 5773.4247 | 5681.9767 | 5603.6711
2020 | 35997 | 34488.8825 | 32981 | 7571.4265 | 7462.6787 | 7395.3995 | 5813.0704 | 5685.6118 | 5605.8865
2021 | 36448 | 34706.5924 | 32966 | 7634.2295 | 7498.5547 | 7429.7237 | 5857.7349 | 5698.6864 | 5617.2711
2022 | 36910 | 34955.5514 | 33002 | 7696.4535 | 7536.2071 | 7465.6897 | 5901.6835 | 5713.7969 | 5630.5089
2023 | 37360 | 35208.9704 | 33058 | 7757.1751 | 7573.9875 | 7501.7928 | 5943.7129 | 5729.0485 | 5643.9343
2024 | 37752 | 35418.8134 | 33086 | 7813.8462 | 7609.3139 | 7535.5664 | 5980.9261 | 5741.3701 | 5654.5008
2025 | 38108 | 35604.3797 | 33100 | 7867.9804 | 7643.2861 | 7567.9957 | 6015.011 | 5752.0233 | 5663.5121
2026 | 38461 | 35794.3953 | 33127 | 7921.5404 | 7677.5836 | 7600.6825 | 6048.4958 | 5763.1108 | 5672.8751
2027 | 38804 | 35980.7617 | 33158 | 7974.2443 | 7711.6559 | 7633.1662 | 6080.8994 | 5773.9861 | 5682.0142
Gross - PV
2018 | 34572.4949 | 33667.1714 | 32762.4949 | 7285.1961 | 7245.4282 | 7180.9866 | 5715.1835 | 5669.1574 | 5592.6166
2019 | 34998.3836 | 33755.4641 | 32512.3836 | 7331.4912 | 7253.3096 | 7187.3307 | 5773.4247 | 5681.9767 | 5603.6711
2020 | 35221.7475 | 33713.6301 | 32205.7475 | 7364.3294 | 7255.5817 | 7188.3025 | 5813.0704 | 5685.6118 | 5605.8865
2021 | 35561.744 | 33820.3364 | 32079.744 | 7405.0558 | 7269.3811 | 7200.55 | 5857.7349 | 5698.6864 | 5617.2711
2022 | 35926.2938 | 33971.8452 | 32018.2938 | 7450.2803 | 7290.0339 | 7219.5165 | 5901.6835 | 5713.7969 | 5630.5089
2023 | 36290.5008 | 34139.4712 | 31988.5008 | 7498.2731 | 7315.0855 | 7242.8908 | 5943.7129 | 5729.0485 | 5643.9343
2024 | 36612.9783 | 34279.7918 | 31946.9783 | 7547.3497 | 7342.8174 | 7269.0699 | 5980.9261 | 5741.3701 | 5654.5008
2025 | 36905.7121 | 34402.0918 | 31897.7121 | 7594.6301 | 7369.9357 | 7294.6453 | 6015.011 | 5752.0233 | 5663.5121
2026 | 37196.0743 | 34529.4696 | 31862.0743 | 7641.2858 | 7397.3289 | 7320.4279 | 6048.4958 | 5763.1108 | 5672.8751
2027 | 37478.975 | 34655.7368 | 31832.975 | 7688.1712 | 7425.5828 | 7347.0931 | 6080.8994 | 5773.9861 | 5682.0142
Gross - PV - PDR
2018 | 31205.2404 | 30299.9168 | 29395.2404 | 6715.4791 | 6675.7112 | 6611.2696 | 5203.8845 | 5157.8584 | 5081.3176
2019 | 31335.7838 | 30092.8642 | 28849.7838 | 6719.8687 | 6641.6871 | 6575.7082 | 5223.0125 | 5131.5646 | 5053.259
2020 | 31250.9136 | 29742.7962 | 28234.9136 | 6708.9727 | 6600.2249 | 6532.9457 | 5223.3009 | 5095.8423 | 5016.117
2021 | 31203.8771 | 29462.4695 | 27721.8771 | 6694.7843 | 6559.1095 | 6490.2785 | 5218.5464 | 5059.4979 | 4978.0826
2022 | 31208.6625 | 29254.2139 | 27300.6625 | 6688.9631 | 6528.7167 | 6458.1992 | 5216.5578 | 5028.6712 | 4945.3832
2023 | 31242.473 | 29091.4433 | 26940.473 | 6690.077 | 6506.8895 | 6434.6947 | 5216.4 | 5001.7356 | 4916.6214
2024 | 31265.1935 | 28932.007 | 26599.1935 | 6696.6222 | 6492.0899 | 6418.3424 | 5215.3382 | 4975.7822 | 4888.9129
2025 | 31289.236 | 28785.6156 | 26281.236 | 6705.7789 | 6481.0845 | 6405.7941 | 5215.1148 | 4952.1271 | 4863.6159
2026 | 31341.576 | 28674.9713 | 26007.576 | 6718.6625 | 6474.7056 | 6397.8046 | 5218.2074 | 4932.8224 | 4842.5867
2027 | 31416.0599 | 28592.8216 | 25770.0599 | 6735.9763 | 6473.3879 | 6394.8982 | 5223.9989 | 4917.0856 | 4825.1137
| Net Energy for Load (GWh) |  |  | Summer 50/50 Peak (MW) |  |  | Winter 50/50 Peak (MW)
ME Gross | High | Base | Low | High | Base | Low | High | Base | Low
2018 | 13390 | 12878.3455 | 12366 | 2146.2731 | 2111.3115 | 2070.4246 | 2124.0976 | 2066.7069 | 1992.9728
2019 | 13705 | 12976.1255 | 12247 | 2187.3764 | 2120.25 | 2077.5823 | 2191.6077 | 2078.7307 | 2001.9573
2020 | 13940 | 13042.3051 | 12144 | 2219.5789 | 2127.1325 | 2082.6678 | 2243.4371 | 2086.774 | 2007.0211
2021 | 14244 | 13195.3496 | 12146 | 2255.572 | 2140.4828 | 2094.0262 | 2301.502 | 2105.9717 | 2022.7908
2022 | 14570 | 13380.4328 | 12190 | 2292.4478 | 2156.2608 | 2107.6405 | 2360.8842 | 2129.3256 | 2042.4254
2023 | 14898 | 13575.6078 | 12254 | 2329.0993 | 2172.8744 | 2121.9081 | 2419.6471 | 2154.0727 | 2063.3318
2024 | 15195 | 13749.3503 | 12303 | 2363.0252 | 2187.7996 | 2134.5728 | 2473.4035 | 2175.854 | 2081.2997
2025 | 15473 | 13909.0135 | 12345 | 2395.1475 | 2201.7937 | 2146.3665 | 2524.2073 | 2195.969 | 2097.7544
2026 | 15744 | 14067.3115 | 12390 | 2426.4967 | 2215.6187 | 2157.9317 | 2573.5138 | 2215.8088 | 2113.6668
2027 | 16010 | 14222 | 12434 | 2457.3373 | 2229.2442 | 2169.1807 | 2621.8961 | 2235.2325 | 2129.3035
Gross - PV
2018 | 13340.4464 | 12828.7919 | 12316.4464 | 2131.6779 | 2096.7164 | 2055.8295 | 2124.0976 | 2066.7069 | 1992.9728
2019 | 13641.9479 | 12913.0733 | 12183.9479 | 2169.4858 | 2102.3593 | 2059.6917 | 2191.6077 | 2078.7307 | 2001.9573
2020 | 13863.3934 | 12965.6985 | 12067.3934 | 2198.6002 | 2106.1538 | 2061.6891 | 2243.4371 | 2086.774 | 2007.0211
2021 | 14154.4243 | 13105.7739 | 12056.4243 | 2231.8232 | 2116.734 | 2070.2774 | 2301.502 | 2105.9717 | 2022.7908
2022 | 14467.89 | 13278.3227 | 12087.89 | 2266.2525 | 2130.0655 | 2081.4452 | 2360.8842 | 2129.3256 | 2042.4254
2023 | 14783.419 | 13461.0268 | 12139.419 | 2300.6525 | 2144.4277 | 2093.4614 | 2419.6471 | 2154.0727 | 2063.3318
2024 | 15067.801 | 13622.1513 | 12175.801 | 2332.5089 | 2157.2833 | 2104.0565 | 2473.4035 | 2175.854 | 2081.2997
2025 | 15333.6676 | 13769.6811 | 12205.6676 | 2362.6682 | 2169.3144 | 2113.8872 | 2524.2073 | 2195.969 | 2097.7544
2026 | 15592.3851 | 13915.6966 | 12238.3851 | 2392.0593 | 2181.1812 | 2123.4943 | 2573.5138 | 2215.8088 | 2113.6668
2027 | 15846.1723 | 14058.1723 | 12270.1723 | 2421.0786 | 2192.9856 | 2132.922 | 2621.8961 | 2235.2325 | 2129.3035
Gross - PV - PDR
2018 | 12124.6944 | 11613.0399 | 11100.6944 | 1955.7909 | 1920.8294 | 1879.9425 | 1945.2926 | 1887.9019 | 1814.1678
2019 | 12264.9226 | 11536.0481 | 10806.9226 | 1972.3389 | 1905.2125 | 1862.5448 | 2004.0456 | 1891.1686 | 1814.3952
2020 | 12334.5816 | 11436.8868 | 10538.5816 | 1981.444 | 1888.9977 | 1844.533 | 2036.8385 | 1880.1755 | 1800.4226
2021 | 12484.4157 | 11435.7653 | 10386.4157 | 1996.0538 | 1880.9646 | 1834.508 | 2077.1951 | 1881.6648 | 1798.4839
2022 | 12668.0453 | 11478.478 | 10288.0453 | 2013.3674 | 1877.1804 | 1828.5602 | 2120.2938 | 1888.7352 | 1801.835
2023 | 12865.5414 | 11543.1492 | 10221.5414 | 2032.2078 | 1875.9829 | 1825.0166 | 2164.2535 | 1898.6791 | 1807.9382
2024 | 13043.8265 | 11598.1768 | 10151.8265 | 2050.0779 | 1874.8523 | 1821.6255 | 2204.7036 | 1907.1541 | 1812.5998
2025 | 13215.3847 | 11651.3982 | 10087.3847 | 2067.805 | 1874.4512 | 1819.024 | 2243.6796 | 1915.4414 | 1817.2267
2026 | 13391.1937 | 11714.5052 | 10037.1937 | 2086.2667 | 1875.3886 | 1817.7017 | 2282.5881 | 1924.8831 | 1822.741
2027 | 13572.8866 | 11784.8866 | 9996.8866 | 2105.7822 | 1877.6891 | 1817.6256 | 2321.9286 | 1935.265 | 1829.336
| Net Energy for Load (GWh) |  |  | Summer 50/50 Peak (MW) |  |  | Winter 50/50 Peak (MW)
MA Gross | High | Base | Low | High | Base | Low | High | Base | Low
2018 | 68086 | 66531.7914 | 64977 | 13870.1098 | 13836.034 | 13699.7812 | 10704.9054 | 10651.5411 | 10446.8809
2019 | 69425 | 67346.7231 | 65269 | 14069.9018 | 13982.3054 | 13843.1088 | 10859.3774 | 10723.167 | 10513.9503
2020 | 70391 | 67891.4841 | 65390 | 14244.8106 | 14113.2708 | 13971.6005 | 10974.5856 | 10770.6517 | 10557.8362
2021 | 71555 | 68674.7053 | 65796 | 14428.4454 | 14257.4298 | 14112.9947 | 11102.4376 | 10837.8893 | 10621.0275
2022 | 72758 | 69527.3406 | 66296 | 14612.7755 | 14405.465 | 14257.8244 | 11230.8893 | 10910.7938 | 10689.2602
2023 | 73962 | 70401.3548 | 66840 | 14796.3497 | 14554.6706 | 14403.9249 | 11357.6651 | 10985.3976 | 10759.296
2024 | 75066 | 71195.8383 | 67327 | 14973.4635 | 14699.4683 | 14545.8788 | 11474.7078 | 11053.2527 | 10822.9197
2025 | 76097 | 71935.3904 | 67773 | 15145.9596 | 14841.1415 | 14684.4201 | 11584.4427 | 11116.2717 | 10881.5802
2026 | 77130 | 72685.0827 | 68239 | 15318.079 | 14983.4867 | 14823.7807 | 11693.6393 | 11180.3637 | 10941.3052
2027 | 78141 | 73421.5885 | 68703 | 15488.5169 | 15124.8723 | 14962.4384 | 11800.2596 | 11243.2052 | 10999.9562
Gross - PV
2018 | 67001.0621 | 65446.8535 | 63892.0621 | 13554.4145 | 13520.3387 | 13384.0859 | 10704.9054 | 10651.5411 | 10446.8809
2019 | 68152.9149 | 66074.6381 | 63996.9149 | 13713.4978 | 13625.9014 | 13486.7048 | 10859.3774 | 10723.167 | 10513.9503
2020 | 68972.5961 | 66473.0802 | 63971.5961 | 13860.982 | 13729.4422 | 13587.7719 | 10974.5856 | 10770.6517 | 10557.8362
2021 | 69998.5913 | 67118.2966 | 64239.5913 | 14020.4518 | 13849.4362 | 13705.0011 | 11102.4376 | 10837.8893 | 10621.0275
2022 | 71067.3667 | 67836.7073 | 64605.3667 | 14183.8185 | 13976.508 | 13828.8674 | 11230.8893 | 10910.7938 | 10689.2602
2023 | 72137.8269 | 68577.1818 | 65015.8269 | 14348.3345 | 14106.6554 | 13955.9097 | 11357.6651 | 10985.3976 | 10759.296
2024 | 73105.7726 | 69235.6109 | 65366.7726 | 14508.1524 | 14234.1572 | 14080.5676 | 11474.7078 | 11053.2527 | 10822.9197
2025 | 74026.7723 | 69865.1627 | 65702.7723 | 14668.7271 | 14363.9091 | 14207.1877 | 11584.4427 | 11116.2717 | 10881.5802
2026 | 74982.0444 | 70537.1272 | 66091.0444 | 14835.5422 | 14500.9499 | 14341.2438 | 11693.6393 | 11180.3637 | 10941.3052
2027 | 75918.5673 | 71199.1558 | 66480.5673 | 15001.9862 | 14638.3416 | 14475.9076 | 11800.2596 | 11243.2052 | 10999.9562
Gross - PV - PDR
2018 | 58360.7383 | 56806.5297 | 55251.7383 | 12069.3225 | 12035.2467 | 11898.9939 | 9203.3644 | 9150.0001 | 8945.3399
2019 | 57779.324 | 55701.0471 | 53623.324 | 11987.9044 | 11900.308 | 11761.1115 | 9232.9028 | 9096.6924 | 8887.4757
2020 | 56967.695 | 54468.179 | 51966.695 | 11909.0344 | 11777.4946 | 11635.8243 | 9134.7586 | 8930.8247 | 8718.0093
2021 | 56476.1922 | 53595.8975 | 50717.1922 | 11857.9421 | 11686.9266 | 11542.4915 | 9064.1434 | 8799.5951 | 8582.7332
2022 | 56149.5673 | 52918.9079 | 49687.5673 | 11827.6886 | 11620.3781 | 11472.7375 | 9010.0964 | 8690.0009 | 8468.4673
2023 | 55951.4817 | 52390.8365 | 48829.4817 | 11816.1862 | 11574.5071 | 11423.7613 | 8970.9643 | 8598.6968 | 8372.5952
2024 | 55779.1615 | 51908.9999 | 48040.1615 | 11817.7852 | 11543.79 | 11390.2005 | 8938.8764 | 8517.4212 | 8287.0883
2025 | 55686.5916 | 51524.9819 | 47362.5916 | 11837.721 | 11532.9029 | 11376.1815 | 8916.0506 | 8447.8797 | 8213.1881
2026 | 55750.8135 | 51305.8962 | 46859.8135 | 11880.8974 | 11546.3051 | 11386.5991 | 8908.7104 | 8395.4349 | 8156.3764
2027 | 55912.51 | 51193.0985 | 46474.51 | 11939.8295 | 11576.185 | 11413.751 | 8913.9944 | 8356.9401 | 8113.691
| Net Energy for Load (GWh) |  |  | Summer 50/50 Peak (MW) |  |  | Winter 50/50 Peak (MW)
NH Gross | High | Base | Low | High | Base | Low | High | Base | Low
2018 | 12860 | 12558.6071 | 12259 | 2513.7224 | 2501 | 2457.0897 | 2047.9136 | 2041.3106 | 2015.7154
2019 | 13117 | 12687.8304 | 12258 | 2561.1748 | 2524 | 2479.2289 | 2069.0701 | 2048.5944 | 2022.2249
2020 | 13275 | 12748.9947 | 12223 | 2596.25 | 2541 | 2495.1375 | 2082.7756 | 2051.7402 | 2025.0058
2021 | 13463 | 12854.506 | 12247 | 2632.6579 | 2562 | 2515.1036 | 2097.1717 | 2057.2508 | 2029.9547
2022 | 13654 | 12970.9501 | 12290 | 2668.5147 | 2584 | 2536.1198 | 2111.2795 | 2063.2732 | 2035.4911
2023 | 13837 | 13089.4982 | 12341 | 2702.7264 | 2606 | 2556.9941 | 2124.2893 | 2069.3638 | 2040.9091
2024 | 13997 | 13188.9728 | 12380 | 2734.2618 | 2626 | 2576.1885 | 2135.7654 | 2074.4311 | 2045.4187
2025 | 14141 | 13276.5887 | 12413 | 2763.8428 | 2645 | 2594.6097 | 2146.1539 | 2078.8147 | 2049.4342
2026 | 14284 | 13367.9301 | 12451 | 2793.0239 | 2664 | 2613.0422 | 2156.3239 | 2083.4101 | 2053.5261
2027 | 14427 | 13460.7215 | 12495 | 2821.9416 | 2684 | 2631.915 | 2166.3707 | 2088.1446 | 2057.8932
Gross - PV
2018 | 12772.4084 | 12471.0155 | 12171.4084 | 2487.364 | 2474.6416 | 2430.7313 | 2047.9136 | 2041.3106 | 2015.7154
2019 | 13013.4323 | 12584.2627 | 12154.4323 | 2531.1266 | 2493.9518 | 2449.1807 | 2069.0701 | 2048.5944 | 2022.2249
2020 | 13155.3339 | 12629.3285 | 12103.3339 | 2562.7299 | 2507.4799 | 2461.6175 | 2082.7756 | 2051.7402 | 2025.0058
2021 | 13328.0447 | 12719.5507 | 12112.0447 | 2596.0454 | 2525.3875 | 2478.491 | 2097.1717 | 2057.2508 | 2029.9547
2022 | 13504.2198 | 12821.1699 | 12140.2198 | 2629.1901 | 2544.6754 | 2496.7952 | 2111.2795 | 2063.2732 | 2035.4911
2023 | 13672.4701 | 12924.9683 | 12176.4701 | 2660.9176 | 2564.1912 | 2515.1853 | 2124.2893 | 2069.3638 | 2040.9091
2024 | 13817.4855 | 13009.4583 | 12200.4855 | 2690.1808 | 2581.9189 | 2532.1074 | 2135.7654 | 2074.4311 | 2045.4187
2025 | 13947.1974 | 13082.7861 | 12219.1974 | 2717.5967 | 2598.7539 | 2548.3636 | 2146.1539 | 2078.8147 | 2049.4342
2026 | 14075.6715 | 13159.6016 | 12242.6715 | 2744.5824 | 2615.5585 | 2564.6007 | 2156.3239 | 2083.4101 | 2053.5261
2027 | 14204.229 | 13237.9505 | 12272.229 | 2771.4665 | 2633.5249 | 2581.44 | 2166.3707 | 2088.1446 | 2057.8932
Gross - PV - PDR
2018 | 12138.4038 | 11837.0109 | 11537.4038 | 2378.545 | 2365.8226 | 2321.9123 | 1952.6566 | 1946.0536 | 1920.4584
2019 | 12271.1833 | 11842.0137 | 11412.1833 | 2406.6851 | 2369.5103 | 2324.7392 | 1967.692 | 1947.2162 | 1920.8467
2020 | 12310.8413 | 11784.8359 | 11258.8413 | 2423.532 | 2368.282 | 2322.4195 | 1969.3759 | 1938.3405 | 1911.6061
2021 | 12388.9962 | 11780.5022 | 11172.9962 | 2443.2005 | 2372.5426 | 2325.6462 | 1972.6544 | 1932.7334 | 1905.4373
2022 | 12476.7845 | 11793.7346 | 11112.7845 | 2463.5887 | 2379.074 | 2331.1938 | 1976.3698 | 1928.3636 | 1900.5814
2023 | 12563.4127 | 11815.911 | 11067.4127 | 2483.536 | 2386.8096 | 2337.8037 | 1979.7827 | 1924.8572 | 1896.4025
2024 | 12633.9908 | 11825.9636 | 11016.9908 | 2502.0559 | 2393.7941 | 2343.9826 | 1982.5067 | 1921.1723 | 1892.1599
2025 | 12696.651 | 11832.2397 | 10968.651 | 2519.7946 | 2400.9517 | 2350.5614 | 1985.0113 | 1917.6721 | 1888.2917
2026 | 12765.4442 | 11849.3743 | 10932.4442 | 2538.1667 | 2409.1428 | 2358.185 | 1988.1642 | 1915.2504 | 1885.3664
2027 | 12841.5103 | 11875.2318 | 10909.5103 | 2557.475 | 2419.5334 | 2367.4484 | 1992.0392 | 1913.8131 | 1883.5618
| Net Energy for Load (GWh) |  |  | Summer 50/50 Peak (MW) |  |  | Winter 50/50 Peak (MW)
RI Gross | High | Base | Low | High | Base | Low | High | Base | Low
2018 | 9558 | 9357.101 | 9155 | 2107.1506 | 2099 | 2090.0989 | 1494.8607 | 1482.2902 | 1465.755
2019 | 9623 | 9389.7834 | 9157 | 2127.0317 | 2118 | 2108.8038 | 1500.311 | 1484.2051 | 1467.633
2020 | 9682 | 9422.2592 | 9163 | 2147.3153 | 2137 | 2128.0072 | 1505.424 | 1486.2921 | 1469.7137
2021 | 9771 | 9487.5833 | 9204 | 2168.8485 | 2158 | 2148.3994 | 1512.5807 | 1490.8344 | 1473.8844
2022 | 9870 | 9563.4188 | 9256 | 2191.0229 | 2179 | 2169.4017 | 1520.4835 | 1496.0344 | 1479.0353
2023 | 9964 | 9636.374 | 9308 | 2212.7788 | 2200 | 2190.2015 | 1527.8376 | 1501.0172 | 1483.8957
2024 | 10050 | 9702.3731 | 9354 | 2234.3073 | 2220 | 2210.7573 | 1534.6415 | 1505.5219 | 1488.3739
2025 | 10137 | 9770.5934 | 9405 | 2255.9684 | 2241 | 2231.5171 | 1541.4945 | 1510.3563 | 1493.0156
2026 | 10230 | 9845.988 | 9463 | 2278.0038 | 2262 | 2252.7444 | 1548.8815 | 1515.7072 | 1498.3327
2027 | 10326 | 9925.8734 | 9525 | 2300.1502 | 2284 | 2274.0864 | 1556.4059 | 1521.4843 | 1503.8191
Gross - PV
2018 | 9501.3147 | 9300.4156 | 9098.3147 | 2090.7834 | 2082.6328 | 2073.7317 | 1494.8607 | 1482.2902 | 1465.755
2019 | 9539.8309 | 9306.6143 | 9073.8309 | 2103.9548 | 2094.9232 | 2085.7269 | 1500.311 | 1484.2051 | 1467.633
2020 | 9573.1328 | 9313.392 | 9054.1328 | 2118.2139 | 2107.8986 | 2098.9058 | 1505.424 | 1486.2921 | 1469.7137
2021 | 9638.9872 | 9355.5705 | 9071.9872 | 2134.6925 | 2123.844 | 2114.2434 | 1512.5807 | 1490.8344 | 1473.8844
2022 | 9715.6382 | 9409.0571 | 9101.6382 | 2152.3859 | 2140.3629 | 2130.7646 | 1520.4835 | 1496.0344 | 1479.0353
2023 | 9787.4019 | 9459.7759 | 9131.4019 | 2170.0069 | 2157.2282 | 2147.4296 | 1527.8376 | 1501.0172 | 1483.8957
2024 | 9850.9112 | 9503.2843 | 9154.9112 | 2187.7247 | 2173.4174 | 2164.1747 | 1534.6415 | 1505.5219 | 1488.3739
2025 | 9916.2683 | 9549.8616 | 9184.2683 | 2205.7802 | 2190.8118 | 2181.3289 | 1541.4945 | 1510.3563 | 1493.0156
2026 | 9987.3674 | 9603.3554 | 9220.3674 | 2224.2513 | 2208.2475 | 2198.992 | 1548.8815 | 1515.7072 | 1498.3327
2027 | 10061.5903 | 9661.4637 | 9260.5903 | 2243.075 | 2226.9248 | 2217.0112 | 1556.4059 | 1521.4843 | 1503.8191
Gross - PV - PDR
2018 | 8081.7738 | 7880.8747 | 7678.7738 | 1846.0174 | 1837.8668 | 1828.9657 | 1254.8607 | 1242.2902 | 1225.755
2019 | 7853.3187 | 7620.1021 | 7387.3187 | 1825.6545 | 1816.6229 | 1807.4267 | 1226.2631 | 1210.1572 | 1193.5852
2020 | 7629.7123 | 7369.9715 | 7110.7123 | 1807.6433 | 1797.328 | 1788.3352 | 1199.5989 | 1180.467 | 1163.8887
2021 | 7453.0489 | 7169.6322 | 6886.0489 | 1793.6592 | 1782.8108 | 1773.2101 | 1176.7584 | 1155.0122 | 1138.0621
2022 | 7305.4764 | 6998.8953 | 6691.4764 | 1783.1879 | 1771.1649 | 1761.5667 | 1156.9268 | 1132.4777 | 1115.4787
2023 | 7172.2828 | 6844.6568 | 6516.2828 | 1775.0643 | 1762.2855 | 1752.4869 | 1138.9296 | 1112.1092 | 1094.9877
2024 | 7050.4647 | 6702.8378 | 6354.4647 | 1769.503 | 1755.1957 | 1745.9531 | 1122.8102 | 1093.6907 | 1076.5426
2025 | 6950.059 | 6583.6524 | 6218.059 | 1766.7371 | 1751.7687 | 1742.2858 | 1109.1599 | 1078.0216 | 1060.681
2026 | 6874.5105 | 6490.4985 | 6107.5105 | 1766.7878 | 1750.7839 | 1741.5284 | 1098.408 | 1065.2336 | 1047.8592
2027 | 6820.3985 | 6420.2719 | 6019.3985 | 1769.4913 | 1753.3411 | 1743.4274 | 1090.0585 | 1055.1369 | 1037.4717
| Net Energy for Load (GWh) |  |  | Summer 50/50 Peak (MW) |  |  | Winter 50/50 Peak (MW)
VT Gross | High | Base | Low | High | Base | Low | High | Base | Low
2018 | 7046 | 6956.4786 | 6866 | 1113.7735 | 1113 | 1107.5171 | 1118.2641 | 1114.5836 | 1097.5153
2019 | 7136 | 7007.4572 | 6879 | 1120.5094 | 1118 | 1112.8894 | 1133.4514 | 1120.8722 | 1103.6985
2020 | 7198 | 7040.0744 | 6882 | 1127.0005 | 1123 | 1117.5507 | 1144.1448 | 1124.8941 | 1107.4591
2021 | 7272 | 7090.2635 | 6908 | 1133.7137 | 1128 | 1122.7899 | 1155.6203 | 1130.9018 | 1113.2459
2022 | 7345 | 7140.3063 | 6936 | 1140.3458 | 1133 | 1128.0088 | 1166.7993 | 1136.825 | 1119.2213
2023 | 7413 | 7188.1947 | 6963 | 1146.6984 | 1138 | 1133.0697 | 1177.0295 | 1142.4371 | 1124.4734
2024 | 7474 | 7229.6521 | 6987 | 1152.7436 | 1143 | 1137.9725 | 1186.1665 | 1147.3183 | 1129.2622
2025 | 7531 | 7270.0344 | 7008 | 1158.6045 | 1148 | 1142.7288 | 1194.5747 | 1151.9828 | 1133.557
2026 | 7588 | 7311.2924 | 7034 | 1164.4894 | 1153 | 1147.6375 | 1203.003 | 1156.7881 | 1138.2683
2027 | 7647 | 7353.1838 | 7060 | 1170.5539 | 1158 | 1152.597 | 1211.7401 | 1161.7303 | 1143.2559
Gross - PV
2018 | 6701.3457 | 6611.8243 | 6521.3457 | 1008.7038 | 1007.9303 | 1002.4473 | 1118.2641 | 1114.5836 | 1097.5153
2019 | 6756.2682 | 6627.7254 | 6499.2682 | 1008.9416 | 1006.4322 | 1001.3216 | 1133.4514 | 1120.8722 | 1103.6985
2020 | 6790.3421 | 6632.4165 | 6474.3421 | 1011.284 | 1007.2835 | 1001.8342 | 1144.1448 | 1124.8941 | 1107.4591
2021 | 6838.355 | 6656.6185 | 6474.355 | 1014.4681 | 1008.7544 | 1003.5443 | 1155.6203 | 1130.9018 | 1113.2459
2022 | 6885.9378 | 6681.2441 | 6476.9378 | 1018.1508 | 1010.805 | 1005.8138 | 1166.7993 | 1136.825 | 1119.2213
2023 | 6928.6509 | 6703.8456 | 6478.6509 | 1021.893 | 1013.1945 | 1008.2642 | 1177.0295 | 1142.4371 | 1124.4734
2024 | 6963.7248 | 6719.3769 | 6476.7248 | 1025.6368 | 1015.8933 | 1010.8658 | 1186.1665 | 1147.3183 | 1129.2622
2025 | 6996.4727 | 6735.5071 | 6473.4727 | 1029.2284 | 1018.6239 | 1013.3528 | 1194.5747 | 1151.9828 | 1133.557
2026 | 7028.5734 | 6751.8657 | 6474.5734 | 1032.5352 | 1021.0458 | 1015.6833 | 1203.003 | 1156.7881 | 1138.2683
2027 | 7062.8212 | 6769.005 | 6475.8212 | 1036.2754 | 1023.7216 | 1018.3185 | 1211.7401 | 1161.7303 | 1143.2559
Gross - PV - PDR
2018 | 5904.1626 | 5814.6412 | 5724.1626 | 894.3968 | 893.6233 | 888.1403 | 976.3771 | 972.6966 | 955.6283
2019 | 5834.4456 | 5705.9027 | 5577.4456 | 880.4135 | 877.904 | 872.7934 | 1007.9801 | 995.4009 | 978.2272
2020 | 5750.521 | 5592.5955 | 5434.521 | 869.2925 | 865.292 | 859.8427 | 1005.5303 | 986.2796 | 968.8446
2021 | 5686.8907 | 5505.1541 | 5322.8907 | 859.7383 | 854.0246 | 848.8145 | 1004.5705 | 979.852 | 962.1961
2022 | 5630.5265 | 5425.8328 | 5221.5265 | 851.5608 | 844.2151 | 839.2239 | 1004.1714 | 974.1971 | 956.5934
2023 | 5577.4721 | 5352.6668 | 5127.4721 | 844.3761 | 835.6777 | 830.7474 | 1003.7346 | 969.1422 | 951.1785
2024 | 5525.1374 | 5280.7895 | 5038.1374 | 838.1468 | 828.4033 | 823.3758 | 1003.1357 | 964.2874 | 946.2313
2025 | 5476.975 | 5216.0094 | 4953.975 | 832.5067 | 821.9022 | 816.6311 | 1002.5317 | 959.9397 | 941.514
2026 | 5437.004 | 5160.2963 | 4883.004 | 827.5902 | 816.1009 | 810.7383 | 1002.9324 | 956.7174 | 938.1977
2027 | 5408.3269 | 5114.5107 | 4821.3269 | 824.1509 | 811.597 | 806.194 | 1004.6606 | 954.6508 | 936.1764
SUBAREAS | Net Energy for Load (GWh) |  |  | Summer 50/50 Peak (MW) |  |  | Winter 50/50 Peak (MW)
BHE Gross | High | Base | Low | High | Base | Low | High | Base | Low
2018 | 1907.3396 | 1860.8217 | 1814.2907 | 311.0852 | 309.7022 | 306.5097 | 296.4263 | 294.1032 | 288.8431
2019 | 1938.1767 | 1875.0619 | 1811.947 | 314.0103 | 311.0259 | 307.7624 | 300.8379 | 295.8275 | 290.4303
2020 | 1960.8812 | 1884.6778 | 1808.4484 | 316.3037 | 312.0479 | 308.7307 | 304.147 | 296.9852 | 291.4721
2021 | 1994.9553 | 1906.8662 | 1818.8031 | 319.3974 | 314.0187 | 310.6302 | 308.8245 | 299.7303 | 294.0608
2022 | 2032.8684 | 1933.6798 | 1834.4912 | 322.7536 | 316.3457 | 312.8724 | 313.975 | 303.0669 | 297.2264
2023 | 2071.7689 | 1962.0843 | 1852.3865 | 326.1718 | 318.7953 | 315.2421 | 319.2248 | 306.602 | 300.5777
2024 | 2106.6584 | 1987.1657 | 1867.6862 | 329.2696 | 320.9973 | 317.364 | 323.9582 | 309.7149 | 303.522
2025 | 2139.1514 | 2010.3689 | 1881.5732 | 332.1748 | 323.0626 | 319.3467 | 328.3793 | 312.5907 | 306.2291
2026 | 2170.9773 | 2033.2838 | 1895.5504 | 335.0235 | 325.1032 | 321.3102 | 332.7127 | 315.4274 | 308.8967
2027 | 2202.1533 | 2055.7657 | 1909.4047 | 337.8192 | 327.1145 | 323.2488 | 336.9554 | 318.2048 | 311.5092
Gross - PV
2018 | 1901.35 | 1854.8321 | 1808.3011 | 309.3211 | 307.9381 | 304.7456 | 296.4263 | 294.1032 | 288.8431
2019 | 1930.5556 | 1867.4407 | 1804.3259 | 311.8479 | 308.8634 | 305.5999 | 300.8379 | 295.8275 | 290.4303
2020 | 1951.6217 | 1875.4184 | 1799.1889 | 313.768 | 309.5122 | 306.195 | 304.147 | 296.9852 | 291.4721
2021 | 1984.1283 | 1896.0391 | 1807.9761 | 316.5268 | 311.1482 | 307.7597 | 308.8245 | 299.7303 | 294.0608
2022 | 2020.5264 | 1921.3377 | 1822.1491 | 319.5874 | 313.1795 | 309.7062 | 313.975 | 303.0669 | 297.2264
2023 | 2057.9194 | 1948.2348 | 1838.5371 | 322.7335 | 315.357 | 311.8037 | 319.2248 | 306.602 | 300.5777
2024 | 2091.2838 | 1971.7911 | 1852.3116 | 325.5811 | 317.3088 | 313.6755 | 323.9582 | 309.7149 | 303.522
2025 | 2122.3103 | 1993.5278 | 1864.732 | 328.249 | 319.1369 | 315.4209 | 328.3793 | 312.5907 | 306.2291
2026 | 2152.6515 | 2014.958 | 1877.2247 | 330.861 | 320.9407 | 317.1477 | 332.7127 | 315.4274 | 308.8967
2027 | 2182.3513 | 2035.9637 | 1889.6028 | 333.4366 | 322.7319 | 318.8662 | 336.9554 | 318.2048 | 311.5092
Gross - PV - PDR
2018 | 1725.6427 | 1679.1248 | 1632.5938 | 283.5042 | 282.1211 | 278.9287 | 270.9537 | 268.6306 | 263.3705
2019 | 1731.5759 | 1668.4611 | 1605.3462 | 282.9493 | 279.9649 | 276.7014 | 274.0834 | 269.0729 | 263.6757
2020 | 1730.6685 | 1654.4651 | 1578.2357 | 281.9343 | 277.6785 | 274.3614 | 274.6872 | 267.5254 | 262.0123
2021 | 1742.7894 | 1654.7002 | 1566.6372 | 281.9045 | 276.5259 | 273.1374 | 276.9439 | 267.8497 | 262.1802
2022 | 1760.3901 | 1661.2014 | 1562.0128 | 282.4697 | 276.0618 | 272.5885 | 279.6735 | 268.7654 | 262.9249
2023 | 1780.7187 | 1671.0341 | 1561.3363 | 283.4136 | 276.0371 | 272.4838 | 282.9291 | 270.3063 | 264.282
2024 | 1798.7518 | 1679.259 | 1559.7795 | 284.2056 | 275.9333 | 272.3 | 285.6683 | 271.425 | 265.2321
2025 | 1816.1803 | 1687.3978 | 1558.6021 | 284.9646 | 275.8524 | 272.1364 | 288.3796 | 272.5911 | 266.2295
2026 | 1834.5128 | 1696.8193 | 1559.086 | 285.9609 | 276.0406 | 272.2476 | 291.2879 | 274.0026 | 267.4719
2027 | 1853.7931 | 1707.4055 | 1561.0445 | 287.2141 | 276.5095 | 272.6437 | 294.2477 | 275.4972 | 268.8016
| Net Energy for Load (GWh) |  |  | Summer 50/50 Peak (MW) |  |  | Winter 50/50 Peak (MW)
ME Gross | High | Base | Low | High | Base | Low | High | Base | Low
2018 | 6331.4312 | 6177.0146 | 6022.5545 | 994.4313 | 990.0101 | 979.805 | 1021.5293 | 1013.5235 | 995.3964
2019 | 6434.2926 | 6224.7662 | 6015.2397 | 1003.8173 | 994.2768 | 983.8442 | 1036.8539 | 1019.585 | 1000.9834
2020 | 6510.1612 | 6257.1646 | 6004.0816 | 1011.1842 | 997.579 | 986.9744 | 1048.3794 | 1023.6928 | 1004.6894
2021 | 6623.7835 | 6331.304 | 6038.9112 | 1021.1097 | 1003.9143 | 993.0812 | 1064.6228 | 1033.2718 | 1013.7271
2022 | 6750.162 | 6420.8051 | 6091.4483 | 1031.875 | 1011.3883 | 1000.2838 | 1082.4985 | 1044.8906 | 1024.7541
2023 | 6879.8298 | 6515.5945 | 6151.3155 | 1042.8386 | 1019.2545 | 1007.8939 | 1100.7186 | 1057.1939 | 1036.4215
2024 | 6996.1881 | 6599.3541 | 6202.564 | 1052.7781 | 1026.3288 | 1014.7121 | 1117.1598 | 1068.0423 | 1046.6863
2025 | 7104.5958 | 6676.8805 | 6249.1213 | 1062.102 | 1032.9666 | 1021.0851 | 1132.5254 | 1078.0733 | 1056.1332
2026 | 7210.7948 | 6753.4525 | 6295.978 | 1071.2455 | 1039.525 | 1027.3967 | 1147.5897 | 1087.9694 | 1065.4436
2027 | 7314.842 | 6828.5896 | 6342.4257 | 1080.2195 | 1045.99 | 1033.6288 | 1162.3422 | 1097.6614 | 1074.5646
Gross - PV
2018 | 6305.2573 | 6150.8407 | 5996.3806 | 986.7222 | 982.3011 | 972.096 | 1021.5293 | 1013.5235 | 995.3964
2019 | 6400.9888 | 6191.4624 | 5981.9359 | 994.3676 | 984.827 | 974.3945 | 1036.8539 | 1019.585 | 1000.9834
2020 | 6469.698 | 6216.7015 | 5963.6184 | 1000.1033 | 986.4982 | 975.8936 | 1048.3794 | 1023.6928 | 1004.6894
2021 | 6576.4702 | 6283.9906 | 5991.5978 | 1008.5657 | 991.3703 | 980.5372 | 1064.6228 | 1033.2718 | 1013.7271
2022 | 6696.2281 | 6366.8712 | 6037.5143 | 1018.0388 | 997.5521 | 986.4477 | 1082.4985 | 1044.8906 | 1024.7541
2023 | 6819.3088 | 6455.0735 | 6090.7945 | 1027.8132 | 1004.2291 | 992.8685 | 1100.7186 | 1057.1939 | 1036.4215
2024 | 6929.0023 | 6532.1684 | 6135.3783 | 1036.6596 | 1010.2103 | 998.5935 | 1117.1598 | 1068.0423 | 1046.6863
2025 | 7031.0012 | 6603.286 | 6175.5267 | 1044.9466 | 1015.8112 | 1003.9297 | 1132.5254 | 1078.0733 | 1056.1332
2026 | 7130.7127 | 6673.3704 | 6215.8958 | 1053.0558 | 1021.3354 | 1009.207 | 1147.5897 | 1087.9694 | 1065.4436
2027 | 7228.3091 | 6742.0568 | 6255.8929 | 1061.0679 | 1026.8384 | 1014.4772 | 1162.3422 | 1097.6614 | 1074.5646
Gross - PV - PDR
2018 | 5721.9952 | 5567.5785 | 5413.1185 | 904.1945 | 899.7733 | 889.5682 | 933.7468 | 925.741 | 907.6139
2019 | 5740.4229 | 5530.8965 | 5321.37 | 901.9858 | 892.4452 | 882.0126 | 944.6428 | 927.3739 | 908.7723
2020 | 5736.1292 | 5483.1327 | 5230.0496 | 898.3351 | 884.7299 | 874.1253 | 946.833 | 922.1464 | 903.143
2021 | 5775.1608 | 5482.6812 | 5190.2884 | 897.8786 | 880.6832 | 869.8501 | 954.7197 | 923.3687 | 903.824
2022 | 5832.4426 | 5503.0858 | 5173.7289 | 899.3698 | 878.8831 | 867.7787 | 964.2364 | 926.6284 | 906.4919
2023 | 5898.7939 | 5534.5586 | 5170.2796 | 902.0994 | 878.5153 | 867.1548 | 975.5676 | 932.0428 | 911.2705
2024 | 5957.5067 | 5560.6728 | 5163.8827 | 904.3693 | 877.92 | 866.3032 | 985.1181 | 936.0007 | 914.6446
2025 | 6014.2758 | 5586.5606 | 5158.8014 | 906.548 | 877.4126 | 865.5311 | 994.5733 | 940.1212 | 918.181
2026 | 6074.0304 | 5616.6882 | 5159.2136 | 909.4866 | 877.7661 | 865.6378 | 1004.7077 | 945.0875 | 922.5617
2027 | 6136.9448 | 5650.6924 | 5164.5285 | 913.2659 | 879.0363 | 866.6752 | 1015.0204 | 950.3397 | 927.2429
| Net Energy for Load (GWh) |  |  | Summer 50/50 Peak (MW) |  |  | Winter 50/50 Peak (MW)
SME Gross | High | Base | Low | High | Base | Low | High | Base | Low
2018 | 4593.9481 | 4481.9068 | 4369.8339 | 758.2537 | 754.8826 | 747.1012 | 705.1361 | 699.6099 | 687.0972
2019 | 4667.6255 | 4515.6288 | 4363.6322 | 765.3214 | 758.0476 | 750.0937 | 715.5039 | 703.5871 | 690.7507
2020 | 4721.7104 | 4538.2163 | 4354.6594 | 770.8493 | 760.4777 | 752.3936 | 723.2484 | 706.2178 | 693.1079
2021 | 4803.1651 | 4591.0767 | 4379.0512 | 778.3272 | 765.2202 | 756.9628 | 734.2458 | 712.6238 | 699.1443
2022 | 4893.8505 | 4655.0676 | 4416.2847 | 786.4445 | 770.8305 | 762.3673 | 746.366 | 720.4359 | 706.5521
2023 | 4986.8996 | 4722.8807 | 4458.8302 | 794.7121 | 776.7395 | 768.082 | 758.7203 | 728.7189 | 714.4006
2024 | 5070.2819 | 4782.6881 | 4495.1262 | 802.1986 | 782.0447 | 773.193 | 769.8454 | 735.9981 | 721.2814
2025 | 5147.8864 | 4837.9701 | 4528.022 | 809.2154 | 787.0172 | 777.9647 | 780.227 | 742.7135 | 727.5983
2026 | 5223.8762 | 4892.5536 | 4561.1351 | 816.0943 | 791.9291 | 782.6895 | 790.3989 | 749.3356 | 733.821
2027 | 5298.2939 | 4946.0911 | 4593.9523 | 822.8437 | 796.7698 | 787.3538 | 800.3542 | 755.8169 | 739.9131
Gross - PV
2018 | 4577.769 | 4465.7277 | 4353.6548 | 753.4884 | 750.1173 | 742.3359 | 705.1361 | 699.6099 | 687.0972
2019 | 4647.0392 | 4495.0425 | 4343.0458 | 759.4802 | 752.2063 | 744.2524 | 715.5039 | 703.5871 | 690.7507
2020 | 4696.6986 | 4513.2044 | 4329.6476 | 763.9998 | 753.6282 | 745.5441 | 723.2484 | 706.2178 | 693.1079
2021 | 4773.9189 | 4561.8305 | 4349.805 | 770.5732 | 757.4662 | 749.2089 | 734.2458 | 712.6238 | 699.1443
2022 | 4860.5119 | 4621.729 | 4382.9461 | 777.8918 | 762.2778 | 753.8146 | 746.366 | 720.4359 | 706.5521
2023 | 4949.4892 | 4685.4703 | 4421.4198 | 785.4243 | 767.4517 | 758.7942 | 758.7203 | 728.7189 | 714.4006
2024 | 5028.7518 | 4741.158 | 4453.5961 | 792.2351 | 772.0812 | 763.2295 | 769.8454 | 735.9981 | 721.2814
2025 | 5102.3947 | 4792.4785 | 4482.5304 | 798.611 | 776.4128 | 767.3603 | 780.227 | 742.7135 | 727.5983
2026 | 5174.3743 | 4843.0518 | 4511.6333 | 804.8506 | 780.6854 | 771.4458 | 790.3989 | 749.3356 | 733.821
2027 | 5244.8046 | 4892.6018 | 4540.4631 | 811.0053 | 784.9314 | 775.5154 | 800.3542 | 755.8169 | 739.9131
Gross - PV - PDR
2018 | 4154.5668 | 4042.5254 | 3930.4526 | 690.5611 | 687.1899 | 679.4085 | 644.542 | 639.0158 | 626.5031
2019 | 4167.8452 | 4015.8485 | 3863.8519 | 689.0473 | 681.7734 | 673.8195 | 651.8716 | 639.9548 | 627.1184
2020 | 4164.6534 | 3981.1593 | 3797.6024 | 686.4194 | 676.0479 | 667.9638 | 653.1943 | 636.1637 | 623.0538
2021 | 4192.858 | 3980.7697 | 3768.7442 | 686.2035 | 673.0965 | 664.8391 | 658.4482 | 636.8261 | 623.3466
2022 | 4234.2696 | 3995.4867 | 3756.7038 | 687.4481 | 671.8341 | 663.3709 | 664.8261 | 638.896 | 625.0122
2023 | 4282.2466 | 4018.2278 | 3754.1772 | 689.6221 | 671.6494 | 662.992 | 672.4543 | 642.4528 | 628.1346
2024 | 4324.6889 | 4037.0951 | 3749.5332 | 691.4322 | 671.2783 | 662.4265 | 678.8542 | 645.0069 | 630.2903
2025 | 4365.6904 | 4055.7741 | 3745.826 | 693.1652 | 670.9669 | 661.9144 | 685.1881 | 647.6746 | 632.5594
2026 | 4408.8586 | 4077.536 | 3746.1175 | 695.4769 | 671.3117 | 662.0721 | 691.9894 | 650.9261 | 635.4115
2027 | 4454.3064 | 4102.1036 | 3749.9649 | 698.419 | 672.345 | 662.9291 | 698.9128 | 654.3755 | 638.4718
| Net Energy for Load (GWh) |  |  | Summer 50/50 Peak (MW) |  |  | Winter 50/50 Peak (MW)
NH Gross | High | Base | Low | High | Base | Low | High | Base | Low
2018 | 11023.3712 | 10754.5232 | 10485.5997 | 2120.4945 | 2111.067 | 2089.306 | 1760.0902 | 1746.2962 | 1715.0633
2019 | 11239.7219 | 10873.7113 | 10507.7008 | 2153.0277 | 2132.5648 | 2110.1886 | 1784.0515 | 1754.3379 | 1722.3313
2020 | 11378.7391 | 10936.5409 | 10494.1915 | 2177.8757 | 2148.573 | 2125.733 | 1801.261 | 1758.846 | 1726.1956
2021 | 11548.7746 | 11038.8273 | 10529.0312 | 2205.3458 | 2168.2079 | 2144.8111 | 1819.2354 | 1765.6626 | 1732.2645
2022 | 11722.1099 | 11150.1595 | 10578.2092 | 2232.9997 | 2188.666 | 2164.6358 | 1836.8261 | 1773.0114 | 1738.8431
2023 | 11893.0714 | 11263.4227 | 10633.6984 | 2260.3938 | 2209.2742 | 2184.6498 | 1853.7473 | 1780.4462 | 1745.463
2024 | 12044.4987 | 11361.3173 | 10678.2113 | 2285.845 | 2228.417 | 2203.1941 | 1869.1211 | 1786.9426 | 1751.2118
2025 | 12182.5268 | 11449.1068 | 10715.6114 | 2309.9639 | 2246.5974 | 2220.7563 | 1883.3853 | 1792.8317 | 1756.3454
2026 | 12320.8061 | 11539.3631 | 10757.694 | 2334.144 | 2265.0281 | 2238.6016 | 1897.4705 | 1798.892 | 1761.647
2027 | 12459.4957 | 11631.2537 | 10803.1625 | 2358.355 | 2283.6244 | 2256.6374 | 1911.4256 | 1805.0607 | 1767.0789
Gross - PV
2018 | 10936.4129 | 10667.5649 | 10398.6415 | 2094.2747 | 2084.8472 | 2063.0861 | 1760.0902 | 1746.2962 | 1715.0633
2019 | 11138.0205 | 10772.0099 | 10405.9994 | 2123.4693 | 2103.0063 | 2080.6301 | 1784.0515 | 1754.3379 | 1722.3313
2020 | 11262.5104 | 10820.3122 | 10377.9628 | 2145.2629 | 2115.9602 | 2093.1202 | 1801.261 | 1758.846 | 1726.1956
2021 | 11418.7701 | 10908.8229 | 10399.0268 | 2170.0193 | 2132.8813 | 2109.4846 | 1819.2354 | 1765.6626 | 1732.2645
2022 | 11578.7393 | 11006.789 | 10434.8387 | 2195.2993 | 2150.9655 | 2126.9353 | 1836.8261 | 1773.0114 | 1738.8431
2023 | 11736.4026 | 11106.7539 | 10477.0296 | 2220.5227 | 2169.4031 | 2144.7787 | 1853.7473 | 1780.4462 | 1745.463
2024 | 11874.3107 | 11191.1293 | 10508.0234 | 2243.992 | 2186.564 | 2161.3411 | 1869.1211 | 1786.9426 | 1751.2118
2025 | 11999.4662 | 11266.0462 | 10532.5508 | 2266.2194 | 2202.8528 | 2177.0118 | 1883.3853 | 1792.8317 | 1756.3454
2026 | 12124.6491 | 11343.2062 | 10561.537 | 2288.4699 | 2219.354 | 2192.9275 | 1897.4705 | 1798.892 | 1761.647
2027 | 12250.3178 | 11422.0758 | 10593.9846 | 2310.8963 | 2236.1657 | 2209.1786 | 1911.4256 | 1805.0607 | 1767.0789
Gross - PV - PDR
2018 | 10359.2927 | 10090.4447 | 9821.5213 | 1997.2421 | 1987.8146 | 1966.0536 | 1672.7353 | 1658.9413 | 1627.7085
2019 | 10463.7167 | 10097.7062 | 9731.6957 | 2013.0906 | 1992.6277 | 1970.2515 | 1692.2367 | 1662.5232 | 1630.5165
2020 | 10496.2306 | 10054.0325 | 9611.6831 | 2021.6248 | 1992.3221 | 1969.4821 | 1698.584 | 1656.169 | 1623.5186
2021 | 10566.6014 | 10056.6542 | 9546.8581 | 2033.9298 | 1996.7918 | 1973.3951 | 1705.8177 | 1652.2449 | 1618.8468
2022 | 10646.7875 | 10074.8372 | 9502.8869 | 2047.6386 | 2003.3048 | 1979.2746 | 1714.2639 | 1650.4492 | 1616.2809
2023 | 10730.0522 | 10100.4035 | 9470.6792 | 2062.981 | 2011.8614 | 1987.237 | 1722.1939 | 1648.8928 | 1613.9096
2024 | 10800.5814 | 10117.4 | 9434.294 | 2076.6644 | 2019.2363 | 1994.0134 | 1730.179 | 1648.0006 | 1612.2697
2025 | 10863.7766 | 10130.3566 | 9396.8612 | 2089.8833 | 2026.5168 | 2000.6757 | 1737.1411 | 1646.5875 | 1610.1012
2026 | 10934.7982 | 10153.3553 | 9371.6862 | 2104.8687 | 2035.7528 | 2009.3263 | 1744.8208 | 1646.2423 | 1608.9973
2027 | 11011.856 | 10183.6141 | 9355.5228 | 2120.115 | 2045.3845 | 2018.3974 | 1753.241 | 1646.876 | 1608.8943
| Net Energy for Load (GWh) |  |  | Summer 50/50 Peak (MW) |  |  | Winter 50/50 Peak (MW)
VT Gross | High | Base | Low | High | Base | Low | High | Base | Low
2018 | 8090.2298 | 7892.9179 | 7695.5507 | 1335.5913 | 1329.6533 | 1315.9472 | 1283.9003 | 1273.8382 | 1251.0554
2019 | 8223.3342 | 7955.5493 | 7687.7645 | 1350.3982 | 1337.5636 | 1323.5291 | 1302.0731 | 1280.387 | 1257.0272
2020 | 8316.1149 | 7992.9357 | 7669.6461 | 1362.3624 | 1344.0322 | 1329.7447 | 1315.3194 | 1284.3471 | 1260.505
2021 | 8423.4993 | 8051.5516 | 7679.7141 | 1374.7214 | 1351.5711 | 1336.9865 | 1329.5525 | 1290.3999 | 1265.9916
2022 | 8527.6057 | 8111.523 | 7695.4403 | 1386.7156 | 1359.1839 | 1344.2609 | 1343.1107 | 1296.4486 | 1271.4643
2023 | 8626.7043 | 8169.9852 | 7713.2112 | 1398.3363 | 1366.7125 | 1351.4792 | 1355.8433 | 1302.2304 | 1276.6434
2024 | 8714.9927 | 8220.6656 | 7726.3932 | 1409.2267 | 1373.8223 | 1358.2723 | 1367.3374 | 1307.2206 | 1281.082
2025 | 8797.5738 | 8267.9369 | 7738.2454 | 1419.6874 | 1380.7428 | 1364.861 | 1378.187 | 1311.9235 | 1285.2242
2026 | 8879.6951 | 8316.5034 | 7753.1488 | 1430.0911 | 1387.745 | 1371.5539 | 1388.9399 | 1316.7809 | 1289.5177
2027 | 8961.9745 | 8366.2295 | 7770.5928 | 1440.461 | 1394.8163 | 1378.3328 | 1399.6663 | 1321.7791 | 1293.9665
Gross - PV
2018 | 7770.2298 | 7572.9179 | 7375.5507 | 1238.1749 | 1232.237 | 1218.5309 | 1283.9003 | 1273.8382 | 1251.0554
2019 | 7870.1313 | 7602.3465 | 7334.5617 | 1246.6766 | 1233.842 | 1219.8075 | 1302.0731 | 1280.387 | 1257.0272
2020 | 7935.7815 | 7612.6024 | 7289.3128 | 1254.4632 | 1236.133 | 1221.8455 | 1315.3194 | 1284.3471 | 1260.505
2021 | 8017.8774 | 7645.9297 | 7274.0922 | 1263.2495 | 1240.0992 | 1225.5147 | 1329.5525 | 1290.3999 | 1265.9916
2022 | 8097.2673 | 7681.1846 | 7265.102 | 1272.2406 | 1244.7088 | 1229.7859 | 1343.1107 | 1296.4486 | 1271.4643
2023 | 8171.7761 | 7715.0569 | 7258.283 | 1281.1918 | 1249.568 | 1234.3347 | 1355.8433 | 1302.2304 | 1276.6434
2024 | 8234.8717 | 7740.5446 | 7246.2722 | 1289.7177 | 1254.3133 | 1238.7633 | 1367.3374 | 1307.2206 | 1281.082
2025 | 8293.8499 | 7764.2129 | 7234.5215 | 1297.857 | 1258.9124 | 1243.0307 | 1378.187 | 1311.9235 | 1285.2242
2026 | 8351.7578 | 7788.5662 | 7225.2115 | 1305.6595 | 1263.3134 | 1247.1223 | 1388.9399 | 1316.7809 | 1289.5177
2027 | 8409.9667 | 7814.2217 | 7218.585 | 1313.6769 | 1268.0321 | 1251.5487 | 1399.6663 | 1321.7791 | 1293.9665
Gross - PV - PDR
2018 | 6975.1664 | 6777.8545 | 6580.4873 | 1121.9417 | 1116.0038 | 1102.2976 | 1144.5234 | 1134.4614 | 1111.6785
2019 | 6949.2415 | 6681.4567 | 6413.6718 | 1115.0637 | 1102.2291 | 1088.1945 | 1176.9757 | 1155.2895 | 1131.9298
2020 | 6896.115 | 6572.9359 | 6249.6462 | 1109.2505 | 1090.9203 | 1076.6328 | 1176.1211 | 1145.1487 | 1121.3067
2021 | 6866.6187 | 6494.671 | 6122.8335 | 1104.5736 | 1081.4234 | 1066.8388 | 1178.0315 | 1138.8789 | 1114.4705
2022 | 6841.6002 | 6425.5175 | 6009.4349 | 1101.1276 | 1073.5959 | 1058.6729 | 1179.5454 | 1132.8833 | 1107.899
2023 | 6819.6372 | 6362.918 | 5906.1441 | 1098.8038 | 1067.1799 | 1051.9466 | 1182.0116 | 1128.3987 | 1102.8118
2024 | 6794.4682 | 6300.1412 | 5805.8688 | 1097.834 | 1062.4295 | 1046.8796 | 1183.5177 | 1123.4009 | 1097.2623
2025 | 6773.1166 | 6243.4797 | 5713.7883 | 1095.7245 | 1056.7799 | 1040.8982 | 1185.2683 | 1119.0048 | 1092.3055
2026 | 6758.1468 | 6194.9551 | 5631.6005 | 1095.3295 | 1052.9833 | 1036.7922 | 1187.9501 | 1115.791 | 1088.5278
2027 | 6754.0788 | 6158.3338 | 5562.6971 | 1096.039 | 1050.3942 | 1033.9108 | 1191.6329 | 1113.7458 | 1085.9331
| Net Energy for Load (GWh) |  |  | Summer 50/50 Peak (MW) |  |  | Winter 50/50 Peak (MW)
Boston Gross | High | Base | Low | High | Base | Low | High | Base | Low
2018 | 31237.3329 | 30475.4885 | 29713.4301 | 6355.7339 | 6327.4769 | 6262.2528 | 4923.5577 | 4884.9713 | 4797.6026
2019 | 31879.6346 | 30841.5055 | 29803.3764 | 6448.9832 | 6387.6902 | 6320.6666 | 5004.0048 | 4920.6627 | 4830.8886
2020 | 32339.8024 | 31083.0198 | 29825.8073 | 6528.6419 | 6440.801 | 6372.3332 | 5064.5369 | 4945.2802 | 4853.4783
2021 | 32886.6358 | 31434.4947 | 29982.7842 | 6611.326 | 6499.9915 | 6429.8512 | 5129.9912 | 4978.9233 | 4884.7453
2022 | 33449.1436 | 31817.0783 | 30185.013 | 6693.8514 | 6560.9524 | 6488.9173 | 5195.6626 | 5015.156 | 4918.5071
2023 | 34010.316 | 32209.7253 | 30408.9187 | 6775.6734 | 6622.4393 | 6548.6259 | 5260.1644 | 5052.1663 | 4952.8984
2024 | 34524.4839 | 32566.2051 | 30608.1426 | 6854.0906 | 6681.893 | 6606.2623 | 5319.9797 | 5086.0796 | 4984.3808
2025 | 35004.4622 | 32897.102 | 30789.5251 | 6930.0164 | 6739.9133 | 6662.3888 | 5376.2621 | 5117.7702 | 5013.6171
2026 | 35483.6629 | 33233.1236 | 30981.9329 | 7005.69 | 6798.2458 | 6718.9294 | 5432.1668 | 5149.9516 | 5043.3249
2027 | 35953.352 | 33563.3617 | 31173.8062 | 7080.5181 | 6856.1535 | 6775.1298 | 5486.8892 | 5181.5607 | 5072.5312
Gross - PV
2018 | 31040.2869 | 30278.4425 | 29516.3842 | 6298.3745 | 6270.1176 | 6204.8935 | 4923.5577 | 4884.9713 | 4797.6026
2019 | 31648.5763 | 30610.4471 | 29572.318 | 6384.2197 | 6322.9268 | 6255.9031 | 5004.0048 | 4920.6627 | 4830.8886
2020 | 32082.0571 | 30825.2744 | 29568.062 | 6458.8646 | 6371.0236 | 6302.5559 | 5064.5369 | 4945.2802 | 4853.4783
2021 | 32603.7171 | 31151.576 | 29699.8655 | 6537.1298 | 6425.7954 | 6355.655 | 5129.9912 | 4978.9233 | 4884.7453
2022 | 33141.7423 | 31509.677 | 29877.6117 | 6615.8211 | 6482.9221 | 6410.887 | 5195.6626 | 5015.156 | 4918.5071
2023 | 33678.5569 | 31877.9663 | 30077.1597 | 6694.1569 | 6540.9228 | 6467.1094 | 5260.1644 | 5052.1663 | 4952.8984
2024 | 34167.9096 | 32209.6308 | 30251.5684 | 6769.4098 | 6597.2122 | 6521.5815 | 5319.9797 | 5086.0796 | 4984.3808
2025 | 34627.7676 | 32520.4074 | 30412.8305 | 6843.1388 | 6653.0358 | 6575.5112 | 5376.2621 | 5117.7702 | 5013.6171
2026 | 35092.6346 | 32842.0953 | 30590.9046 | 6917.8026 | 6710.3584 | 6631.0421 | 5432.1668 | 5149.9516 | 5043.3249
2027 | 35548.5757 | 33158.5854 | 30769.0299 | 6991.8604 | 6767.4958 | 6686.4721 | 5486.8892 | 5181.5607 | 5072.5312
Gross - PV - PDR
2018 | 27110.8599 | 26349.0154 | 25586.9571 | 5623.9743 | 5595.7174 | 5530.4933 | 4239.8938 | 4201.3074 | 4113.9387
2019 | 26931.0231 | 25892.894 | 24854.7649 | 5601.0879 | 5539.795 | 5472.7713 | 4263.3194 | 4179.9773 | 4090.2032
2020 | 26623.1208 | 25366.3382 | 24109.1257 | 5573.9309 | 5486.0899 | 5417.6221 | 4225.698 | 4106.4413 | 4014.6394
2021 | 26455.1498 | 25003.0087 | 23551.2982 | 5557.3327 | 5445.9983 | 5375.858 | 4200.1198 | 4049.052 | 3954.874
2022 | 26358.4692 | 24726.4039 | 23094.3387 | 5549.4321 | 5416.5331 | 5344.498 | 4181.4951 | 4000.9884 | 3904.3395
2023 | 26318.6551 | 24518.0645 | 22717.2578 | 5549.0005 | 5395.7663 | 5321.953 | 4169.3193 | 3961.3211 | 3862.0533
2024 | 26289.0585 | 24330.7796 | 22372.7172 | 5553.6898 | 5381.4923 | 5305.8616 | 4160.1431 | 3926.243 | 3824.5442
2025 | 26288.06 | 24180.6999 | 22073.1229 | 5564.6154 | 5374.5124 | 5296.9879 | 4155.0959 | 3896.604 | 3792.4509
2026 | 26347.5189 | 24096.9795 | 21845.7888 | 5584.24 | 5376.7958 | 5297.4795 | 4156.462 | 3874.2468 | 3767.6201
2027 | 26450.7207 | 24060.7303 | 21671.1748 | 5610.9594 | 5386.5949 | 5305.5712 | 4163.9112 | 3858.5828 | 3749.5533
| Net Energy for Load (GWh) |  |  | Summer 50/50 Peak (MW) |  |  | Winter 50/50 Peak (MW)
CMA/NEMA Gross | High | Base | Low | High | Base | Low | High | Base | Low
2018 | 9015.5631 | 8795.6834 | 8575.7419 | 1840.245 | 1832.0635 | 1813.1784 | 1414.9998 | 1403.9102 | 1378.801
2019 | 9208.1018 | 8908.249 | 8608.3962 | 1870.9307 | 1853.1489 | 1833.7045 | 1437.4845 | 1413.5431 | 1387.754
2020 | 9347.715 | 8984.4461 | 8621.0529 | 1897.6089 | 1872.0771 | 1852.1764 | 1454.2516 | 1420.0078 | 1393.6474
2021 | 9512.4346 | 9092.4039 | 8672.4977 | 1925.2333 | 1892.8124 | 1872.3874 | 1472.3927 | 1429.0337 | 1402.003
2022 | 9681.6998 | 9209.3061 | 8736.9123 | 1952.8409 | 1914.0694 | 1893.0541 | 1490.5753 | 1438.79 | 1411.0626
2023 | 9850.6048 | 9329.0893 | 8807.5112 | 1980.2645 | 1935.4802 | 1913.9074 | 1508.409 | 1448.7633 | 1420.2972
2024 | 10005.8758 | 9438.328 | 8870.8429 | 2006.6883 | 1956.2737 | 1934.1311 | 1524.8988 | 1457.8546 | 1428.704
2025 | 10151.2399 | 9540.1087 | 8928.9146 | 2032.3827 | 1976.6308 | 1953.895 | 1540.3766 | 1466.315 | 1436.4736
2026 | 10296.4397 | 9643.3915 | 8990.1543 | 2058.0216 | 1997.0819 | 1973.7816 | 1555.742 | 1474.9171 | 1444.3798
2027 | 10439.0322 | 9745.1 | 9051.2942 | 2083.4347 | 2017.4157 | 1993.5745 | 1570.7744 | 1483.3657 | 1452.153
Gross - PV
2018 | 8859.0842 | 8639.2044 | 8419.263 | 1794.6847 | 1786.5031 | 1767.6181 | 1414.9998 | 1403.9102 | 1378.801
2019 | 9024.603 | 8724.7502 | 8424.8973 | 1819.486 | 1801.7042 | 1782.2598 | 1437.4845 | 1413.5431 | 1387.754
2020 | 9142.9745 | 8779.7056 | 8416.3124 | 1842.1682 | 1816.6364 | 1796.7356 | 1454.2516 | 1420.0078 | 1393.6474
2021 | 9287.6561 | 8867.6254 | 8447.7192 | 1866.2705 | 1833.8496 | 1813.4246 | 1472.3927 | 1429.0337 | 1402.003
2022 | 9437.4336 | 8965.0399 | 8492.6461 | 1890.8217 | 1852.0502 | 1831.0349 | 1490.5753 | 1438.79 | 1411.0626
2023 | 9586.9503 | 9065.4348 | 8543.8568 | 1915.4661 | 1870.6817 | 1849.109 | 1508.409 | 1448.7633 | 1420.2972
2024 | 9722.4693 | 9154.9215 | 8587.4365 | 1939.367 | 1888.9524 | 1866.8098 | 1524.8988 | 1457.8546 | 1428.704
2025 | 9851.7938 | 9240.6626 | 8629.4685 | 1963.3033 | 1907.5513 | 1884.8155 | 1540.3766 | 1466.315 | 1436.4736
2026 | 9985.5169 | 9332.4687 | 8679.2314 | 1988.12 | 1927.1803 | 1903.88 | 1555.742 | 1474.9171 | 1444.3798
2027 | 10117.0956 | 9423.1635 | 8729.3576 | 2012.9019 | 1946.8829 | 1923.0417 | 1570.7744 | 1483.3657 | 1452.153
Gross - PV - PDR
2018 | 7747.8721 | 7527.9924 | 7308.0509 | 1603.1024 | 1594.9209 | 1576.0358 | 1222.8978 | 1211.8083 | 1186.6991
2019 | 7690.1492 | 7390.2964 | 7090.4436 | 1596.6799 | 1578.8981 | 1559.4537 | 1229.5255 | 1205.584 | 1179.7949
2020 | 7598.2371 | 7234.9682 | 6871.575 | 1589.9869 | 1564.4551 | 1544.5544 | 1218.9019 | 1184.658 | 1158.2977
2021 | 7547.0471 | 7127.0164 | 6707.1103 | 1586.6015 | 1554.1806 | 1533.7556 | 1211.6561 | 1168.2971 | 1141.2665
2022 | 7516.2839 | 7043.8901 | 6571.4964 | 1585.9408 | 1547.1693 | 1526.154 | 1206.3925 | 1154.6072 | 1126.8797
2023 | 7501.4786 | 6979.9632 | 6458.3851 | 1587.5614 | 1542.777 | 1521.2043 | 1202.9133 | 1143.2676 | 1114.8015
2024 | 7488.8631 | 6921.3153 | 6353.8302 | 1590.6972 | 1540.2825 | 1518.1399 | 1200.2866 | 1133.2423 | 1104.0918
2025 | 7486.336 | 6875.2048 | 6264.0107 | 1596.0383 | 1540.2863 | 1517.5505 | 1198.7846 | 1124.723 | 1094.8816
2026 | 7503.8534 | 6850.8052 | 6197.568 | 1604.4684 | 1543.5287 | 1520.2283 | 1199.0869 | 1118.2621 | 1087.7248
2027 | 7534.0447 | 6840.1126 | 6146.3067 | 1615.0141 | 1548.9951 | 1525.154 | 1201.1007 | 1113.692 | 1082.4793
| Net Energy for Load (GWh) |  |  | Summer 50/50 Peak (MW) |  |  | Winter 50/50 Peak (MW)
WMA Gross | High | Base | Low | High | Base | Low | High | Base | Low
2018 | 11232.1514 | 10958.2115 | 10684.1947 | 2225.0954 | 2215.2029 | 2192.3684 | 1805.8783 | 1791.7254 | 1759.68
2019 | 11452.9539 | 11079.9997 | 10707.0454 | 2259.3013 | 2237.8282 | 2214.3475 | 1831.3592 | 1800.8578 | 1768.0024
2020 | 11609.1144 | 11157.9634 | 10706.6582 | 2288.8538 | 2258.058 | 2234.0541 | 1849.5544 | 1806.0022 | 1772.4764
2021 | 11795.8674 | 11275.0095 | 10754.3061 | 2319.4383 | 2280.3791 | 2255.7719 | 1869.4975 | 1814.4446 | 1780.1237
2022 | 11987.5015 | 11402.6021 | 10817.7026 | 2349.9472 | 2303.2916 | 2278.0029 | 1889.4158 | 1823.7741 | 1788.6275
2023 | 12178.0576 | 11533.321 | 10888.507 | 2380.1997 | 2326.3707 | 2300.4411 | 1908.819 | 1833.3402 | 1797.3177
2024 | 12351.7131 | 11651.106 | 10950.5764 | 2409.2819 | 2348.7528 | 2322.1678 | 1926.4832 | 1841.7828 | 1804.9554
2025 | 12513.274 | 11759.9422 | 11006.5328 | 2437.5185 | 2370.6529 | 2343.3849 | 1942.8635 | 1849.4502 | 1811.8116
2026 | 12674.3611 | 11870.494 | 11066.3943 | 2465.6698 | 2392.6593 | 2364.7437 | 1959.0767 | 1857.2975 | 1818.8433
2027 | 12832.0656 | 11979.0572 | 11126.2039 | 2493.538 | 2414.5238 | 2385.9898 | 1974.8568 | 1864.9621 | 1825.7199
Gross - PV
2018 | 10862.2734 | 10588.3335 | 10314.3167 | 2117.2003 | 2107.3077 | 2084.4732 | 1805.8783 | 1791.7254 | 1759.68
2019 | 11020.4223 | 10647.4681 | 10274.5139 | 2137.8274 | 2116.3544 | 2092.8737 | 1831.3592 | 1800.8578 | 1768.0024
2020 | 11127.1666 | 10676.0156 | 10224.7104 | 2158.1372 | 2127.3413 | 2103.3375 | 1849.5544 | 1806.0022 | 1772.4764
2021 | 11267.347 | 10746.4891 | 10225.7857 | 2180.5908 | 2141.5315 | 2116.9243 | 1869.4975 | 1814.4446 | 1780.1237
2022 | 11413.8351 | 10828.9357 | 10244.0363 | 2204.0858 | 2157.4302 | 2132.1415 | 1889.4158 | 1823.7741 | 1788.6275
2023 | 11559.6453 | 10914.9087 | 10270.0947 | 2228.0077 | 2174.1787 | 2148.2491 | 1908.819 | 1833.3402 | 1797.3177
2024 | 11687.974 | 10987.367 | 10286.8373 | 2251.4092 | 2190.88 | 2164.2951 | 1926.4832 | 1841.7828 | 1804.9554
2025 | 11812.5739 | 11059.2421 | 10305.8327 | 2275.6627 | 2208.7971 | 2181.5291 | 1942.8635 | 1849.4502 | 1811.8116
2026 | 11946.7831 | 11142.9161 | 10338.8163 | 2301.8845 | 2228.874 | 2200.9584 | 1959.0767 | 1857.2975 | 1818.8433
2027 | 12078.6764 | 11225.6679 | 10372.8147 | 2328.2665 | 2249.2523 | 2220.7182 | 1974.8568 | 1864.9621 | 1825.7199
Gross - PV - PDR
2018 | 9460.145 | 9186.2051 | 8912.1883 | 1882.6529 | 1872.7603 | 1849.9258 | 1557.9328 | 1543.7799 | 1511.7345
2019 | 9345.2298 | 8972.2755 | 8599.3213 | 1866.0662 | 1844.5932 | 1821.1125 | 1565.3807 | 1534.8792 | 1502.0238
2020 | 9195.1259 | 8743.9749 | 8292.6696 | 1851.4966 | 1820.7007 | 1796.6968 | 1549.5733 | 1506.0211 | 1472.4953
2021 | 9095.4498 | 8574.5919 | 8053.8885 | 1841.1308 | 1802.0716 | 1777.4644 | 1538.0883 | 1483.0354 | 1448.7146
2022 | 9021.4252 | 8436.5258 | 7851.6263 | 1834.5819 | 1787.9263 | 1762.6377 | 1528.9984 | 1463.3567 | 1428.21
2023 | 8967.1846 | 8322.4479 | 7677.634 | 1831.0885 | 1777.2595 | 1751.3299 | 1522.2609 | 1446.7821 | 1410.7596
2024 | 8915.7304 | 8215.1233 | 7514.5936 | 1829.9203 | 1769.3911 | 1742.8062 | 1516.4864 | 1431.786 | 1394.9586
2025 | 8880.9487 | 8127.6169 | 7374.2076 | 1832.1103 | 1765.2447 | 1737.9768 | 1512.2132 | 1418.7999 | 1381.1613
2026 | 8875.1407 | 8071.2736 | 7267.1739 | 1838.9683 | 1765.9578 | 1738.0422 | 1510.229 | 1408.4498 | 1369.9956
2027 | 8885.7058 | 8032.6973 | 7179.8441 | 1848.631 | 1769.6168 | 1741.0828 | 1510.3971 | 1400.5024 | 1361.2602
| Net Energy for Load (GWh) |  |  | Summer 50/50 Peak (MW) |  |  | Winter 50/50 Peak (MW)
SEMA Gross | High | Base | Low | High | Base | Low | High | Base | Low
2018 | 15182.6253 | 14812.3376 | 14441.946 | 3156.4128 | 3142.3798 | 3109.9879 | 2350.7549 | 2332.3318 | 2290.6176
2019 | 15488.0733 | 14983.7194 | 14479.3654 | 3206.0677 | 3175.5964 | 3142.276 | 2385.8468 | 2346.1103 | 2303.3072
2020 | 15708.4847 | 15098.0249 | 14487.3563 | 3249.2914 | 3205.5731 | 3171.4969 | 2411.7161 | 2354.9265 | 2311.2107
2021 | 15970.9606 | 15265.7474 | 14560.7434 | 3293.9715 | 3238.5012 | 3203.5551 | 2439.8885 | 2368.0388 | 2323.2465
2022 | 16240.9581 | 15448.5222 | 14656.0862 | 3338.5779 | 3272.2942 | 3236.3665 | 2468.1243 | 2382.3772 | 2336.4656
2023 | 16509.7857 | 15635.7167 | 14761.5427 | 3382.8281 | 3306.3243 | 3269.4722 | 2495.7313 | 2397.0447 | 2349.9462
2024 | 16756.0982 | 15805.668 | 14855.3429 | 3425.4473 | 3339.3886 | 3301.5909 | 2521.1229 | 2410.2783 | 2362.0835
2025 | 16986.727 | 15964.0816 | 14941.331 | 3466.9104 | 3371.8067 | 3333.0231 | 2544.9048 | 2422.5452 | 2373.2433
2026 | 17217.2994 | 16125.298 | 15032.9806 | 3508.2796 | 3404.3966 | 3364.6769 | 2568.52 | 2435.0787 | 2384.6618
2027 | 17443.7527 | 16284.1835 | 15124.8252 | 3549.2715 | 3436.8036 | 3396.1886 | 2591.6073 | 2447.3924 | 2395.8948
Gross - PV
2018 | 14856.9541 | 14486.6665 | 14116.2749 | 3061.6597 | 3047.6267 | 3015.2348 | 2350.7549 | 2332.3318 | 2290.6176
2019 | 15104.8162 | 14600.4622 | 14096.1083 | 3098.7084 | 3068.237 | 3034.9166 | 2385.8468 | 2346.1103 | 2303.3072
2020 | 15279.7836 | 14669.3238 | 14058.6552 | 3133.3126 | 3089.5943 | 3055.518 | 2411.7161 | 2354.9265 | 2311.2107
2021 | 15499.4898 | 14794.2767 | 14089.2726 | 3170.4191 | 3114.9488 | 3080.0027 | 2439.8885 | 2368.0388 | 2323.2465
2022 | 15727.903 | 14935.467 | 14143.0311 | 3208.4473 | 3142.1635 | 3106.2358 | 2468.1243 | 2382.3772 | 2336.4656
2023 | 15955.3582 | 15081.2891 | 14207.1152 | 3246.7119 | 3170.2081 | 3133.356 | 2495.7313 | 2397.0447 | 2349.9462
2024 | 16159.5332 | 15209.103 | 14258.7778 | 3283.894 | 3197.8354 | 3160.0377 | 2521.1229 | 2410.2783 | 2362.0835
2025 | 16355.8019 | 15333.1565 | 14310.4059 | 3321.5271 | 3226.4234 | 3187.6398 | 2544.9048 | 2422.5452 | 2373.2433
2026 | 16561.5376 | 15469.5362 | 14377.2188 | 3361.0268 | 3257.1438 | 3217.4241 | 2568.52 | 2435.0787 | 2384.6618
2027 | 16764.1261 | 15604.5569 | 14445.1986 | 3400.5571 | 3288.0893 | 3247.4743 | 2591.6073 | 2447.3924 | 2395.8948
Gross - PV - PDR
2018 | 12915.3722 | 12545.0846 | 12174.693 | 2722.7165 | 2708.6834 | 2676.2916 | 2019.0596 | 2000.6365 | 1958.9222
2019 | 12775.6538 | 12271.2999 | 11766.9459 | 2705.3018 | 2674.8304 | 2641.51 | 2025.6724 | 1985.9359 | 1943.1327
2020 | 12585.8149 | 11975.3551 | 11364.6864 | 2688.6459 | 2644.9277 | 2610.8514 | 2004.7179 | 1947.9282 | 1904.2125
2021 | 12465.9635 | 11760.7503 | 11055.7463 | 2677.9523 | 2622.482 | 2587.5358 | 1989.5896 | 1917.7399 | 1872.9476
2022 | 12382.0473 | 11589.6114 | 10797.1754 | 2672.1996 | 2605.9158 | 2569.9881 | 1977.8363 | 1892.0892 | 1846.1775
2023 | 12325.8549 | 11451.7859 | 10577.6119 | 2670.4902 | 2593.9864 | 2557.1343 | 1969.2617 | 1870.5751 | 1823.4766
2024 | 12274.9223 | 11324.4921 | 10374.1669 | 2671.805 | 2585.7464 | 2547.9486 | 1962.1838 | 1851.3392 | 1803.1444
2025 | 12244.7286 | 11222.0832 | 10199.3326 | 2677.3802 | 2582.2765 | 2543.4929 | 1957.2917 | 1834.9321 | 1785.6303
2026 | 12251.3686 | 11159.3672 | 10067.0498 | 2688.7165 | 2584.8335 | 2545.1138 | 1955.5222 | 1822.0809 | 1771.664
2027 | 12280.9497 | 11121.3804 | 9962.0222 | 2703.812 | 2591.3442 | 2550.7292 | 1956.7148 | 1812.4998 | 1761.0022
| Net Energy for Load (GWh) |  |  | Summer 50/50 Peak (MW) |  |  | Winter 50/50 Peak (MW)
RI Gross | High | Base | Low | High | Base | Low | High | Base | Low
2018 | 12818.251 | 12505.6279 | 12192.917 | 2753.4994 | 2741.2576 | 2713.0006 | 2003.4514 | 1987.7501 | 1952.1988
2019 | 13008.1191 | 12584.5225 | 12160.9258 | 2795.5018 | 2768.9325 | 2739.8791 | 2026.1349 | 1992.3895 | 1956.0397
2020 | 13157.6023 | 12646.2743 | 12134.7714 | 2834.2477 | 2796.1137 | 2766.3902 | 2043.8679 | 1995.7401 | 1958.6921
2021 | 13342.4608 | 12753.3116 | 12164.3371 | 2873.8139 | 2825.419 | 2794.9304 | 2063.266 | 2002.507 | 1964.6289
2022 | 13532.8677 | 12872.5661 | 12212.2645 | 2913.1582 | 2855.3206 | 2823.971 | 2082.5607 | 2010.2088 | 1971.4694
2023 | 13717.4923 | 12991.2542 | 12264.9289 | 2951.8961 | 2885.138 | 2852.9804 | 2100.8852 | 2017.8117 | 1978.1646
2024 | 13886.4562 | 13098.7962 | 12311.2233 | 2989.5711 | 2914.4632 | 2881.4751 | 2117.6847 | 2024.5778 | 1984.0953
2025 | 14051.6464 | 13205.7005 | 12359.6676 | 3026.8947 | 2943.8614 | 2910.0002 | 2133.9597 | 2031.3585 | 1990.0178
2026 | 14220.6388 | 13318.6996 | 12416.4993 | 3064.3433 | 2973.6056 | 2938.912 | 2150.3926 | 2038.6741 | 1996.4645
2027 | 14392.1733 | 13435.4571 | 12478.915 | 3101.8375 | 3003.5478 | 2968.0529 | 2166.8863 | 2046.3058 | 2003.2478
Gross - PV
2018 | 12690.7187 | 12378.0956 | 12065.3847 | 2716.5064 | 2704.2647 | 2676.0076 | 2003.4514 | 1987.7501 | 1952.1988
2019 | 12843.2914 | 12419.6947 | 11996.098 | 2749.5274 | 2722.9581 | 2693.9048 | 2026.1349 | 1992.3895 | 1956.0397
2020 | 12959.0444 | 12447.7164 | 11936.2136 | 2780.8452 | 2742.7112 | 2712.9877 | 2043.8679 | 1995.7401 | 1958.6921
2021 | 13113.0896 | 12523.9404 | 11934.9659 | 2814.0987 | 2765.7038 | 2735.2151 | 2063.266 | 2002.507 | 1964.6289
2022 | 13273.6762 | 12613.3745 | 11953.0729 | 2847.8785 | 2790.041 | 2758.6914 | 2082.5607 | 2010.2088 | 1971.4694
2023 | 13428.6313 | 12702.3932 | 11976.0679 | 2881.502 | 2814.7439 | 2782.5863 | 2100.8852 | 2017.8117 | 1978.1646
2024 | 13567.5174 | 12779.8575 | 11992.2846 | 2914.4819 | 2839.374 | 2806.3859 | 2117.6847 | 2024.5778 | 1984.0953
2025 | 13705.2224 | 12859.2765 | 12013.2436 | 2947.673 | 2864.6398 | 2830.7786 | 2133.9597 | 2031.3585 | 1990.0178
2026 | 13848.743 | 12946.8038 | 12044.6035 | 2981.4882 | 2890.7505 | 2856.057 | 2150.3926 | 2038.6741 | 1996.4645
2027 | 13995.1456 | 13038.4294 | 12081.8872 | 3015.6616 | 2917.3718 | 2881.8769 | 2166.8863 | 2046.3058 | 2003.2478
Gross - PV - PDR
2018 | 10879.848 | 10567.2248 | 10254.5139 | 2404.3039 | 2392.0621 | 2363.805 | 1694.9827 | 1679.2815 | 1643.7302
2019 | 10685.3129 | 10261.7162 | 9838.1196 | 2392.6002 | 2366.031 | 2336.9776 | 1679.5004 | 1645.7549 | 1609.4052
2020 | 10470.1256 | 9958.7976 | 9447.2948 | 2380.0273 | 2341.8933 | 2312.1698 | 1655.5318 | 1607.4041 | 1570.3561
2021 | 10311.8794 | 9722.7302 | 9133.7557 | 2372.9763 | 2324.5814 | 2294.0928 | 1636.0525 | 1575.2935 | 1537.4154
2022 | 10184.719 | 9524.4174 | 8864.1157 | 2369.3096 | 2311.4721 | 2280.1225 | 1619.227 | 1546.8751 | 1508.1357
2023 | 10076.8918 | 9350.6537 | 8624.3284 | 2368.2924 | 2301.5343 | 2269.3767 | 1605.2112 | 1522.1377 | 1482.4906
2024 | 9978.8167 | 9191.1567 | 8403.5838 | 2370.4208 | 2295.3129 | 2262.3248 | 1592.5328 | 1499.4259 | 1458.9434
2025 | 9904.5298 | 9058.584 | 8212.5511 | 2375.5811 | 2292.5478 | 2258.6867 | 1583.0963 | 1480.495 | 1439.1543
2026 | 9860.6731 | 8958.7339 | 8056.5336 | 2385.1094 | 2294.3717 | 2259.6781 | 1576.5488 | 1464.8303 | 1422.6208
2027 | 9843.958 | 8887.2418 | 7930.6996 | 2396.9133 | 2298.6236 | 2263.1287 | 1572.8462 | 1452.2656 | 1409.2076
| Net Energy for Load (GWh) |  |  | Summer 50/50 Peak (MW) |  |  | Winter 50/50 Peak (MW)
CT Gross | High | Base | Low | High | Base | Low | High | Base | Low
2018 | 16892.784 | 16480.7875 | 16068.6752 | 3581.9593 | 3566.0343 | 3529.2753 | 2752.528 | 2730.9561 | 2682.1125
2019 | 17129.9518 | 16572.1316 | 16014.3115 | 3615.5411 | 3581.178 | 3543.602 | 2782.1644 | 2735.8272 | 2685.9139
2020 | 17272.5837 | 16601.3401 | 15929.867 | 3641.8316 | 3592.8318 | 3554.6389 | 2802.2635 | 2736.2775 | 2685.4825
2021 | 17469.8006 | 16698.4048 | 15927.2376 | 3670.2172 | 3608.4109 | 3569.4731 | 2824.4463 | 2741.272 | 2689.42
2022 | 17672.6213 | 16810.331 | 15948.0407 | 3698.2692 | 3624.8441 | 3585.0456 | 2846.1241 | 2747.2447 | 2694.3015
2023 | 17870.2136 | 16924.1201 | 15977.9131 | 3725.5933 | 3641.3377 | 3600.7516 | 2866.6364 | 2753.2834 | 2699.1854
2024 | 18040.4703 | 17017.1886 | 15994.0201 | 3750.8856 | 3656.6509 | 3615.2622 | 2884.7447 | 2757.913 | 2702.7671
2025 | 18193.5065 | 17098.2099 | 16002.8005 | 3774.8651 | 3671.3136 | 3629.0851 | 2901.2329 | 2761.741 | 2705.5361
2026 | 18345.1349 | 17181.6009 | 16017.7302 | 3798.613 | 3686.133 | 3643.1262 | 2917.3413 | 2765.7778 | 2708.514
2027 | 18492.8265 | 17263.5203 | 16034.4378 | 3821.9532 | 3700.8447 | 3657.1094 | 2932.9209 | 2769.7129 | 2711.4331
Gross - PV
2018 | 16575.2599 | 16163.2634 | 15751.1512 | 3490.8308 | 3474.9058 | 3438.1469 | 2752.528 | 2730.9561 | 2682.1125
2019 | 16742.7845 | 16184.9644 | 15627.1443 | 3508.4371 | 3474.074 | 3436.498 | 2782.1644 | 2735.8272 | 2685.9139
2020 | 16815.4639 | 16144.2204 | 15472.7473 | 3519.719 | 3470.7192 | 3432.5262 | 2802.2635 | 2736.2775 | 2685.4825
2021 | 16947.2288 | 16175.8329 | 15404.6658 | 3535.0873 | 3473.281 | 3434.3432 | 2824.4463 | 2741.272 | 2689.42
2022 | 17092.5889 | 16230.2986 | 15368.0083 | 3553.1156 | 3479.6906 | 3439.8921 | 2846.1241 | 2747.2447 | 2694.3015
2023 | 17239.5942 | 16293.5007 | 15347.2937 | 3572.9343 | 3488.6788 | 3448.0927 | 2866.6364 | 2753.2834 | 2699.1854
2024 | 17368.8577 | 16345.5761 | 15322.4075 | 3593.7487 | 3499.514 | 3458.1252 | 2884.7447 | 2757.913 | 2702.7671
2025 | 17484.5897 | 16389.293 | 15293.8837 | 3613.6868 | 3510.1354 | 3467.9068 | 2901.2329 | 2761.741 | 2705.5361
2026 | 17599.2843 | 16435.7503 | 15271.8795 | 3633.3637 | 3520.8837 | 3477.8769 | 2917.3413 | 2765.7778 | 2708.514
2027 | 17711.5389 | 16482.2327 | 15253.1503 | 3653.2731 | 3532.1646 | 3488.4293 | 2932.9209 | 2769.7129 | 2711.4331
Gross - PV - PDR
2018 | 14953.0062 | 14541.0096 | 14128.8974 | 3216.149 | 3200.224 | 3163.465 | 2506.3682 | 2484.7964 | 2435.9527
2019 | 14978.7569 | 14420.9368 | 13863.1167 | 3213.6564 | 3179.2933 | 3141.7173 | 2517.3437 | 2471.0065 | 2421.0932
2020 | 14904.0161 | 14232.7726 | 13561.2995 | 3204.3758 | 3155.376 | 3117.1831 | 2518.318 | 2452.332 | 2401.537
2021 | 14850.4861 | 14079.0902 | 13307.9231 | 3193.4252 | 3131.6189 | 3092.6811 | 2517.0644 | 2433.8902 | 2382.0381
2022 | 14823.7039 | 13961.4137 | 13099.1234 | 3187.0819 | 3113.6568 | 3073.8583 | 2516.77 | 2417.8905 | 2364.9474
2023 | 14813.1419 | 13867.0484 | 12920.8414 | 3184.4731 | 3100.2175 | 3059.6314 | 2517.2525 | 2403.8996 | 2349.8015
2024 | 14799.3915 | 13776.1098 | 12752.9412 | 3184.8012 | 3090.5665 | 3049.1777 | 2516.7905 | 2389.9588 | 2334.8129
2025 | 14787.6021 | 13692.3054 | 12596.8961 | 3186.6718 | 3083.1204 | 3040.8918 | 2517.1259 | 2377.6339 | 2321.429
2026 | 14789.2856 | 13625.7516 | 12461.8809 | 3190.2164 | 3077.7364 | 3034.7296 | 2519.0155 | 2367.452 | 2310.1882
2027 | 14802.5391 | 13573.2329 | 12344.1504 | 3196.4057 | 3075.2972 | 3031.5619 | 2521.8281 | 2358.6201 | 2300.3403
| Net Energy for Load (GWh) |  |  | Summer 50/50 Peak (MW) |  |  | Winter 50/50 Peak (MW)
SWCT Gross | High | Base | Low | High | Base | Low | High | Base | Low
2018 | 11413.2378 | 11134.8814 | 10856.4468 | 2418.7767 | 2408.0231 | 2383.201 | 1860.6806 | 1846.0983 | 1813.0805
2019 | 11573.5178 | 11196.6375 | 10819.7573 | 2441.4315 | 2418.2275 | 2392.8539 | 1880.7453 | 1849.4213 | 1815.6799
2020 | 11669.9276 | 11216.4133 | 10762.7439 | 2459.1626 | 2426.0753 | 2400.2853 | 1894.3632 | 1849.7559 | 1815.4179
2021 | 11803.2179 | 11282.0354 | 10761.0075 | 2478.3082 | 2436.5736 | 2410.281 | 1909.3901 | 1853.1624 | 1818.1092
2022 | 11940.2954 | 11357.6992 | 10775.1031 | 2497.2284 | 2447.6487 | 2420.7751 | 1924.076 | 1857.2302 | 1821.4388
2023 | 12073.8416 | 11434.6224 | 10795.3265 | 2515.6571 | 2458.7646 | 2431.3594 | 1937.9743 | 1861.3427 | 1824.77
2024 | 12188.9198 | 11497.5465 | 10806.2497 | 2532.7136 | 2469.0834 | 2441.1365 | 1950.2478 | 1864.5025 | 1827.2208
2025 | 12292.364 | 11552.3315 | 10812.223 | 2548.8835 | 2478.963 | 2450.4492 | 1961.4263 | 1867.1205 | 1829.1222
2026 | 12394.8579 | 11608.7182 | 10822.351 | 2564.8971 | 2488.9484 | 2459.9094 | 1972.3482 | 1869.8795 | 1831.1648
2027 | 12494.5738 | 11664 | 10833.5774 | 2580.6352 | 2498.8611 | 2469.3304 | 1982.9129 | 1872.5699 | 1833.1676
Gross - PV
2018 | 11241.7153 | 10963.3589 | 10684.9243 | 2369.5503 | 2358.7967 | 2333.9746 | 1860.6806 | 1846.0983 | 1813.0805
2019 | 11364.375 | 10987.4947 | 10610.6144 | 2383.5753 | 2360.3713 | 2334.9977 | 1880.7453 | 1849.4213 | 1815.6799
2020 | 11422.9973 | 10969.483 | 10515.8136 | 2393.1989 | 2360.1116 | 2334.3216 | 1894.3632 | 1849.7559 | 1815.4179
2021 | 11520.9312 | 10999.7487 | 10478.7208 | 2405.3127 | 2363.5782 | 2337.2855 | 1909.3901 | 1853.1624 | 1818.1092
2022 | 11626.9692 | 11044.3731 | 10461.7769 | 2418.8183 | 2369.2386 | 2342.365 | 1924.076 | 1857.2302 | 1821.4388
2023 | 11733.1889 | 11093.9698 | 10454.6739 | 2433.1926 | 2376.3002 | 2348.8949 | 1937.9743 | 1861.3427 | 1824.77
2024 | 11826.1231 | 11134.7499 | 10443.4531 | 2447.8302 | 2384.2 | 2356.2531 | 1950.2478 | 1864.5025 | 1827.2208
2025 | 11909.4161 | 11169.3836 | 10429.275 | 2461.8171 | 2391.8965 | 2363.3827 | 1961.4263 | 1867.1205 | 1829.1222
2026 | 11991.9588 | 11205.8191 | 10419.4519 | 2475.6315 | 2399.6828 | 2370.6438 | 1972.3482 | 1869.8795 | 1831.1648
2027 | 12072.5321 | 11241.9583 | 10411.5357 | 2489.5163 | 2407.7422 | 2378.2115 | 1982.9129 | 1872.5699 | 1833.1676
Gross - PV - PDR
2018 | 10145.6752 | 9867.3188 | 9588.8843 | 2184.0669 | 2173.3132 | 2148.4912 | 1694.2792 | 1679.6968 | 1646.679
2019 | 10172.5441 | 9795.6638 | 9418.7835 | 2184.5216 | 2161.3175 | 2135.9439 | 1701.7263 | 1670.4023 | 1636.6609
2020 | 10131.5601 | 9678.0458 | 9224.3764 | 2180.262 | 2147.1747 | 2121.3848 | 1702.4127 | 1657.8054 | 1623.4674
2021 | 10104.2973 | 9583.1149 | 9062.087 | 2174.606 | 2132.8714 | 2106.5787 | 1701.5929 | 1645.3653 | 1610.3121
2022 | 10094.0242 | 9511.4281 | 8928.8319 | 2171.6568 | 2122.0771 | 2095.2034 | 1701.4215 | 1634.5757 | 1598.7843
2023 | 10093.7793 | 9454.5601 | 8815.2643 | 2170.8893 | 2113.9969 | 2086.5916 | 1701.7752 | 1625.1436 | 1588.5709
2024 | 10090.0809 | 9398.7077 | 8707.4109 | 2171.6962 | 2108.0661 | 2080.1191 | 1701.4903 | 1615.745 | 1578.4633
2025 | 10087.208 | 9347.1756 | 8607.067 | 2173.4858 | 2103.5653 | 2075.0515 | 1701.7444 | 1607.4385 | 1569.4403
2026 | 10093.3882 | 9307.2485 | 8520.8813 | 2176.4098 | 2100.4611 | 2071.4221 | 1703.0492 | 1600.5805 | 1561.8658
2027 | 10107.064 | 9276.4903 | 8446.0676 | 2181.0332 | 2099.2591 | 2069.7284 | 1704.9779 | 1594.6349 | 1555.2327
| Net Energy for Load (GWh) |  |  | Summer 50/50 Peak (MW) |  |  | Winter 50/50 Peak (MW)
NOR Gross | High | Base | Low | High | Base | Low | High | Base | Low
2018 | 6311.7346 | 6157.7983 | 6003.8187 | 1338.2209 | 1332.2713 | 1318.5381 | 1028.5363 | 1020.4755 | 1002.2241
2019 | 6417.4968 | 6208.5173 | 5999.5378 | 1354.4189 | 1341.5461 | 1327.4698 | 1042.3706 | 1025.0098 | 1006.3092
2020 | 6488.1227 | 6235.9827 | 5983.7564 | 1367.9148 | 1349.5099 | 1335.1642 | 1052.6726 | 1027.8849 | 1008.8037
2021 | 6579.4907 | 6288.967 | 5998.5293 | 1382.2213 | 1358.9448 | 1344.2806 | 1063.7906 | 1032.4642 | 1012.9347
2022 | 6673.2648 | 6347.6599 | 6022.0551 | 1396.4274 | 1368.7028 | 1353.6754 | 1074.7533 | 1037.4144 | 1017.4221
2023 | 6765.3584 | 6407.1835 | 6048.9657 | 1410.3824 | 1378.4861 | 1363.1216 | 1085.3088 | 1042.3933 | 1021.9118
2024 | 6847.363 | 6458.9706 | 6070.6211 | 1423.5891 | 1387.8238 | 1372.1154 | 1094.9834 | 1046.841 | 1025.9088
2025 | 6923.0459 | 6506.2604 | 6089.4321 | 1436.3149 | 1396.9142 | 1380.8464 | 1104.0684 | 1050.9845 | 1029.5957
2026 | 6998.388 | 6554.5176 | 6110.5188 | 1448.9683 | 1406.0631 | 1389.6583 | 1113.032 | 1055.2071 | 1033.3596
2027 | 7072.4168 | 6602.2796 | 6132.2279 | 1461.481 | 1415.1701 | 1398.4461 | 1121.8161 | 1059.3905 | 1037.099
Gross - PV
2018 | 6270.4637 | 6116.5274 | 5962.5479 | 1326.3762 | 1320.4267 | 1306.6935 | 1028.5363 | 1020.4755 | 1002.2241
2019 | 6367.1739 | 6158.1944 | 5949.2149 | 1340.4978 | 1327.625 | 1313.5487 | 1042.3706 | 1025.0098 | 1006.3092
2020 | 6428.7077 | 6176.5676 | 5924.3413 | 1352.0429 | 1333.638 | 1319.2923 | 1052.6726 | 1027.8849 | 1008.8037
2021 | 6511.5683 | 6221.0446 | 5930.607 | 1364.6575 | 1341.381 | 1326.7168 | 1063.7906 | 1032.4642 | 1012.9347
2022 | 6597.8739 | 6272.269 | 5946.6642 | 1377.5607 | 1349.8362 | 1334.8087 | 1074.7533 | 1037.4144 | 1017.4221
2023 | 6683.3924 | 6325.2175 | 5966.9996 | 1390.5402 | 1358.644 | 1343.2794 | 1085.3088 | 1042.3933 | 1021.9118
2024 | 6760.0687 | 6371.6763 | 5983.3269 | 1403.1649 | 1367.3996 | 1351.6912 | 1094.9834 | 1046.841 | 1025.9088
2025 | 6830.903 | 6414.1175 | 5997.2891 | 1415.3654 | 1375.9647 | 1359.897 | 1104.0684 | 1050.9845 | 1029.5957
2026 | 6901.4445 | 6457.5742 | 6013.5753 | 1427.4896 | 1384.5845 | 1368.1797 | 1113.032 | 1055.2071 | 1033.3596
2027 | 6970.8673 | 6500.7301 | 6030.6785 | 1439.5564 | 1393.2456 | 1376.5216 | 1121.8161 | 1059.3905 | 1037.099
Gross - PV - PDR
2018 | 5664.333 | 5510.3967 | 5356.4172 | 1223.755 | 1217.8054 | 1204.0723 | 936.5538 | 928.4931 | 910.2417
2019 | 5706.3057 | 5497.3262 | 5288.3467 | 1230.0699 | 1217.1971 | 1203.1208 | 943.1524 | 925.7916 | 907.091
2020 | 5710.7081 | 5458.568 | 5206.3417 | 1233.5963 | 1215.1914 | 1200.8457 | 946.0082 | 921.2205 | 902.1393
2021 | 5721.8914 | 5431.3676 | 5140.93 | 1235.9859 | 1212.7094 | 1198.0453 | 948.0193 | 916.6928 | 897.1634
2022 | 5741.1323 | 5415.5274 | 5089.9225 | 1239.3502 | 1211.6257 | 1196.5982 | 950.3826 | 913.0437 | 893.0514
2023 | 5764.7789 | 5406.604 | 5048.3861 | 1243.4821 | 1211.5858 | 1196.2213 | 953.032 | 910.1166 | 889.635
2024 | 5784.8132 | 5396.4208 | 5008.0714 | 1247.9554 | 1212.1901 | 1196.4817 | 955.3164 | 907.1739 | 886.2418
2025 | 5804.6374 | 5387.8519 | 4971.0236 | 1252.8886 | 1213.4879 | 1197.4201 | 957.8959 | 904.812 | 883.4232
2026 | 5829.4731 | 5385.6027 | 4941.6038 | 1258.4526 | 1215.5474 | 1199.1426 | 961.0617 | 903.2368 | 881.3893
2027 | 5858.3462 | 5388.209 | 4918.1574 | 1264.8544 | 1218.5436 | 1201.8196 | 964.5768 | 902.1512 | 879.8597

## 4 Mnth Peak
ISO-NE Control Area & New England States Monthly Peak Load Forecast
| JAN | FEB | MAR | APR | MAY | JUN | JUL | AUG | SEP | OCT | NOV | DEC
ISO-NE Gross
2018 | 22593 | 21665 | 21369 | 17901 | 20507 | 25025 | 27841 | 27894 | 23507 | 18276 | 19888 | 22023
2019 | 22709 | 21744 | 21480 | 17989 | 20659 | 25234 | 28065 | 28118 | 23695 | 18337 | 19945 | 22135
2020 | 22821 | 21792 | 21548 | 18043 | 20793 | 25399 | 28257 | 28311 | 23855 | 18374 | 19979 | 22203
2021 | 22889 | 21873 | 21662 | 18133 | 20946 | 25611 | 28484 | 28538 | 24045 | 18437 | 20038 | 22319
2022 | 23005 | 21964 | 21789 | 18234 | 21105 | 25837 | 28719 | 28774 | 24242 | 18507 | 20102 | 22447
2023 | 23133 | 22056 | 21919 | 18338 | 21264 | 26066 | 28957 | 29013 | 24442 | 18578 | 20169 | 22578
2024 | 23264 | 22138 | 22035 | 18429 | 21418 | 26279 | 29184 | 29240 | 24632 | 18641 | 20227 | 22695
2025 | 23381 | 22214 | 22141 | 18514 | 21568 | 26484 | 29404 | 29461 | 24816 | 18700 | 20282 | 22802
2026 | 23488 | 22291 | 22250 | 18600 | 21719 | 26691 | 29627 | 29684 | 25002 | 18759 | 20337 | 22912
2027 | 23598 | 22367 | 22357 | 18686 | 21869 | 26896 | 29848 | 29906 | 25188 | 18818 | 20392 | 23021
ISO-NE Gross minus BTM-PV
2018 | 22593 | 21665 | 21369 | 17901 | 19889.1596 | 24400.0225 | 27208.3649 | 27252.6258 | 22857.6613 | 18276 | 19888 | 22023
2019 | 22709 | 21744 | 21480 | 17989 | 19949.1551 | 24518.9531 | 27344.3694 | 27390.9801 | 22962.1644 | 18337 | 19945 | 22135
2020 | 22821 | 21792 | 21548 | 18043 | 20012.6289 | 24613.8654 | 27466.7577 | 27514.9124 | 23053.6008 | 18374 | 19979 | 22203
2021 | 22889 | 21873 | 21662 | 18133 | 20102.9727 | 24764.1577 | 27633.0697 | 27682.3831 | 23185.1352 | 18437 | 20038 | 22319
2022 | 23005 | 21964 | 21789 | 18234 | 20210.5866 | 24939.1725 | 27817.5178 | 27868.3248 | 23332.5326 | 18507 | 20102 | 22447
2023 | 23133 | 22056 | 21919 | 18338 | 20324.8376 | 25124.1373 | 28012.2499 | 28064.9286 | 23490.9368 | 18578 | 20169 | 22578
2024 | 23264 | 22138 | 22035 | 18429 | 20442.7537 | 25301.4084 | 28203.9056 | 28257.0241 | 23646.4385 | 18641 | 20227 | 22695
2025 | 23381 | 22214 | 22141 | 18514 | 20562.6588 | 25476.9531 | 28395.1276 | 28450.0039 | 23803.107 | 18700 | 20282 | 22802
2026 | 23488 | 22291 | 22250 | 18600 | 20690.6673 | 25661.1954 | 28595.6229 | 28650.7878 | 23967.1568 | 18759 | 20337 | 22912
2027 | 23598 | 22367 | 22357 | 18686 | 20820.8952 | 25846.6434 | 28797.3088 | 28853.7451 | 24134.3641 | 18818 | 20392 | 23021
ISO-NE Gross minus BTM-PV -PDR
2018 | 20761 | 19833 | 19537 | 15202 | 17190.1596 | 21701.0225 | 24509.3649 | 24553.6258 | 20158.6613 | 15577 | 17189 | 19354
2019 | 20040 | 19075 | 18811 | 14923 | 17084.1551 | 21653.9531 | 24479.3694 | 24525.9801 | 20097.1644 | 15472 | 17080 | 19270
2020 | 19956 | 18927 | 18683 | 14627 | 16596.6289 | 21197.8654 | 24050.7577 | 24098.9124 | 19637.6008 | 14958 | 16563 | 19009
2021 | 19695 | 18679 | 18468 | 14376 | 16345.9727 | 21007.1577 | 23876.0697 | 23925.3831 | 19428.1352 | 14680 | 16281 | 18806
2022 | 19492 | 18451 | 18276 | 14162 | 16138.5866 | 20867.1725 | 23745.5178 | 23796.3248 | 19260.5326 | 14435 | 16030 | 18639
2023 | 19325 | 18248 | 18111 | 13979 | 15965.8376 | 20765.1373 | 23653.2499 | 23705.9286 | 19131.9368 | 14219 | 15810 | 18502
2024 | 19188 | 18062 | 17959 | 13812 | 15825.7537 | 20684.4084 | 23586.9056 | 23640.0241 | 19029.4385 | 14024 | 15610 | 18377
2025 | 19063 | 17896 | 17823 | 13666 | 15714.6588 | 20628.9531 | 23547.1276 | 23602.0039 | 18955.107 | 13852 | 15434 | 18268
2026 | 18954 | 17757 | 17716 | 13548 | 15638.6673 | 20609.1954 | 23543.6229 | 23598.7878 | 18915.1568 | 13707 | 15285 | 18187
2027 | 18873 | 17642 | 17632 | 13457 | 15591.8952 | 20617.6434 | 23568.3088 | 23624.7451 | 18905.3641 | 13589 | 15163 | 18130
| JAN | FEB | MAR | APR | MAY | JUN | JUL | AUG | SEP | OCT | NOV | DEC
CT Gross
2018 | 5568 | 5357 | 5191 | 4312 | 5043 | 6323 | 7046 | 7057 | 5843 | 4414 | 4863 | 5378
2019 | 5583 | 5359 | 5208 | 4319 | 5058 | 6361 | 7079 | 7090 | 5878 | 4425 | 4870 | 5390
2020 | 5596 | 5358 | 5213 | 4320 | 5070 | 6388 | 7104 | 7116 | 5903 | 4429 | 4872 | 5394
2021 | 5599 | 5361 | 5231 | 4327 | 5084 | 6427 | 7138 | 7150 | 5939 | 4440 | 4879 | 5407
2022 | 5613 | 5365 | 5251 | 4336 | 5099 | 6469 | 7173 | 7185 | 5978 | 4454 | 4888 | 5422
2023 | 5628 | 5369 | 5271 | 4344 | 5114 | 6511 | 7209 | 7221 | 6017 | 4468 | 4897 | 5438
2024 | 5643 | 5372 | 5288 | 4351 | 5128 | 6550 | 7242 | 7254 | 6052 | 4480 | 4904 | 5450
2025 | 5655 | 5374 | 5302 | 4357 | 5142 | 6586 | 7274 | 7286 | 6085 | 4490 | 4910 | 5461
2026 | 5666 | 5376 | 5317 | 4363 | 5156 | 6622 | 7306 | 7318 | 6119 | 4500 | 4917 | 5472
2027 | 5677 | 5378 | 5331 | 4369 | 5170 | 6658 | 7338 | 7350 | 6153 | 4510 | 4923 | 5483
CT Gross minus BTM-PV
2018 | 5568 | 5357 | 5191 | 4312 | 4892.6505 | 6170.6243 | 6891.4507 | 6899.9717 | 5683.7107 | 4414 | 4863 | 5378
2019 | 5583 | 5359 | 5208 | 4319 | 4880.2358 | 6181.365 | 6897.3569 | 6906.0629 | 5691.9703 | 4425 | 4870 | 5390
2020 | 5596 | 5358 | 5213 | 4320 | 4866.6178 | 6182.8254 | 6896.903 | 6906.7069 | 5691.706 | 4429 | 4872 | 5394
2021 | 5599 | 5361 | 5231 | 4327 | 4857.5072 | 6199.2131 | 6908.8263 | 6919.2393 | 5706.7973 | 4440 | 4879 | 5407
2022 | 5613 | 5365 | 5251 | 4336 | 4855.171 | 6224.0391 | 6926.8268 | 6937.4379 | 5729.1787 | 4454 | 4888 | 5422
2023 | 5628 | 5369 | 5271 | 4344 | 4856.3279 | 6252.7335 | 6950.098 | 6961.3643 | 5756.7065 | 4468 | 4897 | 5438
2024 | 5643 | 5372 | 5288 | 4351 | 4862.497 | 6284.0162 | 6975.5035 | 6986.9102 | 5784.3817 | 4480 | 4904 | 5450
2025 | 5655 | 5374 | 5302 | 4357 | 4869.7406 | 6313.2137 | 7000.6496 | 7011.9953 | 5810.4088 | 4490 | 4910 | 5461
2026 | 5666 | 5376 | 5317 | 4363 | 4876.6703 | 6342.2232 | 7025.7454 | 7037.1893 | 5837.6933 | 4500 | 4917 | 5472
2027 | 5677 | 5378 | 5331 | 4369 | 4884.6961 | 6372.3239 | 7051.9269 | 7063.4629 | 5866.0519 | 4510 | 4923 | 5483
CT Gross minus BTM-PV minus PDR
2018 | 5298 | 5087 | 4921 | 3742 | 4322.6505 | 5600.6243 | 6321.4507 | 6329.9717 | 5113.7107 | 3844 | 4293 | 4867
2019 | 5072 | 4848 | 4697 | 3707 | 4330.2358 | 5631.365 | 6347.3569 | 6356.0629 | 5141.9703 | 3875 | 4320 | 4840
2020 | 5046 | 4808 | 4663 | 3665 | 4211.6178 | 5527.8254 | 6241.903 | 6251.7069 | 5036.706 | 3774 | 4217 | 4804
2021 | 5009 | 4771 | 4641 | 3617 | 4147.5072 | 5489.2131 | 6198.8263 | 6209.2393 | 4996.7973 | 3730 | 4169 | 4768
2022 | 4974 | 4726 | 4612 | 3575 | 4094.171 | 5463.0391 | 6165.8268 | 6176.4379 | 4968.1787 | 3693 | 4127 | 4737
2023 | 4943 | 4684 | 4586 | 3536 | 4048.3279 | 5444.7335 | 6142.098 | 6153.3643 | 4948.7065 | 3660 | 4089 | 4711
2024 | 4916 | 4645 | 4561 | 3500 | 4011.497 | 5433.0162 | 6124.5035 | 6135.9102 | 4933.3817 | 3629 | 4053 | 4684
2025 | 4889 | 4608 | 4536 | 3468 | 3980.7406 | 5424.2137 | 6111.6496 | 6122.9953 | 4921.4088 | 3601 | 4021 | 4661
2026 | 4866 | 4576 | 4517 | 3440 | 3953.6703 | 5419.2232 | 6102.7454 | 6114.1893 | 4914.6933 | 3577 | 3994 | 4642
2027 | 4847 | 4548 | 4501 | 3417 | 3932.6961 | 5420.3239 | 6099.9269 | 6111.4629 | 4914.0519 | 3558 | 3971 | 4626
| JAN | FEB | MAR | APR | MAY | JUN | JUL | AUG | SEP | OCT | NOV | DEC
ME Gross
2018 | 2042 | 1900 | 1892 | 1575 | 1589 | 1880 | 2064 | 2066 | 1869 | 1687 | 1787 | 2009
2019 | 2049 | 1907 | 1902 | 1581 | 1593 | 1890 | 2072 | 2074 | 1878 | 1688 | 1789 | 2021
2020 | 2061 | 1913 | 1909 | 1586 | 1597 | 1897 | 2079 | 2081 | 1884 | 1689 | 1791 | 2029
2021 | 2069 | 1926 | 1926 | 1596 | 1605 | 1910 | 2092 | 2094 | 1896 | 1692 | 1797 | 2048
2022 | 2088 | 1944 | 1947 | 1609 | 1615 | 1925 | 2108 | 2110 | 1911 | 1696 | 1803 | 2072
2023 | 2111 | 1962 | 1968 | 1623 | 1626 | 1941 | 2124 | 2126 | 1926 | 1700 | 1810 | 2096
2024 | 2136 | 1978 | 1988 | 1635 | 1635 | 1956 | 2139 | 2141 | 1939 | 1703 | 1817 | 2118
2025 | 2158 | 1993 | 2005 | 1646 | 1644 | 1969 | 2152 | 2154 | 1952 | 1706 | 1823 | 2138
2026 | 2178 | 2007 | 2023 | 1657 | 1653 | 1983 | 2166 | 2168 | 1964 | 1710 | 1828 | 2158
2027 | 2198 | 2021 | 2040 | 1668 | 1661 | 1996 | 2179 | 2181 | 1977 | 1713 | 1834 | 2177
ME Gross minus PV
2018 | 2042 | 1900 | 1892 | 1575 | 1574.9114 | 1865.6671 | 2049.4049 | 2051.1058 | 1853.8328 | 1687 | 1787 | 2009
2019 | 2049 | 1907 | 1902 | 1581 | 1575.5873 | 1872.3568 | 2054.1094 | 2055.8267 | 1859.5687 | 1688 | 1789 | 2021
2020 | 2061 | 1913 | 1909 | 1586 | 1576.4602 | 1876.2485 | 2058.0213 | 2059.7618 | 1862.5251 | 1689 | 1791 | 2029
2021 | 2069 | 1926 | 1926 | 1596 | 1581.63 | 1886.4472 | 2068.2511 | 2070.027 | 1871.8228 | 1692 | 1797 | 2048
2022 | 2088 | 1944 | 1947 | 1609 | 1589.1523 | 1898.9846 | 2081.8047 | 2083.599 | 1884.412 | 1696 | 1803 | 2072
2023 | 2111 | 1962 | 1968 | 1623 | 1597.8754 | 1912.7199 | 2095.5532 | 2097.3625 | 1897.1892 | 1700 | 1810 | 2096
2024 | 2136 | 1978 | 1988 | 1635 | 1604.7754 | 1925.6345 | 2108.4837 | 2110.311 | 1908.1545 | 1703 | 1817 | 2118
2025 | 2158 | 1993 | 2005 | 1646 | 1611.8211 | 1936.6762 | 2119.5207 | 2121.3424 | 1919.1803 | 1706 | 1823 | 2138
2026 | 2178 | 2007 | 2023 | 1657 | 1618.8422 | 1948.7072 | 2131.5626 | 2133.3965 | 1929.2458 | 1710 | 1828 | 2158
2027 | 2198 | 2021 | 2040 | 1668 | 1625.0011 | 1959.8756 | 2142.7413 | 2144.587 | 1940.4472 | 1713 | 1834 | 2177
ME Gross minus BTM-PV minus PDR
2018 | 1871 | 1729 | 1721 | 1399 | 1398.9114 | 1689.6671 | 1873.4049 | 1875.1058 | 1677.8328 | 1511 | 1611 | 1830
2019 | 1870 | 1728 | 1723 | 1384 | 1387.5873 | 1684.3568 | 1866.1094 | 1867.8267 | 1671.5687 | 1500 | 1601 | 1833
2020 | 1873 | 1725 | 1721 | 1369 | 1359.4602 | 1659.2485 | 1841.0213 | 1842.7618 | 1645.5251 | 1472 | 1574 | 1822
2021 | 1862 | 1719 | 1719 | 1360 | 1345.63 | 1650.4472 | 1832.2511 | 1834.027 | 1635.8228 | 1456 | 1561 | 1824
2022 | 1864 | 1720 | 1723 | 1356 | 1336.1523 | 1645.9846 | 1828.8047 | 1830.599 | 1631.412 | 1443 | 1550 | 1831
2023 | 1870 | 1721 | 1727 | 1355 | 1329.8754 | 1644.7199 | 1827.5532 | 1829.3625 | 1629.1892 | 1432 | 1542 | 1841
2024 | 1881 | 1723 | 1733 | 1353 | 1322.7754 | 1643.6345 | 1826.4837 | 1828.3111 | 1626.1545 | 1421 | 1535 | 1849
2025 | 1889 | 1724 | 1736 | 1351 | 1316.8211 | 1641.6762 | 1824.5207 | 1826.3424 | 1624.1803 | 1411 | 1528 | 1857
2026 | 1897 | 1726 | 1742 | 1351 | 1312.8422 | 1642.7072 | 1825.5626 | 1827.3965 | 1623.2458 | 1404 | 1522 | 1867
2027 | 1907 | 1730 | 1749 | 1353 | 1310.0011 | 1644.8756 | 1827.7413 | 1829.587 | 1625.4472 | 1398 | 1519 | 1877
| JAN | FEB | MAR | APR | MAY | JUN | JUL | AUG | SEP | OCT | NOV | DEC
MA Gross
2018 | 10423 | 9983 | 9938 | 8335 | 9810 | 11926 | 13237 | 13263 | 11172 | 8443 | 9157 | 10174
2019 | 10498 | 10038 | 10008 | 8397 | 9918 | 12053 | 13375 | 13401 | 11283 | 8483 | 9197 | 10246
2020 | 10570 | 10075 | 10055 | 8437 | 10015 | 12154 | 13497 | 13523 | 11385 | 8510 | 9224 | 10293
2021 | 10617 | 10126 | 10120 | 8496 | 10120 | 12278 | 13632 | 13659 | 11493 | 8548 | 9262 | 10361
2022 | 10685 | 10180 | 10190 | 8560 | 10227 | 12408 | 13772 | 13799 | 11604 | 8589 | 9303 | 10433
2023 | 10757 | 10236 | 10262 | 8625 | 10335 | 12540 | 13912 | 13940 | 11715 | 8632 | 9344 | 10508
2024 | 10832 | 10287 | 10328 | 8684 | 10441 | 12665 | 14048 | 14076 | 11824 | 8670 | 9382 | 10576
2025 | 10900 | 10335 | 10389 | 8739 | 10543 | 12784 | 14181 | 14210 | 11932 | 8706 | 9418 | 10639
2026 | 10963 | 10383 | 10451 | 8795 | 10646 | 12905 | 14315 | 14344 | 12039 | 8743 | 9454 | 10703
2027 | 11027 | 10430 | 10512 | 8850 | 10749 | 13024 | 14448 | 14477 | 12146 | 8778 | 9489 | 10766
MA Gross minus BTM-PV
2018 | 10423 | 9983 | 9938 | 8335 | 9501.6083 | 11614.085 | 12921.3047 | 12942.9903 | 10848.0586 | 8443 | 9157 | 10174
2019 | 10498 | 10038 | 10008 | 8397 | 9565.8656 | 11698.806 | 13018.596 | 13042.0642 | 10921.7638 | 8483 | 9197 | 10246
2020 | 10570 | 10075 | 10055 | 8437 | 9635.0276 | 11772.1663 | 13113.1714 | 13136.8857 | 10996.8131 | 8510 | 9224 | 10293
2021 | 10617 | 10126 | 10120 | 8496 | 9715.2715 | 11871.695 | 13224.0064 | 13249.0685 | 11081.3151 | 8548 | 9262 | 10361
2022 | 10685 | 10180 | 10190 | 8560 | 9800.9926 | 11980.5675 | 13343.043 | 13368.2924 | 11171.7121 | 8589 | 9303 | 10433
2023 | 10757 | 10236 | 10262 | 8625 | 9889.704 | 12093.3896 | 13463.9848 | 13490.3702 | 11263.915 | 8632 | 9344 | 10508
2024 | 10832 | 10287 | 10328 | 8684 | 9978.0881 | 12200.9272 | 13582.6889 | 13609.2647 | 11355.9855 | 8670 | 9382 | 10576
2025 | 10900 | 10335 | 10389 | 8739 | 10066.626 | 12307.2109 | 13703.7676 | 13732.2407 | 11453.7821 | 8706 | 9418 | 10639
2026 | 10963 | 10383 | 10451 | 8795 | 10164.1212 | 12422.8024 | 13832.4631 | 13861.0552 | 11555.7061 | 8743 | 9454 | 10703
2027 | 11027 | 10430 | 10512 | 8850 | 10262.9401 | 12537.7113 | 13961.4693 | 13990.1725 | 11658.9254 | 8778 | 9489 | 10766
MA Gross minus BTM-PV minus PDR
2018 | 9417 | 8977 | 8932 | 6850 | 8016.6083 | 10129.085 | 11436.3047 | 11457.9903 | 9363.0586 | 6958 | 7672 | 8672
2019 | 8996 | 8536 | 8506 | 6671 | 7939.8656 | 10072.806 | 11392.596 | 11416.0642 | 9295.7638 | 6857 | 7571 | 8620
2020 | 8944 | 8449 | 8429 | 6485 | 7683.0276 | 9820.1663 | 11161.1714 | 11184.8857 | 9044.8131 | 6558 | 7272 | 8453
2021 | 8777 | 8286 | 8280 | 6333 | 7552.2715 | 9708.695 | 11061.0064 | 11086.0685 | 8918.3151 | 6385 | 7099 | 8323
2022 | 8647 | 8142 | 8152 | 6204 | 7444.9926 | 9624.5675 | 10987.043 | 11012.2924 | 8815.7121 | 6233 | 6947 | 8212
2023 | 8536 | 8015 | 8041 | 6093 | 7357.704 | 9561.3897 | 10931.9848 | 10958.3702 | 8731.915 | 6100 | 6812 | 8121
2024 | 8445 | 7900 | 7941 | 5994 | 7288.0881 | 9510.9272 | 10892.6889 | 10919.2647 | 8665.9855 | 5980 | 6692 | 8040
2025 | 8364 | 7799 | 7853 | 5908 | 7235.626 | 9476.2109 | 10872.7676 | 10901.2407 | 8622.7821 | 5875 | 6587 | 7971
2026 | 8295 | 7715 | 7783 | 5840 | 7209.1212 | 9467.8024 | 10877.4631 | 10906.0552 | 8600.7061 | 5788 | 6499 | 7918
2027 | 8242 | 7645 | 7727 | 5788 | 7200.9401 | 9475.7113 | 10899.4693 | 10928.1725 | 8596.9254 | 5716 | 6427 | 7880
| JAN | FEB | MAR | APR | MAY | JUN | JUL | AUG | SEP | OCT | NOV | DEC
NH Gross
2018 | 2004 | 1971 | 1938 | 1613 | 1801 | 2159 | 2418 | 2409 | 2015 | 1639 | 1794 | 1957
2019 | 2013 | 1980 | 1944 | 1621 | 1814 | 2178 | 2441 | 2431 | 2029 | 1644 | 1798 | 1965
2020 | 2020 | 1983 | 1947 | 1624 | 1824 | 2192 | 2457 | 2447 | 2040 | 1646 | 1800 | 1968
2021 | 2023 | 1989 | 1951 | 1630 | 1835 | 2210 | 2477 | 2467 | 2053 | 1650 | 1804 | 1973
2022 | 2029 | 1996 | 1956 | 1636 | 1847 | 2228 | 2498 | 2488 | 2067 | 1654 | 1808 | 1979
2023 | 2035 | 2002 | 1960 | 1642 | 1859 | 2247 | 2519 | 2509 | 2080 | 1658 | 1811 | 1985
2024 | 2041 | 2008 | 1964 | 1647 | 1870 | 2264 | 2539 | 2528 | 2093 | 1661 | 1815 | 1990
2025 | 2046 | 2012 | 1968 | 1652 | 1880 | 2281 | 2557 | 2547 | 2105 | 1664 | 1817 | 1995
2026 | 2050 | 2017 | 1971 | 1657 | 1891 | 2298 | 2575 | 2565 | 2117 | 1667 | 1820 | 1999
2027 | 2055 | 2022 | 1975 | 1662 | 1902 | 2315 | 2594 | 2584 | 2130 | 1670 | 1823 | 2004
NH Gross minus BTM-PV
2018 | 2004 | 1971 | 1938 | 1613 | 1775.2069 | 2132.9342 | 2391.6416 | 2382.3076 | 1988.0033 | 1639 | 1794 | 1957
2019 | 2013 | 1980 | 1944 | 1621 | 1784.4904 | 2148.2307 | 2410.9518 | 2400.6329 | 1998.3424 | 1644 | 1798 | 1965
2020 | 2020 | 1983 | 1947 | 1624 | 1790.9713 | 2158.7342 | 2423.4799 | 2413.1891 | 2005.9245 | 1646 | 1800 | 1968
2021 | 2023 | 1989 | 1951 | 1630 | 1798.8084 | 2173.6053 | 2440.3875 | 2430.1381 | 2015.9115 | 1650 | 1804 | 1973
2022 | 2029 | 1996 | 1956 | 1636 | 1808.0593 | 2188.8739 | 2458.6754 | 2448.4479 | 2027.2417 | 1654 | 1808 | 1979
2023 | 2035 | 2002 | 1960 | 1642 | 1817.5463 | 2205.3748 | 2477.1912 | 2466.9807 | 2037.7901 | 1658 | 1811 | 1985
2024 | 2041 | 2008 | 1964 | 1647 | 1826.2373 | 2220.0834 | 2494.9189 | 2483.7303 | 2048.5599 | 1661 | 1815 | 1990
2025 | 2046 | 2012 | 1968 | 1652 | 1834.091 | 2234.9283 | 2510.7539 | 2500.5534 | 2058.3718 | 1664 | 1817 | 1995
2026 | 2050 | 2017 | 1971 | 1657 | 1842.8711 | 2249.7201 | 2526.5585 | 2516.3726 | 2068.2044 | 1667 | 1820 | 1999
2027 | 2055 | 2022 | 1975 | 1662 | 1851.814 | 2264.6743 | 2543.5249 | 2533.3529 | 2079.1976 | 1670 | 1823 | 2004
NH Gross minus BTM-PV minus PDR
2018 | 1925 | 1892 | 1859 | 1504 | 1666.2069 | 2023.9342 | 2282.6416 | 2273.3076 | 1879.0033 | 1530 | 1685 | 1862
2019 | 1918 | 1885 | 1849 | 1497 | 1683.4904 | 2047.2307 | 2309.9518 | 2299.6329 | 1897.3424 | 1543 | 1697 | 1864
2020 | 1919 | 1882 | 1846 | 1485 | 1651.9713 | 2019.7342 | 2284.4799 | 2274.1891 | 1866.9245 | 1507 | 1661 | 1855
2021 | 1910 | 1876 | 1838 | 1477 | 1645.8084 | 2020.6053 | 2287.3875 | 2277.1381 | 1862.9115 | 1497 | 1651 | 1848
2022 | 1904 | 1871 | 1831 | 1470 | 1642.0593 | 2022.8739 | 2292.6754 | 2282.4479 | 1861.2417 | 1488 | 1642 | 1844
2023 | 1900 | 1867 | 1825 | 1465 | 1640.5463 | 2028.3748 | 2300.1912 | 2289.9807 | 1860.7901 | 1481 | 1634 | 1840
2024 | 1896 | 1863 | 1819 | 1459 | 1638.2373 | 2032.0834 | 2306.9189 | 2295.7303 | 1860.5599 | 1473 | 1627 | 1837
2025 | 1893 | 1859 | 1815 | 1454 | 1636.091 | 2036.9283 | 2312.7539 | 2302.5534 | 1860.3718 | 1466 | 1619 | 1834
2026 | 1889 | 1856 | 1810 | 1451 | 1636.8711 | 2043.7201 | 2320.5585 | 2310.3726 | 1862.2044 | 1461 | 1614 | 1831
2027 | 1887 | 1854 | 1807 | 1448 | 1637.814 | 2050.6743 | 2329.5249 | 2319.3529 | 1865.1976 | 1456 | 1609 | 1830
| JAN | FEB | MAR | APR | MAY | JUN | JUL | AUG | SEP | OCT | NOV | DEC
RI Gross
2018 | 1462 | 1417 | 1399 | 1206 | 1371 | 1739 | 2000 | 2019 | 1639 | 1225 | 1308 | 1423
2019 | 1464 | 1417 | 1401 | 1208 | 1380 | 1751 | 2017 | 2037 | 1652 | 1227 | 1309 | 1425
2020 | 1466 | 1418 | 1404 | 1210 | 1389 | 1763 | 2035 | 2054 | 1665 | 1229 | 1310 | 1427
2021 | 1468 | 1421 | 1409 | 1215 | 1400 | 1779 | 2054 | 2074 | 1680 | 1233 | 1313 | 1431
2022 | 1472 | 1424 | 1415 | 1221 | 1411 | 1795 | 2073 | 2094 | 1695 | 1238 | 1317 | 1437
2023 | 1478 | 1427 | 1421 | 1227 | 1422 | 1811 | 2092 | 2113 | 1710 | 1243 | 1321 | 1442
2024 | 1483 | 1430 | 1426 | 1232 | 1433 | 1827 | 2111 | 2132 | 1725 | 1247 | 1324 | 1446
2025 | 1487 | 1433 | 1432 | 1238 | 1444 | 1843 | 2131 | 2152 | 1740 | 1252 | 1328 | 1451
2026 | 1492 | 1437 | 1438 | 1244 | 1456 | 1859 | 2150 | 2172 | 1755 | 1257 | 1332 | 1456
2027 | 1497 | 1441 | 1445 | 1250 | 1468 | 1876 | 2170 | 2192 | 1771 | 1262 | 1337 | 1462
RI Gross minus PV
2018 | 1462 | 1417 | 1399 | 1206 | 1355.6665 | 1723.168 | 1983.6328 | 2002.0228 | 1621.4652 | 1225 | 1308 | 1423
2019 | 1464 | 1417 | 1401 | 1208 | 1357.8914 | 1728.4247 | 1993.9232 | 2013.3509 | 1627.8275 | 1227 | 1309 | 1425
2020 | 1466 | 1418 | 1404 | 1210 | 1360.698 | 1734.3125 | 2005.8986 | 2024.426 | 1634.9946 | 1229 | 1310 | 1427
2021 | 1468 | 1421 | 1409 | 1215 | 1366.537 | 1745.2028 | 2019.844 | 2039.4341 | 1645.0602 | 1233 | 1313 | 1431
2022 | 1472 | 1424 | 1415 | 1221 | 1373.0008 | 1756.6931 | 2034.3629 | 2054.9855 | 1655.6418 | 1238 | 1317 | 1437
2023 | 1478 | 1427 | 1421 | 1227 | 1379.8201 | 1768.5345 | 2049.2282 | 2069.8778 | 1666.559 | 1243 | 1321 | 1442
2024 | 1483 | 1430 | 1426 | 1232 | 1386.9561 | 1780.696 | 2064.4174 | 2085.0986 | 1677.8091 | 1247 | 1324 | 1446
2025 | 1487 | 1433 | 1432 | 1238 | 1394.3582 | 1793.0946 | 2080.8118 | 2101.4876 | 1689.1925 | 1252 | 1328 | 1451
2026 | 1492 | 1437 | 1438 | 1244 | 1402.7572 | 1805.5113 | 2096.2475 | 2117.9449 | 1700.6699 | 1257 | 1332 | 1456
2027 | 1497 | 1441 | 1445 | 1250 | 1411.3994 | 1819.1703 | 2112.9248 | 2134.6429 | 1713.3871 | 1262 | 1337 | 1462
RI Gross minus PV -PDR
2018 | 1287 | 1242 | 1224 | 961 | 1110.6665 | 1478.168 | 1738.6328 | 1757.0228 | 1376.4652 | 980 | 1063 | 1183
2019 | 1224 | 1177 | 1161 | 930 | 1083.8914 | 1454.4247 | 1719.9232 | 1739.3509 | 1353.8275 | 953 | 1035 | 1151
2020 | 1192 | 1144 | 1130 | 899 | 1049.698 | 1423.3125 | 1694.8986 | 1713.426 | 1323.9946 | 918 | 999 | 1121
2021 | 1162 | 1115 | 1103 | 874 | 1025.537 | 1404.2028 | 1678.844 | 1698.4341 | 1304.0602 | 892 | 972 | 1095
2022 | 1136 | 1088 | 1079 | 852 | 1004.0008 | 1387.6931 | 1665.3629 | 1685.9855 | 1286.6418 | 869 | 948 | 1073
2023 | 1114 | 1063 | 1057 | 832 | 984.8201 | 1373.5345 | 1654.2282 | 1674.8778 | 1271.559 | 848 | 926 | 1053
2024 | 1094 | 1041 | 1037 | 814 | 968.9561 | 1362.696 | 1646.4174 | 1667.0986 | 1259.8091 | 829 | 906 | 1034
2025 | 1075 | 1021 | 1020 | 799 | 955.3582 | 1354.0946 | 1641.8118 | 1662.4876 | 1250.1925 | 813 | 889 | 1019
2026 | 1060 | 1005 | 1006 | 787 | 945.7572 | 1348.5113 | 1639.2475 | 1660.9449 | 1243.6699 | 800 | 875 | 1006
2027 | 1047 | 991 | 995 | 776 | 937.3994 | 1345.1703 | 1638.9248 | 1660.6429 | 1239.3871 | 788 | 863 | 996
| JAN | FEB | MAR | APR | MAY | JUN | JUL | AUG | SEP | OCT | NOV | DEC
VT Gross
2018 | 1097 | 1038 | 1011 | 864 | 885 | 1007 | 1078 | 1074 | 970 | 867 | 982 | 1081
2019 | 1105 | 1043 | 1017 | 868 | 888 | 1011 | 1083 | 1079 | 975 | 870 | 983 | 1087
2020 | 1111 | 1046 | 1020 | 870 | 890 | 1014 | 1087 | 1083 | 979 | 871 | 983 | 1091
2021 | 1115 | 1051 | 1026 | 874 | 893 | 1018 | 1092 | 1088 | 984 | 874 | 984 | 1097
2022 | 1121 | 1056 | 1032 | 877 | 896 | 1021 | 1097 | 1093 | 989 | 876 | 985 | 1103
2023 | 1127 | 1060 | 1037 | 880 | 899 | 1025 | 1102 | 1097 | 994 | 878 | 986 | 1108
2024 | 1132 | 1064 | 1041 | 883 | 902 | 1028 | 1106 | 1102 | 998 | 880 | 986 | 1113
2025 | 1137 | 1067 | 1046 | 886 | 904 | 1032 | 1111 | 1106 | 1003 | 882 | 987 | 1118
2026 | 1142 | 1071 | 1050 | 889 | 907 | 1035 | 1115 | 1111 | 1007 | 883 | 988 | 1123
2027 | 1147 | 1075 | 1055 | 891 | 909 | 1038 | 1120 | 1116 | 1012 | 885 | 988 | 1128
VT Gross minus BTM-PV
2018 | 1097 | 1038 | 1011 | 864 | 781.116 | 902.5439 | 972.9303 | 968.2276 | 863.5907 | 867 | 982 | 1081
2019 | 1105 | 1043 | 1017 | 868 | 777.0847 | 899.7699 | 971.4322 | 967.0424 | 862.6917 | 870 | 983 | 1087
2020 | 1111 | 1046 | 1020 | 870 | 774.854 | 898.5785 | 971.2835 | 966.9428 | 862.6374 | 871 | 983 | 1091
2021 | 1115 | 1051 | 1026 | 874 | 774.2187 | 898.9943 | 972.7544 | 968.4763 | 864.2282 | 874 | 984 | 1097
2022 | 1121 | 1056 | 1032 | 877 | 774.2106 | 899.0144 | 974.805 | 970.562 | 866.3463 | 876 | 985 | 1103
2023 | 1127 | 1060 | 1037 | 880 | 774.5638 | 900.385 | 977.1945 | 971.973 | 868.777 | 878 | 986 | 1108
2024 | 1132 | 1064 | 1041 | 883 | 775.1999 | 901.0511 | 978.8933 | 974.7092 | 870.5477 | 880 | 986 | 1113
2025 | 1137 | 1067 | 1046 | 886 | 775.0218 | 902.8294 | 981.6239 | 976.3845 | 873.1714 | 882 | 987 | 1118
2026 | 1142 | 1071 | 1050 | 889 | 775.4052 | 903.2313 | 983.0458 | 978.8293 | 874.6374 | 883 | 988 | 1123
2027 | 1147 | 1075 | 1055 | 891 | 775.0444 | 903.888 | 985.7216 | 981.5268 | 877.355 | 885 | 988 | 1128
VT Gross minus BTM-PV minus PDR
2018 | 966 | 907 | 880 | 750 | 667.116 | 788.5439 | 858.9303 | 854.2276 | 749.5907 | 753 | 868 | 939
2019 | 963 | 901 | 875 | 739 | 652.0847 | 774.7699 | 846.4322 | 842.0424 | 737.6917 | 745 | 858 | 962
2020 | 986 | 921 | 895 | 728 | 632.854 | 756.5785 | 829.2835 | 824.9428 | 720.6374 | 729 | 841 | 952
2021 | 976 | 912 | 887 | 719 | 619.2187 | 743.9943 | 817.7544 | 813.4763 | 709.2282 | 719 | 829 | 946
2022 | 970 | 905 | 881 | 710 | 607.2106 | 732.0144 | 807.805 | 803.562 | 699.3463 | 709 | 818 | 940
2023 | 964 | 897 | 874 | 702 | 596.5638 | 722.385 | 799.1945 | 793.973 | 690.777 | 700 | 808 | 935
2024 | 959 | 891 | 868 | 696 | 588.1999 | 714.0511 | 791.8933 | 787.7092 | 683.5477 | 693 | 799 | 930
2025 | 954 | 884 | 863 | 689 | 578.0218 | 705.8294 | 784.6239 | 779.3845 | 676.1714 | 685 | 790 | 926
2026 | 950 | 879 | 858 | 684 | 570.4052 | 698.2313 | 778.0458 | 773.8293 | 669.6374 | 678 | 783 | 923
2027 | 947 | 875 | 855 | 679 | 563.0444 | 691.888 | 773.7216 | 769.5268 | 665.355 | 673 | 776 | 921

## 5 WN
ISO-NE CA Weather Normalized Annual Net Energy for Load (GWH) and 50/50 Seasonal Peaks (MW)
[5 empty] | BTMPV & Passive DR |  |  | Net of BTMPV & Passive DR
| NEL | Summer | Winter | Winter of | NEL | Summer | Winter | NEL | Summer | Winter
History
1980 | 82927 | 14539 | 15494 | 80/81 | 0 | 0 | 0 | 82927 | 14539 | 15494
1981 | 84094 | 14536 | 15646 | 81/82 | 0 | 0 | 0 | 84094 | 14536 | 15646
1982 | 84611 | 14350 | 15574 | 82/83 | 0 | 0 | 0 | 84611 | 14350 | 15574
1983 | 87295 | 15210 | 15890 | 83/84 | 0 | 0 | 0 | 87295 | 15210 | 15890
1984 | 90780 | 15810 | 16788 | 84/85 | 0 | 0 | 0 | 90780 | 15810 | 16788
1985 | 95138 | 16630 | 17245 | 85/86 | 0 | 0 | 0 | 95138 | 16630 | 17245
1986 | 99398 | 17090 | 17789 | 86/87 | 0 | 0 | 0 | 99398 | 17090 | 17789
1987 | 104836 | 18702 | 19129 | 87/88 | 0 | 0 | 0 | 104836 | 18702 | 19129
1988 | 108331 | 19400 | 19848 | 88/89 | 0 | 0 | 0 | 108331 | 19400 | 19848
1989 | 111188 | 20000 | 20500 | 89/90 | 0 | 0 | 0 | 111188 | 20000 | 20500
1990 | 110395 | 20100 | 19600 | 90/91 | 0 | 0 | 0 | 110395 | 20100 | 19600
1991 | 109520 | 19700 | 19200 | 91/92 | 0 | 0 | 0 | 109520 | 19700 | 19200
1992 | 109103 | 19575 | 18590 | 92/93 | 0 | 0 | 0 | 109103 | 19575 | 18590
1993 | 110045 | 19604 | 18860 | 93/94 | 0 | 0 | 0 | 110045 | 19604 | 18860
1994 | 110984 | 20200 | 19530 | 94/95 | 0 | 0 | 0 | 110984 | 20200 | 19530
1995 | 112360 | 20830 | 19750 | 95/96 | 0 | 0 | 0 | 112360 | 20830 | 19750
1996 | 114151 | 20970 | 19560 | 96/97 | 0 | 0 | 0 | 114151 | 20970 | 19560
1997 | 115932 | 21519 | 19820 | 97/98 | 0 | 0 | 0 | 115932 | 21519 | 19820
1998 | 117494 | 22010 | 20290 | 98/99 | 0 | 0 | 0 | 117494 | 22010 | 20290
1999 | 121452 | 22825 | 20570 | 99/00 | 0 | 0 | 0 | 121452 | 22825 | 20570
2000 | 125728 | 23150 | 20630 | 00/01 | 0 | 0 | 0 | 125728 | 23150 | 20630
2001 | 126316 | 23790 | 20785 | 01/02 | 0 | 0 | 0 | 126316 | 23790 | 20785
2002 | 127811 | 24590 | 21010 | 02/03 | 0 | 0 | 0 | 127811 | 24590 | 21010
2003 | 129177 | 25170 | 21250 | 03/04 | 0 | 0 | 0 | 129177 | 25170 | 21250
2004 | 131922 | 25760 | 21790 | 04/05 | 0 | 0 | 0 | 131922 | 25760 | 21790
2005 | 134347 | 26305 | 21960 | 05/06 | 0 | 0 | 0 | 134347 | 26305 | 21960
2006 | 132607.1 | 26700 | 21870 | 06/07 | 16.1 | 0 | 92 | 132591 | 26700 | 21778
2007 | 135138.7 | 27220 | 22215 | 07/08 | 985.7 | 167 | 285 | 134153 | 27053 | 21930
2008 | 133594.2 | 27525 | 22190 | 08/09 | 2379.2 | 358 | 568 | 131215 | 27167 | 21622
2009 | 132031.6 | 27220 | 22030 | 09/10 | 3763.6 | 570 | 847 | 128268 | 26650 | 21183
2010 | 135077.6 | 27075 | 21945 | 10/11 | 5167.6 | 748 | 1106 | 129910 | 26327 | 20839
2011 | 135734.9 | 27240 | 22290 | 11/12 | 6736.9 | 1011 | 1421 | 128998 | 26229 | 20869
2012 | 136394.7 | 27507 | 22285 | 12/13 | 8145.7 | 1259 | 1720 | 128249 | 26248 | 20565
2013 | 137554.4 | 27952 | 22450 | 13/14 | 9800.4 | 1547 | 1928 | 127754 | 26405 | 20522
2014 | 138605.4 | 28171 | 22620 | 14/15 | 11491.4 | 1847 | 2199 | 127114 | 26324 | 20421
2015 | 139621 | 28660 | 22860 | 15/16 | 13842 | 2350 | 2339 | 125779 | 26310 | 20521
2016 | 139913 | 28815 | 22900 | 16/17 | 15960 | 2630 | 2604 | 123953 | 26185 | 20296
2017 | 139084 | 28817 | 22910 | 17/18 | 18416 | 3119 | 2923 | 120668 | 25698 | 19987
| NEL | Summer | Winter | Winter of | NEL | Summer | Winter | NEL | Summer | Winter
Forecast
2018 | 142488 | 29060 | 23025.5898 | 18/19 | 18235.9867 | 3331.2231 | 2668.789 | 124252.0133 | 25728.7769 | 20356.8008
2019 | 143820 | 29298 | 23137.5461 | 19/20 | 21322.022 | 3786.2632 | 2865.3462 | 122497.978 | 25511.7368 | 20272.1999
2020 | 144634 | 29504 | 23205.9639 | 20/21 | 24238.7352 | 4206.4628 | 3194.0343 | 120395.2648 | 25297.5372 | 20011.9295
2021 | 146009 | 29744 | 23321.5344 | 21/22 | 27059.5792 | 4608.0887 | 3513.1791 | 118949.4208 | 25135.9113 | 19808.3553
2022 | 147538 | 29994 | 23450.0488 | 22/23 | 29667.9375 | 4973.2037 | 3807.6032 | 117870.0625 | 25020.7963 | 19642.4456
2023 | 149100 | 30245 | 23581.337 | 23/24 | 32061.3363 | 5303.3804 | 4076.1168 | 117038.6637 | 24941.6196 | 19505.2202
2024 | 150485 | 30486 | 23697.748 | 24/25 | 34236.2255 | 5597.4566 | 4318.2401 | 116248.7745 | 24888.5434 | 19379.5079
2025 | 151766 | 30721 | 23805.4177 | 26/26 | 36172.1027 | 5857.1599 | 4534.3361 | 115593.8973 | 24863.8401 | 19271.0817
2026 | 153072 | 30957 | 23915.1887 | 26/27 | 37876.4582 | 6083.262 | 4724.8469 | 115195.5418 | 24873.738 | 19190.3418
2027 | 154364 | 31192 | 24023.783 | 27/28 | 39383.3077 | 6280.0391 | 4890.8916 | 114980.6923 | 24911.9609 | 19132.8914

## 6 Mnth NEL
ISO-NE Control Area and States Monthly and Annual Energy Forecast
Monthly forecast based on the Annual Energy Forecast and Historically Derived Monthly Energy Shares of Annual Energy
ISONE Gross Forecast (includes BTM PV and EE)
| JAN | FEB | MAR | APR | MAY | JUN | JUL | AUG | SEP | OCT | NOV | DEC | Total
2018 | 12892.3142 | 11641.2696 | 11742.4361 | 10404.4738 | 10866.1349 | 11732.4619 | 14159.0326 | 13540.6346 | 11521.5797 | 10793.466 | 10981.5502 | 12214.0714 | 142488
2019 | 13012.8336 | 11750.094 | 11852.2062 | 10501.7364 | 10967.7132 | 11842.1388 | 14291.3934 | 13667.2146 | 11629.2852 | 10894.365 | 11084.2074 | 12328.2504 | 143820
2020 | 13086.4843 | 11816.5978 | 11919.2879 | 10561.1747 | 11029.7888 | 11909.1636 | 14372.2806 | 13744.569 | 11695.1052 | 10956.0255 | 11146.9424 | 12398.0265 | 144634
2021 | 13210.8943 | 11928.9353 | 12032.6017 | 10661.5772 | 11134.6463 | 12022.3811 | 14508.9143 | 13875.2353 | 11806.2877 | 11060.1817 | 11252.9136 | 12515.8915 | 146009
2022 | 13349.2382 | 12053.8546 | 12158.6066 | 10773.2248 | 11251.2479 | 12148.2789 | 14660.8511 | 14020.5361 | 11929.9227 | 11176.0035 | 11370.7537 | 12646.9574 | 147538
2023 | 13490.568 | 12181.47 | 12287.331 | 10887.282 | 11370.366 | 12276.894 | 14816.067 | 14168.973 | 12056.226 | 11294.325 | 11491.137 | 12780.852 | 149100
2024 | 13615.8828 | 12294.6245 | 12401.4688 | 10988.4147 | 11475.9861 | 12390.9349 | 14953.6945 | 14300.5896 | 12168.2171 | 11399.2388 | 11597.879 | 12899.5742 | 150485
2025 | 13731.7877 | 12399.2822 | 12507.0361 | 11081.9533 | 11573.6752 | 12496.4124 | 15080.9874 | 14422.323 | 12271.7988 | 11496.2745 | 11696.6056 | 13009.3815 | 151766
2026 | 13849.9546 | 12505.9824 | 12614.6635 | 11177.3174 | 11673.2707 | 12603.9485 | 15210.7646 | 14546.4322 | 12377.4019 | 11595.204 | 11797.259 | 13121.3318 | 153072
2027 | 13966.8547 | 12611.5388 | 12721.1372 | 11271.6593 | 11771.7986 | 12710.3318 | 15339.1507 | 14669.2109 | 12481.873 | 11693.073 | 11896.8335 | 13232.0821 | 154364
ISONE Gross Forecast minus BTM PV impact
| JAN | FEB | MAR | APR | MAY | JUN | JUL | AUG | SEP | OCT | NOV | DEC | Total
2018 | 12807.0142 | 11546.0696 | 11561.9361 | 10190.0738 | 10633.6349 | 11481.2619 | 13898.7326 | 13282.1346 | 11303.5797 | 10628.166 | 10861.2502 | 12133.6714 | 140327.5249
2019 | 12908.8336 | 11635.094 | 11635.2062 | 10244.7364 | 10690.7132 | 11544.1388 | 13984.3934 | 13363.2146 | 11374.2852 | 10701.365 | 10944.2074 | 12235.2504 | 141261.4382
2020 | 12968.0903 | 11680.5168 | 11671.9263 | 10269.2306 | 10715.3973 | 11571.0864 | 14024.1983 | 13401.0805 | 11407.3394 | 10738.3332 | 10989.0431 | 12292.7501 | 141728.9922
2021 | 13077.705 | 11781.3484 | 11755.3346 | 10334.9675 | 10783.6184 | 11645.4287 | 14121.5454 | 13493.6894 | 11487.2833 | 10819.0126 | 11078.1844 | 12399.4889 | 142777.6066
2022 | 13202.7677 | 11891.6527 | 11854.2506 | 10415.0406 | 10866.6399 | 11735.4631 | 14236.9779 | 13603.3379 | 11581.4308 | 10912.5187 | 11179.9197 | 12519.8221 | 143999.8218
2023 | 13331.005 | 12004.918 | 11956.4711 | 10498.3697 | 10953.2516 | 11829.5587 | 14357.2693 | 13717.9065 | 11679.9099 | 11009.9488 | 11285.3338 | 12643.8182 | 145267.7606
2024 | 13444.4267 | 12098.1965 | 12046.3249 | 10571.2232 | 11028.7828 | 11911.4642 | 14462.1729 | 13817.5597 | 11765.4666 | 11094.8993 | 11377.6953 | 12752.9663 | 146371.1783
2025 | 13548.607 | 12196.8412 | 12128.4011 | 10637.7603 | 11098.1423 | 11987.1408 | 14559.5925 | 13910.6718 | 11845.752 | 11174.6725 | 11464.2046 | 12854.822 | 147406.6081
2026 | 13657.5104 | 12293.2765 | 12217.0416 | 10711.006 | 11174.2531 | 12069.6677 | 14663.8931 | 14009.963 | 11930.7727 | 11258.1072 | 11553.7382 | 12959.4173 | 148498.6469
2027 | 13765.4105 | 12388.8541 | 12305.0601 | 10783.8496 | 11249.957 | 12151.7501 | 14767.5215 | 14108.6279 | 12015.2406 | 11341.0121 | 11642.5634 | 13063.0518 | 149582.8988
ISO-NE Net Forecast (Gross minus BTM PV minus EE)
| JAN | FEB | MAR | APR | MAY | JUN | JUL | AUG | SEP | OCT | NOV | DEC | Total
2018 | 11352.6334 | 10232.819 | 10237.2729 | 9016.346 | 9407.8271 | 10157.7239 | 12301.4533 | 11754.6168 | 10003.8313 | 9410.556 | 9622.4224 | 10755.803 | 124253.3051
2019 | 11211.085 | 10102.0916 | 10088.8815 | 8874.6037 | 9259.7858 | 9999.1275 | 12119.8346 | 11580.0907 | 9857.0443 | 9280.0072 | 9498.0813 | 10626.8175 | 122497.4507
2020 | 11037.9455 | 9937.6694 | 9913.933 | 8711.5475 | 9088.5976 | 9814.5864 | 11904.4095 | 11373.8738 | 9682.4112 | 9122.4129 | 9344.9642 | 10464.147 | 120396.4979
2021 | 10921.8629 | 9834.7049 | 9791.7742 | 8595.14 | 8966.5923 | 9683.5362 | 11753.8837 | 11229.4357 | 9560.6543 | 9014.1381 | 9241.8587 | 10357.0619 | 118950.6427
2022 | 10838.6806 | 9756.9719 | 9701.0187 | 8507.1533 | 8874.0969 | 9584.0603 | 11640.6104 | 11120.3671 | 9468.6978 | 8933.3012 | 9166.2128 | 10280.1056 | 117871.2766
2023 | 10776.9712 | 9698.7226 | 9630.2341 | 8437.1899 | 8800.6144 | 9505.2976 | 11552.2921 | 11035.4371 | 9397.4257 | 8871.7076 | 9109.8323 | 10224.1478 | 117039.8724
2024 | 10719.0877 | 9637.319 | 9564.0616 | 8371.7951 | 8731.763 | 9431.3094 | 11469.0592 | 10955.1707 | 9329.8908 | 8813.2412 | 9056.2776 | 10171.0028 | 116249.9781
2025 | 10670.3302 | 9597.8667 | 9506.8407 | 8314.907 | 8672.2207 | 9367.8072 | 11398.5143 | 10887.6542 | 9273.499 | 8764.9746 | 9012.5159 | 10127.9665 | 115595.0968
2026 | 10644.384 | 9572.5379 | 9472.6589 | 8279.325 | 8634.6751 | 9327.616 | 11354.7156 | 10845.3144 | 9238.0074 | 8735.513 | 8987.1859 | 10104.8064 | 115196.7395
2027 | 10634.7425 | 9561.98 | 9453.6195 | 8257.3092 | 8611.3104 | 9302.7315 | 11329.2536 | 10820.5269 | 9217.431 | 8720.0119 | 8975.8903 | 10097.083 | 114981.8899
CT Gross Forecast (includes BTM PV and EE)
| Jan | Feb | Mar | Apr | May | Jun | Jul | Aug | Sep | Oct | Nov | Dec | Total
2018 | 3137.6608 | 2855.5402 | 2836.9562 | 2450.7634 | 2581.3303 | 2840.3105 | 3467.0016 | 3251.9114 | 2773.5563 | 2526.5031 | 2581.7602 | 2902.3824 | 34205.6765
2019 | 3156.5941 | 2872.7711 | 2854.0749 | 2465.5518 | 2596.9066 | 2857.4495 | 3487.9222 | 3271.5341 | 2790.2925 | 2541.7485 | 2597.339 | 2919.896 | 34412.0805
2020 | 3163.6391 | 2879.1827 | 2860.4448 | 2471.0545 | 2602.7024 | 2863.8268 | 3495.7067 | 3278.8357 | 2796.52 | 2547.4213 | 2603.1359 | 2926.4127 | 34488.8825
2021 | 3183.6095 | 2897.3574 | 2878.5012 | 2486.6529 | 2619.1319 | 2881.9046 | 3517.7732 | 3299.5332 | 2814.1729 | 2563.5018 | 2619.5681 | 2944.8856 | 34706.5924
2022 | 3206.4463 | 2918.1409 | 2899.1494 | 2504.4903 | 2637.9196 | 2902.5772 | 3543.0071 | 3323.2016 | 2834.3597 | 2581.8904 | 2638.3589 | 2966.01 | 34955.5514
2023 | 3229.6922 | 2939.2967 | 2920.1675 | 2522.6473 | 2657.0439 | 2923.6202 | 3568.693 | 3347.2939 | 2854.9081 | 2600.6085 | 2657.4863 | 2987.5128 | 35208.9704
2024 | 3248.941 | 2956.8147 | 2937.5715 | 2537.6821 | 2672.8797 | 2941.0448 | 3589.9621 | 3367.2436 | 2871.9231 | 2616.1079 | 2673.3248 | 3005.3182 | 35418.8134
2025 | 3265.9628 | 2972.306 | 2952.962 | 2550.9775 | 2686.8834 | 2956.4535 | 3608.7707 | 3384.8852 | 2886.9697 | 2629.8142 | 2687.3308 | 3021.0637 | 35604.3797
2026 | 3283.3928 | 2988.1688 | 2968.7216 | 2564.5917 | 2701.2229 | 2972.2317 | 3628.0302 | 3402.9499 | 2902.3771 | 2643.8492 | 2701.6728 | 3037.1867 | 35794.3953
2027 | 3300.4881 | 3003.727 | 2984.1785 | 2577.9445 | 2715.2871 | 2987.7068 | 3646.9198 | 3420.6676 | 2917.4885 | 2657.6146 | 2715.7392 | 3053 | 35980.7617
CT Gross Forecast minus BTM PV impact
| Jan | Feb | Mar | Apr | May | Jun | Jul | Aug | Sep | Oct | Nov | Dec | Total
2018 | 3116.2515 | 2831.9152 | 2792.6962 | 2397.835 | 2524.3012 | 2778.3184 | 3402.9682 | 3188.0898 | 2719.7012 | 2484.1265 | 2550.1845 | 2880.7836 | 33667.1714
2019 | 3130.044 | 2843.5516 | 2799.4579 | 2400.4462 | 2526.9825 | 2781.6889 | 3409.9354 | 3194.1012 | 2725.1738 | 2490.6707 | 2559.3903 | 2894.0215 | 33755.4641
2020 | 3132.0809 | 2843.2578 | 2795.6821 | 2393.9755 | 2520.0498 | 2774.4201 | 3403.8298 | 3187.7852 | 2720.0801 | 2487.5582 | 2558.7267 | 2896.1839 | 33713.6301
2021 | 3146.8898 | 2857.0987 | 2803.4925 | 2397.6485 | 2523.9848 | 2779.3067 | 3412.6928 | 3195.7875 | 2727.3691 | 2495.7389 | 2569.4464 | 2910.8808 | 33820.3364
2022 | 3165.4739 | 2873.2559 | 2815.5792 | 2405.4245 | 2532.1235 | 2788.6149 | 3426.4159 | 3208.2342 | 2738.2752 | 2506.9635 | 2582.9941 | 2928.4903 | 33971.8452
2023 | 3184.6099 | 2889.9995 | 2828.5265 | 2414.257 | 2541.5557 | 2799.5126 | 3442.0435 | 3222.7647 | 2751.1031 | 2519.8646 | 2597.9586 | 2947.2755 | 34139.4712
2024 | 3200.9024 | 2902.4267 | 2839.9822 | 2422.303 | 2549.9963 | 2809.047 | 3455.3235 | 3234.9287 | 2761.6812 | 2530.3955 | 2610.1612 | 2962.644 | 34279.7918
2025 | 3215.0775 | 2916.6974 | 2849.6426 | 2428.8666 | 2556.8773 | 2816.8571 | 3466.4387 | 3245.0738 | 2770.5305 | 2539.3187 | 2620.6675 | 2976.0441 | 34402.0918
2026 | 3229.7682 | 2929.5812 | 2859.8905 | 2436.0063 | 2564.3669 | 2825.3284 | 3478.3009 | 3255.9313 | 2779.9804 | 2548.7564 | 2631.6459 | 2989.9133 | 34529.4696
2027 | 3244.2318 | 2942.2777 | 2870.0531 | 2443.1404 | 2571.8525 | 2833.7868 | 3490.0879 | 3266.7298 | 2789.3731 | 2558.1347 | 2642.4985 | 3003.5704 | 34655.7368
CT Net Forecast (Gross minus BTM PV minus EE)
| Jan | Feb | Mar | Apr | May | Jun | Jul | Aug | Sep | Oct | Nov | Dec | Total
2018 | 2807.3991 | 2550.833 | 2513.4434 | 2156.5967 | 2270.2107 | 2498.7354 | 3061.6975 | 2867.9913 | 2446.6891 | 2235.4329 | 2296.0517 | 2595.0907 | 30300.1714
2019 | 2794.0398 | 2537.7589 | 2495.6554 | 2138.0001 | 2250.5544 | 2477.5272 | 3038.6629 | 2845.8622 | 2428.1606 | 2220.1138 | 2282.9161 | 2583.2127 | 30092.4641
2020 | 2767.8241 | 2511.7529 | 2466.3346 | 2109.4618 | 2220.3784 | 2444.6832 | 3001.3392 | 2810.2648 | 2398.0928 | 2194.2518 | 2259.0054 | 2559.2409 | 29742.6301
2021 | 2747.1337 | 2493.2865 | 2442.048 | 2085.4071 | 2195.1084 | 2417.4348 | 2970.9768 | 2781.4752 | 2374.0021 | 2173.8478 | 2240.5153 | 2541.1005 | 29462.3364
2022 | 2732.6953 | 2479.3903 | 2424.2769 | 2067.3899 | 2176.0798 | 2396.8499 | 2948.2113 | 2759.697 | 2355.7177 | 2158.4822 | 2226.8911 | 2528.1637 | 29253.8452
2023 | 2721.5607 | 2468.585 | 2409.8546 | 2052.5786 | 2160.6086 | 2380.3457 | 2930.3909 | 2742.8546 | 2341.7876 | 2147.0087 | 2216.948 | 2518.9481 | 29091.4712
2024 | 2710.3344 | 2455.9678 | 2396.4289 | 2039.1303 | 2146.4096 | 2364.9693 | 2913.2636 | 2726.4978 | 2328.0403 | 2135.3809 | 2206.5074 | 2508.8614 | 28931.7918
2025 | 2699.926 | 2447.8654 | 2383.8619 | 2026.4923 | 2133.066 | 2350.5256 | 2897.215 | 2711.1643 | 2315.1589 | 2124.5092 | 2196.7857 | 2499.5215 | 28786.0918
2026 | 2692.7852 | 2440.8807 | 2374.3705 | 2016.5797 | 2122.595 | 2339.2343 | 2884.9542 | 2699.3953 | 2305.3107 | 2116.3677 | 2189.8004 | 2493.1961 | 28675.4696
2027 | 2688.0774 | 2436.1295 | 2367.199 | 2008.7394 | 2114.3084 | 2330.3382 | 2875.5575 | 2690.3243 | 2297.7567 | 2110.3088 | 2184.8782 | 2489.1194 | 28592.7368
ME Gross Forecast (includes BTM PV and EE)
| Jan | Feb | Mar | Apr | May | Jun | Jul | Aug | Sep | Oct | Nov | Dec | Total
2018 | 1163.9295 | 1041.9492 | 1088.3319 | 996.412 | 991.4599 | 1016.1313 | 1163.7291 | 1158.0354 | 1044.219 | 1045.1318 | 1033.6987 | 1135.3175 | 12878.3455
2019 | 1172.7667 | 1049.8603 | 1096.5952 | 1003.9773 | 998.9876 | 1023.8464 | 1172.5648 | 1166.8279 | 1052.1473 | 1053.0671 | 1041.5472 | 1143.9375 | 12976.1255
2020 | 1178.748 | 1055.2147 | 1102.1879 | 1009.0977 | 1004.0826 | 1029.0681 | 1178.545 | 1172.7789 | 1057.5134 | 1058.4379 | 1046.8592 | 1149.7717 | 13042.3051
2021 | 1192.5799 | 1067.5971 | 1115.1215 | 1020.939 | 1015.8649 | 1041.1437 | 1192.3746 | 1186.5408 | 1069.9228 | 1070.8581 | 1059.1435 | 1163.2637 | 13195.3496
2022 | 1209.3075 | 1082.5717 | 1130.7626 | 1035.2591 | 1030.1139 | 1055.7472 | 1209.0994 | 1203.1837 | 1084.9299 | 1085.8783 | 1073.9995 | 1179.5801 | 13380.4328
2023 | 1226.9472 | 1098.3627 | 1147.2566 | 1050.36 | 1045.1397 | 1071.147 | 1226.736 | 1220.7341 | 1100.7554 | 1101.7176 | 1089.6655 | 1196.7861 | 13575.6078
2024 | 1242.6498 | 1112.4197 | 1161.9394 | 1063.8026 | 1058.5156 | 1084.8556 | 1242.4359 | 1236.3572 | 1114.843 | 1115.8175 | 1103.6111 | 1212.1028 | 13749.3503
2025 | 1257.08 | 1125.3376 | 1175.4323 | 1076.1559 | 1070.8075 | 1097.4534 | 1256.8636 | 1250.7143 | 1127.789 | 1128.7749 | 1116.4267 | 1226.1782 | 13909.0135
2026 | 1271.3868 | 1138.145 | 1188.8099 | 1088.4036 | 1082.9943 | 1109.9435 | 1271.168 | 1264.9486 | 1140.6243 | 1141.6214 | 1129.1328 | 1240.1333 | 14067.3115
2027 | 1285.3557 | 1150.65 | 1201.8715 | 1100.3621 | 1094.8933 | 1122.1386 | 1285.1345 | 1278.8468 | 1153.1565 | 1154.1646 | 1141.5387 | 1253.7588 | 14221.8711
ME Gross Forecast minus BTM PV impact
| Jan | Feb | Mar | Apr | May | Jun | Jul | Aug | Sep | Oct | Nov | Dec | Total
2018 | 1162.0695 | 1039.7623 | 1084.0869 | 991.5592 | 986.256 | 1010.5625 | 1157.7837 | 1152.1651 | 1038.9953 | 1041.1457 | 1030.9587 | 1133.447 | 12828.7919
2019 | 1170.3456 | 1047.024 | 1091.1068 | 997.7303 | 992.3178 | 1016.7402 | 1165.0128 | 1159.4089 | 1045.5751 | 1048.0725 | 1038.127 | 1141.6124 | 12913.0733
2020 | 1175.7685 | 1051.6079 | 1095.4624 | 1001.4636 | 995.9542 | 1020.4323 | 1169.3945 | 1163.819 | 1049.5995 | 1052.4399 | 1042.7623 | 1146.9943 | 12965.6985
2021 | 1189.045 | 1063.4739 | 1107.1721 | 1011.9376 | 1006.3047 | 1031.0125 | 1181.6684 | 1176.089 | 1060.7159 | 1063.8978 | 1054.4004 | 1160.0565 | 13105.7739
2022 | 1205.2515 | 1077.8455 | 1121.6586 | 1024.9631 | 1019.1924 | 1044.1884 | 1196.9012 | 1191.2938 | 1074.4709 | 1077.9817 | 1068.6248 | 1175.9508 | 13278.3227
2023 | 1222.3728 | 1093.0366 | 1137.0039 | 1038.7759 | 1032.8638 | 1058.1678 | 1213.0536 | 1207.4134 | 1089.0504 | 1092.8893 | 1083.6624 | 1192.7369 | 13461.0268
2024 | 1237.5596 | 1106.2851 | 1150.5438 | 1050.9371 | 1044.8923 | 1070.4635 | 1227.2769 | 1221.6132 | 1101.8986 | 1106.0624 | 1096.983 | 1207.6358 | 13622.1513
2025 | 1251.4766 | 1118.8207 | 1162.8995 | 1062.0154 | 1055.8436 | 1081.6553 | 1240.2353 | 1234.554 | 1113.6114 | 1118.0975 | 1109.1765 | 1221.2955 | 13769.6811
2026 | 1265.2727 | 1131.0373 | 1175.1457 | 1072.9944 | 1066.6965 | 1092.7464 | 1253.0777 | 1247.3792 | 1125.2196 | 1130.0264 | 1121.2636 | 1234.8369 | 13915.6966
2027 | 1278.7336 | 1142.9544 | 1187.0816 | 1083.6907 | 1077.2683 | 1103.5497 | 1265.5898 | 1259.8753 | 1136.531 | 1141.6609 | 1133.056 | 1248.0519 | 14058.0434
ME Net Forecast (Gross minus BTM PV minus EE)
| Jan | Feb | Mar | Apr | May | Jun | Jul | Aug | Sep | Oct | Nov | Dec | Total
2018 | 1052.1689 | 941.3793 | 981.3244 | 897.4759 | 892.6403 | 914.6173 | 1047.902 | 1042.821 | 940.398 | 942.4622 | 933.3548 | 1026.2479 | 11612.7919
2019 | 1045.894 | 935.615 | 974.7383 | 891.1903 | 886.3072 | 908.0917 | 1040.5826 | 1035.5875 | 933.9234 | 936.3232 | 927.6002 | 1020.2201 | 11536.0733
2020 | 1037.5793 | 927.901 | 966.2487 | 883.1631 | 878.2417 | 899.7907 | 1031.2291 | 1026.3296 | 925.6231 | 928.3552 | 920.035 | 1012.2021 | 11436.6985
2021 | 1038.1124 | 928.3591 | 966.0426 | 882.7279 | 877.7371 | 899.2456 | 1030.7617 | 1025.9207 | 925.3068 | 928.3703 | 920.3555 | 1012.8342 | 11435.7739
2022 | 1042.5697 | 932.2127 | 969.543 | 885.6951 | 880.6165 | 902.1642 | 1034.2474 | 1029.4358 | 928.5209 | 931.9041 | 924.1452 | 1017.2681 | 11478.3227
2023 | 1049.0262 | 937.8568 | 974.9162 | 890.3781 | 885.2036 | 906.8331 | 1039.7369 | 1034.9447 | 933.5326 | 937.2355 | 929.7114 | 1023.6516 | 11543.0268
2024 | 1054.6329 | 942.5292 | 979.4982 | 894.338 | 889.0715 | 910.7652 | 1044.3817 | 1039.6128 | 937.786 | 941.8063 | 934.5237 | 1029.2058 | 11598.1513
2025 | 1060.0543 | 947.4596 | 983.9102 | 898.1433 | 892.786 | 914.5401 | 1048.8459 | 1044.101 | 941.8769 | 946.2129 | 939.1722 | 1034.5787 | 11651.6811
2026 | 1066.349 | 952.9608 | 989.1421 | 902.7006 | 897.249 | 919.0824 | 1054.1882 | 1049.4627 | 946.7553 | 951.406 | 944.5972 | 1040.8032 | 11714.6966
2027 | 1073.3026 | 959.0526 | 994.9934 | 907.8261 | 902.2778 | 924.2048 | 1060.1941 | 1055.4846 | 952.2287 | 957.1974 | 950.6104 | 1047.6708 | 11785.0434
MA Gross Forecast (includes BTM PV and EE)
| Jan | Feb | Mar | Apr | May | Jun | Jul | Aug | Sep | Oct | Nov | Dec | Total
2018 | 6027.3826 | 5464.3848 | 5525.011 | 4834.1878 | 5028.7502 | 5491.1277 | 6699.8329 | 6306.3821 | 5434.5199 | 5002.2795 | 5065.0507 | 5652.8822 | 66531.7914
2019 | 6101.2106 | 5531.3167 | 5592.6855 | 4893.4005 | 5090.3462 | 5558.3872 | 6781.8975 | 6383.6275 | 5501.086 | 5063.5512 | 5127.0913 | 5722.123 | 67346.7231
2020 | 6150.5626 | 5576.059 | 5637.9242 | 4932.9828 | 5131.5215 | 5603.3485 | 6836.7556 | 6435.264 | 5545.5838 | 5104.5097 | 5168.5638 | 5768.4087 | 67891.4841
2021 | 6221.5178 | 5640.3865 | 5702.9653 | 4989.8915 | 5190.7206 | 5667.9908 | 6915.6269 | 6509.5036 | 5609.5597 | 5163.3972 | 5228.1903 | 5834.9552 | 68674.7053
2022 | 6298.7615 | 5710.415 | 5773.7709 | 5051.8438 | 5255.1663 | 5738.3621 | 7001.4884 | 6590.3227 | 5679.2055 | 5227.5037 | 5293.1012 | 5907.3994 | 69527.3406
2023 | 6377.9419 | 5782.1995 | 5846.3518 | 5115.3495 | 5321.228 | 5810.4979 | 7089.5027 | 6673.1684 | 5750.5977 | 5293.2176 | 5359.6397 | 5981.6602 | 70401.3548
2024 | 6449.9174 | 5847.452 | 5912.3282 | 5173.0766 | 5381.2784 | 5876.0697 | 7169.5081 | 6748.4755 | 5815.4935 | 5352.9519 | 5420.1236 | 6049.1635 | 71195.8383
2025 | 6516.9164 | 5908.1928 | 5973.743 | 5226.8123 | 5437.1768 | 5937.1078 | 7243.9819 | 6818.5758 | 5875.9024 | 5408.5561 | 5476.4255 | 6111.9997 | 71935.3904
2026 | 6584.834 | 5969.7665 | 6035.9998 | 5281.2848 | 5493.8417 | 5998.9828 | 7319.4769 | 6889.6372 | 5937.1395 | 5464.9227 | 5533.4994 | 6175.6974 | 72685.0827
2027 | 6651.5571 | 6030.2572 | 6097.1616 | 5334.7992 | 5549.5098 | 6059.7695 | 7393.6439 | 6959.4488 | 5997.2996 | 5520.2978 | 5589.5695 | 6238.2747 | 73421.5885
MA Gross Forecast minus BTM PV impact
| Jan | Feb | Mar | Apr | May | Jun | Jul | Aug | Sep | Oct | Nov | Dec | Total
2018 | 5982.9964 | 5416.1746 | 5434.2004 | 4727.6077 | 4913.1696 | 5364.9197 | 6570.012 | 6176.5926 | 5327.1553 | 4919.4717 | 5003.905 | 5610.6484 | 65446.8535
2019 | 6047.586 | 5473.3452 | 5483.9236 | 4766.4726 | 4953.4889 | 5409.8231 | 6630.0275 | 6232.8451 | 5377.1324 | 4968.5075 | 5057.2876 | 5674.1986 | 66074.6381
2020 | 6090.6045 | 5508.9709 | 5516.4704 | 4791.3601 | 4978.9488 | 5437.8687 | 6667.7505 | 6267.645 | 5407.9196 | 4999.0452 | 5091.1718 | 5715.3248 | 66473.0802
2021 | 6155.2603 | 5568.8662 | 5568.9575 | 4833.7898 | 5022.7253 | 5485.9806 | 6729.9534 | 6325.5923 | 5458.6931 | 5047.9467 | 5143.5581 | 5776.9732 | 67118.2966
2022 | 6226.6012 | 5632.5545 | 5627.9331 | 4882.0454 | 5072.5229 | 5540.5851 | 6799.8435 | 6390.7183 | 5515.5596 | 5102.3401 | 5201.3958 | 5844.6079 | 67836.7073
2023 | 6299.909 | 5698.0309 | 5688.7444 | 4931.9242 | 5124.0111 | 5597.0346 | 6871.968 | 6457.9507 | 5574.2375 | 5158.3906 | 5260.8971 | 5914.0835 | 68577.1818
2024 | 6366.0418 | 5753.7774 | 5743.0136 | 4976.0966 | 5169.5653 | 5647.0032 | 6936.1678 | 6517.7274 | 5626.4865 | 5208.5127 | 5314.3856 | 5976.833 | 69235.6109
2025 | 6427.2409 | 5811.6506 | 5793.2634 | 5017.2605 | 5212.4142 | 5694.4388 | 6997.3469 | 6575.3079 | 5677.1109 | 5256.9934 | 5365.7006 | 6036.4344 | 69865.1627
2026 | 6491.6972 | 5869.5133 | 5848.6072 | 5063.7479 | 5260.56 | 5747.1675 | 7063.6024 | 6637.3196 | 5731.0002 | 5307.7912 | 5418.7301 | 6097.3905 | 70537.1272
2027 | 6555.099 | 5926.4434 | 5903.1369 | 5109.6023 | 5308.0569 | 5799.1823 | 7128.9093 | 6698.454 | 5784.1159 | 5357.8632 | 5470.943 | 6157.3497 | 71199.1558
MA Net Forecast (Gross minus BTM PV minus EE)
| Jan | Feb | Mar | Apr | May | Jun | Jul | Aug | Sep | Oct | Nov | Dec | Total
2018 | 5200.2641 | 4706.5547 | 4716.7074 | 4099.8268 | 4260.1224 | 4651.8269 | 5699.9534 | 5357.6287 | 4621.4137 | 4269.8621 | 4346.1437 | 4876.5497 | 56806.8535
2019 | 5107.7636 | 4621.3085 | 4622.4337 | 4012.6996 | 4169.3787 | 4553.6165 | 5585.353 | 5249.5196 | 4529.7524 | 4188.5248 | 4267.5172 | 4792.7704 | 55700.6381
2020 | 5003.0232 | 4522.977 | 4519.5371 | 3919.079 | 4071.5608 | 4447.0493 | 5458.8323 | 5129.721 | 4427.3145 | 4096.4336 | 4177.2338 | 4695.3184 | 54468.0802
2021 | 4930.2479 | 4458.2782 | 4446.0478 | 3851.2837 | 4000.6762 | 4369.9573 | 5368.2715 | 5043.8758 | 4354.1749 | 4031.2775 | 4114.1312 | 4628.0747 | 53596.2966
2022 | 4875.1196 | 4407.3103 | 4389.0951 | 3798.1062 | 3944.9583 | 4309.3445 | 5297.5827 | 4976.6784 | 4297.0118 | 3980.7108 | 4065.6917 | 4577.0981 | 52918.7073
2023 | 4833.5542 | 4368.6434 | 4344.6076 | 3755.8525 | 3900.6058 | 4261.141 | 5242.018 | 4923.7203 | 4252.1156 | 3941.4251 | 4028.6604 | 4538.838 | 52391.1818
2024 | 4796.3192 | 4330.6773 | 4304.1246 | 3717.12 | 3859.9184 | 4216.9385 | 5191.3177 | 4875.3444 | 4211.1642 | 3905.7596 | 3995.2848 | 4504.6422 | 51908.6109
2025 | 4765.7465 | 4305.3509 | 4270.2516 | 3684.6795 | 3826.2005 | 4180.7672 | 5150.4865 | 4836.9052 | 4179.0437 | 3878.0766 | 3969.4805 | 4478.174 | 51525.1627
2026 | 4749.4835 | 4290.034 | 4251.604 | 3666.4269 | 3807.0008 | 4159.9582 | 5127.0172 | 4814.4612 | 4160.1534 | 3861.8834 | 3954.6783 | 4463.4262 | 51306.1272
2027 | 4742.6749 | 4283.3119 | 4241.7752 | 3655.97 | 3795.92 | 4148.0092 | 5114.2806 | 4802.1352 | 4149.9647 | 3853.686 | 3947.8906 | 4457.5374 | 51193.1558
NH Gross Forecast (includes BTM PV and EE)
| Jan | Feb | Mar | Apr | May | Jun | Jul | Aug | Sep | Oct | Nov | Dec | Total
2018 | 1152.4363 | 1032.6821 | 1048.7871 | 932.3534 | 958.3541 | 1024.1865 | 1208.7383 | 1153.0152 | 1006.1345 | 961.4595 | 979.6249 | 1100.8354 | 12558.6071
2019 | 1164.2945 | 1043.308 | 1059.5787 | 941.9469 | 968.2152 | 1034.725 | 1221.1757 | 1164.8793 | 1016.4872 | 971.3526 | 989.7048 | 1112.1625 | 12687.8304
2020 | 1169.9072 | 1048.3374 | 1064.6866 | 946.4878 | 972.8826 | 1039.7131 | 1227.0627 | 1170.4948 | 1021.3874 | 976.0352 | 994.4759 | 1117.524 | 12748.9947
2021 | 1179.5894 | 1057.0135 | 1073.498 | 954.3209 | 980.9343 | 1048.3178 | 1237.2179 | 1180.1819 | 1029.8405 | 984.1129 | 1002.7062 | 1126.7726 | 12854.506
2022 | 1190.2749 | 1066.5886 | 1083.2224 | 962.9658 | 989.8202 | 1057.8141 | 1248.4254 | 1190.8727 | 1039.1694 | 993.0276 | 1011.7894 | 1136.9796 | 12970.9501
2023 | 1201.1534 | 1076.3367 | 1093.1225 | 971.7668 | 998.8666 | 1067.482 | 1259.8354 | 1201.7567 | 1048.6669 | 1002.1034 | 1021.0366 | 1147.3711 | 13089.4982
2024 | 1210.2816 | 1084.5164 | 1101.4298 | 979.1518 | 1006.4576 | 1075.5944 | 1269.4096 | 1210.8895 | 1056.6363 | 1009.719 | 1028.7961 | 1156.0906 | 13188.9728
2025 | 1218.3217 | 1091.721 | 1108.7467 | 985.6564 | 1013.1436 | 1082.7397 | 1277.8424 | 1218.9336 | 1063.6557 | 1016.4266 | 1035.6305 | 1163.7707 | 13276.5887
2026 | 1226.7036 | 1099.2319 | 1116.3748 | 992.4377 | 1020.1139 | 1090.1888 | 1286.6338 | 1227.3198 | 1070.9735 | 1023.4195 | 1042.7555 | 1171.7773 | 13367.9301
2027 | 1235.2186 | 1106.8621 | 1124.1239 | 999.3265 | 1027.1949 | 1097.7562 | 1295.5648 | 1235.839 | 1078.4075 | 1030.5234 | 1049.9936 | 1179.911 | 13460.7215
NH Gross Forecast minus BTM PV impact
| Jan | Feb | Mar | Apr | May | Jun | Jul | Aug | Sep | Oct | Nov | Dec | Total
2018 | 1148.9863 | 1028.5439 | 1041.1111 | 923.5663 | 949.1358 | 1014.1548 | 1198.2228 | 1142.603 | 997.1776 | 954.8309 | 974.9177 | 1097.7652 | 12471.0155
2019 | 1160.1714 | 1038.3708 | 1050.4338 | 931.4998 | 957.2779 | 1022.8478 | 1208.7535 | 1152.6096 | 1005.9561 | 963.5748 | 984.1923 | 1108.5749 | 12584.2627
2020 | 1165.1144 | 1042.4007 | 1054.0804 | 934.389 | 960.2353 | 1025.9999 | 1212.7435 | 1156.3773 | 1009.2901 | 967.1143 | 988.1623 | 1113.4215 | 12629.3285
2021 | 1174.1305 | 1050.4932 | 1061.4463 | 940.5946 | 966.6083 | 1032.8099 | 1221.0529 | 1164.2756 | 1016.2344 | 974.096 | 995.6278 | 1122.1812 | 12719.5507
2022 | 1184.1913 | 1059.3268 | 1069.8076 | 947.6989 | 973.8991 | 1040.5937 | 1230.491 | 1173.2428 | 1024.1025 | 981.9444 | 1003.9637 | 1131.908 | 12821.1699
2023 | 1194.4484 | 1068.3373 | 1078.3516 | 954.9672 | 981.3585 | 1048.5578 | 1240.1406 | 1182.4119 | 1032.1465 | 989.9593 | 1012.4674 | 1141.8217 | 12924.9683
2024 | 1202.9584 | 1075.4712 | 1085.3098 | 960.8276 | 987.3708 | 1054.9752 | 1247.9636 | 1189.8389 | 1038.6701 | 996.5196 | 1019.4873 | 1150.0659 | 13009.4583
2025 | 1210.3834 | 1082.2576 | 1091.2844 | 965.815 | 992.4859 | 1060.4339 | 1254.6539 | 1196.1854 | 1044.2507 | 1002.1772 | 1025.5857 | 1157.273 | 13082.7861
2026 | 1218.1533 | 1089.042 | 1097.5769 | 971.0867 | 997.8932 | 1066.2051 | 1261.7116 | 1202.8827 | 1050.1371 | 1008.1253 | 1031.9785 | 1164.8091 | 13159.6016
2027 | 1226.0593 | 1095.9494 | 1103.9972 | 976.4738 | 1003.4192 | 1072.103 | 1268.9177 | 1209.7217 | 1056.147 | 1014.1951 | 1038.491 | 1172.4759 | 13237.9505
NH Net Forecast (Gross minus BTM PV minus EE)
| Jan | Feb | Mar | Apr | May | Jun | Jul | Aug | Sep | Oct | Nov | Dec | Total
2018 | 1090.8076 | 976.4107 | 988.1648 | 876.4981 | 900.7549 | 962.4505 | 1137.2017 | 1084.3949 | 946.3847 | 906.2932 | 925.463 | 1042.1914 | 11837.0155
2019 | 1092.082 | 977.3569 | 988.4684 | 876.4135 | 900.6555 | 962.3358 | 1137.3376 | 1084.486 | 946.5106 | 906.7689 | 926.3132 | 1043.5343 | 11842.2627
2020 | 1087.665 | 972.9994 | 983.5968 | 871.7303 | 895.8292 | 957.1695 | 1131.5103 | 1078.889 | 941.6729 | 902.4995 | 922.3267 | 1039.44 | 11785.3285
2021 | 1087.9635 | 973.2801 | 983.029 | 870.8831 | 894.9527 | 956.2321 | 1130.6762 | 1078.0653 | 941.0063 | 902.2082 | 922.3818 | 1039.8724 | 11780.5507
2022 | 1089.949 | 974.8776 | 984.0414 | 871.4543 | 895.5282 | 956.8392 | 1131.6445 | 1078.9531 | 941.8242 | 903.3195 | 923.8533 | 1041.8855 | 11794.1699
2023 | 1092.6814 | 977.1453 | 985.7375 | 872.6349 | 896.7302 | 958.116 | 1133.4018 | 1080.5938 | 943.2988 | 905.0567 | 925.9607 | 1044.6113 | 11815.9683
2024 | 1094.4008 | 978.1942 | 986.5158 | 873.0014 | 897.0954 | 958.4986 | 1134.1025 | 1081.2267 | 943.8939 | 905.9517 | 927.2082 | 1046.3691 | 11826.4583
2025 | 1095.5858 | 979.3891 | 986.8116 | 872.9405 | 897.0214 | 958.4117 | 1134.2479 | 1081.3302 | 944.0267 | 906.4033 | 928.0024 | 1047.6156 | 11831.7861
2026 | 1097.9416 | 981.322 | 988.1769 | 873.8321 | 897.9264 | 959.3712 | 1135.627 | 1082.6106 | 945.1863 | 907.8346 | 929.7929 | 1049.98 | 11849.6016
2027 | 1100.9841 | 983.8712 | 990.1712 | 875.2844 | 899.4079 | 960.9469 | 1137.732 | 1084.5837 | 946.9501 | 909.8468 | 932.1712 | 1053.001 | 11874.9505
RI Gross Forecast (includes BTM PV and EE)
| Jan | Feb | Mar | Apr | May | Jun | Jul | Aug | Sep | Oct | Nov | Dec | Total
2018 | 827.1881 | 753.1562 | 766.4811 | 674.5675 | 700.3442 | 776.963 | 982.1485 | 919.5383 | 778.188 | 696.5639 | 702.1136 | 779.8486 | 9357.101
2019 | 830.0773 | 755.7868 | 769.1583 | 676.9236 | 702.7904 | 779.6767 | 985.579 | 922.75 | 780.9061 | 698.9969 | 704.5659 | 782.5725 | 9389.7834
2020 | 832.9482 | 758.4008 | 771.8185 | 679.2648 | 705.2211 | 782.3734 | 988.9877 | 925.9415 | 783.6069 | 701.4145 | 707.0027 | 785.2791 | 9422.2592
2021 | 838.723 | 763.6587 | 777.1695 | 683.9741 | 710.1103 | 787.7975 | 995.8443 | 932.361 | 789.0396 | 706.2774 | 711.9044 | 790.7234 | 9487.5833
2022 | 845.427 | 769.7628 | 783.3815 | 689.4412 | 715.7863 | 794.0945 | 1003.8042 | 939.8135 | 795.3465 | 711.9227 | 717.5947 | 797.0438 | 9563.4188
2023 | 851.8764 | 775.6349 | 789.3576 | 694.7007 | 721.2468 | 800.1523 | 1011.4618 | 946.9829 | 801.4139 | 717.3537 | 723.0689 | 803.1241 | 9636.374
2024 | 857.7109 | 780.9472 | 794.7639 | 699.4586 | 726.1865 | 805.6325 | 1018.3893 | 953.4687 | 806.9027 | 722.2668 | 728.0212 | 808.6246 | 9702.3731
2025 | 863.7417 | 786.4383 | 800.3521 | 704.3768 | 731.2926 | 811.2971 | 1025.5499 | 960.1729 | 812.5763 | 727.3453 | 733.1401 | 814.3103 | 9770.5934
2026 | 870.4067 | 792.5068 | 806.528 | 709.8121 | 736.9356 | 817.5575 | 1033.4635 | 967.582 | 818.8465 | 732.9578 | 738.7974 | 820.5939 | 9845.988
2027 | 877.4688 | 798.9368 | 813.0718 | 715.5711 | 742.9147 | 824.1908 | 1041.8485 | 975.4325 | 825.4903 | 738.9047 | 744.7916 | 827.2518 | 9925.8734
RI Gross Forecast minus BTM PV impact
| Jan | Feb | Mar | Apr | May | Jun | Jul | Aug | Sep | Oct | Nov | Dec | Total
2018 | 824.9422 | 750.5335 | 762.0853 | 669.3377 | 694.7198 | 770.6467 | 975.5272 | 912.747 | 772.4899 | 691.7707 | 698.4439 | 777.1716 | 9300.4156
2019 | 826.5738 | 751.7379 | 762.4303 | 669.0133 | 694.3811 | 770.3406 | 975.9054 | 912.9518 | 772.7738 | 692.2229 | 699.4253 | 778.8581 | 9306.6143
2020 | 828.1935 | 752.7446 | 762.7909 | 668.7275 | 694.0999 | 770.116 | 976.383 | 913.2796 | 773.1746 | 692.783 | 700.4927 | 780.6068 | 9313.392
2021 | 832.8375 | 756.919 | 766.0563 | 671.0486 | 696.5178 | 772.8712 | 980.5541 | 917.0671 | 776.4867 | 695.9282 | 704.1243 | 785.1599 | 9355.5705
2022 | 838.4803 | 761.8195 | 770.3002 | 674.2536 | 699.8437 | 776.6197 | 985.9383 | 921.9821 | 780.7396 | 699.902 | 708.5733 | 790.6048 | 9409.0571
2023 | 843.8738 | 766.4942 | 774.318 | 677.2624 | 702.9659 | 780.142 | 991.0332 | 926.6269 | 784.7632 | 703.6698 | 712.8125 | 795.8141 | 9459.7759
2024 | 848.6577 | 770.246 | 777.7762 | 679.7813 | 705.5796 | 783.0997 | 995.4112 | 930.6012 | 788.2189 | 706.9284 | 716.536 | 800.4482 | 9503.2843
2025 | 853.6434 | 774.9208 | 781.4259 | 682.4714 | 708.3709 | 786.2544 | 1000.0349 | 934.8061 | 791.8694 | 710.3605 | 720.4324 | 805.2716 | 9549.8616
2026 | 859.2685 | 779.81 | 785.6731 | 685.69 | 711.711 | 790.0174 | 1005.4245 | 939.7287 | 796.1267 | 714.3349 | 724.8732 | 810.6974 | 9603.3554
2027 | 865.2959 | 785.0665 | 790.298 | 689.2435 | 715.3988 | 794.166 | 1011.2982 | 945.1053 | 800.7678 | 718.659 | 729.6611 | 816.5036 | 9661.4637
RI Net Forecast (Gross minus BTM PV minus EE)
| Jan | Feb | Mar | Apr | May | Jun | Jul | Aug | Sep | Oct | Nov | Dec | Total
2018 | 699.4111 | 636.2372 | 645.7669 | 566.9678 | 588.4381 | 652.7376 | 826.4799 | 773.2012 | 654.3949 | 586.0627 | 591.8937 | 658.8246 | 7880.4156
2019 | 677.4393 | 615.9507 | 624.2407 | 547.3949 | 568.1154 | 630.2613 | 798.833 | 747.1674 | 632.4736 | 566.6388 | 572.8407 | 638.2585 | 7619.6143
2020 | 656.4281 | 596.3519 | 603.6313 | 528.6537 | 548.6735 | 608.7798 | 772.44 | 722.3377 | 611.584 | 548.1416 | 554.6989 | 618.6714 | 7370.392
2021 | 639.5903 | 580.9671 | 586.9914 | 513.4566 | 532.9038 | 591.3576 | 751.1051 | 702.2451 | 594.6869 | 533.1974 | 540.0969 | 602.9722 | 7169.5705
2022 | 625.431 | 567.8378 | 572.8865 | 500.5131 | 519.4642 | 576.5064 | 732.9777 | 685.1473 | 580.3107 | 520.4961 | 527.738 | 589.7483 | 6999.0571
2023 | 612.7021 | 556.012 | 560.1119 | 488.7431 | 507.2429 | 563.0066 | 716.5552 | 669.6464 | 567.2854 | 509.0032 | 516.595 | 577.8722 | 6844.7759
2024 | 601.1316 | 544.8731 | 548.4159 | 477.9251 | 496.01 | 550.6029 | 701.515 | 655.4404 | 555.3555 | 498.49 | 506.437 | 567.0878 | 6703.2843
2025 | 591.4425 | 536.1865 | 538.4679 | 468.648 | 486.3769 | 539.9738 | 688.7149 | 643.3322 | 545.2005 | 489.5646 | 497.8775 | 558.0764 | 6583.8616
2026 | 584.0725 | 529.2436 | 530.6737 | 461.2691 | 478.7145 | 531.5307 | 678.6749 | 633.8089 | 537.2325 | 482.5961 | 491.2881 | 551.2507 | 6490.3554
2027 | 578.7844 | 524.1974 | 524.8135 | 455.595 | 472.822 | 525.0509 | 671.1135 | 626.6067 | 531.2284 | 477.3915 | 486.4715 | 546.389 | 6420.4637
VT Gross Forecast (includes BTM PV and EE)
| Jan | Feb | Mar | Apr | May | Jun | Jul | Aug | Sep | Oct | Nov | Dec | Total
2018 | 673.3826 | 594.7512 | 602.268 | 529.8341 | 527.9501 | 542.205 | 609.5146 | 595.2591 | 539.4112 | 546.0035 | 561.4937 | 634.4055 | 6956.4786
2019 | 678.3173 | 599.1097 | 606.6815 | 533.7168 | 531.819 | 546.1784 | 613.9813 | 599.6213 | 543.3641 | 550.0048 | 565.6085 | 639.0545 | 7007.4572
2020 | 681.4746 | 601.8983 | 609.5054 | 536.2011 | 534.2945 | 548.7206 | 616.8391 | 602.4123 | 545.8932 | 552.5648 | 568.2412 | 642.0291 | 7040.0744
2021 | 686.3329 | 606.1893 | 613.8506 | 540.0237 | 538.1035 | 552.6325 | 621.2366 | 606.707 | 549.7849 | 556.5041 | 572.2922 | 646.6062 | 7090.2635
2022 | 691.177 | 610.4678 | 618.1832 | 543.8352 | 541.9014 | 556.5329 | 625.6213 | 610.9891 | 553.6653 | 560.4319 | 576.3314 | 651.1699 | 7140.3063
2023 | 695.8126 | 614.562 | 622.3292 | 547.4825 | 545.5358 | 560.2655 | 629.8172 | 615.0869 | 557.3786 | 564.1906 | 580.1968 | 655.5371 | 7188.1947
2024 | 699.8256 | 618.1065 | 625.9184 | 550.6401 | 548.6821 | 563.4968 | 633.4496 | 618.6343 | 560.5933 | 567.4445 | 583.543 | 659.3179 | 7229.6521
2025 | 703.7346 | 621.559 | 629.4146 | 553.7158 | 551.7469 | 566.6443 | 636.9878 | 622.0898 | 563.7245 | 570.6141 | 586.8025 | 663.0006 | 7270.0344
2026 | 707.7283 | 625.0864 | 632.9866 | 556.8582 | 554.8781 | 569.86 | 640.6028 | 625.6202 | 566.9237 | 573.8523 | 590.1326 | 666.7632 | 7311.2924
2027 | 711.7834 | 628.6679 | 636.6134 | 560.0488 | 558.0574 | 573.1251 | 644.2732 | 629.2048 | 570.172 | 577.1403 | 593.5139 | 670.5836 | 7353.1838
VT Gross Forecast minus BTM PV impact
| Jan | Feb | Mar | Apr | May | Jun | Jul | Aug | Sep | Oct | Nov | Dec | Total
2018 | 661.4348 | 580.35 | 573.1651 | 493.7672 | 488.1463 | 501.1549 | 566.1606 | 553.4699 | 502.4761 | 521.2921 | 544.9932 | 625.4142 | 6611.8243
2019 | 664.9541 | 583.0401 | 574.272 | 493.6664 | 487.748 | 500.8645 | 566.2777 | 553.8062 | 503.0041 | 523.0862 | 547.6859 | 629.3202 | 6627.7254
2020 | 667.124 | 584.03 | 574.7195 | 493.229 | 487.0253 | 500.1364 | 565.7131 | 553.3325 | 502.6751 | 523.7505 | 549.0636 | 631.6175 | 6632.4165
2021 | 671.0002 | 587.7647 | 576.7144 | 494.1734 | 487.6967 | 500.8537 | 566.7831 | 554.4701 | 503.8167 | 525.8747 | 551.9184 | 635.5524 | 6656.6185
2022 | 674.9254 | 590.9427 | 578.8353 | 495.2656 | 488.5181 | 501.7104 | 567.9825 | 555.7138 | 505.0369 | 528.0382 | 554.7895 | 639.4857 | 6681.2441
2023 | 678.6468 | 593.9421 | 580.7809 | 496.2077 | 489.1912 | 502.4148 | 569.0095 | 556.7887 | 506.1037 | 530.0416 | 557.4927 | 643.2259 | 6703.8456
2024 | 681.7504 | 595.622 | 582.1817 | 496.6746 | 489.3923 | 502.6344 | 569.4901 | 557.3296 | 506.6862 | 531.5497 | 559.6831 | 646.3829 | 6719.3769
2025 | 684.7548 | 598.7666 | 583.5 | 497.0727 | 489.526 | 502.7848 | 569.8918 | 557.7932 | 507.1981 | 532.982 | 561.7924 | 649.4449 | 6735.5071
2026 | 687.8483 | 601.2159 | 584.9053 | 497.5512 | 489.7414 | 503.0188 | 570.3864 | 558.347 | 507.7913 | 534.4919 | 563.9782 | 652.59 | 6751.8657
2027 | 691.0078 | 603.7249 | 586.3766 | 498.0917 | 490.0197 | 503.3176 | 570.9525 | 558.9704 | 508.4471 | 536.0717 | 566.2268 | 655.7981 | 6769.005
VT Net Forecast (Gross minus BTM PV minus EE)
| Jan | Feb | Mar | Apr | May | Jun | Jul | Aug | Sep | Oct | Nov | Dec | Total
2018 | 584.2857 | 512.2097 | 504.1636 | 433.0644 | 427.6593 | 439.0348 | 496.3288 | 485.2714 | 440.6761 | 458.7367 | 480.6631 | 552.7307 | 5814.8243
2019 | 575.7051 | 504.2128 | 494.4484 | 423.443 | 417.7744 | 429.0015 | 485.4937 | 474.9116 | 431.5115 | 450.7198 | 473.2665 | 545.2372 | 5705.7254
2020 | 566.4527 | 495.1141 | 484.6799 | 414.0183 | 408.0962 | 419.0762 | 474.5902 | 464.3408 | 422.0326 | 442.1224 | 465.1197 | 536.7733 | 5592.4165
2021 | 559.5842 | 489.3588 | 477.0648 | 406.5085 | 400.3435 | 411.1419 | 465.9345 | 455.9802 | 414.5672 | 435.5345 | 459.0151 | 530.5854 | 5505.6185
2022 | 553.4423 | 483.6452 | 470.1817 | 399.6796 | 393.272 | 403.8926 | 458.0216 | 448.3247 | 407.7232 | 429.5351 | 453.4919 | 525.0343 | 5426.2441
2023 | 547.8709 | 478.437 | 463.816 | 393.31 | 386.6594 | 397.1146 | 450.6372 | 441.1849 | 401.346 | 424.0036 | 448.4464 | 520.0196 | 5352.8456
2024 | 542.4561 | 472.5933 | 457.598 | 387.0744 | 380.1818 | 390.4752 | 443.4074 | 434.1958 | 395.1049 | 418.6048 | 443.5339 | 515.1513 | 5280.3769
2025 | 537.7166 | 468.8981 | 451.9902 | 381.3794 | 374.2441 | 384.3902 | 436.7997 | 427.8138 | 389.4135 | 413.7579 | 439.1859 | 510.9176 | 5216.5071
2026 | 533.7438 | 465.1062 | 447.0754 | 376.298 | 368.9192 | 378.9344 | 430.8981 | 422.1211 | 384.3463 | 409.5382 | 435.4796 | 507.4054 | 5159.8657
2027 | 530.9017 | 462.3145 | 443.1789 | 372.1163 | 364.4922 | 374.4008 | 426.0319 | 417.4393 | 380.1945 | 406.2517 | 432.7238 | 504.9593 | 5115.005

## 7 Distbn
CELT/Gross Seasonal Peak Load Forecast Distribution with Probabilities of Being Exceeded 1
Peak Loads at milder than expected weather |  |  |  |  | Expected Peak Forecast | Peak Loads at more extreme than expected weather
ISO-NE | 0.1 | 0.2 | 0.3 | 0.4 | 0.5 | 0.6 | 0.7 | 0.8 | 0.9 | 0.95
SUMMER
2018 | 27631.5893 | 27894.1045 | 28234.1689 | 28633.0301 | 29060.0246 | 29527.4092 | 30002.6177 | 30671.7204 | 31451.2624 | 32140.0513
2019 | 27852.8901 | 28118.4011 | 28462.3463 | 28865.7592 | 29297.6264 | 29770.3447 | 30250.9762 | 30927.7146 | 31716.1527 | 32412.8019
2020 | 28042.7124 | 28311.2192 | 28659.0451 | 29067.0098 | 29503.7498 | 29981.8018 | 30467.8563 | 31152.2303 | 31949.5644 | 32654.0739
2021 | 28266.6263 | 28538.1288 | 28889.8356 | 29302.352 | 29743.9647 | 30227.3504 | 30718.8279 | 31410.8377 | 32217.0677 | 32929.4376
2022 | 28499.8987 | 28774.397 | 29129.9845 | 29547.0526 | 29993.5382 | 30482.2576 | 30979.1581 | 31678.8035 | 32493.9295 | 33214.1597
2023 | 28735.1765 | 29012.6706 | 29372.1388 | 29793.7587 | 30245.117 | 30739.1701 | 31241.4936 | 31948.7747 | 32772.7967 | 33500.8872
2024 | 28959.6981 | 29240.188 | 29603.5369 | 30029.7085 | 30485.9396 | 30985.3265 | 31493.0729 | 32207.9897 | 33040.9077 | 33776.8586
2025 | 29177.8997 | 29461.3853 | 29828.615 | 30259.3384 | 30720.4423 | 31225.1628 | 31738.3323 | 32460.8847 | 33302.6987 | 34046.5099
2026 | 29397.6205 | 29684.1019 | 30055.2124 | 30490.4875 | 30956.4641 | 31466.5184 | 31985.1108 | 32715.299 | 33566.0089 | 34317.6805
2027 | 29616.4906 | 29905.9677 | 30280.959 | 30720.7858 | 31191.6352 | 31707.0232 | 32231.0386 | 32968.8624 | 33828.4684 | 34588.0003
WTHI2 | 78.49 | 78.73 | 79 | 79.39 | 79.88 | 80.3 | 80.72 | 81.14 | 81.96 | 82.33
Dry-Bulb Temperature3 | 88.5 | 88.9 | 89.2 | 89.9 | 90.2 | 91.2 | 92.2 | 92.9 | 94.2 | 95.4
WINTER
18/19 | 22584.9777 | 22708.5836 | 22805.8432 | 22870.6734 | 23025.5898 | 23182.6773 | 23357.3117 | 23463.7477 | 23725.3005 | 24105.627
19/20 | 22696.934 | 22820.54 | 22917.7996 | 22982.6298 | 23137.5461 | 23294.6337 | 23469.2681 | 23575.7041 | 23837.2568 | 24217.5833
20/21 | 22765.3518 | 22888.9577 | 22986.2173 | 23051.0475 | 23205.9639 | 23363.0514 | 23537.6858 | 23644.1218 | 23905.6745 | 24286.0011
21/22 | 22880.9223 | 23004.5283 | 23101.7879 | 23166.6181 | 23321.5344 | 23478.622 | 23653.2564 | 23759.6924 | 24021.2451 | 24401.5716
22/23 | 23009.4368 | 23133.0427 | 23230.3023 | 23295.1325 | 23450.0488 | 23607.1364 | 23781.7708 | 23888.2068 | 24149.7595 | 24530.0861
23/24 | 23140.7249 | 23264.3309 | 23361.5904 | 23426.4206 | 23581.337 | 23738.4245 | 23913.0589 | 24019.4949 | 24281.0477 | 24661.3742
24/25 | 23257.136 | 23380.7419 | 23478.0015 | 23542.8317 | 23697.748 | 23854.8356 | 24029.47 | 24135.906 | 24397.4587 | 24777.7853
25/26 | 23364.8057 | 23488.4116 | 23585.6712 | 23650.5014 | 23805.4177 | 23962.5053 | 24137.1397 | 24243.5757 | 24505.1284 | 24885.455
26/27 | 23474.5767 | 23598.1826 | 23695.4422 | 23760.2724 | 23915.1887 | 24072.2763 | 24246.9107 | 24353.3467 | 24614.8994 | 24995.226
27/28 | 23583.171 | 23706.7769 | 23804.0365 | 23868.8667 | 24023.783 | 24180.8706 | 24355.505 | 24461.941 | 24723.4937 | 25103.8203
Dry-Bulb Temperature4 | 10.72 | 9.66 | 8.84 | 8.3 | 7.03 | 5.77 | 4.4 | 3.58 | 1.61 | -1.15
CT | 0.1 | 0.2 | 0.3 | 0.4 | 0.5 | 0.6 | 0.7 | 0.8 | 0.9 | 0.95
SUMMER
2018 | 6993.2356 | 7059.1299 | 7152.6609 | 7259.609 | 7399.9775 | 7483.381 | 7621.4732 | 7775.0873 | 8037.3113 | 8289.2665
2019 | 7025.6164 | 7091.9314 | 7186.0722 | 7293.656 | 7434.9527 | 7518.7069 | 7657.6796 | 7812.3526 | 8075.8007 | 8329.4131
2020 | 7050.7299 | 7117.4691 | 7212.2235 | 7320.4435 | 7462.6787 | 7546.7773 | 7686.6369 | 7842.3792 | 8107.0473 | 8362.3305
2021 | 7084.0018 | 7151.1624 | 7246.5283 | 7355.3835 | 7498.5547 | 7583 | 7723.7409 | 7880.5461 | 8146.4417 | 8403.3746
2022 | 7119.0517 | 7186.6322 | 7282.6075 | 7392.0955 | 7536.2071 | 7620.9961 | 7762.6159 | 7920.4776 | 8187.6122 | 8446.1906
2023 | 7154.2344 | 7222.2342 | 7318.8173 | 7428.9366 | 7573.9875 | 7659.123 | 7801.6204 | 7960.5343 | 8228.9168 | 8489.1401
2024 | 7186.9578 | 7255.3781 | 7352.5699 | 7463.321 | 7609.3139 | 7694.7953 | 7838.1723 | 7998.1406 | 8267.7722 | 8529.6468
2025 | 7218.3229 | 7287.1645 | 7384.9659 | 7496.3493 | 7643.2861 | 7729.1132 | 7873.3714 | 8034.3961 | 8305.2779 | 8568.8077
2026 | 7250.0146 | 7319.2773 | 7417.6879 | 7529.7034 | 7677.5836 | 7763.7583 | 7908.8975 | 8070.9771 | 8343.1136 | 8608.2995
2027 | 7281.4935 | 7351.1771 | 7450.1966 | 7562.8443 | 7711.6559 | 7798.1916 | 7944.2118 | 8107.3449 | 8380.7401 | 8647.5826
WINTER
18/19 | 5552.6355 | 5582.4332 | 5606.9669 | 5626.3115 | 5669.1574 | 5715.6339 | 5754.3108 | 5777.2429 | 5842.2961 | 5960.0606
19/20 | 5565.4781 | 5595.2645 | 5619.7948 | 5639.1576 | 5681.9767 | 5728.4452 | 5767.1007 | 5790.0424 | 5855.1252 | 5972.8132
20/21 | 5569.1331 | 5598.9096 | 5623.4362 | 5642.8159 | 5685.6118 | 5732.0732 | 5770.7091 | 5793.6594 | 5858.7685 | 5976.3903
21/22 | 5582.2317 | 5611.9981 | 5636.519 | 5655.9172 | 5698.6864 | 5745.1352 | 5783.7503 | 5806.7115 | 5871.8501 | 5989.3892
22/23 | 5597.3684 | 5627.1245 | 5651.6385 | 5671.0565 | 5713.7969 | 5760.2314 | 5798.8245 | 5821.7977 | 5886.9674 | 6004.4174
23/24 | 5612.6476 | 5642.3932 | 5666.8962 | 5686.3382 | 5729.0485 | 5775.4681 | 5814.0387 | 5837.0243 | 5902.2253 | 6019.5839
24/25 | 5624.9954 | 5654.7308 | 5679.2181 | 5698.6883 | 5741.3701 | 5787.7761 | 5826.3249 | 5849.3219 | 5914.5524 | 6031.8251
25/26 | 5635.6739 | 5665.3992 | 5689.8714 | 5709.3687 | 5752.0233 | 5798.4162 | 5836.9436 | 5859.9514 | 5925.2102 | 6042.4005
26/27 | 5646.7867 | 5676.5019 | 5700.9592 | 5720.4832 | 5763.1108 | 5809.4907 | 5847.9964 | 5871.015 | 5936.3017 | 6053.41
27/28 | 5657.6871 | 5687.392 | 5711.8347 | 5731.385 | 5773.9861 | 5820.3529 | 5858.8371 | 5881.8661 | 5947.1801 | 6064.2073
ME | 0.1 | 0.2 | 0.3 | 0.4 | 0.5 | 0.6 | 0.7 | 0.8 | 0.9 | 0.95
SUMMER
2018 | 2055.2246 | 2065.9859 | 2085.9219 | 2105.5855 | 2111.3115 | 2141.5761 | 2170.8539 | 2218.5827 | 2244.2732 | 2261.9946
2019 | 2063.9172 | 2074.7011 | 2094.7333 | 2114.5098 | 2120.25 | 2150.5614 | 2179.9552 | 2227.8564 | 2253.6171 | 2271.3515
2020 | 2070.5652 | 2081.3684 | 2101.4965 | 2121.3851 | 2127.1325 | 2157.4909 | 2187 | 2235.0746 | 2260.8988 | 2278.6412
2021 | 2083.6602 | 2094.4872 | 2114.7278 | 2134.7539 | 2140.4828 | 2170.9175 | 2200.5524 | 2248.8315 | 2274.6998 | 2292.4416
2022 | 2099.1908 | 2110.0431 | 2130.4031 | 2150.5778 | 2156.2608 | 2186.7996 | 2216.5648 | 2265.0623 | 2290.9647 | 2308.7016
2023 | 2115.5505 | 2126.429 | 2146.9112 | 2167.2387 | 2172.8744 | 2203.5191 | 2233.4164 | 2282.1379 | 2308.0704 | 2325.8013
2024 | 2130.2322 | 2141.1356 | 2161.7362 | 2182.2104 | 2187.7996 | 2218.5485 | 2248.5755 | 2297.5142 | 2323.4807 | 2341.2076
2025 | 2143.989 | 2154.9166 | 2175.6336 | 2196.2511 | 2201.7937 | 2232.6461 | 2262.8016 | 2311.9539 | 2337.9561 | 2355.6799
2026 | 2157.5779 | 2168.5299 | 2189.3621 | 2210.1212 | 2215.6187 | 2246.5741 | 2276.8575 | 2326.2217 | 2352.2613 | 2369.9835
2027 | 2170.9245 | 2181.901 | 2202.8479 | 2223.7473 | 2229.2442 | 2260.2588 | 2290.6697 | 2340.2447 | 2366.3227 | 2384.0444
WINTER
18/19 | 2039.7062 | 2048.3958 | 2050.6238 | 2053.6819 | 2066.7069 | 2076.1282 | 2087.668 | 2106.9316 | 2124.8756 | 2143.9614
19/20 | 2051.7219 | 2060.4154 | 2062.6443 | 2065.7034 | 2078.7307 | 2088.1575 | 2099.7029 | 2118.9587 | 2136.9022 | 2156.0045
20/21 | 2059.7586 | 2068.4551 | 2070.6851 | 2073.7442 | 2086.774 | 2096.2051 | 2107.755 | 2127.0048 | 2144.947 | 2164.0627
21/22 | 2078.9329 | 2087.6369 | 2089.8762 | 2092.9236 | 2105.9717 | 2115.4159 | 2126.9748 | 2146.2084 | 2164.1387 | 2183.2998
22/23 | 2102.2568 | 2110.9701 | 2113.2223 | 2116.2529 | 2129.3256 | 2138.7864 | 2150.3561 | 2169.5699 | 2187.4837 | 2206.703
23/24 | 2126.9715 | 2135.6948 | 2137.9614 | 2140.9732 | 2154.0727 | 2163.5516 | 2175.1328 | 2194.3256 | 2212.2215 | 2231.5037
24/25 | 2148.7245 | 2157.4566 | 2159.7362 | 2162.7315 | 2175.854 | 2185.3487 | 2196.9403 | 2216.115 | 2233.9957 | 2253.3328
25/26 | 2168.8133 | 2177.5537 | 2179.8451 | 2182.8255 | 2195.969 | 2205.4782 | 2217.0795 | 2236.2376 | 2254.1048 | 2273.4922
26/27 | 2188.6279 | 2197.3764 | 2199.6789 | 2202.6454 | 2215.8088 | 2225.3318 | 2236.9426 | 2256.0849 | 2273.9395 | 2293.375
27/28 | 2208.027 | 2216.7834 | 2219.0965 | 2222.0499 | 2235.2325 | 2244.769 | 2256.389 | 2275.5161 | 2293.359 | 2312.841
MA | 0.1 | 0.2 | 0.3 | 0.4 | 0.5 | 0.6 | 0.7 | 0.8 | 0.9 | 0.95
SUMMER
2018 | 13133.6739 | 13265.8378 | 13430.2296 | 13632.1678 | 13836.034 | 14112.2831 | 14331.0521 | 14646.2082 | 14950.99 | 15277.2498
2019 | 13269.7767 | 13403.8311 | 13570.6048 | 13775.451 | 13982.3054 | 14262.4809 | 14484.4931 | 14804.1117 | 15113.6537 | 15444.846
2020 | 13390.5724 | 13526.5197 | 13695.6786 | 13903.4352 | 14113.2708 | 14397.3897 | 14622.644 | 14946.7386 | 15261.0154 | 15597.1222
2021 | 13524.5791 | 13662.418 | 13833.9474 | 14044.5919 | 14257.4298 | 14545.4612 | 14773.9514 | 15102.4962 | 15421.54 | 15762.5865
2022 | 13662.4538 | 13802.1845 | 13976.0814 | 14189.6088 | 14405.465 | 14697.389 | 14929.1137 | 15262.1048 | 15585.9175 | 15931.9076
2023 | 13801.4964 | 13943.119 | 14119.3843 | 14335.7948 | 14554.6706 | 14850.4828 | 15085.4423 | 15422.8816 | 15751.4593 | 16102.3906
2024 | 13936.1239 | 14079.6386 | 14258.2767 | 14477.5763 | 14699.4683 | 14999.1727 | 15237.3686 | 15579.2649 | 15912.5942 | 16268.4567
2025 | 14067.6272 | 14213.0339 | 14394.0459 | 14616.2354 | 14841.1415 | 15144.741 | 15386.1731 | 15732.5291 | 16070.6031 | 16431.3929
2026 | 14199.8033 | 14347.1017 | 14530.4876 | 14755.5669 | 14983.4867 | 15290.9795 | 15535.6479 | 15886.4636 | 16229.2796 | 16594.997
2027 | 14331.0476 | 14480.2372 | 14665.9953 | 14893.9616 | 15124.8723 | 15436.2799 | 15684.1835 | 16039.4555 | 16387.0139 | 16757.6622
WINTER
18/19 | 10432.4735 | 10497.1175 | 10552.8172 | 10583.6888 | 10651.5411 | 10725.2424 | 10818.1048 | 10860.6078 | 10972.7552 | 11180.0596
19/20 | 10504.0749 | 10568.7327 | 10624.4367 | 10655.2719 | 10723.167 | 10796.8684 | 10889.7581 | 10932.247 | 11044.3601 | 11251.724
20/21 | 10551.5391 | 10616.2089 | 10671.9156 | 10702.7225 | 10770.6517 | 10844.3523 | 10937.2644 | 10979.7426 | 11091.8284 | 11299.2398
21/22 | 10618.7676 | 10683.4477 | 10739.1507 | 10769.9343 | 10837.8893 | 10911.5859 | 11004.5197 | 11046.9924 | 11159.0577 | 11366.4966
22/23 | 10691.6659 | 10756.3567 | 10812.0535 | 10842.8156 | 10910.7938 | 10984.4852 | 11077.4413 | 11119.9104 | 11231.9568 | 11439.4187
23/24 | 10766.2636 | 10830.9658 | 10886.658 | 10917.3966 | 10985.3976 | 11059.0839 | 11152.063 | 11194.5288 | 11306.5563 | 11514.0417
24/25 | 10834.1102 | 10898.8239 | 10954.5161 | 10985.2279 | 11053.2527 | 11126.9346 | 11219.9363 | 11262.3983 | 11374.4064 | 11581.9184
25/26 | 10897.1207 | 10961.8453 | 11017.5378 | 11048.2243 | 11116.2717 | 11189.9495 | 11282.9723 | 11325.431 | 11437.421 | 11644.9582
26/27 | 10961.2035 | 11025.9391 | 11081.6321 | 11112.2935 | 11180.3637 | 11254.0375 | 11347.0813 | 11389.5366 | 11501.5089 | 11709.0716
27/28 | 11024.0368 | 11088.7824 | 11144.476 | 11175.1136 | 11243.2052 | 11316.8752 | 11409.9386 | 11452.3913 | 11564.3474 | 11771.9333
NH | 0.1 | 0.2 | 0.3 | 0.4 | 0.5 | 0.6 | 0.7 | 0.8 | 0.9 | 0.95
SUMMER
2018 | 2382.6537 | 2409.388 | 2440.3737 | 2463.3937 | 2500.6514 | 2530.3695 | 2566.5257 | 2648.3112 | 2692.6401 | 2728.8548
2019 | 2404.8312 | 2431.844 | 2463.1732 | 2486.4286 | 2524.0711 | 2554.0646 | 2590.6081 | 2673.2973 | 2718.0406 | 2754.5539
2020 | 2420.3102 | 2447.5965 | 2479.2528 | 2502.7211 | 2540.7561 | 2571.0168 | 2607.9375 | 2691.4878 | 2736.6813 | 2773.5224
2021 | 2440.0352 | 2467.596 | 2499.5845 | 2523.2755 | 2561.7031 | 2592.2322 | 2629.534 | 2713.9549 | 2759.5854 | 2796.7527
2022 | 2460.6938 | 2488.5293 | 2520.8506 | 2544.7655 | 2583.5883 | 2614.3838 | 2652.0673 | 2737.359 | 2783.4241 | 2820.9198
2023 | 2481.5095 | 2509.6198 | 2542.2736 | 2566.4128 | 2605.6311 | 2636.6929 | 2674.7583 | 2760.9201 | 2807.4192 | 2845.2451
2024 | 2500.5784 | 2528.9627 | 2561.9455 | 2586.3041 | 2625.9193 | 2657.2459 | 2695.6909 | 2782.7147 | 2829.6553 | 2867.8168
2025 | 2518.4922 | 2547.1497 | 2580.4592 | 2605.0333 | 2645.0466 | 2676.6368 | 2715.4598 | 2803.3395 | 2850.7271 | 2889.2282
2026 | 2536.7156 | 2565.6467 | 2599.2835 | 2624.0741 | 2664.4852 | 2696.3394 | 2735.5409 | 2824.2787 | 2872.1113 | 2910.951
2027 | 2555.1473 | 2584.3524 | 2618.3178 | 2643.3262 | 2684.1306 | 2716.2534 | 2755.834 | 2845.4335 | 2893.7084 | 2932.8839
WINTER
18/19 | 2004.7915 | 2012.4125 | 2021.396 | 2026.9495 | 2041.3106 | 2055.1581 | 2075.0028 | 2085.1289 | 2122.5018 | 2137.4699
19/20 | 2012.0815 | 2019.6985 | 2028.6831 | 2034.2426 | 2048.5944 | 2062.4455 | 2082.2826 | 2092.4118 | 2129.7809 | 2144.7582
20/21 | 2015.2339 | 2022.8462 | 2031.8316 | 2037.3975 | 2051.7402 | 2065.5943 | 2085.424 | 2095.5567 | 2132.9248 | 2147.9076
21/22 | 2020.7543 | 2028.3593 | 2037.3457 | 2042.9218 | 2057.2508 | 2071.1086 | 2090.9262 | 2101.0646 | 2138.4306 | 2153.4227
22/23 | 2026.7879 | 2034.3849 | 2043.3721 | 2048.9597 | 2063.2732 | 2077.135 | 2096.9391 | 2107.0839 | 2144.4478 | 2159.4498
23/24 | 2032.89 | 2040.4789 | 2049.4671 | 2055.0661 | 2069.3638 | 2083.2295 | 2103.0198 | 2113.1711 | 2150.5325 | 2165.5448
24/25 | 2037.9682 | 2045.5494 | 2054.5392 | 2060.1483 | 2074.4311 | 2088.3004 | 2108.0777 | 2118.2352 | 2155.5947 | 2170.6158
25/26 | 2042.3626 | 2049.9361 | 2058.9275 | 2064.5462 | 2078.8147 | 2092.6874 | 2112.4521 | 2122.6157 | 2159.9737 | 2175.0026
26/27 | 2046.9686 | 2054.5346 | 2063.5275 | 2069.1557 | 2083.4101 | 2097.2861 | 2117.0384 | 2127.2077 | 2164.5644 | 2179.6008
27/28 | 2051.7132 | 2059.2721 | 2068.2664 | 2073.9036 | 2088.1446 | 2102.0237 | 2121.764 | 2131.9389 | 2169.2936 | 2184.3377
RI | 0.1 | 0.2 | 0.3 | 0.4 | 0.5 | 0.6 | 0.7 | 0.8 | 0.9 | 0.95
SUMMER
2018 | 2000.5466 | 2019.7073 | 2044.1687 | 2080.8652 | 2099.4982 | 2140.2569 | 2174.1906 | 2238.4161 | 2366.9481 | 2417.0773
2019 | 2017.6517 | 2037.1115 | 2061.9624 | 2099.218 | 2118.159 | 2159.5834 | 2194.0874 | 2259.3214 | 2390.0878 | 2441.0856
2020 | 2035.1918 | 2054.9529 | 2080.201 | 2118.0345 | 2137.2785 | 2179.3688 | 2214.4472 | 2280.7069 | 2413.7171 | 2465.5679
2021 | 2054.2042 | 2074.2656 | 2099.9084 | 2138.3111 | 2157.8645 | 2200.6167 | 2236.2683 | 2303.5463 | 2438.7833 | 2491.4896
2022 | 2073.6173 | 2093.9787 | 2120.0155 | 2158.9848 | 2178.8509 | 2222.2623 | 2258.4867 | 2326.7811 | 2464.2395 | 2517.802
2023 | 2092.8655 | 2113.5268 | 2139.9566 | 2179.4903 | 2199.6698 | 2243.7399 | 2280.5364 | 2349.8455 | 2489.5232 | 2543.9431
2024 | 2111.861 | 2132.8227 | 2159.6469 | 2199.749 | 2220.2402 | 2264.9693 | 2302.3388 | 2372.666 | 2514.5665 | 2569.841
2025 | 2131.1359 | 2152.3985 | 2179.6193 | 2220.2948 | 2241.0967 | 2286.4844 | 2324.428 | 2395.7778 | 2539.9022 | 2596.0271
2026 | 2150.7444 | 2172.3079 | 2199.926 | 2241.1763 | 2262.2886 | 2308.3345 | 2346.8527 | 2419.2262 | 2565.5724 | 2622.546
2027 | 2170.6338 | 2192.4983 | 2220.5148 | 2262.3419 | 2283.7612 | 2330.4682 | 2369.5615 | 2442.9602 | 2591.5262 | 2649.3462
WINTER
18/19 | 1455.8613 | 1463.7927 | 1468.5019 | 1472.787 | 1482.2902 | 1491.1218 | 1498.6191 | 1506.8281 | 1530.625 | 1541.8434
19/20 | 1457.7827 | 1465.7101 | 1470.416 | 1474.7113 | 1484.2051 | 1493.0328 | 1500.5217 | 1508.7392 | 1532.5427 | 1543.7468
20/21 | 1459.8727 | 1467.7984 | 1472.503 | 1476.8027 | 1486.2921 | 1495.1184 | 1502.6042 | 1510.8255 | 1534.6308 | 1545.8305
21/22 | 1464.4183 | 1472.3421 | 1477.0451 | 1481.3504 | 1490.8344 | 1499.6585 | 1507.1414 | 1515.3674 | 1539.1734 | 1550.3699
22/23 | 1469.6216 | 1477.5436 | 1482.2447 | 1486.5559 | 1496.0344 | 1504.856 | 1512.3359 | 1520.567 | 1544.3734 | 1555.5667
23/24 | 1474.6084 | 1482.5283 | 1487.2274 | 1491.545 | 1501.0172 | 1509.836 | 1517.3122 | 1525.549 | 1549.3563 | 1560.5453
24/25 | 1479.1166 | 1487.0347 | 1491.7327 | 1496.0552 | 1505.5219 | 1514.3383 | 1521.8115 | 1530.0532 | 1553.8609 | 1565.0465
25/26 | 1483.9534 | 1491.8703 | 1496.5678 | 1500.8936 | 1510.3563 | 1519.171 | 1526.6428 | 1534.8879 | 1558.6947 | 1569.8799
26/27 | 1489.3064 | 1497.2224 | 1501.9196 | 1506.2479 | 1515.7072 | 1524.5208 | 1531.9919 | 1540.2397 | 1564.045 | 1575.2311
27/28 | 1495.0848 | 1503.0002 | 1507.6977 | 1512.0276 | 1521.4843 | 1530.2972 | 1537.7685 | 1546.0183 | 1569.821 | 1581.0102
VT | 0.1 | 0.2 | 0.3 | 0.4 | 0.5 | 0.6 | 0.7 | 0.8 | 0.9 | 0.95
SUMMER
2018 | 1066.2549 | 1074.0556 | 1080.8141 | 1091.409 | 1112.5518 | 1119.5427 | 1138.5221 | 1145.1149 | 1159.0997 | 1165.6083
2019 | 1071.0969 | 1078.9819 | 1085.8004 | 1096.4958 | 1117.8883 | 1124.9475 | 1144.153 | 1150.7752 | 1164.9528 | 1171.5517
2020 | 1075.3429 | 1083.3126 | 1090.1926 | 1100.9904 | 1122.6331 | 1129.7582 | 1149.1907 | 1155.8434 | 1170.2045 | 1176.8897
2021 | 1080.1458 | 1088.1998 | 1095.1392 | 1106.0361 | 1127.9298 | 1135.1227 | 1154.7808 | 1161.4626 | 1176.0175 | 1182.7926
2022 | 1084.8914 | 1093.0292 | 1100.0264 | 1111.0201 | 1133.166 | 1140.4267 | 1160.3096 | 1167.0187 | 1181.7715 | 1188.6382
2023 | 1089.5201 | 1097.7418 | 1104.7958 | 1115.8854 | 1138.2835 | 1145.6124 | 1165.7198 | 1172.4553 | 1187.4079 | 1194.3671
2024 | 1093.9448 | 1102.2504 | 1109.3617 | 1120.5478 | 1143.1984 | 1150.5948 | 1170.9269 | 1177.6892 | 1192.8387 | 1199.8897
2025 | 1098.3324 | 1106.7221 | 1113.8912 | 1125.1745 | 1148.0777 | 1155.5413 | 1176.0984 | 1182.8882 | 1198.2323 | 1205.374
2026 | 1102.7646 | 1111.2384 | 1118.4652 | 1129.8456 | 1153.0013 | 1160.5324 | 1181.3143 | 1188.1316 | 1203.6707 | 1210.9035
2027 | 1107.2437 | 1115.8017 | 1123.0866 | 1134.5644 | 1157.9709 | 1165.5713 | 1186.5782 | 1193.4236 | 1209.1571 | 1216.481
WINTER | bar: 0.5
18/19 | 1099.5098 | 1104.4319 | 1105.5373 | 1107.2548 | 1114.5836 | 1119.3929 | 1123.6063 | 1127.0085 | 1132.2467 | 1142.2321
19/20 | 1105.7949 | 1110.7187 | 1111.8246 | 1113.5429 | 1120.8722 | 1125.6842 | 1129.902 | 1133.305 | 1138.5457 | 1148.5366
20/21 | 1109.8143 | 1114.7396 | 1115.8458 | 1117.5647 | 1124.8941 | 1129.7081 | 1133.9292 | 1137.3328 | 1142.5751 | 1152.5702
21/22 | 1115.8176 | 1120.7441 | 1121.8511 | 1123.5709 | 1130.9018 | 1135.7178 | 1139.944 | 1143.3481 | 1148.5946 | 1158.5934
22/23 | 1121.7362 | 1126.6629 | 1127.7712 | 1129.4919 | 1136.825 | 1141.6424 | 1145.8739 | 1149.2779 | 1154.5305 | 1164.5303
23/24 | 1127.3438 | 1132.2699 | 1133.3803 | 1135.1015 | 1142.4371 | 1147.2555 | 1151.4925 | 1154.896 | 1160.1557 | 1170.1548
24/25 | 1132.2211 | 1137.1464 | 1138.2592 | 1139.9806 | 1147.3183 | 1152.1376 | 1156.3794 | 1159.7825 | 1165.0486 | 1175.0467
25/26 | 1136.8819 | 1141.8069 | 1142.9216 | 1144.6431 | 1151.9828 | 1156.803 | 1161.0494 | 1164.4521 | 1169.724 | 1179.7217
26/27 | 1141.6836 | 1146.6083 | 1147.7249 | 1149.4466 | 1156.7881 | 1161.6093 | 1165.8601 | 1169.2626 | 1174.54 | 1184.5375
27/28 | 1146.6221 | 1151.5467 | 1152.6651 | 1154.387 | 1161.7303 | 1166.5526 | 1170.8078 | 1174.2103 | 1179.4928 | 1189.4908
The tables above show the distributions around the seasonal expected peak load forecast (50%).
The distributions are based on historical weather data with the expected case as the most likely or expected weather of 79.9 New England WTHI
in the summer and 7.0 New England dry-bulb temperature in the winter.
Notes:
(1) | 0.1: The BTM-PV and passive demand resources have not been netted out of the forecast.
(2) | 0.1: WTHI: 3-day weighted temperature-humidity index for 8 New England weather stations.
For more information on the weather variable, see Daily Data by Load Zone on the ISO-NE website.
(3) | 0.1: Dry-bulb temperature shown in the summer season are for informational purposes only.
WTHI is the weather variable used in the summer forecasting model.
(4) | 0.1: Dry-bulb temperature is the weighted average of 8 New England weather stations.

## 8 Economic
New England and States Long-Run Energy Model Economic/Demographic Variables 1980-2028.
Column Headings
NEL | Actual Net Energy for Load (GWh)
EE | Passive Demand Resources (GWh)
PRD | Price Responsive Demand Resources (GWh)
SOLAR | Behind-the-Meter Solar PV (GWh)
RELPR | Real Price of Electricity (2017 cents/kwh)
CPI | New England Composite CPI (Base=2017)
POP | Population: Total, (Ths., #)
RPI | Real Income: Total Personal (Mil 2009$)
RGSP | Real Total Gross State Product, (Mil. 09$)
CDD | Cooling Degree Days (base 65F) Actual 1980-2016, Normal 2017-2026
HDD | Heating Degree Days (base 65F) Actual 1980-2016, Normal 2017-2026
ISO-New England
Year | NEL | EE | PRD | SOLAR | HDD | CDD | RPI | RGSP | CPI | RELPR | POP
1980 | 84543 | 0 | 0 | 0 | 6865 | 289 | 301388 | 349096 | 0.3905 | 16.058 | 12403.9
1981 | 84053 | 0 | 0 | 0 | 6361 | 225 | 309211 | 357255 | 0.4253 | 17.939 | 12452.016
1982 | 84019 | 0 | 0 | 0 | 6383 | 165 | 319065 | 358816 | 0.4488 | 17.135 | 12500.164
1983 | 88102 | 0 | 0 | 0 | 6207 | 328 | 330531 | 383796 | 0.4681 | 16.748 | 12592.247
1984 | 92227 | 0 | 0 | 0 | 6373 | 324 | 357354 | 418783 | 0.4858 | 17.64 | 12692.144
1985 | 94765 | 0 | 0 | 0 | 6408 | 185 | 373033 | 444524 | 0.503 | 16.462 | 12785.688
1986 | 99402 | 0 | 0 | 0 | 6396 | 216 | 394457 | 472173 | 0.5139 | 15.218 | 12888.221
1987 | 104645 | 0 | 0 | 0 | 6400 | 248 | 416405 | 501323 | 0.5296 | 14.993 | 13019.225
1988 | 110127 | 0 | 0 | 0 | 6624 | 402 | 441180 | 527050 | 0.5502 | 14.377 | 13139.477
1989 | 111994 | 0 | 0 | 0 | 6787 | 252 | 453082 | 540348 | 0.5738 | 14.448 | 13210.957
1990 | 109763 | 0 | 0 | 0 | 5668 | 303 | 446615 | 533920 | 0.5985 | 14.719 | 13240.537
1991 | 108682 | 0 | 0 | 0 | 5763 | 280 | 438519 | 520395 | 0.6183 | 15.22 | 13255.248
1992 | 108826 | 0 | 0 | 0 | 6659 | 155 | 452167 | 531728 | 0.6346 | 15.316 | 13300.142
1993 | 110532 | 0 | 0 | 0 | 6469 | 283 | 457663 | 536682 | 0.6505 | 15.389 | 13365.235
1994 | 112278 | 0 | 0 | 0 | 6404 | 374 | 467262 | 552130 | 0.664 | 15.196 | 13432.77
1995 | 112845 | 0 | 0 | 0 | 6320 | 312 | 483328 | 572089 | 0.6778 | 15.152 | 13513.249
1996 | 114653 | 0 | 0 | 0 | 6456 | 245 | 499933 | 593639 | 0.6922 | 14.851 | 13597.967
1997 | 115579 | 0 | 0 | 0 | 6430 | 211 | 522797 | 624048 | 0.7041 | 14.841 | 13687.096
1998 | 116888 | 0 | 0 | 0 | 5482 | 311 | 556535 | 648901 | 0.7096 | 14.093 | 13783.779
1999 | 121938 | 0 | 0 | 0 | 5775 | 360 | 582274 | 676697 | 0.72 | 13.402 | 13894.785
2000 | 125394 | 0 | 0 | 0 | 6397 | 218 | 626916 | 725057 | 0.7379 | 13.212 | 13997.642
2001 | 126486 | 0 | 0 | 0 | 5893 | 324 | 644595 | 735899 | 0.7521 | 14.439 | 14083.104
2002 | 128029 | 0 | 0 | 0 | 5959 | 355 | 641381 | 742050 | 0.7622 | 13.159 | 14156.479
2003 | 130778 | 0 | 4 | 0 | 6650 | 355 | 645499 | 758052 | 0.7773 | 13.405 | 14198.518
2004 | 132517 | 0 | 18 | 0 | 6352 | 252 | 662557 | 785224 | 0.7963 | 13.324 | 14212.138
2005 | 136355 | 0 | 69 | 0 | 6353 | 417 | 672459 | 798318 | 0.819 | 14.603 | 14230.333
2006 | 132087 | 16 | 24 | 0 | 5553 | 336 | 704636 | 813236 | 0.8409 | 17.256 | 14258.766
2007 | 134466 | 986 | 32 | 0 | 6175 | 288 | 723527 | 830475 | 0.8619 | 17.496 | 14307.701
2008 | 131754 | 2379 | 46 | 0 | 6049 | 281 | 734882 | 825194 | 0.8882 | 18.082 | 14372.475
2009 | 126838 | 3764 | 9 | 0 | 6291 | 225 | 727915 | 805107 | 0.8876 | 17.631 | 14436.659
2010 | 130773 | 5168 | 9 | 0 | 5653 | 406 | 741015 | 821439 | 0.9023 | 16.502 | 14499.572
2011 | 129163 | 6737 | 4 | 0 | 5826 | 357 | 754031 | 826446 | 0.9244 | 15.674 | 14554.66
2012 | 128081 | 7924 | 24 | 222 | 5304 | 353 | 765675 | 834022 | 0.942 | 14.883 | 14607.962
2013 | 129377 | 9439 | 40 | 361 | 6156 | 401 | 755557 | 830139 | 0.9545 | 15.16 | 14660.656
2014 | 127176 | 10932 | 33 | 556 | 6318 | 240 | 772883 | 838012 | 0.9689 | 15.945 | 14698.474
2015 | 126945 | 12961 | 32 | 941 | 6100 | 337 | 807336 | 861349 | 0.9718 | 16.948 | 14721.429
2016 | 124426 | 14379 | 20 | 1450 | 5705 | 351 | 815312 | 875930 | 0.9834 | 16.397 | 14753.291
2017 | 121055 | 16655 | 12 | 1761 | 5838 | 309 | 824058 | 895156 | 1 | 16.45 | 14791.795
2018 | 0 | 0 | 0 | 0 | 6058 | 314 | 834961 | 918246 | 1.027 | 16.45 | 14829.739
2019 | 0 | 0 | 0 | 0 | 6058 | 314 | 846932 | 935661 | 1.0566 | 16.45 | 14864.463
2020 | 0 | 0 | 0 | 0 | 6058 | 314 | 856033 | 942770 | 1.083 | 16.45 | 14897.809
2021 | 0 | 0 | 0 | 0 | 6058 | 314 | 869746 | 965881 | 1.1056 | 16.45 | 14937.802
2022 | 0 | 0 | 0 | 0 | 6058 | 314 | 886245 | 988357 | 1.1259 | 16.45 | 14984.846
2023 | 0 | 0 | 0 | 0 | 6058 | 314 | 902237 | 1010511 | 1.1466 | 16.45 | 15032.761
2024 | 0 | 0 | 0 | 0 | 6058 | 314 | 916968 | 1028492 | 1.1682 | 16.45 | 15081.333
2025 | 0 | 0 | 0 | 0 | 6058 | 314 | 932946 | 1046065 | 1.1904 | 16.45 | 15129.412
2026 | 0 | 0 | 0 | 0 | 6058 | 314 | 950730 | 1065047 | 1.2133 | 16.45 | 15174.788
2027 | 0 | 0 | 0 | 0 | 6058 | 314 | 969354 | 1083683 | 1.2372 | 16.45 | 15218.023
2028 | 0 | 0 | 0 | 0 | 6058 | 314 | 989685 | 1104100 | 1.2619 | 16.45 | 15259.717
Connecticut
Year | NEL | EE | PRD | SOLAR | HDD | CDD | PI | RGSP | CPI | RELPR | POP
1980 | 23413 | 0 | 0 | 0 | 6556 | 329 | 87425 | 101452 | 0.3905 | 15.699 | 3121.4685
1981 | 23274 | 0 | 0 | 0 | 5976 | 282 | 90103 | 103755 | 0.4253 | 17.775 | 3133.2175
1982 | 22980 | 0 | 0 | 0 | 6097 | 208 | 92205 | 105683 | 0.4488 | 18.384 | 3150.024
1983 | 23902 | 0 | 0 | 0 | 6087 | 336 | 94544 | 112751 | 0.4681 | 17.881 | 3171.7026
1984 | 24737 | 0 | 0 | 0 | 6232 | 342 | 102048 | 123236 | 0.4858 | 18.833 | 3189.9685
1985 | 25279 | 0 | 0 | 0 | 6183 | 201 | 105799 | 130129 | 0.503 | 17.934 | 3212.462
1986 | 26468 | 0 | 0 | 0 | 6087 | 303 | 111519 | 137846 | 0.5139 | 16.288 | 3235.096
1987 | 27752 | 0 | 0 | 0 | 6066 | 325 | 118327 | 147166 | 0.5296 | 15.617 | 3260.5005
1988 | 29014 | 0 | 0 | 0 | 6378 | 439 | 125604 | 154482 | 0.5502 | 15.213 | 3279.11
1989 | 29408 | 0 | 0 | 0 | 6393 | 343 | 130754 | 158768 | 0.5738 | 15.267 | 3287.0984
1990 | 28744 | 0 | 0 | 0 | 5207 | 449 | 128969 | 160183 | 0.5986 | 15.303 | 3298.5327
1991 | 28690 | 0 | 0 | 0 | 5357 | 422 | 125766 | 156433 | 0.6183 | 15.528 | 3302.0137
1992 | 28575 | 0 | 0 | 0 | 6235 | 280 | 131839 | 159433 | 0.6346 | 15.82 | 3303.9255
1993 | 29529 | 0 | 0 | 0 | 6089 | 377 | 133067 | 158573 | 0.6505 | 15.773 | 3313.086
1994 | 30332 | 0 | 0 | 0 | 6048 | 470 | 133771 | 161236 | 0.664 | 15.332 | 3319.5645
1995 | 30805 | 0 | 0 | 0 | 5909 | 409 | 138094 | 170123 | 0.6778 | 15.492 | 3330.151
1996 | 31095 | 0 | 0 | 0 | 6134 | 333 | 141807 | 173632 | 0.6922 | 15.183 | 3342.898
1997 | 31180 | 0 | 0 | 0 | 6037 | 285 | 148675 | 183342 | 0.7042 | 14.94 | 3356.7886
1998 | 31352 | 0 | 0 | 0 | 5142 | 398 | 159433 | 189859 | 0.7095 | 14.516 | 3375.0957
1999 | 31767 | 0 | 0 | 0 | 5500 | 426 | 166260 | 195476 | 0.72 | 13.833 | 3399.2593
2000 | 32009 | 0 | 0 | 0 | 6131 | 305 | 177644 | 209329 | 0.7379 | 12.901 | 3422.402
2001 | 32580 | 0 | 0 | 0 | 5603 | 405 | 183407 | 212395 | 0.7521 | 12.79 | 3445.035
2002 | 33192 | 0 | 0 | 0 | 5606 | 447 | 181320 | 211789 | 0.7622 | 12.739 | 3472.775
2003 | 33647 | 0 | 2 | 0 | 6300 | 417 | 180899 | 214003 | 0.7774 | 13.07 | 3491.3496
2004 | 34159 | 0 | 4 | 0 | 6003 | 353 | 185927 | 227364 | 0.7963 | 12.884 | 3501.653
2005 | 35202 | 0 | 13 | 0 | 6014 | 542 | 190900 | 231573 | 0.819 | 14.725 | 3512.708
2006 | 33655 | 14 | 5 | 0 | 5229 | 435 | 201216 | 237280 | 0.8409 | 17.637 | 3521.293
2007 | 33981 | 417 | 5 | 0 | 5778 | 399 | 210396 | 247248 | 0.8619 | 19.086 | 3536.016
2008 | 32964 | 910 | 8 | 0 | 5722 | 376 | 216966 | 243856 | 0.8882 | 20.041 | 3554.082
2009 | 31443 | 1300 | 1 | 0 | 5956 | 301 | 215231 | 233562 | 0.8876 | 20.357 | 3571.125
2010 | 32296 | 1668 | 1 | 0 | 5329 | 494 | 218785 | 232357 | 0.9023 | 19.262 | 3586.081
2011 | 31755 | 2169 | 0 | 0 | 5556 | 428 | 220085 | 228454 | 0.9244 | 17.687 | 3592.153
2012 | 31364 | 2491 | 1 | 45 | 4946 | 441 | 220221 | 228212 | 0.942 | 16.508 | 3595.399
2013 | 31589 | 2736 | 3 | 55 | 5830 | 497 | 214461 | 224931 | 0.9545 | 16.407 | 3594.643
2014 | 30968 | 2941 | 1 | 119 | 5957 | 317 | 219009 | 223546 | 0.9689 | 17.597 | 3588.49
2015 | 31069 | 2994 | 1 | 202 | 5741 | 432 | 223726 | 228517 | 0.9718 | 18.286 | 3580.686
2016 | 30415 | 2959 | 0 | 337 | 5398 | 469 | 223751 | 230720 | 0.9834 | 17.532 | 3574.841
2017 | 29280 | 3285 | 1 | 426 | 5505 | 417 | 223755 | 234512 | 1 | 17.53 | 3574.546
2018 | 0 | 0 | 0 | 0 | 5726 | 402 | 225529 | 239609 | 1.027 | 17.53 | 3574.555
2019 | 0 | 0 | 0 | 0 | 5726 | 402 | 227457 | 243128 | 1.0566 | 17.53 | 3573.943
2020 | 0 | 0 | 0 | 0 | 5726 | 402 | 228970 | 244249 | 1.083 | 17.53 | 3574.85
2021 | 0 | 0 | 0 | 0 | 5726 | 402 | 231743 | 249652 | 1.1055 | 17.53 | 3578.137
2022 | 0 | 0 | 0 | 0 | 5726 | 402 | 235308 | 254920 | 1.1259 | 17.53 | 3582.69
2023 | 0 | 0 | 0 | 0 | 5726 | 402 | 238875 | 260180 | 1.1466 | 17.53 | 3587.237
2024 | 0 | 0 | 0 | 0 | 5726 | 402 | 242241 | 264426 | 1.1682 | 17.53 | 3591.691
2025 | 0 | 0 | 0 | 0 | 5726 | 402 | 246009 | 268578 | 1.1904 | 17.53 | 3595.614
2026 | 0 | 0 | 0 | 0 | 5726 | 402 | 250152 | 273001 | 1.2133 | 17.53 | 3598.726
2027 | 0 | 0 | 0 | 0 | 5726 | 402 | 254590 | 277374 | 1.2372 | 17.53 | 3601.07
2028 | 0 | 0 | 0 | 0 | 5726 | 402 | 259438 | 282147 | 1.2619 | 17.53 | 3602.753
Maine
Year | NEL | EE |  | SOLAR | HDD | CDD | PI | RGSP | CPI | RELPR | POP
1980 | 7206 | 0 | 0 | 0 | 7662 | 219 | 21790 | 25542 | 0.3904 | 13.549 | 1130.3536
1981 | 7284 | 0 | 0 | 0 | 6998 | 125 | 22097 | 25702 | 0.4252 | 14.11 | 1134.7649
1982 | 7361 | 0 | 0 | 0 | 7391 | 83 | 22673 | 25824 | 0.4488 | 13.48 | 1140.037
1983 | 8073 | 0 | 0 | 0 | 6997 | 164 | 23314 | 27391 | 0.4681 | 12.647 | 1150.34
1984 | 8531 | 0 | 0 | 0 | 7113 | 171 | 24920 | 29359 | 0.4858 | 13.421 | 1159.7347
1985 | 8762 | 0 | 0 | 0 | 7184 | 103 | 25958 | 30693 | 0.503 | 13.679 | 1166.0012
1986 | 9096 | 0 | 0 | 0 | 7168 | 115 | 27587 | 32473 | 0.5139 | 13.194 | 1176.3629
1987 | 9585 | 0 | 0 | 0 | 7130 | 133 | 29137 | 34297 | 0.5296 | 12.311 | 1194.1569
1988 | 10061 | 0 | 0 | 0 | 7198 | 313 | 30855 | 36494 | 0.5503 | 12.194 | 1212.4495
1989 | 10188 | 0 | 0 | 0 | 7513 | 179 | 32206 | 37750 | 0.5738 | 12.217 | 1226.5063
1990 | 10094 | 0 | 0 | 0 | 6506 | 225 | 32114 | 37583 | 0.5985 | 12.781 | 1235.2173
1991 | 9953 | 0 | 0 | 0 | 6637 | 186 | 31579 | 36522 | 0.6183 | 13.91 | 1237.7332
1992 | 9889 | 0 | 0 | 0 | 7396 | 92 | 32202 | 37186 | 0.6346 | 14.261 | 1240.421
1993 | 9995 | 0 | 0 | 0 | 7292 | 183 | 32435 | 37682 | 0.6505 | 13.99 | 1242.8794
1994 | 9977 | 0 | 0 | 0 | 7249 | 240 | 33103 | 38453 | 0.664 | 14.518 | 1242.5815
1995 | 9620 | 0 | 0 | 0 | 7239 | 191 | 33891 | 39160 | 0.6778 | 14.002 | 1245.8728
1996 | 10139 | 0 | 0 | 0 | 7317 | 115 | 35081 | 40107 | 0.6922 | 13.666 | 1252.1592
1997 | 10291 | 0 | 0 | 0 | 7285 | 121 | 36378 | 41367 | 0.7042 | 13.506 | 1256.8391
1998 | 10167 | 0 | 0 | 0 | 6267 | 194 | 38625 | 42674 | 0.7096 | 13.741 | 1262.4332
1999 | 11215 | 0 | 0 | 0 | 6501 | 241 | 40015 | 44718 | 0.72 | 13.569 | 1271.9716
2000 | 12189 | 0 | 0 | 0 | 7027 | 130 | 42005 | 46618 | 0.7379 | 13.131 | 1281.438
2001 | 12015 | 0 | 0 | 0 | 6732 | 217 | 43487 | 47564 | 0.7522 | 14.026 | 1290.5691
2002 | 11553 | 0 | 0 | 0 | 6813 | 236 | 44431 | 48708 | 0.7623 | 13.578 | 1301.4833
2003 | 11692 | 0 | 0 | 0 | 7444 | 201 | 45751 | 49825 | 0.7774 | 12.594 | 1310.5303
2004 | 11987 | 0 | 1 | 0 | 7234 | 134 | 46967 | 51351 | 0.7963 | 12.169 | 1316.4587
2005 | 12209 | 0 | 9 | 0 | 7155 | 241 | 46694 | 51381 | 0.819 | 12.906 | 1321.397
2006 | 11731 | 0 | 3 | 0 | 6278 | 217 | 47929 | 52002 | 0.8409 | 14.033 | 1325.209
2007 | 11969 | 88 | 0 | 0 | 7106 | 177 | 48596 | 51683 | 0.8619 | 16.928 | 1329.094
2008 | 11805 | 260 | 0 | 0 | 6825 | 160 | 49195 | 51236 | 0.8882 | 15.537 | 1330.552
2009 | 11407 | 410 | 0 | 0 | 7063 | 165 | 49131 | 50405 | 0.8876 | 14.792 | 1328.462
2010 | 11696 | 533 | 0 | 0 | 6228 | 276 | 49017 | 50921 | 0.9023 | 14.23 | 1327.763
2011 | 11422 | 655 | 0 | 0 | 6582 | 216 | 49654 | 50180 | 0.9245 | 13.608 | 1328.686
2012 | 11427 | 653 | 18 | 3 | 6144 | 262 | 49827 | 50106 | 0.942 | 12.537 | 1328.831
2013 | 11767 | 869 | 28 | 5 | 6885 | 257 | 49031 | 49810 | 0.9545 | 12.425 | 1330.026
2014 | 12045 | 950 | 24 | 9 | 6972 | 157 | 50167 | 50586 | 0.969 | 13.055 | 1330.27
2015 | 11923 | 1122 | 25 | 17 | 6800 | 233 | 51997 | 51118 | 0.9718 | 13.346 | 1329.459
2016 | 11539 | 1303 | 15 | 28 | 6455 | 221 | 52943 | 51823 | 0.9834 | 13.047 | 1331.069
2017 | 11474 | 1440 | 8 | 35 | 6656 | 174 | 53447 | 52247 | 1 | 13.135 | 1330.192
2018 | 0 | 0 | 0 | 0 | 6833 | 198 | 53570 | 53153 | 1.027 | 13.135 | 1329.446
2019 | 0 | 0 | 0 | 0 | 6833 | 198 | 54203 | 54035 | 1.0566 | 13.135 | 1328.646
2020 | 0 | 0 | 0 | 0 | 6833 | 198 | 54813 | 54437 | 1.083 | 13.135 | 1327.392
2021 | 0 | 0 | 0 | 0 | 6833 | 198 | 55814 | 55775 | 1.1056 | 13.135 | 1326.303
2022 | 0 | 0 | 0 | 0 | 6833 | 198 | 56973 | 57046 | 1.1259 | 13.135 | 1325.797
2023 | 0 | 0 | 0 | 0 | 6833 | 198 | 58068 | 58254 | 1.1467 | 13.135 | 1325.303
2024 | 0 | 0 | 0 | 0 | 6833 | 198 | 59039 | 59183 | 1.1682 | 13.135 | 1324.987
2025 | 0 | 0 | 0 | 0 | 6833 | 198 | 60085 | 60074 | 1.1904 | 13.135 | 1324.353
2026 | 0 | 0 | 0 | 0 | 6833 | 198 | 61235 | 61006 | 1.2134 | 13.135 | 1322.951
2027 | 0 | 0 | 0 | 0 | 6833 | 198 | 62469 | 61919 | 1.2372 | 13.135 | 1321.28
2028 | 0 | 0 | 0 | 0 | 6833 | 198 | 63810 | 62914 | 1.2619 | 13.135 | 1319.586
Massachusetts
Year | NEL | EE |  | SOLAR | HDD | CDD | PI | RGSP | CPI | RELPR | POP
1980 | 36964 | 0 | 0 | 0 | 6400 | 330 | 139709 | 166729 | 0.3904 | 17.237 | 5756.403
1981 | 36590 | 0 | 0 | 0 | 6017 | 278 | 142867 | 170686 | 0.4253 | 19.137 | 5770.4775
1982 | 36721 | 0 | 0 | 0 | 5909 | 201 | 148442 | 170280 | 0.4488 | 17.581 | 5781.7056
1983 | 38615 | 0 | 0 | 0 | 5685 | 416 | 154687 | 183153 | 0.4681 | 17.197 | 5819.444
1984 | 40682 | 0 | 0 | 0 | 5937 | 402 | 168117 | 200426 | 0.4858 | 18.381 | 5862.528
1985 | 41828 | 0 | 0 | 0 | 5944 | 251 | 175780 | 212880 | 0.503 | 16.522 | 5892.5166
1986 | 44015 | 0 | 0 | 0 | 5963 | 260 | 185537 | 226112 | 0.5139 | 15.063 | 5916.7065
1987 | 46413 | 0 | 0 | 0 | 6001 | 271 | 195060 | 238688 | 0.5296 | 15.126 | 5957.153
1988 | 49092 | 0 | 0 | 0 | 6168 | 456 | 206495 | 250189 | 0.5502 | 14.196 | 6000.596
1989 | 49966 | 0 | 0 | 0 | 6300 | 313 | 208806 | 255096 | 0.5737 | 14.519 | 6022.141
1990 | 48929 | 0 | 0 | 0 | 5277 | 355 | 206132 | 248461 | 0.5985 | 14.786 | 6020.239
1991 | 48155 | 0 | 0 | 0 | 5357 | 341 | 202774 | 241201 | 0.6183 | 15.414 | 6020.616
1992 | 48161 | 0 | 0 | 0 | 6234 | 189 | 207761 | 245720 | 0.6346 | 15.222 | 6043.3364
1993 | 48644 | 0 | 0 | 0 | 6001 | 334 | 210785 | 249285 | 0.6505 | 15.343 | 6076.925
1994 | 49355 | 0 | 0 | 0 | 5930 | 415 | 216756 | 259304 | 0.664 | 15.06 | 6118.188
1995 | 49681 | 0 | 0 | 0 | 5934 | 432 | 224655 | 266411 | 0.6778 | 14.931 | 6160.837
1996 | 50467 | 0 | 0 | 0 | 6063 | 355 | 233949 | 279436 | 0.6922 | 14.634 | 6202.078
1997 | 50855 | 0 | 0 | 0 | 6033 | 252 | 244488 | 293755 | 0.7041 | 14.841 | 6249.226
1998 | 51778 | 0 | 0 | 0 | 5189 | 359 | 258195 | 305814 | 0.7095 | 13.516 | 6294.6055
1999 | 54492 | 0 | 0 | 0 | 5417 | 405 | 271397 | 322102 | 0.72 | 12.597 | 6339.648
2000 | 56342 | 0 | 0 | 0 | 6033 | 262 | 294930 | 348183 | 0.738 | 12.86 | 6381.029
2001 | 56953 | 0 | 0 | 0 | 5522 | 372 | 301583 | 352601 | 0.7521 | 15.357 | 6409.428
2002 | 57992 | 0 | 0 | 0 | 5577 | 405 | 297846 | 354450 | 0.7622 | 13.198 | 6421.884
2003 | 59471 | 0 | 2 | 0 | 6279 | 411 | 299252 | 362104 | 0.7773 | 13.585 | 6418.616
2004 | 59982 | 0 | 11 | 0 | 6017 | 283 | 306337 | 369983 | 0.7963 | 13.526 | 6407.087
2005 | 61805 | 0 | 35 | 0 | 6054 | 447 | 311189 | 376358 | 0.819 | 14.872 | 6404.952
2006 | 60180 | 0 | 12 | 0 | 5201 | 370 | 326872 | 382718 | 0.8409 | 18.374 | 6418.248
2007 | 61560 | 320 | 19 | 0 | 5798 | 327 | 333932 | 392035 | 0.8619 | 17.589 | 6448.5
2008 | 60502 | 765 | 27 | 0 | 5666 | 318 | 338009 | 392817 | 0.8882 | 18.274 | 6492.89
2009 | 58429 | 1328 | 5 | 0 | 5912 | 245 | 335089 | 385699 | 0.8876 | 17.406 | 6541.883
2010 | 60519 | 2002 | 6 | 0 | 5319 | 453 | 342652 | 399239 | 0.9023 | 15.804 | 6588.887
2011 | 59849 | 2713 | 3 | 0 | 5463 | 416 | 350639 | 408410 | 0.9245 | 15.263 | 6634.682
2012 | 59222 | 3355 | 2 | 140 | 5007 | 378 | 358804 | 415832 | 0.942 | 14.639 | 6682.476
2013 | 59624 | 4193 | 6 | 241 | 5806 | 435 | 356640 | 415030 | 0.9545 | 15.202 | 6729.428
2014 | 58254 | 5125 | 5 | 336 | 5964 | 268 | 366654 | 421940 | 0.9689 | 15.852 | 6768.098
2015 | 58102 | 6508 | 3 | 554 | 5821 | 381 | 389425 | 437633 | 0.9718 | 17.349 | 6798.685
2016 | 56800 | 7434 | 2 | 818 | 5421 | 399 | 394939 | 446477 | 0.9834 | 16.741 | 6829.049
2017 | 55284 | 8879 | 1 | 930 | 5534 | 368 | 401297 | 458768 | 1 | 16.884 | 6863.291
2018 | 0 | 0 | 0 | 0 | 5707 | 353 | 408519 | 472684 | 1.027 | 16.884 | 6896.16
2019 | 0 | 0 | 0 | 0 | 5707 | 353 | 416315 | 483441 | 1.0566 | 16.884 | 6926.712
2020 | 0 | 0 | 0 | 0 | 5707 | 353 | 422095 | 488323 | 1.083 | 16.884 | 6955.387
2021 | 0 | 0 | 0 | 0 | 5707 | 353 | 429978 | 501344 | 1.1056 | 16.884 | 6987.273
2022 | 0 | 0 | 0 | 0 | 5707 | 353 | 439252 | 514049 | 1.1259 | 16.884 | 7022.708
2023 | 0 | 0 | 0 | 0 | 5707 | 353 | 448303 | 526602 | 1.1466 | 16.884 | 7059.17
2024 | 0 | 0 | 0 | 0 | 5707 | 353 | 456645 | 536958 | 1.1682 | 16.884 | 7096.416
2025 | 0 | 0 | 0 | 0 | 5707 | 353 | 465477 | 547044 | 1.1904 | 16.884 | 7133.762
2026 | 0 | 0 | 0 | 0 | 5707 | 353 | 475362 | 558000 | 1.2133 | 16.884 | 7170.161
2027 | 0 | 0 | 0 | 0 | 5707 | 353 | 485535 | 568688 | 1.2372 | 16.884 | 7205.624
2028 | 0 | 0 | 0 | 0 | 5707 | 353 | 496602 | 580364 | 1.2619 | 16.884 | 7240.35
New Hampshire
Year | NEL | EE |  | SOLAR | HDD | CDD | PI | RGSP | CPI | RELPR | POP
1980 | 6606 | 0 | 0 | 0 | 7738 | 199 | 21081 | 20414 | 0.3905 | 15.852 | 930.6915
1981 | 6551 | 0 | 0 | 0 | 7123 | 180 | 21921 | 21242 | 0.4254 | 18.853 | 942.4507
1982 | 6621 | 0 | 0 | 0 | 7398 | 95 | 22879 | 21523 | 0.4488 | 17.179 | 952.2869
1983 | 6865 | 0 | 0 | 0 | 6974 | 228 | 24108 | 23261 | 0.4681 | 17.196 | 966.9054
1984 | 7227 | 0 | 0 | 0 | 7198 | 243 | 26279 | 26097 | 0.4858 | 17.455 | 986.2464
1985 | 7602 | 0 | 0 | 0 | 7182 | 152 | 28045 | 28549 | 0.503 | 15.984 | 1010.1353
1986 | 8095 | 0 | 0 | 0 | 7142 | 164 | 30383 | 30843 | 0.5139 | 14.907 | 1039.7814
1987 | 8638 | 0 | 0 | 0 | 7222 | 217 | 32622 | 34091 | 0.5296 | 15.408 | 1068.758
1988 | 9129 | 0 | 0 | 0 | 7485 | 332 | 34556 | 35818 | 0.5502 | 15.45 | 1094.884
1989 | 9347 | 0 | 0 | 0 | 7611 | 215 | 35467 | 36282 | 0.5737 | 14.937 | 1110.4526
1990 | 9098 | 0 | 0 | 0 | 6582 | 267 | 34147 | 35121 | 0.5985 | 15.188 | 1110.9683
1991 | 9074 | 0 | 0 | 0 | 6679 | 211 | 34152 | 35354 | 0.6183 | 14.767 | 1112.6123
1992 | 9268 | 0 | 0 | 0 | 7468 | 141 | 34896 | 36940 | 0.6346 | 15.711 | 1123.4873
1993 | 9278 | 0 | 0 | 0 | 7385 | 217 | 35189 | 37663 | 0.6505 | 16.681 | 1135.8201
1994 | 9386 | 0 | 0 | 0 | 7423 | 294 | 36858 | 39109 | 0.664 | 17.048 | 1149.7023
1995 | 9442 | 0 | 0 | 0 | 7161 | 265 | 38371 | 41769 | 0.6778 | 17.292 | 1166.2408
1996 | 9534 | 0 | 0 | 0 | 7374 | 162 | 39792 | 44720 | 0.6922 | 16.729 | 1182.1375
1997 | 9705 | 0 | 0 | 0 | 7274 | 142 | 42021 | 47050 | 0.7041 | 16.488 | 1197.561
1998 | 9822 | 0 | 0 | 0 | 6201 | 211 | 45773 | 50072 | 0.7096 | 16.771 | 1213.8846
1999 | 10499 | 0 | 0 | 0 | 6679 | 280 | 48091 | 51534 | 0.72 | 16.222 | 1230.9313
2000 | 10736 | 0 | 0 | 0 | 7163 | 163 | 52884 | 55125 | 0.7379 | 15.245 | 1248.023
2001 | 10867 | 0 | 0 | 0 | 6921 | 236 | 54556 | 55920 | 0.7521 | 14.559 | 1262.6362
2002 | 10938 | 0 | 0 | 0 | 6949 | 271 | 54875 | 57503 | 0.7622 | 13.907 | 1274.6394
2003 | 11447 | 0 | 0 | 0 | 7591 | 302 | 54953 | 59667 | 0.7773 | 13.932 | 1285.1819
2004 | 11622 | 0 | 1 | 0 | 7057 | 189 | 56967 | 61244 | 0.7963 | 14.279 | 1294.3578
2005 | 11978 | 0 | 2 | 0 | 7231 | 311 | 57592 | 62791 | 0.8189 | 15.3 | 1303.798
2006 | 11758 | 2 | 0 | 0 | 6409 | 254 | 60442 | 63924 | 0.8409 | 16.459 | 1310.81
2007 | 11906 | 56 | 0 | 0 | 7104 | 205 | 61098 | 63814 | 0.8619 | 16.221 | 1314.459
2008 | 11642 | 167 | 1 | 0 | 7074 | 181 | 60974 | 62956 | 0.8881 | 16.473 | 1316.23
2009 | 11312 | 230 | 0 | 0 | 7356 | 158 | 60201 | 62205 | 0.8876 | 17.001 | 1316.343
2010 | 11570 | 291 | 0 | 0 | 6438 | 298 | 61077 | 63722 | 0.9023 | 16.447 | 1317.492
2011 | 11597 | 333 | 0 | 0 | 6839 | 241 | 62736 | 63952 | 0.9244 | 15.945 | 1319.968
2012 | 11640 | 398 | 0 | 6 | 6253 | 248 | 64528 | 64278 | 0.942 | 15.064 | 1321.589
2013 | 11820 | 442 | 0 | 9 | 7164 | 311 | 63480 | 64641 | 0.9545 | 14.982 | 1325.701
2014 | 11702 | 498 | 0 | 13 | 7309 | 182 | 63780 | 65746 | 0.9689 | 15.708 | 1329.88
2015 | 11701 | 536 | 0 | 22 | 6939 | 250 | 66263 | 67112 | 0.9718 | 16.495 | 1331.172
2016 | 11670 | 623 | 0 | 51 | 6310 | 265 | 67414 | 69135 | 0.9834 | 15.951 | 1335.874
2017 | 11415 | 693 | 0 | 74 | 6568 | 252 | 68894 | 70545 | 1 | 16.048 | 1338.517
2018 | 0 | 0 | 0 | 0 | 6966 | 230 | 70799 | 72473 | 1.027 | 16.048 | 1341.848
2019 | 0 | 0 | 0 | 0 | 6966 | 230 | 72232 | 73745 | 1.0566 | 16.048 | 1345.516
2020 | 0 | 0 | 0 | 0 | 6966 | 230 | 73033 | 74002 | 1.083 | 16.048 | 1349.14
2021 | 0 | 0 | 0 | 0 | 6966 | 230 | 74323 | 75583 | 1.1055 | 16.048 | 1352.943
2022 | 0 | 0 | 0 | 0 | 6966 | 230 | 75909 | 77156 | 1.1258 | 16.048 | 1357.577
2023 | 0 | 0 | 0 | 0 | 6966 | 230 | 77409 | 78694 | 1.1466 | 16.048 | 1361.923
2024 | 0 | 0 | 0 | 0 | 6966 | 230 | 78725 | 79852 | 1.1682 | 16.048 | 1365.976
2025 | 0 | 0 | 0 | 0 | 6966 | 230 | 80165 | 81010 | 1.1904 | 16.048 | 1370.398
2026 | 0 | 0 | 0 | 0 | 6966 | 230 | 81765 | 82308 | 1.2133 | 16.048 | 1374.844
2027 | 0 | 0 | 0 | 0 | 6966 | 230 | 83485 | 83628 | 1.2372 | 16.048 | 1379.276
2028 | 0 | 0 | 0 | 0 | 6966 | 230 | 85376 | 85119 | 1.2619 | 16.048 | 1383.699
Rhode Island
Year | NEL | EE |  | SOLAR | HDD | CDD | PI | RGSP | CPI | RELPR | POP
1980 | 5864 | 0 | 0 | 0 | 6171 | 347 | 21224 | 24345 | 0.3904 | 17.135 | 950.5842
1981 | 5741 | 0 | 0 | 0 | 5972 | 315 | 21714 | 24922 | 0.4253 | 19.353 | 953.9552
1982 | 5652 | 0 | 0 | 0 | 5702 | 213 | 22091 | 24677 | 0.4488 | 17.671 | 954.86
1983 | 5909 | 0 | 0 | 0 | 5398 | 394 | 22848 | 25795 | 0.4681 | 17.731 | 958.7986
1984 | 6076 | 0 | 0 | 0 | 5662 | 388 | 24264 | 27630 | 0.4858 | 18.031 | 965.3633
1985 | 6174 | 0 | 0 | 0 | 5721 | 307 | 25207 | 29503 | 0.503 | 16.721 | 972.657
1986 | 6450 | 0 | 0 | 0 | 5745 | 307 | 26512 | 31400 | 0.5139 | 15.51 | 983.5574
1987 | 6769 | 0 | 0 | 0 | 5775 | 319 | 27622 | 32521 | 0.5296 | 15.428 | 993.7371
1988 | 7085 | 0 | 0 | 0 | 5998 | 482 | 29318 | 34412 | 0.5502 | 14.449 | 998.5243
1989 | 7219 | 0 | 0 | 0 | 6045 | 396 | 30624 | 35848 | 0.5738 | 14.413 | 1003.22
1990 | 7172 | 0 | 0 | 0 | 5053 | 430 | 30118 | 35616 | 0.5985 | 15.288 | 1008.6397
1991 | 7139 | 0 | 0 | 0 | 5100 | 425 | 29337 | 34372 | 0.6183 | 16.449 | 1011.729
1992 | 7085 | 0 | 0 | 0 | 5885 | 240 | 29918 | 35063 | 0.6346 | 16.23 | 1013.869
1993 | 7246 | 0 | 0 | 0 | 5738 | 412 | 30441 | 35716 | 0.6505 | 15.989 | 1015.7387
1994 | 7361 | 0 | 0 | 0 | 5720 | 463 | 30569 | 35826 | 0.664 | 15.422 | 1016.206
1995 | 7394 | 0 | 0 | 0 | 5673 | 393 | 31576 | 36505 | 0.6778 | 15.315 | 1018.7036
1996 | 7393 | 0 | 0 | 0 | 5929 | 290 | 32035 | 36926 | 0.6922 | 15.14 | 1023.0917
1997 | 7473 | 0 | 0 | 0 | 5812 | 286 | 33345 | 38989 | 0.7042 | 15.167 | 1027.9064
1998 | 7650 | 0 | 0 | 0 | 5017 | 414 | 35372 | 40360 | 0.7095 | 13.473 | 1035.4053
1999 | 7783 | 0 | 0 | 0 | 5179 | 442 | 36419 | 41651 | 0.72 | 12.347 | 1045.6514
2000 | 7932 | 0 | 0 | 0 | 5830 | 313 | 38258 | 43476 | 0.7379 | 13.795 | 1053.7024
2001 | 7976 | 0 | 0 | 0 | 5345 | 412 | 39522 | 44388 | 0.7521 | 15.223 | 1061.6422
2002 | 8173 | 0 | 0 | 0 | 5378 | 471 | 40629 | 45881 | 0.7623 | 12.069 | 1068.9487
2003 | 8341 | 0 | 0 | 0 | 6040 | 442 | 41926 | 47809 | 0.7774 | 13.469 | 1073.8717
2004 | 8424 | 0 | 1 | 0 | 5820 | 345 | 42833 | 49763 | 0.7963 | 13.764 | 1071.9418
2005 | 8651 | 0 | 5 | 0 | 5835 | 499 | 42742 | 50380 | 0.8189 | 14.616 | 1065.352
2006 | 8367 | 0 | 2 | 0 | 4938 | 419 | 43885 | 51304 | 0.8409 | 16.625 | 1059.999
2007 | 8590 | 55 | 5 | 0 | 5504 | 362 | 44550 | 49838 | 0.8619 | 15.223 | 1055.817
2008 | 8484 | 116 | 8 | 0 | 5423 | 367 | 44259 | 48262 | 0.8882 | 18.06 | 1054.266
2009 | 8131 | 205 | 2 | 0 | 5727 | 265 | 43132 | 47709 | 0.8876 | 16.02 | 1053.484
2010 | 8464 | 301 | 2 | 0 | 5132 | 522 | 44290 | 48803 | 0.9023 | 15.593 | 1052.842
2011 | 8380 | 382 | 1 | 0 | 5370 | 461 | 44782 | 48424 | 0.9245 | 14.105 | 1052.606
2012 | 8341 | 466 | 3 | 3 | 4891 | 419 | 45797 | 48632 | 0.942 | 13.525 | 1052.917
2013 | 8426 | 591 | 3 | 4 | 5604 | 482 | 45355 | 48814 | 0.9545 | 14.374 | 1053.654
2014 | 8198 | 746 | 2 | 5 | 5745 | 302 | 46218 | 49210 | 0.9689 | 15.904 | 1055.13
2015 | 8224 | 1053 | 3 | 5 | 5642 | 454 | 47976 | 49738 | 0.9718 | 17.545 | 1056.006
2016 | 8182 | 1240 | 3 | 17 | 5174 | 461 | 48085 | 50327 | 0.9834 | 16.524 | 1057.165
2017 | 7968 | 1456 | 3 | 28 | 5252 | 470 | 48261 | 51362 | 1 | 16.313 | 1058.684
2018 | 0 | 0 | 0 | 0 | 5508 | 398 | 48363 | 52244 | 1.027 | 16.313 | 1060.051
2019 | 0 | 0 | 0 | 0 | 5508 | 398 | 48699 | 53016 | 1.0566 | 16.313 | 1061.077
2020 | 0 | 0 | 0 | 0 | 5508 | 398 | 49277 | 53489 | 1.083 | 16.313 | 1061.786
2021 | 0 | 0 | 0 | 0 | 5508 | 398 | 50042 | 54791 | 1.1056 | 16.313 | 1062.943
2022 | 0 | 0 | 0 | 0 | 5508 | 398 | 50889 | 56002 | 1.1259 | 16.313 | 1064.615
2023 | 0 | 0 | 0 | 0 | 5508 | 398 | 51625 | 57132 | 1.1467 | 16.313 | 1066.335
2024 | 0 | 0 | 0 | 0 | 5508 | 398 | 52348 | 58066 | 1.1682 | 16.313 | 1068.068
2025 | 0 | 0 | 0 | 0 | 5508 | 398 | 53171 | 58996 | 1.1904 | 16.313 | 1069.692
2026 | 0 | 0 | 0 | 0 | 5508 | 398 | 54062 | 59978 | 1.2133 | 16.313 | 1071.177
2027 | 0 | 0 | 0 | 0 | 5508 | 398 | 54981 | 60932 | 1.2372 | 16.313 | 1072.551
2028 | 0 | 0 | 0 | 0 | 5508 | 398 | 56000 | 61983 | 1.2619 | 16.313 | 1073.843
Vermont
Year | NEL | EE |  | SOLAR | HDD | CDD | PI | RGSP | CPI | RELPR | POP
1980 | 4491 | 0 | 0 | 0 | 7965 | 243 | 10159 | 10615 | 0.3905 | 11.78 | 514.3989
1981 | 4614 | 0 | 0 | 0 | 7303 | 187 | 10508 | 10949 | 0.4253 | 13.001 | 517.1501
1982 | 4683 | 0 | 0 | 0 | 7369 | 103 | 10773 | 10828 | 0.4488 | 13.593 | 521.2509
1983 | 4739 | 0 | 0 | 0 | 7433 | 212 | 11029 | 11444 | 0.4681 | 13.652 | 525.0562
1984 | 4973 | 0 | 0 | 0 | 7485 | 163 | 11727 | 12034 | 0.4858 | 13.77 | 528.3029
1985 | 5121 | 0 | 0 | 0 | 7633 | 115 | 12243 | 12771 | 0.503 | 14.434 | 531.9157
1986 | 5279 | 0 | 0 | 0 | 7441 | 164 | 12920 | 13500 | 0.5139 | 15.354 | 536.7168
1987 | 5488 | 0 | 0 | 0 | 7394 | 247 | 13638 | 14560 | 0.5296 | 15.049 | 544.9198
1988 | 5746 | 0 | 0 | 0 | 7597 | 290 | 14352 | 15655 | 0.5503 | 14.321 | 553.913
1989 | 5866 | 0 | 0 | 0 | 7870 | 235 | 15226 | 16605 | 0.5738 | 13.628 | 561.5383
1990 | 5725 | 0 | 0 | 0 | 6690 | 224 | 15135 | 16956 | 0.5985 | 13.834 | 566.9405
1991 | 5672 | 0 | 0 | 0 | 6911 | 224 | 14911 | 16514 | 0.6183 | 13.958 | 570.5442
1992 | 5849 | 0 | 0 | 0 | 7735 | 137 | 15550 | 17385 | 0.6346 | 13.913 | 575.1025
1993 | 5841 | 0 | 0 | 0 | 7783 | 249 | 15746 | 17762 | 0.6505 | 13.898 | 580.7857
1994 | 5867 | 0 | 0 | 0 | 7683 | 320 | 16205 | 18202 | 0.664 | 13.749 | 586.5277
1995 | 5903 | 0 | 0 | 0 | 7150 | 278 | 16740 | 18122 | 0.6778 | 13.957 | 591.4437
1996 | 6025 | 0 | 0 | 0 | 7538 | 178 | 17270 | 18819 | 0.6922 | 14.071 | 595.6028
1997 | 6076 | 0 | 0 | 0 | 7661 | 145 | 17890 | 19545 | 0.7042 | 14.045 | 598.7747
1998 | 6118 | 0 | 0 | 0 | 6387 | 240 | 19138 | 20122 | 0.7096 | 13.854 | 602.3547
1999 | 6182 | 0 | 0 | 0 | 6820 | 301 | 20091 | 21216 | 0.72 | 14.277 | 607.3231
2000 | 6186 | 0 | 0 | 0 | 7544 | 146 | 21195 | 22326 | 0.7379 | 13.917 | 611.0479
2001 | 6094 | 0 | 0 | 0 | 6830 | 225 | 22040 | 23031 | 0.7522 | 14.439 | 613.7938
2002 | 6181 | 0 | 0 | 0 | 7001 | 292 | 22281 | 23719 | 0.7623 | 14.26 | 616.7484
2003 | 6180 | 0 | 0 | 0 | 7720 | 271 | 22717 | 24644 | 0.7774 | 14.124 | 618.9681
2004 | 6345 | 0 | 1 | 0 | 7671 | 163 | 23527 | 25519 | 0.7963 | 13.839 | 620.64
2005 | 6511 | 0 | 5 | 0 | 7364 | 346 | 23342 | 25836 | 0.819 | 13.371 | 622.1258
2006 | 6397 | 1 | 2 | 0 | 6551 | 242 | 24292 | 26008 | 0.8409 | 13.522 | 623.207
2007 | 6461 | 50 | 3 | 0 | 7427 | 203 | 24955 | 25857 | 0.8619 | 13.969 | 623.8149
2008 | 6357 | 162 | 3 | 0 | 7132 | 193 | 25479 | 26067 | 0.8882 | 13.882 | 624.4548
2009 | 6117 | 291 | 1 | 0 | 7353 | 182 | 25131 | 25527 | 0.8876 | 14.376 | 625.3619
2010 | 6227 | 373 | 1 | 0 | 6771 | 319 | 25195 | 26398 | 0.9023 | 14.673 | 626.507
2011 | 6161 | 486 | 0 | 0 | 6818 | 269 | 26135 | 27027 | 0.9245 | 14.927 | 626.5647
2012 | 6087 | 560 | 0 | 26 | 6211 | 271 | 26498 | 26963 | 0.942 | 15.095 | 626.7498
2013 | 6153 | 608 | 0 | 47 | 7036 | 330 | 26590 | 26913 | 0.9545 | 15.317 | 627.2043
2014 | 6009 | 673 | 0 | 74 | 7196 | 207 | 27055 | 26985 | 0.969 | 15.037 | 626.606
2015 | 5926 | 748 | 0 | 141 | 7029 | 264 | 27949 | 27232 | 0.9718 | 14.776 | 625.4205
2016 | 5820 | 839 | 0 | 199 | 6496 | 290 | 28180 | 27449 | 0.9834 | 14.654 | 625.2929
2017 | 5634 | 909 | 0 | 268 | 6501 | 275 | 28403 | 27722 | 1 | 14.574 | 626.5646
2018 | 0 | 0 | 0 | 0 | 7103 | 239 | 28180 | 28083 | 1.0269 | 14.574 | 627.6786
2019 | 0 | 0 | 0 | 0 | 7103 | 239 | 28026 | 28296 | 1.0566 | 14.574 | 628.5694
2020 | 0 | 0 | 0 | 0 | 7103 | 239 | 27845 | 28271 | 1.083 | 14.574 | 629.2539
2021 | 0 | 0 | 0 | 0 | 7103 | 239 | 27847 | 28736 | 1.1056 | 14.574 | 630.2026
2022 | 0 | 0 | 0 | 0 | 7103 | 239 | 27915 | 29186 | 1.1259 | 14.574 | 631.4586
2023 | 0 | 0 | 0 | 0 | 7103 | 239 | 27957 | 29649 | 1.1466 | 14.574 | 632.793
2024 | 0 | 0 | 0 | 0 | 7103 | 239 | 27970 | 30009 | 1.1682 | 14.574 | 634.1953
2025 | 0 | 0 | 0 | 0 | 7103 | 239 | 28039 | 30364 | 1.1904 | 14.574 | 635.5928
2026 | 0 | 0 | 0 | 0 | 7103 | 239 | 28154 | 30755 | 1.2133 | 14.574 | 636.9294
2027 | 0 | 0 | 0 | 0 | 7103 | 239 | 28295 | 31142 | 1.2372 | 14.574 | 638.2216
2028 | 0 | 0 | 0 | 0 | 7103 | 239 | 28460 | 31573 | 1.2619 | 14.574 | 639.4859

## 9 Adjust
Adjusting State Gross Energy Forecasts to the ISO-NE Energy Forecast (GWh)
| Original Gross Energy Forecast | [7 empty] | Original
| Year | ISO-NE | CT | MA | ME | NH | RI | VT | Sum of States | Adjustment
| 2018 | 142522 | 34155 | 66433 | 12859 | 12540 | 9343 | 6946 | 142276 | 1.0017
| 2019 | 143888 | 34323 | 67172 | 12942 | 12655 | 9365 | 6989 | 143446 | 1.0031
| 2020 | 144733 | 34432 | 67779 | 13020 | 12728 | 9406 | 7028 | 144393 | 1.0024
| 2021 | 146150 | 34635 | 68532 | 13167 | 12828 | 9467 | 7075 | 145704 | 1.0031
| 2022 | 147734 | 34875 | 69365 | 13348 | 12941 | 9540 | 7123 | 147192 | 1.0037
| 2023 | 149352 | 35130 | 70240 | 13543 | 13060 | 9613 | 7171 | 148757 | 1.004
| 2024 | 150781 | 35363 | 71079 | 13725 | 13168 | 9685 | 7217 | 150237 | 1.0036
| 2025 | 152112 | 35582 | 71884 | 13897 | 13268 | 9762 | 7264 | 151657 | 1.003
| 2026 | 153466 | 35801 | 72690 | 14066 | 13370 | 9845 | 7311 | 153083 | 1.0025
| 2027 | 154804 | 36018 | 73486 | 14232 | 13474 | 9933 | 7359 | 154502 | 1.002
| Adjusted Gross Energy Forecast | [7 empty] | Adjusted
| Year | ISO-NE | CT | MA | ME | NH | RI | VT | Sum of States
| 2018 | 142522 | 34214.0551 | 66547.8649 | 12881.2336 | 12561.6821 | 9359.1544 | 6958.0099 | 142522
| 2019 | 143888 | 34428.7594 | 67378.977 | 12981.8782 | 12693.9938 | 9393.8564 | 7010.5352 | 143888
| 2020 | 144733 | 34513.0765 | 67938.5982 | 13050.658 | 12757.9704 | 9428.1482 | 7044.5487 | 144733
| 2021 | 146150 | 34741.0177 | 68741.7765 | 13207.3042 | 12867.2665 | 9495.9785 | 7096.6566 | 146150
| 2022 | 147734 | 35003.419 | 69620.4203 | 13397.1509 | 12988.6522 | 9575.1288 | 7149.2288 | 147734
| 2023 | 149352 | 35270.5134 | 70520.9468 | 13597.1695 | 13112.2375 | 9651.4502 | 7199.6827 | 149352
| 2024 | 150781 | 35491.0475 | 71336.3732 | 13774.6975 | 13215.6806 | 9720.0689 | 7243.1324 | 150781
| 2025 | 152112 | 35688.7528 | 72099.6657 | 13938.6937 | 13307.8065 | 9791.2879 | 7285.7934 | 152112
| 2026 | 153466 | 35890.5709 | 72871.8639 | 14101.1919 | 13403.4505 | 9869.6313 | 7329.2915 | 153466
| 2027 | 154804 | 36088.4032 | 73629.6407 | 14259.8188 | 13500.3372 | 9952.4157 | 7373.3844 | 154804
Impact of Federal Appliance Efficiency Standards (Incremental from 2016)
| Year | ISO-NE | CT | MA | ME | NH | RI | VT | Sum of States
| 2018 | 34 | 8.3787 | 16.0735 | 2.8882 | 3.075 | 2.0534 | 1.5312 | 34
| 2019 | 68 | 16.6789 | 32.2539 | 5.7527 | 6.1635 | 4.073 | 3.078 | 68
| 2020 | 99 | 24.194 | 47.1141 | 8.3529 | 8.9758 | 5.8889 | 4.4743 | 99
| 2021 | 141 | 34.4254 | 67.0712 | 11.9546 | 12.7606 | 8.3952 | 6.3931 | 141
| 2022 | 196 | 47.8676 | 93.0797 | 16.7181 | 17.7021 | 11.71 | 8.9225 | 196
| 2023 | 252 | 61.543 | 119.5919 | 21.5616 | 22.7393 | 15.0762 | 11.4879 | 252
| 2024 | 296 | 72.2341 | 140.5349 | 25.3472 | 26.7079 | 17.6958 | 13.4802 | 296
| 2025 | 346 | 84.3731 | 164.2754 | 29.6802 | 31.2179 | 20.6945 | 15.759 | 346
| 2026 | 394 | 96.1756 | 186.7812 | 33.8804 | 35.5205 | 23.6433 | 17.9991 | 394
| 2027 | 440 | 107.6415 | 208.0521 | 37.9478 | 39.6157 | 26.5423 | 20.2006 | 440
| Final Gross Energy Forecast with Federal Appliance Efficiency Standards Impact | [7 empty] | Sum of States
| 2018 | 142488 | 34205.6765 | 66531.7914 | 12878.3455 | 12558.6071 | 9357.101 | 6956.4786 | 142488
| 2019 | 143820 | 34412.0805 | 67346.7231 | 12976.1255 | 12687.8304 | 9389.7834 | 7007.4572 | 143820
| 2020 | 144634 | 34488.8825 | 67891.4841 | 13042.3051 | 12748.9947 | 9422.2592 | 7040.0744 | 144634
| 2021 | 146009 | 34706.5924 | 68674.7053 | 13195.3496 | 12854.506 | 9487.5833 | 7090.2635 | 146009
| 2022 | 147538 | 34955.5514 | 69527.3406 | 13380.4328 | 12970.9501 | 9563.4188 | 7140.3063 | 147538
| 2023 | 149100 | 35208.9704 | 70401.3548 | 13575.6078 | 13089.4982 | 9636.374 | 7188.1947 | 149100
| 2024 | 150485 | 35418.8134 | 71195.8383 | 13749.3503 | 13188.9728 | 9702.3731 | 7229.6521 | 150485
| 2025 | 151766 | 35604.3797 | 71935.3904 | 13909.0135 | 13276.5887 | 9770.5934 | 7270.0344 | 151766
| 2026 | 153072 | 35794.3953 | 72685.0827 | 14067.3115 | 13367.9301 | 9845.988 | 7311.2924 | 153072
| 2027 | 154364 | 35980.7617 | 73421.5885 | 14221.8711 | 13460.7215 | 9925.8734 | 7353.1838 | 154364

## 10g Gross Diff
Gross Forecast Comparison: 2018 CELT vs 2017 CELT
Energy Gross Forecast Comparison (GWh)
| 2018 | 2019 | 2020 | 2021 | 2022 | 2023 | 2024 | 2025 | 2026 | CAGR (%)
ISO-NE
2018 CELT | 142488 | 143820 | 144634 | 146009 | 147538 | 149100 | 150485 | 151766 | 153072 | 0.89966
2017 CELT | 142078 | 143447 | 144611 | 145799 | 147127 | 148507 | 149884 | 151233 | 152593 | 0.89647
Difference | 410 | 373 | 23 | 210 | 411 | 593 | 601 | 533 | 479
CONNECTICUT
2018 CELT | 34206 | 34412 | 34489 | 34707 | 34956 | 35209 | 35419 | 35604 | 35794 | 0.56885
2017 CELT | 34390 | 34587 | 34733 | 34909 | 35128 | 35359 | 35586 | 35802 | 36018 | 0.57984
Difference | -184 | -175 | -244 | -202 | -172 | -150 | -167 | -198 | -224
MAINE
2018 CELT | 12878 | 12976 | 13042 | 13195 | 13380 | 13576 | 13749 | 13909 | 14067 | 1.11
2017 CELT | 12768 | 12885 | 13003 | 13137 | 13291 | 13453 | 13611 | 13763 | 13910 | 1.0766
Difference | 110 | 91 | 39 | 58 | 89 | 123 | 138 | 146 | 157
MASSACHUSETTS
2018 CELT | 66532 | 67347 | 67891 | 68675 | 69527 | 70401 | 71196 | 71935 | 72685 | 1.1118
2017 CELT | 66163 | 66996 | 67706 | 68400 | 69147 | 69919 | 70691 | 71453 | 72227 | 1.1022
Difference | 369 | 351 | 185 | 275 | 380 | 482 | 505 | 482 | 458
NEW HAMPSHIRE
2018 CELT | 12559 | 12688 | 12749 | 12855 | 12971 | 13089 | 13189 | 13277 | 13368 | 0.78338
2017 CELT | 12557 | 12679 | 12767 | 12845 | 12933 | 13028 | 13122 | 13215 | 13311 | 0.73157
Difference | 2 | 9 | -18 | 10 | 38 | 61 | 67 | 62 | 57
RHODE ISLAND
2018 CELT | 9357 | 9390 | 9422 | 9488 | 9563 | 9636 | 9702 | 9771 | 9846 | 0.63879
2017 CELT | 9290 | 9347 | 9410 | 9472 | 9542 | 9611 | 9685 | 9760 | 9836 | 0.71644
Difference | 67 | 43 | 12 | 16 | 21 | 25 | 17 | 11 | 10
VERMONT
2018 CELT | 6956 | 7007 | 7040 | 7090 | 7140 | 7188 | 7230 | 7270 | 7311 | 0.62413
2017 CELT | 6910 | 6953 | 6992 | 7035 | 7085 | 7137 | 7189 | 7240 | 7291 | 0.67314
Difference | 46 | 54 | 48 | 55 | 55 | 51 | 41 | 30 | 20
50/50 Summer Peak Gross Forecast Comparison (MW)
| 2018 | 2019 | 2020 | 2021 | 2022 | 2023 | 2024 | 2025 | 2026 | CAGR (%)
ISO-NE
2018 CELT | 29060 | 29298 | 29504 | 29744 | 29994 | 30245 | 30486 | 30721 | 30957 | 0.79359
2017 CELT | 29454 | 29753 | 30039 | 30327 | 30623 | 30923 | 31223 | 31521 | 31820 | 0.9705
Difference | -394 | -455 | -535 | -583 | -629 | -678 | -737 | -800 | -863
CONNECTICUT
2018 CELT | 7399.9775 | 7434.9527 | 7462.6787 | 7498.5547 | 7536.2071 | 7573.9875 | 7609.3139 | 7643.2861 | 7677.5836 | 0.46141
2017 CELT | 7595 | 7639 | 7682 | 7727 | 7773 | 7820 | 7867 | 7913 | 7960 | 0.58846
Difference | -195.0225 | -204.0473 | -219.3213 | -228.4453 | -236.7929 | -246.0125 | -257.6861 | -269.7139 | -282.4164
MAINE
2018 CELT | 2111.3115 | 2120.25 | 2127.1325 | 2140.4828 | 2156.2608 | 2172.8744 | 2187.7996 | 2201.7937 | 2215.6187 | 0.6046
2017 CELT | 2168 | 2187 | 2207 | 2228 | 2253 | 2278 | 2303 | 2327 | 2350 | 1.0127
Difference | -56.6885 | -66.75 | -79.8675 | -87.5172 | -96.7392 | -105.1256 | -115.2004 | -125.2063 | -134.3813
MASSACHUSETTS
2018 CELT | 13836.034 | 13982.3054 | 14113.2708 | 14257.4298 | 14405.465 | 14554.6706 | 14699.4683 | 14841.1415 | 14983.4867 | 1.0009
2017 CELT | 13877 | 14056 | 14225 | 14392 | 14563 | 14736 | 14909 | 15081 | 15255 | 1.1905
Difference | -40.966 | -73.6946 | -111.7292 | -134.5702 | -157.535 | -181.3294 | -209.5317 | -239.8585 | -271.5133
NEW HAMPSHIRE
2018 CELT | 2500.6514 | 2524.0711 | 2540.7561 | 2561.7031 | 2583.5883 | 2605.6311 | 2625.9193 | 2645.0466 | 2664.4852 | 0.7964
2017 CELT | 2611 | 2640 | 2666 | 2691 | 2717 | 2743 | 2769 | 2795 | 2822 | 0.97614
Difference | -110.3486 | -115.9289 | -125.2439 | -129.2969 | -133.4117 | -137.3689 | -143.0807 | -149.9534 | -157.5148
RHODE ISLAND
2018 CELT | 2099.4982 | 2118.159 | 2137.2785 | 2157.8645 | 2178.8509 | 2199.6698 | 2220.2402 | 2241.0967 | 2262.2886 | 0.93785
2017 CELT | 2079 | 2100 | 2122 | 2143 | 2165 | 2187 | 2209 | 2231 | 2253 | 1.0098
Difference | 20.4982 | 18.159 | 15.2785 | 14.8645 | 13.8509 | 12.6698 | 11.2402 | 10.0967 | 9.2886
VERMONT
2018 CELT | 1112.5518 | 1117.8883 | 1122.6331 | 1127.9298 | 1133.166 | 1138.2835 | 1143.1984 | 1148.0777 | 1153.0013 | 0.4474
2017 CELT | 1121 | 1128 | 1134 | 1141 | 1149 | 1156 | 1163 | 1170 | 1178 | 0.62189
Difference | -8.4482 | -10.1117 | -11.3669 | -13.0702 | -15.834 | -17.7165 | -19.8016 | -21.9223 | -24.9987
50/50 Winter Peak Gross Forecast Comparison (MW)
| 2018 | 2019 | 2020 | 2021 | 2022 | 2023 | 2024 | 2025 | 2026 | CAGR (%)
ISO-NE
2018 CELT | 23026 | 23138 | 23206 | 23322 | 23450 | 23581 | 23698 | 23805 | 23915 | 0.47465
2017 CELT | 23180 | 23318 | 23436 | 23556 | 23691 | 23830 | 23970 | 24106 | 24244 | 0.56257
Difference | -154 | -180 | -230 | -234 | -241 | -249 | -272 | -301 | -329
CONNECTICUT
2018 CELT | 5669.1574 | 5681.9767 | 5685.6118 | 5698.6864 | 5713.7969 | 5729.0485 | 5741.3701 | 5752.0233 | 5763.1108 | 0.20567
2017 CELT | 5762 | 5777 | 5788 | 5802 | 5819 | 5838 | 5857 | 5874 | 5892 | 0.27928
Difference | -92.8426 | -95.0233 | -102.3882 | -103.3136 | -105.2031 | -108.9515 | -115.6299 | -121.9767 | -128.8892
MAINE
2018 CELT | 2066.7069 | 2078.7307 | 2086.774 | 2105.9717 | 2129.3256 | 2154.0727 | 2175.854 | 2195.969 | 2215.8088 | 0.87457
2017 CELT | 2019 | 2030 | 2043 | 2056 | 2072 | 2089 | 2106 | 2121 | 2137 | 0.71253
Difference | 47.7069 | 48.7307 | 43.774 | 49.9717 | 57.3256 | 65.0727 | 69.854 | 74.969 | 78.8088
MASSACHUSETTS
2018 CELT | 10651.5411 | 10723.167 | 10770.6517 | 10837.8893 | 10910.7938 | 10985.3976 | 11053.2527 | 11116.2717 | 11180.3637 | 0.60752
2017 CELT | 10760 | 10853 | 10931 | 11007 | 11089 | 11174 | 11259 | 11343 | 11428 | 0.75573
Difference | -108.4589 | -129.833 | -160.3483 | -169.1107 | -178.2062 | -188.6024 | -205.7473 | -226.7283 | -247.6363
NEW HAMPSHIRE
2018 CELT | 2041.3106 | 2048.5944 | 2051.7402 | 2057.2508 | 2063.2732 | 2069.3638 | 2074.4311 | 2078.8147 | 2083.4101 | 0.2555
2017 CELT | 2066 | 2075 | 2082 | 2087 | 2093 | 2100 | 2107 | 2113 | 2120 | 0.32304
Difference | -24.6894 | -26.4056 | -30.2598 | -29.7492 | -29.7268 | -30.6362 | -32.5689 | -34.1853 | -36.5899
RHODE ISLAND
2018 CELT | 1482.2902 | 1484.2051 | 1486.2921 | 1490.8344 | 1496.0344 | 1501.0172 | 1505.5219 | 1510.3563 | 1515.7072 | 0.27906
2017 CELT | 1458 | 1462 | 1468 | 1473 | 1479 | 1484 | 1491 | 1497 | 1504 | 0.38904
Difference | 24.2902 | 22.2051 | 18.2921 | 17.8344 | 17.0344 | 17.0172 | 14.5219 | 13.3563 | 11.7072
VERMONT
2018 CELT | 1114.5836 | 1120.8722 | 1124.8941 | 1130.9018 | 1136.825 | 1142.4371 | 1147.3183 | 1151.9828 | 1156.7881 | 0.46566
2017 CELT | 1113 | 1118 | 1123 | 1129 | 1135 | 1142 | 1149 | 1156 | 1162 | 0.54
Difference | 1.5836 | 2.8722 | 1.8941 | 1.9018 | 1.825 | 0.43708 | -1.6817 | -4.0172 | -5.2119
90/10 Summer Peak Gross Forecast Comparison (MW)
| 2018 | 2019 | 2020 | 2021 | 2022 | 2023 | 2024 | 2025 | 2026 | CAGR (%)
ISO-NE
2018 CELT | 31451 | 31716 | 31950 | 32217 | 32494 | 32773 | 33041 | 33303 | 33566 | 0.81675
2017 CELT | 31873 | 32209 | 32531 | 32855 | 33188 | 33525 | 33861 | 34196 | 34531 | 1.0063
Difference | -422 | -493 | -581 | -638 | -694 | -752 | -820 | -893 | -965
CONNECTICUT
2018 CELT | 8037.3113 | 8075.8007 | 8107.0473 | 8146.4417 | 8187.6122 | 8228.9168 | 8267.7722 | 8305.2779 | 8343.1136 | 0.46786
2017 CELT | 8276 | 8327 | 8377 | 8429 | 8482 | 8536 | 8590 | 8643 | 8696 | 0.62071
Difference | -238.6887 | -251.1993 | -269.9527 | -282.5583 | -294.3878 | -307.0832 | -322.2278 | -337.7221 | -352.8864
MAINE
2018 CELT | 2244.2732 | 2253.6171 | 2260.8988 | 2274.6998 | 2290.9647 | 2308.0704 | 2323.4807 | 2337.9561 | 2352.2613 | 0.58917
2017 CELT | 2308 | 2328 | 2349 | 2371 | 2397 | 2423 | 2449 | 2473 | 2498 | 0.99377
Difference | -63.7268 | -74.3829 | -88.1012 | -96.3002 | -106.0353 | -114.9296 | -125.5193 | -135.0439 | -145.7387
MASSACHUSETTS
2018 CELT | 14950.99 | 15113.6537 | 15261.0154 | 15421.54 | 15585.9175 | 15751.4593 | 15912.5942 | 16070.6031 | 16229.2796 | 1.0308
2017 CELT | 14936 | 15133 | 15321 | 15506 | 15696 | 15887 | 16079 | 16269 | 16462 | 1.2234
Difference | 14.99 | -19.3463 | -59.9846 | -84.46 | -110.0825 | -135.5407 | -166.4058 | -198.3969 | -232.7204
NEW HAMPSHIRE
2018 CELT | 2692.6401 | 2718.0406 | 2736.6813 | 2759.5854 | 2783.4241 | 2807.4192 | 2829.6553 | 2850.7271 | 2872.1113 | 0.80983
2017 CELT | 2830 | 2863 | 2892 | 2921 | 2951 | 2980 | 3010 | 3040 | 3070 | 1.0227
Difference | -137.3599 | -144.9594 | -155.3187 | -161.4146 | -167.5759 | -172.5808 | -180.3447 | -189.2729 | -197.8887
RHODE ISLAND
2018 CELT | 2366.9481 | 2390.0878 | 2413.7171 | 2438.7833 | 2464.2395 | 2489.5232 | 2514.5665 | 2539.9022 | 2565.5724 | 1.0123
2017 CELT | 2338 | 2364 | 2391 | 2418 | 2445 | 2472 | 2499 | 2526 | 2553 | 1.1057
Difference | 28.9481 | 26.0878 | 22.7171 | 20.7833 | 19.2395 | 17.5232 | 15.5665 | 13.9022 | 12.5724
VERMONT
2018 CELT | 1159.0997 | 1164.9528 | 1170.2045 | 1176.0175 | 1181.7715 | 1187.4079 | 1192.8387 | 1198.2323 | 1203.6707 | 0.47277
2017 CELT | 1166 | 1174 | 1182 | 1190 | 1198 | 1206 | 1214 | 1223 | 1231 | 0.6804
Difference | -6.9003 | -9.0472 | -11.7955 | -13.9825 | -16.2285 | -18.5921 | -21.1613 | -24.7677 | -27.3293
90/10 Winter Peak Gross Forecast Comparison (MW)
| 2018 | 2019 | 2020 | 2021 | 2022 | 2023 | 2024 | 2025 | 2026 | CAGR
ISO-NE
2018 CELT | 23725 | 23837 | 23906 | 24021 | 24150 | 24281 | 24397 | 24505 | 24615 | 0.46139
2017 CELT | 23878 | 24017 | 24135 | 24255 | 24389 | 24529 | 24668 | 24805 | 24942 | 0.54643
Difference | -153 | -180 | -229 | -234 | -239 | -248 | -271 | -300 | -327
CONNECTICUT
2018 CELT | 5842.2961 | 5855.1252 | 5858.7685 | 5871.8501 | 5886.9674 | 5902.2253 | 5914.5524 | 5925.2102 | 5936.3017 | 0.19973
2017 CELT | 5950 | 5965 | 5976 | 5990 | 6007 | 6026 | 6045 | 6062 | 6080 | 0.27053
Difference | -107.7039 | -109.8748 | -117.2315 | -118.1499 | -120.0326 | -123.7747 | -130.4476 | -136.7898 | -143.6983
MAINE
2018 CELT | 2124.8756 | 2136.9022 | 2144.947 | 2164.1387 | 2187.4837 | 2212.2215 | 2233.9957 | 2254.1048 | 2273.9395 | 0.85111
2017 CELT | 2075 | 2087 | 2099 | 2113 | 2129 | 2146 | 2162 | 2178 | 2193 | 0.69376
Difference | 49.8756 | 49.9022 | 45.947 | 51.1387 | 58.4837 | 66.2215 | 71.9957 | 76.1048 | 80.9395
MASSACHUSETTS
2018 CELT | 10972.7552 | 11044.3601 | 11091.8284 | 11159.0577 | 11231.9568 | 11306.5563 | 11374.4064 | 11437.421 | 11501.5089 | 0.59002
2017 CELT | 11086 | 11178 | 11257 | 11333 | 11415 | 11500 | 11585 | 11668 | 11753 | 0.73299
Difference | -113.2448 | -133.6399 | -165.1716 | -173.9423 | -183.0432 | -193.4437 | -210.5936 | -230.579 | -251.4911
NEW HAMPSHIRE
2018 CELT | 2122.5018 | 2129.7809 | 2132.9248 | 2138.4306 | 2144.4478 | 2150.5325 | 2155.5947 | 2159.9737 | 2164.5644 | 0.2456
2017 CELT | 2153 | 2162 | 2168 | 2174 | 2180 | 2187 | 2193 | 2200 | 2207 | 0.31013
Difference | -30.4982 | -32.2191 | -35.0752 | -35.5694 | -35.5522 | -36.4675 | -37.4053 | -40.0263 | -42.4356
RHODE ISLAND
2018 CELT | 1530.625 | 1532.5427 | 1534.6308 | 1539.1734 | 1544.3734 | 1549.3563 | 1553.8609 | 1558.6947 | 1564.045 | 0.27036
2017 CELT | 1484 | 1489 | 1494 | 1499 | 1505 | 1511 | 1517 | 1523 | 1530 | 0.38231
Difference | 46.625 | 43.5427 | 40.6308 | 40.1734 | 39.3734 | 38.3563 | 36.8609 | 35.6947 | 34.045
VERMONT
2018 CELT | 1132.2467 | 1138.5457 | 1142.5751 | 1148.5946 | 1154.5305 | 1160.1557 | 1165.0486 | 1169.724 | 1174.54 | 0.45946
2017 CELT | 1130 | 1136 | 1141 | 1146 | 1153 | 1160 | 1166 | 1173 | 1180 | 0.54268
Difference | 2.2467 | 2.5457 | 1.5751 | 2.5946 | 1.5305 | 0.15567 | -0.95138 | -3.276 | -5.46

## 10n Net Diff
Net Forecast Comparison: 2017 CELT vs 2016 CELT
Energy Net Forecast Comparison (GWh)
| 2018 | 2019 | 2020 | 2021 | 2022 | 2023 | 2024 | 2025 | 2026 | CAGR (%)
ISO-NE
2018 CELT | 124252.0723 | 122497.7778 | 120395.5458 | 118949.1465 | 117870.3464 | 117038.2696 | 116248.6735 | 115594.0904 | 115195.1161 | -0.9416
2017 CELT | 126425.6888 | 125736.3642 | 124440.4891 | 122977.4287 | 121859.2441 | 120993.892 | 120348.6659 | 119911.3917 | 119679.8777 | -0.68308
Difference | -2173.6165 | -3238.5863 | -4044.9433 | -4028.2822 | -3988.8978 | -3955.6224 | -4099.9925 | -4317.3013 | -4484.7616
CONNECTICUT
2018 CELT | 30300.4949 | 30092.3836 | 29742.7475 | 29462.744 | 29254.2938 | 29091.5008 | 28931.9783 | 28785.7121 | 28675.0743 | -0.68683
2017 CELT | 31350.1433 | 30828.4263 | 30197.5362 | 29875.6969 | 29634.7397 | 29440.4838 | 29277.9294 | 29141.0763 | 29039.9246 | -0.95228
Difference | -1049.6484 | -736.0427 | -454.7886 | -412.9529 | -380.4459 | -348.983 | -345.9511 | -355.3642 | -364.8503
MAINE
2018 CELT | 11612.4464 | 11535.9479 | 11436.3934 | 11435.4243 | 11477.89 | 11543.419 | 11597.801 | 11651.6676 | 11714.3851 | 0.10931
2017 CELT | 11499.9408 | 11570.7658 | 11764.9097 | 11738.8116 | 11746.0129 | 11773.2142 | 11809.4156 | 11851.6169 | 11901.8182 | 0.43029
Difference | 112.5057 | -34.818 | -328.5162 | -303.3873 | -268.123 | -229.7953 | -211.6145 | -199.9493 | -187.4331
MASSACHUSETTS
2018 CELT | 56807.0621 | 55700.9149 | 54467.5961 | 53596.5913 | 52918.3667 | 52390.8269 | 51908.7726 | 51524.7723 | 51306.0444 | -1.2651
2017 CELT | 57883.8391 | 57621.2166 | 56880.0178 | 56007.1802 | 55307.7039 | 54757.5889 | 54351.5203 | 54094.3241 | 53966.8084 | -0.87204
Difference | -1076.7769 | -1920.3016 | -2412.4216 | -2410.5889 | -2389.3372 | -2366.762 | -2442.7477 | -2569.5517 | -2660.764
NEW HAMPSHIRE
2018 CELT | 11837.4084 | 11842.4323 | 11785.3339 | 11781.0447 | 11794.2198 | 11815.4701 | 11826.4855 | 11832.1974 | 11849.6715 | 0.012944
2017 CELT | 11880.5798 | 11952.8428 | 11945.8666 | 11947.1353 | 11961.6489 | 11988.4075 | 12020.4109 | 12056.6592 | 12101.1524 | 0.23021
Difference | -43.1714 | -110.4105 | -160.5328 | -166.0906 | -167.4292 | -172.9374 | -193.9253 | -224.4617 | -251.4809
RHODE ISLAND
2018 CELT | 7880.3147 | 7619.8309 | 7370.1328 | 7169.9872 | 6998.6382 | 6844.4019 | 6702.9112 | 6584.2683 | 6490.3674 | -2.3964
2017 CELT | 8067.462 | 7960.9209 | 7766.3342 | 7625.3764 | 7515.4127 | 7422.9739 | 7350.6685 | 7296.4963 | 7257.4574 | -1.3139
Difference | -187.1473 | -341.09 | -396.2014 | -455.3892 | -516.7745 | -578.572 | -647.7573 | -712.228 | -767.0899
VERMONT
2018 CELT | 5814.3457 | 5705.2682 | 5592.3421 | 5505.355 | 5425.9378 | 5352.6509 | 5280.7248 | 5216.4727 | 5159.5734 | -1.4823
2017 CELT | 5743.7238 | 5802.1917 | 5885.8246 | 5781.2282 | 5691.7259 | 5611.2236 | 5538.7213 | 5471.219 | 5411.7167 | -0.7415
Difference | 70.6219 | -96.9235 | -293.4826 | -275.8732 | -265.7881 | -258.5727 | -257.9966 | -254.7464 | -252.1434
50/50 Summer Peak Net Forecast Comparison (MW)
| 2018 | 2019 | 2020 | 2021 | 2022 | 2023 | 2024 | 2025 | 2026 | CAGR(%)
ISO-NE
2018 CELT | 25728 | 25511 | 25298 | 25136 | 25021 | 24941 | 24889 | 24864 | 24874 | -0.42107
2017 CELT | 26458 | 26409 | 26298 | 26213 | 26167 | 26155 | 26176 | 26229 | 26310 | -0.070094
Difference | -730 | -898 | -1000 | -1077 | -1146 | -1214 | -1287 | -1365 | -1436
CONNECTICUT
2018 CELT | 6674.9775 | 6640.9527 | 6600.6787 | 6559.5547 | 6529.2071 | 6506.9875 | 6492.3139 | 6481.2861 | 6474.5836 | -0.38029
2017 CELT | 6958 | 6885 | 6788 | 6763 | 6746 | 6733 | 6727 | 6723 | 6726 | -0.423
Difference | -283.0225 | -244.0473 | -187.3213 | -203.4453 | -216.7929 | -226.0125 | -234.6861 | -241.7139 | -251.4164
MAINE
2018 CELT | 1920.3115 | 1905.25 | 1889.1325 | 1880.4828 | 1877.2608 | 1876.8744 | 1874.7996 | 1874.7937 | 1875.6187 | -0.29393
2017 CELT | 1975 | 1990 | 2036 | 2038 | 2044 | 2053 | 2063 | 2074 | 2084 | 0.67377
Difference | -54.6885 | -84.75 | -146.8675 | -157.5172 | -166.7392 | -176.1256 | -188.2004 | -199.2063 | -208.3813
MASSACHUSETTS
2018 CELT | 12035.034 | 11900.3054 | 11777.2708 | 11686.4298 | 11620.465 | 11574.6706 | 11544.4683 | 11533.1415 | 11545.4867 | -0.51775
2017 CELT | 12277 | 12268 | 12199 | 12143 | 12108 | 12094 | 12103 | 12134 | 12186 | -0.092955
Difference | -241.966 | -367.6946 | -421.7292 | -456.5702 | -487.535 | -519.3294 | -558.5317 | -600.8585 | -640.5133
NEW HAMPSHIRE
2018 CELT | 2365.6514 | 2370.0711 | 2367.7561 | 2371.7031 | 2378.5883 | 2386.6311 | 2393.9193 | 2401.0466 | 2410.4852 | 0.23496
2017 CELT | 2482 | 2501 | 2508 | 2521 | 2537 | 2553 | 2569 | 2586 | 2606 | 0.61126
Difference | -116.3486 | -130.9289 | -140.2439 | -149.2969 | -158.4117 | -166.3689 | -175.0807 | -184.9534 | -195.5148
RHODE ISLAND
2018 CELT | 1838.4982 | 1817.159 | 1797.2785 | 1782.8645 | 1770.8509 | 1761.6698 | 1755.2402 | 1752.0967 | 1751.2886 | -0.60562
2017 CELT | 1860 | 1852 | 1829 | 1821 | 1818 | 1817 | 1819 | 1823 | 1828 | -0.21669
Difference | -21.5018 | -34.841 | -31.7215 | -38.1355 | -47.1491 | -55.3302 | -63.7598 | -70.9033 | -76.7114
VERMONT
2018 CELT | 893.5518 | 876.8883 | 864.6331 | 853.9298 | 844.166 | 835.2835 | 829.1984 | 822.0777 | 816.0013 | -1.1284
2017 CELT | 905 | 912 | 934 | 922 | 912 | 902 | 893 | 884 | 878 | -0.37789
Difference | -11.4482 | -35.1117 | -69.3669 | -68.0702 | -67.834 | -66.7165 | -63.8016 | -61.9223 | -61.9987
50/50 Winter Peak Net Forecast Comparison (MW)
| 2018 | 2019 | 2020 | 2021 | 2022 | 2023 | 2024 | 2025 | 2026 | CAGR(%)
ISO-NE
2018 CELT | 20357 | 20273 | 20012 | 19809 | 19642 | 19505 | 19380 | 19271 | 19190 | -0.73523
2017 CELT | 21009 | 20947 | 20648 | 20451 | 20293 | 20164 | 20063 | 19984 | 19932 | -0.65565
Difference | -652 | -674 | -636 | -642 | -651 | -659 | -683 | -713 | -742
CONNECTICUT
2018 CELT | 5158.1574 | 5131.9767 | 5095.6118 | 5059.6864 | 5028.7969 | 5002.0485 | 4975.3701 | 4952.0233 | 4933.1108 | -0.55607
2017 CELT | 5339 | 5282 | 5154 | 5110 | 5073 | 5042 | 5016 | 4993 | 4975 | -0.87878
Difference | -180.8426 | -150.0233 | -58.3882 | -50.3136 | -44.2031 | -39.9515 | -40.6299 | -40.9767 | -41.8892
MAINE
2018 CELT | 1887.7069 | 1890.7307 | 1879.774 | 1881.9717 | 1888.3256 | 1899.0727 | 1906.854 | 1914.969 | 1924.8088 | 0.24359
2017 CELT | 1825 | 1847 | 1904 | 1901 | 1902 | 1906 | 1911 | 1915 | 1922 | 0.64943
Difference | 62.7069 | 43.7307 | -24.226 | -19.0283 | -13.6744 | -6.9273 | -4.146 | -0.030969 | 2.8088
MASSACHUSETTS
2018 CELT | 9149.5411 | 9097.167 | 8930.6517 | 8799.8893 | 8689.7938 | 8598.3976 | 8517.2527 | 8448.2717 | 8395.3637 | -1.0695
2017 CELT | 9607 | 9581 | 9384 | 9265 | 9168 | 9090 | 9028 | 8982 | 8953 | -0.87742
Difference | -457.4589 | -483.833 | -453.3483 | -465.1107 | -478.2062 | -491.6024 | -510.7473 | -533.7283 | -557.6363
NEW HAMPSHIRE
2018 CELT | 1946.3106 | 1947.5944 | 1938.7402 | 1932.2508 | 1928.2732 | 1924.3638 | 1921.4311 | 1917.8147 | 1915.4101 | -0.19985
2017 CELT | 1983 | 1986 | 1980 | 1977 | 1975 | 1975 | 1975 | 1975 | 1977 | -0.037872
Difference | -36.6894 | -38.4056 | -41.2598 | -44.7492 | -46.7268 | -50.6362 | -53.5689 | -57.1853 | -61.5899
RHODE ISLAND
2018 CELT | 1242.2902 | 1210.2051 | 1180.2921 | 1154.8344 | 1132.0344 | 1112.0172 | 1093.5219 | 1078.3563 | 1065.7072 | -1.8982
2017 CELT | 1260 | 1244 | 1200 | 1178 | 1160 | 1143 | 1131 | 1119 | 1111 | -1.5608
Difference | -17.7098 | -33.7949 | -19.7079 | -23.1656 | -27.9656 | -30.9828 | -37.4781 | -40.6437 | -45.2928
VERMONT
2018 CELT | 972.5836 | 995.8722 | 985.8941 | 979.9018 | 973.825 | 969.4371 | 964.3183 | 959.9828 | 956.7881 | -0.20447
2017 CELT | 994 | 1004 | 1025 | 1017 | 1010 | 1005 | 1000 | 996 | 993 | -0.012581
Difference | -21.4164 | -8.1278 | -39.1059 | -37.0982 | -36.175 | -35.5629 | -35.6817 | -36.0172 | -36.2119
90/10 Summer Peak Net Forecast Comparison (MW)
| 2018 | 2019 | 2020 | 2021 | 2022 | 2023 | 2024 | 2025 | 2026 | CAGR(%)
ISO-NE
2018 CELT | 28119 | 27929 | 27744 | 27609 | 27521 | 27469 | 27444 | 27446 | 27483 | -0.28556
2017 CELT | 28877 | 28865 | 28790 | 28741 | 28732 | 28757 | 28814 | 28904 | 29021 | 0.062198
Difference | -758 | -936 | -1046 | -1132 | -1211 | -1288 | -1370 | -1458 | -1538
CONNECTICUT
2018 CELT | 7312.3113 | 7281.8007 | 7245.0473 | 7207.4417 | 7180.6122 | 7161.9168 | 7150.7722 | 7143.2779 | 7140.1136 | -0.29744
2017 CELT | 7639 | 7573 | 7483 | 7465 | 7455 | 7449 | 7450 | 7453 | 7462 | -0.29261
Difference | -326.6887 | -291.1993 | -237.9527 | -257.5583 | -274.3878 | -287.0832 | -299.2278 | -309.7221 | -321.8864
MAINE
2018 CELT | 2053.2732 | 2038.6171 | 2022.8988 | 2014.6998 | 2011.9647 | 2012.0704 | 2010.4807 | 2010.9561 | 2012.2613 | -0.25188
2017 CELT | 2115 | 2131 | 2178 | 2181 | 2188 | 2198 | 2209 | 2220 | 2232 | 0.67531
Difference | -61.7268 | -92.3829 | -155.1012 | -166.3002 | -176.0353 | -185.9296 | -198.5193 | -209.0439 | -219.7387
MASSACHUSETTS
2018 CELT | 13149.99 | 13031.6537 | 12925.0154 | 12850.54 | 12800.9175 | 12771.4593 | 12757.5942 | 12762.6031 | 12791.2796 | -0.34512
2017 CELT | 13336 | 13345 | 13295 | 13257 | 13241 | 13245 | 13273 | 13322 | 13393 | 0.053327
Difference | -186.01 | -313.3463 | -369.9846 | -406.46 | -440.0825 | -473.5407 | -515.4058 | -559.3969 | -601.7204
NEW HAMPSHIRE
2018 CELT | 2557.6401 | 2564.0406 | 2563.6813 | 2569.5854 | 2578.4241 | 2588.4192 | 2597.6553 | 2606.7271 | 2618.1113 | 0.29253
2017 CELT | 2701 | 2724 | 2734 | 2751 | 2771 | 2790 | 2810 | 2831 | 2854 | 0.69112
Difference | -143.3599 | -159.9594 | -170.3187 | -181.4146 | -192.5759 | -201.5808 | -212.3447 | -224.2729 | -235.8887
RHODE ISLAND
2018 CELT | 2105.9481 | 2089.0878 | 2073.7171 | 2063.7833 | 2056.2395 | 2051.5232 | 2049.5665 | 2050.9022 | 2054.5724 | -0.30825
2017 CELT | 2119 | 2116 | 2098 | 2096 | 2098 | 2102 | 2109 | 2118 | 2128 | 0.052993
Difference | -13.0519 | -26.9122 | -24.2829 | -32.2167 | -41.7605 | -50.4768 | -59.4335 | -67.0978 | -73.4276
VERMONT
2018 CELT | 940.0997 | 923.9528 | 912.2045 | 902.0175 | 892.7715 | 884.4079 | 878.8387 | 872.2323 | 866.6707 | -1.0114
2017 CELT | 950 | 958 | 982 | 971 | 961 | 952 | 944 | 937 | 931 | -0.25222
Difference | -9.9003 | -34.0472 | -69.7955 | -68.9825 | -68.2285 | -67.5921 | -65.1613 | -64.7677 | -64.3293
90/10 Winter Peak Net Forecast Comparison (MW)
| 2018 | 2019 | 2020 | 2021 | 2022 | 2023 | 2024 | 2025 | 2026 | CAGR(%)
ISO-NE
2018 CELT | 21056 | 20972 | 20712 | 20508 | 20342 | 20205 | 20079 | 19971 | 19890 | -0.70958
2017 CELT | 21707 | 21646 | 21347 | 21150 | 20991 | 20863 | 20761 | 20683 | 20630 | -0.63409
Difference | -651 | -674 | -635 | -642 | -649 | -658 | -682 | -712 | -740
CONNECTICUT
2018 CELT | 5331.2961 | 5305.1252 | 5268.7685 | 5232.8501 | 5201.9674 | 5175.2253 | 5148.5524 | 5125.2102 | 5106.3017 | -0.53754
2017 CELT | 5527 | 5470 | 5342 | 5298 | 5261 | 5230 | 5204 | 5181 | 5163 | -0.84798
Difference | -195.7039 | -164.8748 | -73.2315 | -65.1499 | -59.0326 | -54.7747 | -55.4476 | -55.7898 | -56.6983
MAINE
2018 CELT | 1945.8756 | 1948.9022 | 1937.947 | 1940.1387 | 1946.4837 | 1957.2215 | 1964.9957 | 1973.1048 | 1982.9395 | 0.23613
2017 CELT | 1881 | 1904 | 1960 | 1958 | 1959 | 1963 | 1967 | 1972 | 1978 | 0.63051
Difference | 64.8756 | 44.9022 | -22.053 | -17.8613 | -12.5163 | -5.7785 | -2.0043 | 1.1048 | 4.9395
MASSACHUSETTS
2018 CELT | 9470.7552 | 9418.3601 | 9251.8284 | 9121.0577 | 9010.9568 | 8919.5563 | 8838.4064 | 8769.421 | 8716.5089 | -1.032
2017 CELT | 9933 | 9906 | 9710 | 9591 | 9494 | 9416 | 9354 | 9307 | 9278 | -0.84908
Difference | -462.2448 | -487.6399 | -458.1716 | -469.9423 | -483.0432 | -496.4437 | -515.5936 | -537.579 | -561.4911
NEW HAMPSHIRE
2018 CELT | 2027.5018 | 2028.7809 | 2019.9248 | 2013.4306 | 2009.4478 | 2005.5325 | 2002.5947 | 1998.9737 | 1996.5644 | -0.19202
2017 CELT | 2070 | 2073 | 2066 | 2064 | 2062 | 2062 | 2061 | 2062 | 2064 | -0.036278
Difference | -42.4982 | -44.2191 | -46.0752 | -50.5694 | -52.5522 | -56.4675 | -58.4053 | -63.0263 | -67.4356
RHODE ISLAND
2018 CELT | 1290.625 | 1258.5427 | 1228.6308 | 1203.1734 | 1180.3734 | 1160.3563 | 1141.8609 | 1126.6947 | 1114.045 | -1.8223
2017 CELT | 1286 | 1271 | 1226 | 1204 | 1186 | 1170 | 1157 | 1145 | 1137 | -1.5275
Difference | 4.625 | -12.4573 | 2.6308 | -0.8266 | -5.6266 | -9.6437 | -15.1391 | -18.3053 | -22.955
VERMONT
2018 CELT | 990.2467 | 1013.5457 | 1003.5751 | 997.5946 | 991.5305 | 987.1557 | 982.0486 | 977.724 | 974.54 | -0.19966
2017 CELT | 1011 | 1022 | 1043 | 1034 | 1028 | 1023 | 1017 | 1013 | 1011 | 0
Difference | -20.7533 | -8.4543 | -39.4249 | -36.4054 | -36.4695 | -35.8443 | -34.9514 | -35.276 | -36.46

## 11 OP CO
FERC 715 Summer 2018 : Proportions of Operating Company (down) in Each RSP Sub-area (across)
% of State Peak | State | Company | BHE | ME | SME | NH | VT | BOSTON | CMA_NEMA | WMA | SEMA | RI | CT | SWCT | NOR
0.044979 | CT | CMEEC | 0 | 0 | 0 | 0 | 0 | 0 | 0 | 0 | 0 | 0 | 0.6972 | 0.2134 | 0.0895
0.76492 | CT | CLP | 0 | 0 | 0 | 0 | 0 | 0 | 0 | 0.0165 | 0 | 0 | 0.5782 | 0.2141 | 0.1912
0.1901 | CT | UI | 0 | 0 | 0 | 0 | 0 | 0 | 0 | 0 | 0 | 0 | 0.0391 | 0.8043 | 0.1566
0.13655 | ME | EM | 1 | 0 | 0 | 0 | 0 | 0 | 0 | 0 | 0 | 0 | 0 | 0 | 0
0.86345 | ME | CMP | 0.0117 | 0.5431 | 0.4141 | 0.0311 | 0 | 0 | 0 | 0 | 0 | 0 | 0 | 0 | 0
0.11231 | MA | COMEL | 0 | 0 | 0 | 0 | 0 | 0.2788 | 0 | 0 | 0.7212 | 0 | 0 | 0 | 0
0.286 | MA | BECO | 0 | 0 | 0 | 0 | 0 | 0.9306 | 0 | 0 | 0.0423 | 0.027 | 0 | 0 | 0
0.39673 | MA | MA-NGRID | 0 | 0 | 0 | 0 | 0 | 0.2669 | 0.2689 | 0.1397 | 0.2161 | 0.1084 | 0 | 0 | 0
0.018015 | MA | MUNI:SEMA-NGR | 0 | 0 | 0 | 0 | 0 | 0 | 0 | 0 | 1 | 0 | 0 | 0 | 0
0.021887 | MA | MUNI:WMA-NU | 0 | 0 | 0 | 0 | 0 | 0 | 0 | 1 | 0 | 0 | 0 | 0 | 0
0.0086295 | MA | MUNI:WMA-NGR | 0 | 0 | 0 | 0 | 0 | 0 | 0 | 1 | 0 | 0 | 0 | 0 | 0
0.019922 | MA | MUNI:CNEMA-NGR | 0 | 0 | 0 | 0 | 0 | 0 | 1 | 0 | 0 | 0 | 0 | 0 | 0
0.0086464 | MA | MUNI:RI-NGR | 0 | 0 | 0 | 0 | 0 | 0 | 0 | 0 | 0 | 1 | 0 | 0 | 0
0.060914 | MA | WMECO | 0 | 0 | 0 | 0 | 0 | 0 | 0 | 1 | 0 | 0 | 0 | 0 | 0
0.013863 | MA | MUNI:BOST-NST | 0 | 0 | 0 | 0 | 0 | 1 | 0 | 0 | 0 | 0 | 0 | 0 | 0
0.035255 | MA | MUNI:BOST-NGR | 0 | 0 | 0 | 0 | 0 | 1 | 0 | 0 | 0 | 0 | 0 | 0 | 0
0.017824 | MA | MUNI:SEMA-NST | 0 | 0 | 0 | 0 | 0 | 0 | 0 | 0 | 1 | 0 | 0 | 0 | 0
0.78736 | NH | PSNH | 0 | 0 | 0 | 0.8557 | 0.121 | 0 | 0.0232 | 0 | 0 | 0 | 0 | 0 | 0
0.12001 | NH | UNITIL | 0 | 0 | 0 | 1 | 0 | 0 | 0 | 0 | 0 | 0 | 0 | 0 | 0
0.092634 | NH | GSE | 0 | 0 | 0 | 0.1088 | 0.4246 | 0.3212 | 0.1455 | 0 | 0 | 0 | 0 | 0 | 0
1 | RI | RI-NGRID | 0 | 0 | 0 | 0 | 0 | 0 | 0 | 0 | 0.0853 | 0.9147 | 0 | 0 | 0
1 | VT | VELCO | 0 | 0 | 0 | 0.0419 | 0.89 | 0 | 0 | 0.068 | 0 | 0 | 0 | 0 | 0
FERC 715 Summer 2027 : Proportions of Operating Company (down) in Each RSP Sub-area (across)
% of State Peak | State | Company | BHE | ME | SME | NH | VT | BOSTON | CMA_NEMA | WMA | SEMA | RI | CT | SWCT | NOR
0.044979 | CT | CMEEC | 0 | 0 | 0 | 0 | 0 | 0 | 0 | 0 | 0 | 0 | 0.7071 | 0.2004 | 0.0925
0.76492 | CT | CLP | 0 | 0 | 0 | 0 | 0 | 0 | 0 | 0.0164 | 0 | 0 | 0.575 | 0.2131 | 0.1955
0.1901 | CT | UI | 0 | 0 | 0 | 0 | 0 | 0 | 0 | 0 | 0 | 0 | 0.0391 | 0.8043 | 0.1566
0.13655 | ME | EM | 1 | 0 | 0 | 0 | 0 | 0 | 0 | 0 | 0 | 0 | 0 | 0 | 0
0.86345 | ME | CMP | 0.0117 | 0.5434 | 0.414 | 0.0308 | 0 | 0 | 0 | 0 | 0 | 0 | 0 | 0 | 0
0.11231 | MA | COMEL | 0 | 0 | 0 | 0 | 0 | 0.2804 | 0 | 0 | 0.7196 | 0 | 0 | 0 | 0
0.286 | MA | BECO | 0 | 0 | 0 | 0 | 0 | 0.9322 | 0 | 0 | 0.0412 | 0.0266 | 0 | 0 | 0
0.39673 | MA | MA-NGRID | 0 | 0 | 0 | 0 | 0 | 0.257 | 0.2719 | 0.1406 | 0.2193 | 0.1111 | 0 | 0 | 0
0.018015 | MA | MUNI:SEMA-NGR | 0 | 0 | 0 | 0 | 0 | 0 | 0 | 0 | 1 | 0 | 0 | 0 | 0
0.021887 | MA | MUNI:WMA-NU | 0 | 0 | 0 | 0 | 0 | 0 | 0 | 1 | 0 | 0 | 0 | 0 | 0
0.0086295 | MA | MUNI:WMA-NGR | 0 | 0 | 0 | 0 | 0 | 0 | 0 | 1 | 0 | 0 | 0 | 0 | 0
0.019922 | MA | MUNI:CNEMA-NGR | 0 | 0 | 0 | 0 | 0 | 0 | 1 | 0 | 0 | 0 | 0 | 0 | 0
0.0086464 | MA | MUNI:RI-NGR | 0 | 0 | 0 | 0 | 0 | 0 | 0 | 0 | 0 | 1 | 0 | 0 | 0
0.060914 | MA | WMECO | 0 | 0 | 0 | 0 | 0 | 0 | 0 | 1 | 0 | 0 | 0 | 0 | 0
0.013863 | MA | MUNI:BOST-NST | 0 | 0 | 0 | 0 | 0 | 1 | 0 | 0 | 0 | 0 | 0 | 0 | 0
0.035255 | MA | MUNI:BOST-NGR | 0 | 0 | 0 | 0 | 0 | 1 | 0 | 0 | 0 | 0 | 0 | 0 | 0
0.017824 | MA | MUNI:SEMA-NST | 0 | 0 | 0 | 0 | 0 | 0 | 0 | 0 | 1 | 0 | 0 | 0 | 0
0.78736 | NH | PSNH | 0 | 0 | 0 | 0.857 | 0.1199 | 0 | 0.0231 | 0 | 0 | 0 | 0 | 0 | 0
0.12001 | NH | UNITIL | 0 | 0 | 0 | 1 | 0 | 0 | 0 | 0 | 0 | 0 | 0 | 0 | 0
0.092634 | NH | GSE | 0 | 0 | 0 | 0.1114 | 0.4235 | 0.3176 | 0.1475 | 0 | 0 | 0 | 0 | 0 | 0
1 | RI | RI-NGRID | 0 | 0 | 0 | 0 | 0 | 0 | 0 | 0 | 0.0833 | 0.9167 | 0 | 0 | 0
1 | VT | VELCO | 0 | 0 | 0 | 0.0421 | 0.8897 | 0 | 0 | 0.0682 | 0 | 0 | 0 | 0 | 0
FERC 715 Summer 2018 and 2027
States are Load Zones except for Massachusetts (where there are three Load Zones)
2018
LOAD_ZONE | BHE | ME | SME | NH | VT | BOSTON | CMA_NEMA | WMA | SEMA | RI | CT | SWCT | NOR
ME | 0.1467 | 0.4689 | 0.3575 | 0.0269 | 0 | 0 | 0 | 0 | 0 | 0 | 0 | 0 | 0
NH | 0 | 0 | 0 | 0.8042 | 0.1345 | 0.0296 | 0.0317 | 0 | 0 | 0 | 0 | 0 | 0
VT | 0 | 0 | 0 | 0.0419 | 0.8901 | 0 | 0 | 0.068 | 0 | 0 | 0 | 0 | 0
CT | 0 | 0 | 0 | 0 | 0 | 0 | 0 | 0.0127 | 0 | 0 | 0.4819 | 0.3254 | 0.18
RI | 0 | 0 | 0 | 0 | 0 | 0 | 0 | 0 | 0.0853 | 0.9147 | 0 | 0 | 0
SEMA | 0 | 0 | 0 | 0 | 0 | 0 | 0 | 0 | 0.7831 | 0.2169 | 0 | 0 | 0
WCMA | 0 | 0 | 0 | 0 | 0 | 0.0264 | 0.4493 | 0.5243 | 0 | 0 | 0 | 0 | 0
NEMA | 0 | 0 | 0 | 0 | 0 | 1 | 0 | 0 | 0 | 0 | 0 | 0 | 0
MA | 0 | 0 | 0 | 0 | 0 | 0.452 | 0.1267 | 0.1478 | 0.2142 | 0.0593 | 0 | 0 | 0
2027
LOAD_ZONE | BHE | ME | SME | NH | VT | BOSTON | CMA_NEMA | WMA | SEMA | RI | CT | SWCT | NOR
ME | 0.1468 | 0.4692 | 0.3574 | 0.0266 | 0 | 0 | 0 | 0 | 0 | 0 | 0 | 0 | 0
NH | 0 | 0 | 0 | 0.8117 | 0.1346 | 0.0217 | 0.032 | 0 | 0 | 0 | 0 | 0 | 0
VT | 0 | 0 | 0 | 0.0421 | 0.8897 | 0 | 0 | 0.0682 | 0 | 0 | 0 | 0 | 0
CT | 0 | 0 | 0 | 0 | 0 | 0 | 0 | 0.0125 | 0 | 0 | 0.4799 | 0.3241 | 0.1835
RI | 0 | 0 | 0 | 0 | 0 | 0 | 0 | 0 | 0.0833 | 0.9167 | 0 | 0 | 0
SEMA | 0 | 0 | 0 | 0 | 0 | 0 | 0 | 0 | 0.7811 | 0.2189 | 0 | 0 | 0
WCMA | 0 | 0 | 0 | 0 | 0 | 0.0262 | 0.4511 | 0.5227 | 0 | 0 | 0 | 0 | 0
NEMA | 0 | 0 | 0 | 0 | 0 | 1 | 0 | 0 | 0 | 0 | 0 | 0 | 0
MA | 0 | 0 | 0 | 0 | 0 | 0.4495 | 0.1277 | 0.148 | 0.2146 | 0.0602 | 0 | 0 | 0

## 12 FC
2018 CELT FORECAST FOR ISO-NE, STATES, SUBAREAS, AND LOAD ZONES
|  | 2018 | 2019 | 2020 | 2021 | 2022 | 2023 | 2024 | 2025 | 2026 | 2027 | CAGR
GROSS NEL
State | ISONE | 142488 | 143820 | 144634 | 146009 | 147538 | 149100 | 150485 | 151766 | 153072 | 154364 | 0.9
State | CT | 34206 | 34412 | 34489 | 34707 | 34956 | 35209 | 35419 | 35604 | 35794 | 35981 | 0.6
State | ME | 12878 | 12976 | 13042 | 13195 | 13380 | 13576 | 13749 | 13909 | 14067 | 14222 | 1.1
State | MA | 66532 | 67347 | 67891 | 68675 | 69527 | 70401 | 71196 | 71935 | 72685 | 73422 | 1.1
State | NH | 12559 | 12688 | 12749 | 12855 | 12971 | 13089 | 13189 | 13277 | 13368 | 13461 | 0.8
State | RI | 9357 | 9390 | 9422 | 9488 | 9563 | 9636 | 9702 | 9771 | 9846 | 9926 | 0.7
State | VT | 6956 | 7007 | 7040 | 7090 | 7140 | 7188 | 7230 | 7270 | 7311 | 7353 | 0.6
RSP Subarea | BHE | 1861 | 1875 | 1885 | 1907 | 1934 | 1962 | 1987 | 2010 | 2033 | 2056 | 1.1
RSP Subarea | ME | 6177 | 6225 | 6257 | 6331 | 6421 | 6516 | 6599 | 6677 | 6753 | 6829 | 1.1
RSP Subarea | SME | 4482 | 4516 | 4538 | 4591 | 4655 | 4723 | 4783 | 4838 | 4893 | 4946 | 1.1
RSP Subarea | NH | 10755 | 10874 | 10937 | 11039 | 11150 | 11263 | 11361 | 11449 | 11539 | 11631 | 0.9
RSP Subarea | VT | 7893 | 7956 | 7993 | 8052 | 8112 | 8170 | 8221 | 8268 | 8317 | 8366 | 0.6
RSP Subarea | Boston | 30475 | 30842 | 31083 | 31434 | 31817 | 32210 | 32566 | 32897 | 33233 | 33563 | 1.1
RSP Subarea | CMA/NEMA | 8796 | 8908 | 8984 | 9092 | 9209 | 9329 | 9438 | 9540 | 9643 | 9745 | 1.1
RSP Subarea | WMA | 10958 | 11080 | 11158 | 11275 | 11403 | 11533 | 11651 | 11760 | 11870 | 11979 | 1
RSP Subarea | SEMA | 14812 | 14984 | 15098 | 15266 | 15449 | 15636 | 15806 | 15964 | 16125 | 16284 | 1.1
RSP Subarea | RI | 12506 | 12585 | 12646 | 12753 | 12873 | 12991 | 13099 | 13206 | 13319 | 13435 | 0.8
RSP Subarea | CT | 16481 | 16572 | 16601 | 16698 | 16810 | 16924 | 17017 | 17098 | 17182 | 17264 | 0.5
RSP Subarea | SWCT | 11135 | 11197 | 11216 | 11282 | 11358 | 11435 | 11498 | 11552 | 11609 | 11664 | 0.5
RSP Subarea | NOR | 6158 | 6209 | 6236 | 6289 | 6348 | 6407 | 6459 | 6506 | 6555 | 6602 | 0.8
Load Zone | SEMA | 17961 | 18178 | 18322 | 18531 | 18758 | 18991 | 19202 | 19399 | 19598 | 19794 | 1.1
Load Zone | WCMA | 18926 | 19157 | 19310 | 19532 | 19773 | 20020 | 20245 | 20453 | 20665 | 20873 | 1.1
Load Zone | NEMA | 29645 | 30012 | 30258 | 30612 | 30996 | 31390 | 31749 | 32083 | 32422 | 32756 | 1.1
GROSS 50/50 SUMMER PEAK
State | ISONE | 29060 | 29298 | 29504 | 29744 | 29994 | 30245 | 30486 | 30721 | 30957 | 31192 | 0.8
State | CT | 7400 | 7435 | 7463 | 7499 | 7536 | 7574 | 7609 | 7643 | 7678 | 7712 | 0.5
State | ME | 2111 | 2120 | 2127 | 2140 | 2156 | 2173 | 2188 | 2202 | 2216 | 2229 | 0.6
State | MA | 13836 | 13982 | 14113 | 14257 | 14405 | 14555 | 14699 | 14841 | 14983 | 15125 | 1
State | NH | 2501 | 2524 | 2541 | 2562 | 2584 | 2606 | 2626 | 2645 | 2664 | 2684 | 0.8
State | RI | 2099 | 2118 | 2137 | 2158 | 2179 | 2200 | 2220 | 2241 | 2262 | 2284 | 0.9
State | VT | 1113 | 1118 | 1123 | 1128 | 1133 | 1138 | 1143 | 1148 | 1153 | 1158 | 0.4
RSP Subarea | BHE | 310 | 311 | 312 | 314 | 316 | 319 | 321 | 323 | 325 | 327 | 0.6
RSP Subarea | ME | 990 | 994 | 998 | 1004 | 1011 | 1019 | 1026 | 1033 | 1040 | 1046 | 0.6
RSP Subarea | SME | 755 | 758 | 760 | 765 | 771 | 777 | 782 | 787 | 792 | 797 | 0.6
RSP Subarea | NH | 2111 | 2133 | 2149 | 2168 | 2189 | 2209 | 2228 | 2247 | 2265 | 2284 | 0.9
RSP Subarea | VT | 1330 | 1338 | 1344 | 1352 | 1359 | 1367 | 1374 | 1381 | 1388 | 1395 | 0.5
RSP Subarea | Boston | 6327 | 6388 | 6441 | 6500 | 6561 | 6622 | 6682 | 6740 | 6798 | 6856 | 0.9
RSP Subarea | CMA/NEMA | 1832 | 1853 | 1872 | 1893 | 1914 | 1935 | 1956 | 1977 | 1997 | 2017 | 1.1
RSP Subarea | WMA | 2215 | 2238 | 2258 | 2280 | 2303 | 2326 | 2349 | 2371 | 2393 | 2415 | 1
RSP Subarea | SEMA | 3142 | 3176 | 3206 | 3239 | 3272 | 3306 | 3339 | 3372 | 3404 | 3437 | 1
RSP Subarea | RI | 2741 | 2769 | 2796 | 2825 | 2855 | 2885 | 2914 | 2944 | 2974 | 3004 | 1
RSP Subarea | CT | 3566 | 3581 | 3593 | 3608 | 3625 | 3641 | 3657 | 3671 | 3686 | 3701 | 0.4
RSP Subarea | SWCT | 2408 | 2418 | 2426 | 2437 | 2448 | 2459 | 2469 | 2479 | 2489 | 2499 | 0.4
RSP Subarea | NOR | 1332 | 1342 | 1350 | 1359 | 1369 | 1378 | 1388 | 1397 | 1406 | 1415 | 0.7
Load Zone | SEMA | 3784 | 3826 | 3864 | 3906 | 3949 | 3992 | 4034 | 4075 | 4116 | 4157 | 1
Load Zone | WCMA | 3902 | 3945 | 3984 | 4026 | 4070 | 4114 | 4157 | 4199 | 4241 | 4282 | 1
Load Zone | NEMA | 6150 | 6211 | 6265 | 6325 | 6387 | 6449 | 6509 | 6568 | 6627 | 6686 | 0.9
GROSS 50/50 WINTER PEAK
State | ISONE | 23026 | 23138 | 23206 | 23322 | 23450 | 23581 | 23698 | 23805 | 23915 | 24024 | 0.5
State | CT | 5669 | 5682 | 5686 | 5699 | 5714 | 5729 | 5741 | 5752 | 5763 | 5774 | 0.2
State | ME | 2067 | 2079 | 2087 | 2106 | 2129 | 2154 | 2176 | 2196 | 2216 | 2235 | 0.9
State | MA | 10652 | 10723 | 10771 | 10838 | 10911 | 10985 | 11053 | 11116 | 11180 | 11243 | 0.6
State | NH | 2041 | 2049 | 2052 | 2057 | 2063 | 2069 | 2074 | 2079 | 2083 | 2088 | 0.3
State | RI | 1482 | 1484 | 1486 | 1491 | 1496 | 1501 | 1506 | 1510 | 1516 | 1521 | 0.3
State | VT | 1115 | 1121 | 1125 | 1131 | 1137 | 1142 | 1147 | 1152 | 1157 | 1162 | 0.5
RSP Subarea | BHE | 294 | 296 | 297 | 300 | 303 | 307 | 310 | 313 | 315 | 318 | 0.9
RSP Subarea | ME | 1014 | 1020 | 1024 | 1033 | 1045 | 1057 | 1068 | 1078 | 1088 | 1098 | 0.9
RSP Subarea | SME | 700 | 704 | 706 | 713 | 720 | 729 | 736 | 743 | 749 | 756 | 0.9
RSP Subarea | NH | 1746 | 1754 | 1759 | 1766 | 1773 | 1780 | 1787 | 1793 | 1799 | 1805 | 0.4
RSP Subarea | VT | 1274 | 1280 | 1284 | 1290 | 1296 | 1302 | 1307 | 1312 | 1317 | 1322 | 0.4
RSP Subarea | Boston | 4885 | 4921 | 4945 | 4979 | 5015 | 5052 | 5086 | 5118 | 5150 | 5182 | 0.7
RSP Subarea | CMA/NEMA | 1404 | 1414 | 1420 | 1429 | 1439 | 1449 | 1458 | 1466 | 1475 | 1483 | 0.6
RSP Subarea | WMA | 1792 | 1801 | 1806 | 1814 | 1824 | 1833 | 1842 | 1849 | 1857 | 1865 | 0.4
RSP Subarea | SEMA | 2332 | 2346 | 2355 | 2368 | 2382 | 2397 | 2410 | 2423 | 2435 | 2447 | 0.5
RSP Subarea | RI | 1988 | 1992 | 1996 | 2003 | 2010 | 2018 | 2025 | 2031 | 2039 | 2046 | 0.3
RSP Subarea | CT | 2731 | 2736 | 2736 | 2741 | 2747 | 2753 | 2758 | 2762 | 2766 | 2770 | 0.2
RSP Subarea | SWCT | 1846 | 1849 | 1850 | 1853 | 1857 | 1861 | 1865 | 1867 | 1870 | 1873 | 0.2
RSP Subarea | NOR | 1020 | 1025 | 1028 | 1032 | 1037 | 1042 | 1047 | 1051 | 1055 | 1059 | 0.4
Load Zone | SEMA | 2838 | 2854 | 2864 | 2880 | 2897 | 2914 | 2929 | 2944 | 2958 | 2972 | 0.5
Load Zone | WCMA | 3057 | 3075 | 3087 | 3104 | 3123 | 3143 | 3160 | 3177 | 3193 | 3209 | 0.5
Load Zone | NEMA | 4757 | 4794 | 4819 | 4854 | 4891 | 4929 | 4964 | 4996 | 5029 | 5062 | 0.7
GROSS 90/10 SUMMER PEAK
State | ISONE | 31451 | 31716 | 31950 | 32217 | 32494 | 32773 | 33041 | 33303 | 33566 | 33828 | 0.8
State | CT | 8037 | 8076 | 8107 | 8146 | 8188 | 8229 | 8268 | 8305 | 8343 | 8381 | 0.5
State | ME | 2244 | 2254 | 2261 | 2275 | 2291 | 2308 | 2323 | 2338 | 2352 | 2366 | 0.6
State | MA | 14951 | 15114 | 15261 | 15422 | 15586 | 15751 | 15913 | 16071 | 16229 | 16387 | 1
State | NH | 2693 | 2718 | 2737 | 2760 | 2783 | 2807 | 2830 | 2851 | 2872 | 2894 | 0.8
State | RI | 2367 | 2390 | 2414 | 2439 | 2464 | 2490 | 2515 | 2540 | 2566 | 2592 | 1
State | VT | 1159 | 1165 | 1170 | 1176 | 1182 | 1187 | 1193 | 1198 | 1204 | 1209 | 0.5
RSP Subarea | BHE | 329 | 331 | 332 | 334 | 336 | 339 | 341 | 343 | 345 | 347 | 0.6
RSP Subarea | ME | 1052 | 1057 | 1060 | 1067 | 1075 | 1083 | 1090 | 1097 | 1104 | 1110 | 0.6
RSP Subarea | SME | 802 | 806 | 808 | 813 | 819 | 825 | 831 | 836 | 841 | 846 | 0.6
RSP Subarea | NH | 2271 | 2294 | 2312 | 2333 | 2355 | 2378 | 2399 | 2419 | 2439 | 2459 | 0.9
RSP Subarea | VT | 1397 | 1406 | 1413 | 1421 | 1430 | 1438 | 1446 | 1453 | 1461 | 1469 | 0.6
RSP Subarea | Boston | 6837 | 6904 | 6964 | 7030 | 7098 | 7167 | 7233 | 7298 | 7363 | 7428 | 0.9
RSP Subarea | CMA/NEMA | 1979 | 2003 | 2024 | 2047 | 2071 | 2094 | 2117 | 2140 | 2163 | 2185 | 1.1
RSP Subarea | WMA | 2391 | 2416 | 2439 | 2464 | 2489 | 2515 | 2540 | 2564 | 2589 | 2613 | 1
RSP Subarea | SEMA | 3404 | 3441 | 3475 | 3512 | 3549 | 3587 | 3624 | 3661 | 3697 | 3733 | 1
RSP Subarea | RI | 3052 | 3085 | 3117 | 3152 | 3187 | 3222 | 3257 | 3291 | 3326 | 3362 | 1.1
RSP Subarea | CT | 3873 | 3890 | 3903 | 3920 | 3938 | 3956 | 3973 | 3989 | 4006 | 4022 | 0.4
RSP Subarea | SWCT | 2615 | 2627 | 2636 | 2647 | 2659 | 2671 | 2683 | 2694 | 2705 | 2716 | 0.4
RSP Subarea | NOR | 1447 | 1457 | 1466 | 1476 | 1487 | 1498 | 1508 | 1518 | 1528 | 1538 | 0.7
Load Zone | SEMA | 4089 | 4136 | 4179 | 4225 | 4272 | 4320 | 4366 | 4412 | 4458 | 4503 | 1.1
Load Zone | WCMA | 4216 | 4264 | 4308 | 4355 | 4403 | 4452 | 4500 | 4546 | 4593 | 4640 | 1.1
Load Zone | NEMA | 6646 | 6714 | 6775 | 6842 | 6910 | 6979 | 7046 | 7112 | 7178 | 7244 | 1
GROSS 90/10 WINTER PEAK
State | ISONE | 23725 | 23837 | 23906 | 24021 | 24150 | 24281 | 24397 | 24505 | 24615 | 24723 | 0.5
State | CT | 5842 | 5855 | 5859 | 5872 | 5887 | 5902 | 5915 | 5925 | 5936 | 5947 | 0.2
State | ME | 2125 | 2137 | 2145 | 2164 | 2187 | 2212 | 2234 | 2254 | 2274 | 2293 | 0.9
State | MA | 10973 | 11044 | 11092 | 11159 | 11232 | 11307 | 11374 | 11437 | 11502 | 11564 | 0.6
State | NH | 2123 | 2130 | 2133 | 2138 | 2144 | 2151 | 2156 | 2160 | 2165 | 2169 | 0.2
State | RI | 1531 | 1533 | 1535 | 1539 | 1544 | 1549 | 1554 | 1559 | 1564 | 1570 | 0.3
State | VT | 1132 | 1139 | 1143 | 1149 | 1155 | 1160 | 1165 | 1170 | 1175 | 1179 | 0.5
RSP Subarea | BHE | 302 | 304 | 305 | 308 | 311 | 315 | 318 | 321 | 324 | 326 | 0.9
RSP Subarea | ME | 1042 | 1048 | 1052 | 1062 | 1073 | 1086 | 1097 | 1107 | 1117 | 1126 | 0.9
RSP Subarea | SME | 719 | 723 | 726 | 732 | 740 | 748 | 756 | 762 | 769 | 775 | 0.8
RSP Subarea | NH | 1814 | 1822 | 1827 | 1834 | 1841 | 1848 | 1855 | 1861 | 1867 | 1873 | 0.4
RSP Subarea | VT | 1301 | 1307 | 1311 | 1317 | 1323 | 1329 | 1334 | 1339 | 1344 | 1349 | 0.4
RSP Subarea | Boston | 5033 | 5069 | 5093 | 5127 | 5163 | 5200 | 5234 | 5266 | 5298 | 5330 | 0.6
RSP Subarea | CMA/NEMA | 1447 | 1456 | 1463 | 1472 | 1482 | 1492 | 1501 | 1509 | 1518 | 1526 | 0.6
RSP Subarea | WMA | 1845 | 1854 | 1859 | 1867 | 1876 | 1886 | 1894 | 1902 | 1910 | 1917 | 0.4
RSP Subarea | SEMA | 2403 | 2417 | 2426 | 2439 | 2453 | 2468 | 2481 | 2493 | 2505 | 2518 | 0.5
RSP Subarea | RI | 2051 | 2056 | 2059 | 2066 | 2073 | 2081 | 2088 | 2094 | 2102 | 2109 | 0.3
RSP Subarea | CT | 2814 | 2819 | 2820 | 2825 | 2831 | 2837 | 2841 | 2845 | 2849 | 2853 | 0.2
RSP Subarea | SWCT | 1902 | 1906 | 1906 | 1909 | 1914 | 1918 | 1921 | 1923 | 1926 | 1929 | 0.2
RSP Subarea | NOR | 1052 | 1056 | 1059 | 1064 | 1069 | 1074 | 1078 | 1083 | 1087 | 1091 | 0.4
Load Zone | SEMA | 2923 | 2940 | 2950 | 2965 | 2982 | 2999 | 3014 | 3029 | 3043 | 3057 | 0.5
Load Zone | WCMA | 3149 | 3167 | 3179 | 3196 | 3215 | 3235 | 3252 | 3268 | 3285 | 3301 | 0.5
Load Zone | NEMA | 4901 | 4937 | 4963 | 4998 | 5035 | 5073 | 5108 | 5140 | 5174 | 5206 | 0.7
PV ON ENERGY
State | ISONE | 2162 | 2558 | 2906 | 3233 | 3540 | 3834 | 4115 | 4361 | 4575 | 4783 | 9.2
State | CT | 539 | 657 | 775 | 886 | 984 | 1069 | 1139 | 1202 | 1265 | 1325 | 10.5
State | ME | 50 | 63 | 77 | 90 | 102 | 115 | 127 | 139 | 152 | 164 | 14.2
State | MA | 1085 | 1272 | 1418 | 1556 | 1691 | 1824 | 1960 | 2070 | 2148 | 2222 | 8.3
State | NH | 88 | 104 | 120 | 135 | 150 | 165 | 180 | 194 | 208 | 223 | 10.9
State | RI | 57 | 83 | 109 | 132 | 154 | 177 | 199 | 221 | 243 | 264 | 18.7
State | VT | 345 | 380 | 408 | 434 | 459 | 484 | 510 | 535 | 559 | 584 | 6
RSP Subarea | BHE | 6 | 8 | 9 | 11 | 12 | 14 | 15 | 17 | 18 | 20 | 14.2
RSP Subarea | ME | 26 | 33 | 40 | 47 | 54 | 61 | 67 | 74 | 80 | 87 | 14.2
RSP Subarea | SME | 16 | 21 | 25 | 29 | 33 | 37 | 42 | 45 | 50 | 53 | 14.2
RSP Subarea | NH | 87 | 102 | 116 | 130 | 143 | 157 | 170 | 183 | 196 | 209 | 10.2
RSP Subarea | VT | 320 | 353 | 380 | 406 | 430 | 455 | 480 | 504 | 528 | 552 | 6.3
RSP Subarea | Boston | 197 | 231 | 258 | 283 | 307 | 332 | 357 | 377 | 391 | 405 | 8.3
RSP Subarea | CMA/NEMA | 156 | 183 | 205 | 225 | 244 | 264 | 283 | 299 | 311 | 322 | 8.3
RSP Subarea | WMA | 370 | 433 | 482 | 529 | 574 | 618 | 664 | 701 | 728 | 753 | 8.2
RSP Subarea | SEMA | 326 | 383 | 429 | 471 | 513 | 554 | 597 | 631 | 656 | 680 | 8.5
RSP Subarea | RI | 128 | 165 | 199 | 229 | 259 | 289 | 319 | 346 | 372 | 397 | 13.4
RSP Subarea | CT | 318 | 387 | 457 | 523 | 580 | 631 | 672 | 709 | 746 | 781 | 10.5
RSP Subarea | SWCT | 172 | 209 | 247 | 282 | 313 | 341 | 363 | 383 | 403 | 422 | 10.5
RSP Subarea | NOR | 41 | 50 | 59 | 68 | 75 | 82 | 87 | 92 | 97 | 102 | 10.5
Load Zone | SEMA | 397 | 465 | 518 | 569 | 618 | 667 | 716 | 757 | 785 | 812 | 8.3
Load Zone | WCMA | 503 | 589 | 657 | 721 | 783 | 845 | 908 | 959 | 995 | 1030 | 8.3
Load Zone | NEMA | 186 | 218 | 243 | 267 | 290 | 312 | 336 | 354 | 368 | 381 | 8.3
PV ON SUMMER PEAK
State | ISONE | 633 | 721 | 790 | 851 | 901 | 945 | 980 | 1009 | 1031 | 1051 | 5.8
State | CT | 155 | 182 | 207 | 229 | 246 | 259 | 266 | 273 | 280 | 286 | 7
State | ME | 15 | 18 | 21 | 24 | 26 | 28 | 31 | 32 | 34 | 36 | 10.2
State | MA | 316 | 356 | 384 | 408 | 429 | 448 | 465 | 477 | 483 | 487 | 4.9
State | NH | 26 | 30 | 34 | 37 | 39 | 42 | 44 | 46 | 48 | 50 | 7.5
State | RI | 16 | 23 | 29 | 34 | 39 | 43 | 47 | 50 | 54 | 57 | 15.2
State | VT | 105 | 112 | 116 | 119 | 122 | 125 | 127 | 129 | 132 | 134 | 2.7
RSP Subarea | BHE | 2 | 2 | 3 | 3 | 3 | 3 | 4 | 4 | 4 | 4 | 10.6
RSP Subarea | ME | 8 | 9 | 11 | 13 | 14 | 15 | 16 | 17 | 18 | 19 | 10.6
RSP Subarea | SME | 5 | 6 | 7 | 8 | 9 | 9 | 10 | 11 | 11 | 12 | 10.6
RSP Subarea | NH | 26 | 30 | 33 | 35 | 38 | 40 | 42 | 44 | 46 | 47 | 6.8
RSP Subarea | VT | 97 | 104 | 108 | 111 | 114 | 117 | 120 | 122 | 124 | 127 | 3
RSP Subarea | Boston | 57 | 65 | 70 | 74 | 78 | 82 | 85 | 87 | 88 | 89 | 5
RSP Subarea | CMA/NEMA | 46 | 51 | 55 | 59 | 62 | 65 | 67 | 69 | 70 | 71 | 5
RSP Subarea | WMA | 108 | 121 | 131 | 139 | 146 | 152 | 158 | 162 | 164 | 165 | 4.9
RSP Subarea | SEMA | 95 | 107 | 116 | 124 | 130 | 136 | 142 | 145 | 147 | 149 | 5.1
RSP Subarea | RI | 37 | 46 | 53 | 60 | 65 | 70 | 75 | 79 | 83 | 86 | 9.9
RSP Subarea | CT | 91 | 107 | 122 | 135 | 145 | 153 | 157 | 161 | 165 | 169 | 7.1
RSP Subarea | SWCT | 49 | 58 | 66 | 73 | 78 | 82 | 85 | 87 | 89 | 91 | 7.1
RSP Subarea | NOR | 12 | 14 | 16 | 18 | 19 | 20 | 20 | 21 | 21 | 22 | 7.1
Load Zone | SEMA | 115 | 130 | 140 | 149 | 157 | 164 | 170 | 174 | 176 | 178 | 4.9
Load Zone | WCMA | 146 | 165 | 178 | 189 | 199 | 208 | 216 | 221 | 224 | 225 | 4.9
Load Zone | NEMA | 54 | 61 | 66 | 70 | 73 | 77 | 80 | 82 | 83 | 83 | 4.9
GROSS NET PV ENERGY
State | ISONE | 140326 | 141262 | 141728 | 142776 | 143998 | 145266 | 146370 | 147405 | 148497 | 149581 | 0.7
State | CT | 33667 | 33755 | 33714 | 33821 | 33972 | 34140 | 34280 | 34402 | 34529 | 34656 | 0.3
State | ME | 12828 | 12913 | 12965 | 13105 | 13278 | 13461 | 13622 | 13770 | 13915 | 14058 | 1
State | MA | 65447 | 66075 | 66473 | 67119 | 67836 | 68577 | 69236 | 69865 | 70537 | 71200 | 0.9
State | NH | 12471 | 12584 | 12629 | 12720 | 12821 | 12924 | 13009 | 13083 | 13160 | 13238 | 0.7
State | RI | 9300 | 9307 | 9313 | 9356 | 9409 | 9459 | 9503 | 9550 | 9603 | 9662 | 0.4
State | VT | 6611 | 6627 | 6632 | 6656 | 6681 | 6704 | 6720 | 6735 | 6752 | 6769 | 0.3
RSP Subarea | BHE | 1855 | 1867 | 1875 | 1896 | 1921 | 1948 | 1972 | 1994 | 2015 | 2036 | 1
RSP Subarea | ME | 6151 | 6191 | 6217 | 6284 | 6367 | 6455 | 6532 | 6603 | 6673 | 6742 | 1
RSP Subarea | SME | 4466 | 4495 | 4513 | 4562 | 4622 | 4685 | 4741 | 4792 | 4843 | 4893 | 1
RSP Subarea | NH | 10668 | 10772 | 10820 | 10909 | 11007 | 11107 | 11191 | 11266 | 11343 | 11422 | 0.8
RSP Subarea | VT | 7573 | 7602 | 7613 | 7646 | 7681 | 7715 | 7741 | 7764 | 7789 | 7814 | 0.3
RSP Subarea | Boston | 30278 | 30610 | 30825 | 31152 | 31510 | 31878 | 32210 | 32520 | 32842 | 33159 | 1
RSP Subarea | CMA/NEMA | 8639 | 8725 | 8780 | 8868 | 8965 | 9065 | 9155 | 9241 | 9332 | 9423 | 1
RSP Subarea | WMA | 10588 | 10647 | 10676 | 10746 | 10829 | 10915 | 10987 | 11059 | 11143 | 11226 | 0.7
RSP Subarea | SEMA | 14487 | 14600 | 14669 | 14794 | 14935 | 15081 | 15209 | 15333 | 15470 | 15605 | 0.8
RSP Subarea | RI | 12378 | 12420 | 12448 | 12524 | 12613 | 12702 | 12780 | 12859 | 12947 | 13038 | 0.6
RSP Subarea | CT | 16163 | 16185 | 16144 | 16176 | 16230 | 16294 | 16346 | 16389 | 16436 | 16482 | 0.2
RSP Subarea | SWCT | 10963 | 10987 | 10969 | 11000 | 11044 | 11094 | 11135 | 11169 | 11206 | 11242 | 0.3
RSP Subarea | NOR | 6117 | 6158 | 6177 | 6221 | 6272 | 6325 | 6372 | 6414 | 6458 | 6501 | 0.7
Load Zone | SEMA | 17565 | 17713 | 17804 | 17963 | 18141 | 18324 | 18486 | 18642 | 18813 | 18982 | 0.9
Load Zone | WCMA | 18424 | 18568 | 18653 | 18811 | 18990 | 19175 | 19336 | 19494 | 19670 | 19843 | 0.8
Load Zone | NEMA | 29459 | 29794 | 30016 | 30345 | 30706 | 31077 | 31414 | 31729 | 32054 | 32375 | 1.1
GROSS NET PV 50/50 SUMMER PEAK
State | ISONE | 28427 | 28577 | 28714 | 28893 | 29093 | 29300 | 29506 | 29712 | 29926 | 30141 | 0.7
State | CT | 7245 | 7253 | 7256 | 7270 | 7290 | 7315 | 7343 | 7370 | 7398 | 7426 | 0.3
State | ME | 2096 | 2102 | 2106 | 2116 | 2130 | 2145 | 2157 | 2170 | 2182 | 2193 | 0.5
State | MA | 13520 | 13626 | 13729 | 13849 | 13976 | 14107 | 14234 | 14364 | 14500 | 14638 | 0.9
State | NH | 2475 | 2494 | 2507 | 2525 | 2545 | 2564 | 2582 | 2599 | 2616 | 2634 | 0.7
State | RI | 2083 | 2095 | 2108 | 2124 | 2140 | 2157 | 2173 | 2191 | 2208 | 2227 | 0.7
State | VT | 1008 | 1006 | 1007 | 1009 | 1011 | 1013 | 1016 | 1019 | 1021 | 1024 | 0.2
RSP Subarea | BHE | 308 | 309 | 310 | 311 | 313 | 315 | 317 | 319 | 321 | 323 | 0.5
RSP Subarea | ME | 982 | 985 | 986 | 991 | 998 | 1004 | 1010 | 1016 | 1021 | 1027 | 0.5
RSP Subarea | SME | 750 | 752 | 754 | 757 | 762 | 767 | 772 | 776 | 781 | 785 | 0.5
RSP Subarea | NH | 2085 | 2103 | 2116 | 2133 | 2151 | 2169 | 2187 | 2203 | 2219 | 2236 | 0.8
RSP Subarea | VT | 1232 | 1234 | 1236 | 1240 | 1245 | 1250 | 1254 | 1259 | 1263 | 1268 | 0.3
RSP Subarea | Boston | 6270 | 6323 | 6371 | 6426 | 6483 | 6541 | 6597 | 6653 | 6710 | 6767 | 0.9
RSP Subarea | CMA/NEMA | 1787 | 1802 | 1817 | 1834 | 1852 | 1871 | 1889 | 1908 | 1927 | 1947 | 1
RSP Subarea | WMA | 2107 | 2116 | 2127 | 2142 | 2157 | 2174 | 2191 | 2209 | 2229 | 2249 | 0.7
RSP Subarea | SEMA | 3048 | 3068 | 3090 | 3115 | 3142 | 3170 | 3198 | 3226 | 3257 | 3288 | 0.8
RSP Subarea | RI | 2704 | 2723 | 2743 | 2766 | 2790 | 2815 | 2839 | 2865 | 2891 | 2917 | 0.8
RSP Subarea | CT | 3475 | 3474 | 3471 | 3473 | 3480 | 3489 | 3500 | 3510 | 3521 | 3532 | 0.2
RSP Subarea | SWCT | 2359 | 2360 | 2360 | 2364 | 2369 | 2376 | 2384 | 2392 | 2400 | 2408 | 0.2
RSP Subarea | NOR | 1320 | 1328 | 1334 | 1341 | 1350 | 1359 | 1367 | 1376 | 1385 | 1393 | 0.6
Load Zone | SEMA | 3669 | 3696 | 3724 | 3757 | 3792 | 3828 | 3864 | 3900 | 3939 | 3979 | 0.9
Load Zone | WCMA | 3755 | 3780 | 3806 | 3837 | 3871 | 3906 | 3941 | 3977 | 4017 | 4057 | 0.9
Load Zone | NEMA | 6096 | 6150 | 6200 | 6255 | 6313 | 6372 | 6430 | 6486 | 6545 | 6603 | 0.9
GROSS NET PV 50/50 WINTER PEAK
State | ISONE | 23026 | 23138 | 23206 | 23322 | 23450 | 23581 | 23698 | 23805 | 23915 | 24024 | 0.5
State | CT | 5669 | 5682 | 5686 | 5699 | 5714 | 5729 | 5741 | 5752 | 5763 | 5774 | 0.2
State | ME | 2067 | 2079 | 2087 | 2106 | 2129 | 2154 | 2176 | 2196 | 2216 | 2235 | 0.9
State | MA | 10652 | 10723 | 10771 | 10838 | 10911 | 10985 | 11053 | 11116 | 11180 | 11243 | 0.6
State | NH | 2041 | 2049 | 2052 | 2057 | 2063 | 2069 | 2074 | 2079 | 2083 | 2088 | 0.3
State | RI | 1482 | 1484 | 1486 | 1491 | 1496 | 1501 | 1506 | 1510 | 1516 | 1521 | 0.3
State | VT | 1115 | 1121 | 1125 | 1131 | 1137 | 1142 | 1147 | 1152 | 1157 | 1162 | 0.5
RSP Subarea | BHE | 294 | 296 | 297 | 300 | 303 | 307 | 310 | 313 | 315 | 318 | 0.9
RSP Subarea | ME | 1014 | 1020 | 1024 | 1033 | 1045 | 1057 | 1068 | 1078 | 1088 | 1098 | 0.9
RSP Subarea | SME | 700 | 704 | 706 | 713 | 720 | 729 | 736 | 743 | 749 | 756 | 0.9
RSP Subarea | NH | 1746 | 1754 | 1759 | 1766 | 1773 | 1780 | 1787 | 1793 | 1799 | 1805 | 0.4
RSP Subarea | VT | 1274 | 1280 | 1284 | 1290 | 1296 | 1302 | 1307 | 1312 | 1317 | 1322 | 0.4
RSP Subarea | Boston | 4885 | 4921 | 4945 | 4979 | 5015 | 5052 | 5086 | 5118 | 5150 | 5182 | 0.7
RSP Subarea | CMA/NEMA | 1404 | 1414 | 1420 | 1429 | 1439 | 1449 | 1458 | 1466 | 1475 | 1483 | 0.6
RSP Subarea | WMA | 1792 | 1801 | 1806 | 1814 | 1824 | 1833 | 1842 | 1849 | 1857 | 1865 | 0.4
RSP Subarea | SEMA | 2332 | 2346 | 2355 | 2368 | 2382 | 2397 | 2410 | 2423 | 2435 | 2447 | 0.5
RSP Subarea | RI | 1988 | 1992 | 1996 | 2003 | 2010 | 2018 | 2025 | 2031 | 2039 | 2046 | 0.3
RSP Subarea | CT | 2731 | 2736 | 2736 | 2741 | 2747 | 2753 | 2758 | 2762 | 2766 | 2770 | 0.2
RSP Subarea | SWCT | 1846 | 1849 | 1850 | 1853 | 1857 | 1861 | 1865 | 1867 | 1870 | 1873 | 0.2
RSP Subarea | NOR | 1020 | 1025 | 1028 | 1032 | 1037 | 1042 | 1047 | 1051 | 1055 | 1059 | 0.4
Load Zone | SEMA | 2838 | 2854 | 2864 | 2880 | 2897 | 2914 | 2929 | 2944 | 2958 | 2972 | 0.5
Load Zone | WCMA | 3057 | 3075 | 3087 | 3104 | 3123 | 3143 | 3160 | 3177 | 3193 | 3209 | 0.5
Load Zone | NEMA | 4757 | 4794 | 4819 | 4854 | 4891 | 4929 | 4964 | 4996 | 5029 | 5062 | 0.7
GROSS NET PV 90/10 SUMMER PEAK
State | ISONE | 30818 | 30995 | 31160 | 31366 | 31593 | 31828 | 32061 | 32294 | 32535 | 32777 | 0.7
State | CT | 7882 | 7894 | 7900 | 7917 | 7942 | 7970 | 8002 | 8032 | 8063 | 8095 | 0.3
State | ME | 2229 | 2236 | 2240 | 2251 | 2265 | 2280 | 2292 | 2306 | 2318 | 2330 | 0.5
State | MA | 14635 | 14758 | 14877 | 15014 | 15157 | 15303 | 15448 | 15594 | 15746 | 15900 | 0.9
State | NH | 2667 | 2688 | 2703 | 2723 | 2744 | 2765 | 2786 | 2805 | 2824 | 2844 | 0.7
State | RI | 2351 | 2367 | 2385 | 2405 | 2425 | 2447 | 2468 | 2490 | 2512 | 2535 | 0.8
State | VT | 1054 | 1053 | 1054 | 1057 | 1060 | 1062 | 1066 | 1069 | 1072 | 1075 | 0.2
RSP Subarea | BHE | 327 | 328 | 329 | 331 | 333 | 335 | 337 | 339 | 341 | 343 | 0.5
RSP Subarea | ME | 1045 | 1047 | 1049 | 1054 | 1061 | 1068 | 1074 | 1080 | 1085 | 1091 | 0.5
RSP Subarea | SME | 798 | 800 | 801 | 805 | 810 | 816 | 821 | 825 | 830 | 834 | 0.5
RSP Subarea | NH | 2245 | 2264 | 2279 | 2298 | 2318 | 2338 | 2357 | 2375 | 2393 | 2412 | 0.8
RSP Subarea | VT | 1300 | 1302 | 1305 | 1310 | 1315 | 1321 | 1326 | 1331 | 1337 | 1342 | 0.4
RSP Subarea | Boston | 6780 | 6839 | 6895 | 6956 | 7020 | 7085 | 7148 | 7211 | 7275 | 7339 | 0.9
RSP Subarea | CMA/NEMA | 1934 | 1951 | 1969 | 1988 | 2009 | 2029 | 2050 | 2071 | 2093 | 2115 | 1
RSP Subarea | WMA | 2283 | 2295 | 2308 | 2325 | 2344 | 2363 | 2382 | 2402 | 2425 | 2448 | 0.8
RSP Subarea | SEMA | 3309 | 3334 | 3359 | 3388 | 3419 | 3451 | 3483 | 3515 | 3550 | 3585 | 0.9
RSP Subarea | RI | 3015 | 3039 | 3064 | 3092 | 3122 | 3152 | 3182 | 3212 | 3244 | 3275 | 0.9
RSP Subarea | CT | 3782 | 3783 | 3781 | 3785 | 3793 | 3804 | 3816 | 3828 | 3840 | 3853 | 0.2
RSP Subarea | SWCT | 2566 | 2569 | 2570 | 2574 | 2581 | 2589 | 2598 | 2607 | 2615 | 2625 | 0.3
RSP Subarea | NOR | 1435 | 1443 | 1450 | 1459 | 1468 | 1478 | 1487 | 1497 | 1506 | 1516 | 0.6
Load Zone | SEMA | 3974 | 4006 | 4038 | 4076 | 4116 | 4156 | 4196 | 4238 | 4282 | 4326 | 0.9
Load Zone | WCMA | 4070 | 4099 | 4130 | 4166 | 4205 | 4245 | 4284 | 4325 | 4370 | 4414 | 0.9
Load Zone | NEMA | 6592 | 6653 | 6709 | 6772 | 6837 | 6903 | 6967 | 7030 | 7096 | 7160 | 0.9
GROSS NET PV 90/10 WINTER PEAK
State | ISONE | 23725 | 23837 | 23906 | 24021 | 24150 | 24281 | 24397 | 24505 | 24615 | 24723 | 0.5
State | CT | 5842 | 5855 | 5859 | 5872 | 5887 | 5902 | 5915 | 5925 | 5936 | 5947 | 0.2
State | ME | 2125 | 2137 | 2145 | 2164 | 2187 | 2212 | 2234 | 2254 | 2274 | 2293 | 0.9
State | MA | 10973 | 11044 | 11092 | 11159 | 11232 | 11307 | 11374 | 11437 | 11502 | 11564 | 0.6
State | NH | 2123 | 2130 | 2133 | 2138 | 2144 | 2151 | 2156 | 2160 | 2165 | 2169 | 0.2
State | RI | 1531 | 1533 | 1535 | 1539 | 1544 | 1549 | 1554 | 1559 | 1564 | 1570 | 0.3
State | VT | 1132 | 1139 | 1143 | 1149 | 1155 | 1160 | 1165 | 1170 | 1175 | 1179 | 0.5
RSP Subarea | BHE | 302 | 304 | 305 | 308 | 311 | 315 | 318 | 321 | 324 | 326 | 0.9
RSP Subarea | ME | 1042 | 1048 | 1052 | 1062 | 1073 | 1086 | 1097 | 1107 | 1117 | 1126 | 0.9
RSP Subarea | SME | 719 | 723 | 726 | 732 | 740 | 748 | 756 | 762 | 769 | 775 | 0.8
RSP Subarea | NH | 1814 | 1822 | 1827 | 1834 | 1841 | 1848 | 1855 | 1861 | 1867 | 1873 | 0.4
RSP Subarea | VT | 1301 | 1307 | 1311 | 1317 | 1323 | 1329 | 1334 | 1339 | 1344 | 1349 | 0.4
RSP Subarea | Boston | 5033 | 5069 | 5093 | 5127 | 5163 | 5200 | 5234 | 5266 | 5298 | 5330 | 0.6
RSP Subarea | CMA/NEMA | 1447 | 1456 | 1463 | 1472 | 1482 | 1492 | 1501 | 1509 | 1518 | 1526 | 0.6
RSP Subarea | WMA | 1845 | 1854 | 1859 | 1867 | 1876 | 1886 | 1894 | 1902 | 1910 | 1917 | 0.4
RSP Subarea | SEMA | 2403 | 2417 | 2426 | 2439 | 2453 | 2468 | 2481 | 2493 | 2505 | 2518 | 0.5
RSP Subarea | RI | 2051 | 2056 | 2059 | 2066 | 2073 | 2081 | 2088 | 2094 | 2102 | 2109 | 0.3
RSP Subarea | CT | 2814 | 2819 | 2820 | 2825 | 2831 | 2837 | 2841 | 2845 | 2849 | 2853 | 0.2
RSP Subarea | SWCT | 1902 | 1906 | 1906 | 1909 | 1914 | 1918 | 1921 | 1923 | 1926 | 1929 | 0.2
RSP Subarea | NOR | 1052 | 1056 | 1059 | 1064 | 1069 | 1074 | 1078 | 1083 | 1087 | 1091 | 0.4
Load Zone | SEMA | 2923 | 2940 | 2950 | 2965 | 2982 | 2999 | 3014 | 3029 | 3043 | 3057 | 0.5
Load Zone | WCMA | 3149 | 3167 | 3179 | 3196 | 3215 | 3235 | 3252 | 3268 | 3285 | 3301 | 0.5
Load Zone | NEMA | 4901 | 4937 | 4963 | 4998 | 5035 | 5073 | 5108 | 5140 | 5174 | 5206 | 0.7
PDR ON ENERGY
State | ISONE | 16074 | 18764 | 21332 | 23827 | 26128 | 28228 | 30121 | 31811 | 33302 | 34601 | 8.9
State | CT | 3367 | 3663 | 3971 | 4358 | 4718 | 5048 | 5348 | 5616 | 5854 | 6063 | 6.8
State | ME | 1216 | 1377 | 1529 | 1670 | 1800 | 1918 | 2024 | 2118 | 2201 | 2273 | 7.2
State | MA | 8640 | 10374 | 12005 | 13522 | 14918 | 16186 | 17327 | 18340 | 19231 | 20006 | 9.8
State | NH | 634 | 742 | 844 | 939 | 1027 | 1109 | 1183 | 1251 | 1310 | 1363 | 8.9
State | RI | 1420 | 1687 | 1943 | 2186 | 2410 | 2615 | 2800 | 2966 | 3113 | 3241 | 9.6
State | VT | 797 | 922 | 1040 | 1151 | 1255 | 1351 | 1439 | 1519 | 1592 | 1654 | 8.5
RSP Subarea | BHE | 176 | 199 | 221 | 241 | 260 | 277 | 293 | 306 | 318 | 329 | 7.2
RSP Subarea | ME | 583 | 661 | 734 | 801 | 864 | 921 | 971 | 1017 | 1057 | 1091 | 7.2
RSP Subarea | SME | 423 | 479 | 532 | 581 | 626 | 667 | 704 | 737 | 766 | 790 | 7.2
RSP Subarea | NH | 577 | 674 | 766 | 852 | 932 | 1006 | 1074 | 1136 | 1190 | 1238 | 8.9
RSP Subarea | VT | 795 | 921 | 1040 | 1151 | 1256 | 1352 | 1440 | 1521 | 1594 | 1656 | 8.5
RSP Subarea | Boston | 3929 | 4718 | 5459 | 6149 | 6783 | 7360 | 7879 | 8340 | 8745 | 9098 | 9.8
RSP Subarea | CMA/NEMA | 1111 | 1334 | 1545 | 1741 | 1921 | 2085 | 2234 | 2365 | 2482 | 2583 | 9.8
RSP Subarea | WMA | 1402 | 1675 | 1932 | 2172 | 2392 | 2592 | 2772 | 2932 | 3072 | 3193 | 9.6
RSP Subarea | SEMA | 1942 | 2329 | 2694 | 3034 | 3346 | 3630 | 3885 | 4111 | 4310 | 4483 | 9.7
RSP Subarea | RI | 1811 | 2158 | 2489 | 2801 | 3089 | 3352 | 3589 | 3801 | 3988 | 4151 | 9.7
RSP Subarea | CT | 1622 | 1764 | 1911 | 2097 | 2269 | 2426 | 2569 | 2697 | 2810 | 2909 | 6.7
RSP Subarea | SWCT | 1096 | 1192 | 1291 | 1417 | 1533 | 1639 | 1736 | 1822 | 1899 | 1965 | 6.7
RSP Subarea | NOR | 606 | 661 | 718 | 790 | 857 | 919 | 975 | 1026 | 1072 | 1113 | 7
Load Zone | SEMA | 2333 | 2800 | 3240 | 3649 | 4025 | 4366 | 4673 | 4946 | 5185 | 5393 | 9.8
Load Zone | WCMA | 2458 | 2951 | 3415 | 3846 | 4243 | 4603 | 4927 | 5215 | 5468 | 5688 | 9.8
Load Zone | NEMA | 3850 | 4623 | 5351 | 6028 | 6651 | 7217 | 7727 | 8180 | 8578 | 8925 | 9.8
PDR ON SUMMER PEAK
State | ISONE | 2699 | 3066 | 3416 | 3757 | 4072 | 4359 | 4617 | 4848 | 5052 | 5229 | 7.6
State | CT | 570 | 612 | 655 | 710 | 761 | 808 | 851 | 889 | 923 | 952 | 5.9
State | ME | 176 | 197 | 217 | 236 | 253 | 268 | 282 | 295 | 306 | 315 | 6.7
State | MA | 1485 | 1726 | 1952 | 2163 | 2356 | 2532 | 2690 | 2831 | 2955 | 3062 | 8.4
State | NH | 109 | 124 | 139 | 153 | 166 | 177 | 188 | 198 | 206 | 214 | 7.8
State | RI | 245 | 278 | 311 | 341 | 369 | 395 | 418 | 439 | 457 | 474 | 7.6
State | VT | 114 | 129 | 142 | 155 | 167 | 178 | 187 | 197 | 205 | 212 | 7.1
RSP Subarea | BHE | 26 | 29 | 32 | 35 | 37 | 39 | 41 | 43 | 45 | 46 | 6.7
RSP Subarea | ME | 83 | 92 | 102 | 111 | 119 | 126 | 132 | 138 | 144 | 148 | 6.7
RSP Subarea | SME | 63 | 70 | 78 | 84 | 90 | 96 | 101 | 105 | 109 | 113 | 6.7
RSP Subarea | NH | 97 | 110 | 124 | 136 | 148 | 158 | 167 | 176 | 184 | 191 | 7.8
RSP Subarea | VT | 116 | 132 | 145 | 159 | 171 | 182 | 192 | 202 | 210 | 218 | 7.2
RSP Subarea | Boston | 674 | 783 | 885 | 980 | 1066 | 1145 | 1216 | 1279 | 1334 | 1381 | 8.3
RSP Subarea | CMA/NEMA | 192 | 223 | 252 | 280 | 305 | 328 | 349 | 367 | 384 | 398 | 8.5
RSP Subarea | WMA | 235 | 272 | 307 | 339 | 370 | 397 | 421 | 444 | 463 | 480 | 8.3
RSP Subarea | SEMA | 339 | 393 | 445 | 492 | 536 | 576 | 612 | 644 | 672 | 697 | 8.3
RSP Subarea | RI | 312 | 357 | 401 | 441 | 479 | 513 | 544 | 572 | 596 | 619 | 7.9
RSP Subarea | CT | 275 | 295 | 315 | 342 | 366 | 388 | 409 | 427 | 443 | 457 | 5.8
RSP Subarea | SWCT | 185 | 199 | 213 | 231 | 247 | 262 | 276 | 288 | 299 | 308 | 5.8
RSP Subarea | NOR | 103 | 110 | 118 | 129 | 138 | 147 | 155 | 162 | 169 | 175 | 6.1
Load Zone | SEMA | 406 | 472 | 534 | 593 | 646 | 694 | 738 | 777 | 812 | 841 | 8.4
Load Zone | WCMA | 419 | 487 | 551 | 611 | 666 | 716 | 761 | 801 | 836 | 867 | 8.4
Load Zone | NEMA | 660 | 767 | 867 | 960 | 1045 | 1122 | 1191 | 1253 | 1307 | 1354 | 8.3
PDR ON WINTER PEAK
State | ISONE | 2669 | 2865 | 3194 | 3513 | 3808 | 4076 | 4318 | 4534 | 4725 | 4891 | 7
State | CT | 511 | 550 | 590 | 639 | 685 | 727 | 766 | 800 | 830 | 857 | 5.9
State | ME | 179 | 188 | 207 | 224 | 241 | 255 | 269 | 281 | 291 | 300 | 5.9
State | MA | 1502 | 1626 | 1840 | 2038 | 2221 | 2387 | 2536 | 2668 | 2785 | 2886 | 7.5
State | NH | 95 | 101 | 113 | 125 | 135 | 145 | 153 | 161 | 168 | 174 | 7
State | RI | 240 | 274 | 306 | 336 | 364 | 389 | 412 | 432 | 450 | 466 | 7.7
State | VT | 142 | 125 | 139 | 151 | 163 | 173 | 183 | 192 | 200 | 207 | 4.3
RSP Subarea | BHE | 25 | 27 | 29 | 32 | 34 | 36 | 38 | 40 | 41 | 43 | 5.9
RSP Subarea | ME | 88 | 92 | 102 | 110 | 118 | 125 | 132 | 138 | 143 | 147 | 5.9
RSP Subarea | SME | 61 | 64 | 70 | 76 | 82 | 86 | 91 | 95 | 98 | 101 | 5.9
RSP Subarea | NH | 87 | 92 | 103 | 113 | 123 | 132 | 139 | 146 | 153 | 158 | 6.8
RSP Subarea | VT | 139 | 125 | 139 | 152 | 164 | 174 | 184 | 193 | 201 | 208 | 4.6
RSP Subarea | Boston | 684 | 741 | 839 | 930 | 1014 | 1091 | 1160 | 1221 | 1276 | 1323 | 7.6
RSP Subarea | CMA/NEMA | 192 | 208 | 235 | 261 | 284 | 305 | 325 | 342 | 357 | 370 | 7.5
RSP Subarea | WMA | 248 | 266 | 300 | 331 | 360 | 387 | 410 | 431 | 449 | 464 | 7.2
RSP Subarea | SEMA | 332 | 360 | 407 | 450 | 490 | 526 | 559 | 588 | 613 | 635 | 7.5
RSP Subarea | RI | 308 | 347 | 388 | 427 | 463 | 496 | 525 | 551 | 574 | 594 | 7.6
RSP Subarea | CT | 246 | 265 | 284 | 307 | 329 | 349 | 368 | 384 | 398 | 411 | 5.9
RSP Subarea | SWCT | 166 | 179 | 192 | 208 | 223 | 236 | 249 | 260 | 269 | 278 | 5.9
RSP Subarea | NOR | 92 | 99 | 107 | 116 | 124 | 132 | 140 | 146 | 152 | 157 | 6.1
Load Zone | SEMA | 400 | 433 | 489 | 542 | 590 | 633 | 672 | 706 | 737 | 763 | 7.4
Load Zone | WCMA | 431 | 466 | 527 | 584 | 636 | 683 | 725 | 762 | 795 | 824 | 7.5
Load Zone | NEMA | 671 | 727 | 823 | 913 | 996 | 1071 | 1139 | 1199 | 1253 | 1299 | 7.6
GROSS NET PV & PDR ENERGY
State | ISONE | 124252 | 122498 | 120396 | 118949 | 117870 | 117038 | 116249 | 115594 | 115195 | 114980 | -0.9
State | CT | 30300 | 30092 | 29743 | 29463 | 29254 | 29092 | 28932 | 28786 | 28675 | 28593 | -0.6
State | ME | 11612 | 11536 | 11436 | 11435 | 11478 | 11543 | 11598 | 11652 | 11714 | 11785 | 0.2
State | MA | 56807 | 55701 | 54468 | 53597 | 52918 | 52391 | 51909 | 51525 | 51306 | 51194 | -1.1
State | NH | 11837 | 11842 | 11785 | 11781 | 11794 | 11815 | 11826 | 11832 | 11850 | 11875 | 0
State | RI | 7880 | 7620 | 7370 | 7170 | 6999 | 6844 | 6703 | 6584 | 6490 | 6421 | -2.3
State | VT | 5814 | 5705 | 5592 | 5505 | 5426 | 5353 | 5281 | 5216 | 5160 | 5115 | -1.4
RSP Subarea | BHE | 1679 | 1668 | 1654 | 1655 | 1661 | 1671 | 1679 | 1687 | 1697 | 1707 | 0.2
RSP Subarea | ME | 5568 | 5531 | 5483 | 5483 | 5503 | 5535 | 5561 | 5587 | 5617 | 5651 | 0.2
RSP Subarea | SME | 4043 | 4016 | 3981 | 3981 | 3995 | 4018 | 4037 | 4056 | 4078 | 4102 | 0.2
RSP Subarea | NH | 10090 | 10098 | 10054 | 10057 | 10075 | 10100 | 10117 | 10130 | 10153 | 10184 | 0.1
RSP Subarea | VT | 6778 | 6681 | 6573 | 6495 | 6426 | 6363 | 6300 | 6243 | 6195 | 6158 | -1.1
RSP Subarea | Boston | 26349 | 25893 | 25366 | 25003 | 24726 | 24518 | 24331 | 24181 | 24097 | 24061 | -1
RSP Subarea | CMA/NEMA | 7528 | 7390 | 7235 | 7127 | 7044 | 6980 | 6921 | 6875 | 6851 | 6840 | -1.1
RSP Subarea | WMA | 9186 | 8972 | 8744 | 8575 | 8437 | 8322 | 8215 | 8128 | 8071 | 8033 | -1.5
RSP Subarea | SEMA | 12545 | 12271 | 11975 | 11761 | 11590 | 11452 | 11324 | 11222 | 11159 | 11121 | -1.3
RSP Subarea | RI | 10567 | 10262 | 9959 | 9723 | 9524 | 9351 | 9191 | 9059 | 8959 | 8887 | -1.9
RSP Subarea | CT | 14541 | 14421 | 14233 | 14079 | 13961 | 13867 | 13776 | 13692 | 13626 | 13573 | -0.8
RSP Subarea | SWCT | 9867 | 9796 | 9678 | 9583 | 9511 | 9455 | 9399 | 9347 | 9307 | 9277 | -0.7
RSP Subarea | NOR | 5510 | 5497 | 5459 | 5431 | 5416 | 5407 | 5396 | 5388 | 5386 | 5388 | -0.2
Load Zone | SEMA | 15232 | 14913 | 14564 | 14314 | 14116 | 13958 | 13813 | 13696 | 13628 | 13588 | -1.3
Load Zone | WCMA | 15966 | 15617 | 15238 | 14965 | 14747 | 14572 | 14410 | 14279 | 14202 | 14156 | -1.3
Load Zone | NEMA | 25609 | 25171 | 24665 | 24318 | 24056 | 23860 | 23687 | 23549 | 23476 | 23450 | -1
GROSS NET PV & PDR 50/50 SUMMER PEAK
State | ISONE | 25728 | 25511 | 25298 | 25136 | 25021 | 24941 | 24889 | 24864 | 24874 | 24912 | -0.4
State | CT | 6675 | 6641 | 6601 | 6560 | 6529 | 6507 | 6492 | 6481 | 6475 | 6474 | -0.3
State | ME | 1920 | 1905 | 1889 | 1880 | 1877 | 1877 | 1875 | 1875 | 1876 | 1878 | -0.2
State | MA | 12035 | 11900 | 11777 | 11686 | 11620 | 11575 | 11544 | 11533 | 11545 | 11576 | -0.4
State | NH | 2366 | 2370 | 2368 | 2372 | 2379 | 2387 | 2394 | 2401 | 2410 | 2420 | 0.3
State | RI | 1838 | 1817 | 1797 | 1783 | 1771 | 1762 | 1755 | 1752 | 1751 | 1753 | -0.5
State | VT | 894 | 877 | 865 | 854 | 844 | 835 | 829 | 822 | 816 | 812 | -1.1
RSP Subarea | BHE | 282 | 280 | 278 | 277 | 276 | 276 | 276 | 276 | 276 | 277 | -0.2
RSP Subarea | ME | 900 | 892 | 885 | 881 | 879 | 879 | 878 | 877 | 878 | 879 | -0.3
RSP Subarea | SME | 687 | 682 | 676 | 673 | 672 | 672 | 671 | 671 | 671 | 672 | -0.2
RSP Subarea | NH | 1988 | 1993 | 1992 | 1997 | 2003 | 2012 | 2019 | 2027 | 2036 | 2045 | 0.3
RSP Subarea | VT | 1116 | 1102 | 1091 | 1081 | 1074 | 1067 | 1062 | 1057 | 1053 | 1050 | -0.7
RSP Subarea | Boston | 5596 | 5540 | 5486 | 5446 | 5417 | 5396 | 5381 | 5375 | 5377 | 5387 | -0.4
RSP Subarea | CMA/NEMA | 1595 | 1579 | 1564 | 1554 | 1547 | 1543 | 1540 | 1540 | 1544 | 1549 | -0.3
RSP Subarea | WMA | 1873 | 1845 | 1821 | 1802 | 1788 | 1777 | 1769 | 1765 | 1766 | 1770 | -0.6
RSP Subarea | SEMA | 2709 | 2675 | 2645 | 2622 | 2606 | 2594 | 2586 | 2582 | 2585 | 2591 | -0.5
RSP Subarea | RI | 2392 | 2366 | 2342 | 2325 | 2311 | 2302 | 2295 | 2293 | 2294 | 2299 | -0.4
RSP Subarea | CT | 3200 | 3179 | 3155 | 3132 | 3114 | 3100 | 3091 | 3083 | 3078 | 3075 | -0.4
RSP Subarea | SWCT | 2173 | 2161 | 2147 | 2133 | 2122 | 2114 | 2108 | 2104 | 2100 | 2099 | -0.4
RSP Subarea | NOR | 1218 | 1217 | 1215 | 1213 | 1212 | 1212 | 1212 | 1213 | 1216 | 1219 | 0
Load Zone | SEMA | 3263 | 3224 | 3190 | 3164 | 3146 | 3134 | 3125 | 3123 | 3128 | 3137 | -0.4
Load Zone | WCMA | 3337 | 3293 | 3255 | 3226 | 3206 | 3191 | 3180 | 3177 | 3181 | 3190 | -0.5
Load Zone | NEMA | 5436 | 5383 | 5333 | 5296 | 5269 | 5250 | 5238 | 5233 | 5238 | 5249 | -0.4
GROSS NET PV & PDR 50/50 WINTER PEAK
State | ISONE | 20357 | 20273 | 20012 | 19809 | 19642 | 19505 | 19380 | 19271 | 19190 | 19133 | -0.7
State | CT | 5158 | 5132 | 5096 | 5060 | 5029 | 5002 | 4975 | 4952 | 4933 | 4917 | -0.5
State | ME | 1888 | 1891 | 1880 | 1882 | 1888 | 1899 | 1907 | 1915 | 1925 | 1935 | 0.3
State | MA | 9150 | 9097 | 8931 | 8800 | 8690 | 8598 | 8517 | 8448 | 8395 | 8357 | -1
State | NH | 1946 | 1948 | 1939 | 1932 | 1928 | 1924 | 1921 | 1918 | 1915 | 1914 | -0.2
State | RI | 1242 | 1210 | 1180 | 1155 | 1132 | 1112 | 1094 | 1078 | 1066 | 1055 | -1.8
State | VT | 973 | 996 | 986 | 980 | 974 | 969 | 964 | 960 | 957 | 955 | -0.2
RSP Subarea | BHE | 269 | 269 | 268 | 268 | 269 | 270 | 271 | 273 | 274 | 275 | 0.3
RSP Subarea | ME | 926 | 927 | 922 | 923 | 927 | 932 | 936 | 940 | 945 | 950 | 0.3
RSP Subarea | SME | 639 | 640 | 636 | 637 | 639 | 642 | 645 | 648 | 651 | 654 | 0.3
RSP Subarea | NH | 1659 | 1663 | 1656 | 1652 | 1650 | 1649 | 1648 | 1647 | 1646 | 1647 | -0.1
RSP Subarea | VT | 1134 | 1155 | 1145 | 1139 | 1133 | 1128 | 1123 | 1119 | 1116 | 1114 | -0.2
RSP Subarea | Boston | 4201 | 4180 | 4106 | 4049 | 4001 | 3961 | 3926 | 3897 | 3874 | 3859 | -0.9
RSP Subarea | CMA/NEMA | 1212 | 1206 | 1185 | 1168 | 1155 | 1143 | 1133 | 1125 | 1118 | 1114 | -0.9
RSP Subarea | WMA | 1544 | 1535 | 1506 | 1483 | 1463 | 1447 | 1432 | 1419 | 1408 | 1401 | -1.1
RSP Subarea | SEMA | 2001 | 1986 | 1948 | 1918 | 1892 | 1871 | 1851 | 1835 | 1822 | 1812 | -1.1
RSP Subarea | RI | 1679 | 1646 | 1607 | 1575 | 1547 | 1522 | 1499 | 1480 | 1465 | 1452 | -1.6
RSP Subarea | CT | 2485 | 2471 | 2452 | 2434 | 2418 | 2404 | 2390 | 2378 | 2367 | 2359 | -0.6
RSP Subarea | SWCT | 1680 | 1670 | 1658 | 1645 | 1635 | 1625 | 1616 | 1607 | 1601 | 1595 | -0.6
RSP Subarea | NOR | 928 | 926 | 921 | 917 | 913 | 910 | 907 | 905 | 903 | 902 | -0.3
Load Zone | SEMA | 2438 | 2421 | 2375 | 2338 | 2307 | 2281 | 2257 | 2237 | 2221 | 2209 | -1.1
Load Zone | WCMA | 2626 | 2609 | 2560 | 2521 | 2488 | 2460 | 2435 | 2414 | 2398 | 2385 | -1.1
Load Zone | NEMA | 4086 | 4067 | 3996 | 3941 | 3895 | 3858 | 3825 | 3797 | 3776 | 3762 | -0.9
GROSS NET PV & PDR 90/10 SUMMER PEAK
State | ISONE | 28119 | 27929 | 27744 | 27609 | 27521 | 27469 | 27444 | 27446 | 27483 | 27548 | -0.2
State | CT | 7312 | 7282 | 7245 | 7207 | 7181 | 7162 | 7151 | 7143 | 7140 | 7143 | -0.3
State | ME | 2053 | 2039 | 2023 | 2015 | 2012 | 2012 | 2010 | 2011 | 2012 | 2015 | -0.2
State | MA | 13150 | 13032 | 12925 | 12851 | 12801 | 12771 | 12758 | 12763 | 12791 | 12838 | -0.3
State | NH | 2558 | 2564 | 2564 | 2570 | 2578 | 2588 | 2598 | 2607 | 2618 | 2630 | 0.3
State | RI | 2106 | 2089 | 2074 | 2064 | 2056 | 2052 | 2050 | 2051 | 2055 | 2061 | -0.2
State | VT | 940 | 924 | 912 | 902 | 893 | 884 | 879 | 872 | 867 | 863 | -0.9
RSP Subarea | BHE | 302 | 300 | 297 | 296 | 296 | 296 | 296 | 296 | 296 | 297 | -0.2
RSP Subarea | ME | 962 | 955 | 947 | 944 | 942 | 942 | 942 | 941 | 942 | 943 | -0.2
RSP Subarea | SME | 735 | 729 | 724 | 721 | 720 | 720 | 720 | 720 | 720 | 721 | -0.2
RSP Subarea | NH | 2147 | 2154 | 2156 | 2162 | 2170 | 2180 | 2190 | 2199 | 2210 | 2221 | 0.4
RSP Subarea | VT | 1184 | 1170 | 1160 | 1151 | 1144 | 1138 | 1134 | 1129 | 1126 | 1124 | -0.6
RSP Subarea | Boston | 6105 | 6056 | 6010 | 5976 | 5954 | 5940 | 5933 | 5933 | 5942 | 5958 | -0.3
RSP Subarea | CMA/NEMA | 1742 | 1729 | 1716 | 1708 | 1704 | 1702 | 1701 | 1704 | 1709 | 1717 | -0.2
RSP Subarea | WMA | 2049 | 2023 | 2002 | 1986 | 1974 | 1966 | 1961 | 1959 | 1962 | 1968 | -0.4
RSP Subarea | SEMA | 2970 | 2940 | 2914 | 2896 | 2883 | 2875 | 2871 | 2871 | 2878 | 2888 | -0.3
RSP Subarea | RI | 2703 | 2682 | 2663 | 2651 | 2643 | 2639 | 2638 | 2640 | 2647 | 2657 | -0.2
RSP Subarea | CT | 3507 | 3488 | 3466 | 3443 | 3427 | 3415 | 3407 | 3401 | 3397 | 3396 | -0.4
RSP Subarea | SWCT | 2381 | 2370 | 2357 | 2343 | 2334 | 2327 | 2322 | 2318 | 2316 | 2316 | -0.3
RSP Subarea | NOR | 1333 | 1333 | 1332 | 1330 | 1330 | 1331 | 1332 | 1334 | 1337 | 1341 | 0.1
Load Zone | SEMA | 3568 | 3533 | 3504 | 3483 | 3470 | 3462 | 3458 | 3460 | 3470 | 3484 | -0.3
Load Zone | WCMA | 3651 | 3612 | 3579 | 3555 | 3539 | 3529 | 3523 | 3524 | 3533 | 3547 | -0.3
Load Zone | NEMA | 5932 | 5886 | 5842 | 5812 | 5792 | 5781 | 5776 | 5778 | 5789 | 5807 | -0.2
GROSS NET PV & PDR 90/10 WINTER PEAK
State | ISONE | 21056 | 20972 | 20712 | 20508 | 20342 | 20205 | 20079 | 19971 | 19890 | 19832 | -0.7
State | CT | 5331 | 5305 | 5269 | 5233 | 5202 | 5175 | 5149 | 5125 | 5106 | 5090 | -0.5
State | ME | 1946 | 1949 | 1938 | 1940 | 1946 | 1957 | 1965 | 1973 | 1983 | 1993 | 0.3
State | MA | 9471 | 9418 | 9252 | 9121 | 9011 | 8920 | 8838 | 8769 | 8717 | 8678 | -1
State | NH | 2028 | 2029 | 2020 | 2013 | 2009 | 2006 | 2003 | 1999 | 1997 | 1995 | -0.2
State | RI | 1291 | 1259 | 1229 | 1203 | 1180 | 1160 | 1142 | 1127 | 1114 | 1104 | -1.7
State | VT | 990 | 1014 | 1004 | 998 | 992 | 987 | 982 | 978 | 975 | 972 | -0.2
RSP Subarea | BHE | 277 | 277 | 276 | 276 | 277 | 279 | 280 | 281 | 282 | 284 | 0.3
RSP Subarea | ME | 954 | 956 | 951 | 952 | 955 | 961 | 965 | 969 | 974 | 979 | 0.3
RSP Subarea | SME | 659 | 660 | 656 | 657 | 659 | 662 | 665 | 667 | 671 | 674 | 0.3
RSP Subarea | NH | 1727 | 1730 | 1724 | 1720 | 1718 | 1717 | 1716 | 1715 | 1714 | 1715 | -0.1
RSP Subarea | VT | 1161 | 1182 | 1172 | 1166 | 1160 | 1155 | 1150 | 1146 | 1143 | 1141 | -0.2
RSP Subarea | Boston | 4349 | 4328 | 4254 | 4197 | 4149 | 4109 | 4074 | 4045 | 4023 | 4007 | -0.9
RSP Subarea | CMA/NEMA | 1255 | 1249 | 1228 | 1211 | 1198 | 1186 | 1176 | 1168 | 1161 | 1157 | -0.9
RSP Subarea | WMA | 1597 | 1588 | 1559 | 1536 | 1516 | 1499 | 1484 | 1471 | 1461 | 1453 | -1
RSP Subarea | SEMA | 2071 | 2057 | 2019 | 1988 | 1963 | 1941 | 1922 | 1905 | 1892 | 1883 | -1.1
RSP Subarea | RI | 1743 | 1709 | 1671 | 1638 | 1610 | 1585 | 1562 | 1543 | 1528 | 1515 | -1.5
RSP Subarea | CT | 2568 | 2554 | 2536 | 2517 | 2501 | 2487 | 2473 | 2461 | 2451 | 2442 | -0.6
RSP Subarea | SWCT | 1736 | 1727 | 1714 | 1702 | 1691 | 1681 | 1672 | 1664 | 1657 | 1651 | -0.6
RSP Subarea | NOR | 960 | 957 | 953 | 948 | 944 | 942 | 939 | 936 | 935 | 934 | -0.3
Load Zone | SEMA | 2523 | 2507 | 2460 | 2424 | 2392 | 2366 | 2342 | 2322 | 2306 | 2294 | -1.1
Load Zone | WCMA | 2718 | 2701 | 2652 | 2613 | 2579 | 2552 | 2527 | 2506 | 2489 | 2477 | -1
Load Zone | NEMA | 4230 | 4210 | 4140 | 4085 | 4039 | 4002 | 3969 | 3941 | 3921 | 3907 | -0.9

## 13 W-House
Westinghouse Capacity Model Program Load Inputs (Power Years 2018/19-2027/28)
Weekly Peak | Weekly Mean | Standard Deviation | Skewness | Week of Year
2018-06-01
23158 | 19377.8876 | 2286.2297 | 1.3056 | 23
23825 | 20125.4793 | 2377.8617 | 0.96954 | 24
24841 | 20763.0902 | 2510.605 | 0.7234 | 25
25025 | 21351.2874 | 2424.3537 | 0.60402 | 26
26301 | 21797.3884 | 2992.1586 | 0.61092 | 27
27475 | 22628.5175 | 3172.9887 | 0.5775 | 28
29060 | 23029.1294 | 3129.1292 | 0.57102 | 29
27841 | 23273.6365 | 3067.3663 | 0.53192 | 30
27894 | 23305.5095 | 3093.4617 | 0.50834 | 31
27496 | 23003.8824 | 3078.3801 | 0.44689 | 32
27105 | 22448.7394 | 3138.1801 | 0.54983 | 33
26619 | 21854.3368 | 3072.3698 | 0.60708 | 34
25852 | 21104.5283 | 2998.3602 | 0.72599 | 35
23507 | 20151.7165 | 2136.0924 | 0.81528 | 36
22731 | 19568.0957 | 2100.7125 | 0.95084 | 37
21935 | 18866.974 | 1883.736 | 1.0586 | 38
20892 | 18244.0909 | 1648.5906 | 1.2546 | 39
17805 | 17713.8574 | 83.6367 | 4.1704 | 40
17907 | 17739.4603 | 121.4625 | 3.4173 | 41
18030 | 17774.9121 | 159.4185 | 2.7668 | 42
18141 | 17818.2872 | 194.6 | 1.9836 | 43
18276 | 17879.5074 | 247.1044 | 1.7101 | 44
19318 | 18736.9763 | 419.7468 | -0.15667 | 45
19444 | 18864.9661 | 438.7199 | -0.17063 | 46
19547 | 18999.218 | 428.288 | -0.21633 | 47
19888 | 19252.6918 | 455.7242 | -0.13902 | 48
21433 | 20509.0388 | 613.1848 | 0.99166 | 49
21746 | 20673.4338 | 674.0087 | 0.93716 | 50
21933 | 20803.9333 | 720.7312 | 1.0727 | 51
22023 | 20898.4886 | 746.737 | 1.0529 | 52
22272 | 21027.2951 | 807.2732 | 0.93997 | 1
22514 | 21150.1065 | 877.3973 | 0.82441 | 2
23026 | 21205.8878 | 924.2459 | 0.78312 | 3
22699 | 21187.7223 | 905.2675 | 0.78064 | 4
21744 | 20369.3499 | 868.2148 | 0.81177 | 5
21424 | 20282.4255 | 784.2725 | 0.78217 | 6
21021 | 19867.7298 | 761.071 | 0.90811 | 7
20797 | 19706.6645 | 698.9578 | 0.99119 | 8
21480 | 20186.6947 | 857.5103 | 0.97953 | 9
21220 | 20020.6059 | 771.1299 | 0.76693 | 10
20957 | 19875.795 | 697.2011 | 0.85566 | 11
20701 | 19669.1663 | 669.2307 | 0.89386 | 12
20274 | 19460.0149 | 558.5623 | 0.88542 | 13
17989 | 17331.4435 | 464.3029 | 0.90657 | 14
17772 | 17166.0009 | 417.2782 | 0.95081 | 15
17615 | 17052.4585 | 380.5321 | 1.2612 | 16
17365 | 16919.4731 | 290.6106 | 1.0435 | 17
17638 | 16692.9888 | 801.4162 | 3.7589 | 18
18158 | 16840.6093 | 893.0877 | 2.9273 | 19
18927 | 17143.1651 | 1169.6274 | 2.2466 | 20
20078 | 17618.0818 | 1458.4091 | 1.5771 | 21
20659 | 18041.1478 | 1623.137 | 1.4366 | 22
2019-06-01
23346 | 19522.3019 | 2312.3757 | 1.3056 | 23
24020 | 20278.4432 | 2405.0557 | 0.96954 | 24
25048 | 20923.346 | 2539.3171 | 0.7234 | 25
25234 | 21518.27 | 2452.0793 | 0.60402 | 26
26507 | 21952.1104 | 3026.3046 | 0.61092 | 27
27695 | 22792.7242 | 3209.1983 | 0.5775 | 28
29298 | 23197.9078 | 3164.8382 | 0.57102 | 29
28065 | 23445.2052 | 3102.3705 | 0.53192 | 30
28118 | 23477.4419 | 3128.7637 | 0.50834 | 31
27716 | 23172.3727 | 3113.51 | 0.44689 | 32
27320 | 22610.8945 | 3173.9925 | 0.54983 | 33
26829 | 22009.7086 | 3107.4312 | 0.60708 | 34
26053 | 21251.3435 | 3032.577 | 0.72599 | 35
23695 | 20282.5198 | 2172.0802 | 0.81528 | 36
22906 | 19689.0664 | 2136.1042 | 0.95084 | 37
22096 | 18976.1325 | 1915.4722 | 1.0586 | 38
21035 | 18342.7554 | 1676.3652 | 1.2546 | 39
17866 | 17774.7332 | 83.6367 | 4.1704 | 40
17968 | 17800.3362 | 121.4625 | 3.4173 | 41
18091 | 17835.788 | 159.4185 | 2.7668 | 42
18202 | 17879.163 | 194.6 | 1.9836 | 43
18337 | 17940.3832 | 247.1044 | 1.7101 | 44
19374 | 18793.409 | 419.7468 | -0.15667 | 45
19501 | 18921.3989 | 438.7199 | -0.17063 | 46
19603 | 19055.6507 | 428.288 | -0.21633 | 47
19945 | 19309.1245 | 455.7242 | -0.13902 | 48
21545 | 20620.9951 | 613.1848 | 0.99166 | 49
21858 | 20785.3901 | 674.0087 | 0.93716 | 50
22045 | 20915.8897 | 720.7312 | 1.0727 | 51
22135 | 21010.4449 | 746.737 | 1.0529 | 52
22384 | 21139.2515 | 807.2732 | 0.93997 | 1
22626 | 21262.0628 | 877.3973 | 0.82441 | 2
23138 | 21317.8442 | 924.2459 | 0.78312 | 3
22811 | 21299.6787 | 905.2675 | 0.78064 | 4
21792 | 20417.4717 | 868.2148 | 0.81177 | 5
21472 | 20330.5472 | 784.2725 | 0.78217 | 6
21069 | 19915.8516 | 761.071 | 0.90811 | 7
20845 | 19754.7863 | 698.9578 | 0.99119 | 8
21548 | 20254.4437 | 857.5103 | 0.97953 | 9
21288 | 20088.3549 | 771.1299 | 0.76693 | 10
21025 | 19943.544 | 697.2011 | 0.85566 | 11
20768 | 19736.9153 | 669.2307 | 0.89386 | 12
20342 | 19527.7639 | 558.5623 | 0.88542 | 13
18043 | 17385.2514 | 464.3029 | 0.90657 | 14
17826 | 17219.8088 | 417.2782 | 0.95081 | 15
17669 | 17106.2664 | 380.5321 | 1.2612 | 16
17419 | 16973.281 | 290.6106 | 1.0435 | 17
17698 | 16729.8889 | 821.0262 | 3.7589 | 18
18230 | 16881.1216 | 914.9409 | 2.9273 | 19
19018 | 17191.0807 | 1198.2472 | 2.2466 | 20
20198 | 17677.6183 | 1494.0952 | 1.5771 | 21
20793 | 18111.0363 | 1662.8538 | 1.4366 | 22
2020-06-01
23489 | 19622.4958 | 2338.5217 | 1.3056 | 23
24171 | 20387.1868 | 2432.2496 | 0.96954 | 24
25211 | 21039.3816 | 2568.0291 | 0.7234 | 25
25399 | 21641.0324 | 2479.805 | 0.60402 | 26
26682 | 22075.3539 | 3060.4505 | 0.61092 | 27
27883 | 22925.4524 | 3245.4079 | 0.5775 | 28
29504 | 23335.2077 | 3200.5473 | 0.57102 | 29
28257 | 23585.2953 | 3137.3747 | 0.53192 | 30
28311 | 23617.8958 | 3164.0657 | 0.50834 | 31
27904 | 23309.3845 | 3148.64 | 0.44689 | 32
27504 | 22741.5711 | 3209.8048 | 0.54983 | 33
27007 | 22133.602 | 3142.4925 | 0.60708 | 34
26223 | 21366.6801 | 3066.7937 | 0.72599 | 35
23855 | 20386.6523 | 2208.0679 | 0.81528 | 36
23053 | 19783.3664 | 2171.4959 | 0.95084 | 37
22230 | 19058.6204 | 1947.2084 | 1.0586 | 38
21152 | 18414.7493 | 1704.1398 | 1.2546 | 39
17903 | 17811.9351 | 83.6367 | 4.1704 | 40
18005 | 17837.5381 | 121.4625 | 3.4173 | 41
18128 | 17872.9899 | 159.4185 | 2.7668 | 42
18239 | 17916.3649 | 194.6 | 1.9836 | 43
18374 | 17977.5851 | 247.1044 | 1.7101 | 44
19408 | 18827.8956 | 419.7468 | -0.15667 | 45
19535 | 18955.8855 | 438.7199 | -0.17063 | 46
19637 | 19090.1373 | 428.288 | -0.21633 | 47
19979 | 19343.6112 | 455.7242 | -0.13902 | 48
21614 | 20689.4129 | 613.1848 | 0.99166 | 49
21926 | 20853.8079 | 674.0087 | 0.93716 | 50
22114 | 20984.3074 | 720.7312 | 1.0727 | 51
22203 | 21078.8627 | 746.737 | 1.0529 | 52
22453 | 21207.6692 | 807.2732 | 0.93997 | 1
22694 | 21330.4806 | 877.3973 | 0.82441 | 2
23206 | 21386.2619 | 924.2459 | 0.78312 | 3
22880 | 21368.0964 | 905.2675 | 0.78064 | 4
21873 | 20498.7584 | 868.2148 | 0.81177 | 5
21554 | 20411.8339 | 784.2725 | 0.78217 | 6
21151 | 19997.1383 | 761.071 | 0.90811 | 7
20927 | 19836.073 | 698.9578 | 0.99119 | 8
21662 | 20368.8846 | 857.5103 | 0.97953 | 9
21403 | 20202.7958 | 771.1299 | 0.76693 | 10
21139 | 20057.9849 | 697.2011 | 0.85566 | 11
20883 | 19851.3562 | 669.2307 | 0.89386 | 12
20456 | 19642.2048 | 558.5623 | 0.88542 | 13
18133 | 17476.1431 | 464.3029 | 0.90657 | 14
17917 | 17310.7005 | 417.2782 | 0.95081 | 15
17760 | 17197.1581 | 380.5321 | 1.2612 | 16
17510 | 17064.1727 | 290.6106 | 1.0435 | 17
17778 | 16786.1662 | 840.6362 | 3.7589 | 18
18323 | 16941.0111 | 936.794 | 2.9273 | 19
19129 | 17258.3735 | 1226.867 | 2.2466 | 20
20337 | 17756.5318 | 1529.7813 | 1.5771 | 21
20946 | 18200.3019 | 1702.5706 | 1.4366 | 22
2021-06-01
23681 | 19770.5808 | 2364.6677 | 1.3056 | 23
24370 | 20543.8215 | 2459.4435 | 0.96954 | 24
25421 | 21203.3082 | 2596.7411 | 0.7234 | 25
25611 | 21811.6858 | 2507.5306 | 0.60402 | 26
26891 | 22232.689 | 3094.5965 | 0.61092 | 27
28105 | 23092.2721 | 3281.6174 | 0.5775 | 28
29744 | 23506.5992 | 3236.2563 | 0.57102 | 29
28484 | 23759.4771 | 3172.3789 | 0.53192 | 30
28538 | 23792.4413 | 3199.3677 | 0.50834 | 31
28127 | 23480.4878 | 3183.7699 | 0.44689 | 32
27722 | 22906.3393 | 3245.6172 | 0.54983 | 33
27220 | 22291.587 | 3177.5538 | 0.60708 | 34
26426 | 21516.1084 | 3101.0104 | 0.72599 | 35
24045 | 20519.6695 | 2244.0557 | 0.81528 | 36
23230 | 19906.5511 | 2206.8877 | 0.95084 | 37
22393 | 19169.9929 | 1978.9446 | 1.0586 | 38
21298 | 18515.6278 | 1731.9144 | 1.2546 | 39
17966 | 17874.7762 | 83.6367 | 4.1704 | 40
18068 | 17900.3791 | 121.4625 | 3.4173 | 41
18191 | 17935.8309 | 159.4185 | 2.7668 | 42
18302 | 17979.206 | 194.6 | 1.9836 | 43
18437 | 18040.4262 | 247.1044 | 1.7101 | 44
19467 | 18886.1501 | 419.7468 | -0.15667 | 45
19593 | 19014.14 | 438.7199 | -0.17063 | 46
19696 | 19148.3918 | 428.288 | -0.21633 | 47
20038 | 19401.8657 | 455.7242 | -0.13902 | 48
21729 | 20804.9835 | 613.1848 | 0.99166 | 49
22042 | 20969.3784 | 674.0087 | 0.93716 | 50
22229 | 21099.878 | 720.7312 | 1.0727 | 51
22319 | 21194.4332 | 746.737 | 1.0529 | 52
22568 | 21323.2398 | 807.2732 | 0.93997 | 1
22810 | 21446.0511 | 877.3973 | 0.82441 | 2
23322 | 21501.8325 | 924.2459 | 0.78312 | 3
22995 | 21483.667 | 905.2675 | 0.78064 | 4
21964 | 20589.1492 | 868.2148 | 0.81177 | 5
21644 | 20502.2247 | 784.2725 | 0.78217 | 6
21241 | 20087.5291 | 761.071 | 0.90811 | 7
21017 | 19926.4638 | 698.9578 | 0.99119 | 8
21789 | 20496.1429 | 857.5103 | 0.97953 | 9
21530 | 20330.0541 | 771.1299 | 0.76693 | 10
21267 | 20185.2432 | 697.2011 | 0.85566 | 11
21010 | 19978.6144 | 669.2307 | 0.89386 | 12
20584 | 19769.4631 | 558.5623 | 0.88542 | 13
18234 | 17577.2147 | 464.3029 | 0.90657 | 14
18018 | 17411.7721 | 417.2782 | 0.95081 | 15
17861 | 17298.2297 | 380.5321 | 1.2612 | 16
17611 | 17165.2442 | 290.6106 | 1.0435 | 17
17863 | 16847.7627 | 860.2462 | 3.7589 | 18
18420 | 17006.2197 | 958.6471 | 2.9273 | 19
19246 | 17330.9854 | 1255.4868 | 2.2466 | 20
20481 | 17840.7646 | 1565.4674 | 1.5771 | 21
21105 | 18294.8868 | 1742.2875 | 1.4366 | 22
2022-06-01
23885 | 19931.8124 | 2390.8137 | 1.3056 | 23
24582 | 20713.6028 | 2486.6375 | 0.96954 | 24
25645 | 21380.3814 | 2625.4531 | 0.7234 | 25
25837 | 21995.4858 | 2535.2562 | 0.60402 | 26
27109 | 22399.3825 | 3128.7425 | 0.61092 | 27
28337 | 23268.4504 | 3317.827 | 0.5775 | 28
29994 | 23687.3491 | 3271.9654 | 0.57102 | 29
28719 | 23943.0173 | 3207.3832 | 0.53192 | 30
28774 | 23976.3452 | 3234.6697 | 0.50834 | 31
28358 | 23660.9497 | 3218.8998 | 0.44689 | 32
27949 | 23080.4659 | 3281.4295 | 0.54983 | 33
27441 | 22458.9304 | 3212.6151 | 0.60708 | 34
26639 | 21674.8952 | 3135.2272 | 0.72599 | 35
24242 | 20660.6159 | 2280.0435 | 0.81528 | 36
23414 | 20037.6649 | 2242.2794 | 0.95084 | 37
22564 | 19289.2946 | 2010.6808 | 1.0586 | 38
21451 | 18624.4355 | 1759.689 | 1.2546 | 39
18036 | 17944.6554 | 83.6367 | 4.1704 | 40
18138 | 17970.2584 | 121.4625 | 3.4173 | 41
18261 | 18005.7102 | 159.4185 | 2.7668 | 42
18372 | 18049.0852 | 194.6 | 1.9836 | 43
18507 | 18110.3055 | 247.1044 | 1.7101 | 44
19531 | 18950.9292 | 419.7468 | -0.15667 | 45
19658 | 19078.919 | 438.7199 | -0.17063 | 46
19760 | 19213.1708 | 428.288 | -0.21633 | 47
20102 | 19466.6447 | 455.7242 | -0.13902 | 48
21858 | 20933.4979 | 613.1848 | 0.99166 | 49
22170 | 21097.8929 | 674.0087 | 0.93716 | 50
22358 | 21228.3924 | 720.7312 | 1.0727 | 51
22447 | 21322.9476 | 746.737 | 1.0529 | 52
22697 | 21451.7542 | 807.2732 | 0.93997 | 1
22938 | 21574.5656 | 877.3973 | 0.82441 | 2
23450 | 21630.3469 | 924.2459 | 0.78312 | 3
23124 | 21612.1814 | 905.2675 | 0.78064 | 4
22056 | 20681.4909 | 868.2148 | 0.81177 | 5
21736 | 20594.5664 | 784.2725 | 0.78217 | 6
21333 | 20179.8708 | 761.071 | 0.90811 | 7
21109 | 20018.8055 | 698.9578 | 0.99119 | 8
21919 | 20626.1477 | 857.5103 | 0.97953 | 9
21660 | 20460.0589 | 771.1299 | 0.76693 | 10
21397 | 20315.248 | 697.2011 | 0.85566 | 11
21140 | 20108.6193 | 669.2307 | 0.89386 | 12
20714 | 19899.4679 | 558.5623 | 0.88542 | 13
18338 | 17680.4677 | 464.3029 | 0.90657 | 14
18121 | 17515.025 | 417.2782 | 0.95081 | 15
17964 | 17401.4826 | 380.5321 | 1.2612 | 16
17715 | 17268.4972 | 290.6106 | 1.0435 | 17
17948 | 16910.4991 | 879.8562 | 3.7589 | 18
18519 | 17072.5682 | 980.5002 | 2.9273 | 19
19363 | 17404.7372 | 1284.1067 | 2.2466 | 20
20627 | 17926.1372 | 1601.1535 | 1.5771 | 21
21264 | 18390.6115 | 1782.0043 | 1.4366 | 22
2023-06-01
24092 | 20095.8612 | 2416.9597 | 1.3056 | 23
24797 | 20886.2012 | 2513.8314 | 0.96954 | 24
25872 | 21560.2717 | 2654.1652 | 0.7234 | 25
26066 | 22182.1029 | 2562.9818 | 0.60402 | 26
27329 | 22568.0815 | 3162.8884 | 0.61092 | 27
28570 | 23446.634 | 3354.0366 | 0.5775 | 28
30245 | 23870.1045 | 3307.6744 | 0.57102 | 29
28957 | 24128.5629 | 3242.3874 | 0.53192 | 30
29013 | 24162.2546 | 3269.9718 | 0.50834 | 31
28592 | 23843.4169 | 3254.0297 | 0.44689 | 32
28178 | 23256.598 | 3317.2418 | 0.54983 | 33
27665 | 22628.2792 | 3247.6764 | 0.60708 | 34
26854 | 21835.6874 | 3169.4439 | 0.72599 | 35
24442 | 20803.2613 | 2316.0313 | 0.81528 | 36
23600 | 20170.4778 | 2277.6711 | 0.95084 | 37
22737 | 19410.2954 | 2042.417 | 1.0586 | 38
21606 | 18734.9422 | 1787.4636 | 1.2546 | 39
18107 | 18016.0429 | 83.6367 | 4.1704 | 40
18209 | 18041.6458 | 121.4625 | 3.4173 | 41
18332 | 18077.0976 | 159.4185 | 2.7668 | 42
18444 | 18120.4727 | 194.6 | 1.9836 | 43
18578 | 18181.6929 | 247.1044 | 1.7101 | 44
19598 | 19017.1063 | 419.7468 | -0.15667 | 45
19724 | 19145.0961 | 438.7199 | -0.17063 | 46
19827 | 19279.348 | 428.288 | -0.21633 | 47
20169 | 19532.8218 | 455.7242 | -0.13902 | 48
21989 | 21064.786 | 613.1848 | 0.99166 | 49
22302 | 21229.181 | 674.0087 | 0.93716 | 50
22489 | 21359.6805 | 720.7312 | 1.0727 | 51
22578 | 21454.2358 | 746.737 | 1.0529 | 52
22828 | 21583.0423 | 807.2732 | 0.93997 | 1
23070 | 21705.8537 | 877.3973 | 0.82441 | 2
23581 | 21761.635 | 924.2459 | 0.78312 | 3
23255 | 21743.4695 | 905.2675 | 0.78064 | 4
22138 | 20763.3688 | 868.2148 | 0.81177 | 5
21818 | 20676.4443 | 784.2725 | 0.78217 | 6
21415 | 20261.7487 | 761.071 | 0.90811 | 7
21191 | 20100.6834 | 698.9578 | 0.99119 | 8
22035 | 20741.4209 | 857.5103 | 0.97953 | 9
21775 | 20575.3321 | 771.1299 | 0.76693 | 10
21512 | 20430.5212 | 697.2011 | 0.85566 | 11
21255 | 20223.8925 | 669.2307 | 0.89386 | 12
20829 | 20014.7411 | 558.5623 | 0.88542 | 13
18429 | 17772.0204 | 464.3029 | 0.90657 | 14
18213 | 17606.5778 | 417.2782 | 0.95081 | 15
18056 | 17493.0354 | 380.5321 | 1.2612 | 16
17806 | 17360.0499 | 290.6106 | 1.0435 | 17
18028 | 16967.1218 | 899.4662 | 3.7589 | 18
18611 | 17132.8031 | 1002.3534 | 2.9273 | 19
19474 | 17472.3754 | 1312.7265 | 2.2466 | 20
20766 | 18005.3962 | 1636.8395 | 1.5771 | 21
21418 | 18480.2225 | 1821.7211 | 1.4366 | 22
2024-06-01
24284 | 20244.7999 | 2443.1057 | 1.3056 | 23
24997 | 21043.6896 | 2541.0253 | 0.96954 | 24
26083 | 21725.052 | 2682.8772 | 0.7234 | 25
26279 | 22353.6099 | 2590.7075 | 0.60402 | 26
27538 | 22726.0243 | 3197.0344 | 0.61092 | 27
28793 | 23614.0615 | 3390.2461 | 0.5775 | 28
30486 | 24042.1037 | 3343.3835 | 0.57102 | 29
29184 | 24303.3524 | 3277.3916 | 0.53192 | 30
29240 | 24337.4078 | 3305.2738 | 0.50834 | 31
28815 | 24015.128 | 3289.1596 | 0.44689 | 32
28397 | 23421.9738 | 3353.0542 | 0.54983 | 33
27878 | 22786.8719 | 3282.7378 | 0.60708 | 34
27059 | 21985.7233 | 3203.6606 | 0.72599 | 35
24632 | 20936.7934 | 2352.019 | 0.81528 | 36
23777 | 20294.1773 | 2313.0628 | 0.95084 | 37
22900 | 19522.1828 | 2074.1532 | 1.0586 | 38
21752 | 18836.3356 | 1815.2381 | 1.2546 | 39
18171 | 18079.3409 | 83.6367 | 4.1704 | 40
18272 | 18104.9439 | 121.4625 | 3.4173 | 41
18395 | 18140.3957 | 159.4185 | 2.7668 | 42
18507 | 18183.7707 | 194.6 | 1.9836 | 43
18641 | 18244.991 | 247.1044 | 1.7101 | 44
19656 | 19075.7844 | 419.7468 | -0.15667 | 45
19783 | 19203.7743 | 438.7199 | -0.17063 | 46
19885 | 19338.0261 | 428.288 | -0.21633 | 47
20227 | 19591.5 | 455.7242 | -0.13902 | 48
22105 | 21181.1971 | 613.1848 | 0.99166 | 49
22418 | 21345.5921 | 674.0087 | 0.93716 | 50
22606 | 21476.0916 | 720.7312 | 1.0727 | 51
22695 | 21570.6468 | 746.737 | 1.0529 | 52
22944 | 21699.4534 | 807.2732 | 0.93997 | 1
23186 | 21822.2648 | 877.3973 | 0.82441 | 2
23698 | 21878.0461 | 924.2459 | 0.78312 | 3
23371 | 21859.8806 | 905.2675 | 0.78064 | 4
22214 | 20839.0984 | 868.2148 | 0.81177 | 5
21894 | 20752.174 | 784.2725 | 0.78217 | 6
21491 | 20337.4783 | 761.071 | 0.90811 | 7
21267 | 20176.413 | 698.9578 | 0.99119 | 8
22141 | 20848.0382 | 857.5103 | 0.97953 | 9
21882 | 20681.9494 | 771.1299 | 0.76693 | 10
21619 | 20537.1385 | 697.2011 | 0.85566 | 11
21362 | 20330.5098 | 669.2307 | 0.89386 | 12
20936 | 20121.3584 | 558.5623 | 0.88542 | 13
18514 | 17856.6984 | 464.3029 | 0.90657 | 14
18298 | 17691.2558 | 417.2782 | 0.95081 | 15
18140 | 17577.7134 | 380.5321 | 1.2612 | 16
17891 | 17444.7279 | 290.6106 | 1.0435 | 17
18104 | 17020.1523 | 919.0762 | 3.7589 | 18
18700 | 17189.4457 | 1024.2065 | 2.9273 | 19
19582 | 17536.4213 | 1341.3463 | 2.2466 | 20
20902 | 18081.063 | 1672.5256 | 1.5771 | 21
21568 | 18566.2414 | 1861.438 | 1.4366 | 22
2025-06-01
24468 | 20384.8604 | 2469.2517 | 1.3056 | 23
25188 | 21192.2998 | 2568.2193 | 0.96954 | 24
26285 | 21880.9541 | 2711.5892 | 0.7234 | 25
26484 | 22516.2388 | 2618.4331 | 0.60402 | 26
27741 | 22877.647 | 3231.1804 | 0.61092 | 27
29009 | 23775.169 | 3426.4557 | 0.5775 | 28
30720 | 24207.7828 | 3379.0925 | 0.57102 | 29
29404 | 24471.8218 | 3312.3958 | 0.53192 | 30
29461 | 24506.2409 | 3340.5758 | 0.50834 | 31
29032 | 24180.519 | 3324.2895 | 0.44689 | 32
28609 | 23581.0297 | 3388.8665 | 0.54983 | 33
28085 | 22939.1445 | 3317.7991 | 0.60708 | 34
27256 | 22129.4393 | 3237.8774 | 0.72599 | 35
24816 | 21064.9708 | 2388.0068 | 0.81528 | 36
23949 | 20412.5221 | 2348.4545 | 0.95084 | 37
23058 | 19628.7155 | 2105.8894 | 1.0586 | 38
21893 | 18932.3743 | 1843.0127 | 1.2546 | 39
18229 | 18137.886 | 83.6367 | 4.1704 | 40
18331 | 18163.4889 | 121.4625 | 3.4173 | 41
18454 | 18198.9407 | 159.4185 | 2.7668 | 42
18565 | 18242.3158 | 194.6 | 1.9836 | 43
18700 | 18303.536 | 247.1044 | 1.7101 | 44
19711 | 19130.0564 | 419.7468 | -0.15667 | 45
19837 | 19258.0463 | 438.7199 | -0.17063 | 46
19940 | 19392.2981 | 428.288 | -0.21633 | 47
20282 | 19645.772 | 455.7242 | -0.13902 | 48
22213 | 21288.8668 | 613.1848 | 0.99166 | 49
22526 | 21453.2618 | 674.0087 | 0.93716 | 50
22713 | 21583.7613 | 720.7312 | 1.0727 | 51
22802 | 21678.3166 | 746.737 | 1.0529 | 52
23052 | 21807.1231 | 807.2732 | 0.93997 | 1
23294 | 21929.9345 | 877.3973 | 0.82441 | 2
23805 | 21985.7158 | 924.2459 | 0.78312 | 3
23479 | 21967.5503 | 905.2675 | 0.78064 | 4
22291 | 20916.306 | 868.2148 | 0.81177 | 5
21971 | 20829.3816 | 784.2725 | 0.78217 | 6
21568 | 20414.6859 | 761.071 | 0.90811 | 7
21344 | 20253.6206 | 698.9578 | 0.99119 | 8
22250 | 20956.7362 | 857.5103 | 0.97953 | 9
21990 | 20790.6474 | 771.1299 | 0.76693 | 10
21727 | 20645.8365 | 697.2011 | 0.85566 | 11
21471 | 20439.2078 | 669.2307 | 0.89386 | 12
21044 | 20230.0564 | 558.5623 | 0.88542 | 13
18600 | 17943.029 | 464.3029 | 0.90657 | 14
18384 | 17777.5864 | 417.2782 | 0.95081 | 15
18227 | 17664.044 | 380.5321 | 1.2612 | 16
17977 | 17531.0585 | 290.6106 | 1.0435 | 17
18181 | 17074.0463 | 938.6862 | 3.7589 | 18
18790 | 17246.9519 | 1046.0596 | 2.9273 | 19
19691 | 17601.3308 | 1369.9661 | 2.2466 | 20
21039 | 18157.5933 | 1708.2117 | 1.5771 | 21
21719 | 18653.1238 | 1901.1548 | 1.4366 | 22
2026-06-01
24653 | 20527.055 | 2495.3977 | 1.3056 | 23
25381 | 21343.0441 | 2595.4132 | 0.96954 | 24
26490 | 22038.9903 | 2740.3013 | 0.7234 | 25
26691 | 22681.0019 | 2646.1587 | 0.60402 | 26
27946 | 23030.789 | 3265.3263 | 0.61092 | 27
29227 | 23937.7956 | 3462.6653 | 0.5775 | 28
30956 | 24374.9812 | 3414.8016 | 0.57102 | 29
29627 | 24641.8105 | 3347.4 | 0.53192 | 30
29684 | 24676.5933 | 3375.8778 | 0.50834 | 31
29250 | 24347.4293 | 3359.4194 | 0.44689 | 32
28823 | 23741.6048 | 3424.6788 | 0.54983 | 33
28293 | 23092.9364 | 3352.8604 | 0.60708 | 34
27456 | 22274.6745 | 3272.0941 | 0.72599 | 35
25002 | 21194.4353 | 2423.9946 | 0.81528 | 36
24122 | 20532.1542 | 2383.8462 | 0.95084 | 37
23218 | 19736.5354 | 2137.6256 | 1.0586 | 38
22035 | 19029.7002 | 1870.7873 | 1.2546 | 39
18289 | 18197.5735 | 83.6367 | 4.1704 | 40
18391 | 18223.1765 | 121.4625 | 3.4173 | 41
18513 | 18258.6283 | 159.4185 | 2.7668 | 42
18625 | 18302.0033 | 194.6 | 1.9836 | 43
18759 | 18363.2236 | 247.1044 | 1.7101 | 44
19766 | 19185.3876 | 419.7468 | -0.15667 | 45
19893 | 19313.3775 | 438.7199 | -0.17063 | 46
19995 | 19447.6293 | 428.288 | -0.21633 | 47
20337 | 19701.1032 | 455.7242 | -0.13902 | 48
22323 | 21398.6378 | 613.1848 | 0.99166 | 49
22636 | 21563.0328 | 674.0087 | 0.93716 | 50
22823 | 21693.5323 | 720.7312 | 1.0727 | 51
22912 | 21788.0876 | 746.737 | 1.0529 | 52
23162 | 21916.8941 | 807.2732 | 0.93997 | 1
23403 | 22039.7055 | 877.3973 | 0.82441 | 2
23915 | 22095.4868 | 924.2459 | 0.78312 | 3
23589 | 22077.3213 | 905.2675 | 0.78064 | 4
22367 | 20992.686 | 868.2148 | 0.81177 | 5
22047 | 20905.7615 | 784.2725 | 0.78217 | 6
21645 | 20491.0659 | 761.071 | 0.90811 | 7
21421 | 20330.0006 | 698.9578 | 0.99119 | 8
22357 | 21064.269 | 857.5103 | 0.97953 | 9
22098 | 20898.1802 | 771.1299 | 0.76693 | 10
21835 | 20753.3693 | 697.2011 | 0.85566 | 11
21578 | 20546.7406 | 669.2307 | 0.89386 | 12
21152 | 20337.5892 | 558.5623 | 0.88542 | 13
18686 | 18028.4341 | 464.3029 | 0.90657 | 14
18469 | 17862.9915 | 417.2782 | 0.95081 | 15
18312 | 17749.4491 | 380.5321 | 1.2612 | 16
18062 | 17616.4637 | 290.6106 | 1.0435 | 17
18258 | 17127.4568 | 958.2962 | 3.7589 | 18
18879 | 17303.9745 | 1067.9127 | 2.9273 | 19
19799 | 17665.7567 | 1398.586 | 2.2466 | 20
21175 | 18233.64 | 1743.8978 | 1.5771 | 21
21869 | 18739.5225 | 1940.8716 | 1.4366 | 22
2027-06-01
24837 | 20668.0546 | 2521.5437 | 1.3056 | 23
25573 | 21492.5933 | 2622.6072 | 0.96954 | 24
26694 | 22195.8315 | 2769.0133 | 0.7234 | 25
26896 | 22844.5698 | 2673.8844 | 0.60402 | 26
28150 | 23183.0802 | 3299.4723 | 0.61092 | 27
29444 | 24099.5716 | 3498.8748 | 0.5775 | 28
31192 | 24541.3288 | 3450.5106 | 0.57102 | 29
29848 | 24810.9484 | 3382.4043 | 0.53192 | 30
29906 | 24846.0949 | 3411.1798 | 0.50834 | 31
29467 | 24513.4888 | 3394.5493 | 0.44689 | 32
29035 | 23901.3291 | 3460.4912 | 0.54983 | 33
28500 | 23245.8775 | 3387.9217 | 0.60708 | 34
27654 | 22419.0589 | 3306.3109 | 0.72599 | 35
25188 | 21323.179 | 2459.9824 | 0.81528 | 36
24294 | 20651.0653 | 2419.2379 | 0.95084 | 37
23377 | 19843.6344 | 2169.3618 | 1.0586 | 38
22176 | 19126.3052 | 1898.5619 | 1.2546 | 39
18348 | 18256.6213 | 83.6367 | 4.1704 | 40
18450 | 18282.2242 | 121.4625 | 3.4173 | 41
18573 | 18317.676 | 159.4185 | 2.7668 | 42
18684 | 18361.0511 | 194.6 | 1.9836 | 43
18818 | 18422.2713 | 247.1044 | 1.7101 | 44
19821 | 19240.1257 | 419.7468 | -0.15667 | 45
19947 | 19368.1155 | 438.7199 | -0.17063 | 46
20050 | 19502.3674 | 428.288 | -0.21633 | 47
20392 | 19755.8412 | 455.7242 | -0.13902 | 48
22431 | 21507.2321 | 613.1848 | 0.99166 | 49
22744 | 21671.6271 | 674.0087 | 0.93716 | 50
22932 | 21802.1266 | 720.7312 | 1.0727 | 51
23021 | 21896.6818 | 746.737 | 1.0529 | 52
23270 | 22025.4884 | 807.2732 | 0.93997 | 1
23512 | 22148.2998 | 877.3973 | 0.82441 | 2
24024 | 22204.0811 | 924.2459 | 0.78312 | 3
23697 | 22185.9156 | 905.2675 | 0.78064 | 4
22367 | 20992.686 | 868.2148 | 0.81177 | 5
22047 | 20905.7615 | 784.2725 | 0.78217 | 6
21645 | 20491.0659 | 761.071 | 0.90811 | 7
21421 | 20330.0006 | 698.9578 | 0.99119 | 8
22357 | 21064.269 | 857.5103 | 0.97953 | 9
22098 | 20898.1802 | 771.1299 | 0.76693 | 10
21835 | 20753.3693 | 697.2011 | 0.85566 | 11
21578 | 20546.7406 | 669.2307 | 0.89386 | 12
21152 | 20337.5892 | 558.5623 | 0.88542 | 13
18686 | 18028.4341 | 464.3029 | 0.90657 | 14
18469 | 17862.9915 | 417.2782 | 0.95081 | 15
18312 | 17749.4491 | 380.5321 | 1.2612 | 16
18062 | 17616.4637 | 290.6106 | 1.0435 | 17
18290 | 17136.2411 | 977.9062 | 3.7589 | 18
18924 | 17316.371 | 1089.7659 | 2.9273 | 19
19862 | 17685.5564 | 1427.2058 | 2.2466 | 20
21267 | 18265.0606 | 1779.5838 | 1.5771 | 21
21975 | 18781.2952 | 1980.5885 | 1.4366 | 22

## 14 Summary
2018 CELT GROSS Forecast: ISO-NE, States, Subareas, and Load Zones
|  | Annual Energy (GWh) |  |  | 50/50 Summer Peak (MW) |  |  | 90/10 Summer Peak (MW) |  |  | 50/50 Winter Peak (MW) |  |  | 90/10 Winter Peak (MW)
|  | 2018 | 2027 | CAGR | 2018 | 2027 | CAGR | 2018 | 2027 | CAGR | 2018 | 2027 | CAGR | 2018 | 2027 | CAGR
Region | ISONE | 142488 | 154364 | 0.89348 | 29060 | 31192 | 0.78976 | 31451.2624 | 33828.4684 | 0.81288 | 23026 | 24024 | 0.47255 | 23725 | 24723 | 0.45888
State | CT | 34206 | 35981 | 0.56369 | 7399.9775 | 7711.6559 | 0.45945 | 8037.3113 | 8380.7401 | 0.46599 | 5669.1574 | 5773.9861 | 0.20379 | 5842.2961 | 5947.1801 | 0.1979
State | ME | 12878 | 14222 | 1.1091 | 2111.3115 | 2229.2442 | 0.60575 | 2244.2732 | 2366.3227 | 0.59013 | 2066.7069 | 2235.2325 | 0.87479 | 2124.8756 | 2293.359 | 0.85143
State | MA | 66532 | 73422 | 1.1009 | 13836.034 | 15124.8723 | 0.99452 | 14950.99 | 16387.0139 | 1.0242 | 10651.5411 | 11243.2052 | 0.60247 | 10972.7552 | 11564.3474 | 0.58517
State | NH | 12559 | 13461 | 0.77363 | 2500.6514 | 2684.1306 | 0.78983 | 2692.6401 | 2893.7084 | 0.8034 | 2041.3106 | 2088.1446 | 0.25236 | 2122.5018 | 2169.2936 | 0.24258
State | RI | 9357 | 9926 | 0.65808 | 2099.4982 | 2283.7612 | 0.93911 | 2366.9481 | 2591.5262 | 1.0123 | 1482.2902 | 1521.4843 | 0.2904 | 1530.625 | 1569.821 | 0.28134
State | VT | 6956 | 7353 | 0.61861 | 1112.5518 | 1157.9709 | 0.44558 | 1159.0997 | 1209.1571 | 0.47088 | 1114.5836 | 1161.7303 | 0.46139 | 1132.2467 | 1179.4928 | 0.45526
RSP Subarea | BHE | 1860.8217 | 2055.7657 | 1.1132 | 309.7022 | 327.1145 | 0.60962 | 329.2059 | 347.2291 | 0.59399 | 294.1032 | 318.2048 | 0.879 | 302.3809 | 326.4796 | 0.85564
RSP Subarea | ME | 6177.0146 | 6828.5896 | 1.1205 | 990.0101 | 1045.99 | 0.61303 | 1052.3569 | 1110.309 | 0.5974 | 1013.5235 | 1097.6614 | 0.89004 | 1042.0498 | 1126.2057 | 0.86667
RSP Subarea | SME | 4481.9068 | 4946.0911 | 1.101 | 754.8826 | 796.7698 | 0.60184 | 802.422 | 845.7639 | 0.58622 | 699.6099 | 755.8169 | 0.86232 | 719.3008 | 775.4717 | 0.83896
RSP Subarea | NH | 10754.5232 | 11631.2537 | 0.87457 | 2111.067 | 2283.6244 | 0.87683 | 2270.7258 | 2459.2881 | 0.8903 | 1746.2962 | 1805.0607 | 0.36842 | 1813.9667 | 1873.2634 | 0.35804
RSP Subarea | VT | 7892.9179 | 8366.2295 | 0.64918 | 1329.6533 | 1394.8163 | 0.53302 | 1397.1593 | 1468.837 | 0.55743 | 1273.8382 | 1321.7791 | 0.41133 | 1300.8048 | 1348.8188 | 0.40355
RSP Subarea | Boston | 30475.4885 | 33563.3617 | 1.0781 | 6327.4769 | 6856.1535 | 0.8956 | 6837.0852 | 7427.9752 | 0.92527 | 4884.9713 | 5181.5607 | 0.65707 | 5032.8124 | 5329.9827 | 0.63947
RSP Subarea | CMA/NEMA | 8795.6834 | 9745.1 | 1.1454 | 1832.0635 | 2017.4157 | 1.0766 | 1979.3958 | 2185.3044 | 1.1057 | 1403.9102 | 1483.3657 | 0.61357 | 1446.8446 | 1526.3941 | 0.59647
RSP Subarea | WMA | 10958.2115 | 11979.0572 | 0.99459 | 2215.2029 | 2414.5238 | 0.96191 | 2391.2883 | 2613.2227 | 0.99101 | 1791.7254 | 1864.9621 | 0.44612 | 1844.6645 | 1917.2486 | 0.42974
RSP Subarea | SEMA | 14812.3376 | 16284.1835 | 1.0582 | 3142.3798 | 3436.8036 | 1.0001 | 3403.9814 | 3733.3609 | 1.0315 | 2332.3318 | 2447.3924 | 0.53648 | 2402.9963 | 2517.7294 | 0.51958
RSP Subarea | RI | 12505.6279 | 13435.4571 | 0.80006 | 2741.2576 | 3003.5478 | 1.0205 | 3052.0451 | 3361.6149 | 1.0792 | 1987.7501 | 2046.3058 | 0.32311 | 2050.9985 | 2109.2014 | 0.3114
RSP Subarea | CT | 16480.7875 | 17263.5203 | 0.51689 | 3566.0343 | 3700.8447 | 0.41315 | 3873.1641 | 4021.9401 | 0.41969 | 2730.9561 | 2769.7129 | 0.1567 | 2814.3608 | 2852.792 | 0.15081
RSP Subarea | SWCT | 11134.8814 | 11664.1112 | 0.51727 | 2408.0231 | 2498.8611 | 0.41228 | 2615.4176 | 2715.669 | 0.41881 | 1846.0983 | 1872.5699 | 0.15832 | 1902.479 | 1928.7387 | 0.15243
RSP Subarea | NOR | 6157.7983 | 6602.2796 | 0.7774 | 1332.2713 | 1415.1701 | 0.67297 | 1447.015 | 1537.9541 | 0.67952 | 1020.4755 | 1059.3905 | 0.4167 | 1051.6413 | 1091.1675 | 0.4108
Load Zone | SEMA | 17961 | 19793.8 | 1.0855 | 3784.1392 | 4156.5902 | 1.0485 | 4089.0784 | 4503.4496 | 1.0783 | 2837.7917 | 2972.2138 | 0.51556 | 2923.3699 | 3057.1098 | 0.49827
Load Zone | WCMA | 18926.4 | 20873.1 | 1.0938 | 3901.5684 | 4282.4148 | 1.0402 | 4215.9704 | 4639.7741 | 1.07 | 3056.5905 | 3209.1884 | 0.54278 | 3148.7668 | 3300.8532 | 0.52549
Load Zone | NEMA | 29644.7 | 32755.8 | 1.115 | 6150.3264 | 6685.8674 | 0.93199 | 6645.9412 | 7243.7901 | 0.96169 | 4757.1589 | 5061.803 | 0.69207 | 4900.6186 | 5206.3844 | 0.67476
2018 CELT GROSS-PV Forecast: ISO-NE, States, Subareas, and Load Zones
|  | Annual Energy (GWh) |  |  | 50/50 Summer Peak (MW) |  |  | 90/10 Summer Peak (MW) |  |  | 50/50 Winter Peak (MW) |  |  | 90/10 Winter Peak (MW)
|  | 2018 | 2027 | CAGR | 2018 | 2027 | CAGR | 2018 | 2027 | CAGR | 2018 | 2027 | CAGR | 2018 | 2027 | CAGR
Region | ISONE | 140326 | 149581.4 | 0.7 | 28427 | 30141 | 0.7 | 30818 | 32777.5 | 0.7 | 23026 | 24024 | 0.5 | 23725 | 24723 | 0.5
State | CT | 33667 | 34656 | 0.3 | 7245 | 7425.7 | 0.3 | 7882 | 8094.7 | 0.3 | 5669 | 5774 | 0.2 | 5842 | 5947.2 | 0.2
State | ME | 12828 | 14058.2 | 1 | 2096 | 2193.2 | 0.5 | 2229 | 2330.3 | 0.5 | 2067 | 2235.2 | 0.9 | 2125 | 2293.4 | 0.9
State | MA | 65447 | 71199.6 | 0.9 | 13520 | 14637.9 | 0.9 | 14635 | 15900 | 0.9 | 10652 | 11243.2 | 0.6 | 10973 | 11564.3 | 0.6
State | NH | 12471 | 13238.2 | 0.7 | 2475 | 2634.1 | 0.7 | 2667 | 2843.7 | 0.7 | 2041 | 2088.1 | 0.3 | 2123 | 2169.3 | 0.2
State | RI | 9300 | 9661.6 | 0.4 | 2083 | 2226.8 | 0.7 | 2351 | 2534.5 | 0.8 | 1482 | 1521.5 | 0.3 | 1531 | 1569.8 | 0.3
State | VT | 6611 | 6768.8 | 0.3 | 1008 | 1024 | 0.2 | 1054 | 1075.2 | 0.2 | 1115 | 1161.7 | 0.5 | 1132 | 1179.5 | 0.5
RSP Subarea | BHE | 1855 | 2036 | 1 | 308 | 322.7 | 0.5 | 327 | 342.8 | 0.5 | 294 | 318.2 | 0.9 | 302 | 326.5 | 0.9
RSP Subarea | ME | 6151 | 6742.1 | 1 | 982 | 1026.8 | 0.5 | 1045 | 1091.2 | 0.5 | 1014 | 1097.7 | 0.9 | 1042 | 1126.2 | 0.9
RSP Subarea | SME | 4466 | 4892.6 | 1 | 750 | 784.9 | 0.5 | 798 | 833.9 | 0.5 | 700 | 755.8 | 0.9 | 719 | 775.5 | 0.8
RSP Subarea | NH | 10668 | 11422.1 | 0.8 | 2085 | 2236.2 | 0.8 | 2245 | 2411.8 | 0.8 | 1746 | 1805.1 | 0.4 | 1814 | 1873.3 | 0.4
RSP Subarea | VT | 7573 | 7814.2 | 0.3 | 1232 | 1268 | 0.3 | 1300 | 1342.1 | 0.4 | 1274 | 1321.8 | 0.4 | 1301 | 1348.8 | 0.4
RSP Subarea | Boston | 30278 | 33158.6 | 1 | 6270 | 6767.5 | 0.9 | 6780 | 7339.3 | 0.9 | 4885 | 5181.6 | 0.7 | 5033 | 5330 | 0.6
RSP Subarea | CMA/NEMA | 8639 | 9423.2 | 1 | 1787 | 1946.9 | 1 | 1934 | 2114.8 | 1 | 1404 | 1483.4 | 0.6 | 1447 | 1526.4 | 0.6
RSP Subarea | WMA | 10588 | 11225.7 | 0.7 | 2107 | 2249.3 | 0.7 | 2283 | 2448 | 0.8 | 1792 | 1865 | 0.4 | 1845 | 1917.2 | 0.4
RSP Subarea | SEMA | 14487 | 15604.6 | 0.8 | 3048 | 3288.1 | 0.8 | 3309 | 3584.6 | 0.9 | 2332 | 2447.4 | 0.5 | 2403 | 2517.7 | 0.5
RSP Subarea | RI | 12378 | 13038.4 | 0.6 | 2704 | 2917.4 | 0.8 | 3015 | 3275.4 | 0.9 | 1988 | 2046.3 | 0.3 | 2051 | 2109.2 | 0.3
RSP Subarea | CT | 16163 | 16482.2 | 0.2 | 3475 | 3532.2 | 0.2 | 3782 | 3853.3 | 0.2 | 2731 | 2769.7 | 0.2 | 2814 | 2852.8 | 0.2
RSP Subarea | SWCT | 10963 | 11242.1 | 0.3 | 2359 | 2407.7 | 0.2 | 2566 | 2624.6 | 0.3 | 1846 | 1872.6 | 0.2 | 1902 | 1928.7 | 0.2
RSP Subarea | NOR | 6117 | 6500.7 | 0.7 | 1320 | 1393.2 | 0.6 | 1435 | 1516 | 0.6 | 1020 | 1059.4 | 0.4 | 1052 | 1091.2 | 0.4
Load Zone | SEMA | 17565 | 18981.6 | 0.9 | 3669 | 3978.8 | 0.9 | 3974 | 4325.6 | 0.9 | 2838 | 2972.2 | 0.5 | 2923 | 3057.1 | 0.5
Load Zone | WCMA | 18424 | 19843.4 | 0.8 | 3755 | 4057 | 0.9 | 4070 | 4414.4 | 0.9 | 3057 | 3209.2 | 0.5 | 3149 | 3300.9 | 0.5
Load Zone | NEMA | 29459 | 32375.3 | 1.1 | 6096 | 6602.6 | 0.9 | 6592 | 7160.5 | 0.9 | 4757 | 5061.8 | 0.7 | 4901 | 5206.4 | 0.7
2018 CELT GROSS-PV-PDR Forecast: ISO-NE, States, Subareas, and Load Zones
|  | Annual Energy (GWh) |  |  | 50/50 Summer Peak (MW) |  |  | 90/10 Summer Peak (MW) |  |  | 50/50 Winter Peak (MW) |  |  | 90/10 Winter Peak (MW)
|  | 2018 | 2027 | CAGR | 2018 | 2027 | CAGR | 2018 | 2027 | CAGR | 2018 | 2027 | CAGR | 2018 | 2027 | CAGR
Region | ISONE | 124252 | 114980.4 | -0.9 | 25728 | 24912 | -0.4 | 28119 | 27548.5 | -0.2 | 20357 | 19133 | -0.7 | 21056 | 19832 | -0.7
State | CT | 30300 | 28593 | -0.6 | 6675 | 6473.7 | -0.3 | 7312 | 7142.7 | -0.3 | 5158 | 4917 | -0.5 | 5331 | 5090.2 | -0.5
State | ME | 11612 | 11785.2 | 0.2 | 1920 | 1878.2 | -0.2 | 2053 | 2015.3 | -0.2 | 1888 | 1935.2 | 0.3 | 1946 | 1993.4 | 0.3
State | MA | 56807 | 51193.6 | -1.1 | 12035 | 11575.9 | -0.4 | 13150 | 12838 | -0.3 | 9150 | 8357.2 | -1 | 9471 | 8678.3 | -1
State | NH | 11837 | 11875.2 | 0 | 2366 | 2420.1 | 0.3 | 2558 | 2629.7 | 0.3 | 1946 | 1914.1 | -0.2 | 2028 | 1995.3 | -0.2
State | RI | 7880 | 6420.6 | -2.3 | 1838 | 1752.8 | -0.5 | 2106 | 2060.5 | -0.2 | 1242 | 1055.5 | -1.8 | 1291 | 1103.8 | -1.7
State | VT | 5814 | 5114.8 | -1.4 | 894 | 812 | -1.1 | 940 | 863.2 | -0.9 | 973 | 954.7 | -0.2 | 990 | 972.5 | -0.2
RSP Subarea | BHE | 1679 | 1707.4 | 0.2 | 282 | 276.5 | -0.2 | 302 | 296.6 | -0.2 | 269 | 275.5 | 0.3 | 277 | 283.8 | 0.3
RSP Subarea | ME | 5568 | 5650.7 | 0.2 | 900 | 879 | -0.3 | 962 | 943.4 | -0.2 | 926 | 950.3 | 0.3 | 954 | 978.9 | 0.3
RSP Subarea | SME | 4043 | 4102.1 | 0.2 | 687 | 672.3 | -0.2 | 735 | 721.3 | -0.2 | 639 | 654.4 | 0.3 | 659 | 674 | 0.3
RSP Subarea | NH | 10090 | 10183.6 | 0.1 | 1988 | 2045.4 | 0.3 | 2147 | 2221 | 0.4 | 1659 | 1646.9 | -0.1 | 1727 | 1715.1 | -0.1
RSP Subarea | VT | 6778 | 6158.3 | -1.1 | 1116 | 1050.4 | -0.7 | 1184 | 1124.4 | -0.6 | 1134 | 1113.7 | -0.2 | 1161 | 1140.8 | -0.2
RSP Subarea | Boston | 26349 | 24060.7 | -1 | 5596 | 5386.6 | -0.4 | 6105 | 5958.4 | -0.3 | 4201 | 3858.6 | -0.9 | 4349 | 4007 | -0.9
RSP Subarea | CMA/NEMA | 7528 | 6840.1 | -1.1 | 1595 | 1549 | -0.3 | 1742 | 1716.9 | -0.2 | 1212 | 1113.7 | -0.9 | 1255 | 1156.7 | -0.9
RSP Subarea | WMA | 9186 | 8032.7 | -1.5 | 1873 | 1769.6 | -0.6 | 2049 | 1968.3 | -0.4 | 1544 | 1400.5 | -1.1 | 1597 | 1452.8 | -1
RSP Subarea | SEMA | 12545 | 11121.4 | -1.3 | 2709 | 2591.3 | -0.5 | 2970 | 2887.9 | -0.3 | 2001 | 1812.5 | -1.1 | 2071 | 1882.8 | -1.1
RSP Subarea | RI | 10567 | 8887.2 | -1.9 | 2392 | 2298.6 | -0.4 | 2703 | 2656.7 | -0.2 | 1679 | 1452.3 | -1.6 | 1743 | 1515.2 | -1.5
RSP Subarea | CT | 14541 | 13573.2 | -0.8 | 3200 | 3075.3 | -0.4 | 3507 | 3396.4 | -0.4 | 2485 | 2358.6 | -0.6 | 2568 | 2441.7 | -0.6
RSP Subarea | SWCT | 9867 | 9276.6 | -0.7 | 2173 | 2099.3 | -0.4 | 2381 | 2316.1 | -0.3 | 1680 | 1594.6 | -0.6 | 1736 | 1650.8 | -0.6
RSP Subarea | NOR | 5510 | 5388.2 | -0.2 | 1218 | 1218.5 | 0 | 1333 | 1341.3 | 0.1 | 928 | 902.2 | -0.3 | 960 | 933.9 | -0.3
Load Zone | SEMA | 15232 | 13588.2 | -1.3 | 3263 | 3137.3 | -0.4 | 3568 | 3484.1 | -0.3 | 2438 | 2209.3 | -1.1 | 2523 | 2294.2 | -1.1
Load Zone | WCMA | 15966 | 14155.9 | -1.3 | 3337 | 3190 | -0.5 | 3651 | 3547.4 | -0.3 | 2626 | 2385.4 | -1.1 | 2718 | 2477.1 | -1
Load Zone | NEMA | 25609 | 23450 | -1 | 5436 | 5249 | -0.4 | 5932 | 5807 | -0.2 | 4086 | 3762.5 | -0.9 | 4230 | 3907.1 | -0.9

## 15 PV EE
PV on Energy Forecast Comparison (GWh)
| 2018 | 2019 | 2020 | 2021 | 2022 | 2023 | 2024 | 2025 | 2026
ISO-NE
2018 CELT | 2161.9277 | 2558.2222 | 2906.4542 | 3232.8535 | 3539.6536 | 3833.7304 | 4115.3265 | 4360.9096 | 4574.8839
2017 CELT | 2373.3112 | 2799.6358 | 3132.5109 | 3380.5713 | 3608.7559 | 3830.108 | 4027.3341 | 4184.6083 | 4338
Difference | -211.3835 | -241.4137 | -226.0567 | -147.7178 | -69.1022 | 3.6224 | 87.9925 | 176.3013 | 236.8839
CONNECTICUT
2018 CELT | 538.5051 | 656.6164 | 775.2525 | 886.256 | 983.7062 | 1069.4992 | 1139.0217 | 1202.2879 | 1264.9257
2017 CELT | 611.8567 | 788.5737 | 928.4638 | 995.3031 | 1054.2603 | 1111.5162 | 1167.0706 | 1220.9237 | 1273
Difference | -73.3516 | -131.9573 | -153.2114 | -109.0471 | -70.5541 | -42.017 | -28.0489 | -18.6358 | -8.0743
MAINE
2018 CELT | 49.5536 | 63.0521 | 76.6066 | 89.5757 | 102.11 | 114.581 | 127.199 | 139.3324 | 151.6149
2017 CELT | 42.0592 | 51.2342 | 60.0903 | 68.1884 | 75.9871 | 83.7858 | 91.5844 | 99.3831 | 107
Difference | 7.4943 | 11.818 | 16.5162 | 21.3873 | 26.123 | 30.7953 | 35.6145 | 39.9493 | 44.6149
MASSACHUSETTS
2018 CELT | 1084.9379 | 1272.0851 | 1418.4039 | 1556.4087 | 1690.6333 | 1824.1731 | 1960.2274 | 2070.2277 | 2147.9556
2017 CELT | 1262.1609 | 1433.7834 | 1556.9822 | 1676.8198 | 1793.2961 | 1906.4111 | 1997.4797 | 2050.6759 | 2102
Difference | -177.2231 | -161.6984 | -138.5784 | -120.4111 | -102.6628 | -82.238 | -37.2523 | 19.5517 | 45.9556
NEW HAMPSHIRE
2018 CELT | 93.4202 | 106.1572 | 115.1334 | 123.8647 | 132.3511 | 140.5925 | 148.5891 | 156.3408 | 164
2017 CELT | 87.5916 | 103.5677 | 119.6661 | 134.9553 | 149.7802 | 164.5299 | 179.5145 | 193.8026 | 208.3285
Difference | 5.8286 | 2.5895 | -4.5328 | -11.0906 | -17.4292 | -23.9374 | -30.9253 | -37.4617 | -44.3285
RHODE ISLAND
2018 CELT | 56.6853 | 83.1691 | 108.8672 | 132.0128 | 154.3618 | 176.5981 | 199.0888 | 220.7317 | 242.6326
2017 CELT | 52.538 | 75.0791 | 94.6658 | 109.6236 | 117.5873 | 124.0261 | 130.3315 | 136.5037 | 143
Difference | 4.1473 | 8.09 | 14.2014 | 22.3892 | 36.7745 | 52.572 | 68.7573 | 84.228 | 99.6326
VERMONT
2018 CELT | 344.6543 | 379.7318 | 407.6579 | 433.645 | 459.0622 | 484.3491 | 510.2752 | 534.5273 | 559.4266
2017 CELT | 311.2762 | 344.8083 | 377.1754 | 406.7718 | 435.2741 | 463.7764 | 492.2787 | 520.781 | 549
Difference | 33.3781 | 34.9235 | 30.4826 | 26.8732 | 23.7881 | 20.5727 | 17.9966 | 13.7464 | 10.4266
EE on Energy Forecast Comparison (GWh)
| 2018 | 2019 | 2020 | 2021 | 2022 | 2023 | 2024 | 2025 | 2026
ISO-NE
2018 CELT | 16074 | 18764 | 21332 | 23827 | 26128 | 28228 | 30121 | 31811 | 33302
2017 CELT | 13279 | 14911 | 17038.04 | 19441.25 | 21659.11 | 23682.6 | 25507.71 | 27137.45 | 28575
Difference | 2795 | 3853 | 4293.96 | 4385.75 | 4468.89 | 4545.4 | 4613.29 | 4673.55 | 4727
CONNECTICUT
2018 CELT | 3367 | 3663 | 3971 | 4358 | 4718 | 5048 | 5348 | 5616 | 5854
2017 CELT | 2428 | 2970 | 3607.226 | 4037.886 | 4438.516 | 4806.606 | 5140.636 | 5440.086 | 5705
Difference | 939 | 693 | 363.774 | 320.114 | 279.484 | 241.394 | 207.364 | 175.914 | 149
MAINE
2018 CELT | 1216 | 1377 | 1529 | 1670 | 1800 | 1918 | 2024 | 2118 | 2201
2017 CELT | 1226 | 1263 | 1178.053 | 1329.823 | 1469.383 | 1596.253 | 1710.293 | 1811.663 | 1901
Difference | -10 | 114 | 350.947 | 340.177 | 330.617 | 321.747 | 313.707 | 306.337 | 300
MASSACHUSETTS
2018 CELT | 8640 | 10374 | 12005 | 13522 | 14918 | 16186 | 17327 | 18340 | 19231
2017 CELT | 7017 | 7941 | 9269.301 | 10715.83 | 12045.97 | 13255.19 | 14342.13 | 15308.3 | 16158
Difference | 1623 | 2433 | 2735.699 | 2806.17 | 2872.03 | 2930.81 | 2984.87 | 3031.7 | 3073
NEW HAMPSHIRE
2018 CELT | 634 | 742 | 844 | 939 | 1027 | 1109 | 1183 | 1251 | 1310
2017 CELT | 583 | 620 | 705.6935 | 774.4335 | 838.8735 | 898.5135 | 952.9935 | 1002.133 | 1046
Difference | 51 | 122 | 138.3065 | 164.5665 | 188.1265 | 210.4865 | 230.0065 | 248.867 | 264
RHODE ISLAND
2018 CELT | 1420 | 1687 | 1943 | 2186 | 2410 | 2615 | 2800 | 2966 | 3113
2017 CELT | 1170 | 1311 | 1548.568 | 1736.698 | 1908.618 | 2064.168 | 2203.528 | 2327.138 | 2436
Difference | 250 | 376 | 394.432 | 449.302 | 501.382 | 550.832 | 596.472 | 638.862 | 677
VERMONT
2018 CELT | 797 | 922 | 1040 | 1151 | 1255 | 1351 | 1439 | 1519 | 1592
2017 CELT | 855 | 806 | 729.1944 | 846.5744 | 957.7444 | 1061.864 | 1158.124 | 1248.124 | 1330
Difference | -58 | 116 | 310.8056 | 304.4256 | 297.2556 | 289.136 | 280.876 | 270.876 | 262
PV on Summer Peak Forecast Comparison (MW)
2
| 2018 | 2019 | 2020 | 2021 | 2022 | 2023 | 2024 | 2025 | 2026
ISO-NE
2018 CELT | 633 | 721 | 790 | 851 | 901 | 945 | 980 | 1009 | 1031
2017 CELT | 690.4791 | 782.5348 | 847.7783 | 891.4791 | 929.2534 | 963.3331 | 991.8365 | 1014.2722 | 1035
Difference | -57.4791 | -61.5348 | -57.7783 | -40.4791 | -28.2534 | -18.3331 | -11.8365 | -5.2722 | -4
CONNECTICUT
2018 CELT | 155 | 182 | 207 | 229 | 246 | 259 | 266 | 273 | 280
2017 CELT | 178.4237 | 220.8951 | 251.2424 | 262.415 | 271.4262 | 279.5215 | 287.4718 | 295.9734 | 304
Difference | -23.4237 | -38.8951 | -44.2424 | -33.415 | -25.4262 | -20.5215 | -21.4718 | -22.9734 | -24
MAINE
2018 CELT | 15 | 18 | 21 | 24 | 26 | 28 | 31 | 32 | 34
2017 CELT | 12.2443 | 14.3363 | 16.2843 | 18.0016 | 19.5857 | 21.0917 | 22.5798 | 24.1126 | 26
Difference | 2.7557 | 3.6637 | 4.7157 | 5.9984 | 6.4143 | 6.9083 | 8.4202 | 7.8874 | 8
MASSACHUSETTS
2018 CELT | 316 | 356 | 384 | 408 | 429 | 448 | 465 | 477 | 483
2017 CELT | 366.8942 | 400.3154 | 421.3351 | 442.2084 | 461.7938 | 479.5078 | 491.7849 | 496.9082 | 501
Difference | -50.8942 | -44.3154 | -37.3351 | -34.2084 | -32.7938 | -31.5078 | -26.7849 | -19.9082 | -18
NEW HAMPSHIRE
2018 CELT | 26 | 30 | 34 | 37 | 39 | 42 | 44 | 46 | 48
2017 CELT | 27.157 | 29.6383 | 31.1554 | 32.6647 | 34.0812 | 35.3618 | 36.6057 | 37.9046 | 39
Difference | -1.157 | 0.36167 | 2.8446 | 4.3353 | 4.9188 | 6.6382 | 7.3943 | 8.0954 | 9
RHODE ISLAND
2018 CELT | 16 | 23 | 29 | 34 | 39 | 43 | 47 | 50 | 54
2017 CELT | 15.3801 | 21.0543 | 25.6881 | 28.9165 | 30.2738 | 31.1903 | 32.104 | 33.092 | 34
Difference | 0.6199 | 1.9457 | 3.3119 | 5.0835 | 8.7262 | 11.8097 | 14.896 | 16.908 | 20
VERMONT
2018 CELT | 105 | 112 | 116 | 119 | 122 | 125 | 127 | 129 | 132
2017 CELT | 90.3799 | 96.2954 | 102.0731 | 107.273 | 112.0926 | 116.66 | 121.2903 | 126.2814 | 131
Difference | 14.6201 | 15.7046 | 13.9269 | 11.727 | 9.9074 | 8.34 | 5.7097 | 2.7186 | 1
EE on Summer Peak Forecast Comparison (MW)
| 2018 | 2019 | 2020 | 2021 | 2022 | 2023 | 2024 | 2025 | 2026
ISO-NE
2018 CELT | 2699 | 3066 | 3416 | 3757 | 4072 | 4359 | 4617 | 4848 | 5052
2017 CELT | 2306 | 2561 | 2893.136 | 3222.861 | 3527.109 | 3804.648 | 4054.939 | 4278.367 | 4475
Difference | 393 | 505 | 522.864 | 534.139 | 544.891 | 554.352 | 562.061 | 569.633 | 577
CONNECTICUT
2018 CELT | 570 | 612 | 655 | 710 | 761 | 808 | 851 | 889 | 923
2017 CELT | 459 | 533 | 642.557 | 701.574 | 756.476 | 806.918 | 852.693 | 893.729 | 930
Difference | 111 | 79 | 12.443 | 8.426 | 4.524 | 1.082 | -1.693 | -4.729 | -7
MAINE
2018 CELT | 176 | 197 | 217 | 236 | 253 | 268 | 282 | 295 | 306
2017 CELT | 181 | 183 | 154.683 | 172.495 | 188.874 | 203.764 | 217.148 | 229.045 | 240
Difference | -5 | 14 | 62.317 | 63.505 | 64.126 | 64.236 | 64.852 | 65.955 | 66
MASSACHUSETTS
2018 CELT | 1485 | 1726 | 1952 | 2163 | 2356 | 2532 | 2690 | 2831 | 2955
2017 CELT | 1233 | 1388 | 1604.741 | 1807.126 | 1993.227 | 2162.41 | 2314.484 | 2449.661 | 2568
Difference | 252 | 338 | 347.259 | 355.874 | 362.773 | 369.59 | 375.516 | 381.339 | 387
NEW HAMPSHIRE
2018 CELT | 109 | 124 | 139 | 153 | 166 | 177 | 188 | 198 | 206
2017 CELT | 102 | 109 | 126.531 | 136.796 | 146.419 | 155.324 | 163.459 | 170.797 | 177
Difference | 7 | 15 | 12.469 | 16.204 | 19.581 | 21.676 | 24.541 | 27.203 | 29
RHODE ISLAND
2018 CELT | 245 | 278 | 311 | 341 | 369 | 395 | 418 | 439 | 457
2017 CELT | 204 | 227 | 266.873 | 293.103 | 317.073 | 338.76 | 358.19 | 375.424 | 391
Difference | 41 | 51 | 44.127 | 47.897 | 51.927 | 56.24 | 59.81 | 63.576 | 66
VERMONT
2018 CELT | 114 | 129 | 142 | 155 | 167 | 178 | 187 | 197 | 205
2017 CELT | 126 | 120 | 97.751 | 111.767 | 125.04 | 137.472 | 148.965 | 159.711 | 169
Difference | -12 | 9 | 44.249 | 43.233 | 41.96 | 40.528 | 38.035 | 37.289 | 36