## Acronyms
Acronyms
Below are the acronyms used in this report along with their corresponding term.
Acronym | Term | Acronym | Term
AC | Alternating Current | FIPS | Federal Information Processing Standard
ADCR | Active Demand Capacity Resource | GWh | Gigawatt Hours
ARA | Annual Reconfiguration Auction | IA | Interconnection Agreement
BA | Balancing Authority | ISO-NE | Independent System Operator of New England
BTM | Behind-the-meter | LDC | Local Gas Distribution Company
CAGR | Compound Annual Growth Rate | LP/LMP | Lead Participant / Lead Market Participant
CAMS | Customer Asset Management System | MW | Megawatts
CCP | Capacity Commitment Period | NEL | Net Energy for Load
CELT Report | Forecast Report of Capacity, Energy, Loads, and Transmission | NRC | Network Resource Capability
CNRC | Capacity Network Resource Capability | PPA | Proposed Plan Approval
CSO | Capacity Supply Obligation | PV | Photovoltaic
DGFWG | Distributed Generation Forecast Working Group | QC | Qualified Capacity
DR | Demand Capacity Resource | RC | Reliability Coordinator
EE | Energy Efficiency | RSP | Regional System Plan
EIA | U.S. Energy Information Administration | RTEG | Real-Time Emergency Generator
FCA | Forward Capacity Auction | RTR | Renewable Technology Resource
FCM | Forward Capacity Market | SCC | Seasonal Claimed Capability
FCTS | Forward Capacity Tracking System | SOR | Settlement Only Resources
FERC | Federal Energy Regulatory Commission | TOP | Transmission Operator

## Introduction
Introduction
2019 ISO New England (ISO-NE) Reliability Coordinator Area Forecast(1)
The “2019-2028 Forecast Report of Capacity, Energy, Loads, and Transmission” is a source of assumptions for use in power system planning and operations reliability studies. This report provides assumptions for the ISO New England Reliability Coordinator area.
In Section 1, the ISO New England Reliability Coordinator area peak load forecast may be characterized as having a fifty percent chance of being exceeded, and a fifty percent chance of not being met (i.e., the "50/50" forecast). The load forecast distributions for the years 2019 through 2028 are included in Section 1.6 of this report. Additional information on the load forecast, including confidence intervals around the peak, is available on the ISO New England website (see links below).
The capacity values in Section 1 are based on the Forward Capacity Market’s Capacity Supply Obligations for the FCM 2018-19, 2019-20, 2020-21, 2021-22 and 2022-23 Capacity Commitment Periods as of March 19, 2019. These include new and existing generating resources, demand capacity resources, and imports.
The CSOs for each of the CCPs are based on the following FCM auction results and may include terminations or recent declarations of commercial operation which occurred since the results for the annual event through March 19, 2019.
2018-19 Annual Reconfiguration Auction 3
2019-20 Annual Reconfiguration Auction 3
2020-21 Annual Reconfiguration Auction 1
2021-22 Forward Capacity Auction
2022-23 Forward Capacity Auction
The generating and demand capacity resource CSO totals for the 2022­23 CCP are assumed to remain in place for the remainder of the CELT reporting period. Imports beyond the 2022-23 CCP reflect only known, long-term, firm contracts.
The annual generating capacity totals based on Seasonal Claimed Capability 2 are included as a line item in Sections 1.1 and 1.2. Those values are based on the SCCs of existing assets plus the expected capability of future FCM and non-FCM resources. The non-FCM resources are those that do not have FCM capacity obligations, but are part of the ISO New England Generator Interconnection Queue3 and are expected to become commercial in 2019 or 2020.
Section 2.1 of the CELT Report lists details for all generating assets in-service as of April 3, 2019. It also includes SCC values for generating assets as of January 1, 2019 and the winter 2018-19 peak, which occurred on January 21, 2019, as well as projected summer SCC values for July 1, 2019.
Section 3.1 consists of total state-by-state solar photovoltaic forecasts based on nameplate rating, as well as the estimated summer seasonal peak load reductions and estimated energy production from behind-the-meter PV. The forecast methodology and assumptions are available at:
http://www.iso-ne.com/system-planning/system-forecasting/distributed-generation-forecast
Section 4 summarizes data from the FCM. Section 4.1 summarizes the results of the 2018-19, 2019-20, 2020-21, 2021-22, and 2022-23 FCM CSOs by Load Zone as of March 19, 2019. In the case of 2018-19 CCP, monthly auction results are not taken into consideration; the results shown are for the third Annual Reconfiguration Auction (ARA3). Section 4.2 contains the Renewable Technology Resource Allotments in the FCM. Section 4.3 lists the qualified and cleared capacity for all resources that participated in the thirteenth Forward Capacity Auction.
Section 5.1 lists the Network Resource Capability & Capacity Network Resource Capability values, effective June 1, 2019 as of March 22, 2019, calculated consistent with Schedules 22 and 23 of the Open Access Transmission Tariff (the Large and Small Generator Interconnection Procedures).
Section 6 provides links associated with transmission related documents along with the forecast data used by ISO-NE Transmission Planning.
The appendices in this report are as follows:
- Appendix A defines the commonly used terms and abbreviations used in this report;
- Appendix B provides a list of the Federal Information Processing Standard Codes and the list of Regional System Plan Subareas;
- Appendix C includes a table of the natural gas pipelines by generator and the most recent update of the New England geographic transmission map.
CELT Reports and related documents are available on the ISO-NE website at:
https://www.iso-ne.com/system-planning/system-plans-studies/celt
https://www.iso-ne.com/isoexpress/web/reports/operations/-/tree/seasonal-claimed-capability
https://www.iso-ne.com/system-planning/system-plans-studies/rsp
https://www.iso-ne.com/participate/applications-status-changes/new-modified-interconnections
https://www.iso-ne.com/system-planning/transmission-planning/interconnection-request-queue
https://www.iso-ne.com/system-planning/system-forecasting/load-forecast/
Please do not hesitate to contact ISO New England Customer Support at custserv@iso-ne.com or (413) 540-4220 with any questions or comments regarding the information contained herein.
FOOTNOTES:
(1) ISO New England is the Reliability Coordinator, Balancing Authority and Transmission Operator for New England. Throughout this document, the ISO is referred to as the RC since the RC has responsibility for overseeing the other two functions.
(2) For more information on generating assets, refer to the ISO-NE Seasonal Claimed Capability Reports at: https://www.iso-ne.com/isoexpress/web/reports/operations/-/tree/seasonal-claimed-capability.
(3) The Generator Interconnection Queue is posted on the ISO New England website at https://www.iso­ne.com/system-planning/transmission-planning/interconnection-request-queue.

## Preface
Preface
This 2019 edition of the "Forecast Report of Capacity, Energy, Loads, and Transmission" reflects a load forecast based upon demographic, economic, and market information available through winter 2018-19 for publication in May 2019. Accordingly, this CELT edition supersedes prior CELT publications.
This report presents the ISO-NE Reliability Coordinator area 2019-28 forecast of:
· System demand, peak and energy forecast, and solar forecast;
· Existing ISO-NE Control Area resource and asset capability;
· Scheduled and proposed transmission changes as well as listings and summaries of future resources
Generating asset details are represented in Section 2.1 of this report for three different periods: a snapshot of January 1, 2019, a snapshot of the winter peak on January 21, 2019, and a projection for July 1, 2019. This report represents the efforts of Market Participants' staffs, jointly with ISO-NE, under the review of the Load Forecasting and Reliability Committees. Additional information regarding the documentation of the electric energy demand and peak load forecasts presented in this report may be found on ISO-NE’s website at:
https://www.iso-ne.com/system-planning/system-plans-studies/celt

## Table of Contents
Table of Contents
Acronyms
Introduction
Preface
Section 1 - Summaries | Section 5 - Resource Interconnection Capabilities
1.1 Summer Peak Capabilities and Load Forecast | 5.1 Network Resource Capability and Capacity Network Resource Capability List
1.2 Winter Peak Capabilities and Load Forecast | 5.2 Summary of Demand Capacity Resource Capacity (MW) Used in System Planning Studies
1.3 Summary Summer Capability by Fuel/Unit Type
1.4 Summary Winter Capability by Fuel/Unit Type | Section 6 - Transmission Information
1.5 Load and Energy Forecast | 6.1 Transmission Project Links
1.5.1 Actual and Forecast Peak Loads | 6.2 Forecasts Used in Transmission Planning
1.5.2 Actual and Forecast Energy
1.6 Seasonal Peak Load Forecast Distributions
Section 2 - Control Area Capability
2.1 Generator List with Existing and Expected Seasonal Claimed Capability
2.1 Notes | Appendix A
2.2 Net of Imports and Exports | A.1 Definitions
A.2 Company Abbreviations
Section 3 - Forecast of Solar Photovoltaic (PV) Resources by State | A.3 Column Abbreviations - Prime Mover (Unit Type)
3.1 Nameplate Rating | A.4 Column Abbreviations Energy Source (Fuel)
3.2 Estimated Summer Seasonal Peak Load Reductions: Behind-the-Meter Photovoltaic
3.3 Estimated Annual Energy - BTM PV | Appendix B
B.1 Federal Information Processing Standard Codes
B.2 Regional System Plan Subarea and Load Zone Descriptions
Section 4 - FCM Summary Tables
4.1 Summary of Capacity Supply Obligations | Appendix C
4.2 Summary of FCM Renewable Technology Resource Allotments | C.1 Primary Natural Gas Pipeline and Local Gas Distribution Company by Asset
4.3 List of FCA 14 Qualified and Cleared Capacity for all Resources | C.2 New England Geographic Transmission Map

## 1.1 Summer Peak
1.1 Summer Peak Capabilities and Load Forecast (MW)
|  | 2018 | 2019 | 2020 | 2021 | 2022 | 2023 | 2024 | 2025 | 2026 | 2027 | 2028
ISO-NE RELIABILITY COORDINATOR AREA
1. LOAD (1, 2, 3)
| 1.1 GROSS - Without reductions (4) | 28740 | 28943.4485 | 29129.9146 | 29340.5188 | 29561.2052 | 29773.5133 | 29986.5269 | 30196.4161 | 30405.7327 | 30616.4756 | 30831.4375
| 1.1.1 Behind-the-Meter PV (5) | 625 | 707.645 | 777.212 | 841.5807 | 891.4282 | 935.1733 | 972.0779 | 1000.5125 | 1023.5364 | 1040.2814 | 1050.6406
| 1.2 NET - With reductions for BTM PV | 28115 | 28235.8035 | 28352.7027 | 28498.9381 | 28669.777 | 28838.34 | 29014.4489 | 29195.9036 | 29382.1963 | 29576.1942 | 29780.797
| 1.2.1 Energy Efficiency (6) | 2699 | 2912.51 | 3327.7999 | 3705.9114 | 4050.0018 | 4358.9858 | 4631.2875 | 4867.1459 | 5067.6036 | 5234.9536 | 5372.4974
| 1.3 NET - With reductions for BTM PV and EE (7) | 25416 | 25323.2935 | 25024.9027 | 24793.0267 | 24619.7752 | 24479.3542 | 24383.1614 | 24328.7577 | 24314.5926 | 24341.2407 | 24408.2996
2. CAPACITY BASED ON FCM OBLIGATIONS
| 2.1 GENERATING RESOURCES (8) | 30471 | 30880.423 | 30879.834 | 29473.071 | 29611.29 | 29611.29 | 29611.29 | 29611.29 | 29611.29 | 29611.29 | 29611.29
| 2.2 DEMAND RESOURCES (8, 9) | 2955.966 | 3087.58 | 3276.383 | 3587.691 | 4040.244 | 4040.244 | 4040.244 | 4040.244 | 4040.244 | 4040.244 | 4040.244
| 2.2.1 ACTIVE DR | 407.62 | 493.5 | 441.221 | 612.522 | 685.554 | 685.554 | 685.554 | 685.554 | 685.554 | 685.554 | 685.554
| 2.2.2 PASSIVE DR | 2548.346 | 2594.08 | 2835.162 | 2975.169 | 3354.69 | 3354.69 | 3354.69 | 3354.69 | 3354.69 | 3354.69 | 3354.69
| 2.3 IMPORTS (10) | 1598 | 1428 | 1622.037 | 1247 | 1187.69 | 81.3 | 81.3 | 81.3 | 81.3 | 81.3 | 81.3
| 2.4 TOTAL | 35024.966 | 35396.003 | 35778.254 | 34307.762 | 34839.224 | 33732.834 | 33732.834 | 33732.834 | 33732.834 | 33732.834 | 33732.834
3. CAPACITY BASED ON SEASONAL CLAIMED CAPABILITY (11, 12)
| 3.1 GENERATION CLAIMED FOR CAPABILITY | 30950 | 31241.7 | 31328.5536 | 31018.2292 | 31174 | 31188 | 31214.3364 | 31232.2357 | 31246.1661 | 31258.1932 | 31268.9109
4. RESERVES - Based on Reference Load with reduction for Passive DR
4.1 INSTALLED RESERVES - Based on CSOs of Generating Resources (line 2.1), Active DR (line 2.2.1), and Imports (line 2.3)
| 4.1.1 MW | 7060.62 | 7478.6295 | 7918.1893 | 6539.5663 | 6864.7588 | 5898.7898 | 5994.9826 | 6049.3863 | 6063.5514 | 6036.9033 | 5969.8444
| 4.1.2 % OF LOAD | 27.7802 | 29.5326 | 31.6412 | 26.3766 | 27.8831 | 24.097 | 24.5866 | 24.8652 | 24.9379 | 24.8011 | 24.4583
4.2 INSTALLED RESERVES - Based on Generation SCC (line 3.1), Active DR (line 2.2.1), Imports (line 2.3), and Exports (13)
| 4.2.1 MW | 7439.62 | 7739.9065 | 8366.9089 | 8084.7244 | 8427.4688 | 7475.4998 | 7598.0289 | 7670.332 | 7698.4275 | 7683.8066 | 7627.4653
| 4.2.2 % OF LOAD | 29.2714 | 30.5644 | 33.4343 | 32.6089 | 34.2305 | 30.538 | 31.161 | 31.5278 | 31.6618 | 31.567 | 31.2495
KEY:
| 4.1.1 = 2.1 + 2.2.1 + 2.3 – 1.3 | 2018: 4.2.2 = (4.2.1 / 1.3 ) x 100
| 4.1.2 = (4.1.1 / 1.3 ) x 100 | 2018: 2.4 = 2.1 + 2.2 + 2.3
4.2.1 = (3.1 + 2.2.1 + 2.3) – 1.3
FOOTNOTES:
See Section 1.1 Footnotes on following sheet
NOTE:
Values shown may not sum correctly due to rounding

## 1.1 Footnotes
1.1 Footnotes
-1 | Represents MW load level associated with a 50/50 gross forecast having a 50% chance of being exceeded and a 50% chance of not being exceeded. More information on the 2019 CELT forecast, including the confidence intervals around the 50/50 forecast, is available on the ISO-NE website at: http://www.iso-ne.com/system-planning/system-forecasting/load-forecast
-2 | Three versions of the seasonal peak load forecast are shown. Forecast 1.1 does not reflect the peak and energy savings of Energy Efficiency resources or behind-the-meter photovoltaic installations. Forecast 1.2 reflects a reduction for BTM PV. Forecast 1.3 reflects the reductions of BTM PV and EE. Detailed forecast documentation on the ISO-NE website includes all three versions of the forecast (see footnote (1)). Details of the aforementioned forecasts are available on the ISO-NE website and the links below:
https://www.iso-ne.com/system-planning/system-forecasting/energy-efficiency-forecast
https://www.iso-ne.com/system-planning/system-forecasting/distributed-generation-forecast
-3 | The 2018 summer peak load shown reflects weather normalization. It does not reflect 44 MW of active demand capacity resources. Prior to weather normalization, the actual net 2018 summer peak of 25,980 MW occurred on August 29, 2018 at hour ending 17:00. The 2018 gross annual peak (i.e., reconstituted for the load reducing actions of EE and BTM PV) of 29,889 MW occurred on August 29, 2018 at hour ending 15:00. See Section 1.5 for actual and forecast peaks and energies.
-4 | The “gross” load forecast is from a probabilistic distribution of forecast peak loads without reductions from EE and BTM PV. It represents the 50/50 peak demand forecast, which is a point on the distribution where the peak demand is expected to be exceeded 50% of the time and not met 50% of the time.
-5 | Line 1.1.1 consists of BTM PV estimated summer peak load reductions as of July 1 of that year, which include an 8% transmission and distribution loss gross up. Refer to Section 3.2 for more details on these values.
-6 | The EE values shown on line 1.2.1 are from the 2019 EE forecast. The 2018 and 2019 values are the summer Qualified Capacity for the Third Annual Reconfiguration Auction for the Capacity Commitment Periods beginning June 1 of each of those years. Values for the remaining years are forecast values.
-7 | The "net” load forecasts are developed by subtracting forecasts of BTM PV and EE from the 50/50 gross peak load forecasts.
-8 | The 2019 through 2022 obligations for generating and demand capacity resources consist of the current Forward Capacity Market Capacity Supply Obligations as of March 19, 2019, and the 2018 CSOs are based on the 2018-19 ARA 3 results. The 2022 FCM CSO is assumed to remain in place through the end of the CELT reporting period. The Citizens Block Load CSO is treated as an import rather than a generating resource.
-9 | The demand capacity resource values are based on DR with FCM CSOs, which include an 8% transmission and distribution loss gross-up.
-10 | The 2018 through 2022 imports are based on FCM import CSOs. An Administrative Export De-List of 100 MW is taken into account in the generation capability values from 2018 through 2020. The imports beyond the 2022 CCP reflect only known, long-term, firm contracts.
-11 | The generating capability based on Seasonal Claimed Capability values includes all existing ISO New England generating assets as well as projected additions and retirements. Future generating assets consist of non-FCM resources that are expected to go commercial in 2019 or 2020, and all new resources with FCM CSOs. The capabilities of the FCM resources are based on their Qualified Capacity. Also included is a forecast of non-FCM PV capacity, which is based on the nameplate PV forecast shown in Section 3.1, together with the assumed percentage of annual growth (39.98% in service by July 1), and estimated summer seasonal peak load reduction (in % of nameplate) for each year, as shown in Section 3.2.
-12 | The 2019 Summer SCC value of 31,242 MW is consistent with the total capacity projected for July 1 in the Section 2.1 Generator List.
-13 | Exports consist of a 100 MW Export De-List through 2020.

## 1.2 Winter Peak
1.2 Winter Peak Capabilities and Load Forecast (MW)
|  | 2018-19 | 2019-20 | 2020-21 | 2021-22 | 2022-23 | 2023-24 | 2024-25 | 2025-26 | 2026-27 | 2027-28 | 2028-29
ISO-NE RELIABILITY COORDINATOR AREA
1. LOAD (1, 2, 3)
| 1.1 GROSS - Without reductions (4) | 23040.5175 | 23144.3803 | 23278.3836 | 23419.8978 | 23557.624 | 23698.1193 | 23831.23 | 23963.6255 | 24097.8021 | 24237.2469 | 24376.0537
| 1.1.1 Behind-the-Meter PV (5) | 0 | 0 | 0 | 0 | 0 | 0 | 0 | 0 | 0 | 0 | 0
| 1.2 NET - With reductions for BTM PV | 23040.5175 | 23144.3803 | 23278.3836 | 23419.8978 | 23557.624 | 23698.1193 | 23831.23 | 23963.6255 | 24097.8021 | 24237.2469 | 24376.0537
| 1.2.1 Energy Efficiency (6) | 2669 | 2667.975 | 3062.9327 | 3422.5602 | 3749.8803 | 4043.809 | 4302.8472 | 4527.2273 | 4717.9325 | 4877.1413 | 5007.9993
| 1.3 NET - With reductions for BTM PV and EE (7) | 20372 | 20476.4053 | 20215.4509 | 19997.3376 | 19807.7437 | 19654.3103 | 19528.3828 | 19436.3982 | 19379.8696 | 19360.1055 | 19368.0544
2. CAPACITY BASED ON FCM OBLIGATIONS
| 2.1 GENERATING RESOURCES (8) | 31376 | 31530.158 | 31163.209 | 29842.429 | 29858.518 | 29858.518 | 29858.518 | 29858.518 | 29858.518 | 29858.518 | 29858.518
| 2.2 DEMAND RESOURCES (8, 9) | 2944.563 | 3090.329 | 3261.738 | 3562.389 | 3950.685 | 3950.685 | 3950.685 | 3950.685 | 3950.685 | 3950.685 | 3950.685
| 2.2.1 ACTIVE DR | 403.28 | 496.577 | 434.291 | 611.228 | 685.554 | 685.554 | 685.554 | 685.554 | 685.554 | 685.554 | 685.554
| 2.2.2 PASSIVE DR | 2541.283 | 2593.752 | 2827.447 | 2951.161 | 3265.131 | 3265.131 | 3265.131 | 3265.131 | 3265.131 | 3265.131 | 3265.131
| 2.3 IMPORTS (10) | 986 | 1017 | 1622.037 | 1174 | 1142.69 | 82.8 | 82.8 | 82.8 | 82.8 | 82.8 | 82.8
| 2.4 TOTAL | 35306.563 | 35637.487 | 36046.984 | 34578.818 | 34951.893 | 33892.003 | 33892.003 | 33892.003 | 33892.003 | 33892.003 | 33892.003
3. CAPACITY BASED ON SEASONAL CLAIMED CAPABILITY (11)
| 3.1 GENERATION CLAIMED FOR CAPABILITY | 33425.9 | 32756.3 | 32756.3 | 32428.3 | 32550.45 | 32550.45 | 32550.45 | 32550.45 | 32550.45 | 32550.45 | 32550.45
4. RESERVES - Based on Reference Load with reduction for Passive DR
4.1 INSTALLED RESERVES - Based on CSOs of Generating Resources (line 2.1), Active DR (line 2.2.1), and Imports (line 2.3)
| 4.1.1 MW | 12393.28 | 12567.3297 | 13004.0861 | 11630.3194 | 11879.0183 | 10972.5617 | 11098.4892 | 11190.4738 | 11247.0024 | 11266.7665 | 11258.8176
| 4.1.2 % OF LOAD | 60.8349 | 61.3747 | 64.3275 | 58.1593 | 59.9716 | 55.8278 | 56.8326 | 57.5748 | 58.0345 | 58.1958 | 58.1309
4.2 INSTALLED RESERVES - Based on Generation SCC (line 3.1), Active DR (line 2.2.1), Imports (line 2.3), and Exports (12)
| 4.2.1 MW | 14343.18 | 13693.4717 | 14597.1771 | 14216.1904 | 14570.9503 | 13664.4937 | 13790.4212 | 13882.4058 | 13938.9344 | 13958.6985 | 13950.7496
| 4.2.2 % OF LOAD | 70.4063 | 66.8744 | 72.208 | 71.0904 | 73.5619 | 69.5242 | 70.6173 | 71.4248 | 71.9248 | 72.1003 | 72.0297
KEY:
| 4.1.1 = 2.1 + 2.2.1 + 2.3 – 1.3 | 2018-19: 4.2.2 = (4.2.1 / 1.3 ) x 100
| 4.1.2 = (4.1.1 / 1.3 ) x 100 | 2018-19: 2.4 = 2.1 + 2.2 + 2.3
4.2.1 = (3.1 + 2.2.1 + 2.3) – 1.3
FOOTNOTES:
See Section 1.2 Footnotes on following sheet
NOTE:
Values shown may not sum correctly due to rounding

## 1.2 Footnotes
1.2 Footnotes
-1 | Represents MW load level associated with a 50/50 gross forecast having a 50% chance of being exceeded and a 50% chance of not being exceeded. More information on the 2018 CELT forecast, including the confidence intervals around the 50/50 forecast, is available on the ISO-NE website at: http://www.iso-ne.com/system-planning/system-forecasting/load-forecast
-2 | Three versions of the seasonal peak load forecast are shown. Forecast 1.1 does not reflect the peak and energy savings of Energy Efficiency resources or behind-the-meter photovoltaic installations. Forecast 1.2 reflects a reduction for BTM PV. Forecast 1.3 reflects the reductions of BTM PV and EE. Detailed forecast documentation on the ISO-NE website includes all three versions of the forecast (see footnote (1)). Details of the aforementioned forecasts are available on the ISO-NE website and the links below:
https://www.iso-ne.com/system-planning/system-forecasting/energy-efficiency-forecast
https://www.iso-ne.com/system-planning/system-forecasting/distributed-generation-forecast
-3 | The 2018-19 winter peak load shown reflects weather normalization. Prior to weather normalization, the actual net 2018-19 winter peak of 20,722 MW occurred on January 21, 2019 at hour ending 18:00. The 2018-19 gross winter peak (i.e., reconstituted for the load reducing action of EE and active demand capacity resources) was 23,925 MW occurred on January 21, 2019 at hour ending 18:00. See Section 1.5 for actual and forecasted peaks and energy.
-4 | The “gross” load forecast is from a probabilistic distribution of peak loads without reductions from EE and BTM PV. The 50/50 peak forecast represents a point on the distribution where the peak is expected to be exceeded 50% of the time and not met 50% of the time.
-5 | BTM PV is assumed to be zero during the winter peak.
-6 | The EE values shown on line 1.2.1 are from the 2018 EE forecast. The 2018-19 value is the winter Qualified Capacity for the Third Annual Reconfiguration Auction for the Capacity Commitment Period beginning June 1, 2018. Values for the remaining years are forecast values. For Transmission Planning Studies, use of EE forecast values may vary by the type of study and load level being evaluated. See the Transmission Planning Technical Guide, Appendix J, Load Modeling Guide for ISO New England Network Model: https://www.iso-ne.com/system-planning/transmission-planning/transmission-planning-guides/
-7 | The "net” load forecasts are developed by subtracting forecasts of BTM PV and EE from the 50/50 gross peak load forecasts.
-8 | The 2019-20 through 2022-23 capacities for generating and demand capacity resources consist of the Forward Capacity Market CSOs current as of March 19, 2019, and the 2018-19 CSOs are based on the ARA 3 results. The 2022-23 FCM CSO is assumed to remain in place through the end of the CELT reporting period. The Citizens Block Load CSO is treated as an import rather than a generating resource.
-9 | The demand capacity resource values are based on DR with FCM CSOs, including an 8% transmission and distribution loss gross-up.
-10 | The 2018-19 through 2021-22 imports are based on FCM import CSOs. An Administrative Export De-List of 100 MW is taken into account in the generation capability values from 2018-19 through 2020-21. The imports beyond the 2022-23 Capacity Commitment Period reflect only known, long-term contracts.
-11 | The generating capability based on SCC values includes all existing ISO New England generating assets as well as projected additions and retirements. Future generating assets consist of non-FCM resources that are expected to go commercial in 2019 or 2020, and all new resources with FCM CSOs. The capabilities of the FCM resources are based on their Qualified Capacity.
-12 | Exports consist of a 100 MW Export De-List through 2020-21.

## 1.3 Summer by Fuel-Unit Type
1.3 - Summary of Summer Capacity Supply Obligation by Fuel/Unit Type (MW) (1)
|  | 2018 | 2019 | 2020 | 2021 | 2022 | 2023 | 2024 | 2025 | 2026 | 2027 | 2028
| NUCLEAR STEAM | 4010.419 | 3343.31 | 3343.908 | 3342.93 | 3339.489 | 3339.489 | 3339.489 | 3339.489 | 3339.489 | 3339.489 | 3339.489
| HYDRO (DAILY CYCLE - PONDAGE) | 332.357 | 313.627 | 310.361 | 310.361 | 313.261 | 313.261 | 313.261 | 313.261 | 313.261 | 313.261 | 313.261
| HYDRO (DAILY CYCLE - RUN OF RIVER) | 221.866 | 237.711 | 284.302 | 242.512 | 248.245 | 248.245 | 248.245 | 248.245 | 248.245 | 248.245 | 248.245
| HYDRO (WEEKLY CYCLE) | 873.125 | 870.524 | 853.404 | 871.186 | 867.367 | 867.367 | 867.367 | 867.367 | 867.367 | 867.367 | 867.367
| HYDRO (PUMPED STORAGE) | 1682.039 | 1682.388 | 1719.996 | 1859.127 | 1859.127 | 1859.127 | 1859.127 | 1859.127 | 1859.127 | 1859.127 | 1859.127
| GAS COMBINED CYCLE | 9562.542 | 9438.971 | 9428.523 | 8227.559 | 8383.513 | 8383.513 | 8383.513 | 8383.513 | 8383.513 | 8383.513 | 8383.513
| GAS/OIL COMBINED CYCLE | 4387.96 | 5015.232 | 5027.719 | 5002.584 | 6062.169 | 6062.169 | 6062.169 | 6062.169 | 6062.169 | 6062.169 | 6062.169
| GAS COMBUSTION (GAS) TURBINE | 308.64 | 837.988 | 836.44 | 893.666 | 916.767 | 916.767 | 916.767 | 916.767 | 916.767 | 916.767 | 916.767
| GAS/OIL COMBUSTION (GAS) TURBINE | 552.751 | 715.513 | 705.837 | 678.919 | 713.203 | 713.203 | 713.203 | 713.203 | 713.203 | 713.203 | 713.203
| OIL COMBUSTION (GAS) TURBINE | 1699.901 | 1695.548 | 1698.83 | 1662.748 | 1661.161 | 1661.161 | 1661.161 | 1661.161 | 1661.161 | 1661.161 | 1661.161
| COAL STEAM | 921.877 | 916.864 | 916.746 | 468 | 452.473 | 452.473 | 452.473 | 452.473 | 452.473 | 452.473 | 452.473
| GAS/OIL STEAM | 2510.592 | 2490.184 | 2489.974 | 2507.096 | 1926.273 | 1926.273 | 1926.273 | 1926.273 | 1926.273 | 1926.273 | 1926.273
| OIL STEAM | 2216.897 | 2106.566 | 2041.369 | 2103.876 | 1383.783 | 1383.783 | 1383.783 | 1383.783 | 1383.783 | 1383.783 | 1383.783
| GAS INTERNAL COMBUSTION | 4.871 | 0 | 0 | 0 | 0 | 0 | 0 | 0 | 0 | 0 | 0
| GAS/OIL INTERNAL COMBUSTION | 9.495 | 9.495 | 9.495 | 9.495 | 9.457 | 9.457 | 9.457 | 9.457 | 9.457 | 9.457 | 9.457
| OIL INTERNAL COMBUSTION | 109.368 | 111.555 | 104.087 | 102.032 | 114.924 | 114.924 | 114.924 | 114.924 | 114.924 | 114.924 | 114.924
| BIO/REFUSE | 922.115 | 892.225 | 903.255 | 961.48 | 924.7 | 924.7 | 924.7 | 924.7 | 924.7 | 924.7 | 924.7
| WIND TURBINE | 104.821 | 111.932 | 117.548 | 121.363 | 183.572 | 183.572 | 183.572 | 183.572 | 183.572 | 183.572 | 183.572
| GAS FUEL CELL | 15.554 | 22.694 | 22.694 | 22.694 | 22.694 | 22.694 | 22.694 | 22.694 | 22.694 | 22.694 | 22.694
| PHOTOVOLTAIC | 24.066 | 63.106 | 65.346 | 85.443 | 224.122 | 224.122 | 224.122 | 224.122 | 224.122 | 224.122 | 224.122
| BATTERY, ENERGY STORAGE | 0 | 4.99 | 0 | 0 | 4.99 | 4.99 | 4.99 | 4.99 | 4.99 | 4.99 | 4.99
SUBTOTAL ISO-NE RELIABILITY COORDINATOR AREA CAPACITY (2, 4) |  | 30471.256 | 30880.423 | 30879.834 | 29473.071 | 29611.29 | 29611.29 | 29611.29 | 29611.29 | 29611.29 | 29611.29 | 29611.29
| DEMAND RESOURCES (2) | 2955.966 | 3087.58 | 3276.383 | 3587.691 | 4040.244 | 4040.244 | 4040.244 | 4040.244 | 4040.244 | 4040.244 | 4040.244
| IMPORTS (3) | 1598 | 1428 | 1622.037 | 1247 | 1187.69 | 81.3 | 81.3 | 81.3 | 81.3 | 81.3 | 81.3
TOTAL ISO-NE RELIABILITY COORDINATOR AREA CAPACITY (4) |  | 35025.222 | 35396.003 | 35778.254 | 34307.762 | 34839.224 | 33732.834 | 33732.834 | 33732.834 | 33732.834 | 33732.834 | 33732.834
FOOTNOTES:
-1 | Gas/oil units are not necessarily fully operable on both fuels.
-2 | The 2018 through 2022 capacity values consist of the Forward Capacity Market CSOs current as of March 19, 2019. The 2022 FCM CSO is assumed to remain in place through the end of the CELT reporting period. It is assumed that the 1,575 MW of Static and Dynamic De-List Bids that were cleared to leave the 2022-23 Forward Capacity Auction will remain de-listed through the reporting period.
-3 | Imports are from entities outside the ISO-NE Reliability Coordinator area boundary. The 2018 through 2022 imports are based on FCM import CSOs. An Export De-List of 100 MW is taken into account in the generation capability values through the 2020 CCP. The imports beyond the 2022-23 Capacity Commitment Period reflect only known, long-term, firm contracts.
-4 | May not equal sum due to rounding.

## 1.4 Winter by Fuel-Unit Type
1.4 - Summary of Winter Capacity Supply Obligation by Fuel/Unit Type (MW) (1)
|  | 2018-19 | 2019-20 | 2020-21 | 2021-22 | 2022-23 | 2023-24 | 2024-25 | 2025-26 | 2026-27 | 2027-28 | 2028-29
| NUCLEAR STEAM | 4010.419 | 3343.31 | 3343.908 | 3342.505 | 3339.489 | 3339.489 | 3339.489 | 3339.489 | 3339.489 | 3339.489 | 3339.489
| HYDRO (DAILY CYCLE - PONDAGE) | 333.043 | 313.627 | 310.361 | 311.078 | 313.978 | 313.978 | 313.978 | 313.978 | 313.978 | 313.978 | 313.978
| HYDRO (DAILY CYCLE - RUN OF RIVER) | 379.726 | 409.39 | 432.295 | 404.157 | 386.985 | 386.985 | 386.985 | 386.985 | 386.985 | 386.985 | 386.985
| HYDRO (WEEKLY CYCLE) | 864.039 | 852.188 | 853.292 | 870.063 | 866.229 | 866.229 | 866.229 | 866.229 | 866.229 | 866.229 | 866.229
| HYDRO (PUMPED STORAGE) | 1682.039 | 1671.789 | 1719.996 | 1859.127 | 1859.127 | 1859.127 | 1859.127 | 1859.127 | 1859.127 | 1859.127 | 1859.127
| GAS COMBINED CYCLE | 10005.168 | 9718.902 | 9448.848 | 8280.53 | 8417.715 | 8417.715 | 8417.715 | 8417.715 | 8417.715 | 8417.715 | 8417.715
| GAS/OIL COMBINED CYCLE | 4396.177 | 5100.232 | 5037.13 | 5012.42 | 6107.141 | 6107.141 | 6107.141 | 6107.141 | 6107.141 | 6107.141 | 6107.141
| GAS COMBUSTION (GAS) TURBINE | 470.71 | 837.988 | 836.44 | 893.666 | 916.767 | 916.767 | 916.767 | 916.767 | 916.767 | 916.767 | 916.767
| GAS/OIL COMBUSTION (GAS) TURBINE | 574.91 | 716.472 | 705.837 | 702.563 | 749.887 | 749.887 | 749.887 | 749.887 | 749.887 | 749.887 | 749.887
| OIL COMBUSTION (GAS) TURBINE | 1751.24 | 1759.532 | 1709.938 | 1722.898 | 1706.661 | 1706.661 | 1706.661 | 1706.661 | 1706.661 | 1706.661 | 1706.661
| COAL STEAM | 921.877 | 916.864 | 916.746 | 468 | 452.473 | 452.473 | 452.473 | 452.473 | 452.473 | 452.473 | 452.473
| GAS/OIL STEAM | 2486.048 | 2475.39 | 2478.949 | 2492.324 | 1926.273 | 1926.273 | 1926.273 | 1926.273 | 1926.273 | 1926.273 | 1926.273
| OIL STEAM | 2216.897 | 2106.566 | 2041.369 | 2103.876 | 1383.783 | 1383.783 | 1383.783 | 1383.783 | 1383.783 | 1383.783 | 1383.783
| GAS INTERNAL COMBUSTION | 4.871 | 0 | 0 | 0 | 0 | 0 | 0 | 0 | 0 | 0 | 0
| GAS/OIL INTERNAL COMBUSTION | 9.495 | 9.495 | 9.495 | 9.495 | 9.457 | 9.457 | 9.457 | 9.457 | 9.457 | 9.457 | 9.457
| OIL INTERNAL COMBUSTION | 109.368 | 111.555 | 104.087 | 102.032 | 114.924 | 114.924 | 114.924 | 114.924 | 114.924 | 114.924 | 114.924
| BIO/REFUSE | 934.883 | 902.842 | 912.358 | 969.365 | 933.595 | 933.595 | 933.595 | 933.595 | 933.595 | 933.595 | 933.595
| WIND TURBINE | 211.264 | 259.976 | 279.466 | 275.636 | 346.35 | 346.35 | 346.35 | 346.35 | 346.35 | 346.35 | 346.35
| GAS FUEL CELL | 15.554 | 22.694 | 22.694 | 22.694 | 22.694 | 22.694 | 22.694 | 22.694 | 22.694 | 22.694 | 22.694
| PHOTOVOLTAIC | -2.07 | -3.644 | 0 | 0 | 0 | 0 | 0 | 0 | 0 | 0 | 0
| BATTERY, ENERGY STORAGE | 0 | 4.99 | 0 | 0 | 4.99 | 4.99 | 4.99 | 4.99 | 4.99 | 4.99 | 4.99
SUBTOTAL ISO-NE RELIABILITY COORDINATOR AREA CAPACITY (2, 4) |  | 31375.658 | 31530.158 | 31163.209 | 29842.429 | 29858.518 | 29858.518 | 29858.518 | 29858.518 | 29858.518 | 29858.518 | 29858.518
| DEMAND RESOURCES (2) | 2944.563 | 3090.329 | 3261.738 | 3562.389 | 3950.685 | 3950.685 | 3950.685 | 3950.685 | 3950.685 | 3950.685 | 3950.685
| IMPORTS (3) | 986 | 1017 | 1622.037 | 1174 | 1142.69 | 82.8 | 82.8 | 82.8 | 82.8 | 82.8 | 82.8
TOTAL ISO-NE RELIABILITY COORDINATOR AREA CAPACITY (4) |  | 35306.221 | 35637.487 | 36046.984 | 34578.818 | 34951.893 | 33892.003 | 33892.003 | 33892.003 | 33892.003 | 33892.003 | 33892.003
FOOTNOTES:
-1 | Gas/oil units are not necessarily fully operable on both fuels.
-2 | The 2018-19 through 2022-23 capacity values consist of the Forward Capacity Market CSOs as of March 19, 2019. The 2022-23 FCM CSO is assumed to remain in place through the end of the CELT reporting period. It is assumed that the 1,575 MW of Static and Dynamic De-List Bids that were cleared to leave the 2022-23 Forward Capacity Auction will remain de-listed through the reporting period.
-3 | Imports are from entities outside the ISO-NE Reliability Coordinator Area boundary. The 2018-19 through 2022-23 imports are based on FCM import CSOs. An Export De-List of 100 MW is taken into account in the generation capability values through 2020-21. The imports beyond the 2022-23 Capacity Commitment Period reflect only known, long-term, firm contracts.
-4 | May not equal sum due to rounding.

## 1.5.1 Peak Loads
1.5.1 - Actual and Forecast Peak Loads
2018 ACTUAL
MONTHLY PEAK LOAD - MW (1) |  | JAN |  | FEB |  | MAR | APR | MAY | JUN | JUL | AUG | SEP | OCT | NOV | DEC
| GROSS - Without reductions | 23591.527 |  | 21341.718 |  | 19874.977 | 18695.1108 | 20873.267 | 24577.5245 | 28322.0668 | 29898.4637 | 28338.7779 | 20660.3001 | 20609.889 | 21428.012
| Reduced for BTM PV (2) | 23591.527 |  | 21341.718 |  | 19874.977 | 18617.141 | 20382.708 | 23988.691 | 27449.543 | 28983.308 | 27450.099 | 20456.107 | 20609.889 | 21428.012
| NET - Reduced for BTM PV and EE | 20668.527 |  | 18319.718 |  | 16942.977 | 15778.141 | 17533.708 | 21075.691 | 24511.543 | 26024.308 | 24475.099 | 17479.107 | 17590.889 | 18408.012
2019 FORECAST
MONTHLY PEAK LOAD - MW (1) |  | JAN |  | FEB |  | MAR | APR | MAY | JUN | JUL | AUG | SEP | OCT | NOV | DEC
| GROSS - Without reductions | 23925.413 | A | 21733.784 | A | 20124.7121 | 18044.9739 | 21673.2077 | 25580.7314 | 28943.4485 | 26986.4883 | 23986.0359 | 18268.2131 | 20126.0051 | 21961.796
| Reduced for BTM PV (2) | 23925.413 | A | 21733.784 | A | 20124.7121 | 18044.9739 | 20976.4949 | 24878.7633 | 28236 | 26272.8534 | 23267.0996 | 18268.2131 | 20126.0051 | 21961.796
| Reduced for BTM PV and EE | 20740.413 | A | 18546.784 | A | 17456 | 15346 | 17266 | 21966.2633 | 25323.2935 | 23360.3534 | 20354.5996 | 15355.7131 | 17213 | 19293.821
2020 FORECAST
MONTHLY PEAK LOAD - MW |  | JAN |  | FEB |  | MAR | APR | MAY | JUN | JUL | AUG | SEP | OCT | NOV | DEC
| GROSS - Without reductions | 23144 |  | 22293.071 |  | 20129.2001 | 18033.2705 | 21853.6573 | 25712.3139 | 29129.9146 | 27121.1302 | 24158.2712 | 18255.6942 | 20117.3551 | 21995.2728
| Reduced for BTM PV (2) | 23144 |  | 22293.071 |  | 20129.2001 | 18033.2705 | 21088.1942 | 24941.1999 | 28352.7027 | 26337.4898 | 23368.9447 | 18255.6942 | 20117.3551 | 21995.2728
| NET - Reduced for BTM PV & EE | 20476 |  | 19625.096 |  | 17461.2251 | 14705.2705 | 17760.1942 | 21613.1999 | 25025.1987 | 23009.4898 | 20040.9447 | 14927.6942 | 16789 | 18932.2728
[9 empty] | ANNUAL FORECAST | [5 empty] | CAGR (3)
SUMMER PEAK - MW |  | 2018 |  | 2019 |  | 2020 | 2021 | 2022 | 2023 | 2024 | 2025 | 2026 | 2027 | 2028 | 2019 to 2028
| GROSS - Without reductions | 29898.4637 | A | 28943.4485 |  | 29129.9146 | 29340.5188 | 29561.2052 | 29773.5133 | 29986.5269 | 30196.4161 | 30405.7327 | 30616.4756 | 30831.4375 | 0.7
| Reduced for BTM PV (1) | 28983.308 | A | 28235.8035 |  | 28352.7027 | 28498.9381 | 28669.777 | 28838.34 | 29014.4489 | 29195.9036 | 29382.1963 | 29576.1942 | 29780.797 | 0.6
| NET - Reduced for BTM PV & EE | 26024.308 | A | 25323.2935 |  | 25024.9027 | 24793.0267 | 24619.7752 | 24479.3542 | 24383.1614 | 24328.7577 | 24314.5926 | 24341.2407 | 24408.2996 | -0.4
WINTER PEAK - MW (4)
| GROSS - Without reductions | 23925.413 | A | 23144.3803 |  | 23278.3836 | 23419.8978 | 23557.624 | 23698.1193 | 23831.23 | 23963.6255 | 24097.8021 | 24237.2469 | 24376.0537 | 0.6
| Reduced for BTM PV (2) | 23925.413 | A | 23144.3803 |  | 23278.3836 | 23419.8978 | 23557.624 | 23698.1193 | 23831.23 | 23963.6255 | 24097.8021 | 24237.2469 | 24376.0537 | 0.6
| NET - Reduced for BTM PV & EE | 20740.413 | A | 20476.4053 |  | 20215.4509 | 19997.3376 | 19807.7437 | 19654.3103 | 19528.3828 | 19436.3982 | 19379.8696 | 19360.1055 | 19368.0544 | -0.6
FOOTNOTES:
A | = ACTUAL
-1 | Note that for actual monthly peaks reported above, the hour of the "gross" peak is often different than that for both "Reduced for BTM PV" and "net" peak values during the cooling season due to the influence of BTM PV. Also, load reductions from active demand capacity resources are reconstituted for both net and gross load values.
-2 | Actual BTM PV output is typically zero at the time of the peak during winter months, since winter peaks usually occur after sunset. Forecast values for BTM PV are therefore assumed to be zero for all months other than May-September.
-3 | Compound Annual Growth Rate (%).
-4 | Winter beginning in December of the year shown.
NOTE:
- | Refer to the ISO website for the full forecast details: https://www.iso-ne.com/system-planning/system-forecasting/load-forecast/

## 1.5.2 Energy
1.5.2 - Actual and Forecast Energy
2018 ACTUAL
MONTHLY NET ENERGY FOR LOAD (NEL) (1) - GWH |  | JAN |  | FEB |  | MAR | APR | MAY | JUN | JUL | AUG | SEP | OCT | NOV | DEC
| GROSS - Without reductions | 13260.1363 |  | 11101.5349 |  | 11826.5433 | 10757.3848 | 10786.2522 | 11408.4071 | 14079.5952 | 14318.5569 | 11571.7998 | 11248.9889 | 11443.2382 | 12268.3727
| Reduced for BTM PV | 13178.9014 |  | 10996.363 |  | 11658.2287 | 10556.7454 | 10528.4021 | 11150.5587 | 13782.4091 | 14073.0997 | 11395.6276 | 11117.7524 | 11361.1355 | 12164.3202
| NET - Reduced for BTM PV & EE | 11537.6974 |  | 9379.307 |  | 9955.7747 | 8996.2984 | 9150.8261 | 9767.2137 | 12323.9691 | 12605.4971 | 10059.3076 | 9435.5004 | 9723.1575 | 10496.2612
2019 FORECAST
MONTHLY NET ENERGY - GWH |  | JAN |  | FEB |  | MAR | APR | MAY | JUN | JUL | AUG | SEP | OCT | NOV | DEC
| GROSS - Without reductions | 12912.8689 | A | 11405.1942 | A | 12109.8325 | 10788.2103 | 11073.1178 | 12181.3068 | 14002.3981 | 13755.2904 | 11562.8338 | 11238.6682 | 11256.8751 | 12725.7558
| Reduced for BTM PV | 12806.6318 | A | 11257.1275 | A | 11901.8245 | 10541.1374 | 10797.2941 | 11888.7312 | 13693.9883 | 13461.4254 | 11322.578 | 11056.6254 | 11127.118 | 12628.1849
| NET - Reduced for BTM PV & EE | 11032.9978 | A | 9626.8095 | A | 10465.7194 | 9261.7634 | 9484.1329 | 10444.1499 | 12033.4438 | 11830.1854 | 9951.3414 | 9723.8316 | 9792.165 | 11119.0374
2020 FORECAST
MONTHLY NET ENERGY - GWH |  | JAN |  | FEB |  | MAR | APR | MAY | JUN | JUL | AUG | SEP | OCT | NOV | DEC
| GROSS - Without reductions | 13284.287 |  | 12155.7731 |  | 12176.1645 | 10828.544 | 11115.435 | 12233.3532 | 14067.8105 | 13817.9875 | 11607.754 | 11278.8722 | 11296.2577 | 12787.874
| Reduced for BTM PV | 13169.8542 |  | 12020.1893 |  | 11938.6407 | 10546.4737 | 10800.5655 | 11899.2499 | 13715.6389 | 13482.3571 | 11333.6114 | 11070.7583 | 11147.7018 | 12675.9577
| NET - Reduced for BTM PV & EE | 11336.409 |  | 10342.4971 |  | 10258.1342 | 9051.9605 | 9266.4567 | 10210.8504 | 11774.0548 | 11575.2526 | 9731.5547 | 9514.0926 | 9588.6366 | 10911.0254
[9 empty] | ANNUAL FORECAST | [5 empty] | CAGR (3)
NET ANNUAL ENERGY - GWH (1, 2) |  | 2018 |  | 2019 |  | 2020 | 2021 | 2022 | 2023 | 2024 | 2025 | 2026 | 2027 | 2028 | 2019 to 2028
| GROSS - Without reductions | 144070.8105 |  | 145610.3745 |  | 146650.1127 | 148010.5876 | 150200.6828 | 152016.3361 | 154242.5373 | 155571.0629 | 157253.0137 | 158998.7143 | 161311.9932 | 1.1
| Reduced for BTM PV | 141963.5438 |  | 143120.4166 |  | 143800.9987 | 144797.6215 | 146652 | 148131.8511 | 150032.8881 | 151087.7765 | 152503.6308 | 154003 | 156089.5177 | 1
| NET - Reduced for BTM PV & EE | 123430.8102 |  | 125823 |  | 123560 | 121876.0292 | 121288.2347 | 120576.2222 | 120544 | 119924 | 119916 | 120226.9897 | 121336 | -0.4
FOOTNOTES:
A | = ACTUAL
-1 | Net Energy for Load is the net generation output within a balancing authority area, accounting for electric energy imports from other areas and subtracting energy exports to others. It includes system losses but excludes the electric energy required to operate pumped storage plants.
-2 | May not equal sum due to rounding.
-3 | Compound Annual Growth Rate (%).
NOTE:
- | Refer to the ISO website for the full forecast details: https://www.iso-ne.com/system-planning/system-forecasting/load-forecast/

## 1.6 Frcst Distributions
1.6 - Seasonal Peak Load Forecast Distributions (Forecast is Gross with reduction for BTM PV)
|  |  | Peak Load Forecast at Milder Than Expected Weather |  |  |  | Gross Forecast at Expected Weather | Peak Load Forecast at More Extreme Than Expected Weather
| Probability of Forecast Being Exceeded |  | 90% | 80% | 70% | 60% | 50% | 40% | 30% | 20% | 10% | 5%
| Summer (MW) | 2019 | 26830.4282 | 27192.9109 | 27561.0734 | 27853.8897 | 28235.8035 | 28737.7437 | 29033.5122 | 29415.7989 | 30124.5679 | 30579.101
|  | 2020 | 26927.4972 | 27301.3391 | 27674.5256 | 27965.3725 | 28352.7027 | 28869.1332 | 29170.4615 | 29553.6568 | 30272.4697 | 30733.2156
|  | 2021 | 27053.9025 | 27439.1035 | 27817.3141 | 28106.1914 | 28498.9381 | 29029.859 | 29340.3168 | 29720.8509 | 30449.7078 | 30916.6665
|  | 2022 | 27204.9112 | 27601.4713 | 27973.5913 | 28271.6138 | 28669.777 | 29215.1883 | 29538.211 | 29912.6485 | 30651.5492 | 31123.9278
|  | 2023 | 27353.6441 | 27761.5634 | 28126.5103 | 28434.7603 | 28838.34 | 29398.2417 | 29733.8295 | 30102.1703 | 30851.1148 | 31327.4696
|  | 2024 | 27509.9228 | 27929.2013 | 28286.9751 | 28605.4528 | 29014.4489 | 29588.8409 | 29936.9938 | 30299.2379 | 31058.2263 | 31538.5573
|  | 2025 | 27671.5473 | 28102.1849 | 28452.7858 | 28781.491 | 29195.9036 | 29784.786 | 30145.5038 | 30501.6513 | 31270.6836 | 31754.9908
|  | 2026 | 27838.0098 | 28280.0065 | 28623.4343 | 28962.3671 | 29382.1963 | 29985.569 | 30355.3168 | 30708.9026 | 31487.9788 | 31976.2622
|  | 2027 | 28012.1776 | 28465.5335 | 28801.7882 | 29150.9486 | 29576.1942 | 30194.0573 | 30566.5377 | 30923.8593 | 31712.9793 | 32205.2389
|  | 2028 | 28196.9501 | 28661.6652 | 28990.7468 | 29350.1348 | 29780.797 | 30413.1504 | 30788.3635 | 31149.4207 | 31948.5847 | 32444.8204
| Probability of Forecast Being Exceeded |  | 90% | 80% | 70% | 60% | 50% | 40% | 30% | 20% | 10% | 5%
| Winter (MW) | 2019/20 | 22826.1625 | 22935.197 | 23010.4881 | 23100.3293 | 23144.3803 | 23241.4222 | 23431.8701 | 23596.9642 | 23840.6505 | 23926.4243
|  | 2020/21 | 22958.4568 | 23066.3116 | 23139.3064 | 23236.49 | 23278.3836 | 23375.4039 | 23570.3358 | 23737.9142 | 23983.1461 | 24068.9514
|  | 2021/22 | 23103.3406 | 23209.5576 | 23283.783 | 23385.2401 | 23419.8978 | 23523.5474 | 23721.391 | 23891.4537 | 24138.231 | 24224.0681
|  | 2022/23 | 23237.7627 | 23342.3419 | 23420.2833 | 23522.6208 | 23557.624 | 23661.2292 | 23861.9844 | 24034.5315 | 24282.8543 | 24368.723
|  | 2023/24 | 23373.0656 | 23476.007 | 23557.6644 | 23658.8045 | 23698.1193 | 23799.7918 | 24003.4586 | 24178.4901 | 24428.3583 | 24514.2587
|  | 2024/25 | 23504.4673 | 23605.7709 | 23691.1443 | 23791.0871 | 23831.23 | 23934.4532 | 24141.0316 | 24318.5475 | 24568.0534 | 24655.8932
|  | 2025/26 | 23635.1538 | 23733.2342 | 23823.909 | 23922.6544 | 23963.6255 | 24068.3995 | 24277.8895 | 24457.8897 | 24706.673 | 24796.8125
|  | 2026/27 | 23767.6214 | 23862.3129 | 23958.4549 | 24056.0029 | 24097.8021 | 24204.1269 | 24416.5285 | 24599.0131 | 24847.0737 | 24939.513
|  | 2027/28 | 23905.3572 | 23996.6597 | 24098.2689 | 24194.6196 | 24237.2469 | 24345.1224 | 24560.4356 | 24745.4046 | 24992.7425 | 25087.4816
|  | 2028/29 | 24042.455 | 24130.6096 | 24237.4449 | 24332.3541 | 24376.0537 | 24485.48 | 24703.7048 | 24891.1581 | 25137.7735 | 25234.8123

## 2.1 Generator List
2.1 Generator List with Existing and Expected Seasonal Claimed Capability
- Generator Information as of April 1, 2019
- Winter SCC as of January 1, 2019
- 2018/19 Winter Peak SCC
- 2019 Expected Summer Peak SCC
G E N E R A T O R I N F O R M A T I O N | [16 empty] | SEASONAL CLAIMED CAPABILITY
ASSET ID | ASSET NAME | RESOURCE ID | RESOURCE NAME | GEN TYPE ID | PRIM FUEL TYPE | ALT FUEL TYPE | FUEL GEN TYPE DESC | IN-SERVICE DATE | LEAD PARTICIPANT NAME | LEAD PARTICIPANT ACRONYM | STATE | FIPS COUNTY | RSP AREA | LOAD ZONE NAME | EIA PLANT NUMBER | NAMEPLATE (MW) | WINTER SCC (MW) Jan 1, 2019 | ACTUAL WINTER PEAK SCC (MW) Jan 21, 2019 | EXPECTED SUMMER PEAK SCC (MW) JUL 1, 2019
253 | TURNKEY LANDFILL | 253 | TURNKEY LANDFILL | IC | LFG |  | BIO/REFUSE | 1992-03-01 | Public Service Company of New Hampshire | PSNH | NH | 017 | NH | NH | 54663 | 3 | 0.679 | 0.679 | 0.673
321 | MANCHESTER 10/10A CC | 321 | MANCHESTER 10 10A CC | CC | NG | DFO | GAS/OIL COMBINED CYCLE | 1995-11-15 | Direct Energy Business Marketing, LLC | HEM | RI | 007 | RI | RI | 3236 | 170.1995 | 170 | 170 | 157.421
322 | MANCHESTER 11/11A CC | 322 | MANCHESTER 11 11A CC | CC | NG | DFO | GAS/OIL COMBINED CYCLE | 1995-10-01 | Direct Energy Business Marketing, LLC | HEM | RI | 007 | RI | RI | 3236 | 170.1995 | 170 | 170 | 158.658
323 | MANCHESTER 9/9A CC | 323 | MANCHESTER 9 9A CC | CC | NG | DFO | GAS/OIL COMBINED CYCLE | 1995-11-14 | Direct Energy Business Marketing, LLC | HEM | RI | 007 | RI | RI | 3236 | 170.1995 | 170 | 170 | 154.811
324 | CDECCA | 324 | CDECCA | CC | NG |  | GAS COMBINED CYCLE | 1988-11-01 | EDF Energy Services, LLC | EDFS | CT | 003 | CT | CT | 50498 | 62.624 | 55.591 | 55.591 | 51.454
326 | ALTRESCO | 326 | ALTRESCO | CC | NG | DFO | GAS/OIL COMBINED CYCLE | 1990-09-01 | EDF Energy Services, LLC | EDFS | MA | 003 | WMA | WCMA | 50002 | 160.088 | 182.982 | 182.982 | 149.574
327 | AMOSKEAG | 327 | AMOSKEAG | HDR | WAT |  | HYDRO (DAILY CYCLE - RUN OF RIVER) | 1922-01-01 | HSE Hydro NH AC, LLC | HSE | NH | 011 | NH | NH | 2354 | 15 | 17.5 | 17.5 | 5.233
328 | GULF ISLAND COMPOSITE | 328 | GULF ISLAND COMPOSITE INCREMENTAL | HW | WAT |  | HYDRO (WEEKLY CYCLE) | 1926-01-01 | Brookfield White Pine Hydro LLC | FPLEMH | ME | 001 | ME | ME | 1480 | 39.4618 | 30.149 | 30.149 | 24.605
329 | ASCUTNEY GT | 329 | ASCUTNEY GT | GT | DFO |  | OIL COMBUSTION (GAS) TURBINE | 1961-11-01 | Green Mountain Power Corporation | GMP | VT | 027 | VT | VT | 3708 | 11.4997 | 12.452 | 12.452 | 8.94
330 | AYERS ISLAND | 330 | AYERS ISLAND | HDP | WAT |  | HYDRO (DAILY CYCLE - PONDAGE) | 1925-01-01 | HSE Hydro NH AC, LLC | HSE | NH | 009 | NH | NH | 2355 | 7.2 | 8.943 | 8.943 | 8.29
331 | AZISCOHOS HYDRO | 331 | AZISCOHOS HYDRO | HDP | WAT |  | HYDRO (DAILY CYCLE - PONDAGE) | 1988-07-01 | Brookfield Energy Marketing, LP | BEMLP | ME | 019 | ME | ME | 50999 | 6.777 | 6.645 | 6.645 | 6.645
335 | BELLOWS FALLS | 335 | BELLOWS FALLS | HDP | WAT |  | HYDRO (DAILY CYCLE - PONDAGE) | 1928-01-01 | Great River Hydro, LLC | GRHL | VT | 025 | VT | NH | 3745 | 45.9 | 47.216 | 47.216 | 47.216
336 | BERLIN 1 GT | 336 | BERLIN 1 GT | GT | KER |  | OIL COMBUSTION (GAS) TURBINE | 1972-01-01 | Green Mountain Power Corporation | GMP | VT | 023 | VT | VT | 3734 | 41.85 | 51.346 | 51.346 | 40.956
337 | BETHLEHEM | 337 | BETHLEHEM | ST | WDS |  | BIO/REFUSE | 1986-12-01 | Engie Energy Marketing NA, Inc | SUEZ | NH | 007 | NH | NH | 50208 | 14.535 | 15.303 | 15.653 | 15.653
340 | BRIDGEPORT HARBOR 3 | 340 | BRIDGEPORT HARBOR 3 | ST | SUB |  | COAL STEAM | 1968-08-01 | PSEG Energy Resources & Trade LLC | PSEG | CT | 001 | SWCT | CT | 568 | 399.5 | 382.527 | 382.527 | 383.426
341 | BRIDGEPORT HARBOR 4 | 341 | BRIDGEPORT HARBOR 4 | GT | JF |  | OIL COMBUSTION (GAS) TURBINE | 1967-10-01 | PSEG Energy Resources & Trade LLC | PSEG | CT | 001 | SWCT | CT | 568 | 18.5938 | 21.924 | 21.924 | 16.38
345 | CATALYST CO-GEN |  | NO RESOURCE (1) | ST | BIT | OBS | COAL STEAM | 1990-02-01 | American PowerNet Management, LP | APNM | ME | 017 | ME | ME | 10495 | 102.6001 | 0 | 0 | 0
346 | BOLTON FALLS | 346 | BOLTON FALLS | HDR | WAT |  | HYDRO (DAILY CYCLE - RUN OF RIVER) | 1980-01-01 | Green Mountain Power Corporation | GMP | VT | 023 | VT | VT | 7056 | 6.4 | 2.792 | 2.792 | 0
348 | BOOT MILLS | 348 | BOOT MILLS | HDR | WAT |  | HYDRO (DAILY CYCLE - RUN OF RIVER) | 1985-11-01 | NSTAR Electric Company | NSTAR | MA | 017 | CMA/NEMA | WCMA | 10556 | 18.2131 | 12.374 | 12.374 | 6.36
349 | WHEELABRATOR BRIDGEPORT, L.P. | 349 | WHEELABRATOR BRIDGEPORT, L.P. | ST | MSW |  | BIO/REFUSE | 1988-04-01 | Wheelabrator Bridgeport, L.P. | WB | CT | 001 | SWCT | CT | 50883 | 67.15 | 58.488 | 58.488 | 58.488
355 | BRANFORD 10 | 355 | BRANFORD 10 | GT | KER |  | OIL COMBUSTION (GAS) TURBINE | 1969-01-01 | NRG Power Marketing LLC | NRGPM | CT | 009 | SWCT | CT | 540 | 18.5938 | 20.95 | 20.95 | 15.84
356 | BRISTOL REFUSE | 356 | BRISTOL REFUSE | ST | MSW |  | BIO/REFUSE | 1988-05-01 | Covanta Energy Marketing, LLC | CEM | CT | 003 | CT | CT | 50648 | 18 | 11.949 | 11.949 | 11.937
357 | BRIDGEWATER | 357 | BRIDGEWATER | ST | WDS |  | BIO/REFUSE | 1987-09-01 | Bridgewater Power Company, L.P. | BPCLP | NH | 009 | NH | NH | 10290 | 15.0875 | 13.976 | 13.976 | 13.976
358 | BRUNSWICK | 358 | BRUNSWICK | HDR | WAT |  | HYDRO (DAILY CYCLE - RUN OF RIVER) | 1982-03-01 | Brookfield White Pine Hydro LLC | FPLEMH | ME | 005 | ME | ME | 1483 | 19.6002 | 13.905 | 13.905 | 3.975
359 | J. COCKWELL 1 | 359 | J. COCKWELL 1 | PS | WAT |  | HYDRO (PUMPED STORAGE) | 1974-09-01 | Bear Swamp Power Company LLC | BSP | MA | 003 | WMA | WCMA | 8005 | 299.7 | 292.275 | 292.275 | 292.275
360 | J. COCKWELL 2 | 360 | J. COCKWELL 2 | PS | WAT |  | HYDRO (PUMPED STORAGE) | 1974-10-01 | Bear Swamp Power Company LLC | BSP | MA | 003 | WMA | WCMA | 8005 | 299.7 | 292.113 | 293.238 | 293.238
362 | BULLS BRIDGE | 362 | BULLS BRIDGE | HDR | WAT |  | HYDRO (DAILY CYCLE - RUN OF RIVER) | 1903-01-01 | FirstLight Power Resources Management, LLC | NEL1 | CT | 005 | SWCT | CT | 541 | 7.2 | 5.664 | 5.664 | 3.908
363 | BURLINGTON GT | 363 | BURLINGTON GT | GT | DFO |  | OIL COMBUSTION (GAS) TURBINE | 1971-07-01 | Burlington Electric Department | BED | VT | 007 | VT | VT | 3754 | 27.648 | 22.373 | 22.373 | 16.812
365 | CANAL 1 | 365 | CANAL 1 | ST | RFO |  | OIL STEAM | 1968-07-01 | Stonepeak Kestrel Energy Marketing LLC | SKEM | MA | 001 | SEMA | SEMA | 1599 | 584.6 | 565.08 | 565.08 | 562.835
366 | CANAL 2 | 366 | CANAL 2 | ST | RFO | NG | GAS/OIL STEAM | 1976-02-01 | Stonepeak Kestrel Energy Marketing LLC | SKEM | MA | 001 | SEMA | SEMA | 1599 | 579.5 | 545.335 | 545.335 | 558.75
367 | CAPE GT 4 | 367 | CAPE GT 4 | GT | DFO |  | OIL COMBUSTION (GAS) TURBINE | 1970-01-01 | NextEra Energy Marketing, LLC | FPLP-I | ME | 005 | SME | ME | 1484 | 17.5525 | 20.011 | 20.011 | 14.757
368 | CAPE GT 5 | 368 | CAPE GT 5 | GT | DFO |  | OIL COMBUSTION (GAS) TURBINE | 1970-01-01 | NextEra Energy Marketing, LLC | FPLP-I | ME | 005 | SME | ME | 1484 | 18.4 | 20.272 | 20.272 | 15.822
369 | CATARACT EAST | 369 | CATARACT EAST | HDP | WAT |  | HYDRO (DAILY CYCLE - PONDAGE) | 1937-01-01 | Brookfield White Pine Hydro LLC | FPLEMH | ME | 031 | SME | ME | 1486 | 6.65 | 7.733 | 7.733 | 7.373
370 | COS COB 10 | 370 | COS COB 10 | GT | KER |  | OIL COMBUSTION (GAS) TURBINE | 1969-09-01 | NRG Power Marketing LLC | NRGPM | CT | 001 | NOR | CT | 542 | 21.25 | 23 | 23 | 18.932
371 | COS COB 11 | 371 | COS COB 11 | GT | KER |  | OIL COMBUSTION (GAS) TURBINE | 1969-01-01 | NRG Power Marketing LLC | NRGPM | CT | 001 | NOR | CT | 542 | 21.25 | 23 | 23 | 18.724
372 | COS COB 12 | 372 | COS COB 12 | GT | KER |  | OIL COMBUSTION (GAS) TURBINE | 1969-01-01 | NRG Power Marketing LLC | NRGPM | CT | 001 | NOR | CT | 542 | 21.25 | 23 | 23 | 19.082
375 | CLEARY 9/9A CC | 375 | CLEARY 9 9A CC | CC | NG | DFO | GAS/OIL COMBINED CYCLE | 1975-12-01 | Taunton Municipal Lighting Plant | TMLP | MA | 005 | SEMA | SEMA | 1682 | 116.62 | 109.931 | 109.931 | 104.931
376 | CLEARY 8 | 376 | CLEARY 8 | ST | RFO |  | OIL STEAM | 1966-01-01 | Taunton Municipal Lighting Plant | TMLP | MA | 005 | SEMA | SEMA | 1682 | 27.2 | 22.253 | 22.253 | 24.825
379 | COBBLE MOUNTAIN | 379 | COBBLE MOUNTAIN | HW | WAT |  | HYDRO (WEEKLY CYCLE) | 1923-01-01 | Holyoke Gas & Electric Department | HGE | MA | 013 | WMA | WCMA | 1630 | 23.1 | 27.431 | 27.431 | 31.989
382 | MERRIMACK CT1 | 382 | MERRIMACK CT1 | GT | KER |  | OIL COMBUSTION (GAS) TURBINE | 1969-07-01 | Consolidated Edison Energy, Inc | CEEI | NH | 013 | NH | NH | 2364 | 18.5938 | 21.676 | 21.676 | 16.826
383 | MERRIMACK CT2 | 383 | MERRIMACK CT2 | GT | KER |  | OIL COMBUSTION (GAS) TURBINE | 1968-08-01 | Consolidated Edison Energy, Inc | CEEI | NH | 013 | NH | NH | 2364 | 18.5938 | 21.304 | 21.304 | 16.804
388 | DARTMOUTH POWER | 388 | DARTMOUTH POWER | CC | NG | DFO | GAS/OIL COMBINED CYCLE | 1992-05-01 | Talen Energy Marketing, LLC | EPLU-I | MA | 005 | SEMA | SEMA | 52026 | 74.07 | 67.656 | 67.656 | 61.32
389 | DERBY DAM | 389 | DERBY DAM | HDR | WAT |  | HYDRO (DAILY CYCLE - RUN OF RIVER) | 1989-03-01 | McCallum Enterprises 1 Limited Partnership | MCCL | CT | 001 | SWCT | CT | 10063 | 8.32 | 5.666 | 5.666 | 2.533
393 | DEERFIELD 5 | 393 | DEERFIELD 5 | HDP | WAT |  | HYDRO (DAILY CYCLE - PONDAGE) | 1974-10-01 | Great River Hydro, LLC | GRHL | MA | 011 | WMA | WCMA | 1620 | 17.55 | 13.99 | 13.99 | 13.965
395 | DOREEN | 395 | DOREEN | GT | KER |  | OIL COMBUSTION (GAS) TURBINE | 1969-01-01 | Essential Power Massachusetts, LLC | NAEA-EM | MA | 003 | WMA | WCMA | 1631 | 18.5938 | 20.385 | 20.385 | 17.327
396 | DEVON 10 | 396 | DEVON 10 | GT | KER |  | OIL COMBUSTION (GAS) TURBINE | 1988-04-01 | NRG Power Marketing LLC | NRGPM | CT | 009 | SWCT | CT | 544 | 18.5938 | 18.839 | 18.839 | 14.407
397 | DEVON 11 | 397 | DEVON 11 | GT | KER | NG | OIL COMBUSTION (GAS) TURBINE | 1996-10-01 | NRG Power Marketing LLC | NRGPM | CT | 009 | SWCT | CT | 544 | 51 | 38.819 | 38.819 | 29.299
398 | DEVON 12 | 398 | DEVON 12 | GT | KER | NG | OIL COMBUSTION (GAS) TURBINE | 1996-10-01 | NRG Power Marketing LLC | NRGPM | CT | 009 | SWCT | CT | 544 | 51 | 38.437 | 38.437 | 29.227
399 | DEVON 13 | 399 | DEVON 13 | GT | KER | NG | OIL COMBUSTION (GAS) TURBINE | 1996-10-01 | NRG Power Marketing LLC | NRGPM | CT | 009 | SWCT | CT | 544 | 51 | 38.967 | 38.967 | 29.967
400 | DEVON 14 | 400 | DEVON 14 | GT | KER | NG | OIL COMBUSTION (GAS) TURBINE | 1996-10-01 | NRG Power Marketing LLC | NRGPM | CT | 009 | SWCT | CT | 544 | 51 | 40.274 | 40.274 | 29.704
401 | EASTMAN FALLS | 401 | EASTMAN FALLS | HDR | WAT |  | HYDRO (DAILY CYCLE - RUN OF RIVER) | 1912-01-01 | HSE Hydro NH AC, LLC | HSE | NH | 013 | NH | NH | 2356 | 5.8888 | 6.098 | 6.098 | 1.378
405 | ELLSWORTH HYDRO | 405 | ELLSWORTH HYDRO | HW | WAT |  | HYDRO (WEEKLY CYCLE) | 1919-01-01 | Black Bear Hydro Partners, LLC | BBHP | ME | 009 | BHE | ME | 1469 | 8.9 | 8.711 | 8.711 | 8.862
407 | EASTPORT DIESEL #3 | 407 | EASTPORT DIESELS 1-3 | IC | DFO |  | OIL INTERNAL COMBUSTION | 1948-01-01 | Emera Maine | BHEC-I | ME | 029 | BHE | ME | 1468 | 1.995 | 1.8 | 1.8 | 1.8
410 | ESSEX 19 HYDRO | 410 | ESSEX 19 HYDRO | HDR | WAT |  | HYDRO (DAILY CYCLE - RUN OF RIVER) | 1917-01-01 | Green Mountain Power Corporation | GMP | VT | 007 | VT | VT | 3737 | 7.04 | 4.422 | 4.422 | 1
412 | FALLS VILLAGE | 412 | FALLS VILLAGE | HDR | WAT |  | HYDRO (DAILY CYCLE - RUN OF RIVER) | 1914-01-01 | FirstLight Power Resources Management, LLC | NEL1 | CT | 005 | CT | CT | 560 | 9 | 5.758 | 5.758 | 1.48
413 | FIFE BROOK | 413 | FIFE BROOK | HDR | WAT |  | HYDRO (DAILY CYCLE - RUN OF RIVER) | 1974-10-01 | Bear Swamp Power Company LLC | BSP | MA | 003 | WMA | WCMA | 8004 | 11.25 | 5.522 | 5.522 | 5.14
417 | FRAMINGHAM JET 1 | 417 | FRAMINGHAM JET 1 | GT | DFO |  | OIL COMBUSTION (GAS) TURBINE | 1969-09-01 | Exelon Generation Company, LLC | EXGC | MA | 017 | BOSTON | NEMA | 1586 | 14.195 | 14.175 | 14.175 | 10.145
418 | FRAMINGHAM JET 2 | 418 | FRAMINGHAM JET 2 | GT | DFO |  | OIL COMBUSTION (GAS) TURBINE | 1969-09-01 | Exelon Generation Company, LLC | EXGC | MA | 017 | BOSTON | NEMA | 1586 | 14.195 | 15.686 | 15.686 | 10.303
419 | FRAMINGHAM JET 3 | 419 | FRAMINGHAM JET 3 | GT | DFO |  | OIL COMBUSTION (GAS) TURBINE | 1969-09-01 | Exelon Generation Company, LLC | EXGC | MA | 017 | BOSTON | NEMA | 1586 | 14.195 | 15.25 | 15.25 | 11.024
420 | FRANKLIN DRIVE 10 | 420 | FRANKLIN DRIVE 10 | GT | KER |  | OIL COMBUSTION (GAS) TURBINE | 1968-11-01 | NRG Power Marketing LLC | NRGPM | CT | 005 | CT | CT | 561 | 18.5938 | 20.527 | 20.527 | 15.417
421 | FRONT STREET DIESELS 1-3 | 421 | FRONT STREET DIESELS 1-3 | IC | DFO |  | OIL INTERNAL COMBUSTION | 1980-12-01 | Chicopee Municipal Lighting Plant | CMLP | MA | 013 | WMA | WCMA | 7396 | 9.6525 | 7.706 | 7.706 | 7.702
424 | GREAT LAKES - MILLINOCKET | 424 | GREAT LAKES - MILLINOCKET | HW | WAT |  | HYDRO (WEEKLY CYCLE) | 1987-03-01 | Brookfield Energy Marketing, LP | BEMLP | ME | 019 | BHE | ME | 55830 | 138.7982 | 92.787 | 92.787 | 81.523
426 | GORGE 1 DIESEL | 426 | GORGE 1 DIESEL | GT | DFO |  | OIL COMBUSTION (GAS) TURBINE | 1965-01-01 | Green Mountain Power Corporation | GMP | VT | 007 | VT | VT | 3735 | 16.9408 | 10.716 | 10.716 | 8.012
427 | GORHAM | 427 | GORHAM | HDR | WAT |  | HYDRO (DAILY CYCLE - RUN OF RIVER) | 1909-01-01 | HSE Hydro NH AC, LLC | HSE | NH | 007 | NH | NH | 2358 | 2.15 | 1.726 | 1.726 | 1.133
432 | HARRIS 1 | 432 | HARRIS 1 | HW | WAT |  | HYDRO (WEEKLY CYCLE) | 1954-01-01 | Brookfield White Pine Hydro LLC | FPLEMH | ME | 025 | ME | ME | 1492 | 15.0003 | 16.693 | 16.693 | 16.79
433 | HARRIS 2 | 433 | HARRIS 2 | HW | WAT |  | HYDRO (WEEKLY CYCLE) | 1954-01-01 | Brookfield White Pine Hydro LLC | FPLEMH | ME | 025 | ME | ME | 1492 | 31.95 | 34.5 | 34.5 | 34.62
434 | HARRIS 3 | 434 | HARRIS 3 | HW | WAT |  | HYDRO (WEEKLY CYCLE) | 1953-01-01 | Brookfield White Pine Hydro LLC | FPLEMH | ME | 025 | ME | ME | 1492 | 29.9997 | 33.905 | 33.905 | 34.21
435 | HARRIMAN | 435 | HARRIMAN | HW | WAT |  | HYDRO (WEEKLY CYCLE) | 1924-01-01 | Great River Hydro, LLC | GRHL | VT | 025 | WMA | WCMA | 3746 | 33.6 | 38.471 | 38.471 | 40.798
436 | HEMPHILL 1 | 436 | HEMPHILL 1 | ST | WDS |  | BIO/REFUSE | 1987-12-01 | Springfield Power, LLC | SPRING | NH | 019 | NH | NH | 10838 | 20.9 | 16.938 | 16.938 | 16.806
440 | HIRAM | 440 | HIRAM | HDP | WAT |  | HYDRO (DAILY CYCLE - PONDAGE) | 1917-01-01 | Brookfield White Pine Hydro LLC | FPLEMH | ME | 005 | SME | ME | 1493 | 11.094 | 11.24 | 11.24 | 10.067
445 | COVANTA WEST ENFIELD | 445 | COVANTA WEST ENFIELD | ST | WDS |  | BIO/REFUSE | 1987-11-01 | Stored Solar J&WE, LLC | IESI-I | ME | 019 | BHE | ME | 10766 | 27.5001 | 21.446 | 21.446 | 20.461
446 | COVANTA JONESBORO | 446 | COVANTA JONESBORO | ST | WDS |  | BIO/REFUSE | 1987-11-01 | Stored Solar J&WE, LLC | IESI-I | ME | 029 | BHE | ME | 10765 | 30.7354 | 20.226 | 20.226 | 20.226
448 | IPSWICH DIESELS | 448 | IPSWICH DIESELS | IC | DFO | NG | GAS/OIL INTERNAL COMBUSTION | 1951-01-01 | Ipswich Municipal Light Department | IMLD | MA | 009 | BOSTON | NEMA | 1670 | 9.5632 | 9.387 | 9.387 | 9.191
449 | JACKMAN | 449 | JACKMAN | HW | WAT |  | HYDRO (WEEKLY CYCLE) | 1926-02-01 | HSE Hydro NH AC, LLC | HSE | NH | 011 | NH | NH | 2360 | 3.2 | 3.459 | 3.459 | 3.6
452 | KENDALL JET 1 | 452 | KENDALL JET 1 | GT | DFO |  | OIL COMBUSTION (GAS) TURBINE | 1970-09-24 | Kendall Green Energy LLC | KENDALL | MA | 017 | BOSTON | NEMA | 1595 | 21.25 | 21.34 | 21.34 | 18
457 | LAWRENCE HYDRO | 457 | LAWRENCE HYDRO | HDR | WAT |  | HYDRO (DAILY CYCLE - RUN OF RIVER) | 1981-11-01 | CHI Power Marketing, Inc. | CHIPM | MA | 009 | CMA/NEMA | WCMA | 50545 | 16.72 | 11.34 | 11.34 | 4.709
460 | LOCKWOOD | 460 | LOCKWOOD | HDR | WAT |  | HYDRO (DAILY CYCLE - RUN OF RIVER) | 1984-12-01 | Brookfield Energy Marketing, LP | BEMLP | ME | 011 | ME | ME | 10066 | 7.9325 | 3.507 | 3.507 | 2.571
461 | LENERGIA ENERGY CENTER | 12521 | LOWELL POWER REACTIVATION | CC | NG | DFO | GAS/OIL COMBINED CYCLE | 1993-03-11 | EDF Trading North America, LLC | EDFT | MA | 017 | CMA/NEMA | WCMA | 54586 | 85.1402 | 78.446 | 78.446 | 74.638
462 | LISBON RESOURCE RECOVERY | 462 | LISBON RESOURCE RECOVERY | ST | MSW |  | BIO/REFUSE | 1996-01-01 | Connecticut Light and Power Company, The | CLP | CT | 011 | CT | CT | 54758 | 15.4488 | 13.133 | 13.133 | 12.718
463 | REENERGY LIVERMORE FALLS | 463 | AEI LIVERMORE | ST | WDS |  | BIO/REFUSE | 1992-10-01 | ReEnergy Stratton LLC | REESTR | ME | 001 | ME | ME | 10354 | 39.6 | 35.63 | 35.63 | 35.3
464 | LOST NATION | 464 | LOST NATION | GT | DFO |  | OIL COMBUSTION (GAS) TURBINE | 1969-09-01 | Consolidated Edison Energy, Inc | CEEI | NH | 007 | NH | NH | 2362 | 17.9996 | 17.658 | 17.658 | 12.452
465 | DEERFIELD 2/LWR DRFIELD | 465 | DEERFIELD 2 LWR DRFIELD | HDP | WAT |  | HYDRO (DAILY CYCLE - PONDAGE) | 1912-01-01 | Great River Hydro, LLC | GRHL | MA | 011 | WMA | WCMA | 6047, 6083, 6119 | 9.6 | 18.667 | 18.667 | 18.58
466 | L STREET JET | 466 | L STREET JET | GT | DFO |  | OIL COMBUSTION (GAS) TURBINE | 1966-09-01 | Exelon Generation Company, LLC | EXGC | MA | 025 | BOSTON | NEMA | 1587 | 19.125 | 21.77 | 21.77 | 0
467 | MARBLEHEAD DIESELS | 467 | MARBLEHEAD DIESELS | IC | DFO |  | OIL INTERNAL COMBUSTION | 1998-09-25 | Marblehead Municipal Light Department | MMLD | MA | 009 | BOSTON | NEMA | 6586 | 5.2 | 5 | 5 | 5
468 | MARSHFIELD 6 HYDRO | 468 | MARSHFIELD 6 HYDRO | HW | WAT |  | HYDRO (WEEKLY CYCLE) | 1927-01-01 | Green Mountain Power Corporation | GMP | VT | 023 | NH | VT | 3739 | 5 | 4.405 | 4.405 | 4.472
472 | M STREET JET | 472 | M STREET JET | GT | KER |  | OIL COMBUSTION (GAS) TURBINE | 1978-01-01 | Massachusetts Bay Transportation Authority | MBTA | MA | 025 | BOSTON | NEMA | 10176 | 61.29 | 33.613 | 33.613 | 43.773
473 | MCINDOES | 473 | MCINDOES | HDP | WAT |  | HYDRO (DAILY CYCLE - PONDAGE) | 1931-01-01 | Great River Hydro, LLC | GRHL | NH | 009 | NH | NH | 6483 | 11.88 | 10.764 | 10.764 | 10.17
474 | J C MCNEIL | 474 | J C MCNEIL | ST | WDS |  | BIO/REFUSE | 1984-02-01 | Burlington Electric Department | BED | VT | 007 | VT | VT | 589 | 53.5194 | 54 | 54 | 52
478 | MIDDLETOWN 10 | 478 | MIDDLETOWN 10 | GT | JF |  | OIL COMBUSTION (GAS) TURBINE | 1966-01-01 | NRG Power Marketing LLC | NRGPM | CT | 007 | CT | CT | 562 | 18.5938 | 20.015 | 20.015 | 15.515
480 | MIDDLETOWN 2 | 480 | MIDDLETOWN 2 | ST | RFO | NG | GAS/OIL STEAM | 1958-01-01 | NRG Power Marketing LLC | NRGPM | CT | 007 | CT | CT | 562 | 113.6356 | 120 | 120 | 117
481 | MIDDLETOWN 3 | 481 | MIDDLETOWN 3 | ST | RFO | NG | GAS/OIL STEAM | 1964-01-01 | NRG Power Marketing LLC | NRGPM | CT | 007 | CT | CT | 562 | 239.36 | 233.031 | 233.031 | 229.91
482 | MIDDLETOWN 4 | 482 | MIDDLETOWN 4 | ST | RFO |  | OIL STEAM | 1973-06-01 | NRG Power Marketing LLC | NRGPM | CT | 007 | CT | CT | 562 | 414.9 | 402 | 402 | 399.923
484 | MILLSTONE POINT 2 | 484 | MILLSTONE POINT 2 | ST | NUC |  | NUCLEAR STEAM | 1975-12-01 | Dominion Energy Generation Marketing, Inc | DEMI-I | CT | 007 | CT | CT | 566 | 909.9 | 859.038 | 859.038 | 852.963
485 | MILLSTONE POINT 3 | 485 | MILLSTONE POINT 3 | ST | NUC |  | NUCLEAR STEAM | 1986-04-01 | Dominion Energy Generation Marketing, Inc | DEMI-I | CT | 011 | CT | CT | 566 | 1253.0975 | 1233.633 | 1233.633 | 1220.132
486 | MILFORD POWER | 486 | MILFORD POWER | CC | NG |  | GAS COMBINED CYCLE | 1994-01-01 | Consolidated Edison Energy, Inc | CEEI | MA | 027 | RI | SEMA | 54805 | 147.05 | 170.73 | 170.73 | 149
487 | WORUMBO HYDRO | 487 | WORUMBO HYDRO | HDR | WAT |  | HYDRO (DAILY CYCLE - RUN OF RIVER) | 1984-04-01 | Energy New England LLC | ENE | ME | 001 | ME | ME | 50278 | 18.624 | 12.77 | 12.77 | 4.626
489 | MERRIMACK 1 | 489 | MERRIMACK 1 | ST | BIT |  | COAL STEAM | 1960-12-01 | Consolidated Edison Energy, Inc | CEEI | NH | 013 | NH | NH | 2364 | 113.6356 | 108.05 | 108.05 | 108
490 | MERRIMACK 2 | 490 | MERRIMACK 2 | ST | BIT |  | COAL STEAM | 1968-04-30 | Consolidated Edison Energy, Inc | CEEI | NH | 013 | NH | NH | 2364 | 345.6 | 330.513 | 330.513 | 327.244
492 | MONTVILLE 10 AND 11 | 492 | MONTVILLE 10 AND 11 | IC | KER |  | OIL INTERNAL COMBUSTION | 1967-01-01 | NRG Power Marketing LLC | NRGPM | CT | 011 | CT | CT | 546 | 4.4 | 5.354 | 5.354 | 5.296
493 | MONTVILLE 5 | 493 | MONTVILLE 5 | ST | RFO | NG | GAS/OIL STEAM | 1954-01-01 | NRG Power Marketing LLC | NRGPM | CT | 011 | CT | CT | 546 | 75 | 81.59 | 81.59 | 81
494 | MONTVILLE 6 | 494 | MONTVILLE 6 | ST | RFO |  | OIL STEAM | 1971-07-01 | NRG Power Marketing LLC | NRGPM | CT | 011 | CT | CT | 546 | 414.9 | 400.401 | 400.401 | 405.05
495 | MONTY | 495 | MONTY | HDP | WAT |  | HYDRO (DAILY CYCLE - PONDAGE) | 1980-01-01 | Brookfield White Pine Hydro LLC | FPLEMH | ME | 025 | ME | ME | 805 | 28.44 | 26.96 | 26.96 | 26.96
497 | MASS POWER | 497 | MASS POWER | CC | NG |  | GAS COMBINED CYCLE | 1993-07-01 | Dynegy Marketing and Trade, LLC | DMT1 | MA | 013 | WMA | WCMA | 10726 | 270.655 | 279.9 | 279.9 | 250.096
502 | MYSTIC 7 | 502 | MYSTIC 7 | ST | RFO | NG | GAS/OIL STEAM | 1975-06-01 | Exelon Generation Company, LLC | EXGC | MA | 025 | BOSTON | NEMA | 1588 | 617.04 | 559.775 | 559.775 | 573.774
503 | MYSTIC JET | 503 | MYSTIC JET | GT | DFO |  | OIL COMBUSTION (GAS) TURBINE | 1969-06-01 | Exelon Generation Company, LLC | EXGC | MA | 025 | BOSTON | NEMA | 1588 | 14.195 | 13.218 | 13.218 | 9.068
508 | NEWINGTON 1 | 508 | NEWINGTON 1 | ST | RFO | NG | GAS/OIL STEAM | 1974-06-01 | Consolidated Edison Energy, Inc | CEEI | NH | 015 | NH | NH | 8002 | 368 | 400.2 | 400.2 | 400.2
513 | NEW HAVEN HARBOR | 513 | NEW HAVEN HARBOR | ST | RFO | NG | GAS/OIL STEAM | 1975-08-01 | PSEG Energy Resources & Trade LLC | PSEG | CT | 009 | CT | CT | 6156 | 460.26 | 439.585 | 439.585 | 346.787
515 | NORWICH JET | 515 | NORWICH JET | GT | DFO |  | OIL COMBUSTION (GAS) TURBINE | 1972-09-01 | Connecticut Municipal Electric Energy Cooperative | CMEEC | CT | 011 | CT | CT | 581 | 19.125 | 18.593 | 18.593 | 15.255
527 | OGDEN-MARTIN 1 | 527 | OGDEN-MARTIN 1 | ST | MSW | DFO | BIO/REFUSE | 1989-06-01 | Covanta Energy Marketing, LLC | CEM | MA | 009 | BOSTON | NEMA | 50661 | 50.0885 | 42.599 | 42.599 | 40.33
528 | OCEAN ST PWR GT1/GT2/ST1 | 528 | OCEAN ST PWR GT1 GT2 ST1 | CC | NG | DFO | GAS/OIL COMBINED CYCLE | 1990-12-31 | Direct Energy Business Marketing, LLC | HEM | RI | 007 | RI | RI | 51030 | 262.0125 | 316.901 | 316.901 | 270.901
529 | OCEAN ST PWR GT3/GT4/ST2 | 529 | OCEAN ST PWR GT3 GT4 ST2 | CC | NG | DFO | GAS/OIL COMBINED CYCLE | 1991-10-01 | Direct Energy Business Marketing, LLC | HEM | RI | 007 | RI | RI | 54324 | 262.0125 | 318.18 | 318.18 | 270.18
531 | PAWTUCKET POWER | 531 | PAWTUCKET POWER | CC | NG | DFO | GAS/OIL COMBINED CYCLE | 1991-02-01 | EDF Energy Services, LLC | EDFS | RI | 007 | RI | RI | 54056 | 70.1414 | 60.478 | 60.478 | 57.166
532 | PEJEPSCOT | 532 | PEJEPSCOT | HDR | WAT |  | HYDRO (DAILY CYCLE - RUN OF RIVER) | 1987-11-01 | Black Bear Hydro Partners, LLC | BBHP | ME | 023 | ME | ME | 50758 | 16.5063 | 9.87 | 9.87 | 1.365
536 | PERC-ORRINGTON 1 | 536 | PERC-ORRINGTON 1 | ST | MSW |  | BIO/REFUSE | 1988-01-01 | BP Energy Company | BPEC | ME | 019 | BHE | ME | 50051 | 25.5 | 20.14 | 20.14 | 10.256
537 | PILGRIM NUCLEAR POWER STATION | 537 | PILGRIM NUCLEAR POWER STATION | ST | NUC |  | NUCLEAR STEAM | 1972-12-01 05:00 | Entergy Nuclear Power Marketing LLC | ENPM | MA | 023 | SEMA | SEMA | 1590 | 741 | 680.619 | 680.619 | 0
538 | PINETREE POWER | 538 | PINETREE POWER | ST | WDS |  | BIO/REFUSE | 1992-11-01 | Engie Energy Marketing NA, Inc | SUEZ | MA | 027 | WMA | WCMA | 54620 | 16.2 | 17.309 | 17.309 | 15.933
539 | PONTOOK HYDRO | 539 | PONTOOK HYDRO | HDR | WAT |  | HYDRO (DAILY CYCLE - RUN OF RIVER) | 1986-12-01 | Brookfield Energy Marketing, LP | BEMLP | NH | 007 | NH | NH | 50741 | 10.26 | 6.774 | 6.774 | 4.161
540 | POTTER 2 CC | 540 | POTTER 2 CC | CC | NG | DFO | GAS/OIL COMBINED CYCLE | 1977-03-01 | Braintree Electric Light Department, Town of | BELD | MA | 021 | SEMA | SEMA | 1660 | 90.9 | 89.998 | 89.998 | 71.998
541 | PROCTOR | 541 | PROCTOR | HDR | WAT |  | HYDRO (DAILY CYCLE - RUN OF RIVER) | 1980-01-01 | Green Mountain Power Corporation | GMP | VT | 021 | VT | VT | 6450 | 7.8728 | 3.545 | 3.545 | 1.665
542 | ECO MAINE | 542 | ECO MAINE | ST | MSW |  | BIO/REFUSE | 1988-08-01 | Exelon Generation Company, LLC | EXGC | ME | 005 | SME | ME | 50225 | 13.2858 | 10.279 | 10.279 | 10.532
546 | RESCO SAUGUS | 546 | RESCO SAUGUS | ST | MSW |  | BIO/REFUSE | 1985-11-01 | Wheelabrator North Andover Inc | WNE | MA | 009 | BOSTON | NEMA | 50880 | 45.032 | 30.089 | 30.089 | 30.782
547 | WHEELABRATOR NORTH ANDOVER | 547 | WHEELABRATOR NORTH ANDOVER | ST | MSW |  | BIO/REFUSE | 1985-08-01 | Wheelabrator North Andover Inc | WNE | MA | 009 | BOSTON | NEMA | 50877 | 42.755 | 28.738 | 28.738 | 28.738
549 | RUTLAND 5 GT | 549 | RUTLAND 5 GT | GT | DFO |  | OIL COMBUSTION (GAS) TURBINE | 1962-01-01 | Green Mountain Power Corporation | GMP | VT | 021 | VT | VT | 3723 | 11.4997 | 11.563 | 11.563 | 7.919
555 | SEABROOK | 555 | SEABROOK | ST | NUC |  | NUCLEAR STEAM | 1990-04-01 | NextEra Energy Marketing, LLC | FPLP-I | NH | 015 | NH | NH | 6115 | 1309.2508 | 1251.35 | 1251.35 | 1250.4
556 | SCHILLER 4 | 556 | SCHILLER 4 | ST | BIT | RFO | COAL STEAM | 1952-04-01 | Consolidated Edison Energy, Inc | CEEI | NH | 015 | NH | NH | 2367 | 39.95 | 48 | 48 | 47.5
557 | SCHILLER 5 | 557 | SCHILLER 5 | ST | WDS |  | BIO/REFUSE | 1955-05-01 | Consolidated Edison Energy, Inc | CEEI | NH | 015 | NH | NH | 2367 | 39.95 | 42.594 | 42.594 | 43.082
558 | SCHILLER 6 | 558 | SCHILLER 6 | ST | BIT | RFO | COAL STEAM | 1957-07-01 | Consolidated Edison Energy, Inc | CEEI | NH | 015 | NH | NH | 2367 | 50.0497 | 48.177 | 48.177 | 47.82
559 | SCHILLER CT 1 | 559 | SCHILLER CT 1 | GT | KER |  | OIL COMBUSTION (GAS) TURBINE | 1970-11-01 | Consolidated Edison Energy, Inc | CEEI | NH | 015 | NH | NH | 2367 | 21.25 | 18.5 | 18.5 | 17.621
561 | SEARSBURG | 561 | SEARSBURG | HDP | WAT |  | HYDRO (DAILY CYCLE - PONDAGE) | 1922-03-01 | Great River Hydro, LLC | GRHL | VT | 003 | WMA | WCMA | 6529 | 4.5 | 4.567 | 4.567 | 4.451
562 | SECREC-PRESTON | 562 | SECREC-PRESTON | ST | MSW |  | BIO/REFUSE | 1992-01-01 | Covanta Energy Marketing, LLC | CEM | CT | 011 | CT | CT | 10646 | 18.3996 | 16.027 | 16.027 | 15.693
563 | SEMASS 1 | 563 | SEMASS 1 | ST | MSW | DFO | BIO/REFUSE | 1988-10-01 | Covanta Energy Marketing, LLC | CEM | MA | 023 | SEMA | SEMA | 50290 | 58.05 | 47.72 | 47.72 | 43.193
564 | SEMASS 2 | 564 | SEMASS 2 | ST | MSW | DFO | BIO/REFUSE | 1993-05-01 | Covanta Energy Marketing, LLC | CEM | MA | 023 | SEMA | SEMA | 50290 | 29.7 | 24.481 | 24.481 | 26.469
565 | SHELDON SPRINGS | 565 | SHELDON SPRINGS | HDR | WAT |  | HYDRO (DAILY CYCLE - RUN OF RIVER) | 1988-05-01 | Green Mountain Power Corporation | GMP | VT | 011 | VT | VT | 10494 | 21.66 | 7.445 | 7.445 | 0.389
566 | SHEPAUG | 566 | SHEPAUG | HW | WAT |  | HYDRO (WEEKLY CYCLE) | 1955-01-01 | FirstLight Power Resources Management, LLC | NEL1 | CT | 009 | SWCT | CT | 552 | 49.997 | 42.559 | 42.559 | 41.511
567 | SHERMAN | 567 | SHERMAN | HW | WAT |  | HYDRO (WEEKLY CYCLE) | 1926-12-01 | Great River Hydro, LLC | GRHL | MA | 015 | WMA | WCMA | 6012 | 8.1 | 6.22 | 6.22 | 6.154
568 | SHREWSBURY DIESELS | 35657 | SHREWSBURY DIESELS | IC | DFO |  | OIL INTERNAL COMBUSTION | 1978-05-01 | Shrewsbury Electric & Cable Operations | SELP | MA | 027 | CMA/NEMA | WCMA | 6125 | 13.76 | 13.65 | 13.65 | 13.75
569 | SKELTON | 569 | SKELTON | HDP | WAT |  | HYDRO (DAILY CYCLE - PONDAGE) | 1948-01-01 | Brookfield White Pine Hydro LLC | FPLEMH | ME | 031 | SME | ME | 1505 | 16.8 | 21.6 | 21.6 | 21.6
570 | SMITH | 570 | SMITH | HDR | WAT |  | HYDRO (DAILY CYCLE - RUN OF RIVER) | 1948-01-01 | HSE Hydro NH AC, LLC | HSE | NH | 007 | NH | NH | 2368 | 15 | 17.072 | 17.072 | 8.39
572 | SO. MEADOW 11 | 572 | SO. MEADOW 11 | GT | DFO |  | OIL COMBUSTION (GAS) TURBINE | 1970-08-01 | NextEra Energy Marketing, LLC | FPLP-I | CT | 003 | CT | CT | 563 | 41.85 | 46.921 | 46.921 | 35.781
573 | SO. MEADOW 12 | 573 | SO. MEADOW 12 | GT | DFO |  | OIL COMBUSTION (GAS) TURBINE | 1970-08-01 | NextEra Energy Marketing, LLC | FPLP-I | CT | 003 | CT | CT | 563 | 41.85 | 47.815 | 47.815 | 37.649
574 | SO. MEADOW 13 | 574 | SO. MEADOW 13 | GT | DFO |  | OIL COMBUSTION (GAS) TURBINE | 1970-08-01 | NextEra Energy Marketing, LLC | FPLP-I | CT | 003 | CT | CT | 563 | 41.85 | 47.917 | 45.784 | 36.938
575 | SO. MEADOW 14 | 575 | SO. MEADOW 14 | GT | DFO |  | OIL COMBUSTION (GAS) TURBINE | 1970-08-01 | NextEra Energy Marketing, LLC | FPLP-I | CT | 003 | CT | CT | 563 | 41.85 | 46.346 | 46.346 | 36.746
580 | SO. MEADOW 5 | 580 | SO. MEADOW 5 | ST | MSW |  | BIO/REFUSE | 1987-11-01 | NextEra Energy Marketing, LLC | FPLP-I | CT | 003 | CT | CT | 563 | 40 | 14.571 | 14.571 | 13.392
581 | SO. MEADOW 6 | 581 | SO. MEADOW 6 | ST | MSW |  | BIO/REFUSE | 1987-11-01 | NextEra Energy Marketing, LLC | FPLP-I | CT | 003 | CT | CT | 563 | 40 | 19.611 | 19.611 | 15.714
583 | STONY BROOK 2A | 583 | STONY BROOK 2A | GT | DFO |  | OIL COMBUSTION (GAS) TURBINE | 1982-11-01 | Massachusetts Municipal Wholesale Electric Company | MMWEC | MA | 013 | WMA | WCMA | 6081 | 99.5004 | 87.4 | 87.4 | 67.4
584 | STONY BROOK 2B | 584 | STONY BROOK 2B | GT | DFO |  | OIL COMBUSTION (GAS) TURBINE | 1982-11-01 | Massachusetts Municipal Wholesale Electric Company | MMWEC | MA | 013 | WMA | WCMA | 6081 | 99.5004 | 85.3 | 85.3 | 65.3
587 | STEVENSON | 587 | STEVENSON | HW | WAT |  | HYDRO (WEEKLY CYCLE) | 1919-01-01 | FirstLight Power Resources Management, LLC | NEL1 | CT | 001 | SWCT | CT | 553 | 31.4991 | 28.711 | 28.711 | 28.311
590 | REENERGY STRATTON | 590 | BORALEX STRATTON ENERGY | ST | WDS |  | BIO/REFUSE | 1989-09-01 | ReEnergy Stratton LLC | REESTR | ME | 007 | ME | ME | 50650 | 46.9999 | 46.152 | 46.152 | 46.152
591 | SAPPI NORTH AMERICA, INC | 591 | SAPPI NORTH AMERICA, INC | ST | WDS | RFO | BIO/REFUSE | 1997-11-01 | NextEra Energy Marketing, LLC | FPLP-I | ME | 005 | SME | ME | 50447 | 62.6875 | 49.1 | 49.1 | 42.59
592 | TAMWORTH | 592 | TAMWORTH | ST | WDS |  | BIO/REFUSE | 1988-01-01 | Engie Energy Marketing NA, Inc | SUEZ | NH | 003 | NH | NH | 50739 | 20 | 21.143 | 21.143 | 21.145
595 | TORRINGTON TERMINAL 10 | 595 | TORRINGTON TERMINAL 10 | GT | KER |  | OIL COMBUSTION (GAS) TURBINE | 1967-08-01 | NRG Power Marketing LLC | NRGPM | CT | 005 | CT | CT | 565 | 18.5938 | 20.748 | 20.748 | 15.638
596 | TUNNEL 10 | 596 | TUNNEL 10 | GT | KER |  | OIL COMBUSTION (GAS) TURBINE | 1969-01-01 | FirstLight Power Resources Management, LLC | NEL1 | CT | 011 | CT | CT | 557 | 17.5 | 17.734 | 17.734 | 16.369
598 | VERGENNES 5 AND 6 DIESELS | 598 | VERGENNES 5 AND 6 DIESELS | IC | DFO |  | OIL INTERNAL COMBUSTION | 1964-01-01 | Green Mountain Power Corporation | GMP | VT | 001 | VT | VT | 6519 | 4 | 4.24 | 4.24 | 3.94
599 | VERNON | 599 | VERNON | HDP | WAT |  | HYDRO (DAILY CYCLE - PONDAGE) | 1909-01-01 | Great River Hydro, LLC | GRHL | VT | 025 | WMA | WCMA | 2352 | 34.56 | 32 | 32 | 32
612 | WATERS RIVER JET 1 | 612 | WATERS RIVER JET 1 | GT | NG | DFO | GAS/OIL COMBUSTION (GAS) TURBINE | 1971-12-01 | Massachusetts Municipal Wholesale Electric Company | MMWEC | MA | 009 | BOSTON | NEMA | 1678 | 21.25 | 21.974 | 21.974 | 15.974
613 | WATERS RIVER JET 2 | 613 | WATERS RIVER JET 2 | GT | NG | DFO | GAS/OIL COMBUSTION (GAS) TURBINE | 1991-04-01 | Massachusetts Municipal Wholesale Electric Company | MMWEC | MA | 009 | BOSTON | NEMA | 1678 | 41.9207 | 44.046 | 44.046 | 29.97
614 | WATERBURY 22 | 614 | WATERBURY 22 | HDR | WAT |  | HYDRO (DAILY CYCLE - RUN OF RIVER) | 1953-01-01 | Green Mountain Power Corporation | GMP | VT | 023 | VT | VT | 6520 | 5.52 | 0 | 0 | 0.171
616 | WEST ENFIELD | 616 | WEST ENFIELD | HDR | WAT |  | HYDRO (DAILY CYCLE - RUN OF RIVER) | 1988-05-01 | Emera Maine | BHEC-I | ME | 019 | BHE | ME | 10255 | 12.9996 | 13.889 | 13.889 | 5.882
617 | WESTON | 617 | WESTON | HDR | WAT |  | HYDRO (DAILY CYCLE - RUN OF RIVER) | 1920-01-01 | Brookfield White Pine Hydro LLC | FPLEMH | ME | 017 | ME | ME | 1509 | 15.542 | 10.274 | 10.274 | 6.554
618 | DG WHITEFIELD, LLC | 618 | DG WHITEFIELD, LLC | ST | WDS |  | BIO/REFUSE | 1988-04-01 | Springfield Power, LLC | SPRING | NH | 007 | NH | NH | 10839 | 17.68 | 16.224 | 16.224 | 16.23
619 | WHITE LAKE JET | 619 | WHITE LAKE JET | GT | KER |  | OIL COMBUSTION (GAS) TURBINE | 1968-08-01 | Consolidated Edison Energy, Inc | CEEI | NH | 003 | NH | NH | 2369 | 18.5938 | 22.397 | 22.397 | 17.447
620 | WILDER | 620 | WILDER | HW | WAT |  | HYDRO (WEEKLY CYCLE) | 1950-01-01 | Great River Hydro, LLC | GRHL | VT | 027 | VT | NH | 2353 | 35.64 | 40.674 | 40.674 | 40.92
621 | WILLIAMS | 621 | WILLIAMS | HDP | WAT |  | HYDRO (DAILY CYCLE - PONDAGE) | 1939-01-01 | Brookfield White Pine Hydro LLC | FPLEMH | ME | 025 | ME | ME | 1510 | 13.0181 | 14.855 | 14.855 | 14.9
622 | WINOOSKI 1 | 622 | WINOOSKI 1 | HDR | WAT |  | HYDRO (DAILY CYCLE - RUN OF RIVER) | 1993-04-01 | Burlington Electric Department | BED | VT | 007 | VT | VT | 54355 | 7.425 | 3.389 | 3.389 | 0.707
624 | WMI MILLBURY 1 | 624 | WMI MILLBURY 1 | ST | MSW |  | BIO/REFUSE | 1987-09-01 | Wheelabrator North Andover Inc | WNE | MA | 027 | CMA/NEMA | WCMA | 50878 | 42.84 | 39.891 | 39.891 | 39.811
625 | WEST MEDWAY JET 1 | 625 | WEST MEDWAY JET 1 | GT | DFO |  | OIL COMBUSTION (GAS) TURBINE | 1970-07-01 | Exelon Generation Company, LLC | EXGC | MA | 021 | BOSTON | NEMA | 1592 | 55.08 | 61.817 | 61.817 | 42
626 | WEST MEDWAY JET 2 | 626 | WEST MEDWAY JET 2 | GT | DFO |  | OIL COMBUSTION (GAS) TURBINE | 1971-03-01 | Exelon Generation Company, LLC | EXGC | MA | 021 | BOSTON | NEMA | 1592 | 55.08 | 61.598 | 61.598 | 39.848
627 | WEST MEDWAY JET 3 | 627 | WEST MEDWAY JET 3 | GT | DFO |  | OIL COMBUSTION (GAS) TURBINE | 1970-07-01 | Exelon Generation Company, LLC | EXGC | MA | 021 | RI | SEMA | 1592 | 55.08 | 60.742 | 60.742 | 42.001
628 | WOODLAND ROAD | 628 | WOODLAND ROAD | GT | KER |  | OIL COMBUSTION (GAS) TURBINE | 1969-07-01 | Essential Power Massachusetts, LLC | NAEA-EM | MA | 003 | WMA | WCMA | 1643 | 18.5938 | 20.812 | 20.812 | 15.962
630 | WEST SPRINGFIELD 10 | 630 | WEST SPRINGFIELD 10 | GT | KER |  | OIL COMBUSTION (GAS) TURBINE | 1968-01-01 | Essential Power Massachusetts, LLC | NAEA-EM | MA | 013 | WMA | WCMA | 1642 | 18.5938 | 21.928 | 21.928 | 17.143
633 | WEST SPRINGFIELD 3 | 633 | WEST SPRINGFIELD 3 | ST | NG | RFO | GAS/OIL STEAM | 1957-01-01 | Essential Power Massachusetts, LLC | NAEA-EM | MA | 013 | WMA | WCMA | 1642 | 113.6356 | 100.087 | 100.087 | 94.276
636 | WYMAN HYDRO 1 | 636 | WYMAN HYDRO 1 | HW | WAT |  | HYDRO (WEEKLY CYCLE) | 1930-01-01 | Brookfield White Pine Hydro LLC | FPLEMH | ME | 025 | ME | ME | 1511 | 27 | 29.014 | 29.014 | 29.072
637 | WYMAN HYDRO 2 | 637 | WYMAN HYDRO 2 | HW | WAT |  | HYDRO (WEEKLY CYCLE) | 1931-01-01 | Brookfield White Pine Hydro LLC | FPLEMH | ME | 025 | ME | ME | 1511 | 32.8177 | 29.9 | 29.9 | 29.9
638 | WYMAN HYDRO 3 | 638 | WYMAN HYDRO 3 | HW | WAT |  | HYDRO (WEEKLY CYCLE) | 1940-01-01 | Brookfield White Pine Hydro LLC | FPLEMH | ME | 025 | ME | ME | 1511 | 29.7 | 29.13 | 29.13 | 29.13
639 | YARMOUTH 1 | 639 | YARMOUTH 1 | ST | RFO |  | OIL STEAM | 1957-01-01 | NextEra Energy Marketing, LLC | FPLP-I | ME | 005 | SME | ME | 1507 | 50.0004 | 48.525 | 48.525 | 0
640 | YARMOUTH 2 | 640 | YARMOUTH 2 | ST | RFO |  | OIL STEAM | 1958-01-01 | NextEra Energy Marketing, LLC | FPLP-I | ME | 005 | SME | ME | 1507 | 55.1181 | 51.22 | 51.22 | 0
641 | YARMOUTH 3 | 641 | YARMOUTH 3 | ST | RFO |  | OIL STEAM | 1965-07-01 | NextEra Energy Marketing, LLC | FPLP-I | ME | 005 | SME | ME | 1507 | 125.6677 | 113.06 | 113.06 | 108.75
642 | YARMOUTH 4 | 642 | YARMOUTH 4 | ST | RFO |  | OIL STEAM | 1978-12-01 | NextEra Energy Marketing, LLC | FPLP-I | ME | 005 | SME | ME | 1507 | 632.4 | 603.25 | 603.25 | 595.75
715 | ROCHESTER LANDFILL | 715 | ROCHESTER LANDFILL | GT | LFG |  | BIO/REFUSE | 1998-05-01 | WM Renewable Energy, L.L.C. | WMRE | NH | 017 | NH | NH | 2007 | 4.999 | 2.01 | 2.01 | 1.775
737 | SIMPSON G LOAD REDUCER | 737 | SIMPSON G LOAD REDUCER | HDR | WAT |  | HYDRO (DAILY CYCLE - RUN OF RIVER) | 1980-01-01 | Green Mountain Power Corporation | GMP | VT | 009 | NH | VT | 10608 | 4.85 | 3.129 | 3.129 | 1.867
739 | ROCKY RIVER | 739 | ROCKY RIVER | PS | WAT |  | HYDRO (PUMPED STORAGE) | 1928-01-01 | FirstLight Power Resources Management, LLC | NEL1 | CT | 009 | SWCT | CT | 539 | 35.84 | 28.383 | 28.383 | 28.651
754 | BAR MILLS | 754 | BAR MILLS | HDR | WAT |  | HYDRO (DAILY CYCLE - RUN OF RIVER) | 1956-01-01 | Brookfield White Pine Hydro LLC | FPLEMH | ME | 031 | SME | ME | 1481 | 4 | 0 | 0 | 0
755 | BONNY EAGLE/W. BUXTON | 755 | BONNY EAGLE W. BUXTON | HDR | WAT |  | HYDRO (DAILY CYCLE - RUN OF RIVER) | 1910-01-01 | Brookfield White Pine Hydro LLC | FPLEMH | ME | 031 | SME | ME | 1482, 1508 | 15.1268 | 9.918 | 9.918 | 1.484
757 | HARRIS 4 | 757 | HARRIS 4 | HW | WAT |  | HYDRO (WEEKLY CYCLE) | 1954-01-01 | Brookfield White Pine Hydro LLC | FPLEMH | ME | 025 | ME | ME | 1492 | 1.4 | 1.249 | 1.249 | 1.436
759 | MESSALONSKEE COMPOSITE | 759 | MESSALONSKEE COMPOSITE | HDR | WAT |  | HYDRO (DAILY CYCLE - RUN OF RIVER) | 1917-01-01 | Littleton Electric Light & Water Department | LELWD | ME | 011 | ME | ME | 1497 | 5.866 | 2.878 | 2.878 | 0
760 | NORTH GORHAM | 760 | NORTH GORHAM | HDR | WAT |  | HYDRO (DAILY CYCLE - RUN OF RIVER) | 1925-01-01 | Brookfield White Pine Hydro LLC | FPLEMH | ME | 005 | SME | ME | 1501 | 2.85 | 1.355 | 1.355 | 0.772
761 | SHAWMUT | 761 | SHAWMUT | HDR | WAT |  | HYDRO (DAILY CYCLE - RUN OF RIVER) | 1913-01-01 | Brookfield White Pine Hydro LLC | FPLEMH | ME | 011 | ME | ME | 1504 | 8.8559 | 6.285 | 6.285 | 3.477
767 | SES CONCORD | 767 | SES CONCORD | ST | MSW |  | BIO/REFUSE | 1989-05-01 | Public Service Company of New Hampshire | PSNH | NH | 013 | NH | NH | 50873 | 15.7529 | 12.012 | 12.012 | 11.795
768 | GARVINS/HOOKSETT | 768 | GARVINS HOOKSETT | HDR | WAT |  | HYDRO (DAILY CYCLE - RUN OF RIVER) | 1902-01-01 | HSE Hydro NH AC, LLC | HSE | NH | 013 | NH | NH | 2357, 2359 | 13.53 | 5.306 | 5.306 | 3.796
769 | HADLEY FALLS 1&2 | 769 | HADLEY FALLS 1&2 | HDR | WAT |  | HYDRO (DAILY CYCLE - RUN OF RIVER) | 1983-01-01 | Holyoke Gas & Electric Department | HGE | MA | 013 | WMA | WCMA | 1605 | 31.095 | 28.391 | 28.391 | 8.584
772 | NEWPORT HYDRO | 772 | NEWPORT HYDRO | HW | WAT |  | HYDRO (WEEKLY CYCLE) | 1980-01-01 | Green Mountain Power Corporation | GMP | VT | 019 | NH | VT | 3731 | 4.5 | 0 | 0 | 0
774 | LOWER LAMOILLE COMPOSITE | 774 | LOWER LAMOILLE COMPOSITE | HW | WAT |  | HYDRO (WEEKLY CYCLE) | 1948-01-01 | Green Mountain Power Corporation | GMP | VT | 007 | VT | VT | 3711 | 16.848 | 15.585 | 15.585 | 15.696
779 | MIDDLESEX 2 | 779 | MIDDLESEX 2 | HDR | WAT |  | HYDRO (DAILY CYCLE - RUN OF RIVER) | 1928-01-01 | Green Mountain Power Corporation | GMP | VT | 023 | VT | VT | 3740 | 2.64 | 1.719 | 1.719 | 0
781 | WEST DANVILLE 1 | 781 | WEST DANVILLE 1 | HDR | WAT |  | HYDRO (DAILY CYCLE - RUN OF RIVER) | 1986-11-01 | Green Mountain Power Corporation | GMP | VT | 005 | VT | VT | 3743 | 2.273 | 0 | 0 | 0
783 | HIGHGATE FALLS | 783 | HIGHGATE FALLS | HDR | WAT |  | HYDRO (DAILY CYCLE - RUN OF RIVER) | 1980-01-01 | Vermont Public Power Supply Authority | VPPSA | VT | 011 | VT | VT | 6618 | 9.583 | 3.477 | 3.477 | 0.597
789 | CEC 002 PAWTUCKET U5 | 789 | CEC 002 PAWTUCKET U5 | HDR | WAT |  | HYDRO (DAILY CYCLE - RUN OF RIVER) | 1985-03-01 | The Narragansett Electric Company | NEC | RI | 007 | RI | RI | 3233 | 3.454 | 0.616 | 0.616 | 0.304
792 | CENTENNIAL HYDRO | 792 | CENTENNIAL HYDRO | HDR | WAT |  | HYDRO (DAILY CYCLE - RUN OF RIVER) | 1990-05-01 | Massachusetts Electric Company | MEC | MA | 017 | CMA/NEMA | WCMA | 7112 | 0.79 | 0.612 | 0.612 | 0.443
793 | METHUEN HYDRO | 793 | METHUEN HYDRO | HDR | WAT |  | HYDRO (DAILY CYCLE - RUN OF RIVER) | 1988-08-01 | Sterling Municipal Electric Light Department | SMED | MA | 009 | BOSTON | NEMA |  | 0.273 | 0.208 | 0.208 | 0
794 | MINIWAWA | 794 | MINIWAWA | HDR | WAT |  | HYDRO (DAILY CYCLE - RUN OF RIVER) | 1992-04-01 | Public Service Company of New Hampshire | PSNH | NH | 005 | VT | NH |  | 1 | 0.699 | 0.699 | 0.307
795 | RIVER MILL HYDRO | 795 | RIVER MILL HYDRO | HDR | WAT |  | HYDRO (DAILY CYCLE - RUN OF RIVER) | 1989-06-01 | Middleton Municipal Light Department | MMELD | NH | 009 | VT | NH | 3049 | 0.2 | 0.106 | 0.106 | 0
796 | GOODWIN DAM | 796 | GOODWIN DAM | HDP | WAT |  | HYDRO (DAILY CYCLE - PONDAGE) | 1986-02-01 | Connecticut Municipal Electric Energy Cooperative | CMEEC | CT | 003 | CT | CT | 54302 | 3.3 | 3 | 3 | 3
797 | WYRE WYND HYDRO | 797 | CEC 003 WYRE WYND U5 | HDR | WAT |  | HYDRO (DAILY CYCLE - RUN OF RIVER) | 1997-04-01 | Gravity Renewables, Inc | GRRN | CT | 011 | CT | CT |  | 2.78 | 1.876 | 1.876 | 0.08
798 | COLEBROOK | 798 | COLEBROOK | HDR | WAT |  | HYDRO (DAILY CYCLE - RUN OF RIVER) | 1988-03-01 | Connecticut Municipal Electric Energy Cooperative | CMEEC | CT | 005 | CT | CT | 54301 | 3 | 0.481 | 0.481 | 0.77
800 | KINNEYTOWN B | 800 | KINNEYTOWN B | HDR | WAT |  | HYDRO (DAILY CYCLE - RUN OF RIVER) | 1986-11-01 | CHI Power Marketing, Inc. | CHIPM | CT | 009 | SWCT | CT | 54385 | 1.51 | 0.466 | 0.466 | 0.128
801 | WILLIMANTIC 1 | 801 | WILLIMANTIC 1 | HDR | WAT |  | HYDRO (DAILY CYCLE - RUN OF RIVER) | 1990-06-01 | Connecticut Light and Power Company, The | CLP | CT | 015 | CT | CT |  | 0.77 | 0.163 | 0.163 | 0
802 | WILLIMANTIC 2 | 802 | WILLIMANTIC 2 | HDR | WAT |  | HYDRO (DAILY CYCLE - RUN OF RIVER) | 1990-06-01 | Connecticut Light and Power Company, The | CLP | CT | 015 | CT | CT |  | 0.77 | 0.181 | 0.181 | 0
803 | TOUTANT | 803 | TOUTANT | HDR | WAT |  | HYDRO (DAILY CYCLE - RUN OF RIVER) | 1994-02-01 | Connecticut Light and Power Company, The | CLP | CT | 015 | CT | CT |  | 0.5 | 0.395 | 0.395 | 0
804 | PUTNAM | 804 | PUTNAM | HDR | WAT |  | HYDRO (DAILY CYCLE - RUN OF RIVER) | 1987-10-01 | Putnam Hydropower, Inc. | PUTNAM | CT | 015 | CT | CT |  | 1.94 | 0.501 | 0.501 | 0.141
806 | MECHANICSVILLE | 806 | MECHANICSVILLE | HDR | WAT |  | HYDRO (DAILY CYCLE - RUN OF RIVER) | 1995-09-01 | Sterling Municipal Electric Light Department | SMED | CT | 015 | CT | CT |  | 0.29 | 0.162 | 0.162 | 0.05
807 | CEC 004 DAYVILLE POND U5 | 807 | CEC 004 DAYVILLE POND U5 | HDR | WAT |  | HYDRO (DAILY CYCLE - RUN OF RIVER) | 1995-03-01 | Connecticut Light and Power Company, The | CLP | CT | 015 | CT | CT |  | 0.1 | 0.042 | 0.042 | 0
808 | SANDY HOOK HYDRO | 808 | SANDY HOOK HYDRO | HDR | WAT |  | HYDRO (DAILY CYCLE - RUN OF RIVER) | 1989-04-01 | Connecticut Light and Power Company, The | CLP | CT | 001 | SWCT | CT |  | 0.19 | 0.04 | 0.04 | 0
810 | QUINEBAUG | 810 | QUINEBAUG | HDR | WAT |  | HYDRO (DAILY CYCLE - RUN OF RIVER) | 1990-09-01 | Connecticut Light and Power Company, The | CLP | CT | 015 | CT | CT | 543 | 2.81 | 0.988 | 0.988 | 0.345
811 | BANTAM | 811 | BANTAM | HDR | WAT |  | HYDRO (DAILY CYCLE - RUN OF RIVER) | 1905-01-01 | FirstLight Power Resources Management, LLC | NEL1 | CT | 005 | CT | CT | 6457 | 0.32 | 0.066 | 0.066 | 0
812 | BEEBE HOLBROOK | 812 | BEEBE HOLBROOK | HDR | WAT |  | HYDRO (DAILY CYCLE - RUN OF RIVER) | 1948-01-01 | Holyoke Gas & Electric Department | HGE | MA | 013 | WMA | WCMA | 1602 | 0.533 | 0 | 0 | 0
813 | TUNNEL | 813 | TUNNEL | HDR | WAT |  | HYDRO (DAILY CYCLE - RUN OF RIVER) | 1919-01-01 | FirstLight Power Resources Management, LLC | NEL1 | CT | 011 | CT | CT | 557 | 2.122 | 1.786 | 1.786 | 0
814 | PATCH | 814 | PATCH | HDR | WAT |  | HYDRO (DAILY CYCLE - RUN OF RIVER) | 2000-04-01 | Green Mountain Power Corporation | GMP | VT | 021 | VT | VT | 3719 | 1.05 | 0 | 0 | 0
815 | CARVER FALLS | 815 | CARVER FALLS | HDR | WAT |  | HYDRO (DAILY CYCLE - RUN OF RIVER) | 1998-09-25 | Green Mountain Power Corporation | GMP | VT | 021 | VT | VT | 6456 | 2.496 | 0 | 0 | 0
816 | CAVENDISH | 816 | CAVENDISH | HDR | WAT |  | HYDRO (DAILY CYCLE - RUN OF RIVER) | 1998-09-25 | Green Mountain Power Corporation | GMP | VT | 027 | VT | VT | 3710 | 2.591 | 0.714 | 0.714 | 0.324
817 | TAFTSVILLE VT | 817 | TAFTSVILLE VT | HDR | WAT |  | HYDRO (DAILY CYCLE - RUN OF RIVER) | 2000-04-01 | Green Mountain Power Corporation | GMP | VT | 027 | VT | VT | 3727 | 0.676 | 0.16 | 0.16 | 0
818 | PIERCE MILLS | 818 | PIERCE MILLS | HDR | WAT |  | HYDRO (DAILY CYCLE - RUN OF RIVER) | 2000-04-01 | Green Mountain Power Corporation | GMP | VT | 005 | NH | VT | 3721 | 0.4 | 0.117 | 0.117 | 0
819 | ARNOLD FALLS | 819 | ARNOLD FALLS | HDR | WAT |  | HYDRO (DAILY CYCLE - RUN OF RIVER) | 1998-09-25 | Green Mountain Power Corporation | GMP | VT | 005 | NH | VT | 3707 | 3.64 | 0.113 | 0.113 | 0
820 | PASSUMPSIC | 820 | PASSUMPSIC | HDR | WAT |  | HYDRO (DAILY CYCLE - RUN OF RIVER) | 2000-04-01 | Green Mountain Power Corporation | GMP | VT | 005 | NH | VT | 3718 | 1 | 0.129 | 0.129 | 0
821 | GAGE | 821 | GAGE | HDR | WAT |  | HYDRO (DAILY CYCLE - RUN OF RIVER) | 2000-04-01 | Green Mountain Power Corporation | GMP | VT | 005 | NH | VT | 3713 | 0.9 | 0.334 | 0.334 | 0
822 | SMITH (CVPS) | 822 | SMITH (CVPS) | HDR | WAT |  | HYDRO (DAILY CYCLE - RUN OF RIVER) | 2000-04-01 | Green Mountain Power Corporation | GMP | VT | 017 | VT | VT | 3709 | 2.484 | 0.465 | 0.465 | 0
823 | EAST BARNET | 823 | EAST BARNET | HDR | WAT |  | HYDRO (DAILY CYCLE - RUN OF RIVER) | 2000-04-01 | Green Mountain Power Corporation | GMP | VT | 005 | NH | VT | 788 | 2.7 | 1.076 | 1.076 | 0
824 | BATH ELECTRIC HYDRO | 824 | BATH ELECTRIC HYDRO | HDR | WAT |  | HYDRO (DAILY CYCLE - RUN OF RIVER) | 1985-06-01 | Public Service Company of New Hampshire | PSNH | NH | 009 | NH | NH |  | 0.8 | 0.151 | 0.151 | 0.1
827 | SEARSBURG WIND | 827 | SEARSBURG WIND | WT | WND |  | WIND TURBINE | 1997-07-01 | Green Mountain Power Corporation | GMP | VT | 003 | WMA | WCMA | 7381 | 1.69 | 1.159 | 1.159 | 0.113
828 | BARTON HYDRO | 828 | BARTON HYDRO | HDR | WAT |  | HYDRO (DAILY CYCLE - RUN OF RIVER) | 1931-07-01 04:00 | Vermont Public Power Supply Authority | VPPSA | VT | 019 | NH | VT | 3753 | 1.4 | 0 | 0 | 0
830 | ENOSBURG HYDRO | 830 | ENOSBURG HYDRO | HDR | WAT |  | HYDRO (DAILY CYCLE - RUN OF RIVER) | 1980-01-01 05:00 | Vermont Public Power Supply Authority | VPPSA | VT | 011 | VT | VT | 3757 | 0.998 | 0 | 0 | 0
831 | VAIL & GREAT FALLS | 831 | VAIL & GREAT FALLS | HDR | WAT |  | HYDRO (DAILY CYCLE - RUN OF RIVER) | 1980-01-01 05:00 | Vermont Public Power Supply Authority | VPPSA | VT | 005 | NH | VT | 3762 | 1.708 | 0 | 0 | 0
832 | CENTER RUTLAND | 832 | CENTER RUTLAND | HDR | WAT |  | HYDRO (DAILY CYCLE - RUN OF RIVER) | 1901-08-01 | Green Mountain Power Corporation | GMP | VT | 021 | VT | VT | 6453 | 1.1 | 0 | 0 | 0
833 | BARNET | 833 | BARNET | HDR | WAT |  | HYDRO (DAILY CYCLE - RUN OF RIVER) | 2001-03-01 | Green Mountain Power Corporation | GMP | VT | 005 | VT | VT |  | 0.49 | 0.118 | 0.118 | 0
834 | COMTU FALLS | 834 | COMTU FALLS | HDR | WAT |  | HYDRO (DAILY CYCLE - RUN OF RIVER) | 1982-01-01 | Gravity Renewables, Inc | GRRN | VT | 027 | VT | VT |  | 0.46 | 0.343 | 0.343 | 0.11
835 | DEWEY MILLS | 835 | DEWEY MILLS | HDR | WAT |  | HYDRO (DAILY CYCLE - RUN OF RIVER) | 2001-03-01 | Green Mountain Power Corporation | GMP | VT | 027 | VT | VT | 10137 | 2.85 | 0 | 0 | 0
836 | EMERSON FALLS | 836 | EMERSON FALLS | HDR | WAT |  | HYDRO (DAILY CYCLE - RUN OF RIVER) | 1985-10-01 | Green Mountain Power Corporation | GMP | VT | 005 | NH | VT |  | 2.3 | 0 | 0 | 0
837 | KILLINGTON | 837 | KILLINGTON | HDR | WAT |  | HYDRO (DAILY CYCLE - RUN OF RIVER) | 1995-11-01 | Green Mountain Power Corporation | GMP | VT | 021 | VT | VT |  | 0.12 | 0 | 0 | 0
839 | LADD'S MILL | 839 | LADD'S MILL | HDR | WAT |  | HYDRO (DAILY CYCLE - RUN OF RIVER) | 1986-10-01 | Green Mountain Power Corporation | GMP | VT | 023 | VT | VT |  | 0.17 | 0 | 0 | 0
840 | MARTINSVILLE | 840 | MARTINSVILLE | HDR | WAT |  | HYDRO (DAILY CYCLE - RUN OF RIVER) | 1986-12-01 | Green Mountain Power Corporation | GMP | VT | 027 | VT | VT |  | 0.28 | 0 | 0 | 0
841 | MORETOWN 8 | 841 | MORETOWN 8 | HDR | WAT |  | HYDRO (DAILY CYCLE - RUN OF RIVER) | 1989-02-01 | Ampersand Energy Partners LLC | AMP | VT | 023 | VT | VT | 52033 | 1.13 | 0.354 | 0.354 | 0
842 | NANTANA MILL | 842 | NANTANA MILL | HDR | WAT |  | HYDRO (DAILY CYCLE - RUN OF RIVER) | 1986-05-01 | Green Mountain Power Corporation | GMP | VT | 023 | VT | VT |  | 0.22 | 0.069 | 0.069 | 0
843 | NEWBURY | 843 | NEWBURY | HDR | WAT |  | HYDRO (DAILY CYCLE - RUN OF RIVER) | 1988-01-01 | Green Mountain Power Corporation | GMP | VT | 017 | VT | VT |  | 0.27 | 0.138 | 0.138 | 0
844 | OTTAUQUECHEE | 844 | OTTAUQUECHEE | HDR | WAT |  | HYDRO (DAILY CYCLE - RUN OF RIVER) | 1987-09-01 | Green Mountain Power Corporation | GMP | VT | 027 | VT | VT | 50126 | 2.23 | 0 | 0 | 0
845 | SLACK DAM | 845 | SLACK DAM | HDR | WAT |  | HYDRO (DAILY CYCLE - RUN OF RIVER) | 1988-01-01 | Green Mountain Power Corporation | GMP | VT | 027 | VT | VT |  | 0.41 | 0 | 0 | 0
846 | WINOOSKI 8 | 846 | WINOOSKI 8 | HDR | WAT |  | HYDRO (DAILY CYCLE - RUN OF RIVER) | 1985-12-01 | Green Mountain Power Corporation | GMP | VT | 023 | VT | VT |  | 0.95 | 0 | 0 | 0
847 | WOODSIDE | 847 | WOODSIDE | HDR | WAT |  | HYDRO (DAILY CYCLE - RUN OF RIVER) | 1987-03-01 | Green Mountain Power Corporation | GMP | VT | 015 | VT | VT |  | 0.12 | 0 | 0 | 0
848 | WRIGHTSVILLE | 848 | WRIGHTSVILLE | HW | WAT |  | HYDRO (WEEKLY CYCLE) | 1985-01-01 05:00 | Vermont Public Power Supply Authority | VPPSA | VT | 023 | VT | VT | 7051 | 1.105 | 0 | 0 | 0
849 | CRESCENT DAM | 849 | CRESCENT DAM | HDR | WAT |  | HYDRO (DAILY CYCLE - RUN OF RIVER) | 1993-01-01 | Gravity Renewables, Inc | GRRN | MA | 013 | WMA | WCMA |  | 1.644 | 0.602 | 0.602 | 0.527
850 | GLENDALE HYDRO | 850 | GLENDALE HYDRO | HDR | WAT |  | HYDRO (DAILY CYCLE - RUN OF RIVER) | 1989-12-01 | Massachusetts Electric Company | MEC | MA | 003 | WMA | WCMA |  | 1.546 | 0.588 | 0.588 | 0.454
851 | GARDNER FALLS | 851 | GARDNER FALLS | HDR | WAT |  | HYDRO (DAILY CYCLE - RUN OF RIVER) | 1924-01-01 | Central Rivers Power MA, LLC | CERI | MA | 011 | WMA | WCMA | 1634 | 3.649 | 0 | 0 | 0.529
852 | SOUTH BARRE HYDRO | 852 | SOUTH BARRE HYDRO | HDR | WAT |  | HYDRO (DAILY CYCLE - RUN OF RIVER) | 1989-10-01 | Massachusetts Municipal Wholesale Electric Company | MMWEC | MA | 027 | WMA | WCMA |  | 0.15 | 0.139 | 0.139 | 0
853 | WEBSTER HYDRO | 853 | WEBSTER HYDRO | HDR | WAT |  | HYDRO (DAILY CYCLE - RUN OF RIVER) | 1983-02-01 | Massachusetts Municipal Wholesale Electric Company | MMWEC | MA | 027 | CMA/NEMA | WCMA | 10404 | 0.15 | 0 | 0 | 0
854 | ORANGE HYDRO 1 | 854 | ORANGE HYDRO 1 | HDR | WAT |  | HYDRO (DAILY CYCLE - RUN OF RIVER) | 1987-08-01 | Massachusetts Electric Company | MEC | MA | 011 | WMA | WCMA |  | 0.35 | 0.14 | 0.14 | 0.078
855 | ORANGE HYDRO 2 | 855 | ORANGE HYDRO 2 | HDR | WAT |  | HYDRO (DAILY CYCLE - RUN OF RIVER) | 1993-11-01 | Massachusetts Electric Company | MEC | MA | 011 | WMA | WCMA |  | 0.35 | 0.147 | 0.147 | 0.142
856 | HUNT'S POND | 856 | HUNT'S POND | HDR | WAT |  | HYDRO (DAILY CYCLE - RUN OF RIVER) | 1996-08-01 | Massachusetts Electric Company | MEC | MA | 027 | WMA | WCMA |  | 0.12 | 0.073 | 0.073 | 0.043
857 | OAKDALE HYDRO | 857 | OAKDALE HYDRO | HDR | WAT |  | HYDRO (DAILY CYCLE - RUN OF RIVER) | 1994-07-01 | Massachusetts Electric Company | MEC | MA | 027 | CMA/NEMA | WCMA | 10824 | 3 | 0 | 0 | 2.648
859 | BOATLOCK | 859 | BOATLOCK | HDR | WAT |  | HYDRO (DAILY CYCLE - RUN OF RIVER) | 1924-01-01 | Holyoke Gas & Electric Department | HGE | MA | 013 | WMA | WCMA | 1603 | 3.118 | 2.269 | 2.269 | 1.817
860 | BRIAR HYDRO | 860 | BRIAR HYDRO | HDR | WAT |  | HYDRO (DAILY CYCLE - RUN OF RIVER) | 1988-01-01 | Unitil Energy Systems, Inc. | UNITIL-ES | NH | 013 | NH | NH | 50351 | 6 | 3.203 | 3.203 | 0
861 | CANAAN | 861 | CANAAN | HDR | WAT |  | HYDRO (DAILY CYCLE - RUN OF RIVER) | 1927-01-01 | HSE Hydro NH AC, LLC | HSE | VT | 009 | NH | NH | 3750 | 1.168 | 0.574 | 0.574 | 0.222
862 | CHEMICAL | 862 | CHEMICAL | HDR | WAT |  | HYDRO (DAILY CYCLE - RUN OF RIVER) | 1935-01-01 | Holyoke Gas & Electric Department | HGE | MA | 013 | WMA | WCMA | 1604 | 1.609 | 0 | 0 | 0.607
863 | CLEMENT DAM | 863 | CLEMENT DAM | HDR | WAT |  | HYDRO (DAILY CYCLE - RUN OF RIVER) | 1985-05-01 | Massachusetts Municipal Wholesale Electric Company | MMWEC | NH | 001 | NH | NH | 10276 | 2.4 | 1.688 | 1.688 | 0.469
864 | DWIGHT | 864 | DWIGHT | HDR | WAT |  | HYDRO (DAILY CYCLE - RUN OF RIVER) | 1920-01-01 | Central Rivers Power MA, LLC | CERI | MA | 013 | WMA | WCMA | 6378 | 1.746 | 0.931 | 0.931 | 0.451
865 | ERROL | 865 | ERROL | HDR | WAT |  | HYDRO (DAILY CYCLE - RUN OF RIVER) | 1986-12-01 | Public Service Company of New | PSNH | NH | 007 | NH | NH | 10570 | 3 | 2.114 | 2.114 | 1.636
866 | GREGGS | 866 | GREGGS | HDR | WAT |  | HYDRO (DAILY CYCLE - RUN OF RIVER) | 1986-01-01 | Massachusetts Municipal Wholesale Electric Company | MMWEC | NH | 011 | NH | NH | 50384 | 3.51 | 1.334 | 1.334 | 0.407
867 | INDIAN ORCHARD | 867 | INDIAN ORCHARD | HDR | WAT |  | HYDRO (DAILY CYCLE - RUN OF RIVER) | 1928-01-01 | Central Rivers Power MA, LLC | CERI | MA | 013 | WMA | WCMA | 6379 | 3.33 | 1.512 | 1.512 | 0
868 | MILTON MILLS HYDRO | 868 | MILTON MILLS HYDRO | HDR | WAT |  | HYDRO (DAILY CYCLE - RUN OF RIVER) | 1929-01-01 | Public Service Company of New | PSNH | NH | 017 | NH | NH | 10519 | 1.51 | 1.123 | 1.123 | 0.181
869 | MINE FALLS | 869 | MINE FALLS | HDR | WAT |  | HYDRO (DAILY CYCLE - RUN OF RIVER) | 1985-12-01 | Messalonskee Stream Hydro, LLC | MESSA | NH | 011 | NH | NH | 10183 | 3 | 1.694 | 1.694 | 0.731
870 | PEMBROKE | 870 | PEMBROKE | HDR | WAT |  | HYDRO (DAILY CYCLE - RUN OF RIVER) | 1986-01-01 | Massachusetts Municipal Wholesale Electric Company | MMWEC | NH | 013 | NH | NH | 50312 | 2.6 | 1.571 | 1.571 | 0
871 | PENNACOOK FALLS LOWER | 871 | PENNACOOK FALLS LOWER | HDR | WAT |  | HYDRO (DAILY CYCLE - RUN OF RIVER) | 1984-11-01 | Unitil Energy Systems, Inc. | UNITIL-ES | NH | 013 | NH | NH | 50351 | 4 | 3.122 | 3.122 | 1.305
872 | PENNACOOK FALLS UPPER | 872 | PENNACOOK FALLS UPPER | HDR | WAT |  | HYDRO (DAILY CYCLE - RUN OF RIVER) | 1986-12-01 | Unitil Energy Systems, Inc. | UNITIL-ES | NH | 013 | NH | NH | 50414 | 3.12 | 2.341 | 2.341 | 0.766
873 | PUTTS BRIDGE | 873 | PUTTS BRIDGE | HDR | WAT |  | HYDRO (DAILY CYCLE - RUN OF RIVER) | 1918-01-01 | Central Rivers Power MA, LLC | CERI | MA | 013 | WMA | WCMA | 1637 | 4.101 | 2.447 | 2.447 | 1.249
874 | RED BRIDGE | 874 | RED BRIDGE | HDR | WAT |  | HYDRO (DAILY CYCLE - RUN OF RIVER) | 1926-01-01 | Central Rivers Power MA, LLC | CERI | MA | 013 | WMA | WCMA | 1638 | 4.532 | 2.459 | 2.459 | 0.743
875 | RIVER BEND | 875 | RIVER BEND | HDR | WAT |  | HYDRO (DAILY CYCLE - RUN OF RIVER) | 1986-02-01 | Massachusetts Municipal Wholesale Electric Company | MMWEC | NH | 013 | NH | NH |  | 1.79 | 0.71 | 0.71 | 0.325
876 | ROBERTSVILLE | 876 | ROBERTSVILLE | HDR | WAT |  | HYDRO (DAILY CYCLE - RUN OF RIVER) | 1924-01-01 | FirstLight Power Resources Management, LLC | NEL1 | CT | 003 | CT | CT | 549 | 0.624 | 0 | 0 | 0
877 | SCOTLAND | 877 | SCOTLAND | HDR | WAT |  | HYDRO (DAILY CYCLE - RUN OF RIVER) | 1937-01-01 | FirstLight Power Resources Management, LLC | NEL1 | CT | 015 | CT | CT | 551 | 2.25 | 0 | 0 | 0
878 | SKINNER | 878 | SKINNER | HDR | WAT |  | HYDRO (DAILY CYCLE - RUN OF RIVER) | 1924-01-01 | Holyoke Gas & Electric Department | HGE | MA | 013 | WMA | WCMA | 1608 | 0.28 | 0 | 0 | 0.248
879 | TAFTVILLE CT | 879 | TAFTVILLE CT | HDR | WAT |  | HYDRO (DAILY CYCLE - RUN OF RIVER) | 1906-01-01 | FirstLight Power Resources Management, LLC | NEL1 | CT | 011 | CT | CT | 554 | 1.874 | 0.919 | 0.919 | 0.393
882 | FRANKLIN FALLS | 882 | FRANKLIN FALLS | HDR | WAT |  | HYDRO (DAILY CYCLE - RUN OF RIVER) | 1978-02-01 | Public Service Company of New | PSNH | NH | 013 | NH | NH | 10109 | 0.8 | 0.524 | 0.524 | 0.339
883 | SALMON FALLS HYDRO | 883 | SALMON FALLS HYDRO | HDR | WAT |  | HYDRO (DAILY CYCLE - RUN OF RIVER) | 1983-11-01 | Green Mountain Power Corporation | GMP | NH | 017 | SME | ME | 50702 | 1.2 | 0.52 | 0.52 | 0
884 | SWANS FALLS | 884 | SWANS FALLS | HDR | WAT |  | HYDRO (DAILY CYCLE - RUN OF RIVER) | 1998-10-01 | Public Service Company of New | PSNH | ME | 017 | NH | NH | 1518 | 0.4 | 0.276 | 0.276 | 0.094
886 | COCHECO FALLS | 886 | COCHECO FALLS | HDR | WAT |  | HYDRO (DAILY CYCLE - RUN OF RIVER) | 1983-12-01 | Public Service Company of New | PSNH | NH | 017 | NH | NH |  | 0.71 | 0.271 | 0.271 | 0
887 | CHINA MILLS DAM | 887 | CHINA MILLS DAM | HDR | WAT |  | HYDRO (DAILY CYCLE - RUN OF RIVER) | 1981-10-01 | Public Service Company of New | PSNH | NH | 013 | NH | NH | 50103 | 0.9 | 0.55 | 0.55 | 0
888 | NEWFOUND HYDRO | 888 | NEWFOUND HYDRO | HDR | WAT |  | HYDRO (DAILY CYCLE - RUN OF RIVER) | 1983-12-01 | Power Supply Services, LLC | PSS | NH | 009 | NH | NH | 50324 | 1.966 | 0.774 | 0.774 | 0.161
889 | SUNAPEE HYDRO | 889 | SUNAPEE HYDRO | HDR | WAT |  | HYDRO (DAILY CYCLE - RUN OF RIVER) | 1985-02-01 | Public Service Company of New | PSNH | NH | 019 | NH | NH |  | 0.65 | 0.298 | 0.298 | 0.085
890 | NASHUA HYDRO | 890 | NASHUA HYDRO | HDR | WAT |  | HYDRO (DAILY CYCLE - RUN OF RIVER) | 1984-12-01 | Public Service Company of New | PSNH | NH | 011 | NH | NH |  | 0.84 | 0.658 | 0.658 | 0
891 | HILLSBORO MILLS | 891 | HILLSBORO MILLS | HDR | WAT |  | HYDRO (DAILY CYCLE - RUN OF RIVER) | 1988-03-01 | Public Service Company of New | PSNH | NH | 011 | NH | NH | 10036 | 0.57 | 0.16 | 0.16 | 0.045
892 | LAKEPORT DAM | 892 | LAKEPORT DAM | HDR | WAT |  | HYDRO (DAILY CYCLE - RUN OF RIVER) | 1983-12-01 | Power Supply Services, LLC | PSS | NH | 001 | NH | NH |  | 0.72 | 0.37 | 0.37 | 0.14
893 | WEST HOPKINTON HYDRO | 893 | WEST HOPKINTON HYDRO | HDR | WAT |  | HYDRO (DAILY CYCLE - RUN OF RIVER) | 1982-11-01 | Green Mountain Power Corporation | GMP | NH | 013 | NH | NH | 54384 | 1.25 | 0.371 | 0.371 | 0
894 | LISBON HYDRO | 894 | LISBON HYDRO | HDR | WAT |  | HYDRO (DAILY CYCLE - RUN OF RIVER) | 1986-12-01 | Public Service Company of New | PSNH | NH | 009 | NH | NH |  | 0.515 | 0.295 | 0.295 | 0.127
895 | LOWER ROBERTSON DAM | 895 | LOWER ROBERTSON DAM | HDR | WAT |  | HYDRO (DAILY CYCLE - RUN OF RIVER) | 1987-05-01 | Massachusetts Municipal Wholesale Electric Company | MMWEC | NH | 005 | VT | NH |  | 0.9 | 0.622 | 0.622 | 0.325
897 | OLD NASH DAM | 897 | OLD NASH DAM | HDR | WAT |  | HYDRO (DAILY CYCLE - RUN OF RIVER) | 1984-12-01 | Public Service Company of New | PSNH | NH | 005 | VT | NH |  | 0.23 | 0.088 | 0.088 | 0
898 | SUGAR RIVER HYDRO | 898 | SUGAR RIVER HYDRO | HDR | WAT |  | HYDRO (DAILY CYCLE - RUN OF RIVER) | 1986-09-01 | Public Service Company of New | PSNH | NH | 019 | NH | NH |  | 0.158 | 0.099 | 0.099 | 0
900 | GREAT FALLS LOWER | 900 | GREAT FALLS LOWER | HDR | WAT |  | HYDRO (DAILY CYCLE - RUN OF RIVER) | 1984-06-01 | Green Mountain Power Corporation | GMP | NH | 017 | NH | NH | 50704 | 1.1 | 0.592 | 0.592 | 0.07
901 | WATERLOOM FALLS | 901 | WATERLOOM FALLS | HDR | WAT |  | HYDRO (DAILY CYCLE - RUN OF RIVER) | 1981-10-01 | Public Service Company of New | PSNH | NH | 011 | NH | NH |  | 0.11 | 0 | 0 | 0
902 | HOSIERY MILL DAM | 902 | HOSIERY MILL DAM | HDR | WAT |  | HYDRO (DAILY CYCLE - RUN OF RIVER) | 1984-07-01 | Pioneer Hydro Electric Co., Inc. | PHE | NH | 011 | NH | NH |  | 1.25 | 0.596 | 0.596 | 0.372
903 | WYANDOTTE HYDRO | 903 | WYANDOTTE HYDRO | HDR | WAT |  | HYDRO (DAILY CYCLE - RUN OF RIVER) | 1983-05-01 | Public Service Company of New | PSNH | NH | 017 | NH | NH |  | 0.15 | 0.067 | 0.067 | 0
904 | LOCHMERE DAM | 904 | LOCHMERE DAM | HDR | WAT |  | HYDRO (DAILY CYCLE - RUN OF RIVER) | 1984-12-01 | Massachusetts Municipal Wholesale Electric Company | MMWEC | NH | 001 | NH | NH | 54572 | 1.03 | 0.57 | 0.57 | 0.197
905 | ASHUELOT HYDRO | 905 | ASHUELOT HYDRO | HDR | WAT |  | HYDRO (DAILY CYCLE - RUN OF RIVER) | 1987-05-01 | Massachusetts Municipal Wholesale Electric Company | MMWEC | NH | 005 | VT | NH |  | 0.93 | 0.642 | 0.642 | 0.368
906 | ROLLINSFORD HYDRO | 906 | ROLLINSFORD HYDRO | HDR | WAT |  | HYDRO (DAILY CYCLE - RUN OF RIVER) | 1980-11-01 | Green Mountain Power Corporation | GMP | NH | 017 | NH | NH | 54418 | 1.5 | 0.966 | 0.966 | 0
908 | OTIS MILL HYDRO | 908 | OTIS MILL HYDRO | HDR | WAT |  | HYDRO (DAILY CYCLE - RUN OF RIVER) | 1982-01-01 | Public Service Company of New | PSNH | NH | 011 | NH | NH | 50080 | 0.15 | 0 | 0 | 0
909 | STEELS POND HYDRO | 909 | STEELS POND HYDRO | HDR | WAT |  | HYDRO (DAILY CYCLE - RUN OF RIVER) | 1984-12-01 | Public Service Company of New | PSNH | NH | 011 | NH | NH |  | 0.98 | 0.455 | 0.455 | 0.043
910 | CAMPTON DAM | 910 | CAMPTON DAM | HDR | WAT |  | HYDRO (DAILY CYCLE - RUN OF RIVER) | 1985-12-01 | Public Service Company of New | PSNH | NH | 009 | NH | NH |  | 0.47 | 0.154 | 0.154 | 0
911 | KELLEYS FALLS | 911 | KELLEYS FALLS | HDR | WAT |  | HYDRO (DAILY CYCLE - RUN OF RIVER) | 1989-06-01 | Green Mountain Power Corporation | GMP | NH | 011 | NH | NH |  | 0.429 | 0.322 | 0.322 | 0
913 | GOODRICH FALLS | 913 | GOODRICH FALLS | HDR | WAT |  | HYDRO (DAILY CYCLE - RUN OF RIVER) | 1981-06-01 | New Hampshire Electric Cooperative, Inc. | NHEC | NH | 003 | NH | NH |  | 0.5 | 0.303 | 0.303 | 0.073
914 | CHAMBERLAIN FALLS | 914 | CHAMBERLAIN FALLS | HDR | WAT |  | HYDRO (DAILY CYCLE - RUN OF RIVER) | 1983-05-01 | Public Service Company of New | PSNH | NH | 011 | NH | NH |  | 0.13 | 0 | 0 | 0
915 | MONADNOCK PAPER MILLS | 915 | MONADNOCK PAPER MILLS | HDR | WAT |  | HYDRO (DAILY CYCLE - RUN OF RIVER) | 1975-06-01 | Public Service Company of New | PSNH | NH | 011 | NH | NH |  | 1.95 | 0 | 0 | 0
919 | HOPKINTON HYDRO | 919 | HOPKINTON HYDRO | HDR | WAT |  | HYDRO (DAILY CYCLE - RUN OF RIVER) | 1984-12-01 | Public Service Company of New | PSNH | NH | 013 | NH | NH |  | 0.25 | 0.185 | 0.185 | 0.12
925 | OTTER LANE HYDRO | 925 | OTTER LANE HYDRO | HDR | WAT |  | HYDRO (DAILY CYCLE - RUN OF RIVER) | 1984-02-01 | Public Service Company of New | PSNH | NH | 013 | NH | NH |  | 0.09 | 0.05 | 0.05 | 0
926 | PETERBOROUGH LOWER HYDRO | 926 | PETERBOROUGH LOWER HYDRO | HDR | WAT |  | HYDRO (DAILY CYCLE - RUN OF RIVER) | 1989-02-01 | Public Service Company of New | PSNH | NH | 011 | VT | NH |  | 0.28 | 0.179 | 0.179 | 0.072
928 | SALMON BROOK STATION 3 | 928 | SALMON BROOK STATION 3 | HDR | WAT |  | HYDRO (DAILY CYCLE - RUN OF RIVER) | 1985-12-01 | Public Service Company of New | PSNH | NH | 013 | NH | NH |  | 0.326 | 0.121 | 0.121 | 0
931 | AVERY DAM | 931 | AVERY DAM | HDR | WAT |  | HYDRO (DAILY CYCLE - RUN OF RIVER) | 1985-12-01 | Public Service Company of New | PSNH | NH | 001 | NH | NH |  | 0.479 | 0.246 | 0.246 | 0.153
932 | WATSON DAM | 932 | WATSON DAM | HDR | WAT |  | HYDRO (DAILY CYCLE - RUN OF RIVER) | 1985-01-01 | Public Service Company of New | PSNH | NH | 017 | NH | NH |  | 0.25 | 0.185 | 0.185 | 0
933 | WESTON DAM | 933 | WESTON DAM | HDR | WAT |  | HYDRO (DAILY CYCLE - RUN OF RIVER) | 1987-02-01 | Public Service Company of New | PSNH | NH | 007 | NH | NH | 1509 | 0.524 | 0.301 | 0.301 | 0.153
935 | SUNNYBROOK HYDRO 2 | 935 | SUNNYBROOK HYDRO 2 | HDR | WAT |  | HYDRO (DAILY CYCLE - RUN OF RIVER) | 1982-12-01 | Public Service Company of New | PSNH | NH | 007 | NH | NH |  | 0.05 | 0.011 | 0.011 | 0.01
941 | PETERBOROUGH UPPER HYDRO | 941 | PETERBOROUGH UPPER HYDRO | HDR | WAT |  | HYDRO (DAILY CYCLE - RUN OF RIVER) | 1990-12-01 | Public Service Company of New | PSNH | NH | 011 | NH | NH |  | 0.4 | 0.218 | 0.218 | 0.092
943 | FOUR HILLS LANDFILL | 943 | FOUR HILLS LANDFILL | IC | LFG |  | BIO/REFUSE | 1996-04-01 | Public Service Company of New | PSNH | NH | 011 | NH | NH |  | 0.8 | 1.873 | 1.873 | 1.833
947 | RIVERDALE MILLS - QF | 947 | RIVERDALE MILLS - QF | HDR | WAT |  | HYDRO (DAILY CYCLE - RUN OF RIVER) | 1985-07-01 | Massachusetts Electric Company | MEC | MA | 027 | RI | SEMA | 50601 | 0.18 | 0 | 0 | 0
948 | PEPPERELL HYDRO COMPANY LLC | 948 | PEPPERELL HYDRO COMPANY LLC | HDR | WAT |  | HYDRO (DAILY CYCLE - RUN OF RIVER) | 1920-01-01 | Power Supply Services, LLC | PSS | MA | 017 | CMA/NEMA | WCMA | 10694 | 1.6 | 0.47 | 0.47 | 0.344
949 | VALLEY HYDRO - QF | 949 | VALLEY HYDRO - QF | HDR | WAT |  | HYDRO (DAILY CYCLE - RUN OF RIVER) | 1984-01-01 | The Narragansett Electric Company | NEC | RI | 003 | RI | RI |  | 0.45 | 0 | 0 | 0
950 | LP ATHOL - QF | 950 | LP ATHOL - QF | HDR | WAT |  | HYDRO (DAILY CYCLE - RUN OF RIVER) | 1931-01-01 | Massachusetts Electric Company | MEC | MA | 027 | WMA | WCMA |  | 0.5 | 0 | 0 | 0
951 | BALTIC MILLS - QF | 951 | BALTIC MILLS - QF | HDR | WAT |  | HYDRO (DAILY CYCLE - RUN OF RIVER) | 1981-02-01 | Sterling Municipal Electric Light Department | SMED | NH | 009 | VT | NH |  | 0.3 | 0 | 0 | 0
953 | ATTLEBORO LANDFILL - QF | 953 | ATTLEBORO LANDFILL - QF | IC | OBG |  | BIO/REFUSE | 1997-11-01 | Massachusetts Electric Company | MEC | MA | 005 | RI | SEMA |  | 1.7 | 0 | 0 | 0
957 | HG&E HYDRO/CABOT 1-4 | 957 | HG&E HYDRO CABOT 1-4 | HDR | WAT |  | HYDRO (DAILY CYCLE - RUN OF RIVER) | 1980-01-01 | Holyoke Gas & Electric Department | HGE | MA | 013 | WMA | WCMA | 9864 | 2.675 | 0 | 0 | 0.492
969 | POWDER MILL HYDRO | 969 | POWDER MILL HYDRO | HDR | WAT |  | HYDRO (DAILY CYCLE - RUN OF RIVER) | 1990-02-01 | Massachusetts Municipal Wholesale Electric Company | MMWEC | MA | 027 | WMA | WCMA |  | 0.13 | 0.109 | 0.109 | 0
970 | DUDLEY HYDRO | 970 | DUDLEY HYDRO | HDR | WAT |  | HYDRO (DAILY CYCLE - RUN OF RIVER) | 1987-10-01 | Massachusetts Electric Company | MEC | MA | 027 | WMA | WCMA |  | 0.324 | 0.071 | 0.071 | 0
978 | NEW MILFORD | 978 | NEW MILFORD | IC | OBG | DFO | BIO/REFUSE | 1991-08-01 | Connecticut Light and Power Company, The | CLP | CT | 005 | SWCT | CT | 50564 | 3.2 | 0.788 | 0.788 | 0.673
1005 | DIGHTON POWER LLC | 1005 | BG DIGHTON POWER LLC | CC | NG |  | GAS COMBINED CYCLE | 1999-05-01 | Consolidated Edison Energy, Inc | CEEI | MA | 005 | SEMA | SEMA | 55026 | 170 | 188.555 | 188.555 | 163.222
1028 | BUNKER RD #12 GAS TURB | 1028 | BUNKER RD #12 GAS TURB | GT | DFO |  | OIL COMBUSTION (GAS) TURBINE | 2000-04-01 | New England Power Company | NEP | MA | 019 | SEMA | SEMA | 1615 | 3.775 | 0 | 0 | 2.351
1029 | BUNKER RD #13 GAS TURB | 1029 | BUNKER RD #13 GAS TURB | GT | DFO |  | OIL COMBUSTION (GAS) TURBINE | 2000-04-01 | New England Power Company | NEP | MA | 019 | SEMA | SEMA | 1615 | 3.84 | 0 | 0 | 2.806
1030 | OAK BLUFFS | 1030 | OAK BLUFFS | IC | KER |  | OIL INTERNAL COMBUSTION | 1970-01-01 | Genon Energy Management, LLC | MET | MA | 007 | SEMA | SEMA | 1597 | 7.5 | 7.906 | 7.906 | 7.471
1031 | WEST TISBURY | 1031 | WEST TISBURY | IC | KER |  | OIL INTERNAL COMBUSTION | 1975-01-01 | Genon Energy Management, LLC | MET | MA | 007 | SEMA | SEMA | 6049 | 5 | 5.161 | 5.161 | 5.005
1032 | BRIDGEPORT ENERGY 1 | 1032 | BRIDGEPORT ENERGY 1 | CC | NG |  | GAS COMBINED CYCLE | 1998-08-01 | Emera Energy Services Subsidiary No. 6 LLC | EES6 | CT | 001 | SWCT | CT | 55042 | 536.35 | 577.128 | 577.128 | 468.179
1034 | RIVERSIDE 4-7 | 1034 | RIVERSIDE 4-7 | HDR | WAT |  | HYDRO (DAILY CYCLE - RUN OF RIVER) | 1921-01-01 | Holyoke Gas & Electric Department | HGE | MA | 013 | WMA | WCMA | 1607 | 3.392 | 1.449 | 1.449 | 1.946
1035 | RIVERSIDE 8 | 1035 | RIVERSIDE 8 | HDR | WAT |  | HYDRO (DAILY CYCLE - RUN OF RIVER) | 1931-01-01 | Holyoke Gas & Electric Department | HGE | MA | 013 | WMA | WCMA | 1607 | 4.554 | 2.763 | 2.763 | 3.181
1047 | FAIRFAX | 1047 | FAIRFAX | HDR | WAT |  | HYDRO (DAILY CYCLE - RUN OF RIVER) | 1998-09-25 | Green Mountain Power Corporation | GMP | VT | 011 | VT | VT | 3712 | 4.939 | 2.481 | 2.481 | 0.301
1048 | WARE HYDRO | 1048 | WARE HYDRO | HDR | WAT |  | HYDRO (DAILY CYCLE - RUN OF RIVER) | 1984-03-01 | Pioneer Hydro Electric Co., Inc. | PHE | MA | 015 | WMA | WCMA | 50419 | 1.2 | 0.625 | 0.625 | 0.15
1049 | COLLINS HYDRO | 1049 | COLLINS HYDRO | HDR | WAT |  | HYDRO (DAILY CYCLE - RUN OF RIVER) | 1984-12-01 | Ampersand Energy Partners LLC | AMP | MA | 013 | WMA | WCMA | 52166 | 1.3 | 0.547 | 0.547 | 0.379
1050 | CHICOPEE HYDRO | 1050 | CHICOPEE HYDRO | HDR | WAT |  | HYDRO (DAILY CYCLE - RUN OF RIVER) | 1985-05-01 | Chicopee Municipal Lighting Plant | CMLP | MA | 013 | WMA | WCMA | 50832 | 2.6 | 0.863 | 0.863 | 0.171
1054 | BLACKSTONE HYDRO ASSOC | 1054 | BLACKSTONE HYDRO ASSOC | HDR | WAT |  | HYDRO (DAILY CYCLE - RUN OF RIVER) | 1989-01-01 | The Narragansett Electric Company | NEC | RI | 007 | RI | RI | 3245 | 0.75 | 0 | 0 | 0
1057 | BLACKSTONE HYDRO LOAD REDUCER | 1057 | BLACKSTONE HYDRO LOAD REDUCER | HDR | WAT |  | HYDRO (DAILY CYCLE - RUN OF RIVER) | 1989-01-01 | Vermont Public Power Supply Authority | VPPSA | RI | 007 | RI | RI | 50177 | 2 | 0.331 | 0.331 | 0.276
1059 | BARRE LANDFILL | 1059 | BARRE LANDFILL | IC | LFG |  | BIO/REFUSE | 1996-07-01 | Dominion Energy Generation Marketing, Inc | DEMI-I | MA | 027 | WMA | WCMA | 55776 | 1 | 0 | 0 | 0
1061 | MASCOMA HYDRO | 1061 | MASCOMA HYDRO | HDR | WAT |  | HYDRO (DAILY CYCLE - RUN OF RIVER) | 1989-02-01 | Green Mountain Power Corporation | GMP | NH | 009 | VT | NH | 54471 | 1.338 | 0 | 0 | 0
1062 | MWRA COSGROVE | 1062 | MWRA COSGROVE | HW | WAT |  | HYDRO (WEEKLY CYCLE) | 1995-10-01 | Massachusetts Electric Company | MEC | MA | 027 | CMA/NEMA | WCMA | 10825 | 3.2 | 0.158 | 0.158 | 0.865
1086 | BERKSHIRE POWER | 1086 | BERKSHIRE POWER | CC | NG |  | GAS COMBINED CYCLE | 2000-06-19 | Tenaska Power Services Co. | TPSC | MA | 013 | WMA | WCMA | 55041 | 289 | 246.279 | 246.279 | 229.219
1109 | MMWAC | 1109 | MMWAC | ST | MSW |  | BIO/REFUSE | 1992-06-01 | NextEra Energy Marketing, LLC | FPLP-I | ME | 001 | ME | ME | 50035 | 3.1 | 1.999 | 1.999 | 1.721
1113 | BRASSUA HYDRO | 1113 | BRASSUA HYDRO | HDP | WAT |  | HYDRO (DAILY CYCLE - PONDAGE) | 1989-08-01 | Brookfield Energy Marketing, LP | BEMLP | ME | 025 | ME | ME | 10555 | 4.203 | 4.203 | 4.203 | 4.203
1117 | GREAT WORKS COMPOSITE | 1117 | GREAT WORKS COMPOSITE | HDR | WAT |  | HYDRO (DAILY CYCLE - RUN OF RIVER) | 1984-03-01 | Blackstone Hydro, Inc. | BHI | ME | 031 | SME | ME |  | 0.918 | 0.088 | 0.088 | 0
1119 | KENNEBAGO HYDRO | 1119 | KENNEBAGO HYDRO | HDR | WAT |  | HYDRO (DAILY CYCLE - RUN OF RIVER) | 1988-04-01 | Central Maine Power Company | CMPM-I | ME | 029 | ME | ME |  | 0.9 | 0.376 | 0.376 | 0.263
1122 | CASCADE-DIAMOND-QF | 1122 | CASCADE-DIAMOND-QF | HDR | WAT |  | HYDRO (DAILY CYCLE - RUN OF RIVER) | 1919-12-31 | Massachusetts Electric Company | MEC | MA | 013 | WMA | WCMA |  | 0.872 | 0.195 | 0.195 | 0.027
1165 | CADYS FALLS | 1165 | CADYS FALLS | HDR | WAT |  | HYDRO (DAILY CYCLE - RUN OF RIVER) | 1980-01-01 05:00 | Vermont Public Power Supply Authority | VPPSA | VT | 015 | VT | VT | 3765 | 1.1 | 0 | 0 | 0
1166 | MORRISVILLE PLANT #2 | 1166 | MORRISVILLE PLANT #2 | HDR | WAT |  | HYDRO (DAILY CYCLE - RUN OF RIVER) | 1980-01-01 05:00 | Vermont Public Power Supply Authority | VPPSA | VT | 015 | VT | VT | 3764 | 1.8 | 0 | 0 | 0
1167 | WOLCOTT HYDRO #1 | 1167 | WOLCOTT HYDRO #1 | HDR | WAT |  | HYDRO (DAILY CYCLE - RUN OF RIVER) | 1937-01-01 05:00 | Vermont Public Power Supply Authority | VPPSA | VT | 015 | VT | VT | 6477 | 0.86 | 0 | 0 | 0
1168 | H.K. SANDERS | 1168 | H.K. SANDERS | HW | WAT |  | HYDRO (WEEKLY CYCLE) | 1983-01-01 05:00 | Vermont Public Power Supply Authority | VPPSA | VT | 015 | VT | VT | 678 | 2.18 | 0 | 0 | 0
1185 | STONY BROOK GT1A | 1185 | STONY BROOK GT1A | CC | DFO | NG | GAS/OIL COMBINED CYCLE | 1981-11-01 | Massachusetts Municipal Wholesale Electric Company | MMWEC | MA | 013 | WMA | WCMA | 6081 | 136.1007 | 113.567 | 113.567 | 104
1186 | STONY BROOK GT1B | 1186 | STONY BROOK GT1B | CC | DFO | NG | GAS/OIL COMBINED CYCLE | 1981-11-01 | Massachusetts Municipal Wholesale Electric Company | MMWEC | MA | 013 | WMA | WCMA | 6081 | 135.9 | 115.932 | 115.932 | 99.932
1187 | STONY BROOK GT1C | 1187 | STONY BROOK GT1C | CC | DFO | NG | GAS/OIL COMBINED CYCLE | 1981-11-01 | Massachusetts Municipal Wholesale Electric Company | MMWEC | MA | 013 | WMA | WCMA | 6081 | 135.9 | 114.433 | 114.433 | 103.304
1209 | CRRA HARTFORD LANDFILL | 1209 | CRRA HARTFORD LANDFILL | IC | LFG |  | BIO/REFUSE | 1998-08-01 | Connecticut Light and Power Company, The | CLP | CT | 003 | CT | CT | 55163 | 2.853 | 0.729 | 0.729 | 0
1210 | MILLENNIUM | 1210 | MILLENNIUM | CC | NG |  | GAS COMBINED CYCLE | 2001-04-06 | Talen Energy Marketing, LLC | EPLU-I | MA | 027 | WMA | WCMA | 55079 | 427.5 | 377.607 | 377.607 | 334.904
1221 | ESSEX DIESELS | 1221 | ESSEX DIESELS | IC | DFO |  | OIL INTERNAL COMBUSTION | 1947-01-01 | Green Mountain Power Corporation | GMP | VT | 007 | VT | VT | 3737 | 6.4 | 7.305 | 7.305 | 7.215
1226 | TIVERTON POWER | 1226 | TIVERTON POWER | CC | NG |  | GAS COMBINED CYCLE | 2000-08-18 | Emera Energy Services Subsidiary No. 6 LLC | EES6 | RI | 005 | SEMA | RI | 55048 | 273.7 | 298.982 | 298.982 | 265.377
1255 | RUMFORD POWER | 1255 | RUMFORD POWER | CC | NG |  | GAS COMBINED CYCLE | 2000-10-16 | Emera Energy Services Subsidiary No. 6 LLC | EES6 | ME | 017 | ME | ME | 55100 | 272.85 | 269.091 | 269.091 | 244.281
1258 | BHE SMALL HYDRO COMPOSITE | 1258 | BHE SMALL HYDRO COMPOSITE | HDR | WAT |  | HYDRO (DAILY CYCLE - RUN OF RIVER) | 1982-12-01 | Emera Maine | BHEC-I | ME | 021 | BHE | ME |  | 2.81 | 0.65 | 0.65 | 0
1270 | SYSKO STONY BROOK | 1270 | SYSKO STONY BROOK | HDR | WAT |  | HYDRO (DAILY CYCLE - RUN OF RIVER) | 2000-04-01 | Union Atlantic Electricity | UNION | ME | 017 | ME | ME |  | 0.03 | 0.009 | 0.009 | 0.008
1271 | SYSKO WIGHT BROOK | 1271 | SYSKO WIGHT BROOK | HDR | WAT |  | HYDRO (DAILY CYCLE - RUN OF RIVER) | 1984-01-01 | Union Atlantic Electricity | UNION | ME | 017 | ME | ME |  | 0.03 | 0.013 | 0.013 | 0
1273 | KENNEBEC WATER U5 | 1273 | KENNEBEC WATER U5 | HDR | WAT |  | HYDRO (DAILY CYCLE - RUN OF RIVER) | 1995-03-01 | Messalonskee Stream Hydro, LLC | MESSA | ME | 011 | ME | ME | 54148 | 0.8 | 0 | 0 | 0
1286 | ANP-BLACKSTONE ENERGY 1 | 1286 | ANP-BLACKSTONE ENERGY CO. #1 | CC | NG |  | GAS COMBINED CYCLE | 2001-06-07 | Dynegy Marketing and Trade, LLC | DMT1 | MA | 027 | RI | SEMA | 55212 | 289 | 279.699 | 279.699 | 247.846
1287 | ANP-BLACKSTONE ENERGY 2 | 1287 | ANP-BLACKSTONE ENERGY 2 | CC | NG |  | GAS COMBINED CYCLE | 2001-07-13 | Dynegy Marketing and Trade, LLC | DMT1 | MA | 027 | RI | SEMA | 55212 | 289 | 278.812 | 278.812 | 248.712
1342 | LAKE ROAD 1 | 1342 | LAKE ROAD 1 | CC | NG |  | GAS COMBINED CYCLE | 2002-03-15 | Dynegy Marketing and Trade, LLC | DMT1 | CT | 015 | CT | CT | 55149 | 289 | 291.961 | 291.961 | 256.337
1343 | LAKE ROAD 2 | 1343 | LAKE ROAD 2 | CC | NG |  | GAS COMBINED CYCLE | 2002-03-15 | Dynegy Marketing and Trade, LLC | DMT1 | CT | 015 | CT | CT | 55149 | 289 | 276.774 | 276.774 | 261.735
1344 | LAKE ROAD 3 | 1344 | LAKE ROAD 3 | CC | NG |  | GAS COMBINED CYCLE | 2002-05-22 | Dynegy Marketing and Trade, LLC | DMT1 | CT | 015 | CT | CT | 55149 | 289 | 278.048 | 278.048 | 266.41
1368 | ROCKY GORGE CORPORATION | 1368 | ROCKY GORGE CORPORATION | HDR | WAT |  | HYDRO (DAILY CYCLE - RUN OF RIVER) | 1984-01-01 | Rocky Gorge Corporation | RGC | ME | 031 | SME | ME |  | 0.55 | 0.204 | 0.204 | 0
1376 | WALLINGFORD UNIT 1 | 1376 | PPL WALLINGFORD UNIT 1 | GT | NG |  | GAS COMBUSTION (GAS) TURBINE | 2001-12-31 | Twin Eagle Resource Management, LLC | TERM | CT | 009 | SWCT | CT | 55517 | 60.4996 | 50 | 50 | 44.04
1377 | WALLINGFORD UNIT 2 | 1377 | PPL WALLINGFORD UNIT 2 | GT | NG |  | GAS COMBUSTION (GAS) TURBINE | 2002-02-07 | Twin Eagle Resource Management, LLC | TERM | CT | 009 | SWCT | CT | 55517 | 60.4996 | 50 | 50 | 42.22
1378 | WALLINGFORD UNIT 3 | 1378 | PPL WALLINGFORD UNIT 3 | GT | NG |  | GAS COMBUSTION (GAS) TURBINE | 2001-12-31 | Twin Eagle Resource Management, LLC | TERM | CT | 009 | SWCT | CT | 55517 | 60.4996 | 48.027 | 48.027 | 43.57
1379 | WALLINGFORD UNIT 4 | 1379 | PPL WALLINGFORD UNIT 4 | GT | NG |  | GAS COMBUSTION (GAS) TURBINE | 2002-01-23 | Twin Eagle Resource Management, LLC | TERM | CT | 009 | SWCT | CT | 55517 | 60.4996 | 50 | 50 | 43.92
1380 | WALLINGFORD UNIT 5 | 1380 | PPL WALLINGFORD UNIT 5 | GT | NG |  | GAS COMBUSTION (GAS) TURBINE | 2002-02-07 | Twin Eagle Resource Management, LLC | TERM | CT | 009 | SWCT | CT | 55517 | 60.4996 | 50 | 50 | 44.643
1385 | MILFORD POWER 1 | 1385 | MILFORD POWER 1 INCREMENTAL | CC | NG |  | GAS COMBINED CYCLE | 2004-02-12 | Dynegy Marketing and Trade, LLC | DMT1 | CT | 009 | SWCT | CT | 55126 | 289 | 295.647 | 295.647 | 270.874
1386 | MILFORD POWER 2 | 1386 | MILFORD POWER 2 | CC | NG |  | GAS COMBINED CYCLE | 2004-05-03 | Dynegy Marketing and Trade, LLC | DMT1 | CT | 009 | SWCT | CT | 55126 | 289 | 289.707 | 289.707 | 266.67
1412 | ANP-BELLINGHAM 1 | 1412 | ANP-BELLINGHAM 1 | CC | NG |  | GAS COMBINED CYCLE | 2002-10-24 | Dynegy Marketing and Trade, LLC | DMT1 | MA | 021 | RI | SEMA | 55211 | 289 | 299.077 | 299.077 | 266.772
1415 | ANP-BELLINGHAM 2 | 1415 | ANP-BELLINGHAM 2 | CC | NG |  | GAS COMBINED CYCLE | 2002-12-28 | Dynegy Marketing and Trade, LLC | DMT1 | MA | 021 | RI | SEMA | 55211 | 289 | 298.197 | 298.197 | 267.703
1432 | GRS-FALL RIVER | 1432 | GRS-FALL RIVER | GT | LFG |  | BIO/REFUSE | 2000-08-01 | Taunton Municipal Lighting Plant | TMLP | MA | 005 | SEMA | SEMA | 55589 | 5.3 | 3.824 | 3.824 | 2.485
1478 | MYSTIC 8 | 1478 | MYSTIC 8 | CC | NG |  | GAS COMBINED CYCLE | 2003-04-13 | Exelon Generation Company, LLC | EXGC | MA | 025 | BOSTON | NEMA | 1588 | 872.3295 | 840.679 | 840.679 | 703.324
1572 | GRANBY SANITARY LANDFILL QF | 1572 | GRANBY SANITARY LANDFILL QF U5 | IC | MSW |  | BIO/REFUSE | 2002-07-12 | Industrial Power Services Corp | IPSC | MA | 015 | WMA | WCMA |  | 5.845 | 1.243 | 1.243 | 1.173
1616 | MYSTIC 9 | 1616 | MYSTIC 9 | CC | NG |  | GAS COMBINED CYCLE | 2003-06-11 | Exelon Generation Company, LLC | EXGC | MA | 025 | BOSTON | NEMA | 1588 | 872.3295 | 858.463 | 858.463 | 713.9
1630 | RISEP | 1630 | RISEP | CC | NG |  | GAS COMBINED CYCLE | 2002-11-05 | Shell Energy North America (US), L.P. | SENA | RI | 007 | RI | RI | 55107 | 592.644 | 616.356 | 616.356 | 554.534
1649 | EP NEWINGTON ENERGY, LLC | 1649 | EP NEWINGTON ENERGY, LLC | CC | NG | DFO | GAS/OIL COMBINED CYCLE | 2002-09-18 | Essential Power Newington, LLC | EPN | NH | 015 | NH | NH | 55661 | 605.8231 | 631.51 | 631.51 | 565.148
1656 | HULL WIND TURBINE U5 | 1656 | HULL WIND TURBINE U5 | WT | WND |  | WIND TURBINE | 2001-07-01 | Hull Municipal Lighting Plant | HULL | MA | 023 | SEMA | SEMA |  | 0.165 | 0.037 | 0.037 | 0.051
1672 | KENDALL CT | 1672 | KENDALL CT | CC | NG | DFO | GAS/OIL COMBINED CYCLE | 2002-12-18 | Kendall Green Energy LLC | KENDALL | MA | 017 | BOSTON | NEMA | 1595 | 186.15 | 187.055 | 187.055 | 182.711
1693 | WEST SPRINGFIELD GT-1 | 1693 | WEST SPRINGFIELD GT-1 | GT | NG | DFO | GAS/OIL COMBUSTION (GAS) TURBINE | 2002-06-07 | Essential Power Massachusetts, LLC | NAEA-EM | MA | 013 | WMA | WCMA | 1642 | 60.4996 | 48 | 48 | 38.149
1694 | WEST SPRINGFIELD GT-2 | 1694 | WEST SPRINGFIELD GT-2 | GT | NG | DFO | GAS/OIL COMBUSTION (GAS) TURBINE | 2002-06-07 | Essential Power Massachusetts, LLC | NAEA-EM | MA | 013 | WMA | WCMA | 1642 | 60.4996 | 48 | 48 | 38.858
1720 | MIDDLEBURY LOWER | 1720 | MIDDLEBURY LOWER | HDR | WAT |  | HYDRO (DAILY CYCLE - RUN OF RIVER) | 2002-05-01 | Green Mountain Power Corporation | GMP | VT | 001 | VT | VT | 3716 | 2.345 | 1.038 | 1.038 | 0.352
2278 | BARKER LOWER HYDRO | 2278 | BARKER LOWER HYDRO | HDR | WAT |  | HYDRO (DAILY CYCLE - RUN OF RIVER) | 1980-04-01 | Vermont Public Power Supply Authority | VPPSA | ME | 001 | ME | ME | 10728 | 1.6 | 0.625 | 0.625 | 0
2279 | BARKER UPPER HYDRO | 2279 | BARKER UPPER HYDRO | HDR | WAT |  | HYDRO (DAILY CYCLE - RUN OF RIVER) | 1987-07-01 | Vermont Public Power Supply Authority | VPPSA | ME | 001 | ME | ME | 52171 | 1.262 | 0.71 | 0.71 | 0
2280 | BENTON FALLS HYDRO | 2280 | BENTON FALLS HYDRO | HDR | WAT |  | HYDRO (DAILY CYCLE - RUN OF RIVER) | 1987-12-01 | Littleton Electric Light & Water Department | LELWD | ME | 011 | ME | ME | 10523 | 4.355 | 0.75 | 0.75 | 0
2281 | BROWNS MILL HYDRO | 2281 | BROWNS MILL HYDRO | HDR | WAT |  | HYDRO (DAILY CYCLE - RUN OF RIVER) | 1983-07-01 | Vermont Public Power Supply Authority | VPPSA | ME | 021 | ME | ME | 50688 | 0.65 | 0.404 | 0.404 | 0
2282 | DAMARISCOTTA HYDRO | 2282 | DAMARISCOTTA HYDRO | HDR | WAT |  | HYDRO (DAILY CYCLE - RUN OF RIVER) | 1984-03-01 | Blackstone Hydro, Inc. | BHI | ME | 015 | ME | ME | 2282 | 0.55 | 0.248 | 0.248 | 0
2283 | EUSTIS HYDRO | 2283 | EUSTIS HYDRO | HDR | WAT |  | HYDRO (DAILY CYCLE - RUN OF RIVER) | 1984-03-01 | Blackstone Hydro, Inc. | BHI | ME | 007 | ME | ME | 50688 | 0.31 | 0.156 | 0.156 | 0.086
2284 | GARDINER HYDRO | 2284 | GARDINER HYDRO | HDR | WAT |  | HYDRO (DAILY CYCLE - RUN OF RIVER) | 1983-07-01 | Vermont Public Power Supply Authority | VPPSA | ME | 011 | ME | ME | 50688 | 1.15 | 0.852 | 0.852 | 0
2285 | GREENVILLE HYDRO | 2285 | GREENVILLE HYDRO | HDR | WAT |  | HYDRO (DAILY CYCLE - RUN OF RIVER) | 1984-03-01 | Blackstone Hydro, Inc. | BHI | ME | 021 | ME | ME | 50688 | 0.55 | 0.241 | 0.241 | 0
2286 | HACKETT MILLS HYDRO | 2286 | HACKETT MILLS HYDRO | HDR | WAT |  | HYDRO (DAILY CYCLE - RUN OF RIVER) | 1985-12-01 | Power Supply Services, LLC | PSS | ME | 001 | ME | ME | 2286 | 0.5 | 0.308 | 0.308 | 0
2287 | MECHANIC FALLS HYDRO | 2287 | MECHANIC FALLS HYDRO | HDR | WAT |  | HYDRO (DAILY CYCLE - RUN OF RIVER) | 1984-11-01 | Blackstone Hydro, Inc. | BHI | ME | 001 | ME | ME | 2287 | 1.05 | 0.366 | 0.366 | 0
2288 | NORWAY HYDRO | 2288 | NORWAY HYDRO | HDR | WAT |  | HYDRO (DAILY CYCLE - RUN OF RIVER) | 1985-05-01 | Blackstone Hydro, Inc. | BHI | ME | 017 | ME | ME | 50688 | 0.35 | 0 | 0 | 0
2290 | PITTSFIELD HYDRO | 2290 | PITTSFIELD HYDRO | HDR | WAT |  | HYDRO (DAILY CYCLE - RUN OF RIVER) | 1984-03-01 | Vermont Public Power Supply Authority | VPPSA | ME | 025 | ME | ME | 2290 | 1 | 0.532 | 0.532 | 0
2292 | YORK HYDRO | 2292 | YORK HYDRO | HDR | WAT |  | HYDRO (DAILY CYCLE - RUN OF RIVER) | 1984-03-01 | Blackstone Hydro, Inc. | BHI | ME | 031 | SME | ME | 50688 | 1.2 | 0.681 | 0.681 | 0
2425 | SPRINGFIELD REFUSE-NEW | 2425 | SPRINGFIELD REFUSE-NEW | ST | MSW |  | BIO/REFUSE | 1988-09-01 | Covanta Energy Marketing, LLC | CEM | MA | 013 | WMA | WCMA | 50273 | 10.3693 | 5.045 | 5.045 | 4.674
2426 | HYDRO KENNEBEC | 2426 | HYDRO KENNEBEC | HDR | WAT |  | HYDRO (DAILY CYCLE - RUN OF RIVER) | 1989-03-01 | Brookfield Energy Marketing, LP | BEMLP | ME | 011 | ME | ME | 54148 | 16.2925 | 10.86 | 10.86 | 5.983
2430 | BELDENS-NEW | 2430 | BELDENS-NEW | HDR | WAT |  | HYDRO (DAILY CYCLE - RUN OF RIVER) | 1980-01-01 | Green Mountain Power Corporation | GMP | VT | 001 | VT | VT | 6451 | 4.68 | 2.172 | 2.172 | 0
2431 | DODGE FALLS-NEW | 2431 | DODGE FALLS-NEW | HDR | WAT |  | HYDRO (DAILY CYCLE - RUN OF RIVER) | 1990-11-01 | Vermont Electric Power Company, Inc. | VELCO | NH | 009 | VT | VT | 10526 | 5.0004 | 4.4 | 4.4 | 1.391
2432 | HUNTINGTON FALLS-NEW | 2432 | HUNTINGTON FALLS-NEW | HDR | WAT |  | HYDRO (DAILY CYCLE - RUN OF RIVER) | 1988-11-01 | Green Mountain Power Corporation | GMP | VT | 001 | VT | VT | 50713 | 4.4 | 1.815 | 1.815 | 0.84
2433 | RYEGATE 1-NEW | 2433 | RYEGATE 1-NEW | ST | WDS |  | BIO/REFUSE | 1992-11-01 | Vermont Electric Power Company, Inc. | VELCO | VT | 005 | VT | VT | 51026 | 21.5849 | 20.03 | 20.03 | 19.96
2434 | GORGE 18 HYDRO-NEW | 2434 | GORGE 18 HYDRO-NEW | HDR | WAT |  | HYDRO (DAILY CYCLE - RUN OF RIVER) | 1928-01-01 | Green Mountain Power Corporation | GMP | VT | 007 | VT | VT | 6475 | 3.52 | 1.787 | 1.787 | 0
2435 | VERGENNES HYDRO-NEW | 2435 | VERGENNES HYDRO-NEW | HDR | WAT |  | HYDRO (DAILY CYCLE - RUN OF RIVER) | 1912-01-01 | Green Mountain Power Corporation | GMP | VT | 001 | VT | VT | 6519 | 1.68 | 1.385 | 1.385 | 0.698
2439 | BROCKWAY MILLS U5 | 2439 | BROCKWAY MILLS U5 | HDR | WAT |  | HYDRO (DAILY CYCLE - RUN OF RIVER) | 2003-03-01 | Green Mountain Power Corporation | GMP | VT | 025 | VT | VT |  | 0.89 | 0 | 0 | 0
2462 | PLAINVILLE GEN QF U5 | 2462 | PLAINVILLE GEN QF U5 | IC | OBG |  | BIO/REFUSE | 2003-03-24 | Massachusetts Electric Company | MEC | MA | 021 | RI | SEMA |  | 10.68 | 1.574 | 1.574 | 1.411
2466 | CHERRY 7 | 2466 | CHERRY 7 | IC | DFO |  | OIL INTERNAL COMBUSTION | 1951-01-01 | Hudson Light & Power Department | HLPD | MA | 017 | CMA/NEMA | WCMA | 9038 | 3.2 | 2.7 | 2.7 | 2.7
2467 | CHERRY 8 | 2467 | CHERRY 8 | IC | DFO |  | OIL INTERNAL COMBUSTION | 1951-01-01 | Hudson Light & Power Department | HLPD | MA | 017 | CMA/NEMA | WCMA | 9038 | 4.1 | 3.4 | 3.4 | 3.4
2468 | CHERRY 10 | 2468 | CHERRY 10 | IC | DFO |  | OIL INTERNAL COMBUSTION | 1951-01-01 | Hudson Light & Power Department | HLPD | MA | 017 | CMA/NEMA | WCMA | 9038 | 2.2 | 1.9 | 1.9 | 1.9
2469 | CHERRY 11 | 2469 | CHERRY 11 | IC | DFO |  | OIL INTERNAL COMBUSTION | 1951-01-01 | Hudson Light & Power Department | HLPD | MA | 017 | CMA/NEMA | WCMA | 9038 | 2.2 | 1.9 | 1.9 | 1.9
2470 | CHERRY 12 | 2470 | CHERRY 12 | IC | DFO |  | OIL INTERNAL COMBUSTION | 1951-01-01 | Hudson Light & Power Department | HLPD | MA | 017 | CMA/NEMA | WCMA | 9038 | 5.6 | 4.999 | 4.999 | 4.999
10349 | KENDALL STEAM 3 | 37040 | KENDALL STEAM | CC | NG |  | GAS COMBINED CYCLE | 1950-01-01 | Kendall Green Energy LLC | KENDALL | MA | 017 | BOSTON | NEMA | 1595 | 23.46 | 22.938 | 22.938 | 22.938
10401 | CELLEY MILL U5 | 10401 | CELLEY MILL U5 | HDR | WAT |  | HYDRO (DAILY CYCLE - RUN OF RIVER) | 1984-12-01 | Public Service Company of New | PSNH | NH | 009 | NH | NH |  | 0.1 | 0.059 | 0.059 | 0
10402 | PETTYBORO HYDRO U5 | 10402 | PETTYBORO HYDRO U5 | HDR | WAT |  | HYDRO (DAILY CYCLE - RUN OF RIVER) | 1999-05-09 | Public Service Company of New | PSNH | NH | 009 | NH | NH |  | 0.06 | 0 | 0 | 0
10403 | EASTMAN BROOK U5 | 10403 | EASTMAN BROOK U5 | HDR | WAT |  | HYDRO (DAILY CYCLE - RUN OF RIVER) | 1985-06-01 | Public Service Company of New | PSNH | NH | 009 | NH | NH |  | 0.3 | 0.026 | 0.026 | 0
10406 | LOWER VALLEY HYDRO U5 | 10406 | LOWER VALLEY HYDRO U5 | HDR | WAT |  | HYDRO (DAILY CYCLE - RUN OF RIVER) | 2004-03-01 | Green Mountain Power Corporation | GMP | NH | 019 | NH | NH |  | 0.882 | 0 | 0 | 0
10409 | SWEETWATER HYDRO U5 | 10409 | SWEETWATER HYDRO U5 | HDR | WAT |  | HYDRO (DAILY CYCLE - RUN OF RIVER) | 2004-03-01 | Green Mountain Power Corporation | GMP | NH | 019 | NH | NH |  | 0.779 | 0.257 | 0.257 | 0.146
10424 | GREAT LAKES - BERLIN | 10424 | GREAT LAKES - BERLIN INCREMENTAL | HDR | WAT |  | HYDRO (DAILY CYCLE - RUN OF RIVER) | 2004-06-22 | Brookfield Energy Marketing, LP | BEMLP | NH | 007 | NH | NH | 54639 | 30.4 | 7.905 | 7.905 | 3.948
10615 | BLUE SPRUCE FARM | 10615 | BLUE SPRUCE FARM U5 | IC | OBG |  | BIO/REFUSE | 2004-11-01 | Green Mountain Power Corporation | GMP | VT | 021 | VT | VT |  | 0.98 | 0.358 | 0.358 | 0.467
10770 | WEST SPRINGFIELD HYDRO U5 | 10770 | WEST SPRINGFIELD HYDRO U5 | HDR | WAT |  | HYDRO (DAILY CYCLE - RUN OF RIVER) | 2005-01-10 | Littleton Electric Light & Water Department | LELWD | MA | 013 | WMA | WCMA |  | 1.25 | 0.871 | 0.871 | 0.471
10801 | COVENTRY CLEAN ENERGY | 10801 | COVENTRY CLEAN ENERGY | IC | LFG |  | BIO/REFUSE | 2005-02-01 | Vermont Public Power Supply Authority | VPPSA | VT | 019 | NH | VT |  | 6.2 | 3.758 | 3.758 | 3.61
10880 | GE LYNN EXCESS REPLACEMENT | 10880 | GE LYNN EXCESS REPLACEMENT | GT | DFO | NG | GAS/OIL COMBUSTION (GAS) TURBINE | 2005-10-11 | Direct Energy Business, LLC | SEL-I | MA | 009 | BOSTON | NEMA | 10029 | 35.6 | 0 | 0 | 0
10959 | RRIG EXPANSION PHASE 2 | 10959 | RRIG EXPANSION PHASE 2 | IC | LFG |  | BIO/REFUSE | 2005-06-01 | Rhode Island Engine Genco, LLC | RRIG | RI | 007 | RI | RI | 50365 | 6.4 | 0 | 0 | 0
10998 | MASSINNOVATION FITCHBURG | 10998 | MASSINNOVATION FITCHBURG | PV | SUN |  | PHOTOVOLTAIC | 2005-08-01 | Fitchburg Gas & Electric Light Company | FGE | MA | 027 | WMA | WCMA |  | 3.027 | 0 | 0 | 0
11052 | GRTR NEW BEDFORD LFG UTIL PROJ | 11052 | GRTR NEW BEDFORD LFG UTIL PROJ | IC | LFG |  | BIO/REFUSE | 2005-08-15 | Commonwealth Resource Management Corporation | CRMC | MA | 005 | SEMA | SEMA |  | 3.3 | 1.841 | 1.841 | 1.701
11126 | NORTH HARTLAND HYDRO | 11126 | NORTH HARTLAND HYDRO | HDR | WAT |  | HYDRO (DAILY CYCLE - RUN OF RIVER) | 2006-09-27 | Green Mountain Power Corporation | GMP | VT | 027 | VT | VT |  | 4.922 | 1.74 | 1.74 | 0.111
11408 | HULL WIND TURBINE II | 11408 | HULL WIND TURBINE II | WT | WND |  | WIND TURBINE | 2005-09-27 | Hull Municipal Lighting Plant | HULL | MA | 023 | SEMA | SEMA | 56800 | 1.8 | 0.25 | 0.25 | 0.139
11424 | RUMFORD FALLS | 11424 | RUMFORD FALLS | HDR | WAT |  | HYDRO (DAILY CYCLE - RUN OF RIVER) | 2006-07-06 | Brookfield Energy Marketing, LP | BEMLP | ME | 017 | ME | ME | 10493 | 44.175 | 34.54 | 34.54 | 23.088
11827 | PORTSMOUTH ABBEY WIND QF |  | NO RESOURCE (1) | WT | WND |  | WIND TURBINE | 2006-07-25 | The Narragansett Electric Company | NEC | RI | 005 | SEMA | RI |  | 0.66 | 0 | 0 | 0
11842 | WATERSIDE POWER | 11842 | WATERSIDE POWER | GT | DFO |  | OIL COMBUSTION (GAS) TURBINE | 2004-05-01 | Waterside Power, LLC | WATERSIDE | CT | 001 | NOR | CT | 56189 | 63.75 | 71.557 | 71.557 | 69.154
11889 | IBEW LOCAL 99 SOLAR QF |  | NO RESOURCE (1) | PV | SUN |  | PHOTOVOLTAIC | 2006-09-01 | The Narragansett Electric Company | NEC | RI | 007 | RI | RI |  | 0.05 | 0 | 0 | 0
11925 | BROCKTON BRIGHTFIELDS | 11925 | BROCKTON BRIGHTFIELDS | PV | SUN |  | PHOTOVOLTAIC | 2006-09-18 | Exelon Generation Company, LLC | EXGC | MA | 023 | SEMA | SEMA |  | 0.425 | 0 | 0 | 0.03
12108 | FIEC DIESEL | 12108 | FIEC DIESEL | IC | DFO |  | OIL INTERNAL COMBUSTION | 2006-12-01 | Vermont Public Power Supply Authority | VPPSA | ME | 013 | ME | ME |  | 2 | 1.563 | 1.563 | 1.54
12180 | BERKSHIRE COW POWER | 12180 | BERKSHIRE COW POWER | IC | OBG |  | BIO/REFUSE | 2006-12-06 | Vermont Electric Cooperative, Inc. | VEC | VT | 011 | VT | VT |  | 0.6 | 0.227 | 0.227 | 0.271
12274 | GREEN MOUNTAIN DAIRY | 12274 | GREEN MOUNTAIN DAIRY | IC | OBG |  | BIO/REFUSE | 2007-02-01 | Green Mountain Power Corporation | GMP | VT | 011 | VT | VT |  | 0.371 | 0.206 | 0.206 | 0.211
12323 | COVENTRY CLEAN ENERGY #4 | 12323 | COVENTRY CLEAN ENERGY #4 | IC | LFG |  | BIO/REFUSE | 2007-01-20 | Vermont Public Power Supply Authority | VPPSA | VT | 019 | NH | VT |  | 3.233 | 2.776 | 2.776 | 2.843
12504 | DEVON 15 | 12504 | DEVON 15-18 | GT | KER | NG | OIL COMBUSTION (GAS) TURBINE | 2010-07-12 | GenConn Energy LLC | GCE | CT | 009 | SWCT | CT | 57070 | 60.4996 | 49.2 | 49.2 | 46.889
12505 | MIDDLETOWN 12 | 12505 | MIDDLETOWN 12-15 | GT | KER | NG | OIL COMBUSTION (GAS) TURBINE | 2011-06-24 | GenConn Energy LLC | GCE | CT | 007 | CT | CT | 57068 | 60.4996 | 49.2 | 49.2 | 46.9
12509 | UNH POWER PLANT | 12509 | UNH POWER PLANT | GT | LFG |  | BIO/REFUSE | 2009-10-20 | Public Service Company of New | PSNH | NH | 017 | NH | NH | 58180 | 4.956 | 4.378 | 4.378 | 3.008
12510 | SWANTON GT-1 | 12510 | SWANTON GAS TURBINE 1 | GT | DFO |  | OIL COMBUSTION (GAS) TURBINE | 2010-02-12 | Vermont Public Power Supply Authority | VPPSA | VT | 011 | VT | VT |  | 28.8 | 23.954 | 23.954 | 19.304
12511 | SWANTON GT-2 | 12511 | SWANTON GAS TURBINE 2 | GT | DFO |  | OIL COMBUSTION (GAS) TURBINE | 2010-05-24 | Vermont Public Power Supply Authority | VPPSA | VT | 011 | VT | VT |  | 28.8 | 23.839 | 23.839 | 19.349
12529 | HOOSAC WIND | 38475 | HOOSAC WIND PROJECT | WT | WND |  | WIND TURBINE | 2012-12-27 | Avangrid Renewables, LLC | PPMI | MA | 003 | WMA | WCMA | 57380 | 28.5003 | 8.201 | 8.201 | 3.331
12530 | SHEFFIELD WIND PLANT | 12530 | SHEFFIELD WIND FARM | WT | WND |  | WIND TURBINE | 2011-10-19 | Vermont Wind, LLC | VTWIND | VT | 005 | VT | VT | 57080 | 38 | 11.53 | 11.53 | 3.65
12551 | KIBBY WIND POWER | 12551 | KIBBY WIND POWER | WT | WND |  | WIND TURBINE | 2009-09-16 | Boston Energy Trading and Marketing LLC | EMMT-I | ME | 007 | ME | ME | 56829 | 143.616 | 33.58 | 33.58 | 11.75
12564 | WATERBURY GENERATION FACILITY | 12564 | WATERBURY GENERATION FACILITY | GT | NG | DFO | GAS/OIL COMBUSTION (GAS) TURBINE | 2009-05-21 | Waterbury Generation LLC | WATERBURY | CT | 009 | SWCT | CT | 56629 | 108.1897 | 98.749 | 98.749 | 89.536
13515 | PIERCE STATION | 12526 | PIERCE | GT | NG | DFO | GAS/OIL COMBUSTION (GAS) TURBINE | 2007-10-01 | Connecticut Municipal Electric Energy Cooperative | CMEEC | CT | 009 | SWCT | CT | 6635 | 100.985 | 94.5 | 94.5 | 74.085
13669 | EAST WINDSOR NORCAP LFG PLANT | 13669 | MANCHESTER METHANE LLC EAST WINDSOR FACILITY | IC | LFG |  | BIO/REFUSE | 2007-05-07 | Manchester Methane, LLC | MMLLC | CT | 003 | CT | CT |  | 2.835 | 0 | 0 | 0
13673 | MATEP (DIESEL) | 13673 | MATEP (DIESEL) | IC | DFO |  | OIL INTERNAL COMBUSTION | 2007-06-28 | MATEP, LLC | MATEP | MA | 025 | BOSTON | NEMA | 10883 | 20.25 | 17.46 | 17.46 | 17.12
13675 | MATEP (COMBINED CYCLE) | 13675 | MATEP (COMBINED CYCLE) | CC | NG | DFO | GAS/OIL COMBINED CYCLE | 2007-06-28 | MATEP, LLC | MATEP | MA | 025 | BOSTON | NEMA | 10883 | 67.6345 | 46.785 | 57.812 | 53.116
13703 | VERSO COGEN 1 | 13703 | VERSO VCG1 | GT | NG | DFO | GAS/OIL COMBUSTION (GAS) TURBINE | 2000-12-28 | Verso Energy Services LLC | VERSO | ME | 007 | ME | ME | 55031 | 61.92 | 56.406 | 56.406 | 49.938
13704 | VERSO COGEN 2 | 13704 | VERSO VCG2 | GT | NG | DFO | GAS/OIL COMBUSTION (GAS) TURBINE | 2000-12-28 | Verso Energy Services LLC | VERSO | ME | 007 | ME | ME | 55031 | 61.92 | 56.333 | 56.333 | 43.173
13705 | VERSO COGEN 3 | 13705 | VERSO VCG3 | GT | NG | DFO | GAS/OIL COMBUSTION (GAS) TURBINE | 2000-12-28 | Verso Energy Services LLC | VERSO | ME | 007 | ME | ME | 55031 | 61.92 | 54.668 | 54.668 | 41.799
13933 | JIMINY PEAK WIND QF |  | NO RESOURCE (1) | WT | WND |  | WIND TURBINE | 2007-07-01 | Massachusetts Electric Company | MEC | MA | 003 | WMA | WCMA |  | 1.5 | 0.029 | 0.029 | 0
13975 | CORRIVEAU HYDROELECTRIC LLC | 13975 | CORRIVEAU HYDROELECTRIC LLC | HDR | WAT |  | HYDRO (DAILY CYCLE - RUN OF RIVER) | 2007-08-10 | Union Atlantic Electricity | UNION | ME | 017 | ME | ME |  | 0.35 | 0 | 0 | 0
14087 | MAT3 | 14087 | MAT3 | IC | DFO |  | OIL INTERNAL COMBUSTION | 2007-12-11 | MATEP, LLC | MATEP | MA | 025 | BOSTON | NEMA | 10883 | 20.25 | 18 | 18 | 15.84
14098 | FITCHBURG LANDFILL | 35485 | FITCHBURG-FCA-5 | IC | LFG |  | BIO/REFUSE | 2007-08-16 | Vermont Public Power Supply Authority | VPPSA | MA | 027 | WMA | WCMA | 56527 | 4.581 | 4.403 | 4.403 | 4.466
14134 | MONTAGNE FARM | 14134 | MONTAGNE FARM | IC | LFG |  | BIO/REFUSE | 2007-09-17 | Green Mountain Power Corporation | GMP | VT | 011 | VT | VT |  | 0.277 | 0 | 0 | 0
14157 | COS COB 13 | 12524 | COS COB 13&14 | GT | KER |  | OIL COMBUSTION (GAS) TURBINE | 2008-05-29 | NRG Power Marketing LLC | NRGPM | CT | 001 | NOR | CT | 542 | 18.5938 | 22.852 | 22.852 | 19.053
14158 | COS COB 14 | 12524 | COS COB 13&14 | GT | KER |  | OIL COMBUSTION (GAS) TURBINE | 2008-05-29 | NRG Power Marketing LLC | NRGPM | CT | 001 | NOR | CT | 542 | 18.5938 | 22.602 | 22.602 | 19.209
14177 | WESTBROOK ENERGY CENTER G1 | 1345 | WESTBROOK | CC | NG |  | GAS COMBINED CYCLE | 2001-04-13 | Calpine Energy Services, LP | CALP | ME | 005 | SME | ME | 55294 | 276.5475 | 284.352 | 284.352 | 267.943
14178 | WESTBROOK ENERGY CENTER G2 | 1345 | WESTBROOK | CC | NG |  | GAS COMBINED CYCLE | 2001-04-13 | Calpine Energy Services, LP | CALP | ME | 005 | SME | ME | 55294 | 276.5475 | 286.113 | 286.113 | 267.943
14211 | INDECK ALEXANDRIA | 1631 | INDECK-ENERGY ALEXANDRIA, LLC | ST | WDS |  | BIO/REFUSE | 2008-11-06 | Indeck Energy-Alexandria, L.L.C. | IEA | NH | 009 | NH | NH |  | 17.9759 | 0 | 0 | 0
14217 | NORTHFIELD MOUNTAIN 1 | 14217 | NORTHFIELD MOUNTAIN 1 | PS | WAT |  | HYDRO (PUMPED STORAGE) | 1972-11-30 | FirstLight Power Resources Management, LLC | NEL1 | MA | 011 | WMA | WCMA | 547 | 267.9 | 293.5 | 294.69 | 293.5
14218 | NORTHFIELD MOUNTAIN 2 | 14218 | NORTHFIELD MOUNTAIN 2 | PS | WAT |  | HYDRO (PUMPED STORAGE) | 1972-11-30 | FirstLight Power Resources Management, LLC | NEL1 | MA | 011 | WMA | WCMA | 547 | 291.65 | 293.5 | 293.5 | 293.5
14219 | NORTHFIELD MOUNTAIN 3 | 14219 | NORTHFIELD MOUNTAIN 3 | PS | WAT |  | HYDRO (PUMPED STORAGE) | 1972-11-30 | FirstLight Power Resources Management, LLC | NEL1 | MA | 011 | WMA | WCMA | 547 | 291.65 | 292 | 292 | 293.5
14220 | NORTHFIELD MOUNTAIN 4 | 14220 | NORTHFIELD MOUNTAIN 4 | PS | WAT |  | HYDRO (PUMPED STORAGE) | 1972-11-30 | FirstLight Power Resources Management, LLC | NEL1 | MA | 011 | WMA | WCMA | 547 | 291.65 | 292.182 | 292.182 | 293.5
14271 | AMERESCO NORTHAMPTON | 14271 | AMERESCO NORTHAMPTON | IC | LFG |  | BIO/REFUSE | 2007-11-01 | Boston Energy Trading and Marketing LLC | EMMT-I | MA | 015 | WMA | WCMA |  | 0.8 | 0.669 | 0.669 | 0.745
14595 | GRANITE RELIABLE POWER, LLC | 14595 | GRANITE RELIABLE POWER | WT | WND |  | WIND TURBINE | 2012-02-15 | Granite Reliable Power, LLC | GRP | NH | 007 | NH | NH | 58004 | 85.14 | 25.536 | 25.536 | 10.548
14610 | PRINCETON WIND FARM PROJECT | 14610 | PRINCETON WIND FARM PROJECT | WT | WND |  | WIND TURBINE | 2009-09-01 | Princeton Municipal Light Department | PMLD | MA | 027 | CMA/NEMA | WCMA | 7501 | 3 | 0.358 | 0.358 | 0.006
14614 | KLEEN ENERGY | 14614 | KLEEN ENERGY | CC | NG | DFO | GAS/OIL COMBINED CYCLE | 2011-07-12 | Tenaska Power Services Co. | TPSC | CT | 007 | CT | CT | 56798 | 589 | 620 | 620 | 620
14623 | VALLEY HYDRO (STATION NO. 5) | 14623 | VALLEY HYDRO (STATION NO. 5) | HDR | WAT |  | HYDRO (DAILY CYCLE - RUN OF RIVER) | 2008-04-01 | Holyoke Gas & Electric Department | HGE | MA | 013 | WMA | WCMA |  | 0.749 | 0 | 0 | 0
14652 | TEMPLETON WIND TURBINE | 14652 | TEMPLETON WIND TURBINE | WT | WND |  | WIND TURBINE | 2011-05-18 | Massachusetts Municipal Wholesale Electric Company | MMWEC | MA | 027 | WMA | WCMA |  | 1.5 | 0 | 0 | 0
14665 | RECORD HILL WIND | 14665 | RECORD HILL WIND | WT | WND |  | WIND TURBINE | 2012-01-31 | Record Hill Wind LLC | RHW | ME | 017 | ME | ME | 57568 | 44.022 | 11.69 | 11.69 | 4.036
14695 | ORONO |  | NO RESOURCE (1) | HDR | WAT |  | HYDRO (DAILY CYCLE - RUN OF RIVER) | 2008-12-29 | Black Bear Hydro Partners, LLC | BBHP | ME | 019 | BHE | ME | 57184 | 2.623 | 1.168 | 1.168 | 0
14707 | COVANTA HAVERHILL - LF GAS | 12553 | COVANTA HAVERHILL LANDFILL GAS ENGINE | IC | LFG |  | BIO/REFUSE | 2007-12-05 | Covanta Energy Marketing, LLC | CEM | MA | 009 | BOSTON | NEMA | 50661 | 1.603 | 0.968 | 0.968 | 0
14767 | PINE TREE LFGTE |  | NO RESOURCE (1) | IC | LFG |  | BIO/REFUSE | 2008-01-01 | NextEra Energy Marketing, LLC | FPLP-I | ME | 019 | BHE | ME |  | 2.893 | 0 | 0 | 0
14801 | CABOT | 766 | CABOT TURNERS FALLS | HDP | WAT |  | HYDRO (DAILY CYCLE - PONDAGE) | 1905-01-01 | FirstLight Power Resources Management, LLC | NEL1 | MA | 011 | WMA | WCMA | 1629 | 61.92 | 61.8 | 61.8 | 61.8
14808 | TURNERSFALLS | 766 | CABOT TURNERS FALLS | HDP | WAT |  | HYDRO (DAILY CYCLE - PONDAGE) | 1905-01-01 | FirstLight Power Resources Management, LLC | NEL1 | MA | 011 | WMA | WCMA | 6388 | 6.4 | 6.4 | 6.4 | 6.4
14816 | NORDEN 1 | 16688 | NOR1 | IC | DFO |  | OIL INTERNAL COMBUSTION | 2009-02-26 | Connecticut Municipal Electric Energy Cooperative | CMEEC | CT | 001 | NOR | CT | 57689 | 2.0529 | 1.948 | 1.948 | 1.789
14817 | NORDEN 2 | 16750 | NORDEN #2 | IC | DFO |  | OIL INTERNAL COMBUSTION | 2009-02-26 | Connecticut Municipal Electric Energy Cooperative | CMEEC | CT | 001 | NOR | CT | 57689 | 2.0529 | 1.947 | 1.947 | 1.947
14818 | NORDEN 3 | 16752 | NORDEN #3 | IC | DFO |  | OIL INTERNAL COMBUSTION | 2009-02-26 | Connecticut Municipal Electric Energy Cooperative | CMEEC | CT | 001 | NOR | CT | 57689 | 2.0529 | 1.941 | 1.941 | 1.924
14823 | NORWICH WWTP | 38760 | NORWICH WWT | IC | DFO |  | OIL INTERNAL COMBUSTION | 2008-05-29 | Connecticut Municipal Electric Energy Cooperative | CMEEC | CT | 011 | CT | CT | 57624 | 2.25 | 2 | 2 | 2
14925 | ICE HOUSE PARTNERS INC. |  | NO RESOURCE (1) | HDR | WAT |  | HYDRO (DAILY CYCLE - RUN OF RIVER) | 2008-04-01 | Littleton Electric Light & Water Department | LELWD | MA | 017 | CMA/NEMA | WCMA |  | 0.221 | 0.107 | 0.107 | 0.065
14937 | UNION GAS STATION | 759 | MESSALONSKEE COMPOSITE | HDR | WAT |  | HYDRO (DAILY CYCLE - RUN OF RIVER) | 2008-03-19 | Littleton Electric Light & Water Department | LELWD | ME | 011 | ME | ME |  | 1.646 | 0.989 | 0.989 | 0
15097 | KIMB ROCKY RIVER PH2 | 14706 | KIMBERLY-CLARK CORP ENERGY INDEPENDENCE PROJECT | CC | NG |  | GAS COMBINED CYCLE | 2008-07-15 | Kimberly-Clark Corporation | KCC | CT | 005 | SWCT | CT | 58084 | 19.6 | 15.26 | 15.26 | 12.866
15115 | LEMPSTER WIND | 14660 | LEMPSTER WIND | WT | WND |  | WIND TURBINE | 2008-09-24 | Public Service Company of New | PSNH | NH | 011 | NH | NH | 56399 | 23.9998 | 7.895 | 7.895 | 2.034
15201 | FISKE HYDRO | 35593 | FISKE HYDRO | HDR | WAT |  | HYDRO (DAILY CYCLE - RUN OF RIVER) | 2008-06-01 | Public Service Company of New | PSNH | NH | 005 | VT | NH |  | 0.81 | 0.202 | 0.202 | 0.208
15462 | HOLY NAME CC JR SR HIGH SCHOOL |  | NO RESOURCE (1) | WT | WND |  | WIND TURBINE | 2008-09-01 | Massachusetts Electric Company | MEC | MA | 027 | CMA/NEMA | WCMA |  | 0.6 | 0 | 0 | 0
15464 | STETSON WIND FARM |  | NO RESOURCE (1) | WT | WND |  | WIND TURBINE | 2008-12-09 | Stetson Holdings, LLC | STETSON | ME | 029 | BHE | ME | 56989 | 53.739 | 11.493 | 11.493 | 6.453
15477 | NEW HAVEN HARBOR UNIT 2 | 15477 | NEW HAVEN HARBOR UNITS 2, 3, & 4 | GT | KER | NG | OIL COMBUSTION (GAS) TURBINE | 2012-05-30 | PSEG New Haven LLC | PSEG-NH | CT | 009 | CT | CT | 6156 | 51.425 | 48.324 | 48.324 | 42.946
15484 | THOMAS A. WATSON UNIT #1 | 12500 | THOMAS A. WATSON | GT | NG | DFO | GAS/OIL COMBUSTION (GAS) TURBINE | 2009-04-22 | Braintree Electric Light Department, Town of | BELD | MA | 021 | SEMA | SEMA | 1660 | 57.9997 | 57.4 | 57.4 | 52.6
15485 | THOMAS A. WATSON UNIT #2 | 12500 | THOMAS A. WATSON | GT | NG | DFO | GAS/OIL COMBUSTION (GAS) TURBINE | 2009-04-14 | Braintree Electric Light Department, Town of | BELD | MA | 021 | SEMA | SEMA | 1660 | 57.9997 | 57.4 | 57.4 | 52.6
15509 | PLAINFIELD RENEWABLE ENERGY | 15509 | PLAINFIELD RENEWABLE ENERGY | ST | WDS |  | BIO/REFUSE | 2013-12-12 | Plainfield Renewable Energy, LLC | PRE | CT | 015 | CT | CT |  | 42.37 | 38.062 | 38.062 | 37.5
15617 | MORETOWN LFGTE | 35728 | MORETOWN LG | IC | LFG |  | BIO/REFUSE | 2008-12-01 | Green Mountain Power Corporation | GMP | VT | 023 | VT | VT | 56891 | 3.19 | 1.447 | 1.447 | 1.466
15706 | BEAVER RIDGE WIND | 37072 | BEAVER_RIDGE_WIND | WT | WND |  | WIND TURBINE | 2008-10-15 | New Hampshire Electric Cooperative, Inc. | NHEC | ME | 027 | ME | ME | 57130 | 4.5 | 1.285 | 1.285 | 0.395
15787 | WORONOCO HYDRO LLC | 37077 | WORONOCO HYDRO LLC | HDR | WAT |  | HYDRO (DAILY CYCLE - RUN OF RIVER) | 2008-11-01 | Power Supply Services, LLC | PSS | MA | 013 | WMA | WCMA | 50166 | 2.7 | 0.667 | 0.667 | 0.631
15940 | DARTMOUTH CT GENERATOR 3 | 15415 | DARTMOUTH POWER EXPANSION | GT | NG | DFO | GAS/OIL COMBUSTION (GAS) TURBINE | 2009-08-12 | Talen Energy Marketing, LLC | EPLU-I | MA | 005 | SEMA | SEMA | 52026 | 23.2475 | 21.778 | 21.778 | 19.578
15998 | CROSSROADS LANDFILL | 14663 | WMRE CROSSROADS | IC | LFG |  | BIO/REFUSE | 2008-12-31 | WM Renewable Energy, L.L.C. | WMRE | ME | 025 | ME | ME | 57016 | 3.079 | 2.806 | 2.806 | 2.98
16089 | TURNERS FALLS HYDRO LLC |  | NO RESOURCE (1) | HDR | WAT |  | HYDRO (DAILY CYCLE - RUN OF RIVER) | 2009-02-01 | Power Supply Services, LLC | PSS | MA | 011 | WMA | WCMA |  | 0.947 | 0 | 0 | 0
16183 | RICHEYWOODWORKINGWIND&PVNM |  | NO RESOURCE (1) | WT | WND |  | WIND TURBINE | 2009-02-18 | Massachusetts Electric Company | MEC | MA | 009 | BOSTON | NEMA |  | 0.976 | 0 | 0 | 0
16188 | WILSON HOLDINGS LLC - PV QF |  | NO RESOURCE (1) | PV | SUN |  | PHOTOVOLTAIC | 2009-02-24 | Massachusetts Electric Company | MEC | MA | 027 | CMA/NEMA | WCMA |  | 0.135 | 0 | 0 | 0
16233 | CITY OF MEDFORD WIND QF |  | NO RESOURCE (1) | WT | WND |  | WIND TURBINE | 2009-02-27 | Massachusetts Electric Company | MEC | MA | 017 | BOSTON | NEMA |  | 0.1 | 0 | 0 | 0
16234 | CONSTELLATION-MAJILITE PV QF |  | NO RESOURCE (1) | PV | SUN |  | PHOTOVOLTAIC | 2009-02-27 | Massachusetts Electric Company | MEC | MA | 017 | CMA/NEMA | WCMA |  | 0.375 | 0 | 0 | 0
16296 | MILFORD HYDRO | 16296 | MILFORD HYDRO | HDR | WAT |  | HYDRO (DAILY CYCLE - RUN OF RIVER) | 1911-01-01 | Black Bear Hydro Partners, LLC | BBHP | ME | 019 | BHE | ME | 1475 | 8.6994 | 5.096 | 5.096 | 3.151
16331 | QUARRY ENERGY PROJECT |  | NO RESOURCE (1) | IC | LFG |  | BIO/REFUSE | 2009-04-03 | Massachusetts Electric Company | MEC | MA | 021 | SEMA | SEMA |  | 0.571 | 0.185 | 0.185 | 0
16386 | NATURE'SCLASSROOM-01507WT185NM |  | NO RESOURCE (1) | WT | WND |  | WIND TURBINE | 2009-04-24 | Massachusetts Electric Company | MEC | MA | 027 | WMA | WCMA |  | 0.185 | 0 | 0 | 0.003
16523 | STILLWATER | 16523 | STILLWATER | HDR | WAT |  | HYDRO (DAILY CYCLE - RUN OF RIVER) | 1911-01-01 | Black Bear Hydro Partners, LLC | BBHP | ME | 019 | BHE | ME | 1478 | 1.964 | 1.056 | 1.056 | 0.983
16525 | MEDWAY | 16525 | MEDWAY | HDR | WAT |  | HYDRO (DAILY CYCLE - RUN OF RIVER) | 1911-01-01 | Black Bear Hydro Partners, LLC | BBHP | ME | 019 | BHE | ME | 55288 | 4.841 | 3.928 | 3.928 | 3.345
16612 | STETSON II WIND FARM |  | NO RESOURCE (1) | WT | WND |  | WIND TURBINE | 2010-03-12 | Stetson Wind II, LLC | STET2 | ME | 029 | BHE | ME | 56991 | 23.67 | 6.667 | 6.667 | 2.62
16614 | BERKSHIRE WIND POWER PROJECT | 14661 | BERKSHIRE WIND POWER PROJECT | WT | WND |  | WIND TURBINE | 2011-05-28 | Massachusetts Municipal Wholesale Electric Company | MMWEC | MA | 003 | WMA | WCMA | 57721 | 15.003 | 6.26 | 6.26 | 1.241
16631 | VICTORY ROAD DORCHESTER PV | 16631 | VICTORY ROAD DORCHESTER PV | PV | SUN |  | PHOTOVOLTAIC | 2011-12-22 | Massachusetts Electric Company | MEC | MA | 025 | BOSTON | NEMA |  | 1 | 0 | 0 | 0.429
16640 | HILLDALE AVE HAVERHILL PV | 16640 | HILLDALE AVE HAVERHILL PV | PV | SUN |  | PHOTOVOLTAIC | 2011-02-15 | Massachusetts Electric Company | MEC | MA | 009 | BOSTON | NEMA |  | 1 | 0 | 0 | 0.318
16642 | RAILROAD AVENUE REVERE PV | 16642 | RAILROAD STREET REVERE PV | PV | SUN |  | PHOTOVOLTAIC | 2011-02-16 | Massachusetts Electric Company | MEC | MA | 025 | BOSTON | NEMA |  | 1 | 0 | 0 | 0.285
16643 | ROVER STREET EVERETT PV | 16643 | ROVER STREET EVERETT PV | PV | SUN |  | PHOTOVOLTAIC | 2011-02-18 | Massachusetts Electric Company | MEC | MA | 017 | BOSTON | NEMA |  | 0.5 | 0 | 0 | 0.19
16644 | MAIN STREET WHITINSVILLE PV | 16644 | MAIN STREET WHITINSVILLE PV | PV | SUN |  | PHOTOVOLTAIC | 2010-07-01 | Massachusetts Electric Company | MEC | MA | 027 | RI | SEMA |  | 1 | 0 | 0 | 0.355
16653 | BURGESS BIOPOWER | 16653 | BERLIN BIOPOWER | PB | WDS |  | BIO/REFUSE | 2014-06-17 | Public Service Company of New | PSNH | NH | 007 | NH | NH |  | 76.5 | 67.5 | 67.5 | 67.5
16659 | IPSWICH WIND FARM 1 | 16659 | IPSWICH WIND FARM 1 | WT | WND |  | WIND TURBINE | 2011-07-26 | Ipswich Municipal Light Department | IMLD | MA | 009 | BOSTON | NEMA | 57855 | 1.5 | 0.233 | 0.233 | 0.083
16675 | FOX ISLAND WIND | 16675 | FOX ISLAND WIND | WT | WND |  | WIND TURBINE | 2009-09-01 | Vermont Public Power Supply Authority | VPPSA | ME | 013 | ME | ME | 57354 | 4.5 | 0 | 0 | 0
16737 | UDR GLASTONBURY | 16737 | DFC-ERG HYBRID FUEL CELL (3) | FC | NG |  | GAS FUEL CELL | 2016-02-15 | UIL Distributed Resources LLC | UIL | CT | 003 | CT | CT |  | 3.4 | 2.774 | 2.774 | 2.473
16738 | DOMINION BRIDGEPORT FUEL CELL | 16738 | BFCP FUEL CELL | FC | NG |  | GAS FUEL CELL | 2013-12-22 | Dominion Energy Generation Marketing, Inc | DEMI-I | CT | 001 | SWCT | CT |  | 15.2056 | 10.943 | 10.943 | 11.657
16926 | THUNDERMIST HYDRO QF | 37120 | THUNDERMIST HYDROPOWER | HDR | WAT |  | HYDRO (DAILY CYCLE - RUN OF RIVER) | 2009-09-19 | The Narragansett Electric Company | NEC | RI | 007 | RI | RI | 54688 | 1.253 | 0.966 | 0.966 | 0.149
17023 | NE ENGRS MIDDLETOWN RI WIND QF |  | NO RESOURCE (1) | WT | WND |  | WIND TURBINE | 2009-10-29 | The Narragansett Electric Company | NEC | RI | 005 | SEMA | RI |  | 0.1 | 0 | 0 | 0
17044 | DEVON 16 | 12504 | DEVON 15-18 | GT | KER | NG | OIL COMBUSTION (GAS) TURBINE | 2010-06-28 | GenConn Energy LLC | GCE | CT | 009 | SWCT | CT | 57070 | 60.4996 | 49.2 | 49.2 | 46.9
17045 | DEVON 17 | 12504 | DEVON 15-18 | GT | KER | NG | OIL COMBUSTION (GAS) TURBINE | 2010-06-15 | GenConn Energy LLC | GCE | CT | 009 | SWCT | CT | 57070 | 60.4996 | 49.2 | 49.2 | 46.9
17046 | DEVON 18 | 12504 | DEVON 15-18 | GT | KER | NG | OIL COMBUSTION (GAS) TURBINE | 2010-06-09 | GenConn Energy LLC | GCE | CT | 009 | SWCT | CT | 57070 | 60.4996 | 49.2 | 49.2 | 46.9
17085 | AMERESCO-NEWBURYPORT DPW PV QF |  | NO RESOURCE (1) | PV | SUN |  | PHOTOVOLTAIC | 2009-11-25 | Massachusetts Electric Company | MEC | MA | 009 | BOSTON | NEMA |  | 0.095 | 0 | 0 | 0.025
17128 | OTIS_AF_WIND_TURBINE |  | NO RESOURCE (1) | WT | WND |  | WIND TURBINE | 2009-12-28 | NSTAR Electric Company | NSTAR | MA | 001 | SEMA | SEMA | 57253 | 1.5 | 0.158 | 0.158 | 0.194
17194 | TOWN_OF_FALMOUTH_WIND_TURBINE |  | NO RESOURCE (1) | WT | WND |  | WIND TURBINE | 2010-02-10 | NSTAR Electric Company | NSTAR | MA | 001 | SEMA | SEMA | 57654 | 1 | 0 | 0 | 0
17223 | SUGAR RIVER 2 | 17359 | SUGAR RIVER 2 | HDR | WAT |  | HYDRO (DAILY CYCLE - RUN OF RIVER) | 2010-03-08 | Public Service Company of New | PSNH | NH | 019 | NH | NH |  | 0.199 | 0 | 0 | 0
17229 | MOUNT ST MARY-WRENTHAM MA WIND |  | NO RESOURCE (1) | WT | WND |  | WIND TURBINE | 2010-03-15 | Massachusetts Electric Company | MEC | MA | 021 | RI | SEMA |  | 0.1 | 0 | 0 | 0
17233 | RAINBOW UNIT 1 | 35658 | RAINBOW_1 | HDP | WAT |  | HYDRO (DAILY CYCLE - PONDAGE) | 1980-01-01 | Connecticut Light and Power Company, The | CLP | CT | 003 | CT | CT | 559 | 4.815 | 4.1 | 4.1 | 4.1
17234 | RAINBOW UNIT 2 | 35656 | RAINBOW_2 | HDP | WAT |  | HYDRO (DAILY CYCLE - PONDAGE) | 1980-01-01 | Connecticut Light and Power Company, The | CLP | CT | 003 | CT | CT | 559 | 4.986 | 4.1 | 4.1 | 4.1
17259 | SEAMAN ENERGY LLC | 35442 | SEAMAN ENERGY | IC | LFG |  | BIO/REFUSE | 2010-03-31 | Templeton Municipal Light & Water Plant | TTMLP-I | MA | 027 | WMA | WCMA |  | 0.715 | 0.121 | 0.121 | 0
35379 | SPAULDING POND HYDRO | 35594 | SPAULDING POND HYDRO | HDR | WAT |  | HYDRO (DAILY CYCLE - RUN OF RIVER) | 2010-05-01 | Public Service Company of New | PSNH | NH | 017 | NH | NH |  | 0.265 | 0.118 | 0.118 | 0
35555 | GMCW | 35555 | GMCW | WT | WND |  | WIND TURBINE | 2012-12-31 | Burlington Electric Department | BED | VT | 007 | VT | VT | 58238 | 10.0016 | 2.735 | 2.735 | 0.76
35693 | SPRUCE MOUNTAIN WIND | 35693 | SPRUCE MOUNTAIN WIND | WT | WND |  | WIND TURBINE | 2011-12-21 | Spruce Mountain Wind, LLC | SPRUCE | ME | 017 | ME | ME | 58026 | 19 | 7.588 | 7.588 | 1.978
35979 | KINGDOM COMMUNITY WIND | 35979 | KINGDOM COMMUNITY WIND | WT | WND |  | WIND TURBINE | 2012-11-16 | Green Mountain Power Corporation | GMP | VT | 019 | VT | VT | 57979 | 69.258 | 21.055 | 21.055 | 9.5
36882 | NOTUS WIND I |  | NO RESOURCE (1) | WT | WND |  | WIND TURBINE | 2010-06-23 | NSTAR Electric Company | NSTAR | MA | 001 | SEMA | SEMA | 57414 | 1.5 | 0.281 | 0.281 | 0.247
37050 | GROTON WIND | 37050 | GROTON WIND PROJECT | WT | WND |  | WIND TURBINE | 2012-12-28 | Avangrid Renewables, LLC | PPMI | NH | 009 | NH | NH | 58141 | 47.9997 | 10.095 | 10.095 | 4.884
37073 | SOUTHBRIDGE LANDFILL | 38178 | SOUTHBRIDGE LANDFILL GAS TO ENERGY 17-18 | IC | LFG |  | BIO/REFUSE | 2012-02-15 | NextEra Energy Marketing, LLC | FPLP-I | MA | 027 | WMA | WCMA |  | 2 | 1.429 | 1.429 | 1.416
37105 | BINGHAM WIND | 37105 | BLUE SKY WEST | WT | WND |  | WIND TURBINE | 2016-12-13 | Blue Sky West, LLC | BSWL | ME | 025 | ME | ME |  | 175.56 | 65.96 | 65.96 | 17.792
37175 | ROLLINS WIND PLANT |  | NO RESOURCE (1) | WT | WND |  | WIND TURBINE | 2011-07-26 | Evergreen Wind Power III, LLC | EWP3 | ME | 019 | BHE | ME | 56990 | 55.62 | 18.682 | 18.682 | 5.962
37224 | PATRIOT PL. D FOXBORO MA PV |  | NO RESOURCE (1) | PV | SUN |  | PHOTOVOLTAIC | 2010-10-01 | Massachusetts Electric Company | MEC | MA | 021 | RI | SEMA |  | 0.1 | 0 | 0 | 0.033
37225 | PATRIOT PL. E FOXBORO MA PV |  | NO RESOURCE (1) | PV | SUN |  | PHOTOVOLTAIC | 2010-10-01 | Massachusetts Electric Company | MEC | MA | 021 | RI | SEMA |  | 0.075 | 0 | 0 | 0
37226 | PATRIOT PL. F FOXBORO MA PV |  | NO RESOURCE (1) | PV | SUN |  | PHOTOVOLTAIC | 2010-10-01 | Massachusetts Electric Company | MEC | MA | 021 | RI | SEMA |  | 0.1 | 0 | 0 | 0
37227 | PATRIOT PL. H FOXBORO MA PV |  | NO RESOURCE (1) | PV | SUN |  | PHOTOVOLTAIC | 2010-10-01 | Massachusetts Electric Company | MEC | MA | 021 | RI | SEMA |  | 0.075 | 0 | 0 | 0.017
37228 | PATRIOT PL. J FOXBORO MA PV |  | NO RESOURCE (1) | PV | SUN |  | PHOTOVOLTAIC | 2010-10-01 | Massachusetts Electric Company | MEC | MA | 021 | RI | SEMA |  | 0.1 | 0 | 0 | 0.015
37230 | UNITED NAT. FOODS PROV. RI PV |  | NO RESOURCE (1) | PV | SUN |  | PHOTOVOLTAIC | 2010-10-01 | The Narragansett Electric Company | NEC | RI | 007 | RI | RI |  | 0.075 | 0 | 0 | 0
37266 | CARLSON ORCH HARVARD MA PV |  | NO RESOURCE (1) | PV | SUN |  | PHOTOVOLTAIC | 2010-11-01 | Massachusetts Electric Company | MEC | MA | 027 | CMA/NEMA | WCMA |  | 0.2 | 0 | 0 | 0.062
37267 | SPRUCE ENV HAVERHILL MA PV |  | NO RESOURCE (1) | PV | SUN |  | PHOTOVOLTAIC | 2010-11-01 | Massachusetts Electric Company | MEC | MA | 009 | BOSTON | NEMA |  | 0.082 | 0 | 0 | 0
37366 | MIDDLETOWN 13 | 12505 | MIDDLETOWN 12-15 | GT | KER | NG | OIL COMBUSTION (GAS) TURBINE | 2011-06-23 | GenConn Energy LLC | GCE | CT | 007 | CT | CT | 57068 | 60.4996 | 49.2 | 49.2 | 46.9
37367 | MIDDLETOWN 14 | 12505 | MIDDLETOWN 12-15 | GT | KER | NG | OIL COMBUSTION (GAS) TURBINE | 2011-06-01 | GenConn Energy LLC | GCE | CT | 007 | CT | CT | 57068 | 60.4996 | 49.2 | 49.2 | 46.9
37368 | MIDDLETOWN 15 | 12505 | MIDDLETOWN 12-15 | GT | KER | NG | OIL COMBUSTION (GAS) TURBINE | 2011-06-01 | GenConn Energy LLC | GCE | CT | 007 | CT | CT | 57068 | 60.4996 | 49.2 | 49.2 | 46.9
37721 | ROYAL MILLS WARWICK RI HYDRO |  | NO RESOURCE (1) | HDR | WAT |  | HYDRO (DAILY CYCLE - RUN OF RIVER) | 2010-12-01 | The Narragansett Electric Company | NEC | RI | 003 | RI | RI |  | 0.179 | 0 | 0 | 0
37722 | SILVER LAKE SOLAR PV FACILITY | 38249 | SILVER LAKE PHOTOVOLTAIC FACILITY | PV | SUN |  | PHOTOVOLTAIC | 2010-12-06 | NSTAR Electric Company | NSTAR | MA | 003 | WMA | WCMA |  | 1.5 | 0 | 0 | 0.608
37751 | NM-UNISTRESS |  | NO RESOURCE (1) | PV | SUN |  | PHOTOVOLTAIC | 2011-01-01 | NSTAR Electric Company | NSTAR | MA | 003 | WMA | WCMA |  | 0.097 | 0 | 0 | 0
37752 | NM-COUNTRY |  | NO RESOURCE (1) | PV | SUN |  | PHOTOVOLTAIC | 2011-01-01 | NSTAR Electric Company | NSTAR | MA | 003 | WMA | WCMA |  | 0.127 | 0 | 0 | 0.008
37753 | NM-HANCOCK |  | NO RESOURCE (1) | PV | SUN |  | PHOTOVOLTAIC | 2011-01-01 | NSTAR Electric Company | NSTAR | MA | 003 | WMA | WCMA |  | 0.082 | 0 | 0 | 0.015
37754 | NM-QUALITY |  | NO RESOURCE (1) | PV | SUN |  | PHOTOVOLTAIC | 2011-01-01 | NSTAR Electric Company | NSTAR | MA | 003 | WMA | WCMA |  | 0.13 | 0 | 0 | 0
37755 | NM-WOOD |  | NO RESOURCE (1) | PV | SUN |  | PHOTOVOLTAIC | 2011-01-01 | NSTAR Electric Company | NSTAR | MA | 011 | WMA | WCMA |  | 0.097 | 0 | 0 | 0.025
37756 | NM-FOURSTAR |  | NO RESOURCE (1) | PV | SUN |  | PHOTOVOLTAIC | 2011-01-01 | NSTAR Electric Company | NSTAR | MA | 011 | WMA | WCMA |  | 0.067 | 0 | 0 | 0.012
37757 | NM-ASTRO |  | NO RESOURCE (1) | PV | SUN |  | PHOTOVOLTAIC | 2011-01-01 | NSTAR Electric Company | NSTAR | MA | 013 | WMA | WCMA |  | 0.097 | 0 | 0 | 0
37758 | NM-MARLEY |  | NO RESOURCE (1) | PV | SUN |  | PHOTOVOLTAIC | 2011-01-01 | NSTAR Electric Company | NSTAR | MA | 015 | WMA | WCMA |  | 0.085 | 0 | 0 | 0
37759 | NM-STONE |  | NO RESOURCE (1) | WT | WND |  | WIND TURBINE | 2011-01-01 | NSTAR Electric Company | NSTAR | MA | 003 | WMA | WCMA |  | 0.615 | 0.027 | 0.027 | 0
37761 | NM-PETRICCA |  | NO RESOURCE (1) | PV | SUN |  | PHOTOVOLTAIC | 2011-01-01 | NSTAR Electric Company | NSTAR | MA | 003 | WMA | WCMA |  | 0.086 | 0 | 0 | 0.026
37823 | INDIAN RIVER POWER SUPPLY LLC | 38252 | INDIAN RIVER POWER SUPPLY LLC | HDR | WAT |  | HYDRO (DAILY CYCLE - RUN OF RIVER) | 2011-02-01 | Power Supply Services, LLC | PSS | MA | 013 | WMA | WCMA |  | 1.3 | 0.294 | 0.294 | 0.296
37955 | TRANS MED TYNGSBORO MA PV |  | NO RESOURCE (1) | PV | SUN |  | PHOTOVOLTAIC | 2011-03-16 | Massachusetts Electric Company | MEC | MA | 017 | CMA/NEMA | WCMA |  | 0.096 | 0 | 0 | 0.026
37956 | PH HENBIL BILLERICA MA PV |  | NO RESOURCE (1) | PV | SUN |  | PHOTOVOLTAIC | 2011-03-16 | Massachusetts Electric Company | MEC | MA | 017 | BOSTON | WCMA |  | 0.075 | 0 | 0 | 0.01
37957 | CHELM WTR N CHELMSFORD MA PV |  | NO RESOURCE (1) | PV | SUN |  | PHOTOVOLTAIC | 2011-03-16 | Massachusetts Electric Company | MEC | MA | 017 | CMA/NEMA | WCMA |  | 0.5 | 0 | 0 | 0
37958 | PETER W ELEM LOWELL MA PV |  | NO RESOURCE (1) | PV | SUN |  | PHOTOVOLTAIC | 2011-03-16 | Massachusetts Electric Company | MEC | MA | 017 | CMA/NEMA | WCMA |  | 0.138 | 0 | 0 | 0.008
37959 | CIRCLE FIN NEWBURYPORT MA PV |  | NO RESOURCE (1) | PV | SUN |  | PHOTOVOLTAIC | 2011-03-16 | Massachusetts Electric Company | MEC | MA | 009 | BOSTON | NEMA |  | 0.12 | 0 | 0 | 0.013
37965 | BIO-DETEK PAWTUCKET RI PV |  | NO RESOURCE (1) | PV | SUN |  | PHOTOVOLTAIC | 2011-03-21 | The Narragansett Electric Company | NEC | RI | 007 | RI | RI |  | 0.165 | 0 | 0 | 0
37966 | LTI HARVARD AP HARVARD MA PV |  | NO RESOURCE (1) | PV | SUN |  | PHOTOVOLTAIC | 2011-03-21 | Massachusetts Electric Company | MEC | MA | 027 | CMA/NEMA | WCMA |  | 0.085 | 0 | 0 | 0.02
37967 | HILLSIDE MARLBOROUGH MA PV |  | NO RESOURCE (1) | PV | SUN |  | PHOTOVOLTAIC | 2011-03-21 | Massachusetts Electric Company | MEC | MA | 017 | CMA/NEMA | WCMA |  | 0.125 | 0 | 0 | 0
37968 | LOW MEM AUD LOWELL MA PV |  | NO RESOURCE (1) | PV | SUN |  | PHOTOVOLTAIC | 2011-03-21 | Massachusetts Electric Company | MEC | MA | 017 | CMA/NEMA | WCMA |  | 0.075 | 0 | 0 | 0.022
37972 | DARTMOUTHBUSPARK_PV_ID1592 |  | NO RESOURCE (1) | PV | SUN |  | PHOTOVOLTAIC | 2011-03-23 | NSTAR Electric Company | NSTAR | MA | 005 | SEMA | SEMA | 57473 | 1.6 | 0 | 0 | 0.649
37973 | GENERAL MILLS METHUEN MA PV |  | NO RESOURCE (1) | PV | SUN |  | PHOTOVOLTAIC | 2011-03-24 | Massachusetts Electric Company | MEC | MA | 009 | BOSTON | NEMA |  | 0.096 | 0 | 0 | 0.033
38083 | ORONO B HYDRO |  | NO RESOURCE (1) | HDR | WAT |  | HYDRO (DAILY CYCLE - RUN OF RIVER) | 2013-10-01 | Black Bear Hydro Partners, LLC | BBHP | ME | 019 | BHE | ME |  | 4 | 3.638 | 3.638 | 2.015
38084 | STILLWATER B HYDRO |  | NO RESOURCE (1) | HDR | WAT |  | HYDRO (DAILY CYCLE - RUN OF RIVER) | 2013-09-20 | Black Bear Hydro Partners, LLC | BBHP | ME | 019 | BHE | ME | 59437 | 2.4 | 1.126 | 1.126 | 0.797
38115 | HARRINGTON STREET PV | 38115 | HARRINGTON STREET PV PROJECT | PV | SUN |  | PHOTOVOLTAIC | 2016-12-23 | Hampshire Council of Governments | HCG | MA | 027 | WMA | WCMA |  | 9.2625 | 0 | 0 | 4.194
38173 | SADDLEBACK RIDGE WIND | 38173 | SADDLEBACK RIDGE WIND | WT | WND |  | WIND TURBINE | 2014-12-19 | Spruce Mountain Wind, LLC | SPRUCE | ME | 007 | ME | ME |  | 30.78 | 11.935 | 11.935 | 3.238
38206 | PSEG BRIDGEPORT HARBOR CCGT EX | 38206 | BRIDGEPORT HARBOR 5 | CC | NG | DFO | GAS/OIL COMBINED CYCLE | 2019-06-24 | PSEG Energy Resources & Trade LLC | PSEG | CT | 001 | SWCT | CT |  | 509.6 | 0 | 0 | 484.3
38287 | WMA CHESTER SOLAR 1 | 38287 | WMA CHESTER SOLAR 1 | PV | SUN |  | PHOTOVOLTAIC | 2014-07-01 | Vermont Public Power Supply Authority | VPPSA | MA | 013 | WMA | WCMA |  | 4.8 | 0 | 0 | 1.962
38302 | TOWN_OF_CARVER_PV_1763 | 38302 | FISHER ROAD SOLAR I | PV | SUN |  | PHOTOVOLTAIC | 2014-09-03 | NSTAR Electric Company | NSTAR | MA | 005 | SEMA | SEMA |  | 4.56 | 0 | 0 | 2.381
38310 | CANAL 3 | 38310 | CANAL 3 | GT | NG | DFO | GAS/OIL COMBUSTION (GAS) TURBINE | 2019-05-31 | Stonepeak Kestrel Energy Marketing LLC | SKEM | MA | 001 | SEMA | SEMA |  | 361.25 | 0 | 0 | 333
38372 | BLUEWAVE - CC COMM COLL 2209 | 38372 | DARTMOUTH SOLAR | PV | SUN |  | PHOTOVOLTAIC | 2016-05-12 | NSTAR Electric Company | NSTAR | MA | 005 | SEMA | SEMA |  | 3.5 | 0 | 0 | 1.351
38373 | BLUEWAVE BOURNE-HOLLISTON 2262 | 38373 | HOLLISTON | PV | SUN |  | PHOTOVOLTAIC | 2015-08-06 | NSTAR Electric Company | NSTAR | MA | 017 | RI | SEMA |  | 3 | 0 | 0 | 1.257
38375 | BWC FIVEMILE-01569PV3000NM | 38375 | UXBRIDGE | PV | SUN |  | PHOTOVOLTAIC | 2015-12-23 | Massachusetts Electric Company | MEC | MA | 027 | RI | SEMA |  | 3 | 0 | 0 | 1.289
38417 | PASSADUMKEAG WIND PROJECT |  |  | WT | WND |  | WIND TURBINE | 2016-07-01 | EDF Energy Services, LLC | EDFS | ME | 019 | BHE | ME |  | 40.755 | 21.789 | 21.789 | 7.506
38441 | UI RCP BGPT FC | 38441 | UI RCP BGPT FC | FC | NG |  | GAS FUEL CELL | 2015-11-16 | United Illuminating Company, The | UI | CT | 001 | SWCT | CT |  | 2.8 | 2.399 | 2.399 | 2.532
38442 | UI RCP NH FC | 38442 | UI RCP NH FC | FC | NG |  | GAS FUEL CELL | 2015-08-03 | United Illuminating Company, The | UI | CT | 009 | CT | CT |  | 2.8 | 2.385 | 2.385 | 2.35
38495 | BLOCK ISLAND WIND FARM | 38495 | DEEPWATER WIND BLOCK ISLAND | WT | WND |  | WIND TURBINE | 2016-12-09 | Deepwater Wind Block Island, LLC | DWBI | RI | 009 | RI | RI | 58035 | 29.25 | 19.268 | 19.268 | 6.731
38580 | HUNTRDSOLARLLC-01913PV4500NM | 38580 | AMESBURY | PV | SUN |  | PHOTOVOLTAIC | 2017-03-22 | Massachusetts Electric Company | MEC | MA | 009 | BOSTON | NEMA |  | 4.5 | 0 | 0 | 2.337
38581 | TYNGS.LANDFILL#1-01879PV1692NM | 38581 | TYNGSBOROUGH | PV | SUN |  | PHOTOVOLTAIC | 2017-03-23 | Massachusetts Electric Company | MEC | MA | 017 | CMA/NEMA | WCMA |  | 1.656 | 0 | 0 | 0.823
38738 | CANTON MOUNTAIN WIND | 38738 | CANTON MOUNTAIN WIND PROJECT | WT | WND |  | WIND TURBINE | 2017-11-29 | Spruce Mountain Wind, LLC | SPRUCE | ME | 017 | ME | ME |  | 20.52 | 6.713 | 6.713 | 1.806
38757 | UI RCP WOODBRIDGE FC | 38757 | WOODBRIDGE FUEL CELL | FC | NG |  | GAS FUEL CELL | 2016-12-17 | United Illuminating Company, The | UI | CT | 009 | SWCT | CT |  | 2.8 | 2.2 | 2.2 | 2.2
38796 | SV-ABSPI_LLC_PV_ID2088991 | 38796 | WALTHAM SOLAR | PV | SUN |  | PHOTOVOLTAIC | 2017-09-21 | NSTAR Electric Company | NSTAR | MA | 017 | BOSTON | NEMA |  | 0.175 | 0 | 0 | 0.056
38973 | SSA_SOLAR_MA_ID2135023 | 38973 | PARTNERS HEALTHCARE SANDWICH | PV | SUN |  | PHOTOVOLTAIC | 2018-02-23 | NSTAR Electric Company | NSTAR | MA | 001 | SEMA | SEMA |  | 0.785 | 0.044 | 0.044 | 0.41
39663 | BARNSTABLE_DPW_ID1545 |  | NO RESOURCE (1) | WT | WND |  | WIND TURBINE | 2011-08-01 | NSTAR Electric Company | NSTAR | MA | 001 | SEMA | SEMA |  | 0.2 | 0.028 | 0.028 | 0.326
39664 | DART_BLDG_SUPPLY_ID1470 |  | NO RESOURCE (1) | PV | SUN |  | PHOTOVOLTAIC | 2011-08-01 | NSTAR Electric Company | NSTAR | MA | 005 | SEMA | SEMA |  | 0.2 | 0 | 0 | 0.053
39665 | YARMOUTH_DPW_ID1740 |  | NO RESOURCE (1) | PV | SUN |  | PHOTOVOLTAIC | 2011-08-01 | NSTAR Electric Company | NSTAR | MA | 001 | SEMA | SEMA |  | 0.265 | 0 | 0 | 0.075
39675 | TURKEY HILL |  | NO RESOURCE (1) | PV | SUN |  | PHOTOVOLTAIC | 2011-08-01 | Fitchburg Gas & Electric Light Company | FGE | MA | 027 | WMA | WCMA |  | 0.1 | 0 | 0 | 0.013
39717 | HI-GEAR |  | NO RESOURCE (1) | PV | SUN |  | PHOTOVOLTAIC | 2011-10-01 | Fitchburg Gas & Electric Light Company | FGE | MA | 027 | WMA | WCMA |  | 0.3 | 0 | 0 | 0.096
39722 | GTR_BOSTON_FOODBANKS_ID1628 |  | NO RESOURCE (1) | PV | SUN |  | PHOTOVOLTAIC | 2011-10-17 | NSTAR Electric Company | NSTAR | MA | 025 | BOSTON | NEMA |  | 0.177 | 0 | 0 | 0.072
39724 | EASTERN_AVE_HOLDINGS_PV_ID1652 |  | NO RESOURCE (1) | PV | SUN |  | PHOTOVOLTAIC | 2011-10-17 | NSTAR Electric Company | NSTAR | MA | 025 | BOSTON | NEMA |  | 0.16 | 0 | 0 | 0.073
39738 | MWRA_LORING_RD_ID1400 |  | NO RESOURCE (1) | HDR | WAT |  | HYDRO (DAILY CYCLE - RUN OF RIVER) | 2011-11-01 | NSTAR Electric Company | NSTAR | MA | 017 | BOSTON | NEMA |  | 0.189 | 0 | 0 | 0.157
40015 | INDIAN ORCHARD SOLAR FACILITY | 38250 | INDIAN ORCHARD PHOTOVOLTAIC FACILITY | PV | SUN |  | PHOTOVOLTAIC | 2011-12-01 | NSTAR Electric Company | NSTAR | MA | 013 | WMA | WCMA |  | 1.5 | 0 | 0 | 0.741
40050 | EXETER AGRI ENERGY |  | NO RESOURCE (1) | IC | OBG |  | BIO/REFUSE | 2011-12-19 | Vermont Public Power Supply Authority | VPPSA | ME | 019 | BHE | ME |  | 0.98 | 1.488 | 1.488 | 1.603
40052 | NEW HAVEN HARBOR UNIT 3 | 15477 | NEW HAVEN HARBOR UNITS 2, 3, & 4 | GT | KER | NG | OIL COMBUSTION (GAS) TURBINE | 2012-05-30 | PSEG New Haven LLC | PSEG-NH | CT | 009 | CT | CT | 6156 | 51.425 | 48.324 | 48.324 | 42.946
40053 | NEW HAVEN HARBOR UNIT 4 | 15477 | NEW HAVEN HARBOR UNITS 2, 3, & 4 | GT | KER | NG | OIL COMBUSTION (GAS) TURBINE | 2012-05-30 | PSEG New Haven LLC | PSEG-NH | CT | 009 | CT | CT | 6156 | 51.425 | 48.324 | 48.324 | 42.946
40054 | JOHNSTON LFG TURBINE PLANT | 14599 | RHODE ISLAND LFG GENCO, LLC - ST | CC | LFG |  | BIO/REFUSE | 2013-05-25 | Rhode Island Engine Genco, LLC | RRIG | RI | 007 | RI | RI |  | 42.3937 | 25.43 | 25.43 | 26.59
40066 | OLDBARNST_RD_MASHPEE_PV_ID1798 |  | NO RESOURCE (1) | PV | SUN |  | PHOTOVOLTAIC | 2012-01-16 | NSTAR Electric Company | NSTAR | MA | 001 | SEMA | SEMA |  | 0.312 | 0 | 0 | 0.125
40067 | MARION_DR_KINGSTON_WT_ID1656 |  | NO RESOURCE (1) | WT | WND |  | WIND TURBINE | 2012-01-16 | NSTAR Electric Company | NSTAR | MA | 023 | SEMA | SEMA |  | 6 | 0.875 | 0.875 | 0.584
40085 | QUABBIN 1_ORANGE MA PV NET |  | NO RESOURCE (1) | PV | SUN |  | PHOTOVOLTAIC | 2012-01-25 | Massachusetts Electric Company | MEC | MA | 011 | WMA | WCMA |  | 0.095 | 0 | 0 | 0
40116 | DELAWARE VALLEY CORP PV |  | NO RESOURCE (1) | PV | SUN |  | PHOTOVOLTAIC | 2012-01-31 | Massachusetts Electric Company | MEC | MA | 017 | BOSTON | WCMA |  | 0.095 | 0 | 0 | 0
40137 | BERKSHIRE EAST WIND |  | NO RESOURCE (1) | WT | WND |  | WIND TURBINE | 2012-02-03 | Massachusetts Electric Company | MEC | MA | 011 | WMA | WCMA |  | 0.9 | 0 | 0 | 0.161
40176 | NFM SOLAR POWER, LLC | 38078 | NFM SOLAR POWER, LLC | PV | SUN |  | PHOTOVOLTAIC | 2012-02-18 | FirstLight Power Resources Management, LLC | NEL1 | MA | 011 | WMA | WCMA | 58210 | 1.7 | 0 | 0 | 0.502
40194 | MICRON |  | NO RESOURCE (1) | PV | SUN |  | PHOTOVOLTAIC | 2012-03-01 | Fitchburg Gas & Electric Light Company | FGE | MA | 027 | WMA | WCMA |  | 0.096 | 0 | 0 | 0
40207 | KEZAR UPPER FALLS | 786 | KEZAR LEDGEMERE COMPOSITE | HDR | WAT |  | HYDRO (DAILY CYCLE - RUN OF RIVER) | 2012-03-01 | Power Supply Services, LLC | PSS | ME | 005 | SME | ME | 7668 | 0.404 | 0.301 | 0.301 | 0
40208 | KEZAR LOWER FALLS | 786 | KEZAR LEDGEMERE COMPOSITE | HDR | WAT |  | HYDRO (DAILY CYCLE - RUN OF RIVER) | 2012-03-01 | Power Supply Services, LLC | PSS | ME | 005 | SME | ME | 7668 | 0.586 | 0.312 | 0.312 | 0
40209 | LEDGEMERE | 786 | KEZAR LEDGEMERE COMPOSITE | HDR | WAT |  | HYDRO (DAILY CYCLE - RUN OF RIVER) | 2012-03-01 | Power Supply Services, LLC | PSS | ME | 005 | SME | ME | 7668 | 0.513 | 0.147 | 0.147 | 0
40225 | MILLIPORE PV - BILLERICA |  | NO RESOURCE (1) | PV | SUN |  | PHOTOVOLTAIC | 2012-03-21 | Massachusetts Electric Company | MEC | MA | 017 | CMA/NEMA | WCMA |  | 0.143 | 0 | 0 | 0
40242 | TANTASQUA JR HIGH_PV |  | NO RESOURCE (1) | PV | SUN |  | PHOTOVOLTAIC | 2012-03-30 | Massachusetts Electric Company | MEC | MA | 027 | WMA | WCMA |  | 0.3 | 0 | 0 | 0
40243 | SOLAR SHOP LLC BLDG 14_PV |  | NO RESOURCE (1) | PV | SUN |  | PHOTOVOLTAIC | 2012-03-29 | Massachusetts Electric Company | MEC | MA | 027 | RI | SEMA |  | 0.256 | 0 | 0 | 0.034
40244 | SOLAR SHOP LLC BLDG 10_PV |  | NO RESOURCE (1) | PV | SUN |  | PHOTOVOLTAIC | 2012-03-29 | Massachusetts Electric Company | MEC | MA | 027 | RI | SEMA |  | 0.12 | 0 | 0 | 0.033
40246 | HODGES BADGE CO_WIND |  | NO RESOURCE (1) | WT | WND |  | WIND TURBINE | 2012-03-30 | The Narragansett Electric Company | NEC | RI | 005 | SEMA | RI |  | 0.225 | 0 | 0 | 0
40247 | QUABBIN BARRE - WIND |  | NO RESOURCE (1) | WT | WND |  | WIND TURBINE | 2012-03-29 | Massachusetts Electric Company | MEC | MA | 027 | WMA | WCMA |  | 1 | 0 | 0 | 0.333
40248 | JJ CARROLL WW PLANT_PV |  | NO RESOURCE (1) | PV | SUN |  | PHOTOVOLTAIC | 2012-03-27 | Massachusetts Electric Company | MEC | MA | 027 | CMA/NEMA | WCMA |  | 0.3 | 0 | 0 | 0.219
40249 | WESTBORO SUITES |  | NO RESOURCE (1) | PV | SUN |  | PHOTOVOLTAIC | 2012-03-27 | Massachusetts Electric Company | MEC | MA | 027 | CMA/NEMA | WCMA |  | 0.266 | 0 | 0 | 0.003
40250 | SHAWS SUPER MARKET |  | NO RESOURCE (1) | PV | SUN |  | PHOTOVOLTAIC | 2012-03-28 | Massachusetts Electric Company | MEC | MA | 027 | WMA | WCMA |  | 0.25 | 0 | 0 | 0
40251 | VETERAN HOMESTEAD PV |  | NO RESOURCE (1) | PV | SUN |  | PHOTOVOLTAIC | 2012-03-28 | Massachusetts Electric Company | MEC | MA | 027 | CMA/NEMA | WCMA |  | 0.323 | 0 | 0 | 0.006
40259 | COMMERCE_PK_RD_PV_ID1871 |  | NO RESOURCE (1) | PV | SUN |  | PHOTOVOLTAIC | 2012-04-03 | NSTAR Electric Company | NSTAR | MA | 001 | SEMA | SEMA |  | 0.35 | 0 | 0 | 0.119
40263 | MATOUK TEXTILE WORKS |  | NO RESOURCE (1) | PV | SUN |  | PHOTOVOLTAIC | 2012-04-10 | Massachusetts Electric Company | MEC | MA | 005 | SEMA | SEMA |  | 0.084 | 0 | 0 | 0
40270 | TECTA AMERICA |  | NO RESOURCE (1) | PV | SUN |  | PHOTOVOLTAIC | 2012-04-10 | Massachusetts Electric Company | MEC | MA | 017 | CMA/NEMA | WCMA |  | 0.13 | 0 | 0 | 0.003
40327 | FORE RIVER 11 | 1691 | FORE RIVER-1 | CC | NG | DFO | GAS/OIL COMBINED CYCLE | 2003-08-04 | Calpine Energy Services, LP | CALP | MA | 021 | SEMA | SEMA | 55317 | 436.1648 | 402.945 | 402.945 | 359.283
40328 | FORE RIVER 12 | 1691 | FORE RIVER-1 | CC | NG | DFO | GAS/OIL COMBINED CYCLE | 2003-08-04 | Calpine Energy Services, LP | CALP | MA | 021 | SEMA | SEMA | 55317 | 436.1648 | 402.945 | 402.945 | 359.283
40338 | MAINE INDEPENDENCE STATION 1 | 1216 | MAINE INDEPENDENCE STATION | CC | NG |  | GAS COMBINED CYCLE | 2000-05-01 | Dynegy Marketing and Trade, LLC | DMT1 | ME | 019 | BHE | ME | 55068 | 275.655 | 273.003 | 273.003 | 249.019
40339 | MAINE INDEPENDENCE STATION 2 | 1216 | MAINE INDEPENDENCE STATION | CC | NG |  | GAS COMBINED CYCLE | 2000-05-01 | Dynegy Marketing and Trade, LLC | DMT1 | ME | 019 | BHE | ME | 55068 | 275.655 | 273.003 | 273.003 | 249.019
40343 | BULL HILL WIND |  | NO RESOURCE (1) | WT | WND |  | WIND TURBINE | 2012-10-27 | Blue Sky East, LLC | BSE | ME | 009 | BHE | ME | 57083 | 32.7608 | 12.303 | 12.303 | 6.188
40365 | EAST ISLAND COMMUNITY - PV |  | NO RESOURCE (1) | PV | SUN |  | PHOTOVOLTAIC | 2012-04-25 | Massachusetts Electric Company | MEC | MA | 009 | CMA/NEMA | WCMA |  | 0.1 | 0 | 0 | 0.031
40482 | DURFEE UNION MILLS BLDG 9 - PV |  | NO RESOURCE (1) | PV | SUN |  | PHOTOVOLTAIC | 2012-05-04 | Massachusetts Electric Company | MEC | MA | 005 | SEMA | SEMA |  | 0.12 | 0 | 0 | 0.015
40483 | TYNGSBOROUGH SPORTS PV |  | NO RESOURCE (1) | PV | SUN |  | PHOTOVOLTAIC | 2012-05-11 | Massachusetts Electric Company | MEC | MA | 017 | CMA/NEMA | WCMA |  | 0.1 | 0 | 0 | 0.009
40484 | BANCROFT SCHOOL PV |  | NO RESOURCE (1) | PV | SUN |  | PHOTOVOLTAIC | 2012-05-11 | Massachusetts Electric Company | MEC | MA | 027 | WMA | WCMA |  | 0.12 | 0 | 0 | 0
40485 | LITCHFIELD LEOMINSTER PV |  | NO RESOURCE (1) | PV | SUN |  | PHOTOVOLTAIC | 2012-05-16 | Massachusetts Electric Company | MEC | MA | 027 | WMA | WCMA |  | 0.062 | 0 | 0 | 0
40520 | MANCHESTER-BOSTON REGIONAL PV |  | NO RESOURCE (1) | PV | SUN |  | PHOTOVOLTAIC | 2012-05-09 | Public Service Company of New | PSNH | NH | 011 | NH | NH |  | 0.5 | 0 | 0 | 0.007
40524 | MOUNT WACHUSSETT CC WIND |  | NO RESOURCE (1) | WT | WND |  | WIND TURBINE | 2012-05-11 | Massachusetts Electric Company | MEC | MA | 027 | CMA/NEMA | WCMA |  | 3.3 | 0 | 0 | 0
40555 | BLACKCOMB WORC MA PV |  | NO RESOURCE (1) | PV | SUN |  | PHOTOVOLTAIC | 2012-05-14 | Massachusetts Electric Company | MEC | MA | 027 | CMA/NEMA | WCMA |  | 0.43 | 0 | 0 | 0.05
40766 | CVEC_BARNSTABLE_FIRE_ID2423 | 40766 | CVEC BARNSTABLE FIRE 2423 | PV | SUN |  | PHOTOVOLTAIC | 2018-07-16 | NSTAR Electric Company | NSTAR | MA | 001 | SEMA | SEMA |  | 0.75 | 0 | 0 | 0.237
40767 | DY_HIGH_SCHOOL_ID2175 | 40767 | CVEC DY HIGH SCHOOL 2175 2173 | PV | SUN |  | PHOTOVOLTAIC | 2018-07-16 | NSTAR Electric Company | NSTAR | MA | 001 | SEMA | SEMA |  | 0.5 | 0 | 0 | 0.188
40768 | CVC_EASTHAM_LANDFILL_ID1915 | 40768 | CVEC EASTHAM 1915 | PV | SUN |  | PHOTOVOLTAIC | 2018-07-16 | NSTAR Electric Company | NSTAR | MA | 001 | SEMA | SEMA |  | 0.5 | 0 | 0 | 0.238
40796 | SOLECT_ENERGY_PTNRS1_ID2152923 | 40796 | CHARLES MOORE ARENA | PV | SUN |  | PHOTOVOLTAIC | 2018-07-09 | NSTAR Electric Company | NSTAR | MA | 001 | SEMA | SEMA |  | 0.3 | 0 | 0 | 0.123
40797 | SOLECT_ENERGY_DEV_PV_ID2015374 | 40797 | HOLLISTON FIELD 2 | PV | SUN |  | PHOTOVOLTAIC | 2018-07-09 | NSTAR Electric Company | NSTAR | MA | 017 | RI | SEMA |  | 0.3 | 0 | 0 | 0
40800 | HAYDEN-ROWE_SOLAR_ID2057252 | 40800 | HAYDEN ROWE SOLAR FARM | PV | SUN |  | PHOTOVOLTAIC | 2018-07-09 | NSTAR Electric Company | NSTAR | MA | 017 | RI | SEMA |  | 0.308 | 0 | 0 | 0.092
41782 | PAWTUCKET MEMORIAL ELEM SCH |  | NO RESOURCE (1) | PV | SUN |  | PHOTOVOLTAIC | 2012-05-25 | Massachusetts Electric Company | MEC | MA | 017 | CMA/NEMA | WCMA |  | 0.1 | 0 | 0 | 0
41783 | PHOENIX FINANCE LLC |  | NO RESOURCE (1) | PV | SUN |  | PHOTOVOLTAIC | 2012-05-24 | Massachusetts Electric Company | MEC | MA | 017 | CMA/NEMA | WCMA |  | 0.19 | 0 | 0 | 0.014
41784 | NANTUCKET HIGH SCHOOL |  | NO RESOURCE (1) | PV | SUN |  | PHOTOVOLTAIC | 2012-05-24 | Massachusetts Electric Company | MEC | MA | 019 | SEMA | SEMA |  | 0.1 | 0 | 0 | 0
41806 | NM-PROPEL |  | NO RESOURCE (1) | PV | SUN |  | PHOTOVOLTAIC | 2012-06-01 | NSTAR Electric Company | NSTAR | MA | 011 | WMA | WCMA |  | 0.26 | 0 | 0 | 0
41807 | NM-PITTSFIELD WWTP |  | NO RESOURCE (1) | PV | SUN |  | PHOTOVOLTAIC | 2012-06-01 | NSTAR Electric Company | NSTAR | MA | 003 | WMA | WCMA |  | 1.5 | 0 | 0 | 0.601
41808 | NM-MASS DEP |  | NO RESOURCE (1) | PV | SUN |  | PHOTOVOLTAIC | 2012-06-01 | NSTAR Electric Company | NSTAR | MA | 013 | WMA | WCMA |  | 0.12 | 0 | 0 | 0.002
41810 | NM-FULL BLOOM MARKET |  | NO RESOURCE (1) | PV | SUN |  | PHOTOVOLTAIC | 2012-06-01 | NSTAR Electric Company | NSTAR | MA | 011 | WMA | WCMA |  | 0.1 | 0 | 0 | 0.026
41811 | NM-BERKSHIRE CC |  | NO RESOURCE (1) | PV | SUN |  | PHOTOVOLTAIC | 2012-06-01 | NSTAR Electric Company | NSTAR | MA | 003 | WMA | WCMA |  | 0.386 | 0 | 0 | 0
41816 | QUABOAG REGIONAL ELEM - PV |  | NO RESOURCE (1) | PV | SUN |  | PHOTOVOLTAIC | 2012-06-07 | Massachusetts Electric Company | MEC | MA | 027 | WMA | WCMA |  | 0.1 | 0 | 0 | 0.028
41819 | US PACK - PV |  | NO RESOURCE (1) | PV | SUN |  | PHOTOVOLTAIC | 2012-06-18 | Massachusetts Electric Company | MEC | MA | 027 | CMA/NEMA | WCMA |  | 0.2 | 0 | 0 | 0.024
41820 | EDMUND TALBOT MS - PV |  | NO RESOURCE (1) | PV | SUN |  | PHOTOVOLTAIC | 2012-06-18 | Massachusetts Electric Company | MEC | MA | 005 | SEMA | SEMA |  | 0.2 | 0 | 0 | 0.032
41821 | NEW ENGLAND TECH WIND |  | NO RESOURCE (1) | WT | WND |  | WIND TURBINE | 2012-06-19 | The Narragansett Electric Company | NEC | RI | 003 | RI | RI |  | 1 | 0 | 0 | 0
41822 | SOLTAS CBIS INC - PV |  | NO RESOURCE (1) | PV | SUN |  | PHOTOVOLTAIC | 2012-06-18 | Massachusetts Electric Company | MEC | MA | 027 | WMA | WCMA |  | 0.3 | 0 | 0 | 0
41827 | TOWN_OF_FAIRHAVEN_WT_ID1663 |  | NO RESOURCE (1) | WT | WND |  | WIND TURBINE | 2012-06-13 | NSTAR Electric Company | NSTAR | MA | 005 | SEMA | SEMA |  | 1.5 | 0.285 | 0.285 | 0.241
41828 | TOWN_OF_FAIRHAVEN_WT_ID1664 |  | NO RESOURCE (1) | WT | WND |  | WIND TURBINE | 2012-06-13 | NSTAR Electric Company | NSTAR | MA | 005 | SEMA | SEMA |  | 1.5 | 0.27 | 0.27 | 0.252
41829 | MWRA_ALFORD_ST_WT_ID1638 |  | NO RESOURCE (1) | WT | WND |  | WIND TURBINE | 2012-06-13 | NSTAR Electric Company | NSTAR | MA | 025 | BOSTON | NEMA |  | 1.5 | 0 | 0 | 0
41830 | TOWN_OF_KINGSTON_WT_ID1833 |  | NO RESOURCE (1) | WT | WND |  | WIND TURBINE | 2012-06-13 | NSTAR Electric Company | NSTAR | MA | 023 | SEMA | SEMA |  | 2 | 0.299 | 0.299 | 0
41833 | JEM ELECTRONIS PV |  | NO RESOURCE (1) | PV | SUN |  | PHOTOVOLTAIC | 2012-06-19 | Massachusetts Electric Company | MEC | MA | 021 | RI | SEMA |  | 0.214 | 0 | 0 | 0.023
41834 | CLARKE DISTRIBUTION PV |  | NO RESOURCE (1) | PV | SUN |  | PHOTOVOLTAIC | 2012-06-20 | Massachusetts Electric Company | MEC | MA | 027 | RI | SEMA |  | 0.375 | 0 | 0 | 0.049
41838 | WEST BROOKFIELD ELEM - PV |  | NO RESOURCE (1) | PV | SUN |  | PHOTOVOLTAIC | 2012-06-15 | Massachusetts Electric Company | MEC | MA | 027 | WMA | WCMA |  | 0.096 | 0 | 0 | 0.043
41839 | ARPIN ASSOCIATES - PV |  | NO RESOURCE (1) | PV | SUN |  | PHOTOVOLTAIC | 2012-06-19 | The Narragansett Electric Company | NEC | RI | 003 | RI | RI |  | 0.15 | 0 | 0 | 0
41840 | AERO MANUFACTURING |  | NO RESOURCE (1) | PV | SUN |  | PHOTOVOLTAIC | 2012-06-20 | Massachusetts Electric Company | MEC | MA | 009 | BOSTON | NEMA |  | 0.096 | 0 | 0 | 0
41841 | EXAJOULE FRANKLIN PV |  | NO RESOURCE (1) | PV | SUN |  | PHOTOVOLTAIC | 2012-06-19 | Massachusetts Electric Company | MEC | MA | 021 | RI | SEMA |  | 0.26 | 0 | 0 | 0.085
41842 | KB SOLAR LLC - PV |  | NO RESOURCE (1) | PV | SUN |  | PHOTOVOLTAIC | 2012-06-18 | Massachusetts Electric Company | MEC | MA | 027 | CMA/NEMA | WCMA |  | 0.25 | 0 | 0 | 0.109
41843 | NORTHEAST TREATERS |  | NO RESOURCE (1) | PV | SUN |  | PHOTOVOLTAIC | 2012-06-19 | Massachusetts Electric Company | MEC | MA | 015 | WMA | WCMA |  | 0.224 | 0 | 0 | 0.037
41844 | LOWELL TRANSIT MGMT PV |  | NO RESOURCE (1) | PV | SUN |  | PHOTOVOLTAIC | 2012-06-19 | Massachusetts Electric Company | MEC | MA | 017 | CMA/NEMA | WCMA |  | 0.5 | 0 | 0 | 0.082
41845 | TRADER JOES SAUGUS PV |  | NO RESOURCE (1) | PV | SUN |  | PHOTOVOLTAIC | 2012-06-19 | Massachusetts Electric Company | MEC | MA | 009 | BOSTON | NEMA |  | 0.225 | 0 | 0 | 0
41846 | KOLLMORGEN PV |  | NO RESOURCE (1) | PV | SUN |  | PHOTOVOLTAIC | 2012-06-26 | Massachusetts Electric Company | MEC | MA | 015 | WMA | WCMA |  | 0.21 | 0 | 0 | 0
41847 | FISHERMENS MEMORIAL PARK- WIND |  | NO RESOURCE (1) | WT | WND |  | WIND TURBINE | 2012-06-20 | The Narragansett Electric Company | NEC | RI | 009 | RI | RI |  | 0.1 | 0 | 0 | 0
41848 | SOLAR SHOP WHITINSVILLE - PV |  | NO RESOURCE (1) | PV | SUN |  | PHOTOVOLTAIC | 2012-06-21 | Massachusetts Electric Company | MEC | MA | 027 | RI | SEMA |  | 0.5 | 0 | 0 | 0.163
41856 | MASSASOIT COMMUNITY COLLEGE |  | NO RESOURCE (1) | PV | SUN |  | PHOTOVOLTAIC | 2012-06-21 | Massachusetts Electric Company | MEC | MA | 023 | SEMA | SEMA |  | 0.37 | 0 | 0 | 0
41857 | HI- GEAR (QF) |  | NO RESOURCE (1) | PV | SUN |  | PHOTOVOLTAIC | 2012-07-01 | Fitchburg Gas & Electric Light Company | FGE | MA | 027 | WMA | WCMA |  | 0.675 | 0 | 0 | 0.29
41863 | THE WHEELER SCHOOL |  | NO RESOURCE (1) | PV | SUN |  | PHOTOVOLTAIC | 2012-06-29 | Massachusetts Electric Company | MEC | MA | 005 | RI | SEMA |  | 0.1 | 0 | 0 | 0.019
41864 | NM-EHAMPTON MA LANDFILL |  | NO RESOURCE (1) | PV | SUN |  | PHOTOVOLTAIC | 2012-07-01 | NSTAR Electric Company | NSTAR | MA | 015 | WMA | WCMA | 58272 | 2 | 0 | 0 | 0.688
41866 | LOWES HOME CENTER QUINCY - PV |  | NO RESOURCE (1) | PV | SUN |  | PHOTOVOLTAIC | 2012-07-11 | Massachusetts Electric Company | MEC | MA | 021 | SEMA | SEMA |  | 0.34 | 0 | 0 | 0
41867 | SCITUATE TOWN OF WIND |  | NO RESOURCE (1) | WT | WND |  | WIND TURBINE | 2012-07-11 | Massachusetts Electric Company | MEC | MA | 023 | SEMA | SEMA |  | 1.5 | 0.291 | 0.291 | 0.179
41868 | AGREEN ENERGY (JORDAN DAIRY) |  | NO RESOURCE (1) | IC | OBG |  | BIO/REFUSE | 2012-07-16 | Massachusetts Electric Company | MEC | MA | 027 | WMA | WCMA |  | 0.6 | 0.158 | 0.158 | 0.131
41870 | EXAJOULE RENEWABLES PV |  | NO RESOURCE (1) | PV | SUN |  | PHOTOVOLTAIC | 2012-07-18 | Massachusetts Electric Company | MEC | MA | 017 | BOSTON | NEMA |  | 0.36 | 0 | 0 | 0.123
41871 | QUABBIN SOLAR - PV |  | NO RESOURCE (1) | PV | SUN |  | PHOTOVOLTAIC | 2012-07-18 | Massachusetts Electric Company | MEC | MA | 027 | WMA | WCMA |  | 1 | 0 | 0 | 0.343
41879 | WESTFORD SOLAR 1- PV | 38181 | WESTFORD SOLAR | PV | SUN |  | PHOTOVOLTAIC | 2012-07-18 | Massachusetts Electric Company | MEC | MA | 017 | CMA/NEMA | WCMA | 58534 | 1 | 0 | 0 | 0.384
41880 | WESTFORD SOLAR 2- PV | 38181 | WESTFORD SOLAR | PV | SUN |  | PHOTOVOLTAIC | 2012-07-18 | Massachusetts Electric Company | MEC | MA | 017 | CMA/NEMA | WCMA | 58534 | 1 | 0 | 0 | 0.37
41881 | TOWN OF SWAMPSCOTT HS - PV |  | NO RESOURCE (1) | PV | SUN |  | PHOTOVOLTAIC | 2012-07-18 | Massachusetts Electric Company | MEC | MA | 009 | BOSTON | NEMA |  | 0.35 | 0 | 0 | 0.148
41882 | NEXAMP CAP-NASHOBA VALLEY THS |  | NO RESOURCE (1) | PV | SUN |  | PHOTOVOLTAIC | 2012-07-10 | Massachusetts Electric Company | MEC | MA | 017 | CMA/NEMA | WCMA |  | 0.096 | 0 | 0 | 0
41921 | M&I REALTY JAMES ST - PV |  | NO RESOURCE (1) | PV | SUN |  | PHOTOVOLTAIC | 2012-07-23 | Massachusetts Electric Company | MEC | MA | 027 | WMA | WCMA |  | 0.2 | 0 | 0 | 0
41922 | LIGHTOLIER - WIND |  | NO RESOURCE (1) | WT | WND |  | WIND TURBINE | 2012-07-23 | Massachusetts Electric Company | MEC | MA | 005 | SEMA | SEMA |  | 2 | 0.267 | 0.267 | 0.074
41923 | BLACKCOMB SOLAR III-PV |  | NO RESOURCE (1) | PV | SUN |  | PHOTOVOLTAIC | 2012-07-23 | Massachusetts Electric Company | MEC | MA | 027 | RI | SEMA |  | 1 | 0 | 0 | 0.393
41924 | COREMARK-PV |  | NO RESOURCE (1) | PV | SUN |  | PHOTOVOLTAIC | 2012-07-23 | Massachusetts Electric Company | MEC | MA | 027 | RI | SEMA |  | 1 | 0 | 0 | 0.038
42041 | D.D. BEAN |  | NO RESOURCE (1) | HDR | WAT |  | HYDRO (DAILY CYCLE - RUN OF RIVER) | 2012-08-02 | Constellation NewEnergy, Inc. | CNE | NH | 005 | VT | NH |  | 0.027 | 0 | 0 | 0
42043 | SWANSEA WATER DISTRICT |  | NO RESOURCE (1) | PV | SUN |  | PHOTOVOLTAIC | 2012-08-06 | Massachusetts Electric Company | MEC | MA | 005 | RI | SEMA |  | 0.08 | 0 | 0 | 0
42045 | NM-GREENFIELD MA LANDFILL |  | NO RESOURCE (1) | PV | SUN |  | PHOTOVOLTAIC | 2012-08-01 | NSTAR Electric Company | NSTAR | MA | 011 | WMA | WCMA |  | 2 | 0 | 0 | 0.574
42046 | ST. MARYS HIGH SCHOOL |  | NO RESOURCE (1) | PV | SUN |  | PHOTOVOLTAIC | 2012-08-06 | Massachusetts Electric Company | MEC | MA | 009 | BOSTON | NEMA |  | 0.155 | 0 | 0 | 0
42048 | TANTASQUA HIGH- PV |  | NO RESOURCE (1) | PV | SUN |  | PHOTOVOLTAIC | 2012-08-13 | Massachusetts Electric Company | MEC | MA | 027 | WMA | WCMA |  | 0.586 | 0 | 0 | 0
42050 | PETE'S TIRE BARN |  | NO RESOURCE (1) | PV | SUN |  | PHOTOVOLTAIC | 2012-08-06 | Massachusetts Electric Company | MEC | MA | 011 | WMA | WCMA |  | 0.155 | 0 | 0 | 0.06
42083 | CANTON_LANDFILL_PV_ID1726 |  | NO RESOURCE (1) | PV | SUN |  | PHOTOVOLTAIC | 2012-08-23 | NSTAR Electric Company | NSTAR | MA | 021 | SEMA | SEMA |  | 3 | 0 | 0 | 2.017
42091 | QUABOAG REGIONAL HS - PV |  | NO RESOURCE (1) | PV | SUN |  | PHOTOVOLTAIC | 2012-08-27 | Massachusetts Electric Company | MEC | MA | 027 | WMA | WCMA |  | 0.096 | 0 | 0 | 0.042
42092 | TOWN OF SUTTON MA PV |  | NO RESOURCE (1) | PV | SUN |  | PHOTOVOLTAIC | 2012-08-27 | Massachusetts Electric Company | MEC | MA | 027 | CMA/NEMA | WCMA |  | 0.175 | 0 | 0 | 0
42104 | HYDEPARKSTORPV_ID1919 |  | NO RESOURCE (1) | PV | SUN |  | PHOTOVOLTAIC | 2012-09-01 | NSTAR Electric Company | NSTAR | MA | 025 | BOSTON | NEMA |  | 0.19 | 0 | 0 | 0.056
42105 | MILLST_NATICKPV_ID1818 |  | NO RESOURCE (1) | PV | SUN |  | PHOTOVOLTAIC | 2012-09-01 | NSTAR Electric Company | NSTAR | MA | 017 | BOSTON | NEMA |  | 0.202 | 0 | 0 | 0.07
42106 | SUBURBANATHLETIC2_ID1637 |  | NO RESOURCE (1) | PV | SUN |  | PHOTOVOLTAIC | 2012-09-01 | NSTAR Electric Company | NSTAR | MA | 017 | BOSTON | NEMA |  | 0.11 | 0 | 0 | 0.033
42107 | 4M_ALDRINRDPV_ID1856 |  | NO RESOURCE (1) | PV | SUN |  | PHOTOVOLTAIC | 2012-09-01 | NSTAR Electric Company | NSTAR | MA | 023 | SEMA | SEMA |  | 0.2 | 0 | 0 | 0.038
42108 | BROADWAY_RENEWABLE_ID1772 |  | NO RESOURCE (1) | PV | SUN |  | PHOTOVOLTAIC | 2012-09-01 | NSTAR Electric Company | NSTAR | MA | 023 | SEMA | SEMA |  | 0.907 | 0 | 0 | 0.324
42109 | COCHITUATERD_FRAMPV_ID1873 |  | NO RESOURCE (1) | PV | SUN |  | PHOTOVOLTAIC | 2012-09-01 | NSTAR Electric Company | NSTAR | MA | 017 | BOSTON | NEMA |  | 0.204 | 0 | 0 | 0.073
42110 | DOUGLAS_SCHOOLPV_ID1464 |  | NO RESOURCE (1) | PV | SUN |  | PHOTOVOLTAIC | 2012-09-01 | NSTAR Electric Company | NSTAR | MA | 017 | BOSTON | NEMA |  | 0.095 | 0 | 0 | 0.029
42111 | HYANNIS_SELF_STOR_ID1946 |  | NO RESOURCE (1) | PV | SUN |  | PHOTOVOLTAIC | 2012-09-01 | NSTAR Electric Company | NSTAR | MA | 001 | SEMA | SEMA |  | 0.475 | 0 | 0 | 0.176
42112 | POND_ST_ASHLAND_ID1736 |  | NO RESOURCE (1) | PV | SUN |  | PHOTOVOLTAIC | 2012-09-01 | NSTAR Electric Company | NSTAR | MA | 017 | BOSTON | NEMA |  | 0.5 | 0 | 0 | 0.157
42114 | PUMPKIN HILL | 1258 | BHE SMALL HYDRO COMPOSITE | HDR | WAT |  | HYDRO (DAILY CYCLE - RUN OF RIVER) | 1982-12-01 | Emera Maine | BHEC-I | ME | 019 | BHE | ME | 50699 | 2.087 | 0.677 | 0.677 | 0
42115 | GLC_ACUSHNETLLC_ID1821_1824 |  | NO RESOURCE (1) | PV | SUN |  | PHOTOVOLTAIC | 2012-09-01 | NSTAR Electric Company | NSTAR | MA | 023 | SEMA | SEMA |  | 3.5 | 0 | 0 | 1.77
42116 | DSD_REALTY_TRUST_ID1672 |  | NO RESOURCE (1) | PV | SUN |  | PHOTOVOLTAIC | 2012-09-01 | NSTAR Electric Company | NSTAR | MA | 005 | SEMA | SEMA |  | 1.72 | 0 | 0 | 0.476
42117 | CONST_SOLAR_NORFOLK_ID1846 |  | NO RESOURCE (1) | PV | SUN |  | PHOTOVOLTAIC | 2012-09-01 | NSTAR Electric Company | NSTAR | MA | 021 | RI | SEMA |  | 1.6 | 0 | 0 | 0.594
42118 | CONED_HIXVILLERD_ID1862 |  | NO RESOURCE (1) | PV | SUN |  | PHOTOVOLTAIC | 2012-09-01 | NSTAR Electric Company | NSTAR | MA | 005 | SEMA | SEMA |  | 2 | 0 | 0 | 0.955
42123 | KEZAR MIDDLE FALLS | 786 | KEZAR LEDGEMERE COMPOSITE | HDR | WAT |  | HYDRO (DAILY CYCLE - RUN OF RIVER) | 2012-10-01 | Power Supply Services, LLC | PSS | ME | 005 | SME | ME |  | 1.282 | 0.052 | 0.052 | 0
42135 | 18 PHOENIX PARK BLDG DEAST & F |  | NO RESOURCE (1) | PV | SUN |  | PHOTOVOLTAIC | 2012-09-27 | Massachusetts Electric Company | MEC | MA | 017 | CMA/NEMA | WCMA |  | 0.1 | 0 | 0 | 0
42136 | 18 PHOENIX PARK BLDG DEAST & J |  | NO RESOURCE (1) | PV | SUN |  | PHOTOVOLTAIC | 2012-09-27 | Massachusetts Electric Company | MEC | MA | 017 | CMA/NEMA | WCMA |  | 0.1 | 0 | 0 | 0
42137 | 18 PHOENIX PARK BLDG DWEST |  | NO RESOURCE (1) | PV | SUN |  | PHOTOVOLTAIC | 2012-09-27 | Massachusetts Electric Company | MEC | MA | 017 | CMA/NEMA | WCMA |  | 0.1 | 0 | 0 | 0
42149 | FAVORITE FOODS PV |  | NO RESOURCE (1) | PV | SUN |  | PHOTOVOLTAIC | 2012-10-01 | Public Service Company of New | PSNH | NH | 017 | NH | NH |  | 0.045 | 0 | 0 | 0
42155 | LEICESTER HS - BWAY RENEWABLE |  | NO RESOURCE (1) | PV | SUN |  | PHOTOVOLTAIC | 2012-10-19 | Massachusetts Electric Company | MEC | MA | 027 | WMA | WCMA |  | 0.175 | 0 | 0 | 0.013
42156 | UMASS LOWELL LEITCH HALL |  | NO RESOURCE (1) | PV | SUN |  | PHOTOVOLTAIC | 2012-10-16 | Massachusetts Electric Company | MEC | MA | 017 | CMA/NEMA | WCMA |  | 0.12 | 0 | 0 | 0
42158 | MOHAWK DRIVE CORPORATION |  | NO RESOURCE (1) | PV | SUN |  | PHOTOVOLTAIC | 2012-10-16 | Massachusetts Electric Company | MEC | MA | 027 | CMA/NEMA | WCMA |  | 0.113 | 0 | 0 | 0.024
42193 | TRUE NORTH ENERGY A | 38561 | TRUE NORTH | PV | SUN |  | PHOTOVOLTAIC | 2012-11-16 | Massachusetts Electric Company | MEC | MA | 009 | BOSTON | NEMA |  | 1 | 0 | 0 | 0.417
42194 | TRUE NORTH ENERGY B | 38561 | TRUE NORTH | PV | SUN |  | PHOTOVOLTAIC | 2012-11-16 | Massachusetts Electric Company | MEC | MA | 009 | BOSTON | NEMA |  | 1 | 0 | 0 | 0.362
42195 | TRUE NORTH ENERGY C | 38561 | TRUE NORTH | PV | SUN |  | PHOTOVOLTAIC | 2012-11-16 | Massachusetts Electric Company | MEC | MA | 009 | BOSTON | NEMA |  | 0.75 | 0 | 0 | 0.344
42196 | TRUE NORTH ENERGY D | 38561 | TRUE NORTH | PV | SUN |  | PHOTOVOLTAIC | 2012-11-16 | Massachusetts Electric Company | MEC | MA | 009 | BOSTON | NEMA |  | 1 | 0.002 | 0.002 | 0.023
42197 | TRUE NORTH ENERGY E | 38561 | TRUE NORTH | PV | SUN |  | PHOTOVOLTAIC | 2012-11-16 | Massachusetts Electric Company | MEC | MA | 009 | BOSTON | NEMA |  | 1 | 0 | 0 | 0.383
42201 | MATTHEW KUSS MS |  | NO RESOURCE (1) | PV | SUN |  | PHOTOVOLTAIC | 2012-11-07 | Massachusetts Electric Company | MEC | MA | 005 | SEMA | SEMA |  | 0.135 | 0 | 0 | 0
42202 | DR AMP 100 AMES POND - PV |  | NO RESOURCE (1) | PV | SUN |  | PHOTOVOLTAIC | 2012-11-07 | Massachusetts Electric Company | MEC | MA | 017 | CMA/NEMA | WCMA |  | 0.082 | 0 | 0 | 0.028
42203 | WESTFORD SOLAR 3 - PV | 38181 | WESTFORD SOLAR | PV | SUN |  | PHOTOVOLTAIC | 2012-11-08 | Massachusetts Electric Company | MEC | MA | 017 | CMA/NEMA | WCMA | 58534 | 1 | 0 | 0 | 0.383
42204 | BPV LOWELL |  | NO RESOURCE (1) | PV | SUN |  | PHOTOVOLTAIC | 2012-11-08 | Massachusetts Electric Company | MEC | MA | 017 | CMA/NEMA | WCMA |  | 0.19 | 0 | 0 | 0
42205 | SALEM STATE UNIVERSITY |  | NO RESOURCE (1) | PV | SUN |  | PHOTOVOLTAIC | 2012-11-09 | Massachusetts Electric Company | MEC | MA | 009 | BOSTON | NEMA |  | 0.164 | 0 | 0 | 0
42212 | DR AMP 200 AMES POND - PV |  | NO RESOURCE (1) | PV | SUN |  | PHOTOVOLTAIC | 2012-11-07 | Massachusetts Electric Company | MEC | MA | 017 | CMA/NEMA | WCMA |  | 0.095 | 0 | 0 | 0.027
42213 | CUMMINGS PROPERTY E GAR |  | NO RESOURCE (1) | PV | SUN |  | PHOTOVOLTAIC | 2012-11-08 | Massachusetts Electric Company | MEC | MA | 009 | BOSTON | NEMA |  | 0.19 | 0 | 0 | 0.032
42214 | ORCHARD MADE PRODUCTS |  | NO RESOURCE (1) | PV | SUN |  | PHOTOVOLTAIC | 2012-11-09 | Massachusetts Electric Company | MEC | MA | 009 | BOSTON | NEMA |  | 0.19 | 0 | 0 | 0
42344 | CAMELOT_WIND_ID1240 |  | NO RESOURCE (1) | WT | WND |  | WIND TURBINE | 2012-12-01 | NSTAR Electric Company | NSTAR | MA | 023 | SEMA | SEMA |  | 1.5 | 0.22 | 0.22 | 0.16
42346 | 3 RIVERS PALMER-SPRINGFLD-PV |  | NO RESOURCE (1) | PV | SUN |  | PHOTOVOLTAIC | 2012-12-05 | Massachusetts Electric Company | MEC | MA | 013 | WMA | WCMA |  | 0.582 | 0 | 0 | 0
42347 | CONSTELLATION SOLAR-UXBRG-PV |  | NO RESOURCE (1) | PV | SUN |  | PHOTOVOLTAIC | 2012-12-05 | Massachusetts Electric Company | MEC | MA | 027 | RI | SEMA | 57941 | 2 | 0 | 0 | 0.879
42349 | 15 UNION SOLAR LLC-LAWRENCE-PV |  | NO RESOURCE (1) | PV | SUN |  | PHOTOVOLTAIC | 2012-12-04 | Massachusetts Electric Company | MEC | MA | 009 | BOSTON | NEMA |  | 0.49 | 0 | 0 | 0.021
42350 | BARRETT-FRANKLIN-SOLAR | 38655 | BARRETT DISTRIBUTION - FRANKLIN SOLAR | PV | SUN |  | PHOTOVOLTAIC | 2012-12-05 | Massachusetts Electric Company | MEC | MA | 021 | RI | SEMA |  | 0.5 | 0 | 0 | 0.22
42351 | OMA GROUP-CHARLTON-PV |  | NO RESOURCE (1) | PV | SUN |  | PHOTOVOLTAIC | 2012-12-04 | Massachusetts Electric Company | MEC | MA | 027 | WMA | WCMA |  | 1 | 0 | 0 | 0.388
42352 | OSG SOLAR 1-ORANGE-PV |  | NO RESOURCE (1) | PV | SUN |  | PHOTOVOLTAIC | 2012-12-06 | Massachusetts Electric Company | MEC | MA | 011 | WMA | WCMA |  | 1 | 0 | 0 | 0.284
42353 | OSG SOLAR 2-ORANGE-PV |  | NO RESOURCE (1) | PV | SUN |  | PHOTOVOLTAIC | 2012-12-06 | Massachusetts Electric Company | MEC | MA | 011 | WMA | WCMA |  | 1 | 0 | 0 | 0.369
42354 | OSG SOLAR 3-ORANGE-PV |  | NO RESOURCE (1) | PV | SUN |  | PHOTOVOLTAIC | 2012-12-06 | Massachusetts Electric Company | MEC | MA | 011 | WMA | WCMA |  | 0.75 | 0 | 0 | 0.189
42355 | CIL CEDAR-MARLBORO-PV |  | NO RESOURCE (1) | PV | SUN |  | PHOTOVOLTAIC | 2012-12-07 | Massachusetts Electric Company | MEC | MA | 017 | CMA/NEMA | WCMA |  | 0.433 | 0 | 0 | 0.027
42356 | LEEWOOD SWIX-HAVERHILL-PV |  | NO RESOURCE (1) | PV | SUN |  | PHOTOVOLTAIC | 2012-12-10 | Massachusetts Electric Company | MEC | MA | 009 | BOSTON | NEMA |  | 0.496 | 0.008 | 0.008 | 0
42357 | UP BLACKSTONE WWTP-MILLBURY-PV |  | NO RESOURCE (1) | PV | SUN |  | PHOTOVOLTAIC | 2012-12-10 | Massachusetts Electric Company | MEC | MA | 027 | CMA/NEMA | WCMA |  | 0.3 | 0 | 0 | 0.064
42359 | FOREKICKS-MARLBORO-PV |  | NO RESOURCE (1) | PV | SUN |  | PHOTOVOLTAIC | 2012-12-11 | Massachusetts Electric Company | MEC | MA | 017 | CMA/NEMA | WCMA |  | 0.27 | 0 | 0 | 0.047
42360 | 35 LYMAN LLC-NORTHBORO-PV |  | NO RESOURCE (1) | PV | SUN |  | PHOTOVOLTAIC | 2012-12-11 | Massachusetts Electric Company | MEC | MA | 027 | CMA/NEMA | WCMA |  | 0.285 | 0 | 0 | 0.073
42364 | CAPITAL GROUP-SOUTHBORO-PV |  | NO RESOURCE (1) | PV | SUN |  | PHOTOVOLTAIC | 2012-12-14 | Massachusetts Electric Company | MEC | MA | 027 | CMA/NEMA | WCMA |  | 1 | 0 | 0 | 0.321
42365 | LOFT 27-LOWELL-PV |  | NO RESOURCE (1) | PV | SUN |  | PHOTOVOLTAIC | 2012-12-14 | Massachusetts Electric Company | MEC | MA | 017 | CMA/NEMA | WCMA |  | 0.275 | 0 | 0 | 0.072
42366 | SOLTAS SPECTOR-LAWRENCE-PV |  | NO RESOURCE (1) | PV | SUN |  | PHOTOVOLTAIC | 2012-12-17 | Massachusetts Electric Company | MEC | MA | 009 | CMA/NEMA | WCMA |  | 0.3 | 0 | 0 | 0.128
42375 | DEXTER 1 | 392 | DEXTER | CC | NG | DFO | GAS/OIL COMBINED CYCLE | 1990-05-01 | Emera Energy Services Subsidiary No. 4 LLC | EES4 | CT | 003 | CT | CT | 10567 | 57 | 39.965 | 39.965 | 39.836
42376 | DEXTER 2 | 392 | DEXTER | CC | NG |  | GAS COMBINED CYCLE | 1990-05-01 | Emera Energy Services Subsidiary No. 4 LLC | EES4 | CT | 003 | CT | CT | 10567 | 19 | 5.035 | 5.035 | 4.666
42385 | CORNER BROOK-MILFORD-PV |  | NO RESOURCE (1) | PV | SUN |  | PHOTOVOLTAIC | 2012-12-24 | Massachusetts Electric Company | MEC | MA | 027 | RI | SEMA |  | 0.155 | 0 | 0 | 0.044
42394 | WINDENERGYDEV-NKINGSTOWN-WIND |  | NO RESOURCE (1) | WT | WND |  | WIND TURBINE | 2013-01-02 | The Narragansett Electric Company | NEC | RI | 009 | RI | RI |  | 1.5 | 0.208 | 0.208 | 0.122
42411 | EXTRA SPACE-PLAINVILLE-PV |  | NO RESOURCE (1) | PV | SUN |  | PHOTOVOLTAIC | 2013-01-14 | Massachusetts Electric Company | MEC | MA | 021 | RI | SEMA |  | 0.143 | 0 | 0 | 0.024
42412 | EXTRA SPACE-SAUGUS-PV |  | NO RESOURCE (1) | PV | SUN |  | PHOTOVOLTAIC | 2013-01-16 | Massachusetts Electric Company | MEC | MA | 009 | BOSTON | NEMA |  | 0.162 | 0 | 0 | 0.024
42413 | 35 LYMAN LLC - ACTIVE |  | NO RESOURCE (1) | PV | SUN |  | PHOTOVOLTAIC | 2013-01-14 | Massachusetts Electric Company | MEC | MA | 027 | CMA/NEMA | WCMA |  | 0.19 | 0 | 0 | 0.024
42414 | NE ELECTRO-FALL RIVER-PV |  | NO RESOURCE (1) | PV | SUN |  | PHOTOVOLTAIC | 2013-01-11 | Massachusetts Electric Company | MEC | MA | 005 | SEMA | SEMA |  | 0.19 | 0 | 0 | 0.006
42424 | IPSWICH WIND II | 38437 | IPSWICH WIND II | WT | WND |  | WIND TURBINE | 2013-01-09 | Ipswich Municipal Light Department | IMLD | MA | 009 | BOSTON | NEMA |  | 2 | 0.249 | 0.249 | 0.02
42431 | SOLECT PLUMBING-NORWELL-PV |  | NO RESOURCE (1) | PV | SUN |  | PHOTOVOLTAIC | 2013-01-11 | Massachusetts Electric Company | MEC | MA | 023 | SEMA | SEMA |  | 0.2 | 0 | 0 | 0.034
42432 | VAUGHN CORP-SALISBURY-PV |  | NO RESOURCE (1) | PV | SUN |  | PHOTOVOLTAIC | 2013-01-11 | Massachusetts Electric Company | MEC | MA | 009 | BOSTON | NEMA |  | 0.19 | 0 | 0 | 0.02
42433 | BETHANY CHURCH-MENDON-PV |  | NO RESOURCE (1) | PV | SUN |  | PHOTOVOLTAIC | 2013-01-14 | Massachusetts Electric Company | MEC | MA | 027 | RI | SEMA |  | 0.15 | 0 | 0 | 0.012
42438 | EXTRA SPACE-NORTHBORO-PV |  | NO RESOURCE (1) | PV | SUN |  | PHOTOVOLTAIC | 2013-01-18 | Massachusetts Electric Company | MEC | MA | 027 | CMA/NEMA | WCMA |  | 0.155 | 0 | 0 | 0.029
42439 | CITY OF BROCKTON-SWANSEA-PV1 |  | NO RESOURCE (1) | PV | SUN |  | PHOTOVOLTAIC | 2013-01-18 | Massachusetts Electric Company | MEC | MA | 005 | SEMA | SEMA |  | 1 | 0 | 0 | 0.459
42440 | CITY OF BROCKTON-SWANSEA-PV2 |  | NO RESOURCE (1) | PV | SUN |  | PHOTOVOLTAIC | 2013-01-18 | Massachusetts Electric Company | MEC | MA | 005 | SEMA | SEMA |  | 1 | 0 | 0 | 0.684
42443 | WAL-MART LUN (PV) |  | NO RESOURCE (1) | PV | SUN |  | PHOTOVOLTAIC | 2013-01-23 | Fitchburg Gas & Electric Light Company | FGE | MA | 027 | WMA | WCMA |  | 0.3 | 0 | 0 | 0
42444 | MRTA (PV) |  | NO RESOURCE (1) | PV | SUN |  | PHOTOVOLTAIC | 2013-01-23 | Fitchburg Gas & Electric Light Company | FGE | MA | 027 | WMA | WCMA |  | 0.135 | 0 | 0 | 0.013
42448 | CITY OF GLOUCESTER 1 - WIND |  | NO RESOURCE (1) | WT | WND |  | WIND TURBINE | 2013-02-06 | Massachusetts Electric Company | MEC | MA | 009 | BOSTON | NEMA |  | 2 | 0.112 | 0.112 | 0.153
42449 | CITY OF GLOUCESTER 2 - WIND |  | NO RESOURCE (1) | WT | WND |  | WIND TURBINE | 2013-02-06 | Massachusetts Electric Company | MEC | MA | 009 | BOSTON | NEMA |  | 2 | 0 | 0 | 0.128
42482 | CITY_OF_WALTHAM_PV_ID1805 |  | NO RESOURCE (1) | PV | SUN |  | PHOTOVOLTAIC | 2013-02-15 | NSTAR Electric Company | NSTAR | MA | 017 | BOSTON | NEMA |  | 0.193 | 0 | 0 | 0.063
42483 | FIRST_HIGHLAND_PV_ID2021 |  | NO RESOURCE (1) | PV | SUN |  | PHOTOVOLTAIC | 2013-02-15 | NSTAR Electric Company | NSTAR | MA | 025 | BOSTON | NEMA |  | 0.975 | 0 | 0 | 0.336
42484 | UNITEDSALVAGE_PV_ID1966 |  | NO RESOURCE (1) | PV | SUN |  | PHOTOVOLTAIC | 2013-02-15 | NSTAR Electric Company | NSTAR | MA | 017 | BOSTON | NEMA |  | 0.808 | 0 | 0 | 0.104
42485 | SOLCHEMY_PV_ID1969 |  | NO RESOURCE (1) | PV | SUN |  | PHOTOVOLTAIC | 2013-02-15 | NSTAR Electric Company | NSTAR | MA | 007 | SEMA | SEMA |  | 0.293 | 0 | 0 | 0.106
42486 | AIRPORT_WAY_PV_ID1875 |  | NO RESOURCE (1) | PV | SUN |  | PHOTOVOLTAIC | 2013-02-15 | NSTAR Electric Company | NSTAR | MA | 001 | SEMA | SEMA |  | 1.238 | 0 | 0 | 0.56
42487 | BILL_BENNETT_PV_ID1967 |  | NO RESOURCE (1) | PV | SUN |  | PHOTOVOLTAIC | 2013-02-15 | NSTAR Electric Company | NSTAR | MA | 007 | SEMA | SEMA |  | 0.593 | 0 | 0 | 0.353
42495 | VARIANSEMICON-GLOUCESTER-WT |  | NO RESOURCE (1) | WT | WND |  | WIND TURBINE | 2013-02-21 | Massachusetts Electric Company | MEC | MA | 009 | BOSTON | NEMA |  | 2.5 | 0 | 0 | 0
42496 | HANOVER SOLAR-LEICESTER-PV |  | NO RESOURCE (1) | PV | SUN |  | PHOTOVOLTAIC | 2013-02-22 | Massachusetts Electric Company | MEC | MA | 027 | WMA | WCMA |  | 1 | 0 | 0 | 0.34
42497 | WESTFORD SOLAR 4- PV | 38181 | WESTFORD SOLAR | PV | SUN |  | PHOTOVOLTAIC | 2013-02-21 | Massachusetts Electric Company | MEC | MA | 017 | CMA/NEMA | WCMA | 58534 | 1 | 0 | 0 | 0.393
42504 | BERKSHIRE SREG-GT BARRGTN-PV |  | NO RESOURCE (1) | PV | SUN |  | PHOTOVOLTAIC | 2013-02-25 | Massachusetts Electric Company | MEC | MA | 003 | WMA | WCMA |  | 0.082 | 0 | 0 | 0
42505 | CUMMINGS 1000-BEVERLY-PV |  | NO RESOURCE (1) | PV | SUN |  | PHOTOVOLTAIC | 2013-02-28 | Massachusetts Electric Company | MEC | MA | 009 | BOSTON | NEMA |  | 0.19 | 0 | 0 | 0.075
42597 | GPT JACLEN-BEVERLY-CHP |  | NO RESOURCE (1) | IC | NG |  | GAS INTERNAL COMBUSTION | 2013-03-26 | Massachusetts Electric Company | MEC | MA | 009 | BOSTON | NEMA |  | 0.075 | 0 | 0 | 0
42598 | NEW BARRE HYDRO | 852 | SOUTH BARRE HYDRO | HDR | WAT |  | HYDRO (DAILY CYCLE - RUN OF RIVER) | 2013-04-02 | Massachusetts Municipal Wholesale Electric Company | MMWEC | MA | 027 | WMA | WCMA |  | 0.1 | 0.084 | 0.084 | 0
42599 | MAPREMCT-97GREEN-02035-PV |  | NO RESOURCE (1) | PV | SUN |  | PHOTOVOLTAIC | 2013-04-04 | Massachusetts Electric Company | MEC | MA | 021 | RI | SEMA |  | 0.3 | 0 | 0 | 0.027
42600 | HOOSACVALREG-0ORCHARD-01225-PV |  | NO RESOURCE (1) | PV | SUN |  | PHOTOVOLTAIC | 2013-04-04 | Massachusetts Electric Company | MEC | MA | 003 | WMA | WCMA |  | 0.45 | 0 | 0 | 0.058
42601 | CARLSTROMPM-65FISHER-0158-PV |  | NO RESOURCE (1) | PV | SUN |  | PHOTOVOLTAIC | 2013-04-04 | Massachusetts Electric Company | MEC | MA | 027 | CMA/NEMA | WCMA |  | 0.6 | 0 | 0 | 0.162
42602 | KEYPOLYMER-1 JACOB-01843-PV |  | NO RESOURCE (1) | PV | SUN |  | PHOTOVOLTAIC | 2013-04-05 | Massachusetts Electric Company | MEC | MA | 009 | CMA/NEMA | WCMA |  | 0.6 | 0 | 0 | 0.077
42603 | BARRE1-750BARRE-01005-PV |  | NO RESOURCE (1) | PV | SUN |  | PHOTOVOLTAIC | 2013-04-05 | Massachusetts Electric Company | MEC | MA | 027 | WMA | WCMA |  | 0.8 | 0 | 0 | 0.244
42611 | AUBUCHON-95AUBUCHON-01473-PV |  | NO RESOURCE (1) | PV | SUN |  | PHOTOVOLTAIC | 2013-04-10 | Massachusetts Electric Company | MEC | MA | 027 | CMA/NEMA | WCMA |  | 0.5 | 0 | 0 | 0.164
42612 | NPPDEVELOP-370PATRIOT-02035-PV |  | NO RESOURCE (1) | PV | SUN |  | PHOTOVOLTAIC | 2013-04-10 | Massachusetts Electric Company | MEC | MA | 021 | RI | SEMA |  | 0.495 | 0 | 0 | 0.206
42613 | AMERICOLD-0PEW-01930-PV |  | NO RESOURCE (1) | PV | SUN |  | PHOTOVOLTAIC | 2013-04-10 | Massachusetts Electric Company | MEC | MA | 009 | BOSTON | NEMA |  | 0.45 | 0 | 0 | 0
42631 | CABRAL-247BAKER-02777-PV |  | NO RESOURCE (1) | PV | SUN |  | PHOTOVOLTAIC | 2013-04-12 | Massachusetts Electric Company | MEC | MA | 005 | SEMA | SEMA |  | 0.5 | 0 | 0 | 0.158
42632 | ALPHA GRAINGER-02038PV250NM |  | NO RESOURCE (1) | PV | SUN |  | PHOTOVOLTAIC | 2013-04-12 | Massachusetts Electric Company | MEC | MA | 021 | RI | SEMA |  | 0.25 | 0 | 0 | 0
42633 | NORTHBORSPORTS-01532PV300NM |  | NO RESOURCE (1) | PV | SUN |  | PHOTOVOLTAIC | 2013-04-12 | Massachusetts Electric Company | MEC | MA | 027 | CMA/NEMA | WCMA |  | 0.3 | 0 | 0 | 0.057
42641 | NATICKMEMORIALSCHOOL_PV_ID1892 |  | NO RESOURCE (1) | PV | SUN |  | PHOTOVOLTAIC | 2013-04-22 | NSTAR Electric Company | NSTAR | MA | 017 | BOSTON | NEMA |  | 0.14 | 0 | 0 | 0.032
42812 | PEGASUS_PV_ID1809 |  | NO RESOURCE (1) | PV | SUN |  | PHOTOVOLTAIC | 2013-05-01 | NSTAR Electric Company | NSTAR | MA | 005 | SEMA | SEMA |  | 1 | 0 | 0 | 0.402
42813 | BIG Y FOODS-02038PV250NM |  | NO RESOURCE (1) | PV | SUN |  | PHOTOVOLTAIC | 2013-05-01 | Massachusetts Electric Company | MEC | MA | 021 | RI | SEMA |  | 0.25 | 0 | 0 | 0
42814 | SWANSEA REALTY-02777PV315NM |  | NO RESOURCE (1) | PV | SUN |  | PHOTOVOLTAIC | 2013-05-01 | Massachusetts Electric Company | MEC | MA | 005 | RI | SEMA |  | 0.315 | 0 | 0 | 0
42815 | WILLETTE REALTY-02762PV225NM |  | NO RESOURCE (1) | PV | SUN |  | PHOTOVOLTAIC | 2013-05-02 | Massachusetts Electric Company | MEC | MA | 021 | RI | SEMA |  | 0.225 | 0 | 0 | 0.036
42817 | IKEA 158-0223PV520NM |  | NO RESOURCE (1) | PV | SUN |  | PHOTOVOLTAIC | 2013-05-06 | Massachusetts Electric Company | MEC | MA | 021 | SEMA | SEMA |  | 0.52 | 0 | 0 | 0
42819 | CUMMINGS PROP 1-0195PV224NM |  | NO RESOURCE (1) | PV | SUN |  | PHOTOVOLTAIC | 2013-05-06 | Massachusetts Electric Company | MEC | MA | 009 | BOSTON | NEMA |  | 0.224 | 0 | 0 | 0.03
42820 | CUMMINGS PROP 2-01915PV224NM |  | NO RESOURCE (1) | PV | SUN |  | PHOTOVOLTAIC | 2013-05-08 | Massachusetts Electric Company | MEC | MA | 009 | BOSTON | NEMA |  | 0.224 | 0 | 0 | 0.066
42821 | GLC-MA ACUSHNET_PV_ID2109 |  | NO RESOURCE (1) | PV | SUN |  | PHOTOVOLTAIC | 2013-05-01 | NSTAR Electric Company | NSTAR | MA | 005 | SEMA | SEMA |  | 0.649 | 0 | 0 | 0.245
42822 | CARDINAL SHOE-01840PV250NM |  | NO RESOURCE (1) | PV | SUN |  | PHOTOVOLTAIC | 2013-05-02 | Massachusetts Electric Company | MEC | MA | 009 | CMA/NEMA | WCMA |  | 0.25 | 0 | 0 | 0.03
42823 | WALDEN LIBERTY-02038PV231NM |  | NO RESOURCE (1) | PV | SUN |  | PHOTOVOLTAIC | 2013-05-06 | Massachusetts Electric Company | MEC | MA | 021 | RI | SEMA |  | 0.231 | 0 | 0 | 0.044
42893 | BISCO FALLS HYDRO |  | NO RESOURCE (1) | HDR | WAT |  | HYDRO (DAILY CYCLE - RUN OF RIVER) | 2013-05-08 | Union Atlantic Electricity | UNION | ME | 017 | ME | ME |  | 0.093 | 0.029 | 0.029 | 0
43256 | SANDYWOODS-02878WT275NM |  | NO RESOURCE (1) | WT | WND |  | WIND TURBINE | 2013-05-17 | The Narragansett Electric Company | NEC | RI | 005 | SEMA | RI |  | 0.275 | 0 | 0 | 0
43257 | LEICESTER MS C-01524PV100NM |  | NO RESOURCE (1) | PV | SUN |  | PHOTOVOLTAIC | 2013-05-20 | Massachusetts Electric Company | MEC | MA | 027 | WMA | WCMA |  | 0.1 | 0 | 0 | 0.02
43262 | BERKSHIRE SCHL-01257PV1750NM |  | NO RESOURCE (1) | PV | SUN |  | PHOTOVOLTAIC | 2013-05-16 | Massachusetts Electric Company | MEC | MA | 003 | WMA | WCMA |  | 1.76 | 0 | 0 | 0
43263 | JF WHITE-02702PV86NM |  | NO RESOURCE (1) | PV | SUN |  | PHOTOVOLTAIC | 2013-05-16 | Massachusetts Electric Company | MEC | MA | 021 | SEMA | SEMA |  | 0.086 | 0 | 0 | 0.008
43267 | PLANET SUBARU-02339PV75NM |  | NO RESOURCE (1) | PV | SUN |  | PHOTOVOLTAIC | 2013-05-17 | Massachusetts Electric Company | MEC | MA | 023 | RI | SEMA |  | 0.075 | 0 | 0 | 0
43269 | SIGN DESIGN-02301PV95NM |  | NO RESOURCE (1) | PV | SUN |  | PHOTOVOLTAIC | 2013-05-17 | Massachusetts Electric Company | MEC | MA | 023 | SEMA | SEMA |  | 0.095 | 0 | 0 | 0
43270 | LEICESTER MS A-01524PV100NM |  | NO RESOURCE (1) | PV | SUN |  | PHOTOVOLTAIC | 2013-05-20 | Massachusetts Electric Company | MEC | MA | 027 | WMA | WCMA |  | 0.1 | 0 | 0 | 0.021
43409 | GLC-MA ACUSHNET_PV_ID1827 |  | NO RESOURCE (1) | PV | SUN |  | PHOTOVOLTAIC | 2013-05-23 | NSTAR Electric Company | NSTAR | MA | 005 | SEMA | SEMA |  | 1.304 | 0 | 0 | 0.486
43411 | S BARRE-01005PV800NM |  | NO RESOURCE (1) | PV | SUN |  | PHOTOVOLTAIC | 2013-05-29 | Massachusetts Electric Company | MEC | MA | 027 | WMA | WCMA |  | 0.8 | 0 | 0 | 0.279
43416 | MIG ACTON-01581PV260NM |  | NO RESOURCE (1) | PV | SUN |  | PHOTOVOLTAIC | 2013-06-12 | Massachusetts Electric Company | MEC | MA | 027 | CMA/NEMA | WCMA |  | 0.26 | 0 | 0 | 0.031
43417 | WORCESTER SCHL-01602PV135NM |  | NO RESOURCE (1) | PV | SUN |  | PHOTOVOLTAIC | 2013-06-12 | Massachusetts Electric Company | MEC | MA | 027 | CMA/NEMA | WCMA |  | 0.135 | 0 | 0 | 0
43418 | FALLON AMB-02169PV116NM |  | NO RESOURCE (1) | PV | SUN |  | PHOTOVOLTAIC | 2013-06-12 | Massachusetts Electric Company | MEC | MA | 021 | SEMA | SEMA |  | 0.116 | 0 | 0 | 0
43420 | BANNER MOLD-01453PV111NM |  | NO RESOURCE (1) | PV | SUN |  | PHOTOVOLTAIC | 2013-06-14 | Massachusetts Electric Company | MEC | MA | 027 | WMA | WCMA |  | 0.111 | 0 | 0 | 0
43422 | EPG SOLAR 1 - 01550PV1500NM |  | NO RESOURCE (1) | PV | SUN |  | PHOTOVOLTAIC | 2013-06-12 | Massachusetts Electric Company | MEC | MA | 027 | WMA | WCMA |  | 1.5 | 0 | 0 | 0.517
43423 | EPG SOLAR 2 - 01550PV1500NM |  | NO RESOURCE (1) | PV | SUN |  | PHOTOVOLTAIC | 2013-06-12 | Massachusetts Electric Company | MEC | MA | 027 | WMA | WCMA |  | 1.5 | 0 | 0 | 0.584
43424 | PINGREE SCHL - 01982PV200NM |  | NO RESOURCE (1) | PV | SUN |  | PHOTOVOLTAIC | 2013-06-14 | Massachusetts Electric Company | MEC | MA | 009 | BOSTON | NEMA |  | 0.2 | 0 | 0 | 0.001
43425 | NPP DEV - 02035PV125NM |  | NO RESOURCE (1) | PV | SUN |  | PHOTOVOLTAIC | 2013-06-14 | Massachusetts Electric Company | MEC | MA | 021 | RI | SEMA |  | 0.125 | 0 | 0 | 0.038
43426 | ABBOTT MILL - 01886PV235NM |  | NO RESOURCE (1) | PV | SUN |  | PHOTOVOLTAIC | 2013-06-17 | Massachusetts Electric Company | MEC | MA | 017 | CMA/NEMA | WCMA |  | 0.235 | 0 | 0 | 0.085
43489 | BOST SCIENT-02171PV1100NM |  | NO RESOURCE (1) | PV | SUN |  | PHOTOVOLTAIC | 2013-07-03 | Massachusetts Electric Company | MEC | MA | 021 | SEMA | SEMA |  | 1.1 | 0 | 0 | 0
43491 | 146 CAMPANELLI-02072PV332NM |  | NO RESOURCE (1) | PV | SUN |  | PHOTOVOLTAIC | 2013-07-03 | Massachusetts Electric Company | MEC | MA | 021 | SEMA | SEMA |  | 0.332 | 0 | 0 | 0.106
43492 | NARR BAY - 02903WT4500NM |  | NO RESOURCE (1) | WT | WND |  | WIND TURBINE | 2013-07-09 | The Narragansett Electric Company | NEC | RI | 007 | RI | RI |  | 4.5 | 0 | 0 | 0
43509 | DOUGLAS SOLAR-01516PV2000NM |  | NO RESOURCE (1) | PV | SUN |  | PHOTOVOLTAIC | 2013-07-15 | Massachusetts Electric Company | MEC | MA | 027 | RI | SEMA |  | 2 | 0 | 0 | 0.915
43510 | SANDF MGMNT-02725PV623NM |  | NO RESOURCE (1) | PV | SUN |  | PHOTOVOLTAIC | 2013-07-15 | Massachusetts Electric Company | MEC | MA | 005 | RI | SEMA |  | 0.623 | 0 | 0 | 0.149
43512 | WEST GREENWICH - 02817PV2000DG | 38834 | DGSC PV1666_179 PLAIN MEETING HOUSE RD_WEST GREENWICH | PV | SUN |  | PHOTOVOLTAIC | 2013-07-18 | The Narragansett Electric Company | NEC | RI | 003 | RI | RI |  | 2 | 0 | 0 | 0.8
43527 | STUART THOMAS - 02842PV500DG | 38833 | DGSC PV405_28 JACOME WAY_MIDDLETOWN | PV | SUN |  | PHOTOVOLTAIC | 2013-07-18 | The Narragansett Electric Company | NEC | RI | 005 | SEMA | RI |  | 0.5 | 0 | 0 | 0.039
43528 | EXTRA SPC MGMT-02035PV102NM |  | NO RESOURCE (1) | PV | SUN |  | PHOTOVOLTAIC | 2013-07-22 | Massachusetts Electric Company | MEC | MA | 021 | RI | SEMA |  | 0.102 | 0 | 0 | 0.019
43529 | CREEDON AND CO-01604PV110NM |  | NO RESOURCE (1) | PV | SUN |  | PHOTOVOLTAIC | 2013-07-22 | Massachusetts Electric Company | MEC | MA | 027 | CMA/NEMA | WCMA |  | 0.11 | 0 | 0 | 0.004
43531 | 28 HASTINGS - 01756PV100NM |  | NO RESOURCE (1) | PV | SUN |  | PHOTOVOLTAIC | 2013-07-22 | Massachusetts Electric Company | MEC | MA | 027 | RI | SEMA |  | 0.1 | 0 | 0 | 0.033
43556 | CALLAHAN - 02324PV110NM |  | NO RESOURCE (1) | PV | SUN |  | PHOTOVOLTAIC | 2013-08-05 | Massachusetts Electric Company | MEC | MA | 023 | SEMA | SEMA |  | 0.11 | 0 | 0 | 0
43557 | BRDGWTR RECYCLE-02324PV96NM |  | NO RESOURCE (1) | PV | SUN |  | PHOTOVOLTAIC | 2013-08-05 | Massachusetts Electric Company | MEC | MA | 023 | SEMA | SEMA |  | 0.096 | 0 | 0 | 0.039
43558 | COMMERCE GRN-02339PV100NM |  | NO RESOURCE (1) | PV | SUN |  | PHOTOVOLTAIC | 2013-08-05 | Massachusetts Electric Company | MEC | MA | 023 | SEMA | SEMA |  | 0.1 | 0 | 0 | 0.041
43572 | JDH_SOLAR_SYSTEMS_PV_2221 |  | NO RESOURCE (1) | PV | SUN |  | PHOTOVOLTAIC | 2013-08-01 | NSTAR Electric Company | NSTAR | MA | 023 | SEMA | SEMA |  | 0.65 | 0 | 0 | 0.238
43573 | NEW_ENGLAND_RESINS_PV_2309 |  | NO RESOURCE (1) | PV | SUN |  | PHOTOVOLTAIC | 2013-08-01 | NSTAR Electric Company | NSTAR | MA | 017 | BOSTON | NEMA |  | 0.06 | 0 | 0 | 0.135
43574 | TOWN_OF_FAIRHAVEN_LF_PV_1714 |  | NO RESOURCE (1) | PV | SUN |  | PHOTOVOLTAIC | 2013-08-05 | NSTAR Electric Company | NSTAR | MA | 005 | SEMA | SEMA |  | 0.5 | 0 | 0 | 0.181
43575 | NE_ELEMENTARY_WALTHAM_PV_1872 |  | NO RESOURCE (1) | PV | SUN |  | PHOTOVOLTAIC | 2013-08-05 | NSTAR Electric Company | NSTAR | MA | 017 | BOSTON | NEMA |  | 0.259 | 0 | 0 | 0.093
43576 | GLC_ACUSHNET_PV_1888 |  | NO RESOURCE (1) | PV | SUN |  | PHOTOVOLTAIC | 2013-08-05 | NSTAR Electric Company | NSTAR | MA | 005 | SEMA | SEMA |  | 0.917 | 0 | 0 | 0.469
43577 | GLC_ACUSHNET_PV_1889 |  | NO RESOURCE (1) | PV | SUN |  | PHOTOVOLTAIC | 2013-08-05 | NSTAR Electric Company | NSTAR | MA | 005 | SEMA | SEMA |  | 0.917 | 0 | 0 | 0.268
43578 | GLC_ACUSHNET_PV_1890 |  | NO RESOURCE (1) | PV | SUN |  | PHOTOVOLTAIC | 2013-08-05 | NSTAR Electric Company | NSTAR | MA | 005 | SEMA | SEMA |  | 0.917 | 0 | 0 | 0.448
43579 | GOIS_SOLAR_ONE_PV_2040 |  | NO RESOURCE (1) | PV | SUN |  | PHOTOVOLTAIC | 2013-08-05 | NSTAR Electric Company | NSTAR | MA | 017 | BOSTON | NEMA |  | 0.822 | 0 | 0 | 0.287
43580 | JERICHO WIND | 38421 | JERICHO POWER | WT | WND |  | WIND TURBINE | 2016-01-23 | Jericho Power LLC | JERICHO | NH | 007 | NH | NH | 59070 | 13.5375 | 3.266 | 3.266 | 0.931
43586 | COMTRAN CABLE-02864PV400DG | 38853 | DGSC PV400_1 RALCO WAY_CUMBERLAND | PV | SUN |  | PHOTOVOLTAIC | 2013-08-15 | The Narragansett Electric Company | NEC | RI | 007 | RI | RI |  | 0.4 | 0 | 0 | 0.207
43587 | TRAVIS_HOSPITALITY_PV_2239 |  | NO RESOURCE (1) | PV | SUN |  | PHOTOVOLTAIC | 2013-08-21 | NSTAR Electric Company | NSTAR | MA | 001 | SEMA | SEMA |  | 0.145 | 0 | 0 | 0.063
43603 | WORC GEAR AND RACK-01537PV95NM |  | NO RESOURCE (1) | PV | SUN |  | PHOTOVOLTAIC | 2013-08-28 | Massachusetts Electric Company | MEC | MA | 027 | WMA | WCMA |  | 0.095 | 0 | 0 | 0.002
43604 | METRO WST PROVIS-01747PV95NM |  | NO RESOURCE (1) | PV | SUN |  | PHOTOVOLTAIC | 2013-08-28 | Massachusetts Electric Company | MEC | MA | 027 | RI | SEMA |  | 0.095 | 0 | 0 | 0.025
43605 | PRECISE PACK-02720PV95NM |  | NO RESOURCE (1) | PV | SUN |  | PHOTOVOLTAIC | 2013-09-03 | Massachusetts Electric Company | MEC | MA | 005 | SEMA | SEMA |  | 0.095 | 0 | 0 | 0
43606 | CITY NORTHAMPTON-02721PV95NM |  | NO RESOURCE (1) | PV | SUN |  | PHOTOVOLTAIC | 2013-09-03 | Massachusetts Electric Company | MEC | MA | 015 | WMA | WCMA |  | 0.095 | 0 | 0 | 0
43607 | COX PRTSMTH-02871PV500DG | 38855 | DGSC PV500_1060 WEST MAIN RD_PORTSMOUTH | PV | SUN |  | PHOTOVOLTAIC | 2013-09-03 | The Narragansett Electric Company | NEC | RI | 005 | RI | RI |  | 0.5 | 0 | 0 | 0.222
43608 | 35 LYMAN LLC-01532PV95NM |  | NO RESOURCE (1) | PV | SUN |  | PHOTOVOLTAIC | 2013-08-28 | Massachusetts Electric Company | MEC | MA | 027 | CMA/NEMA | WCMA |  | 0.095 | 0 | 0 | 0.035
43609 | MA CORRECTIONAL-01440WT3300NM |  | NO RESOURCE (1) | WT | WND |  | WIND TURBINE | 2013-09-05 | Massachusetts Electric Company | MEC | MA | 027 | WMA | WCMA |  | 3.3 | 0.053 | 0.053 | 0
43623 | E BRIDGEWATER-02333PV2000NM | 38114 | EAST BRIDGEWATER SOLAR ENERGY PROJECT | PV | SUN |  | PHOTOVOLTAIC | 2013-09-12 | Massachusetts Electric Company | MEC | MA | 023 | SEMA | SEMA |  | 2 | 0 | 0 | 0.459
43624 | TJ MAXX - 02061PV260NM |  | NO RESOURCE (1) | PV | SUN |  | PHOTOVOLTAIC | 2013-09-17 | Massachusetts Electric Company | MEC | MA | 023 | SEMA | SEMA |  | 0.26 | 0 | 0 | 0
43643 | SUNGEN UXBRIDGE1-01569PV950NM | 38558 | FALL RIVER- UXBRIDGE | PV | SUN |  | PHOTOVOLTAIC | 2013-09-25 | Massachusetts Electric Company | MEC | MA | 027 | RI | SEMA |  | 0.95 | 0 | 0 | 0.459
43644 | SUNGEN UXBRIDGE2-01569PV950NM | 38558 | FALL RIVER- UXBRIDGE | PV | SUN |  | PHOTOVOLTAIC | 2013-09-25 | Massachusetts Electric Company | MEC | MA | 027 | RI | SEMA |  | 0.95 | 0 | 0 | 0.426
43645 | SUNGEN UXBRIDGE3-01569PV950NM | 38558 | FALL RIVER- UXBRIDGE | PV | SUN |  | PHOTOVOLTAIC | 2013-09-25 | Massachusetts Electric Company | MEC | MA | 027 | RI | SEMA |  | 0.95 | 0 | 0 | 0.417
43652 | TWN W BRDGEWTR-02379PV1500NM |  | NO RESOURCE (1) | PV | SUN |  | PHOTOVOLTAIC | 2013-09-30 | Massachusetts Electric Company | MEC | MA | 023 | SEMA | SEMA |  | 1.5 | 0 | 0 | 0.637
43653 | 40 WASHINGTON LTD-01581PV750NM |  | NO RESOURCE (1) | PV | SUN |  | PHOTOVOLTAIC | 2013-09-30 | Massachusetts Electric Company | MEC | MA | 027 | CMA/NEMA | WCMA |  | 0.75 | 0 | 0 | 0.068
43654 | 3 COUNTY FAIR ASN-01060PV250NM |  | NO RESOURCE (1) | PV | SUN |  | PHOTOVOLTAIC | 2013-09-30 | Massachusetts Electric Company | MEC | MA | 015 | WMA | WCMA |  | 0.25 | 0 | 0 | 0.096
43655 | SPRING HILL FARM-01835PV229NM |  | NO RESOURCE (1) | PV | SUN |  | PHOTOVOLTAIC | 2013-10-02 | Massachusetts Electric Company | MEC | MA | 009 | BOSTON | NEMA |  | 0.229 | 0 | 0 | 0.051
43656 | SVC TIRE TRUCK - 01527PV300NM |  | NO RESOURCE (1) | PV | SUN |  | PHOTOVOLTAIC | 2013-10-02 | Massachusetts Electric Company | MEC | MA | 027 | CMA/NEMA | WCMA |  | 0.3 | 0 | 0 | 0
43657 | RIPTA - 02907PV300NM |  | NO RESOURCE (1) | PV | SUN |  | PHOTOVOLTAIC | 2013-09-27 | The Narragansett Electric Company | NEC | RI | 007 | RI | RI |  | 0.3 | 0 | 0 | 0
43658 | TWN LANCASTER-01523PV500QF |  | NO RESOURCE (1) | PV | SUN |  | PHOTOVOLTAIC | 2013-10-04 | Massachusetts Electric Company | MEC | MA | 027 | CMA/NEMA | WCMA |  | 0.5 | 0 | 0 | 0.162
43659 | TWN OF SCITUATE2-02066PV1500NM |  | NO RESOURCE (1) | PV | SUN |  | PHOTOVOLTAIC | 2013-10-10 | Massachusetts Electric Company | MEC | MA | 023 | SEMA | SEMA |  | 1.5 | 0 | 0 | 0
43678 | DISCOVER MARBLE - 01527PV142NM |  | NO RESOURCE (1) | PV | SUN |  | PHOTOVOLTAIC | 2013-10-16 | Massachusetts Electric Company | MEC | MA | 027 | CMA/NEMA | WCMA |  | 0.142 | 0 | 0 | 0
43682 | NEXTSUN ENERGY-01516PV3000NM |  | NO RESOURCE (1) | PV | SUN |  | PHOTOVOLTAIC | 2013-10-22 | Massachusetts Electric Company | MEC | MA | 027 | RI | SEMA |  | 3 | 0 | 0 | 1.382
43683 | TWN OF SCITUATE1-02066PV1500NM |  | NO RESOURCE (1) | PV | SUN |  | PHOTOVOLTAIC | 2013-10-22 | Massachusetts Electric Company | MEC | MA | 023 | SEMA | SEMA |  | 1.5 | 0 | 0 | 0.292
43684 | KEY BOSTON-02038PV2000NM |  | NO RESOURCE (1) | PV | SUN |  | PHOTOVOLTAIC | 2013-10-24 | Massachusetts Electric Company | MEC | MA | 021 | RI | SEMA |  | 2 | 0 | 0 | 0.752
43685 | CONANICUT MARINE-02835PV120DG |  | NO RESOURCE (1) | PV | SUN |  | PHOTOVOLTAIC | 2013-10-18 | The Narragansett Electric Company | NEC | RI | 005 | SEMA | RI |  | 0.12 | 0 | 0 | 0.031
43686 | SHEA CONCRETE-01913PV300NM |  | NO RESOURCE (1) | PV | SUN |  | PHOTOVOLTAIC | 2013-10-18 | Massachusetts Electric Company | MEC | MA | 009 | BOSTON | NEMA |  | 0.3 | 0 | 0 | 0.066
43687 | SUNGEN ORANGE1-01364PV1500NM |  | NO RESOURCE (1) | PV | SUN |  | PHOTOVOLTAIC | 2013-10-24 | Massachusetts Electric Company | MEC | MA | 011 | WMA | WCMA |  | 1.5 | 0 | 0 | 0.628
43688 | SUNGEN ORANGE2-01364PV1500NM |  | NO RESOURCE (1) | PV | SUN |  | PHOTOVOLTAIC | 2013-10-24 | Massachusetts Electric Company | MEC | MA | 011 | WMA | WCMA |  | 0.5 | 0 | 0 | 0.189
43689 | BOSTON NORTH TECH-01913PV300NM |  | NO RESOURCE (1) | PV | SUN |  | PHOTOVOLTAIC | 2013-10-28 | Massachusetts Electric Company | MEC | MA | 009 | BOSTON | NEMA |  | 0.3 | 0 | 0 | 0
43690 | OXFORD REALTY-01604PV145NM |  | NO RESOURCE (1) | PV | SUN |  | PHOTOVOLTAIC | 2013-10-30 | Massachusetts Electric Company | MEC | MA | 027 | CMA/NEMA | WCMA |  | 0.145 | 0 | 0 | 0.025
43691 | CRAFT INC-02703PV285NM |  | NO RESOURCE (1) | PV | SUN |  | PHOTOVOLTAIC | 2013-10-30 | Massachusetts Electric Company | MEC | MA | 005 | RI | SEMA |  | 0.285 | 0 | 0 | 0.061
43695 | KOHLS-01906PV252NM |  | NO RESOURCE (1) | PV | SUN |  | PHOTOVOLTAIC | 2013-10-28 | Massachusetts Electric Company | MEC | MA | 009 | BOSTON | NEMA |  | 0.252 | 0 | 0 | 0
43696 | STOP AND SHOP-02155PV200NM |  | NO RESOURCE (1) | PV | SUN |  | PHOTOVOLTAIC | 2013-10-28 | Massachusetts Electric Company | MEC | MA | 017 | BOSTON | NEMA |  | 0.2 | 0 | 0 | 0
43698 | NTHBRDGE SOLAR-01560PV1910NM |  | NO RESOURCE (1) | PV | SUN |  | PHOTOVOLTAIC | 2013-10-25 | Massachusetts Electric Company | MEC | MA | 027 | RI | SEMA |  | 1.91 | 0 | 0 | 0.961
43706 | CITY OF LOWELL1-01364PV2000NM |  | NO RESOURCE (1) | PV | SUN |  | PHOTOVOLTAIC | 2013-11-01 | Massachusetts Electric Company | MEC | MA | 011 | WMA | WCMA |  | 2 | 0 | 0 | 0.452
43707 | CITY OF LOWELL2-01364PV1000NM |  | NO RESOURCE (1) | PV | SUN |  | PHOTOVOLTAIC | 2013-11-01 | Massachusetts Electric Company | MEC | MA | 011 | WMA | WCMA |  | 1 | 0 | 0 | 0.746
43708 | HANNAFORD-02061PV135NM |  | NO RESOURCE (1) | PV | SUN |  | PHOTOVOLTAIC | 2013-11-06 | Massachusetts Electric Company | MEC | MA | 023 | SEMA | SEMA |  | 0.135 | 0 | 0 | 0
43709 | CITY OF LOWELL 1-01331PV1000NM |  | NO RESOURCE (1) | PV | SUN |  | PHOTOVOLTAIC | 2013-11-04 | Massachusetts Electric Company | MEC | MA | 027 | WMA | WCMA |  | 1 | 0 | 0 | 0.389
43710 | CITY OF LOWELL 2-01331PV1000NM |  | NO RESOURCE (1) | PV | SUN |  | PHOTOVOLTAIC | 2013-11-04 | Massachusetts Electric Company | MEC | MA | 027 | WMA | WCMA |  | 1 | 0 | 0 | 0.45
43711 | CITY OF LOWELL 3-01331PV1000NM |  | NO RESOURCE (1) | PV | SUN |  | PHOTOVOLTAIC | 2013-11-04 | Massachusetts Electric Company | MEC | MA | 027 | WMA | WCMA |  | 1 | 0 | 0 | 0.449
43712 | PHOENIX FIN5-01464PV95NM |  | NO RESOURCE (1) | PV | SUN |  | PHOTOVOLTAIC | 2013-11-12 | Massachusetts Electric Company | MEC | MA | 017 | CMA/NEMA | WCMA |  | 0.095 | 0 | 0 | 0
43713 | CUMMINGS PROP-01915PV110NM |  | NO RESOURCE (1) | PV | SUN |  | PHOTOVOLTAIC | 2013-11-08 | Massachusetts Electric Company | MEC | MA | 009 | BOSTON | NEMA |  | 0.11 | 0 | 0 | 0.037
43714 | EXTRA SPC STOR-02189PV95NM |  | NO RESOURCE (1) | PV | SUN |  | PHOTOVOLTAIC | 2013-11-06 | Massachusetts Electric Company | MEC | MA | 021 | SEMA | SEMA |  | 0.095 | 0 | 0 | 0.004
43715 | MILFORD IND-01757PV100NM |  | NO RESOURCE (1) | PV | SUN |  | PHOTOVOLTAIC | 2013-11-08 | Massachusetts Electric Company | MEC | MA | 027 | RI | SEMA |  | 0.1 | 0 | 0 | 0.033
43716 | NEXAMP-02852PV2000DG | 38843 | DGSC PV2000_338 COMPASS CIRCLE_NORTH KINGSTOWN | PV | SUN |  | PHOTOVOLTAIC | 2013-11-06 | The Narragansett Electric Company | NEC | RI | 009 | RI | RI |  | 2 | 0 | 0 | 0.907
43717 | ASSUMPTION-01562PV2000NM |  | NO RESOURCE (1) | PV | SUN |  | PHOTOVOLTAIC | 2013-11-08 | Massachusetts Electric Company | MEC | MA | 027 | CMA/NEMA | WCMA |  | 2 | 0 | 0 | 0.88
43729 | GRAFTON WATER-01519PV1500NM | 38527 | GRAFTON WD | PV | SUN |  | PHOTOVOLTAIC | 2013-11-18 | Massachusetts Electric Company | MEC | MA | 027 | CMA/NEMA | WCMA |  | 1.5 | 0 | 0 | 0.548
43731 | JEFFERSON-02720PV95NM |  | NO RESOURCE (1) | PV | SUN |  | PHOTOVOLTAIC | 2013-11-26 | Massachusetts Electric Company | MEC | MA | 005 | SEMA | SEMA |  | 0.095 | 0 | 0 | 0
43734 | TOWN EASTON-02375PV1500NM |  | NO RESOURCE (1) | PV | SUN |  | PHOTOVOLTAIC | 2013-11-26 | Massachusetts Electric Company | MEC | MA | 005 | SEMA | SEMA |  | 1.5 | 0 | 0 | 0.659
43735 | 28 HASTINGS-01756PV95NM |  | NO RESOURCE (1) | PV | SUN |  | PHOTOVOLTAIC | 2013-11-26 | Massachusetts Electric Company | MEC | MA | 027 | RI | SEMA |  | 0.095 | 0 | 0 | 0.032
43747 | PARSONS GRP-01581PV95NM |  | NO RESOURCE (1) | PV | SUN |  | PHOTOVOLTAIC | 2013-12-03 | Massachusetts Electric Company | MEC | MA | 027 | CMA/NEMA | WCMA |  | 0.095 | 0 | 0 | 0.021
43748 | ACUMEN-01752PV85NM |  | NO RESOURCE (1) | PV | SUN |  | PHOTOVOLTAIC | 2013-12-05 | Massachusetts Electric Company | MEC | MA | 017 | CMA/NEMA | WCMA |  | 0.085 | 0 | 0 | 0.031
43749 | WILVECO-01821PV82NM |  | NO RESOURCE (1) | PV | SUN |  | PHOTOVOLTAIC | 2013-12-05 | Massachusetts Electric Company | MEC | MA | 017 | CMA/NEMA | WCMA |  | 0.082 | 0 | 0 | 0.001
43750 | CANTON HIGH SCHOOL 2009 |  | NO RESOURCE (1) | PV | SUN |  | PHOTOVOLTAIC | 2013-12-01 | NSTAR Electric Company | NSTAR | MA | 021 | SEMA | SEMA |  | 0.5 | 0 | 0 | 0.159
43751 | EAGLE LEASE-01540PV95NM |  | NO RESOURCE (1) | PV | SUN |  | PHOTOVOLTAIC | 2013-12-03 | Massachusetts Electric Company | MEC | MA | 027 | WMA | WCMA |  | 0.094 | 0 | 0 | 0.015
43752 | EXTRA SPACE-01607PV91.2NM |  | NO RESOURCE (1) | PV | SUN |  | PHOTOVOLTAIC | 2013-12-03 | Massachusetts Electric Company | MEC | MA | 027 | CMA/NEMA | WCMA |  | 0.091 | 0 | 0 | 0.025
43762 | FORBES STREET 1-02914PV3000DG | 38842 | DGSC PV3000_FORBES ST LANDFILL_EAST PROVIDENCE | PV | SUN |  | PHOTOVOLTAIC | 2013-12-10 | The Narragansett Electric Company | NEC | RI | 007 | RI | RI |  | 3 | 0 | 0 | 1.428
43766 | EXTRA SPACE-02149PV237NM |  | NO RESOURCE (1) | PV | SUN |  | PHOTOVOLTAIC | 2013-12-11 | Massachusetts Electric Company | MEC | MA | 017 | BOSTON | NEMA |  | 0.237 | 0 | 0 | 0
43840 | SOLVENTERRA-01069PV1000NM |  | NO RESOURCE (1) | PV | SUN |  | PHOTOVOLTAIC | 2014-01-02 | Massachusetts Electric Company | MEC | MA | 013 | WMA | WCMA |  | 1 | 0 | 0 | 0.438
43841 | FLAIR ONE-01507PV950NM |  | NO RESOURCE (1) | PV | SUN |  | PHOTOVOLTAIC | 2014-01-02 | Massachusetts Electric Company | MEC | MA | 027 | WMA | WCMA |  | 0.95 | 0 | 0 | 0.324
43842 | FORRESTALL-01507PV950NM |  | NO RESOURCE (1) | PV | SUN |  | PHOTOVOLTAIC | 2014-01-02 | Massachusetts Electric Company | MEC | MA | 027 | WMA | WCMA |  | 0.95 | 0 | 0 | 0.284
43869 | FRPV WEST-02720PV1000NM |  | NO RESOURCE (1) | PV | SUN |  | PHOTOVOLTAIC | 2014-01-07 | Massachusetts Electric Company | MEC | MA | 005 | SEMA | SEMA |  | 1 | 0 | 0 | 0.486
43870 | FRPV EAST-02720PV1000NM |  | NO RESOURCE (1) | PV | SUN |  | PHOTOVOLTAIC | 2014-01-09 | Massachusetts Electric Company | MEC | MA | 005 | SEMA | SEMA |  | 1 | 0 | 0 | 0.479
43871 | SYNAGRO-02895CHP2000QF |  | NO RESOURCE (1) | ST | NG |  | GAS STEAM | 2014-01-07 | The Narragansett Electric Company | NEC | RI | 007 | RI | RI |  | 2 | 0 | 0 | 0
43874 | MASS MOCA1-01247PV225NM |  | NO RESOURCE (1) | PV | SUN |  | PHOTOVOLTAIC | 2014-01-09 | Massachusetts Electric Company | MEC | MA | 003 | WMA | WCMA |  | 0.225 | 0 | 0 | 0
43875 | CUMMINGS PROP-01915PV230NM |  | NO RESOURCE (1) | PV | SUN |  | PHOTOVOLTAIC | 2014-01-09 | Massachusetts Electric Company | MEC | MA | 009 | BOSTON | NEMA |  | 0.23 | 0 | 0 | 0.056
43876 | KENNEDY CARPET-02189PV95NM |  | NO RESOURCE (1) | PV | SUN |  | PHOTOVOLTAIC | 2014-01-13 | Massachusetts Electric Company | MEC | MA | 021 | SEMA | SEMA |  | 0.095 | 0 | 0 | 0.02
43878 | MCI WORLD COMM-01821PV1000NM |  | NO RESOURCE (1) | PV | SUN |  | PHOTOVOLTAIC | 2014-01-14 | Massachusetts Electric Company | MEC | MA | 017 | CMA/NEMA | WCMA |  | 1 | 0 | 0 | 0
43884 | MASS MOCA3 01247PV177NM |  | NO RESOURCE (1) | PV | SUN |  | PHOTOVOLTAIC | 2014-01-16 | Massachusetts Electric Company | MEC | MA | 003 | WMA | WCMA |  | 0.177 | 0 | 0 | 0.039
43885 | NM-HP HOOD AND SONS | 38575 | AGAWAM SOLAR | PV | SUN |  | PHOTOVOLTAIC | 2014-02-01 | NSTAR Electric Company | NSTAR | MA | 013 | WMA | WCMA |  | 1.5 | 0 | 0 | 0.633
43886 | NM-FRANKLIN COUNTY SHERIFF | 38576 | WHATELY | PV | SUN |  | PHOTOVOLTAIC | 2014-02-01 | NSTAR Electric Company | NSTAR | MA | 011 | WMA | WCMA |  | 1.5 | 0 | 0 | 0.633
43887 | NM-TOWN OF AGAWAM SOLAR | 38574 | ROUTE 57 | PV | SUN |  | PHOTOVOLTAIC | 2014-02-01 | NSTAR Electric Company | NSTAR | MA | 013 | WMA | WCMA |  | 1.5 | 0 | 0 | 0.65
43892 | SYNCARPHA SOLAR-01740PV4950NM |  | NO RESOURCE (1) | PV | SUN |  | PHOTOVOLTAIC | 2014-01-24 | Massachusetts Electric Company | MEC | MA | 027 | CMA/NEMA | WCMA |  | 4.95 | 0 | 0 | 1.96
43893 | HUBBARDSTON-01452PV2000NM | 38815 | HUBBARDSTON PV | PV | SUN |  | PHOTOVOLTAIC | 2014-01-28 | Massachusetts Electric Company | MEC | MA | 027 | WMA | WCMA |  | 2 | 0 | 0 | 0.897
43903 | SUNGEN-02720PV2850NM | 38551 | FASLL RIVER - INNOVATION | PV | SUN |  | PHOTOVOLTAIC | 2014-01-29 | Massachusetts Electric Company | MEC | MA | 005 | SEMA | SEMA |  | 2.85 | 0 | 0 | 1.434
43904 | CITY OF METHUEN-01523PV3000NM |  | NO RESOURCE (1) | PV | SUN |  | PHOTOVOLTAIC | 2014-01-29 | Massachusetts Electric Company | MEC | MA | 027 | CMA/NEMA | WCMA |  | 3 | 0 | 0 | 1.66
43907 | PALMER SOLAR-01069PV2000NM |  | NO RESOURCE (1) | PV | SUN |  | PHOTOVOLTAIC | 2014-02-04 | Massachusetts Electric Company | MEC | MA | 013 | WMA | WCMA |  | 2 | 0 | 0 | 0.856
43908 | NEXTSUN ENERGY-02370PV2000NM |  | NO RESOURCE (1) | PV | SUN |  | PHOTOVOLTAIC | 2014-02-04 | Massachusetts Electric Company | MEC | MA | 023 | SEMA | SEMA |  | 2 | 0 | 0 | 0.876
43915 | CITIZENS-02769PV2000NM | 38579 | REHOBOTH | PV | SUN |  | PHOTOVOLTAIC | 2014-02-07 | Massachusetts Electric Company | MEC | MA | 005 | RI | SEMA |  | 2 | 0 | 0 | 0.971
43916 | TOWN OF ADAMS-01220PV1000NM |  | NO RESOURCE (1) | PV | SUN |  | PHOTOVOLTAIC | 2014-02-07 | Massachusetts Electric Company | MEC | MA | 003 | WMA | WCMA |  | 1 | 0 | 0 | 0.289
43917 | CHEER PACK-02397PV1750NM |  | NO RESOURCE (1) | PV | SUN |  | PHOTOVOLTAIC | 2014-02-10 | Massachusetts Electric Company | MEC | MA | 023 | SEMA | SEMA |  | 1.75 | 0 | 0 | 0
43918 | CITY OF LOWELL-01851PV1333NM |  | NO RESOURCE (1) | PV | SUN |  | PHOTOVOLTAIC | 2014-02-10 | Massachusetts Electric Company | MEC | MA | 017 | CMA/NEMA | WCMA |  | 1.333 | 0 | 0 | 0.417
43919 | SOLVENTERRA 1-01535PV1000NM |  | NO RESOURCE (1) | PV | SUN |  | PHOTOVOLTAIC | 2014-02-10 | Massachusetts Electric Company | MEC | MA | 027 | WMA | WCMA |  | 1 | 0 | 0 | 0.413
43920 | SOLVENTERRA 2-01535PV1000NM |  | NO RESOURCE (1) | PV | SUN |  | PHOTOVOLTAIC | 2014-02-14 | Massachusetts Electric Company | MEC | MA | 027 | WMA | WCMA |  | 1 | 0 | 0 | 0.439
43921 | COXCOM-02893PV135DG |  | NO RESOURCE (1) | PV | SUN |  | PHOTOVOLTAIC | 2014-02-11 | The Narragansett Electric Company | NEC | RI | 003 | RI | RI |  | 0.135 | 0 | 0 | 0.066
43922 | SOLVENTERRA 4-01083PV1000NM |  | NO RESOURCE (1) | PV | SUN |  | PHOTOVOLTAIC | 2014-02-12 | Massachusetts Electric Company | MEC | MA | 027 | WMA | WCMA |  | 1 | 0 | 0 | 0.372
43923 | PLYMOUTH PUBLIC SCHOOLS-#2062 |  | NO RESOURCE (1) | PV | SUN |  | PHOTOVOLTAIC | 2014-02-13 | NSTAR Electric Company | NSTAR | MA | 023 | SEMA | SEMA |  | 4 | 0 | 0 | 1.139
43924 | TOWN OF DARTMOUTH #1777 |  | NO RESOURCE (1) | PV | SUN |  | PHOTOVOLTAIC | 2014-02-13 | NSTAR Electric Company | NSTAR | MA | 005 | SEMA | SEMA |  | 1.25 | 0 | 0 | 0.501
43927 | SOUTHERN SKY-CARVER #1 (1997) |  | NO RESOURCE (1) | PV | SUN |  | PHOTOVOLTAIC | 2014-02-13 | NSTAR Electric Company | NSTAR | MA | 023 | SEMA | SEMA |  | 1 | 0 | 0 | 0.437
43928 | SOUTHERN SKY-CARVER #2 (1998) |  | NO RESOURCE (1) | PV | SUN |  | PHOTOVOLTAIC | 2014-02-13 | NSTAR Electric Company | NSTAR | MA | 023 | SEMA | SEMA |  | 1 | 0 | 0 | 0.432
43929 | SOUTHERN SKY-CARVER #4 (2000) |  | NO RESOURCE (1) | PV | SUN |  | PHOTOVOLTAIC | 2014-02-13 | NSTAR Electric Company | NSTAR | MA | 023 | SEMA | SEMA |  | 1 | 0 | 0 | 0.418
43930 | SOUTHERN SKY-CARVER #5 (2001) |  | NO RESOURCE (1) | PV | SUN |  | PHOTOVOLTAIC | 2014-02-13 | NSTAR Electric Company | NSTAR | MA | 023 | SEMA | SEMA |  | 1 | 0 | 0 | 0.417
43932 | SOUTHERN SKY-CARVER #3 (1999) |  | NO RESOURCE (1) | PV | SUN |  | PHOTOVOLTAIC | 2014-02-13 | NSTAR Electric Company | NSTAR | MA | 023 | SEMA | SEMA |  | 1 | 0 | 0 | 0.449
43936 | SOLVENTERRA 1-01083PV1000NM |  | NO RESOURCE (1) | PV | SUN |  | PHOTOVOLTAIC | 2014-02-12 | Massachusetts Electric Company | MEC | MA | 027 | WMA | WCMA |  | 1 | 0 | 0 | 0.476
43937 | SOLVENTERRA 2-01083PV1000NM |  | NO RESOURCE (1) | PV | SUN |  | PHOTOVOLTAIC | 2014-02-12 | Massachusetts Electric Company | MEC | MA | 027 | WMA | WCMA |  | 1 | 0 | 0 | 0.486
43938 | SOLVENTERRA 3-01083PV1000NM |  | NO RESOURCE (1) | PV | SUN |  | PHOTOVOLTAIC | 2014-02-12 | Massachusetts Electric Company | MEC | MA | 027 | WMA | WCMA |  | 1 | 0 | 0 | 0.476
43948 | SUNGEN 1-01810PV950NM | 38532 | LEOMINSTER- SOUTH ST. | PV | SUN |  | PHOTOVOLTAIC | 2014-03-03 | Massachusetts Electric Company | MEC | MA | 017 | BOSTON | NEMA |  | 0.95 | 0 | 0 | 0.38
43949 | SUNGEN 2-01810PV950NM | 38532 | LEOMINSTER- SOUTH ST. | PV | SUN |  | PHOTOVOLTAIC | 2014-03-03 | Massachusetts Electric Company | MEC | MA | 017 | BOSTON | NEMA |  | 0.95 | 0 | 0 | 0.375
43950 | SUNGEN 3-01810PV950NM | 38532 | LEOMINSTER- SOUTH ST. | PV | SUN |  | PHOTOVOLTAIC | 2014-03-03 | Massachusetts Electric Company | MEC | MA | 017 | BOSTON | NEMA |  | 0.95 | 0 | 0 | 0.385
43951 | SUNGEN-02720PV950NM | 38548 | FALL RIVER- COMMERCE | PV | SUN |  | PHOTOVOLTAIC | 2014-03-05 | Massachusetts Electric Company | MEC | MA | 005 | SEMA | SEMA |  | 0.95 | 0 | 0 | 0.499
43952 | KEARSARGE SOLAR-02038PV3000NM | 38562 | FRANKLIN 1 | PV | SUN |  | PHOTOVOLTAIC | 2014-03-05 | Massachusetts Electric Company | MEC | MA | 013 | RI | SEMA |  | 3 | 0 | 0 | 1.197
43953 | KEARSARGE SOLAR-02038PV4000NM | 38565 | FRANKLIN 2 | PV | SUN |  | PHOTOVOLTAIC | 2014-03-05 | Massachusetts Electric Company | MEC | MA | 013 | RI | SEMA |  | 4 | 0 | 0 | 1.746
43954 | NM-LUDLOW LANDFILL |  | NO RESOURCE (1) | PV | SUN |  | PHOTOVOLTAIC | 2014-03-04 | NSTAR Electric Company | NSTAR | MA | 013 | WMA | WCMA |  | 2 | 0 | 0 | 0.674
43955 | CITY OF METHUEN-01844PV1000NM |  | NO RESOURCE (1) | PV | SUN |  | PHOTOVOLTAIC | 2014-03-07 | Massachusetts Electric Company | MEC | MA | 009 | BOSTON | NEMA |  | 1 | 0 | 0 | 0.442
43956 | MILLWORK-02920PV495NM |  | NO RESOURCE (1) | PV | SUN |  | PHOTOVOLTAIC | 2014-03-07 | The Narragansett Electric Company | NEC | RI | 007 | RI | RI |  | 0.495 | 0 | 0 | 0.039
43991 | PROFETTY-02379PV300NM |  | NO RESOURCE (1) | PV | SUN |  | PHOTOVOLTAIC | 2014-03-19 | Massachusetts Electric Company | MEC | MA | 023 | SEMA | SEMA |  | 0.3 | 0 | 0 | 0.123
43992 | CITY OF WORCESTER-01603PV135NM |  | NO RESOURCE (1) | PV | SUN |  | PHOTOVOLTAIC | 2014-03-19 | Massachusetts Electric Company | MEC | MA | 027 | WMA | WCMA |  | 0.466 | 0 | 0 | 0
43993 | CITY OF MELROSE-02176PV260NM |  | NO RESOURCE (1) | PV | SUN |  | PHOTOVOLTAIC | 2014-03-19 | Massachusetts Electric Company | MEC | MA | 017 | BOSTON | NEMA |  | 0.26 | 0 | 0 | 0.096
43995 | NORMANDY GATOR-01752PV100NM |  | NO RESOURCE (1) | PV | SUN |  | PHOTOVOLTAIC | 2014-03-21 | Massachusetts Electric Company | MEC | MA | 005 | CMA/NEMA | WCMA |  | 0.1 | 0 | 0 | 0
44003 | ALTUS-02907PV1225DG | 38858 | DGSC PV1225_100 DUPONT DR_PROVIDENCE | PV | SUN |  | PHOTOVOLTAIC | 2014-03-25 | The Narragansett Electric Company | NEC | RI | 007 | RI | RI |  | 1.225 | 0 | 0 | 0.55
44004 | ALTUS-02907PV300DG | 38861 | DGSC PV225_225 DUPONT DR_PROVIDENCE | PV | SUN |  | PHOTOVOLTAIC | 2014-03-25 | The Narragansett Electric Company | NEC | RI | 007 | RI | RI |  | 0.3 | 0 | 0 | 0.121
44005 | ALTUS 1-02864PV450DG | 38860 | DGSC PV450_0 MARTIN ST_CUBMERLAND | PV | SUN |  | PHOTOVOLTAIC | 2014-03-27 | The Narragansett Electric Company | NEC | RI | 007 | RI | RI |  | 0.45 | 0 | 0 | 0.191
44006 | ALTUS 2-02864PV450DG | 38862 | DGSC PV450_35 MARTIN ST_CUMBERLAND | PV | SUN |  | PHOTOVOLTAIC | 2014-03-27 | The Narragansett Electric Company | NEC | RI | 007 | RI | RI |  | 0.45 | 0 | 0 | 0.196
44007 | MILLBURY SOLAR-01527PV3000NM | 38534 | MILLBURY SOLAR | PV | SUN |  | PHOTOVOLTAIC | 2014-03-25 | Massachusetts Electric Company | MEC | MA | 027 | CMA/NEMA | WCMA |  | 3 | 0 | 0 | 1.369
44008 | PWRR-01610PV130NM |  | NO RESOURCE (1) | PV | SUN |  | PHOTOVOLTAIC | 2014-03-27 | Massachusetts Electric Company | MEC | MA | 027 | WMA | WCMA |  | 0.13 | 0 | 0 | 0.001
44010 | GOLDEN-02920PV300DG | 38867 | DGSC PV300_45 SHARP DR_CRANSTON | PV | SUN |  | PHOTOVOLTAIC | 2014-03-31 | The Narragansett Electric Company | NEC | RI | 007 | RI | RI |  | 0.3 | 0 | 0 | 0.047
44011 | ENDICOTT-01915PV800NM |  | NO RESOURCE (1) | PV | SUN |  | PHOTOVOLTAIC | 2014-03-31 | Massachusetts Electric Company | MEC | MA | 009 | BOSTON | NEMA |  | 0.8 | 0 | 0 | 0.098
44023 | WRTA-01608PV75QF |  | NO RESOURCE (1) | PV | SUN |  | PHOTOVOLTAIC | 2014-04-04 | Massachusetts Electric Company | MEC | MA | 027 | WMA | WCMA |  | 0.075 | 0 | 0 | 0
44026 | STONEHILL-02356PV84NM |  | NO RESOURCE (1) | PV | SUN |  | PHOTOVOLTAIC | 2014-04-08 | Massachusetts Electric Company | MEC | MA | 005 | SEMA | SEMA |  | 0.084 | 0 | 0 | 0.023
44027 | SCITUTATE TENNIS-02066PV281NM |  | NO RESOURCE (1) | PV | SUN |  | PHOTOVOLTAIC | 2014-04-08 | Massachusetts Electric Company | MEC | MA | 023 | SEMA | SEMA |  | 0.281 | 0 | 0 | 0.044
44028 | TEAMWORK LABOR-02375PV75NM |  | NO RESOURCE (1) | PV | SUN |  | PHOTOVOLTAIC | 2014-04-08 | Massachusetts Electric Company | MEC | MA | 005 | SEMA | SEMA |  | 0.075 | 0 | 0 | 0
44029 | C&R TIRE-01606PV81NM |  | NO RESOURCE (1) | PV | SUN |  | PHOTOVOLTAIC | 2014-04-10 | Massachusetts Electric Company | MEC | MA | 027 | CMA/NEMA | WCMA |  | 0.081 | 0 | 0 | 0.007
44030 | WARREN PV | 38500 | MASS MID-STATE SOLAR | PV | SUN |  | PHOTOVOLTAIC | 2014-05-30 | Mass Solar 1, LLC | MS1 | MA | 027 | WMA | WCMA |  | 14 | 0 | 0 | 5.803
44035 | TOWER SOLAR-02723PV485NM |  | NO RESOURCE (1) | PV | SUN |  | PHOTOVOLTAIC | 2014-04-14 | Massachusetts Electric Company | MEC | MA | 005 | SEMA | SEMA |  | 0.485 | 0 | 0 | 0.212
46206 | ENERGY STREAM HYDRO | 806 | MECHANICSVILLE | HDP | WAT |  | HYDRO (DAILY CYCLE - PONDAGE) | 2014-05-01 | Sterling Municipal Electric Light Department | SMED | CT | 015 | CT | CT |  | 0.12 | 0.08 | 0.08 | 0.059
46210 | NEXAMP-01475PV1900NM |  | NO RESOURCE (1) | PV | SUN |  | PHOTOVOLTAIC | 2014-04-17 | Massachusetts Electric Company | MEC | MA | 027 | WMA | WCMA |  | 1.9 | 0 | 0 | 0.77
46211 | GIGUERE-01524PV75NM |  | NO RESOURCE (1) | PV | SUN |  | PHOTOVOLTAIC | 2014-04-17 | Massachusetts Electric Company | MEC | MA | 027 | WMA | WCMA |  | 0.075 | 0 | 0 | 0
46212 | BODWELL REALTY-02322PV75NM |  | NO RESOURCE (1) | PV | SUN |  | PHOTOVOLTAIC | 2014-04-17 | Massachusetts Electric Company | MEC | MA | 021 | SEMA | SEMA |  | 0.075 | 0 | 0 | 0.008
46213 | PINGREE SCHOOL-01982PV85NM |  | NO RESOURCE (1) | PV | SUN |  | PHOTOVOLTAIC | 2014-04-21 | Massachusetts Electric Company | MEC | MA | 009 | BOSTON | NEMA |  | 0.085 | 0 | 0 | 0.017
46220 | BERKELEY-01844PV2000NM |  | NO RESOURCE (1) | PV | SUN |  | PHOTOVOLTAIC | 2014-04-24 | Massachusetts Electric Company | MEC | MA | 009 | BOSTON | NEMA |  | 2 | 0 | 0 | 0.425
46221 | JP SULLIVAN-01432PV90NM |  | NO RESOURCE (1) | PV | SUN |  | PHOTOVOLTAIC | 2014-04-24 | Massachusetts Electric Company | MEC | MA | 017 | CMA/NEMA | WCMA |  | 0.09 | 0 | 0 | 0.014
46267 | COTTAGE STREET SOLAR FACILITY | 38440 | COTTAGE ST PV | PV | SUN |  | PHOTOVOLTAIC | 2014-05-05 | NSTAR Electric Company | NSTAR | MA | 019 | WMA | WCMA |  | 3.894 | 0 | 0 | 1.383
46268 | OLD TIME SPORTS-01952PV150NM |  | NO RESOURCE (1) | PV | SUN |  | PHOTOVOLTAIC | 2014-05-08 | Massachusetts Electric Company | MEC | MA | 009 | BOSTON | NEMA |  | 0.15 | 0 | 0 | 0.026
46294 | LAWRENCE 1-01840PV100NM |  | NO RESOURCE (1) | PV | SUN |  | PHOTOVOLTAIC | 2014-05-12 | Massachusetts Electric Company | MEC | MA | 009 | CMA/NEMA | WCMA |  | 0.1 | 0 | 0 | 0.035
46295 | LAWRENCE 2-01840PV100NM |  | NO RESOURCE (1) | PV | SUN |  | PHOTOVOLTAIC | 2014-05-12 | Massachusetts Electric Company | MEC | MA | 009 | CMA/NEMA | WCMA |  | 0.1 | 0 | 0 | 0.025
46479 | CANTON_MIDDLE_SCHOOL_2013 |  | NO RESOURCE (1) | PV | SUN |  | PHOTOVOLTAIC | 2014-05-23 | NSTAR Electric Company | NSTAR | MA | 021 | SEMA | SEMA |  | 0.225 | 0 | 0 | 0.102
46480 | CEDAR_SOLAR1_2411 |  | NO RESOURCE (1) | PV | SUN |  | PHOTOVOLTAIC | 2014-05-23 | NSTAR Electric Company | NSTAR | MA | 025 | BOSTON | NEMA |  | 0.085 | 0 | 0 | 0.032
46481 | TOWN_OF_MARSHFIELD_1865 |  | NO RESOURCE (1) | PV | SUN |  | PHOTOVOLTAIC | 2014-05-23 | NSTAR Electric Company | NSTAR | MA | 023 | SEMA | SEMA |  | 3 | 0 | 0 | 1.56
46482 | NEWBEDFORD_DPI_1843_1844 |  | NO RESOURCE (1) | PV | SUN |  | PHOTOVOLTAIC | 2014-05-23 | NSTAR Electric Company | NSTAR | MA | 005 | SEMA | SEMA |  | 3.5 | 0 | 0 | 1.397
46483 | MILFORD INDUSTRIAL-0175PV82NM |  | NO RESOURCE (1) | PV | SUN |  | PHOTOVOLTAIC | 2014-05-27 | Massachusetts Electric Company | MEC | MA | 009 | RI | SEMA |  | 0.082 | 0 | 0 | 0.027
46485 | NPP DEVELOPMENT-02035PV75NM |  | NO RESOURCE (1) | PV | SUN |  | PHOTOVOLTAIC | 2014-05-27 | Massachusetts Electric Company | MEC | MA | 021 | RI | SEMA |  | 0.075 | 0 | 0 | 0.025
46486 | WB HUNT-02176PV75NM |  | NO RESOURCE (1) | PV | SUN |  | PHOTOVOLTAIC | 2014-06-02 | Massachusetts Electric Company | MEC | MA | 017 | BOSTON | NEMA |  | 0.075 | 0 | 0 | 0
46487 | CIDER HILL-01913PV78NM |  | NO RESOURCE (1) | PV | SUN |  | PHOTOVOLTAIC | 2014-06-02 | Massachusetts Electric Company | MEC | MA | 009 | BOSTON | NEMA |  | 0.078 | 0 | 0 | 0.026
46537 | CUMMINGS-0191PV82NM |  | NO RESOURCE (1) | PV | SUN |  | PHOTOVOLTAIC | 2014-06-02 | Massachusetts Electric Company | MEC | MA | 009 | BOSTON | NEMA |  | 0.082 | 0 | 0 | 0.018
46538 | SILVIA-02720PV75NM |  | NO RESOURCE (1) | PV | SUN |  | PHOTOVOLTAIC | 2014-06-04 | Massachusetts Electric Company | MEC | MA | 005 | SEMA | SEMA |  | 0.075 | 0 | 0 | 0
46539 | BCC SEA QALIBC-01854PV66NM |  | NO RESOURCE (1) | PV | SUN |  | PHOTOVOLTAIC | 2014-06-04 | Massachusetts Electric Company | MEC | MA | 017 | CMA/NEMA | WCMA |  | 0.066 | 0 | 0 | 0.024
46540 | NPP DEVELOPMENT-02035PV62NM |  | NO RESOURCE (1) | PV | SUN |  | PHOTOVOLTAIC | 2014-06-04 | Massachusetts Electric Company | MEC | MA | 021 | RI | SEMA |  | 0.062 | 0 | 0 | 0.014
46541 | TEKNOR APEX-02703PV75NM |  | NO RESOURCE (1) | PV | SUN |  | PHOTOVOLTAIC | 2014-06-11 | Massachusetts Electric Company | MEC | MA | 023 | RI | SEMA |  | 0.075 | 0 | 0 | 0
46564 | EPG SOLAR-01005PV2000NM | 38944 | BARRE I | PV | SUN |  | PHOTOVOLTAIC | 2014-06-25 | Massachusetts Electric Company | MEC | MA | 027 | WMA | WCMA |  | 2 | 0 | 0 | 0.706
46565 | CABOT BEVERLY-01915PV2000NM |  | NO RESOURCE (1) | PV | SUN |  | PHOTOVOLTAIC | 2014-06-25 | Massachusetts Electric Company | MEC | MA | 009 | BOSTON | NEMA |  | 2 | 0 | 0 | 0.945
46566 | PRECISE PACKAGING-02720PV250NM |  | NO RESOURCE (1) | PV | SUN |  | PHOTOVOLTAIC | 2014-07-01 | Massachusetts Electric Company | MEC | MA | 005 | SEMA | SEMA |  | 0.25 | 0 | 0 | 0.049
46567 | NORTH BROOKFIELD-01535PV3000NM |  | NO RESOURCE (1) | PV | SUN |  | PHOTOVOLTAIC | 2014-07-01 | Massachusetts Electric Company | MEC | MA | 027 | WMA | WCMA |  | 3 | 0 | 0 | 1.243
46568 | GLC-MA SOLAR-01440PV1000NM | 38510 | CITY OF GARDNER - MILL ST. SOLAR | PV | SUN |  | PHOTOVOLTAIC | 2014-07-01 | Massachusetts Electric Company | MEC | MA | 027 | WMA | WCMA |  | 1 | 0 | 0 | 0.312
46569 | NUGEN NCMC (PV) |  | NO RESOURCE (1) | PV | SUN |  | PHOTOVOLTAIC | 2014-07-01 | Fitchburg Gas & Electric Light Company | FGE | MA | 027 | WMA | WCMA |  | 1 | 0 | 0 | 0.385
46570 | NUGEN LUN (PV) |  | NO RESOURCE (1) | PV | SUN |  | PHOTOVOLTAIC | 2014-07-01 | Fitchburg Gas & Electric Light Company | FGE | MA | 027 | WMA | WCMA |  | 2.5 | 0 | 0 | 1.135
46607 | HARVARD SOLAR-01451PV460NM |  | NO RESOURCE (1) | PV | SUN |  | PHOTOVOLTAIC | 2014-07-10 | Massachusetts Electric Company | MEC | MA | 027 | CMA/NEMA | WCMA |  | 0.46 | 0 | 0 | 0.184
46636 | GOOSE RIVER HYDRO, INC. |  | NO RESOURCE (1) | HDR | WAT |  | HYDRO (DAILY CYCLE - RUN OF RIVER) | 2014-08-01 | Goose River Hydro, Inc. | GOOSE | ME | 027 | ME | ME |  | 0.375 | 0 | 0 | 0
46641 | 205 STURBRIDGE-01010PV3000NM |  | NO RESOURCE (1) | PV | SUN |  | PHOTOVOLTAIC | 2014-08-05 | Massachusetts Electric Company | MEC | MA | 013 | WMA | WCMA |  | 3 | 0 | 0 | 0.811
46643 | EPG SOLAR-01005PV1500NM | 38970 | BARRE II | PV | SUN |  | PHOTOVOLTAIC | 2014-08-05 | Massachusetts Electric Company | MEC | MA | 027 | WMA | WCMA |  | 1.5 | 0 | 0 | 0.674
46644 | UGT RENEW ENERGY-01540PV2750NM |  | NO RESOURCE (1) | PV | SUN |  | PHOTOVOLTAIC | 2014-08-07 | Massachusetts Electric Company | MEC | MA | 027 | WMA | WCMA |  | 2.75 | 0 | 0 | 1.149
46645 | NEXAMP CAPITAL-01007PV1300NM | 38381 | BELCHERTOWN SED | PV | SUN |  | PHOTOVOLTAIC | 2014-08-05 | Massachusetts Electric Company | MEC | MA | 015 | WMA | WCMA |  | 1.3 | 0 | 0 | 0.516
46646 | SOLTAS ENERGY-01010PV2000NM |  | NO RESOURCE (1) | PV | SUN |  | PHOTOVOLTAIC | 2014-08-07 | Massachusetts Electric Company | MEC | MA | 013 | WMA | WCMA |  | 2 | 0 | 0 | 1.489
46647 | BLUEWAVE CAPITAL-02769PV1000NM |  | NO RESOURCE (1) | PV | SUN |  | PHOTOVOLTAIC | 2014-08-07 | Massachusetts Electric Company | MEC | MA | 005 | RI | SEMA |  | 1 | 0 | 0 | 0.369
46653 | WESTBORO SOLAR-01581PV1820NM |  | NO RESOURCE (1) | PV | SUN |  | PHOTOVOLTAIC | 2014-08-15 | Massachusetts Electric Company | MEC | MA | 027 | CMA/NEMA | WCMA |  | 1.82 | 0 | 0 | 0.75
46657 | INDIAN HILL-01069PV1000NM |  | NO RESOURCE (1) | PV | SUN |  | PHOTOVOLTAIC | 2014-08-20 | Massachusetts Electric Company | MEC | MA | 013 | WMA | WCMA |  | 1 | 0 | 0 | 0.48
46659 | BROWN SOLAR-01069PV1000NM |  | NO RESOURCE (1) | PV | SUN |  | PHOTOVOLTAIC | 2014-08-20 | Massachusetts Electric Company | MEC | MA | 013 | WMA | WCMA |  | 1 | 0 | 0 | 0.468
46660 | STATE SOLAR-01069PV1000NM |  | NO RESOURCE (1) | PV | SUN |  | PHOTOVOLTAIC | 2014-08-20 | Massachusetts Electric Company | MEC | MA | 013 | WMA | WCMA |  | 1 | 0 | 0 | 0.478
46662 | DISTRIBUTOR CORP-02148PV300NM |  | NO RESOURCE (1) | PV | SUN |  | PHOTOVOLTAIC | 2014-09-03 | Massachusetts Electric Company | MEC | MA | 017 | BOSTON | NEMA |  | 0.3 | 0 | 0 | 0.046
46664 | NEXAMP CAPITAL-01543PV4999NM | 38380 | TREASURE VALLEY- SE | PV | SUN |  | PHOTOVOLTAIC | 2014-09-03 | Massachusetts Electric Company | MEC | MA | 027 | WMA | WCMA |  | 4.999 | 0 | 0 | 2.15
46665 | SX INDUSTRIES-02072PV170NM |  | NO RESOURCE (1) | PV | SUN |  | PHOTOVOLTAIC | 2014-09-05 | Massachusetts Electric Company | MEC | MA | 021 | SEMA | SEMA |  | 0.17 | 0 | 0 | 0
46666 | CUMMINGS-01915PV224NM |  | NO RESOURCE (1) | PV | SUN |  | PHOTOVOLTAIC | 2014-09-05 | Massachusetts Electric Company | MEC | MA | 009 | BOSTON | NEMA |  | 0.224 | 0 | 0 | 0.092
46667 | E NAZARENE-02170PV85NM |  | NO RESOURCE (1) | PV | SUN |  | PHOTOVOLTAIC | 2014-09-05 | Massachusetts Electric Company | MEC | MA | 021 | SEMA | SEMA |  | 0.085 | 0 | 0 | 0
46691 | CORNERSTONE-01057PV3000NM |  | NO RESOURCE (1) | PV | SUN |  | PHOTOVOLTAIC | 2014-09-12 | Massachusetts Electric Company | MEC | MA | 013 | WMA | WCMA |  | 3 | 0 | 0 | 1.323
46717 | EAST BAY-02915PV70NM |  | NO RESOURCE (1) | PV | SUN |  | PHOTOVOLTAIC | 2014-09-19 | The Narragansett Electric Company | NEC | RI | 007 | RI | RI |  | 0.07 | 0 | 0 | 0
46718 | EXTRA SPACE-02151PV144.3NM |  | NO RESOURCE (1) | PV | SUN |  | PHOTOVOLTAIC | 2014-09-19 | Massachusetts Electric Company | MEC | MA | 025 | BOSTON | NEMA |  | 0.144 | 0 | 0 | 0.023
46719 | STONEHILL COLL-02356PV2225QF |  | NO RESOURCE (1) | PV | SUN |  | PHOTOVOLTAIC | 2014-09-19 | Massachusetts Electric Company | MEC | MA | 005 | SEMA | SEMA |  | 4.391 | 0 | 0 | 0.095
46721 | ALL AMERICAN-02852PV250DG | 38864 | DGSC PV250_65 ALL AMERICAN WAY_NORTH KINGSTOWN | PV | SUN |  | PHOTOVOLTAIC | 2014-09-24 | The Narragansett Electric Company | NEC | RI | 009 | RI | RI |  | 0.25 | 0 | 0 | 0.131
46731 | BILLERICA-01821PV4999NM | 38567 | BILLERICA | PV | SUN |  | PHOTOVOLTAIC | 2014-09-26 | Massachusetts Electric Company | MEC | MA | 017 | CMA/NEMA | WCMA |  | 4.999 | 0 | 0 | 1.994
46732 | PIONEER SOLAR-01453PV995NM |  | NO RESOURCE (1) | PV | SUN |  | PHOTOVOLTAIC | 2014-09-26 | Massachusetts Electric Company | MEC | MA | 027 | WMA | WCMA |  | 0.995 | 0 | 0 | 0
46733 | TKS SOLAR-02301PV180NM |  | NO RESOURCE (1) | PV | SUN |  | PHOTOVOLTAIC | 2014-09-26 | Massachusetts Electric Company | MEC | MA | 023 | SEMA | SEMA |  | 0.18 | 0 | 0 | 0.056
46911 | NEXTSUN ENERGY-02896PV850DG | 38865 | DGSC PV850_582 GREAT RD_NORTH SMITHFIELD | PV | SUN |  | PHOTOVOLTAIC | 2014-12-04 | The Narragansett Electric Company | NEC | RI | 007 | RI | RI |  | 0.85 | 0 | 0 | 0.411
46913 | WOONSOCKET-02895PV190DG |  | NO RESOURCE (1) | PV | SUN |  | PHOTOVOLTAIC | 2014-12-10 | The Narragansett Electric Company | NEC | RI | 007 | RI | RI |  | 0.19 | 0 | 0 | 0.062
46914 | BILLERICA-01523PV2499NM |  | NO RESOURCE (1) | PV | SUN |  | PHOTOVOLTAIC | 2014-12-15 | Massachusetts Electric Company | MEC | MA | 027 | CMA/NEMA | WCMA |  | 2.499 | 0 | 0 | 0.909
46915 | NEXAMP-01844PV2000NM |  | NO RESOURCE (1) | PV | SUN |  | PHOTOVOLTAIC | 2014-12-12 | Massachusetts Electric Company | MEC | MA | 009 | BOSTON | NEMA |  | 2 | 0 | 0 | 0.792
46917 | NEWPORT VINEYARDS-02882PV50DG |  | NO RESOURCE (1) | PV | SUN |  | PHOTOVOLTAIC | 2014-12-15 | The Narragansett Electric Company | NEC | RI | 005 | SEMA | RI |  | 0.05 | 0 | 0 | 0.017
46918 | TOWN OF WESTFORD-01452PV2800NM | 38480 | HUBBARDSTON SE | PV | SUN |  | PHOTOVOLTAIC | 2014-12-17 | Massachusetts Electric Company | MEC | MA | 027 | CMA/NEMA | WCMA |  | 2.8 | 0 | 0 | 1.067
46924 | BILLERICA-01523PV2500NM |  | NO RESOURCE (1) | PV | SUN |  | PHOTOVOLTAIC | 2014-12-15 | Massachusetts Electric Company | MEC | MA | 027 | CMA/NEMA | WCMA |  | 2.5 | 0 | 0 | 0.911
46925 | GLC-MA SOLAR-01440PV1980NM |  | NO RESOURCE (1) | PV | SUN |  | PHOTOVOLTAIC | 2014-12-17 | Massachusetts Electric Company | MEC | MA | 027 | CMA/NEMA | WCMA |  | 1.98 | 0 | 0 | 0.9
46926 | STILLWATER-02917PV56DG |  | NO RESOURCE (1) | PV | SUN |  | PHOTOVOLTAIC | 2014-12-17 | The Narragansett Electric Company | NEC | RI | 007 | RI | RI |  | 0.056 | 0 | 0 | 0.018
46947 | AMERIPRIDE-01607PV225NM |  | NO RESOURCE (1) | PV | SUN |  | PHOTOVOLTAIC | 2015-01-12 | Massachusetts Electric Company | MEC | MA | 027 | CMA/NEMA | WCMA |  | 0.225 | 0 | 0 | 0
46948 | MILFORD IND-01757PV170NM |  | NO RESOURCE (1) | PV | SUN |  | PHOTOVOLTAIC | 2015-01-12 | Massachusetts Electric Company | MEC | MA | 027 | RI | SEMA |  | 0.17 | 0 | 0 | 0.078
46949 | NEW SALEM-01452PV675NM |  | NO RESOURCE (1) | PV | SUN |  | PHOTOVOLTAIC | 2015-01-12 | Massachusetts Electric Company | MEC | MA | 027 | WMA | WCMA |  | 0.675 | 0 | 0 | 0.275
46951 | OAKFIELD WIND |  | NO RESOURCE (1) | WT | WND |  | WIND TURBINE | 2015-10-29 | Evergreen Wind Power II, LLC | EWP2 | ME | 003 | BHE | ME | 57002 | 140.6 | 48.533 | 48.533 | 19.242
46952 | TOWN OF WENDELL-01876PV260NM |  | NO RESOURCE (1) | PV | SUN |  | PHOTOVOLTAIC | 2015-01-16 | Massachusetts Electric Company | MEC | MA | 017 | CMA/NEMA | WCMA |  | 0.26 | 0 | 0 | 0.097
46953 | MACHINE INC-02072PV75NM |  | NO RESOURCE (1) | PV | SUN |  | PHOTOVOLTAIC | 2015-01-16 | Massachusetts Electric Company | MEC | MA | 021 | SEMA | SEMA |  | 0.075 | 0 | 0 | 0
46954 | PROTECTOWIRE-02359PV70NM |  | NO RESOURCE (1) | PV | SUN |  | PHOTOVOLTAIC | 2015-01-16 | Massachusetts Electric Company | MEC | MA | 023 | SEMA | SEMA |  | 0.07 | 0 | 0 | 0
46955 | MASS FISHERIES-01581PV251NM |  | NO RESOURCE (1) | PV | SUN |  | PHOTOVOLTAIC | 2015-01-20 | Massachusetts Electric Company | MEC | MA | 027 | CMA/NEMA | WCMA |  | 0.251 | 0 | 0 | 0.048
46982 | GLOBAL LIQUORS-02720PV85NM |  | NO RESOURCE (1) | PV | SUN |  | PHOTOVOLTAIC | 2015-01-28 | Massachusetts Electric Company | MEC | MA | 005 | SEMA | SEMA |  | 0.085 | 0 | 0 | 0.007
46984 | FIVEMILE RIVER1-01503PV750NM | 38533 | BERLIN 1 | PV | SUN |  | PHOTOVOLTAIC | 2015-01-29 | Massachusetts Electric Company | MEC | MA | 027 | CMA/NEMA | WCMA |  | 0.75 | 0 | 0 | 0.311
46985 | FIVEMILE RIVER2-01503PV750NM | 38555 | BERLIN 2 | PV | SUN |  | PHOTOVOLTAIC | 2015-01-29 | Massachusetts Electric Company | MEC | MA | 027 | CMA/NEMA | WCMA |  | 0.75 | 0 | 0 | 0.29
46986 | FIVEMILE RIVER3-01503PV750NM | 38556 | BERLIN 3 | PV | SUN |  | PHOTOVOLTAIC | 2015-01-29 | Massachusetts Electric Company | MEC | MA | 027 | CMA/NEMA | WCMA |  | 0.75 | 0 | 0 | 0.301
46987 | FIVEMILE RIVER4-01503PV750NM | 38559 | BERLIN 4 | PV | SUN |  | PHOTOVOLTAIC | 2015-01-29 | Massachusetts Electric Company | MEC | MA | 027 | CMA/NEMA | WCMA |  | 0.75 | 0 | 0 | 0.314
46992 | RIN LOGISTICS-02720PV1500NM |  | NO RESOURCE (1) | PV | SUN |  | PHOTOVOLTAIC | 2015-02-02 | Massachusetts Electric Company | MEC | MA | 005 | SEMA | SEMA |  | 1.5 | 0 | 0 | 0.592
46993 | PARAGON HOLDINGS-01740PV995NM |  | NO RESOURCE (1) | PV | SUN |  | PHOTOVOLTAIC | 2015-02-02 | Massachusetts Electric Company | MEC | MA | 027 | CMA/NEMA | WCMA |  | 0.995 | 0 | 0 | 0
46998 | STEERE ELECTRIC-02814PV72DG |  | NO RESOURCE (1) | PV | SUN |  | PHOTOVOLTAIC | 2015-02-02 | The Narragansett Electric Company | NEC | RI | 007 | RI | RI |  | 0.072 | 0 | 0 | 0.014
47002 | ONE KENWOOD-02038PV266NM |  | NO RESOURCE (1) | PV | SUN |  | PHOTOVOLTAIC | 2015-02-10 | Massachusetts Electric Company | MEC | MA | 021 | RI | SEMA |  | 0.266 | 0 | 0 | 0.117
47003 | S SHORE MILLWORK-02766PV648NM |  | NO RESOURCE (1) | PV | SUN |  | PHOTOVOLTAIC | 2015-02-10 | Massachusetts Electric Company | MEC | MA | 005 | RI | SEMA |  | 0.648 | 0 | 0 | 0.111
47004 | IRON MOUNTAIN-01532PV760NM |  | NO RESOURCE (1) | PV | SUN |  | PHOTOVOLTAIC | 2015-02-10 | Massachusetts Electric Company | MEC | MA | 027 | CMA/NEMA | WCMA |  | 0.76 | 0 | 0 | 0.029
47007 | FRANKLIN FORD-02038PV140NM |  | NO RESOURCE (1) | PV | SUN |  | PHOTOVOLTAIC | 2015-02-12 | Massachusetts Electric Company | MEC | MA | 021 | RI | SEMA |  | 0.14 | 0 | 0 | 0.016
47008 | MCGEE TOYOTA-02339PV85NM |  | NO RESOURCE (1) | PV | SUN |  | PHOTOVOLTAIC | 2015-02-12 | Massachusetts Electric Company | MEC | MA | 023 | RI | SEMA |  | 0.085 | 0 | 0 | 0
47020 | NEXAMP-02898PV499DG | 38869 | DGSC PV499_76 SILSON RD_RICHMOND | PV | SUN |  | PHOTOVOLTAIC | 2015-02-19 | The Narragansett Electric Company | NEC | RI | 009 | RI | RI |  | 0.499 | 0 | 0 | 0.193
47032 | ABINGTON TARGET-02351PV418NM |  | NO RESOURCE (1) | PV | SUN |  | PHOTOVOLTAIC | 2015-02-27 | Massachusetts Electric Company | MEC | MA | 023 | SEMA | SEMA |  | 0.418 | 0 | 0 | 0
47033 | HANOVER TARGET-02339PV441NM |  | NO RESOURCE (1) | PV | SUN |  | PHOTOVOLTAIC | 2015-02-27 | Massachusetts Electric Company | MEC | MA | 023 | RI | SEMA |  | 0.441 | 0 | 0 | 0
47034 | MARLBORO TARGET-01752PV441NM |  | NO RESOURCE (1) | PV | SUN |  | PHOTOVOLTAIC | 2015-02-27 | Massachusetts Electric Company | MEC | MA | 017 | CMA/NEMA | WCMA |  | 0.441 | 0 | 0 | 0
47035 | MILFORD TARGET-01757PV302NM |  | NO RESOURCE (1) | PV | SUN |  | PHOTOVOLTAIC | 2015-03-02 | Massachusetts Electric Company | MEC | MA | 027 | RI | SEMA |  | 0.302 | 0 | 0 | 0
47036 | NORTHBORO WALMART-01532PV368NM |  | NO RESOURCE (1) | PV | SUN |  | PHOTOVOLTAIC | 2015-03-02 | Massachusetts Electric Company | MEC | MA | 027 | CMA/NEMA | WCMA |  | 0.368 | 0 | 0 | 0
47037 | LYNN WALMART-01905PV232NM |  | NO RESOURCE (1) | PV | SUN |  | PHOTOVOLTAIC | 2015-03-02 | Massachusetts Electric Company | MEC | MA | 009 | BOSTON | NEMA |  | 0.232 | 0 | 0 | 0
47060 | HANNAFORD FOOD-01535PV120NM |  | NO RESOURCE (1) | PV | SUN |  | PHOTOVOLTAIC | 2015-03-18 | Massachusetts Electric Company | MEC | MA | 027 | WMA | WCMA |  | 0.12 | 0 | 0 | 0
47061 | WHITTIER FARMS-01590PV114NM |  | NO RESOURCE (1) | PV | SUN |  | PHOTOVOLTAIC | 2015-03-18 | Massachusetts Electric Company | MEC | MA | 027 | CMA/NEMA | WCMA |  | 0.114 | 0 | 0 | 0.051
47063 | SWISS TURN-01540PV100NM |  | NO RESOURCE (1) | PV | SUN |  | PHOTOVOLTAIC | 2015-03-20 | Massachusetts Electric Company | MEC | MA | 027 | WMA | WCMA |  | 0.1 | 0 | 0 | 0
47064 | 1ST CONGREGATION-02176PV90NM |  | NO RESOURCE (1) | PV | SUN |  | PHOTOVOLTAIC | 2015-03-20 | Massachusetts Electric Company | MEC | MA | 017 | BOSTON | NEMA |  | 0.09 | 0 | 0 | 0.023
47065 | 210 UPHAM (PV) |  | NO RESOURCE (1) | PV | SUN |  | PHOTOVOLTAIC | 2015-03-19 | Fitchburg Gas & Electric Light Company | FGE | MA | 027 | WMA | WCMA |  | 0.072 | 0 | 0 | 0.031
47066 | S.D. WARREN SACCARAPPA HYDRO |  | NO RESOURCE (1) | HDR | WAT |  | HYDRO (DAILY CYCLE - RUN OF RIVER) | 2015-03-20 | NextEra Energy Marketing, LLC | FPLP-I | ME | 005 | SME | ME |  | 1.35 | 0 | 0 | 0
47092 | 3 VENUS WAY-02703PV750NM |  | NO RESOURCE (1) | PV | SUN |  | PHOTOVOLTAIC | 2015-04-21 | Massachusetts Electric Company | MEC | MA | 005 | RI | SEMA |  | 0.75 | 0 | 0 | 0.03
47093 | SWANSEA MALL-02777PV499NM |  | NO RESOURCE (1) | PV | SUN |  | PHOTOVOLTAIC | 2015-04-21 | Massachusetts Electric Company | MEC | MA | 005 | RI | SEMA |  | 0.499 | 0 | 0 | 0.089
47094 | MACY'S SAUGUS-01906PV278NM |  | NO RESOURCE (1) | PV | SUN |  | PHOTOVOLTAIC | 2015-04-21 | Massachusetts Electric Company | MEC | MA | 009 | BOSTON | NEMA |  | 0.278 | 0 | 0 | 0
47095 | MILFORD IND PLAZA-01757PV170NM |  | NO RESOURCE (1) | PV | SUN |  | PHOTOVOLTAIC | 2015-04-23 | Massachusetts Electric Company | MEC | MA | 027 | RI | SEMA |  | 0.17 | 0 | 0 | 0.078
47096 | JENIKE AND JO-01879PV150NM |  | NO RESOURCE (1) | PV | SUN |  | PHOTOVOLTAIC | 2015-04-23 | Massachusetts Electric Company | MEC | MA | 017 | CMA/NEMA | WCMA |  | 0.15 | 0 | 0 | 0.007
47097 | PREFERRED FREEZER-02322PV990NM |  | NO RESOURCE (1) | PV | SUN |  | PHOTOVOLTAIC | 2015-04-24 | Massachusetts Electric Company | MEC | MA | 021 | SEMA | SEMA |  | 0.99 | 0 | 0 | 0
47125 | BOW STREET HYDRO | 38725 | BOW STREET HYDRO | HDR | WAT |  | HYDRO (DAILY CYCLE - RUN OF RIVER) | 2015-05-01 | Massachusetts Municipal Wholesale Electric Company | MMWEC | NH | 013 | NH | NH |  | 0.236 | 0.028 | 0.028 | 0.078
47126 | CITY OF QUINCY-02171PV132NM |  | NO RESOURCE (1) | PV | SUN |  | PHOTOVOLTAIC | 2015-04-29 | Massachusetts Electric Company | MEC | MA | 021 | SEMA | SEMA |  | 0.132 | 0 | 0 | 0.014
47127 | CITY OF QUINCY-02169PV144NM |  | NO RESOURCE (1) | PV | SUN |  | PHOTOVOLTAIC | 2015-04-29 | Massachusetts Electric Company | MEC | MA | 021 | SEMA | SEMA |  | 0.144 | 0 | 0 | 0.035
47128 | CITY OF QUINCY-02170PV195NM |  | NO RESOURCE (1) | PV | SUN |  | PHOTOVOLTAIC | 2015-04-29 | Massachusetts Electric Company | MEC | MA | 021 | SEMA | SEMA |  | 0.195 | 0 | 0 | 0
47129 | CITY OF QUINCY-02169PV129NM |  | NO RESOURCE (1) | PV | SUN |  | PHOTOVOLTAIC | 2015-05-01 | Massachusetts Electric Company | MEC | MA | 021 | SEMA | SEMA |  | 0.129 | 0 | 0 | 0
47210 | LEICESTER ONE-01524PV4883NM |  | NO RESOURCE (1) | PV | SUN |  | PHOTOVOLTAIC | 2015-05-21 | Massachusetts Electric Company | MEC | MA | 027 | WMA | WCMA |  | 4.883 | 0 | 0 | 2.042
47211 | SYNCARPHA-01453PV2000NM | 40664 | SYNCARPHA MASSACHUSETTS | PV | SUN |  | PHOTOVOLTAIC | 2015-05-21 | Massachusetts Electric Company | MEC | MA | 027 | CMA/NEMA | WCMA |  | 2 | 0 | 0 | 0.844
47263 | WARILA-01523PV150NM |  | NO RESOURCE (1) | PV | SUN |  | PHOTOVOLTAIC | 2015-06-15 | Massachusetts Electric Company | MEC | MA | 027 | CMA/NEMA | WCMA |  | 0.15 | 0 | 0 | 0.034
47264 | MERRIMACK REALITY-01830PV100NM |  | NO RESOURCE (1) | PV | SUN |  | PHOTOVOLTAIC | 2015-06-15 | Massachusetts Electric Company | MEC | MA | 009 | BOSTON | NEMA |  | 0.1 | 0 | 0 | 0.01
47265 | LMP FRANKLIN-02038PV490NM |  | NO RESOURCE (1) | PV | SUN |  | PHOTOVOLTAIC | 2015-06-15 | Massachusetts Electric Company | MEC | MA | 021 | RI | SEMA |  | 0.49 | 0 | 0 | 0.178
47266 | EAST COASTWELDING-01950PV100NM |  | NO RESOURCE (1) | PV | SUN |  | PHOTOVOLTAIC | 2015-06-24 | Massachusetts Electric Company | MEC | MA | 009 | BOSTON | NEMA |  | 0.1 | 0 | 0 | 0
47267 | BLACKMARBLEMOTOR-02151PV241NM |  | NO RESOURCE (1) | PV | SUN |  | PHOTOVOLTAIC | 2015-06-24 | Massachusetts Electric Company | MEC | MA | 025 | BOSTON | NEMA |  | 0.241 | 0 | 0 | 0
47281 | SWANSEA MALL-02777PV260QF |  | NO RESOURCE (1) | PV | SUN |  | PHOTOVOLTAIC | 2015-06-19 | Massachusetts Electric Company | MEC | MA | 005 | RI | SEMA |  | 0.26 | 0 | 0 | 0.213
47282 | CITY OF QUINCY-02171PV225NM |  | NO RESOURCE (1) | PV | SUN |  | PHOTOVOLTAIC | 2015-06-22 | Massachusetts Electric Company | MEC | MA | 021 | SEMA | SEMA |  | 0.225 | 0 | 0 | 0
47283 | NATIONAL MARKER-02896PV186NM |  | NO RESOURCE (1) | PV | SUN |  | PHOTOVOLTAIC | 2015-06-22 | The Narragansett Electric Company | NEC | RI | 007 | RI | RI |  | 0.186 | 0 | 0 | 0
47284 | LARRY LUNDIN-02333PV180NM |  | NO RESOURCE (1) | PV | SUN |  | PHOTOVOLTAIC | 2015-06-22 | Massachusetts Electric Company | MEC | MA | 023 | SEMA | SEMA |  | 0.18 | 0 | 0 | 0.053
47311 | PETERBOROUGH WWTF PV |  | NO RESOURCE (1) | PV | SUN |  | PHOTOVOLTAIC | 2015-07-24 | Public Service Company of New | PSNH | NH | 011 | NH | NH |  | 0.75 | 0 | 0 | 0.267
47312 | SKATE 3-01879PV491NM |  | NO RESOURCE (1) | PV | SUN |  | PHOTOVOLTAIC | 2015-07-15 | Massachusetts Electric Company | MEC | MA | 017 | CMA/NEMA | WCMA |  | 0.491 | 0 | 0 | 0
47313 | MACYS MARLBORO-01752PV371NM |  | NO RESOURCE (1) | PV | SUN |  | PHOTOVOLTAIC | 2015-07-15 | Massachusetts Electric Company | MEC | MA | 017 | CMA/NEMA | WCMA |  | 0.371 | 0 | 0 | 0
47357 | JOHNSTON SOLAR-02919PV1375DG | 38868 | DGSC PV1375_101 PECK HILL RD_JOHNSTON | PV | SUN |  | PHOTOVOLTAIC | 2015-07-21 | The Narragansett Electric Company | NEC | RI | 007 | RI | RI |  | 1.375 | 0 | 0 | 0.431
47364 | HA MA SOLAR-01222PV999NM |  | NO RESOURCE (1) | PV | SUN |  | PHOTOVOLTAIC | 2015-07-22 | Massachusetts Electric Company | MEC | MA | 003 | WMA | WCMA |  | 0.999 | 0 | 0 | 0.493
47365 | WILLIAMS COLLEGE-01267PV414NM |  | NO RESOURCE (1) | PV | SUN |  | PHOTOVOLTAIC | 2015-07-22 | Massachusetts Electric Company | MEC | MA | 003 | WMA | WCMA |  | 0.414 | 0 | 0 | 0.136
47366 | COMERFORD 1 | 380 | COMERFORD | HW | WAT |  | HYDRO (WEEKLY CYCLE) | 1930-01-01 | Great River Hydro, LLC | GRHL | NH | 009 | NH | NH | 2349 | 35.1 | 22.646 | 22.646 | 22.646
47367 | COMERFORD 2 | 380 | COMERFORD | HW | WAT |  | HYDRO (WEEKLY CYCLE) | 1930-01-01 | Great River Hydro, LLC | GRHL | NH | 009 | NH | NH | 2349 | 48.6 | 48.485 | 48.485 | 48.245
47368 | COMERFORD 3 | 380 | COMERFORD | HW | WAT |  | HYDRO (WEEKLY CYCLE) | 1930-01-01 | Great River Hydro, LLC | GRHL | NH | 009 | NH | NH | 2349 | 48.6 | 48.515 | 48.515 | 48.245
47369 | COMERFORD 4 | 380 | COMERFORD | HW | WAT |  | HYDRO (WEEKLY CYCLE) | 1930-01-01 | Great River Hydro, LLC | GRHL | NH | 009 | NH | NH | 2349 | 48.6 | 48.692 | 48.692 | 48.245
47370 | MOORE 1 | 496 | MOORE | HW | WAT |  | HYDRO (WEEKLY CYCLE) | 1956-01-01 | Great River Hydro, LLC | GRHL | NH | 009 | NH | NH | 2351 / 1-4 | 47.7 | 47.793 | 47.793 | 47.258
47371 | MOORE 2 | 496 | MOORE | HW | WAT |  | HYDRO (WEEKLY CYCLE) | 1956-01-01 | Great River Hydro, LLC | GRHL | NH | 009 | NH | NH | 2351 / 1-4 | 47.7 | 47.794 | 47.794 | 47.258
47372 | MOORE 3 | 496 | MOORE | HW | WAT |  | HYDRO (WEEKLY CYCLE) | 1956-01-01 | Great River Hydro, LLC | GRHL | NH | 009 | NH | NH | 2351 / 1-4 | 47.7 | 47.794 | 47.794 | 47.258
47373 | MOORE 4 | 496 | MOORE | HW | WAT |  | HYDRO (WEEKLY CYCLE) | 1956-01-01 | Great River Hydro, LLC | GRHL | NH | 009 | NH | NH | 2351 / 1-4 | 47.7 | 47.794 | 47.794 | 47.258
47374 | NEW BEDFORD RED AUTH #2283 | 38374 | PLYMOUTH | PV | SUN |  | PHOTOVOLTAIC | 2015-08-04 | NSTAR Electric Company | NSTAR | MA | 023 | SEMA | SEMA |  | 4.26 | 0 | 0 | 2.055
47377 | BLUEWAVE - MATTAPOISETT 2260 | 38531 | MATTAPOISETT 1 | PV | SUN |  | PHOTOVOLTAIC | 2015-08-07 | NSTAR Electric Company | NSTAR | MA | 023 | SEMA | SEMA |  | 0.75 | 0 | 0 | 0.297
47378 | BLUEWAVE - MATTAPOISETT 2261 | 38530 | MATTAPOISETT 2 | PV | SUN |  | PHOTOVOLTAIC | 2015-08-07 | NSTAR Electric Company | NSTAR | MA | 023 | SEMA | SEMA |  | 0.75 | 0 | 0 | 0.309
47379 | GARDNER WALMART-01440PV278NM |  | NO RESOURCE (1) | PV | SUN |  | PHOTOVOLTAIC | 2015-08-11 | Massachusetts Electric Company | MEC | MA | 027 | CMA/NEMA | WCMA |  | 0.278 | 0 | 0 | 0
47390 | BUCKSPORT | 1288 | BUCKSPORT ENERGY 4 | GT | NG | DFO | GAS/OIL COMBUSTION (GAS) TURBINE | 2001-01-01 | Bucksport Generation LLC | BKSG | ME | 009 | BHE | ME |  | 282.744 | 219.432 | 219.432 | 161.296
47391 | CHELMSFORD DPW-01824PV335NM |  | NO RESOURCE (1) | PV | SUN |  | PHOTOVOLTAIC | 2015-08-25 | Massachusetts Electric Company | MEC | MA | 017 | CMA/NEMA | WCMA |  | 0.335 | 0 | 0 | 0.144
47392 | MCCARTHY SCHOOL-01824PV300NM |  | NO RESOURCE (1) | PV | SUN |  | PHOTOVOLTAIC | 2015-08-25 | Massachusetts Electric Company | MEC | MA | 017 | CMA/NEMA | WCMA |  | 0.3 | 0 | 0 | 0.121
47393 | HARRINGTON SCHOOL-01824PV295NM |  | NO RESOURCE (1) | PV | SUN |  | PHOTOVOLTAIC | 2015-08-27 | Massachusetts Electric Company | MEC | MA | 017 | CMA/NEMA | WCMA |  | 0.295 | 0 | 0 | 0.103
47397 | NM-ALNASCO |  | NO RESOURCE (1) | PV | SUN |  | PHOTOVOLTAIC | 2015-08-24 | NSTAR Electric Company | NSTAR | MA | 003 | WMA | WCMA |  | 0.3 | 0 | 0 | 0.068
47398 | NM-BGREEN ENERGY |  | NO RESOURCE (1) | IC | LFG |  | BIO/REFUSE | 2015-08-24 | NSTAR Electric Company | NSTAR | MA | 015 | WMA | WCMA |  | 0.3 | 0.092 | 0.092 | 0.547
47399 | NM-BWC ORIGINATION |  | NO RESOURCE (1) | PV | SUN |  | PHOTOVOLTAIC | 2015-08-24 | NSTAR Electric Company | NSTAR | MA | 015 | WMA | WCMA |  | 0.833 | 0 | 0 | 0.24
47400 | NM-CENTER FOR ECOLOGICAL TECH |  | NO RESOURCE (1) | PV | SUN |  | PHOTOVOLTAIC | 2015-08-24 | NSTAR Electric Company | NSTAR | MA | 013 | WMA | WCMA |  | 0.142 | 0 | 0 | 0.014
47401 | NM-C F FARMS |  | NO RESOURCE (1) | PV | SUN |  | PHOTOVOLTAIC | 2015-08-24 | NSTAR Electric Company | NSTAR | MA | 015 | WMA | WCMA |  | 0.175 | 0 | 0 | 0
47402 | NM-CLARKS COVAIR PARTS |  | NO RESOURCE (1) | PV | SUN |  | PHOTOVOLTAIC | 2015-08-24 | NSTAR Electric Company | NSTAR | MA | 011 | WMA | WCMA |  | 0.082 | 0 | 0 | 0.021
47403 | NM-COWLS BUILDING SUPPLY |  | NO RESOURCE (1) | PV | SUN |  | PHOTOVOLTAIC | 2015-08-24 | NSTAR Electric Company | NSTAR | MA | 015 | WMA | WCMA |  | 0.1 | 0 | 0 | 0.027
47404 | NM-FRANKLIN REGIONAL |  | NO RESOURCE (1) | PV | SUN |  | PHOTOVOLTAIC | 2015-08-24 | NSTAR Electric Company | NSTAR | MA | 011 | WMA | WCMA |  | 0.1 | 0 | 0 | 0.002
47405 | NM-FW WEBB |  | NO RESOURCE (1) | PV | SUN |  | PHOTOVOLTAIC | 2015-08-24 | NSTAR Electric Company | NSTAR | MA | 013 | WMA | WCMA |  | 0.266 | 0 | 0 | 0.008
47406 | NM-GUIDO QUALITY FOODS |  | NO RESOURCE (1) | PV | SUN |  | PHOTOVOLTAIC | 2015-08-24 | NSTAR Electric Company | NSTAR | MA | 003 | WMA | WCMA |  | 0.168 | 0 | 0 | 0.024
47407 | NM-LYNN EDWARDS |  | NO RESOURCE (1) | PV | SUN |  | PHOTOVOLTAIC | 2015-08-24 | NSTAR Electric Company | NSTAR | MA | 015 | WMA | WCMA |  | 0.095 | 0 | 0 | 0.033
47408 | NM-LYON AVIATION |  | NO RESOURCE (1) | PV | SUN |  | PHOTOVOLTAIC | 2015-08-24 | NSTAR Electric Company | NSTAR | MA | 003 | WMA | WCMA |  | 0.1 | 0 | 0 | 0.032
47409 | NM-PITTSFIELD RYE |  | NO RESOURCE (1) | PV | SUN |  | PHOTOVOLTAIC | 2015-08-24 | NSTAR Electric Company | NSTAR | MA | 003 | WMA | WCMA |  | 0.499 | 0 | 0 | 0.067
47410 | CHELMSFORD HIGH-01824PV225NM |  | NO RESOURCE (1) | PV | SUN |  | PHOTOVOLTAIC | 2015-08-27 | Massachusetts Electric Company | MEC | MA | 017 | CMA/NEMA | WCMA |  | 0.225 | 0 | 0 | 0.091
47411 | PARKER SCHOOL-01824PV225NM |  | NO RESOURCE (1) | PV | SUN |  | PHOTOVOLTAIC | 2015-08-27 | Massachusetts Electric Company | MEC | MA | 017 | CMA/NEMA | WCMA |  | 0.225 | 0 | 0 | 0.077
47412 | BYAM SCHOOL-01824-PV225NM |  | NO RESOURCE (1) | PV | SUN |  | PHOTOVOLTAIC | 2015-09-01 | Massachusetts Electric Company | MEC | MA | 017 | CMA/NEMA | WCMA |  | 0.225 | 0 | 0 | 0.086
47413 | SOUTH ROW SCHOOL-01824PV150NM |  | NO RESOURCE (1) | PV | SUN |  | PHOTOVOLTAIC | 2015-09-01 | Massachusetts Electric Company | MEC | MA | 017 | CMA/NEMA | WCMA |  | 0.15 | 0 | 0 | 0.069
47414 | WESTLAND SCHOOL-01824PV100NM |  | NO RESOURCE (1) | PV | SUN |  | PHOTOVOLTAIC | 2015-09-01 | Massachusetts Electric Company | MEC | MA | 017 | CMA/NEMA | WCMA |  | 0.1 | 0 | 0 | 0.04
47415 | CENTER SCHOOL-01824PV75NM |  | NO RESOURCE (1) | PV | SUN |  | PHOTOVOLTAIC | 2015-09-03 | Massachusetts Electric Company | MEC | MA | 017 | CMA/NEMA | WCMA |  | 0.75 | 0 | 0 | 0.032
47419 | NM-TOWN OF WEST SPRINGFIELD | 40595 | SOUTHWICK | PV | SUN |  | PHOTOVOLTAIC | 2015-08-24 | NSTAR Electric Company | NSTAR | MA | 013 | WMA | WCMA |  | 3.3 | 0 | 0 | 1.605
47420 | NM-TOWN OF LONGMEADOW |  | NO RESOURCE (1) | PV | SUN |  | PHOTOVOLTAIC | 2015-08-24 | NSTAR Electric Company | NSTAR | MA | 013 | WMA | WCMA |  | 3.34 | 0 | 0 | 1.504
47421 | NM-TOWN OF ASHFIELD |  | NO RESOURCE (1) | PV | SUN |  | PHOTOVOLTAIC | 2015-08-24 | NSTAR Electric Company | NSTAR | MA | 015 | WMA | WCMA |  | 2.5 | 0 | 0 | 1.021
47422 | NM-UMASS AMHERST |  | NO RESOURCE (1) | PV | SUN |  | PHOTOVOLTAIC | 2015-08-24 | NSTAR Electric Company | NSTAR | MA | 011 | WMA | WCMA |  | 2 | 0 | 0 | 0.905
47423 | BRISTOLCOMMCOLL-02720PV2000NM |  | NO RESOURCE (1) | PV | SUN |  | PHOTOVOLTAIC | 2015-08-25 | Massachusetts Electric Company | MEC | MA | 005 | SEMA | SEMA |  | 2 | 0 | 0 | 0.39
47424 | SUN EDISON - SUDBURY 2417 | 38378 | LSRHS | PV | SUN |  | PHOTOVOLTAIC | 2015-09-01 | NSTAR Electric Company | NSTAR | MA | 017 | BOSTON | NEMA |  | 0.98 | 0 | 0 | 0.405
47443 | HA MA SOLAR-01036PV3500NM |  | NO RESOURCE (1) | PV | SUN |  | PHOTOVOLTAIC | 2015-09-23 | Massachusetts Electric Company | MEC | MA | 013 | WMA | WCMA |  | 3.5 | 0 | 0 | 1.647
47444 | SUN EDISON ORIG3-02769PV3334NM |  | NO RESOURCE (1) | PV | SUN |  | PHOTOVOLTAIC | 2015-09-23 | Massachusetts Electric Company | MEC | MA | 005 | RI | SEMA |  | 3.334 | 0 | 0 | 1.62
47445 | NORTH ADAMS-01247PV2250NM | 40698 | SYNCARPHA NORTH ADAMS | PV | SUN |  | PHOTOVOLTAIC | 2015-09-23 | Massachusetts Electric Company | MEC | MA | 003 | WMA | WCMA |  | 2.25 | 0 | 0 | 1.181
47446 | BWC 5 MILE RIVER-01519PV2000NM | 38560 | GRAFTON | PV | SUN |  | PHOTOVOLTAIC | 2015-09-25 | Massachusetts Electric Company | MEC | MA | 027 | CMA/NEMA | WCMA |  | 2 | 0 | 0 | 0.89
47447 | BWC 5 MILE RIVER-01031PV1890NM |  | NO RESOURCE (1) | PV | SUN |  | PHOTOVOLTAIC | 2015-09-25 | Massachusetts Electric Company | MEC | MA | 027 | WMA | WCMA |  | 1.89 | 0 | 0 | 0.686
47448 | BWC 5 MILE RIVER-01031PV1000NM |  | NO RESOURCE (1) | PV | SUN |  | PHOTOVOLTAIC | 2015-09-25 | Massachusetts Electric Company | MEC | MA | 027 | WMA | WCMA |  | 1 | 0 | 0 | 0.372
47455 | BROCKTON WALMART-02301PV252QF |  | NO RESOURCE (1) | PV | SUN |  | PHOTOVOLTAIC | 2015-09-28 | Massachusetts Electric Company | MEC | MA | 023 | SEMA | SEMA |  | 0.252 | 0 | 0 | 0
47477 | TOWN OF WAREHAM 2155 |  | NO RESOURCE (1) | PV | SUN |  | PHOTOVOLTAIC | 2015-09-29 | NSTAR Electric Company | NSTAR | MA | 023 | SEMA | SEMA |  | 4.75 | 0 | 0 | 2.218
47484 | TOWN OF DARTMOUTH 1924 |  | NO RESOURCE (1) | PV | SUN |  | PHOTOVOLTAIC | 2015-10-05 | NSTAR Electric Company | NSTAR | MA | 005 | SEMA | SEMA |  | 2.75 | 0 | 0 | 0.932
47485 | TOWN OF DARTMOUTH 1925 |  | NO RESOURCE (1) | PV | SUN |  | PHOTOVOLTAIC | 2015-10-05 | NSTAR Electric Company | NSTAR | MA | 005 | SEMA | SEMA |  | 4 | 0 | 0 | 1.415
47486 | PLAINVILLE GAMING-02762PV615QF |  | NO RESOURCE (1) | PV | SUN |  | PHOTOVOLTAIC | 2015-10-08 | Massachusetts Electric Company | MEC | MA | 021 | RI | SEMA |  | 0.615 | 0 | 0 | 0
47487 | N KINGSTOWN SOLAR-02852PV495DG | 38881 | DGSC PV495_1720 DAVISVILLE RD_NORTH KINGSTOWN | PV | SUN |  | PHOTOVOLTAIC | 2015-10-16 | The Narragansett Electric Company | NEC | RI | 009 | RI | RI |  | 0.495 | 0 | 0 | 0.199
47504 | CVEC EDGARTOWN - 1886 | 40765 | CVEC EDGARTOWN - 1886 | PV | SUN |  | PHOTOVOLTAIC | 2015-10-29 | NSTAR Electric Company | NSTAR | MA | 007 | SEMA | SEMA |  | 1.083 | 0 | 0 | 0.497
47505 | CVEC EDGARTOWN - 1887 | 40778 | CVEC EDGARTOWN - 1887 | PV | SUN |  | PHOTOVOLTAIC | 2015-10-29 | NSTAR Electric Company | NSTAR | MA | 007 | SEMA | SEMA |  | 1.083 | 0 | 0 | 0.443
47506 | CVEC HARWICH - 1913 | 40777 | CVEC HARWICH - 1913 | PV | SUN |  | PHOTOVOLTAIC | 2015-10-29 | NSTAR Electric Company | NSTAR | MA | 001 | SEMA | SEMA |  | 4 | 0 | 0 | 1.748
47530 | SEEKONK WALMART-02771PV230QF |  | NO RESOURCE (1) | PV | SUN |  | PHOTOVOLTAIC | 2015-11-03 | Massachusetts Electric Company | MEC | MA | 005 | RI | SEMA |  | 0.23 | 0 | 0 | 0
47699 | H&V-01472ST3519QF |  | NO RESOURCE (1) | ST | NG |  | GAS STEAM | 2015-12-04 | Massachusetts Electric Company | MEC | MA | 017 | CMA/NEMA | WCMA |  | 3.519 | 0.008 | 0.008 | 0
47703 | WEST ST NOMINEE-01747PV490NM |  | NO RESOURCE (1) | PV | SUN |  | PHOTOVOLTAIC | 2015-12-04 | Massachusetts Electric Company | MEC | MA | 027 | RI | SEMA |  | 0.49 | 0 | 0 | 0.167
47731 | 245 RIVER STREET PLACE LLC |  | NO RESOURCE (1) | PV | SUN |  | PHOTOVOLTAIC | 2015-12-14 | Fitchburg Gas & Electric Light Company | FGE | MA | 027 | WMA | WCMA |  | 0.4 | 0 | 0 | 0.139
47741 | FUTURE GEN WIND | 38669 | FUTURE GEN WIND | WT | WND |  | WIND TURBINE | 2016-08-16 | Consolidated Edison Energy, Inc | CEEI | MA | 023 | SEMA | SEMA | 59622 | 7.6 | 2.019 | 2.019 | 1.694
47749 | UI RCP BGPT PV |  | NO RESOURCE (1) | PV | SUN |  | PHOTOVOLTAIC | 2015-12-17 | United Illuminating Company, The | UI | CT | 001 | SWCT | CT |  | 2.2 | 0 | 0 | 1.136
47752 | AMPERSAND BROOKLYN DAM HYDRO |  | NO RESOURCE (1) | HDR | WAT |  | HYDRO (DAILY CYCLE - RUN OF RIVER) | 2015-12-18 | Public Service Company of New | PSNH | NH | 007 | NH | NH |  | 0.6 | 0.267 | 0.267 | 0.109
47836 | QUABBIN WIRE-01082PV70NM |  | NO RESOURCE (1) | PV | SUN |  | PHOTOVOLTAIC | 2015-12-29 | Massachusetts Electric Company | MEC | MA | 015 | WMA | WCMA |  | 0.07 | 0 | 0 | 0
47837 | QUABBIN WIRE-01082PV224NM |  | NO RESOURCE (1) | PV | SUN |  | PHOTOVOLTAIC | 2015-12-29 | Massachusetts Electric Company | MEC | MA | 015 | WMA | WCMA |  | 0.224 | 0 | 0 | 0
47838 | GOODING FAMILY-02302PV250NM |  | NO RESOURCE (1) | PV | SUN |  | PHOTOVOLTAIC | 2015-12-29 | Massachusetts Electric Company | MEC | MA | 023 | SEMA | SEMA |  | 0.25 | 0 | 0 | 0.056
47926 | NM AMHERST DEVELOPMENT ASSOC |  | NO RESOURCE (1) | PV | SUN |  | PHOTOVOLTAIC | 2016-02-01 | NSTAR Electric Company | NSTAR | MA | 015 | WMA | WCMA |  | 0.095 | 0 | 0 | 0
47927 | NM EASTHAMPTON HS |  | NO RESOURCE (1) | PV | SUN |  | PHOTOVOLTAIC | 2016-02-01 | NSTAR Electric Company | NSTAR | MA | 015 | WMA | WCMA |  | 0.083 | 0 | 0 | 0
47928 | NM BIG Y LEE MA |  | NO RESOURCE (1) | PV | SUN |  | PHOTOVOLTAIC | 2016-02-01 | NSTAR Electric Company | NSTAR | MA | 003 | WMA | WCMA |  | 0.295 | 0 | 0 | 0
47929 | NM BIG Y SPRINGFIELD MA |  | NO RESOURCE (1) | PV | SUN |  | PHOTOVOLTAIC | 2016-02-01 | NSTAR Electric Company | NSTAR | MA | 013 | WMA | WCMA |  | 0.5 | 0 | 0 | 0
47930 | NM-HONORE LLC |  | NO RESOURCE (1) | PV | SUN |  | PHOTOVOLTAIC | 2016-02-01 | NSTAR Electric Company | NSTAR | MA | 013 | WMA | WCMA |  | 0.095 | 0 | 0 | 0
47931 | NM-BETA FOG NOZZLE |  | NO RESOURCE (1) | PV | SUN |  | PHOTOVOLTAIC | 2016-02-01 | NSTAR Electric Company | NSTAR | MA | 011 | WMA | WCMA |  | 0.135 | 0 | 0 | 0
47932 | NM GIRARD LIMITED |  | NO RESOURCE (1) | PV | SUN |  | PHOTOVOLTAIC | 2016-02-01 | NSTAR Electric Company | NSTAR | MA | 013 | WMA | WCMA |  | 0.08 | 0 | 0 | 0
47933 | NM WALMART SPRINGFIELD MA |  | NO RESOURCE (1) | PV | SUN |  | PHOTOVOLTAIC | 2016-02-01 | NSTAR Electric Company | NSTAR | MA | 013 | WMA | WCMA |  | 0.333 | 0 | 0 | 0
47934 | NM WINTON CORP |  | NO RESOURCE (1) | PV | SUN |  | PHOTOVOLTAIC | 2016-02-01 | NSTAR Electric Company | NSTAR | MA | 013 | WMA | WCMA |  | 0.11 | 0 | 0 | 0
47950 | LANDOFTHESKY250-01005PVNM |  | NO RESOURCE (1) | PV | SUN |  | PHOTOVOLTAIC | 2016-02-16 | Massachusetts Electric Company | MEC | MA | 027 | WMA | WCMA |  | 0.48 | 0 | 0 | 0.228
47951 | LANDOFTHESKY251-01005PVNM |  | NO RESOURCE (1) | PV | SUN |  | PHOTOVOLTAIC | 2016-02-16 | Massachusetts Electric Company | MEC | MA | 027 | WMA | WCMA |  | 0.48 | 0 | 0 | 0.244
47952 | LANDOFTHESKY252-01005PVNM |  | NO RESOURCE (1) | PV | SUN |  | PHOTOVOLTAIC | 2016-02-16 | Massachusetts Electric Company | MEC | MA | 027 | WMA | WCMA |  | 0.48 | 0 | 0 | 0.241
47953 | LANDOFTHESKY253-01005PVNM |  | NO RESOURCE (1) | PV | SUN |  | PHOTOVOLTAIC | 2016-02-16 | Massachusetts Electric Company | MEC | MA | 027 | WMA | WCMA |  | 0.48 | 0 | 0 | 0.204
47954 | WINN SOLAR THREE-01841PV115NM |  | NO RESOURCE (1) | PV | SUN |  | PHOTOVOLTAIC | 2016-02-12 | Massachusetts Electric Company | MEC | MA | 009 | CMA/NEMA | WCMA |  | 0.115 | 0 | 0 | 0.043
47955 | BELLINGHAM PLAZA-02019PV198QF |  | NO RESOURCE (1) | PV | SUN |  | PHOTOVOLTAIC | 2016-02-12 | Massachusetts Electric Company | MEC | MA | 021 | RI | SEMA |  | 0.198 | 0 | 0 | 0.085
47956 | ANDOVER COMPANIES-01810PV494NM |  | NO RESOURCE (1) | PV | SUN |  | PHOTOVOLTAIC | 2016-02-12 | Massachusetts Electric Company | MEC | MA | 009 | CMA/NEMA | WCMA |  | 0.494 | 0 | 0 | 0.218
47959 | ZORENA-01590PV100NM |  | NO RESOURCE (1) | PV | SUN |  | PHOTOVOLTAIC | 2016-02-22 | Massachusetts Electric Company | MEC | MA | 027 | CMA/NEMA | WCMA |  | 0.1 | 0 | 0 | 0.033
47983 | JLS MAILING SVS-01876PV490NM |  | NO RESOURCE (1) | PV | SUN |  | PHOTOVOLTAIC | 2016-03-11 | Massachusetts Electric Company | MEC | MA | 023 | SEMA | SEMA |  | 0.49 | 0 | 0 | 0.072
47984 | BJ'S WHOLESALE-01532PV460NM |  | NO RESOURCE (1) | PV | SUN |  | PHOTOVOLTAIC | 2016-03-11 | Massachusetts Electric Company | MEC | MA | 027 | CMA/NEMA | WCMA |  | 0.46 | 0 | 0 | 0
47985 | DENNISON LUBRICANT01607PV308QF |  | NO RESOURCE (1) | PV | SUN |  | PHOTOVOLTAIC | 2016-03-11 | Massachusetts Electric Company | MEC | MA | 027 | CMA/NEMA | WCMA |  | 0.308 | 0 | 0 | 0.07
47986 | TARGET LEOMINSTER-01453PV184QF |  | NO RESOURCE (1) | PV | SUN |  | PHOTOVOLTAIC | 2016-03-14 | Massachusetts Electric Company | MEC | MA | 027 | WMA | WCMA |  | 0.184 | 0 | 0 | 0
47987 | LAMOUREUX FORD-01515PV100NMNM |  | NO RESOURCE (1) | PV | SUN |  | PHOTOVOLTAIC | 2016-03-14 | Massachusetts Electric Company | MEC | MA | 027 | WMA | WCMA |  | 0.1 | 0 | 0 | 0.013
47991 | SOLTERRA LLC SOLAR PROJECT |  | NO RESOURCE (1) | PV | SUN |  | PHOTOVOLTAIC | 2017-01-04 | NRG Power Marketing LLC | NRGPM | MA | 027 | WMA | WCMA | 60391 | 15.7035 | 0 | 0 | 6.453
47992 | BREAKAWAY ICE-01876PV120NM |  | NO RESOURCE (1) | PV | SUN |  | PHOTOVOLTAIC | 2016-03-22 | Massachusetts Electric Company | MEC | MA | 017 | BOSTON | NEMA |  | 0.12 | 0 | 0 | 0
47993 | 217 EAST RD SOLAR-01220PV996NM |  | NO RESOURCE (1) | PV | SUN |  | PHOTOVOLTAIC | 2016-03-24 | Massachusetts Electric Company | MEC | MA | 003 | WMA | WCMA |  | 0.996 | 0 | 0 | 0.519
47994 | NAT GRID ATTLEBORO02703PV996QF | 38704 | RICHARDSON AVE ATTLEBORO PV 2 | PV | SUN |  | PHOTOVOLTAIC | 2016-03-24 | Massachusetts Electric Company | MEC | MA | 005 | RI | SEMA |  | 0.996 | 0 | 0 | 0.27
47995 | NATL GRID SHIRLEY-01464PV996QF | 38538 | GROTON ROAD SHIRLEY PV | PV | SUN |  | PHOTOVOLTAIC | 2016-03-24 | Massachusetts Electric Company | MEC | MA | 017 | CMA/NEMA | WCMA |  | 0.996 | 0 | 0 | 0.345
47996 | NAT GRID CHARLTON-01507PV684QF | 38528 | 29 OXFORD RD CHARLTON PV | PV | SUN |  | PHOTOVOLTAIC | 2016-03-28 | Massachusetts Electric Company | MEC | MA | 027 | WMA | WCMA |  | 0.684 | 0 | 0 | 0.254
48022 | WINN SOLAR THREE-01852PV120NM |  | NO RESOURCE (1) | PV | SUN |  | PHOTOVOLTAIC | 2016-03-30 | Massachusetts Electric Company | MEC | MA | 017 | CMA/NEMA | WCMA |  | 0.12 | 0 | 0 | 0.054
48075 | STONY HILL SOLAR-01036PV499NM |  | NO RESOURCE (1) | PV | SUN |  | PHOTOVOLTAIC | 2016-04-01 | Massachusetts Electric Company | MEC | MA | 013 | WMA | WCMA |  | 0.499 | 0 | 0 | 0.187
48081 | APOLLO SOLAR-01876PV268NM |  | NO RESOURCE (1) | PV | SUN |  | PHOTOVOLTAIC | 2016-04-01 | Massachusetts Electric Company | MEC | MA | 017 | CMA/NEMA | WCMA |  | 0.268 | 0 | 0 | 0
48082 | HANCOCK WIND |  | NO RESOURCE (1) | WT | WND |  | WIND TURBINE | 2016-12-14 | Hancock Wind, LLC | HCWL | ME | 009 | BHE | ME | 58686 | 61.37 | 17.684 | 17.684 | 7.571
48083 | FRENCH RIVER | 38845 | BWC FRENCH RIVER, LLC | PV | SUN |  | PHOTOVOLTAIC | 2016-12-02 | Boston Energy Trading and Marketing LLC | EMMT-I | MA | 027 | WMA | WCMA | 61342 | 12.35 | 0 | 0 | 5.276
48120 | GRANITE RIDGE ENERGY 1A | 1625 | GRANITE RIDGE ENERGY | CC | NG |  | GAS COMBINED CYCLE | 2003-04-01 | Calpine Energy Services, LP | CALP | NH | 015 | NH | NH | 55170 | 395.25 | 369.636 | 369.636 | 337.787
48121 | GRANITE RIDGE ENERGY 1B | 1625 | GRANITE RIDGE ENERGY | CC | NG |  | GAS COMBINED CYCLE | 2003-04-01 | Calpine Energy Services, LP | CALP | NH | 015 | NH | NH | 55170 | 395.25 | 369.636 | 369.636 | 337.787
48166 | MAYBURY ASSOC-01028PV250QF |  | NO RESOURCE (1) | PV | SUN |  | PHOTOVOLTAIC | 2016-04-11 | Massachusetts Electric Company | MEC | MA | 013 | WMA | WCMA |  | 0.25 | 0 | 0 | 0.051
48167 | RANDOLP & BALDWIN-01432PV80QF |  | NO RESOURCE (1) | PV | SUN |  | PHOTOVOLTAIC | 2016-04-13 | Massachusetts Electric Company | MEC | MA | 017 | CMA/NEMA | WCMA |  | 0.08 | 0 | 0 | 0.014
48170 | SYNCARPHA PALMER-01069PV4995NM |  | NO RESOURCE (1) | PV | SUN |  | PHOTOVOLTAIC | 2016-04-14 | Massachusetts Electric Company | MEC | MA | 013 | WMA | WCMA |  | 4.995 | 0 | 0 | 2.206
48171 | HALIFAX SOLAR NG-02338PV2500NM |  | NO RESOURCE (1) | PV | SUN |  | PHOTOVOLTAIC | 2016-04-14 | Massachusetts Electric Company | MEC | MA | 023 | SEMA | SEMA |  | 2.5 | 0 | 0 | 1.21
48172 | BLUEWAVE CAPITAL-02769PV1670NM |  | NO RESOURCE (1) | PV | SUN |  | PHOTOVOLTAIC | 2016-04-15 | Massachusetts Electric Company | MEC | MA | 005 | RI | SEMA |  | 1.67 | 0 | 0 | 0.793
48177 | PARKRIDGE-01835PV92.4QF |  | NO RESOURCE (1) | PV | SUN |  | PHOTOVOLTAIC | 2016-04-15 | Massachusetts Electric Company | MEC | MA | 009 | BOSTON | NEMA |  | 0.092 | 0 | 0 | 0.036
48178 | PLAINVILLE TARGET-02762PV414QF |  | NO RESOURCE (1) | PV | SUN |  | PHOTOVOLTAIC | 2016-04-19 | Massachusetts Electric Company | MEC | MA | 021 | RI | SEMA |  | 0.414 | 0 | 0 | 0
48205 | GENERAL WOODWKNG2-01851PV100NM |  | NO RESOURCE (1) | PV | SUN |  | PHOTOVOLTAIC | 2016-04-22 | Massachusetts Electric Company | MEC | MA | 017 | CMA/NEMA | WCMA |  | 0.1 | 0 | 0 | 0.029
48206 | GENERAL WOODWKNG1-01851PV224NM |  | NO RESOURCE (1) | PV | SUN |  | PHOTOVOLTAIC | 2016-04-22 | Massachusetts Electric Company | MEC | MA | 017 | CMA/NEMA | WCMA |  | 0.224 | 0 | 0 | 0.039
48221 | 146 SUPPLY CTR-01527PV98NM |  | NO RESOURCE (1) | PV | SUN |  | PHOTOVOLTAIC | 2016-05-05 | Massachusetts Electric Company | MEC | MA | 027 | CMA/NEMA | WCMA |  | 0.098 | 0 | 0 | 0.015
48225 | SWANSEA TARGET-02777PV483QF |  | NO RESOURCE (1) | PV | SUN |  | PHOTOVOLTAIC | 2016-05-02 | Massachusetts Electric Company | MEC | MA | 005 | RI | SEMA |  | 0.483 | 0 | 0 | 0.019
48226 | UXBRIDGE PRO STGE-01569PV265QF |  | NO RESOURCE (1) | PV | SUN |  | PHOTOVOLTAIC | 2016-05-02 | Massachusetts Electric Company | MEC | MA | 027 | RI | SEMA |  | 0.265 | 0.011 | 0.011 | 0.098
48232 | TOWN OF WENDELL-01473PV600NM |  | NO RESOURCE (1) | PV | SUN |  | PHOTOVOLTAIC | 2016-05-09 | Massachusetts Electric Company | MEC | MA | 027 | WMA | WCMA |  | 0.6 | 0 | 0 | 0.303
48239 | CYN OIL CORP-02072PV100NM |  | NO RESOURCE (1) | PV | SUN |  | PHOTOVOLTAIC | 2016-05-11 | Massachusetts Electric Company | MEC | MA | 021 | SEMA | SEMA |  | 0.1 | 0 | 0 | 0.02
48249 | WORC BURNCOAT-01606PV252QF |  | NO RESOURCE (1) | PV | SUN |  | PHOTOVOLTAIC | 2016-05-11 | Massachusetts Electric Company | MEC | MA | 027 | CMA/NEMA | WCMA |  | 0.252 | 0.045 | 0.045 | 0.067
48250 | WORC FOREST GROVE-01605PV87QF |  | NO RESOURCE (1) | PV | SUN |  | PHOTOVOLTAIC | 2016-05-13 | Massachusetts Electric Company | MEC | MA | 027 | CMA/NEMA | WCMA |  | 0.087 | 0 | 0 | 0
48314 | NAT GRID MILLBURY-01527PV684QF | 38539 | 40 AUBURN RD MILLBURY PV | PV | SUN |  | PHOTOVOLTAIC | 2016-05-18 | Massachusetts Electric Company | MEC | MA | 027 | WMA | WCMA |  | 0.684 | 0 | 0 | 0.203
48321 | WORC CHANDLER-01602PV100QF |  | NO RESOURCE (1) | PV | SUN |  | PHOTOVOLTAIC | 2016-05-17 | Massachusetts Electric Company | MEC | MA | 027 | CMA/NEMA | WCMA |  | 0.1 | 0 | 0 | 0
48400 | SOMERSET SCHOOL-02726PV240NM |  | NO RESOURCE (1) | PV | SUN |  | PHOTOVOLTAIC | 2016-05-18 | Massachusetts Electric Company | MEC | MA | 005 | RI | SEMA |  | 0.24 | 0 | 0 | 0.057
48401 | EVERSOURCE PV N2123 |  | NO RESOURCE (1) | PV | SUN |  | PHOTOVOLTAIC | 2016-05-19 | Public Service Company of New | PSNH | NH | 011 | NH | NH |  | 0.121 | 0 | 0 | 0.016
48402 | MERCURY WIRE-01562PV224NM |  | NO RESOURCE (1) | PV | SUN |  | PHOTOVOLTAIC | 2016-05-19 | Massachusetts Electric Company | MEC | MA | 027 | CMA/NEMA | WCMA |  | 0.224 | 0 | 0 | 0
48403 | FACILITY MGT CORP-01747PV200NM |  | NO RESOURCE (1) | PV | SUN |  | PHOTOVOLTAIC | 2016-05-19 | Massachusetts Electric Company | MEC | MA | 027 | RI | SEMA |  | 0.2 | 0 | 0 | 0.015
48406 | HERRICKS INC-01364PV112NM |  | NO RESOURCE (1) | PV | SUN |  | PHOTOVOLTAIC | 2016-05-20 | Massachusetts Electric Company | MEC | MA | 011 | WMA | WCMA |  | 0.112 | 0 | 0 | 0.028
48407 | ENRIGHT LLC-01879PV300NM |  | NO RESOURCE (1) | PV | SUN |  | PHOTOVOLTAIC | 2016-05-24 | Massachusetts Electric Company | MEC | MA | 017 | CMA/NEMA | WCMA |  | 0.3 | 0 | 0 | 0.134
48426 | 19 POND RD LLC-01930PV200NM |  | NO RESOURCE (1) | PV | SUN |  | PHOTOVOLTAIC | 2016-05-26 | Massachusetts Electric Company | MEC | MA | 009 | BOSTON | NEMA |  | 0.2 | 0 | 0 | 0.074
48583 | HYDE TOOLS INC-01550PV480NM |  | NO RESOURCE (1) | PV | SUN |  | PHOTOVOLTAIC | 2016-06-01 | Massachusetts Electric Company | MEC | MA | 027 | WMA | WCMA |  | 0.48 | 0 | 0 | 0
48584 | LAND OF THE SKY1-01550PV480NM |  | NO RESOURCE (1) | PV | SUN |  | PHOTOVOLTAIC | 2016-06-01 | Massachusetts Electric Company | MEC | MA | 027 | WMA | WCMA |  | 0.48 | 0 | 0 | 0.21
48585 | LAND OF THE SKY2-01550PV480NM |  | NO RESOURCE (1) | PV | SUN |  | PHOTOVOLTAIC | 2016-06-01 | Massachusetts Electric Company | MEC | MA | 027 | WMA | WCMA |  | 0.48 | 0 | 0 | 0.226
48586 | LAND OF THE SKY3-01550PV480NM |  | NO RESOURCE (1) | PV | SUN |  | PHOTOVOLTAIC | 2016-06-01 | Massachusetts Electric Company | MEC | MA | 027 | WMA | WCMA |  | 0.48 | 0 | 0 | 0.228
48587 | LAND OF THE SKY4-01550PV480NM |  | NO RESOURCE (1) | PV | SUN |  | PHOTOVOLTAIC | 2016-06-01 | Massachusetts Electric Company | MEC | MA | 027 | WMA | WCMA |  | 0.48 | 0 | 0 | 0.235
48588 | SOLARCITY CORP-01096PV2266NM |  | NO RESOURCE (1) | PV | SUN |  | PHOTOVOLTAIC | 2016-06-01 | Massachusetts Electric Company | MEC | MA | 015 | WMA | WCMA |  | 2.266 | 0 | 0 | 0
48643 | DURHAM PV N3524 |  | NO RESOURCE (1) | PV | SUN |  | PHOTOVOLTAIC | 2016-06-27 | Public Service Company of New | PSNH | NH | 017 | NH | NH |  | 0.504 | 0 | 0 | 0.236
48645 | PISGAH MOUNTAIN WIND |  | NO RESOURCE (1) | WT | WND |  | WIND TURBINE | 2016-12-16 | SWEB Development USA, LLC | SWEB | ME | 019 | BHE | ME | 60404 | 9.5 | 3.915 | 3.915 | 1.352
48649 | ALPHA RHO |  | NO RESOURCE (1) | PV | SUN |  | PHOTOVOLTAIC | 2016-07-05 | Fitchburg Gas & Electric Light Company | FGE | MA | 027 | WMA | WCMA |  | 0.2 | 0 | 0 | 0.059
48650 | LONG SUBARU-01570PV75NM |  | NO RESOURCE (1) | PV | SUN |  | PHOTOVOLTAIC | 2016-07-06 | Massachusetts Electric Company | MEC | MA | 027 | CMA/NEMA | WCMA |  | 0.075 | 0 | 0 | 0.006
48651 | TRINITY EMS-01853PV64.8QF |  | NO RESOURCE (1) | PV | SUN |  | PHOTOVOLTAIC | 2016-07-06 | Massachusetts Electric Company | MEC | MA | 017 | CMA/NEMA | WCMA |  | 0.065 | 0 | 0 | 0.006
48659 | MILTON PV N3084 |  | NO RESOURCE (1) | PV | SUN |  | PHOTOVOLTAIC | 2016-07-12 | Public Service Company of New | PSNH | NH | 017 | NH | NH |  | 0.75 | 0 | 0 | 0.375
48664 | S COUNTY-02822PV878DG | 38884 | DGSC PV912_260 SOUTH COUNTY TRAIL_EXETER | PV | SUN |  | PHOTOVOLTAIC | 2016-07-19 | The Narragansett Electric Company | NEC | RI | 009 | RI | RI |  | 0.878 | 0 | 0 | 0.436
48665 | IMPERIAL DELTAH-02914PV264NM |  | NO RESOURCE (1) | PV | SUN |  | PHOTOVOLTAIC | 2016-07-27 | The Narragansett Electric Company | NEC | RI | 007 | RI | RI |  | 0.264 | 0 | 0 | 0.032
48672 | THEDODGECO-01821PV172NM |  | NO RESOURCE (1) | PV | SUN |  | PHOTOVOLTAIC | 2016-07-22 | Massachusetts Electric Company | MEC | MA | 017 | CMA/NEMA | WCMA |  | 0.172 | 0 | 0 | 0.021
48674 | RES.RD.HOLDINGS-02136PV2500NM |  | NO RESOURCE (1) | PV | SUN |  | PHOTOVOLTAIC | 2016-07-27 | Massachusetts Electric Company | MEC | MA | 003 | WMA | WCMA |  | 2.5 | 0 | 0 | 1.23
48675 | HARBOR SOLAR LLC-02324PV989NM |  | NO RESOURCE (1) | PV | SUN |  | PHOTOVOLTAIC | 2016-07-28 | Massachusetts Electric Company | MEC | MA | 023 | SEMA | SEMA |  | 0.989 | 0 | 0 | 0.299
48676 | HARBOR SOLAR 2-02324PV1978NM |  | NO RESOURCE (1) | PV | SUN |  | PHOTOVOLTAIC | 2016-07-28 | Massachusetts Electric Company | MEC | MA | 023 | SEMA | SEMA |  | 1.978 | 0 | 0 | 1.009
48694 | MERCURY (198)-01543PV2000NM |  | NO RESOURCE (1) | PV | SUN |  | PHOTOVOLTAIC | 2016-08-02 | Massachusetts Electric Company | MEC | MA | 027 | WMA | WCMA |  | 2 | 0 | 0 | 0.771
48695 | SALEM 5 | 38089 | FOOTPRINT COMBINED CYCLE | CC | NG |  | GAS COMBINED CYCLE | 2018-05-15 | Consolidated Edison Energy, Inc | CEEI | MA | 009 | BOSTON | NEMA | 60903 | 304.13 | 357.8 | 357.8 | 338.901
48696 | SALEM 6 | 38089 | FOOTPRINT COMBINED CYCLE | CC | NG |  | GAS COMBINED CYCLE | 2018-05-15 | Consolidated Edison Energy, Inc | CEEI | MA | 009 | BOSTON | NEMA | 60903 | 304.13 | 357.8 | 357.8 | 338.191
48697 | MCI TELECOM-01507PV772.8QF |  | NO RESOURCE (1) | PV | SUN |  | PHOTOVOLTAIC | 2016-08-03 | Massachusetts Electric Company | MEC | MA | 027 | WMA | WCMA |  | 0.772 | 0 | 0 | 0
48698 | STORZ 2101B-01507PV2000NM |  | NO RESOURCE (1) | PV | SUN |  | PHOTOVOLTAIC | 2016-08-02 | Massachusetts Electric Company | MEC | MA | 027 | WMA | WCMA |  | 2 | 0 | 0 | 0.863
48705 | SUN E. BRDGEWTR-02324PV3000NM | 38376 | LANDCRAFT | PV | SUN |  | PHOTOVOLTAIC | 2016-08-02 | Massachusetts Electric Company | MEC | MA | 023 | SEMA | SEMA |  | 3 | 0 | 0 | 1.298
48713 | STORZ 2101A-01507PV2000NM |  | NO RESOURCE (1) | PV | SUN |  | PHOTOVOLTAIC | 2016-08-01 | Massachusetts Electric Company | MEC | MA | 027 | WMA | WCMA |  | 2 | 0 | 0 | 0.748
48714 | ONSET EAST | 38701 | ONSET EAST | PV | SUN |  | PHOTOVOLTAIC | 2016-08-04 | NSTAR Electric Company | NSTAR | MA | 023 | SEMA | SEMA |  | 1 | 0 | 0 | 0.549
48715 | ONSET WEST | 38702 | ONSET WEST | PV | SUN |  | PHOTOVOLTAIC | 2016-08-04 | NSTAR Electric Company | NSTAR | MA | 023 | SEMA | SEMA |  | 1 | 0 | 0 | 0.539
48718 | BRODIE MT RD-01237PV2000NM |  | NO RESOURCE (1) | PV | SUN |  | PHOTOVOLTAIC | 2016-08-03 | Massachusetts Electric Company | MEC | MA | 003 | WMA | WCMA |  | 2 | 0 | 0 | 0.878
48719 | HOUSATONIC-WARE-01092PV960NM |  | NO RESOURCE (1) | PV | SUN |  | PHOTOVOLTAIC | 2016-08-04 | Massachusetts Electric Company | MEC | MA | 027 | WMA | WCMA |  | 0.96 | 0 | 0 | 0.454
48720 | WESTBROOKFIELD-01585PV1400NM |  | NO RESOURCE (1) | PV | SUN |  | PHOTOVOLTAIC | 2016-08-09 | Massachusetts Electric Company | MEC | MA | 027 | WMA | WCMA |  | 1.4 | 0 | 0 | 0.561
48721 | HOUSATONIC SPRING-01092PV952NM |  | NO RESOURCE (1) | PV | SUN |  | PHOTOVOLTAIC | 2016-08-09 | Massachusetts Electric Company | MEC | MA | 027 | WMA | WCMA |  | 0.952 | 0 | 0 | 0.45
48722 | BURTON VILLAGE-01452PV96QF |  | NO RESOURCE (1) | PV | SUN |  | PHOTOVOLTAIC | 2016-08-11 | Massachusetts Electric Company | MEC | MA | 027 | CMA/NEMA | WCMA |  | 0.096 | 0 | 0 | 0.012
48723 | INDEPENDENCE2575-02072PV1725NM |  | NO RESOURCE (1) | PV | SUN |  | PHOTOVOLTAIC | 2016-08-11 | Massachusetts Electric Company | MEC | MA | 021 | SEMA | SEMA |  | 1.725 | 0 | 0 | 0.716
48724 | CASCO BAY ENERGY STORAGE |  | NO RESOURCE (1) | ES | MWH |  | ENERGY STORAGE | 2016-12-31 | NextEra Energy Marketing, LLC | FPLP-I | ME | 005 | SME | ME |  | 16.6994 | 1.446 | 1.446 | 0
48726 | 510PV DEV. 2-01566PV996QF | 38545 | 90 RIVER RD STURBRIDGE PV | PV | SUN |  | PHOTOVOLTAIC | 2016-08-08 | Massachusetts Electric Company | MEC | MA | 027 | WMA | WCMA |  | 0.996 | 0 | 0 | 0.271
48727 | 510PVDEVKELLY1-01566PV996QF | 38544 | 17 KELLY RD STURBRIDGE PV | PV | SUN |  | PHOTOVOLTAIC | 2016-08-08 | Massachusetts Electric Company | MEC | MA | 027 | WMA | WCMA |  | 0.996 | 0 | 0 | 0.332
48728 | MECO.LCSTR-01524PV684QF | 38494 | 24 BOUTILIER RD LEICESTER PV | PV | SUN |  | PHOTOVOLTAIC | 2016-08-11 | Massachusetts Electric Company | MEC | MA | 027 | WMA | WCMA |  | 0.684 | 0 | 0 | 0.209
48741 | CECSOLAR#1050-01569PV950NM |  | NO RESOURCE (1) | PV | SUN |  | PHOTOVOLTAIC | 2016-08-16 | Massachusetts Electric Company | MEC | MA | 027 | RI | SEMA |  | 0.95 | 0 | 0 | 0.442
48742 | HOUSATONIC 1734-01236PV2100NM |  | NO RESOURCE (1) | PV | SUN |  | PHOTOVOLTAIC | 2016-08-16 | Massachusetts Electric Company | MEC | MA | 003 | WMA | WCMA |  | 2.1 | 0 | 0 | 1.018
48743 | ECASOLAR39TOZERRD-01915PV840NM |  | NO RESOURCE (1) | PV | SUN |  | PHOTOVOLTAIC | 2016-08-12 | Massachusetts Electric Company | MEC | MA | 009 | BOSTON | NEMA |  | 0.84 | 0 | 0 | 0.385
48747 | BRAUNSEXPRESS-01747PV164NM |  | NO RESOURCE (1) | PV | SUN |  | PHOTOVOLTAIC | 2016-08-18 | Massachusetts Electric Company | MEC | MA | 027 | RI | SEMA |  | 0.164 | 0 | 0 | 0.061
48748 | RANDOLPH&BALDWIN-01432PV79.2NM |  | NO RESOURCE (1) | PV | SUN |  | PHOTOVOLTAIC | 2016-08-17 | Massachusetts Electric Company | MEC | MA | 017 | CMA/NEMA | WCMA |  | 0.079 | 0 | 0 | 0.004
48749 | ARSENAULT2103-01585PV800NM |  | NO RESOURCE (1) | PV | SUN |  | PHOTOVOLTAIC | 2016-08-23 | Massachusetts Electric Company | MEC | MA | 027 | WMA | WCMA |  | 0.8 | 0 | 0 | 0.361
48750 | BLUEWAVE 8861-01540PV1500NM |  | NO RESOURCE (1) | PV | SUN |  | PHOTOVOLTAIC | 2016-08-24 | Massachusetts Electric Company | MEC | MA | 027 | WMA | WCMA |  | 1.5 | 0 | 0 | 0.503
48751 | BLUEWAVE5149-02766PV750NM |  | NO RESOURCE (1) | PV | SUN |  | PHOTOVOLTAIC | 2016-08-24 | Massachusetts Electric Company | MEC | MA | 005 | SEMA | SEMA |  | 0.75 | 0 | 0 | 0.347
48752 | BLUEWAVE 5161-02766PV750NM |  | NO RESOURCE (1) | PV | SUN |  | PHOTOVOLTAIC | 2016-08-24 | Massachusetts Electric Company | MEC | MA | 005 | SEMA | SEMA |  | 0.75 | 0 | 0 | 0.354
48753 | CEREBRAL PALSY-02072PV112QF |  | NO RESOURCE (1) | PV | SUN |  | PHOTOVOLTAIC | 2016-08-19 | Massachusetts Electric Company | MEC | MA | 021 | SEMA | SEMA |  | 0.112 | 0 | 0 | 0
48754 | NEA BELLINGHAM 1A | 507 | NEA BELLINGHAM | CC | NG | DFO | GAS/OIL COMBINED CYCLE | 1991-10-01 | NextEra Energy Marketing, LLC | FPLP-I | MA | 021 | RI | SEMA | 10307 | 272.46 | 160.26 | 160.26 | 142.699
48755 | NEA BELLINGHAM 1B | 507 | NEA BELLINGHAM | CC | NG | DFO | GAS/OIL COMBINED CYCLE | 1991-10-01 | NextEra Energy Marketing, LLC | FPLP-I | MA | 021 | RI | SEMA | 10307 | 258.12 | 160.259 | 160.259 | 142.698
48756 | QUINCYSCHOOLS4785-02169PV135NM |  | NO RESOURCE (1) | PV | SUN |  | PHOTOVOLTAIC | 2016-08-18 | Massachusetts Electric Company | MEC | MA | 021 | SEMA | SEMA |  | 0.135 | 0 | 0 | 0.008
48757 | SAFEHARBOROTIS-01581PV741NM |  | NO RESOURCE (1) | PV | SUN |  | PHOTOVOLTAIC | 2016-08-26 | Massachusetts Electric Company | MEC | MA | 027 | CMA/NEMA | WCMA |  | 0.741 | 0 | 0 | 0.325
48758 | CEDEV.MEETINGST-02905PV75NM |  | NO RESOURCE (1) | PV | SUN |  | PHOTOVOLTAIC | 2016-08-18 | The Narragansett Electric Company | NEC | RI | 007 | RI | RI |  | 0.075 | 0 | 0 | 0
48764 | QUINCYPALMERST-02169PV120NM |  | NO RESOURCE (1) | PV | SUN |  | PHOTOVOLTAIC | 2016-08-23 | Massachusetts Electric Company | MEC | MA | 021 | SEMA | SEMA |  | 0.12 | 0 | 0 | 0.03
48765 | QUINCYQPSOFFICE-02169PV96NM |  | NO RESOURCE (1) | PV | SUN |  | PHOTOVOLTAIC | 2016-08-23 | Massachusetts Electric Company | MEC | MA | 021 | SEMA | SEMA |  | 0.096 | 0 | 0 | 0.016
48766 | CECSOLAR#1045-01569PV728NM |  | NO RESOURCE (1) | PV | SUN |  | PHOTOVOLTAIC | 2016-08-26 | Massachusetts Electric Company | MEC | MA | 027 | RI | SEMA |  | 0.728 | 0 | 0 | 0.362
48767 | 510PVDEVNASHUARD-01463PV990NM |  | NO RESOURCE (1) | PV | SUN |  | PHOTOVOLTAIC | 2016-08-26 | Massachusetts Electric Company | MEC | MA | 017 | CMA/NEMA | WCMA |  | 0.99 | 0 | 0 | 0.435
48768 | QUINCY_BILLINGS-02171PV63NM |  | NO RESOURCE (1) | PV | SUN |  | PHOTOVOLTAIC | 2016-08-25 | Massachusetts Electric Company | MEC | MA | 021 | SEMA | SEMA |  | 0.063 | 0 | 0 | 0
48774 | FOSTER-SOLAR-02857PV1170RIDG | 38883 | DGSC PV1170_23 THEODORE FOSTER RD_FOSTER | PV | SUN |  | PHOTOVOLTAIC | 2016-08-19 | The Narragansett Electric Company | NEC | RI | 007 | RI | RI |  | 1.17 | 0 | 0 | 0.448
48778 | CECSOLAR#1051-01569PV450NM |  | NO RESOURCE (1) | PV | SUN |  | PHOTOVOLTAIC | 2016-08-24 | Massachusetts Electric Company | MEC | MA | 027 | RI | SEMA |  | 0.45 | 0 | 0 | 0.197
48787 | KNIGHT FARM-02828PV70NM |  | NO RESOURCE (1) | PV | SUN |  | PHOTOVOLTAIC | 2016-08-25 | The Narragansett Electric Company | NEC | RI | 007 | RI | RI |  | 0.07 | 0 | 0 | 0.016
48788 | HOWLANDASS.-02865PV136NM |  | NO RESOURCE (1) | PV | SUN |  | PHOTOVOLTAIC | 2016-08-26 | The Narragansett Electric Company | NEC | RI | 007 | RI | RI |  | 0.136 | 0 | 0 | 0
48801 | BELLAENERGY5140-02715PV499NM |  | NO RESOURCE (1) | PV | SUN |  | PHOTOVOLTAIC | 2016-08-26 | Massachusetts Electric Company | MEC | MA | 005 | SEMA | SEMA |  | 0.499 | 0 | 0 | 0.25
48810 | 510PVDEV.ELLIS RD-01473PV480NM |  | NO RESOURCE (1) | PV | SUN |  | PHOTOVOLTAIC | 2016-09-01 | Massachusetts Electric Company | MEC | MA | 027 | WMA | WCMA |  | 0.48 | 0 | 0 | 0.223
48811 | ALVES238E.MAINRD-02842PV86.4NM |  | NO RESOURCE (1) | PV | SUN |  | PHOTOVOLTAIC | 2016-09-01 | The Narragansett Electric Company | NEC | RI | 005 | RI | RI |  | 0.086 | 0 | 0 | 0.034
48812 | PRINTGUARD-01527PV100NM |  | NO RESOURCE (1) | PV | SUN |  | PHOTOVOLTAIC | 2016-08-30 | Massachusetts Electric Company | MEC | MA | 027 | CMA/NEMA | WCMA |  | 0.1 | 0 | 0 | 0.042
48813 | WINDSORWOOD-02148PV140NM |  | NO RESOURCE (1) | PV | SUN |  | PHOTOVOLTAIC | 2016-08-29 | Massachusetts Electric Company | MEC | MA | 017 | BOSTON | NEMA |  | 0.14 | 0 | 0 | 0.042
48814 | PALMERFOUNDRY-01069PV252NM |  | NO RESOURCE (1) | PV | SUN |  | PHOTOVOLTAIC | 2016-08-29 | Massachusetts Electric Company | MEC | MA | 013 | WMA | WCMA |  | 0.252 | 0 | 0 | 0
48815 | NEXTSUNWALKERRD-01464PV2000NM |  | NO RESOURCE (1) | PV | SUN |  | PHOTOVOLTAIC | 2016-08-31 | Massachusetts Electric Company | MEC | MA | 017 | CMA/NEMA | WCMA |  | 2 | 0 | 0 | 0
48816 | 510PVDEVBARRE-01005PV480NM |  | NO RESOURCE (1) | PV | SUN |  | PHOTOVOLTAIC | 2016-08-31 | Massachusetts Electric Company | MEC | MA | 027 | WMA | WCMA |  | 0.48 | 0 | 0 | 0.239
48817 | TARGET#T2430-02886PV112NM |  | NO RESOURCE (1) | PV | SUN |  | PHOTOVOLTAIC | 2016-08-29 | The Narragansett Electric Company | NEC | RI | 003 | RI | RI |  | 0.112 | 0 | 0 | 0
48818 | 510PV_NBROOKFIELD-01535PV480NM |  | NO RESOURCE (1) | PV | SUN |  | PHOTOVOLTAIC | 2016-08-31 | Massachusetts Electric Company | MEC | MA | 027 | WMA | WCMA |  | 0.48 | 0 | 0 | 0.252
48819 | BLUEWAVE7629-02766PV500NM |  | NO RESOURCE (1) | PV | SUN |  | PHOTOVOLTAIC | 2016-08-30 | Massachusetts Electric Company | MEC | MA | 005 | SEMA | SEMA |  | 0.75 | 0 | 0 | 0.29
48820 | WNEWBURYMAINSTLLC-01985PV354NM |  | NO RESOURCE (1) | PV | SUN |  | PHOTOVOLTAIC | 2016-09-02 | Massachusetts Electric Company | MEC | MA | 009 | BOSTON | NEMA |  | 0.354 | 0 | 0 | 0.183
48821 | EJRREALESTATE-01752PV300NM |  | NO RESOURCE (1) | PV | SUN |  | PHOTOVOLTAIC | 2016-09-02 | Massachusetts Electric Company | MEC | MA | 017 | CMA/NEMA | WCMA |  | 0.3 | 0 | 0 | 0
48823 | LONG SUB.3685-01570PV140NM |  | NO RESOURCE (1) | PV | SUN |  | PHOTOVOLTAIC | 2016-09-02 | Massachusetts Electric Company | MEC | MA | 027 | WMA | WCMA |  | 0.14 | 0 | 0 | 0.013
48824 | KJA PROPERTIES-02842PV63NM |  | NO RESOURCE (1) | PV | SUN |  | PHOTOVOLTAIC | 2016-09-07 | The Narragansett Electric Company | NEC | RI | 005 | SEMA | RI |  | 0.063 | 0 | 0 | 0.015
48825 | MOTOMANCHESTER-02035PV255NM |  | NO RESOURCE (1) | PV | SUN |  | PHOTOVOLTAIC | 2016-09-07 | Massachusetts Electric Company | MEC | MA | 021 | RI | SEMA |  | 0.255 | 0 | 0 | 0.027
48826 | BROOKFIELDWIRECO-01585PV1414NM |  | NO RESOURCE (1) | PV | SUN |  | PHOTOVOLTAIC | 2016-09-02 | Massachusetts Electric Company | MEC | MA | 027 | WMA | WCMA |  | 1.414 | 0 | 0 | 0.248
48827 | UNIONSQUARERLTY-01453PV260NM |  | NO RESOURCE (1) | PV | SUN |  | PHOTOVOLTAIC | 2016-09-02 | Massachusetts Electric Company | MEC | MA | 027 | CMA/NEMA | WCMA |  | 0.26 | 0 | 0 | 0
48828 | WINNSOLARWATERST-01604PV75.6NM |  | NO RESOURCE (1) | PV | SUN |  | PHOTOVOLTAIC | 2016-09-02 | Massachusetts Electric Company | MEC | MA | 027 | CMA/NEMA | WCMA |  | 0.076 | 0 | 0 | 0.03
48840 | JPSULLIVAN-01434PV230NM |  | NO RESOURCE (1) | PV | SUN |  | PHOTOVOLTAIC | 2016-09-08 | Massachusetts Electric Company | MEC | MA | 017 | CMA/NEMA | WCMA |  | 0.23 | 0 | 0 | 0.015
48841 | EXTRASPACEMAN.INC-01862PV76NM |  | NO RESOURCE (1) | PV | SUN |  | PHOTOVOLTAIC | 2016-09-08 | Massachusetts Electric Company | MEC | MA | 017 | CMA/NEMA | WCMA |  | 0.076 | 0 | 0 | 0.018
48847 | EXTRASPACEBROCKTON-02301PV92NM |  | NO RESOURCE (1) | PV | SUN |  | PHOTOVOLTAIC | 2016-09-08 | Massachusetts Electric Company | MEC | MA | 023 | SEMA | SEMA |  | 0.092 | 0 | 0 | 0.026
48848 | DANAWALLSUPPLY-01879PV68.4NM |  | NO RESOURCE (1) | PV | SUN |  | PHOTOVOLTAIC | 2016-09-08 | Massachusetts Electric Company | MEC | MA | 017 | CMA/NEMA | WCMA |  | 0.068 | 0 | 0 | 0.027
48849 | RUTLANDPLAZALLC-01543PV70NM |  | NO RESOURCE (1) | PV | SUN |  | PHOTOVOLTAIC | 2016-09-07 | Massachusetts Electric Company | MEC | MA | 027 | WMA | WCMA |  | 0.07 | 0 | 0 | 0.022
48850 | AIRTIGHTHOLDERS-01257PV250NM |  | NO RESOURCE (1) | PV | SUN |  | PHOTOVOLTAIC | 2016-09-07 | Massachusetts Electric Company | MEC | MA | 003 | WMA | WCMA |  | 0.25 | 0 | 0 | 0.063
48856 | JIMARYLANDTRUST-01930PV108NM |  | NO RESOURCE (1) | PV | SUN |  | PHOTOVOLTAIC | 2016-09-09 | Massachusetts Electric Company | MEC | MA | 009 | BOSTON | NEMA |  | 0.108 | 0 | 0 | 0.04
48857 | E.CALIGARI&SONS-01240PV112NM |  | NO RESOURCE (1) | PV | SUN |  | PHOTOVOLTAIC | 2016-09-12 | Massachusetts Electric Company | MEC | MA | 003 | WMA | WCMA |  | 0.112 | 0 | 0 | 0.03
48858 | 530MAINSTR.E.LLC-01510PV183NM |  | NO RESOURCE (1) | PV | SUN |  | PHOTOVOLTAIC | 2016-09-12 | Massachusetts Electric Company | MEC | MA | 027 | CMA/NEMA | WCMA |  | 0.183 | 0 | 0 | 0.061
48859 | BROOKFIELDWASTE-01506PV333NM |  | NO RESOURCE (1) | PV | SUN |  | PHOTOVOLTAIC | 2016-09-12 | Massachusetts Electric Company | MEC | MA | 027 | WMA | WCMA |  | 0.333 | 0 | 0 | 0.148
48860 | DUVAL'SPHARMACY-02382PV70NM |  | NO RESOURCE (1) | PV | SUN |  | PHOTOVOLTAIC | 2016-09-12 | Massachusetts Electric Company | MEC | MA | 023 | SEMA | SEMA |  | 0.07 | 0 | 0 | 0.013
48861 | WILLIAMSTOWNYOUTH-01267PV80NM |  | NO RESOURCE (1) | PV | SUN |  | PHOTOVOLTAIC | 2016-09-12 | Massachusetts Electric Company | MEC | MA | 003 | WMA | WCMA |  | 0.08 | 0 | 0 | 0.027
48862 | R.E.DEV.WILBRAHAM-01095PV750NM |  | NO RESOURCE (1) | PV | SUN |  | PHOTOVOLTAIC | 2016-09-09 | Massachusetts Electric Company | MEC | MA | 013 | WMA | WCMA |  | 0.75 | 0 | 0 | 0.355
48863 | WESTBOROTENNIS-01510PV486QF |  | NO RESOURCE (1) | PV | SUN |  | PHOTOVOLTAIC | 2016-09-13 | Massachusetts Electric Company | MEC | MA | 027 | CMA/NEMA | WCMA |  | 0.486 | 0 | 0 | 0.072
48872 | PLUMBERSSUPPLY-01453PV100NM |  | NO RESOURCE (1) | PV | SUN |  | PHOTOVOLTAIC | 2016-09-23 | Massachusetts Electric Company | MEC | MA | 027 | WMA | WCMA |  | 0.1 | 0 | 0 | 0.019
48874 | CLARKUNIVERSITY-01610PV140NM |  | NO RESOURCE (1) | PV | SUN |  | PHOTOVOLTAIC | 2016-09-28 | Massachusetts Electric Company | MEC | MA | 027 | WMA | WCMA |  | 0.14 | 0.037 | 0.037 | 0.006
48876 | CVEC_CHATHAM_ID1911 | 40775 | CVEC CHATHAM 1911 | PV | SUN |  | PHOTOVOLTAIC | 2016-10-03 | NSTAR Electric Company | NSTAR | MA | 001 | SEMA | SEMA |  | 1.5 | 0 | 0 | 0.583
48877 | CVEC_BREWSTER_ID1912 | 40776 | CVEC BREWSTER 1912 | PV | SUN |  | PHOTOVOLTAIC | 2016-10-03 | NSTAR Electric Company | NSTAR | MA | 001 | SEMA | SEMA |  | 1.083 | 0 | 0 | 0.466
48879 | WAREHAM_MA1_LLC_ID1972361 |  | NO RESOURCE (1) | PV | SUN |  | PHOTOVOLTAIC | 2016-10-03 | NSTAR Electric Company | NSTAR | MA | 023 | SEMA | SEMA |  | 2 | 0 | 0 | 0.878
48880 | TOWN_OF_MASHPEE_ID2049 |  | NO RESOURCE (1) | PV | SUN |  | PHOTOVOLTAIC | 2016-10-03 | NSTAR Electric Company | NSTAR | MA | 001 | SEMA | SEMA |  | 1.5 | 0 | 0 | 0.727
48881 | CITY_OF_NEWBEDFORD_ID1939 |  | NO RESOURCE (1) | PV | SUN |  | PHOTOVOLTAIC | 2016-10-03 | NSTAR Electric Company | NSTAR | MA | 005 | SEMA | SEMA |  | 1.5 | 0 | 0 | 0.674
48882 | CVEC_MARSTON_MILLS_ID1965 | 40770 | CVEC MARSTON MILLS 1964 1965 | PV | SUN |  | PHOTOVOLTAIC | 2016-10-03 | NSTAR Electric Company | NSTAR | MA | 001 | SEMA | SEMA |  | 1.416 | 0 | 0 | 0.671
48883 | TOWN_OF_DENNIS_ID1712 |  | NO RESOURCE (1) | PV | SUN |  | PHOTOVOLTAIC | 2016-10-03 | NSTAR Electric Company | NSTAR | MA | 001 | SEMA | SEMA |  | 2.5 | 0 | 0 | 0.886
48884 | CVEC_HYANNIS_ID2181 | 40774 | CVEC HYANNIS 2181 | PV | SUN |  | PHOTOVOLTAIC | 2016-10-03 | NSTAR Electric Company | NSTAR | MA | 001 | SEMA | SEMA |  | 4.5 | 0 | 0 | 2.47
48885 | UMASS_DARTMOUTH_ID1849 |  | NO RESOURCE (1) | PV | SUN |  | PHOTOVOLTAIC | 2016-10-03 | NSTAR Electric Company | NSTAR | MA | 005 | SEMA | SEMA |  | 4.5 | 0 | 0 | 2.209
48886 | TOWN_OF_SANDWICH_ID2043 |  | NO RESOURCE (1) | PV | SUN |  | PHOTOVOLTAIC | 2016-10-03 | NSTAR Electric Company | NSTAR | MA | 001 | SEMA | SEMA |  | 3.5 | 0 | 0 | 1.453
48887 | PLYMOUTH_PUB_SCHS_ID1895 |  | NO RESOURCE (1) | PV | SUN |  | PHOTOVOLTAIC | 2016-10-03 | NSTAR Electric Company | NSTAR | MA | 005 | SEMA | SEMA |  | 2.9 | 0 | 0 | 1.334
48888 | TOWN_OF_DENNIS_ID2115 |  | NO RESOURCE (1) | PV | SUN |  | PHOTOVOLTAIC | 2016-10-03 | NSTAR Electric Company | NSTAR | MA | 001 | SEMA | SEMA |  | 2.5 | 0 | 0 | 1.139
48889 | CVEC_MARSTON_MILLS_ID1964 | 40770 | CVEC MARSTON MILLS 1964 1965 | PV | SUN |  | PHOTOVOLTAIC | 2016-10-03 | NSTAR Electric Company | NSTAR | MA | 001 | SEMA | SEMA |  | 2 | 0 | 0 | 0.861
48895 | COSTAPROPMGMTLLC-02724PV150NM |  | NO RESOURCE (1) | PV | SUN |  | PHOTOVOLTAIC | 2016-10-12 | Massachusetts Electric Company | MEC | MA | 005 | SEMA | SEMA |  | 0.15 | 0 | 0 | 0.024
48896 | SHAHEENBROSLLC-01913PV300NM |  | NO RESOURCE (1) | PV | SUN |  | PHOTOVOLTAIC | 2016-10-12 | Massachusetts Electric Company | MEC | MA | 009 | BOSTON | NEMA |  | 0.3 | 0 | 0 | 0
48899 | BRANDYWICKLLC-02896PV1000RIDG | 38885 | DGSC PV1000_90 TIFT RD_NORTH SMITHFIELD | PV | SUN |  | PHOTOVOLTAIC | 2016-10-11 | The Narragansett Electric Company | NEC | RI | 007 | RI | RI |  | 1 | 0 | 0 | 0.476
48913 | VALLEYST.MILL-02909PV98NM |  | NO RESOURCE (1) | PV | SUN |  | PHOTOVOLTAIC | 2016-10-20 | The Narragansett Electric Company | NEC | RI | 007 | RI | RI |  | 0.098 | 0 | 0 | 0.042
48914 | DRACUTHOUS.AUTH-01507PV1980NM |  | NO RESOURCE (1) | PV | SUN |  | PHOTOVOLTAIC | 2016-10-19 | Massachusetts Electric Company | MEC | MA | 027 | WMA | WCMA |  | 1.98 | 0 | 0 | 1.024
48915 | 510PVMOSSBERG-02703PV684QF | 38709 | FRANK MOSSBERG DR ATTELEBORO PV | PV | SUN |  | PHOTOVOLTAIC | 2016-10-25 | Massachusetts Electric Company | MEC | MA | 005 | RI | SEMA |  | 0.684 | 0 | 0 | 0.209
48916 | BEVOVATIONSLLC-01453PV252NM |  | NO RESOURCE (1) | PV | SUN |  | PHOTOVOLTAIC | 2016-10-25 | Massachusetts Electric Company | MEC | MA | 027 | WMA | WCMA |  | 0.252 | 0 | 0 | 0
48949 | 77LEICESTERLLC-01540PV100NM |  | NO RESOURCE (1) | PV | SUN |  | PHOTOVOLTAIC | 2016-10-28 | Massachusetts Electric Company | MEC | MA | 027 | WMA | WCMA |  | 0.1 | 0 | 0 | 0.018
48955 | PATEL-REALTY-02721PV72NM |  | NO RESOURCE (1) | PV | SUN |  | PHOTOVOLTAIC | 2016-11-01 | Massachusetts Electric Company | MEC | MA | 005 | SEMA | SEMA |  | 0.072 | 0 | 0 | 0.014
48960 | ATHENS ENERGY LLC_1 | 38943 | ATHENS ENERGY LLC_1 | ST | WDS |  | BIO/REFUSE | 2017-02-18 | Engie Energy Marketing NA, Inc | SUEZ | ME | 025 | ME | ME | 60457 | 8.5 | 7.1 | 7.1 | 7.1
48963 | BROOKSSTDEV-01606PV476NM |  | NO RESOURCE (1) | PV | SUN |  | PHOTOVOLTAIC | 2016-11-16 | Massachusetts Electric Company | MEC | MA | 027 | CMA/NEMA | WCMA |  | 0.476 | 0 | 0 | 0.122
48975 | FISHER ROAD PV | 38961 | FITCHBURG SOLAR, LLC | PV | SUN |  | PHOTOVOLTAIC | 2016-12-01 | Fitchburg Gas & Electric Light Company | FGE | MA | 027 | WMA | WCMA |  | 0.54 | 0 | 0 | 0.221
49000 | AQUILACURTISHILL-01507PV1980NM |  | NO RESOURCE (1) | PV | SUN |  | PHOTOVOLTAIC | 2016-12-01 | Massachusetts Electric Company | MEC | MA | 027 | WMA | WCMA |  | 1.98 | 0 | 0 | 0.974
49001 | NEXAMPFACTORYST-02893PV384NM |  | NO RESOURCE (1) | PV | SUN |  | PHOTOVOLTAIC | 2016-12-01 | The Narragansett Electric Company | NEC | RI | 003 | RI | RI |  | 0.384 | 0 | 0 | 0
49002 | SOMERSETELEM.-02726PV270NM |  | NO RESOURCE (1) | PV | SUN |  | PHOTOVOLTAIC | 2016-12-02 | Massachusetts Electric Company | MEC | MA | 005 | SEMA | SEMA |  | 0.27 | 0 | 0 | 0.072
49003 | APE.VINEYARDRD-02771PV150NM |  | NO RESOURCE (1) | PV | SUN |  | PHOTOVOLTAIC | 2016-12-01 | Massachusetts Electric Company | MEC | MA | 005 | RI | SEMA |  | 0.15 | 0 | 0 | 0.055
49010 | ROCHESTER PV N3365 |  | NO RESOURCE (1) | PV | SUN |  | PHOTOVOLTAIC | 2016-12-01 | Public Service Company of New | PSNH | NH | 017 | NH | NH |  | 0.5 | 0 | 0 | 0.043
49017 | AMERICANATHLETIC-01082PV75NM |  | NO RESOURCE (1) | PV | SUN |  | PHOTOVOLTAIC | 2016-12-07 | Massachusetts Electric Company | MEC | MA | 015 | WMA | WCMA |  | 0.075 | 0 | 0 | 0.018
49031 | C.H.YATESRUBBER-02720PV972NM |  | NO RESOURCE (1) | PV | SUN |  | PHOTOVOLTAIC | 2016-12-07 | Massachusetts Electric Company | MEC | MA | 005 | SEMA | SEMA |  | 0.972 | 0 | 0 | 0.318
49055 | TOWN_OF_SUDBURY_ID2176 | 38661 | HELIOVAAS - SUDBURY SOLAR | PV | SUN |  | PHOTOVOLTAIC | 2016-12-12 | NSTAR Electric Company | NSTAR | MA | 017 | BOSTON | NEMA |  | 1.333 | 0 | 0 | 0.523
49063 | TOWN_OF_MEDWAY_ID1972386 |  | NO RESOURCE (1) | PV | SUN |  | PHOTOVOLTAIC | 2016-12-13 | NSTAR Electric Company | NSTAR | MA | 023 | SEMA | SEMA |  | 4.5 | 0 | 0 | 2.155
49064 | TOWN_OF_WESTON_ID2055868 |  | NO RESOURCE (1) | PV | SUN |  | PHOTOVOLTAIC | 2016-12-13 | NSTAR Electric Company | NSTAR | MA | 017 | BOSTON | NEMA |  | 1.795 | 0 | 0 | 0.821
49065 | DOVER PV N3015 |  | NO RESOURCE (1) | PV | SUN |  | PHOTOVOLTAIC | 2016-12-21 | Public Service Company of New | PSNH | NH | 017 | NH | NH |  | 0.267 | 0 | 0 | 0.06
49070 | TOWN_OF_NEEDHAM_ID1989732 |  | NO RESOURCE (1) | PV | SUN |  | PHOTOVOLTAIC | 2016-12-13 | NSTAR Electric Company | NSTAR | MA | 021 | BOSTON | NEMA |  | 3.12 | 0 | 0 | 1.162
49071 | CVEC_INC_VINEYARDHAVEN_ID1923 | 40772 | CVEC VINEYARD HAVEN 1923 | PV | SUN |  | PHOTOVOLTAIC | 2016-12-13 | NSTAR Electric Company | NSTAR | MA | 007 | SEMA | SEMA |  | 1.083 | 0 | 0 | 0.399
49072 | TOWN_OF_ACTON_ID2056 | 38657 | HELIOVAAS - ACTON SOLAR | PV | SUN |  | PHOTOVOLTAIC | 2016-12-13 | NSTAR Electric Company | NSTAR | MA | 017 | BOSTON | NEMA |  | 1.5 | 0 | 0 | 0.474
49073 | CES_TIHONET_SOLAR_ID2350 |  | NO RESOURCE (1) | PV | SUN |  | PHOTOVOLTAIC | 2016-12-14 | NSTAR Electric Company | NSTAR | MA | 023 | SEMA | SEMA |  | 1 | 0 | 0 | 0.517
49074 | WAREHAM_FIRE_DISTRICT_ID2128 |  | NO RESOURCE (1) | PV | SUN |  | PHOTOVOLTAIC | 2016-12-14 | NSTAR Electric Company | NSTAR | MA | 023 | SEMA | SEMA |  | 0.583 | 0 | 0 | 0.25
49075 | TOPEKA_SOLAR1_ID2191 |  | NO RESOURCE (1) | PV | SUN |  | PHOTOVOLTAIC | 2016-12-14 | NSTAR Electric Company | NSTAR | MA | 005 | SEMA | SEMA |  | 1 | 0 | 0 | 0.379
49076 | MASSDOT_ID1977739 |  | NO RESOURCE (1) | PV | SUN |  | PHOTOVOLTAIC | 2016-12-14 | NSTAR Electric Company | NSTAR | MA | 023 | SEMA | SEMA |  | 0.5 | 0 | 0 | 0.228
49077 | IGS_SOLARLLC_ID2094068 |  | NO RESOURCE (1) | PV | SUN |  | PHOTOVOLTAIC | 2016-12-14 | NSTAR Electric Company | NSTAR | MA | 001 | SEMA | SEMA |  | 0.3 | 0 | 0 | 0.117
49078 | BWC_ORIGIN_FAIRHAVEN_ID1964211 |  | NO RESOURCE (1) | PV | SUN |  | PHOTOVOLTAIC | 2016-12-14 | NSTAR Electric Company | NSTAR | MA | 005 | SEMA | SEMA |  | 0.75 | 0 | 0 | 0.301
49081 | TOWN_OF_DUXBURY_ID2143 |  | NO RESOURCE (1) | PV | SUN |  | PHOTOVOLTAIC | 2016-12-14 | NSTAR Electric Company | NSTAR | MA | 023 | SEMA | SEMA |  | 0.5 | 0 | 0 | 0.088
49082 | GLC_ACUSHNET_ID1819 |  | NO RESOURCE (1) | PV | SUN |  | PHOTOVOLTAIC | 2016-12-14 | NSTAR Electric Company | NSTAR | MA | 023 | SEMA | SEMA |  | 1 | 0 | 0 | 0.27
49083 | TOWN_OF_CHILMARK_ID1981127 |  | NO RESOURCE (1) | PV | SUN |  | PHOTOVOLTAIC | 2016-12-14 | NSTAR Electric Company | NSTAR | MA | 007 | SEMA | SEMA |  | 0.173 | 0 | 0 | 0.039
49084 | CVEC_INC_WESTTISBURY_ID2189 | 40771 | CVEC WEST TISBURY 2189 | PV | SUN |  | PHOTOVOLTAIC | 2016-12-14 | NSTAR Electric Company | NSTAR | MA | 007 | SEMA | SEMA |  | 0.6 | 0 | 0 | 0.274
49085 | MARGUERITE_SMALL_SCHOOL_ID2168 | 40769 | CVEC MARGUERITE SMALL SCHOOL 2168 | PV | SUN |  | PHOTOVOLTAIC | 2016-12-14 | NSTAR Electric Company | NSTAR | MA | 001 | SEMA | SEMA |  | 0.75 | 0 | 0 | 0.332
49086 | BRALEY_ROAD_SOLAR4_ID1896 |  | NO RESOURCE (1) | PV | SUN |  | PHOTOVOLTAIC | 2016-12-14 | NSTAR Electric Company | NSTAR | MA | 005 | SEMA | SEMA |  | 1 | 0 | 0 | 0.343
49087 | SIPPICAN_COMM_SOLAR_ID2029145 |  | NO RESOURCE (1) | PV | SUN |  | PHOTOVOLTAIC | 2016-12-14 | NSTAR Electric Company | NSTAR | MA | 023 | SEMA | SEMA |  | 0.783 | 0 | 0 | 0.341
49088 | CVEC_INC_ORLEANS_ID2217 | 40773 | CVEC ORLEANS 2217 | PV | SUN |  | PHOTOVOLTAIC | 2016-12-14 | NSTAR Electric Company | NSTAR | MA | 001 | SEMA | SEMA |  | 0.5 | 0 | 0 | 0.169
49089 | CANAM (PV) |  | NO RESOURCE (1) | PV | SUN |  | PHOTOVOLTAIC | 2016-12-16 | Fitchburg Gas & Electric Light Company | FGE | MA | 027 | WMA | WCMA |  | 0.084 | 0 | 0 | 0.016
49094 | FRIENDS_ACADEMY_ID2326 |  | NO RESOURCE (1) | PV | SUN |  | PHOTOVOLTAIC | 2016-12-14 | NSTAR Electric Company | NSTAR | MA | 005 | SEMA | SEMA |  | 0.134 | 0 | 0 | 0.059
49095 | DY_HIGH_SCHOOL_ID2173 | 40767 | CVEC DY HIGH SCHOOL 2175 2173 | PV | SUN |  | PHOTOVOLTAIC | 2016-12-14 | NSTAR Electric Company | NSTAR | MA | 001 | SEMA | SEMA |  | 0.5 | 0 | 0 | 0.282
49096 | MCCARTHY_PROPERTIES_ID2077939 |  | NO RESOURCE (1) | PV | SUN |  | PHOTOVOLTAIC | 2016-12-14 | NSTAR Electric Company | NSTAR | MA | 023 | SEMA | SEMA |  | 0.2 | 0 | 0 | 0.064
49097 | 815_MAIN_ST_SOLARLLC_ID2077567 |  | NO RESOURCE (1) | PV | SUN |  | PHOTOVOLTAIC | 2016-12-14 | NSTAR Electric Company | NSTAR | MA | 023 | SEMA | SEMA |  | 0.13 | 0 | 0 | 0.054
49197 | SHREDKING-02343PV180NM |  | NO RESOURCE (1) | PV | SUN |  | PHOTOVOLTAIC | 2016-12-19 | Massachusetts Electric Company | MEC | MA | 021 | SEMA | SEMA |  | 0.18 | 0 | 0 | 0.051
49198 | HOLYNAMESCHOOL-02720PV144NM |  | NO RESOURCE (1) | PV | SUN |  | PHOTOVOLTAIC | 2016-12-20 | Massachusetts Electric Company | MEC | MA | 005 | SEMA | SEMA |  | 0.144 | 0 | 0 | 0.055
49202 | WORC.ROOSEVELT-01604PV100NM |  | NO RESOURCE (1) | PV | SUN |  | PHOTOVOLTAIC | 2016-12-20 | Massachusetts Electric Company | MEC | MA | 027 | CMA/NEMA | WCMA |  | 0.1 | 0 | 0 | 0
49203 | WORC.BELMONTST-01605PV200NM |  | NO RESOURCE (1) | PV | SUN |  | PHOTOVOLTAIC | 2016-12-20 | Massachusetts Electric Company | MEC | MA | 027 | CMA/NEMA | WCMA |  | 0.2 | 0 | 0 | 0
49213 | JUDSONHOUSE-01830PV82NM |  | NO RESOURCE (1) | PV | SUN |  | PHOTOVOLTAIC | 2016-12-20 | Massachusetts Electric Company | MEC | MA | 009 | BOSTON | NEMA |  | 0.082 | 0 | 0 | 0
49214 | APE.1788GARHWY-02777PV476NM |  | NO RESOURCE (1) | PV | SUN |  | PHOTOVOLTAIC | 2016-12-27 | Massachusetts Electric Company | MEC | MA | 005 | RI | SEMA |  | 0.476 | 0 | 0 | 0.235
49215 | REINGOLD SCHOOL (PV) |  | NO RESOURCE (1) | PV | SUN |  | PHOTOVOLTAIC | 2016-12-22 | Fitchburg Gas & Electric Light Company | FGE | MA | 027 | WMA | WCMA |  | 0.195 | 0 | 0 | 0.071
49216 | MISCOHILLELEM-01756PV386NM |  | NO RESOURCE (1) | PV | SUN |  | PHOTOVOLTAIC | 2016-12-30 | Massachusetts Electric Company | MEC | MA | 027 | RI | SEMA |  | 0.386 | 0 | 0 | 0.076
49217 | NOHOARTSTRUST-01060PV176NM |  | NO RESOURCE (1) | PV | SUN |  | PHOTOVOLTAIC | 2016-12-30 | Massachusetts Electric Company | MEC | MA | 015 | WMA | WCMA |  | 0.176 | 0 | 0 | 0.033
49222 | NEXAMP-LOGEE-02895PV153RE | 40640 | RI_24_RE GROWTH PV_800 LOGEE ST_WOONSOCKET | PV | SUN |  | PHOTOVOLTAIC | 2017-01-10 | The Narragansett Electric Company | NEC | RI | 007 | RI | RI |  | 0.153 | 0 | 0 | 0.073
49240 | QUINCYCODDINGTON-02169PV183NM |  | NO RESOURCE (1) | PV | SUN |  | PHOTOVOLTAIC | 2017-01-13 | Massachusetts Electric Company | MEC | MA | 021 | SEMA | SEMA |  | 0.183 | 0 | 0 | 0
49241 | DINO'SPARK&SHOP-02814PV196RE | 38925 | RE GROWTH PV196_1020 PUTNAM PIKE_GLOCESTER | PV | SUN |  | PHOTOVOLTAIC | 2017-01-18 | The Narragansett Electric Company | NEC | RI | 007 | RI | RI |  | 0.196 | 0 | 0 | 0.086
49242 | WORCESTERNORTHHS-01604PV101NM |  | NO RESOURCE (1) | PV | SUN |  | PHOTOVOLTAIC | 2017-01-14 | Massachusetts Electric Company | MEC | MA | 027 | CMA/NEMA | WCMA |  | 0.101 | 0 | 0 | 0
49243 | 510PVDEVDIGHTON-01851PV996QF | 38707 | MAIN ST DIGHTON PV | PV | SUN |  | PHOTOVOLTAIC | 2017-01-19 | Massachusetts Electric Company | MEC | MA | 005 | SEMA | SEMA |  | 0.996 | 0 | 0 | 0.236
49244 | 510PVDEVGRAFTON-01519PV672QF | 38706 | OLD UPTON RD GRAFTON PV 2 | PV | SUN |  | PHOTOVOLTAIC | 2017-01-19 | Massachusetts Electric Company | MEC | MA | 027 | CMA/NEMA | WCMA |  | 0.672 | 0 | 0 | 0.149
49245 | 510PVDEVAYER-01432PV996QF | 38708 | GROTON SCHOOL RD AYER PV 2 | PV | SUN |  | PHOTOVOLTAIC | 2017-01-20 | Massachusetts Electric Company | MEC | MA | 017 | CMA/NEMA | WCMA |  | 0.996 | 0 | 0 | 0.313
49247 | 510PVDEVABINGTON-02351PV996QF | 38699 | GROVELAND ST ABINGTON PV | PV | SUN |  | PHOTOVOLTAIC | 2017-01-20 | Massachusetts Electric Company | MEC | MA | 023 | SEMA | SEMA |  | 0.996 | 0 | 0 | 0.215
49248 | GE.TINKHAMRD-01095PV496NM |  | NO RESOURCE (1) | PV | SUN |  | PHOTOVOLTAIC | 2017-01-19 | Massachusetts Electric Company | MEC | MA | 013 | WMA | WCMA |  | 0.496 | 0 | 0 | 0.233
49249 | SHAFIIREALESTATE-01028PV468NM |  | NO RESOURCE (1) | PV | SUN |  | PHOTOVOLTAIC | 2017-01-19 | Massachusetts Electric Company | MEC | MA | 013 | WMA | WCMA |  | 0.468 | 0 | 0 | 0
49250 | ORANGEINNOVATION-01364PV80NM |  | NO RESOURCE (1) | PV | SUN |  | PHOTOVOLTAIC | 2017-01-18 | Massachusetts Electric Company | MEC | MA | 011 | WMA | WCMA |  | 0.08 | 0 | 0 | 0
49251 | SUTTONSOLARLLC-01590PV1950NM |  | NO RESOURCE (1) | PV | SUN |  | PHOTOVOLTAIC | 2017-01-20 | Massachusetts Electric Company | MEC | MA | 027 | RI | SEMA |  | 1.95 | 0 | 0 | 0.947
49252 | BUXTONRDSOLARLLC-01569PV1000NM |  | NO RESOURCE (1) | PV | SUN |  | PHOTOVOLTAIC | 2017-01-20 | Massachusetts Electric Company | MEC | MA | 027 | RI | SEMA |  | 1 | 0 | 0 | 0.509
49253 | VIRGINIOSARDINIA-01757PV270QF |  | NO RESOURCE (1) | PV | SUN |  | PHOTOVOLTAIC | 2017-01-20 | Massachusetts Electric Company | MEC | MA | 027 | RI | SEMA |  | 0.27 | 0 | 0 | 0.054
49254 | TANGLEWOODFARM-02814PV196RE | 38950 | RE GROWTH PV196_65 PUTNAM PIKE_GLOCESTER | PV | SUN |  | PHOTOVOLTAIC | 2017-01-20 | The Narragansett Electric Company | NEC | RI | 007 | RI | RI |  | 0.196 | 0 | 0 | 0.095
49255 | CONWELLSEMINARY-01982PV187QF |  | NO RESOURCE (1) | PV | SUN |  | PHOTOVOLTAIC | 2017-01-24 | Massachusetts Electric Company | MEC | MA | 009 | BOSTON | NEMA |  | 0.187 | 0 | 0 | 0
49256 | RICARBIDETOOLCO-02917PV196RE | 38949 | RE GROWTH PV196_339 FARNUM PIKE_SMITHFIELD | PV | SUN |  | PHOTOVOLTAIC | 2017-01-23 | The Narragansett Electric Company | NEC | RI | 007 | RI | RI |  | 0.196 | 0 | 0 | 0.091
49260 | USFLUIDS-01028PV110QF |  | NO RESOURCE (1) | PV | SUN |  | PHOTOVOLTAIC | 2017-01-25 | Massachusetts Electric Company | MEC | MA | 013 | WMA | WCMA |  | 0.11 | 0 | 0 | 0.032
49276 | ROCKY'SELONGMEADOW-01028PV86QF |  | NO RESOURCE (1) | PV | SUN |  | PHOTOVOLTAIC | 2017-01-26 | Massachusetts Electric Company | MEC | MA | 013 | WMA | WCMA |  | 0.086 | 0 | 0 | 0.008
49277 | KEARSARGE188EAST-01033PV450NM |  | NO RESOURCE (1) | PV | SUN |  | PHOTOVOLTAIC | 2017-01-26 | Massachusetts Electric Company | MEC | MA | 015 | WMA | WCMA |  | 0.45 | 0 | 0 | 0.238
49278 | KEARSARGE190EAST-01033PV450NM |  | NO RESOURCE (1) | PV | SUN |  | PHOTOVOLTAIC | 2017-02-01 | Massachusetts Electric Company | MEC | MA | 015 | WMA | WCMA |  | 0.45 | 0 | 0 | 0.239
49279 | PEGASUSSOLAR-01752PV300NM |  | NO RESOURCE (1) | PV | SUN |  | PHOTOVOLTAIC | 2017-01-27 | Massachusetts Electric Company | MEC | MA | 017 | CMA/NEMA | WCMA |  | 0.3 | 0 | 0 | 0.068
49280 | KEARSARGE229REAST-01033PV450NM |  | NO RESOURCE (1) | PV | SUN |  | PHOTOVOLTAIC | 2017-02-01 | Massachusetts Electric Company | MEC | MA | 015 | WMA | WCMA |  | 0.45 | 0 | 0 | 0.211
49282 | KEARSARGE914WEST-01056PV450NM |  | NO RESOURCE (1) | PV | SUN |  | PHOTOVOLTAIC | 2017-02-02 | Massachusetts Electric Company | MEC | MA | 013 | WMA | WCMA |  | 0.45 | 0 | 0 | 0.234
49283 | KEARSARGE220REAST-01033PV450NM |  | NO RESOURCE (1) | PV | SUN |  | PHOTOVOLTAIC | 2017-02-01 | Massachusetts Electric Company | MEC | MA | 015 | WMA | WCMA |  | 0.45 | 0 | 0 | 0.221
49288 | BLUEWAVEWEBSTER-01570PV1380NM |  | NO RESOURCE (1) | PV | SUN |  | PHOTOVOLTAIC | 2017-02-03 | Massachusetts Electric Company | MEC | MA | 027 | WMA | WCMA |  | 1.38 | 0 | 0 | 0.615
49289 | FUREYROOFINGCO-02888PV29NM |  | NO RESOURCE (1) | PV | SUN |  | PHOTOVOLTAIC | 2017-02-03 | The Narragansett Electric Company | NEC | RI | 003 | RI | RI |  | 0.029 | 0 | 0 | 0.003
49290 | CRISSEYFARMS-01230PV113NM |  | NO RESOURCE (1) | PV | SUN |  | PHOTOVOLTAIC | 2017-02-07 | Massachusetts Electric Company | MEC | MA | 003 | WMA | WCMA |  | 0.113 | 0 | 0 | 0.014
49291 | NANTUCKETICE-02554PV284NM |  | NO RESOURCE (1) | PV | SUN |  | PHOTOVOLTAIC | 2017-02-08 | Massachusetts Electric Company | MEC | MA | 019 | SEMA | SEMA |  | 0.284 | 0 | 0 | 0
49292 | NATCOPRODUCTS-02893PV375NM |  | NO RESOURCE (1) | PV | SUN |  | PHOTOVOLTAIC | 2017-02-07 | The Narragansett Electric Company | NEC | RI | 003 | RI | RI |  | 0.375 | 0 | 0 | 0
49306 | SAFEHARBORSOLAR-01581PV886NM |  | NO RESOURCE (1) | PV | SUN |  | PHOTOVOLTAIC | 2017-02-16 | Massachusetts Electric Company | MEC | MA | 027 | CMA/NEMA | WCMA |  | 0.886 | 0 | 0 | 0.348
49324 | PITTSFIELD SOLAR |  | NO RESOURCE (1) | PV | SUN |  | PHOTOVOLTAIC | 2017-12-23 | Cianbro Energy, LLC | CIAN | ME | 025 | ME | ME |  | 7.92 | 0.083 | 0.083 | 4.934
49325 | CPV TOWANTIC 1A | 38297 | CPV_TOWANTIC | CC | NG | DFO | GAS/OIL COMBINED CYCLE | 2018-06-01 | Consolidated Edison Energy, Inc | CEEI | CT | 009 | SWCT | CT | 56047 | 470.25 | 424.617 | 424.617 | 378.912
49326 | CPV TOWANTIC 1B | 38297 | CPV_TOWANTIC | CC | NG | DFO | GAS/OIL COMBINED CYCLE | 2018-06-01 | Consolidated Edison Energy, Inc | CEEI | CT | 009 | SWCT | CT | 56047 | 470.25 | 424.617 | 424.617 | 378.912
49327 | NANTUCKETPAVERS-02771PV240NM |  | NO RESOURCE (1) | PV | SUN |  | PHOTOVOLTAIC | 2017-02-27 | Massachusetts Electric Company | MEC | MA | 005 | RI | SEMA |  | 0.24 | 0 | 0 | 0.065
49328 | MILLREALTYTRUST-02370PV86QF |  | NO RESOURCE (1) | PV | SUN |  | PHOTOVOLTAIC | 2017-03-01 | Massachusetts Electric Company | MEC | MA | 023 | SEMA | SEMA |  | 0.086 | 0 | 0 | 0.001
49331 | SHALOMHOUSING-02886WT100NM |  | NO RESOURCE (1) | WT | WND |  | WIND TURBINE | 2017-03-01 | The Narragansett Electric Company | NEC | RI | 003 | RI | RI |  | 0.1 | 0 | 0 | 0
49335 | WESTBOROWWTP-01581PV660NM |  | NO RESOURCE (1) | PV | SUN |  | PHOTOVOLTAIC | 2017-02-27 | Massachusetts Electric Company | MEC | MA | 027 | CMA/NEMA | WCMA |  | 0.66 | 0 | 0 | 0
49354 | SEAVIEWINNLLC-02842PV180NM |  | NO RESOURCE (1) | PV | SUN |  | PHOTOVOLTAIC | 2017-03-02 | The Narragansett Electric Company | NEC | RI | 005 | SEMA | RI |  | 0.18 | 0 | 0 | 0
49359 | MILFORDGERIATRIC-01757PV225QF |  | NO RESOURCE (1) | PV | SUN |  | PHOTOVOLTAIC | 2017-03-07 | Massachusetts Electric Company | MEC | MA | 027 | RI | SEMA |  | 0.225 | 0 | 0 | 0
49360 | TYNGS.LANDFILL#2-01879PV900NM |  | NO RESOURCE (1) | PV | SUN |  | PHOTOVOLTAIC | 2017-03-08 | Massachusetts Electric Company | MEC | MA | 017 | CMA/NEMA | WCMA |  | 0.9 | 0 | 0 | 0.428
49361 | CROMWELLVENTURES-02907PV69NM |  | NO RESOURCE (1) | PV | SUN |  | PHOTOVOLTAIC | 2017-03-06 | The Narragansett Electric Company | NEC | RI | 007 | RI | RI |  | 0.069 | 0 | 0 | 0.029
49365 | NORTONLANDFILL-02766PV1500NM | 38582 | NORTON MA | PV | SUN |  | PHOTOVOLTAIC | 2017-03-08 | Massachusetts Electric Company | MEC | MA | 005 | SEMA | SEMA |  | 1.5 | 0 | 0 | 0.733
49366 | RUTLANDSOLAR-01543PV990NM |  | NO RESOURCE (1) | PV | SUN |  | PHOTOVOLTAIC | 2017-03-09 | Massachusetts Electric Company | MEC | MA | 027 | WMA | WCMA |  | 0.99 | 0 | 0 | 0.422
49369 | PLYMOUTHREALTY-02333PV143NM |  | NO RESOURCE (1) | PV | SUN |  | PHOTOVOLTAIC | 2017-03-09 | Massachusetts Electric Company | MEC | MA | 023 | SEMA | SEMA |  | 0.143 | 0 | 0 | 0.059
49370 | 90 WOODS HILL RD. POMFRET CT |  |  | PV | SUN |  | PHOTOVOLTAIC | 2018-12-26 | Woods Hill Solar, LLC | WHSI | CT | 015 | CT | CT |  | 19 | 0 | 0 | 0
49371 | ECASOLARAFF.INT.-01453PV2800QF |  | NO RESOURCE (1) | PV | SUN |  | PHOTOVOLTAIC | 2017-03-10 | Massachusetts Electric Company | MEC | MA | 027 | CMA/NEMA | WCMA |  | 2.8 | 0 | 0 | 0.2
49374 | BLUEWAVE CAPITAL-01069PV3800NM |  | NO RESOURCE (1) | PV | SUN |  | PHOTOVOLTAIC | 2017-03-14 | Massachusetts Electric Company | MEC | MA | 013 | WMA | WCMA |  | 3.8 | 0 | 0 | 1.528
49376 | SYNC.STILLRIVER-01740PV1980NM |  | NO RESOURCE (1) | PV | SUN |  | PHOTOVOLTAIC | 2017-03-15 | Massachusetts Electric Company | MEC | MA | 027 | CMA/NEMA | WCMA |  | 1.98 | 0 | 0 | 0.985
49383 | EASTONHS-02356PV370NM |  | NO RESOURCE (1) | PV | SUN |  | PHOTOVOLTAIC | 2017-03-15 | Massachusetts Electric Company | MEC | MA | 005 | SEMA | SEMA |  | 0.37 | 0 | 0 | 0.173
49393 | IBCCORPORATION-02375PV240QF |  | NO RESOURCE (1) | PV | SUN |  | PHOTOVOLTAIC | 2017-03-17 | Massachusetts Electric Company | MEC | MA | 005 | SEMA | SEMA |  | 0.24 | 0 | 0 | 0
49394 | STRAFELLOINC-02322PV266NM |  | NO RESOURCE (1) | PV | SUN |  | PHOTOVOLTAIC | 2017-03-17 | Massachusetts Electric Company | MEC | MA | 021 | SEMA | SEMA |  | 0.266 | 0 | 0 | 0.078
49396 | ELITEENVELOPE-02368PV105NM |  | NO RESOURCE (1) | PV | SUN |  | PHOTOVOLTAIC | 2017-03-20 | Massachusetts Electric Company | MEC | MA | 021 | SEMA | SEMA |  | 0.105 | 0 | 0 | 0
49397 | NEXTSUNSHIRLEY-01464PV920NM |  | NO RESOURCE (1) | PV | SUN |  | PHOTOVOLTAIC | 2017-03-21 | Massachusetts Electric Company | MEC | MA | 017 | CMA/NEMA | WCMA |  | 0.92 | 0 | 0 | 0.316
49398 | MADBURY PV N5466 |  | NO RESOURCE (1) | PV | SUN |  | PHOTOVOLTAIC | 2017-03-27 | Public Service Company of New | PSNH | NH | 017 | NH | NH |  | 0.222 | 0 | 0 | 0
49399 | PORTSMOUTH PV N5465A |  | NO RESOURCE (1) | PV | SUN |  | PHOTOVOLTAIC | 2017-03-27 | Public Service Company of New | PSNH | NH | 015 | NH | NH |  | 0.108 | 0 | 0 | 0
49400 | PORTSMOUTH PV N5465 |  | NO RESOURCE (1) | PV | SUN |  | PHOTOVOLTAIC | 2017-03-27 | Public Service Company of New | PSNH | NH | 015 | NH | NH |  | 0.144 | 0 | 0 | 0
49401 | ROCHESTER PV N5486 |  | NO RESOURCE (1) | PV | SUN |  | PHOTOVOLTAIC | 2017-03-27 | Public Service Company of New | PSNH | NH | 017 | NH | NH |  | 0.2 | 0 | 0 | 0.034
49402 | NASHUA PV N5606 |  | NO RESOURCE (1) | PV | SUN |  | PHOTOVOLTAIC | 2017-03-27 | Public Service Company of New | PSNH | NH | 011 | VT | NH |  | 0.833 | 0 | 0 | 0.026
49404 | PKPROPERTIES-02914PV120NM |  | NO RESOURCE (1) | PV | SUN |  | PHOTOVOLTAIC | 2017-03-27 | The Narragansett Electric Company | NEC | RI | 007 | RI | RI |  | 0.12 | 0 | 0 | 0
49405 | SFP&L HYDRO |  | NO RESOURCE (1) | HDR | WAT |  | HYDRO (DAILY CYCLE - RUN OF RIVER) | 2017-04-03 | Public Service Company of New | PSNH | NH | 017 | NH | NH |  | 0.189 | 0.113 | 0.113 | 0
49406 | DEERFIELD WIND | 38438 | DEERFIELD WIND PROJECT | WT | WND |  | WIND TURBINE | 2017-12-29 | Avangrid Renewables, LLC | PPMI | VT | 003 | WMA | VT |  | 29.94 | 9.609 | 9.609 | 3.873
49408 | CAVALLO-INC.-01069PV499NM |  | NO RESOURCE (1) | PV | SUN |  | PHOTOVOLTAIC | 2017-03-29 | Massachusetts Electric Company | MEC | MA | 013 | WMA | WCMA |  | 0.499 | 0 | 0 | 0.2
49409 | GMHMIL.HOUSING-02842PV612NM |  | NO RESOURCE (1) | PV | SUN |  | PHOTOVOLTAIC | 2017-03-30 | The Narragansett Electric Company | NEC | RI | 005 | SEMA | RI |  | 0.612 | 0 | 0 | 0.075
49411 | NBC COV WIND |  | NO RESOURCE (1) | WT | WND |  | WIND TURBINE | 2016-08-31 | Green Development, LLC | GRDV | RI | 003 | RI | RI |  | 4.1625 | 0.696 | 0.696 | 0.58
49412 | W WARWICK COV WIND |  | NO RESOURCE (1) | WT | WND |  | WIND TURBINE | 2016-08-31 | Green Development, LLC | GRDV | RI | 003 | RI | RI |  | 4.1625 | 0.438 | 0.438 | 0.508
49413 | WED COV WIND |  | NO RESOURCE (1) | WT | WND |  | WIND TURBINE | 2016-08-31 | Green Development, LLC | GRDV | RI | 003 | RI | RI |  | 5.55 | 0.99 | 0.99 | 0.82
49414 | LUCY'SHEARTH-02842PV29NM |  | NO RESOURCE (1) | PV | SUN |  | PHOTOVOLTAIC | 2017-04-04 | The Narragansett Electric Company | NEC | RI | 005 | SEMA | RI |  | 0.029 | 0 | 0 | 0
49427 | ANWELT APTS PV |  | NO RESOURCE (1) | PV | SUN |  | PHOTOVOLTAIC | 2017-04-03 | Fitchburg Gas & Electric Light Company | FGE | MA | 027 | WMA | WCMA |  | 0.185 | 0 | 0 | 0.065
49428 | REM.PUBLICATION-01028PV73QF |  | NO RESOURCE (1) | PV | SUN |  | PHOTOVOLTAIC | 2017-04-06 | Massachusetts Electric Company | MEC | MA | 013 | WMA | WCMA |  | 0.073 | 0 | 0 | 0.011
49429 | HORIZONBEVERAGE-02766PV952NM |  | NO RESOURCE (1) | PV | SUN |  | PHOTOVOLTAIC | 2017-04-06 | Massachusetts Electric Company | MEC | MA | 005 | RI | SEMA |  | 0.952 | 0 | 0 | 0
49430 | HOWE LUMBER CO-01515PV76NM |  | NO RESOURCE (1) | PV | SUN |  | PHOTOVOLTAIC | 2017-04-11 | Massachusetts Electric Company | MEC | MA | 027 | WMA | WCMA |  | 0.076 | 0 | 0 | 0.014
49431 | STONYHILLSOLAR-01036PV499NM |  | NO RESOURCE (1) | PV | SUN |  | PHOTOVOLTAIC | 2017-04-10 | Massachusetts Electric Company | MEC | MA | 013 | WMA | WCMA |  | 0.499 | 0 | 0 | 0.185
49435 | SYNC.BONDSVILLE-01069PV4400NM | 40700 | SYNCARPHA BONDSVILLE | PV | SUN |  | PHOTOVOLTAIC | 2017-04-11 | Massachusetts Electric Company | MEC | MA | 013 | WMA | WCMA |  | 4.4 | 0 | 0 | 1.859
49511 | KEARSARGENORWELL-02061PV419NM |  | NO RESOURCE (1) | PV | SUN |  | PHOTOVOLTAIC | 2017-04-11 | Massachusetts Electric Company | MEC | MA | 023 | RI | SEMA |  | 0.419 | 0 | 0 | 0.214
49512 | SCHNEIDERELECF-01801PV143QF |  | NO RESOURCE (1) | PV | SUN |  | PHOTOVOLTAIC | 2017-04-13 | Massachusetts Electric Company | MEC | MA | 017 | CMA/NEMA | WCMA |  | 0.143 | 0 | 0 | 0
49513 | SCHNEIDERELECA&B-01810PV161QF |  | NO RESOURCE (1) | PV | SUN |  | PHOTOVOLTAIC | 2017-04-13 | Massachusetts Electric Company | MEC | MA | 017 | CMA/NEMA | WCMA |  | 0.161 | 0 | 0 | 0
49588 | 510PVDEVHARDWICK-01037PV480NM |  | NO RESOURCE (1) | PV | SUN |  | PHOTOVOLTAIC | 2017-04-17 | Massachusetts Electric Company | MEC | MA | 027 | WMA | WCMA |  | 0.48 | 0 | 0 | 0.22
49636 | 510PVHARDWICK#2-01037PV480NM |  | NO RESOURCE (1) | PV | SUN |  | PHOTOVOLTAIC | 2017-04-17 | Massachusetts Electric Company | MEC | MA | 027 | WMA | WCMA |  | 0.48 | 0 | 0 | 0.226
49637 | EQUITYINDUSTRIAL-02301PV998NM |  | NO RESOURCE (1) | PV | SUN |  | PHOTOVOLTAIC | 2017-04-17 | Massachusetts Electric Company | MEC | MA | 023 | SEMA | SEMA |  | 0.998 | 0 | 0 | 0.418
49638 | GSEGENEVAFURN.-02322PV446NM |  | NO RESOURCE (1) | PV | SUN |  | PHOTOVOLTAIC | 2017-04-18 | Massachusetts Electric Company | MEC | MA | 021 | SEMA | SEMA |  | 0.446 | 0 | 0 | 0.123
49641 | KEARSARGESATHOL-01331PV455NM |  | NO RESOURCE (1) | PV | SUN |  | PHOTOVOLTAIC | 2017-04-18 | Massachusetts Electric Company | MEC | MA | 027 | WMA | WCMA |  | 0.455 | 0 | 0 | 0.224
49668 | IRONHORSESOLAR-01862PV2850NM |  | NO RESOURCE (1) | PV | SUN |  | PHOTOVOLTAIC | 2017-04-18 | Massachusetts Electric Company | MEC | MA | 017 | CMA/NEMA | WCMA |  | 2.85 | 0 | 0 | 1.308
49669 | OUTLANDRENEWABLE-01562PV3000NM |  | NO RESOURCE (1) | PV | SUN |  | PHOTOVOLTAIC | 2017-04-19 | Massachusetts Electric Company | MEC | MA | 027 | WMA | WCMA |  | 3 | 0 | 0 | 1.363
49670 | UNIVERSALFOREST-01007PV144QF |  | NO RESOURCE (1) | PV | SUN |  | PHOTOVOLTAIC | 2017-04-19 | Massachusetts Electric Company | MEC | MA | 015 | WMA | WCMA |  | 0.144 | 0 | 0 | 0.001
49672 | NEWBRAINTREESOLAR-01531PV499NM |  | NO RESOURCE (1) | PV | SUN |  | PHOTOVOLTAIC | 2017-04-24 | Massachusetts Electric Company | MEC | MA | 027 | WMA | WCMA |  | 0.499 | 0 | 0 | 0.25
49687 | OSGOODSOLAR-01854PV4770NM |  | NO RESOURCE (1) | PV | SUN |  | PHOTOVOLTAIC | 2017-04-27 | Massachusetts Electric Company | MEC | MA | 009 | BOSTON | NEMA |  | 4.77 | 0 | 0 | 2.026
49688 | HORIZONMUSIC-01453PV360NM |  | NO RESOURCE (1) | PV | SUN |  | PHOTOVOLTAIC | 2017-04-26 | Massachusetts Electric Company | MEC | MA | 027 | WMA | WCMA |  | 0.36 | 0 | 0 | 0.004
49689 | PELHAMAVEREALTY-01844PV120QF |  | NO RESOURCE (1) | PV | SUN |  | PHOTOVOLTAIC | 2017-04-27 | Massachusetts Electric Company | MEC | MA | 009 | BOSTON | NEMA |  | 0.12 | 0.009 | 0.009 | 0.031
49693 | LOWER VILLAGE |  |  | HDR | WAT |  | HYDRO (DAILY CYCLE - RUN OF RIVER) | 2017-04-22 | Green Mountain Power Corporation | GMP | NH | 019 | NH | NH |  | 1.4 | 0.817 | 0.817 | 0.069
49695 | 225 INDUSTRIAL RD SOLAR |  | NO RESOURCE (1) | PV | SUN |  | PHOTOVOLTAIC | 2017-05-01 | Fitchburg Gas & Electric Light Company | FGE | MA | 027 | WMA | WCMA |  | 0.488 | 0 | 0 | 0.187
49762 | NORTONDEV.INC-02766PV1000NM |  | NO RESOURCE (1) | PV | SUN |  | PHOTOVOLTAIC | 2017-05-11 | Massachusetts Electric Company | MEC | MA | 005 | RI | SEMA |  | 1 | 0 | 0 | 0.508
49763 | E.L.HARVEY&SONS-01581PV850NM |  | NO RESOURCE (1) | PV | SUN |  | PHOTOVOLTAIC | 2017-05-11 | Massachusetts Electric Company | MEC | MA | 027 | CMA/NEMA | WCMA |  | 0.85 | 0 | 0 | 0.179
49767 | 510PVDEVWARREN-01083PV990NM |  | NO RESOURCE (1) | PV | SUN |  | PHOTOVOLTAIC | 2017-05-18 | Massachusetts Electric Company | MEC | MA | 027 | WMA | WCMA |  | 0.99 | 0 | 0 | 0.555
49768 | AQUIDNECKCUSTOM-02809PV28NM |  | NO RESOURCE (1) | PV | SUN |  | PHOTOVOLTAIC | 2017-05-17 | The Narragansett Electric Company | NEC | RI | 001 | RI | RI |  | 0.028 | 0 | 0 | 0
49769 | 123FELTONLLC-01752PV396NM |  | NO RESOURCE (1) | PV | SUN |  | PHOTOVOLTAIC | 2017-05-18 | Massachusetts Electric Company | MEC | MA | 017 | CMA/NEMA | WCMA |  | 0.396 | 0 | 0 | 0
49770 | NEISOLARLLCUPTON-01568PV300NM |  | NO RESOURCE (1) | PV | SUN |  | PHOTOVOLTAIC | 2017-05-18 | Massachusetts Electric Company | MEC | MA | 027 | RI | SEMA |  | 0.3 | 0 | 0 | 0.136
49771 | BAYNESELECTRIC-02301PV112NM |  | NO RESOURCE (1) | PV | SUN |  | PHOTOVOLTAIC | 2017-05-18 | Massachusetts Electric Company | MEC | MA | 023 | SEMA | SEMA |  | 0.112 | 0 | 0 | 0.043
49787 | CLOVERLEAF21FDBVD-02723PV120NM |  | NO RESOURCE (1) | PV | SUN |  | PHOTOVOLTAIC | 2017-05-18 | Massachusetts Electric Company | MEC | MA | 005 | SEMA | SEMA |  | 0.12 | 0 | 0 | 0
49788 | 510PV232GARDNERRD-01452PV960NM |  | NO RESOURCE (1) | PV | SUN |  | PHOTOVOLTAIC | 2017-05-18 | Massachusetts Electric Company | MEC | MA | 027 | WMA | WCMA |  | 0.96 | 0 | 0 | 0.464
49792 | CLOVERLEAF1FDBLVD-02723PV216NM |  | NO RESOURCE (1) | PV | SUN |  | PHOTOVOLTAIC | 2017-05-18 | Massachusetts Electric Company | MEC | MA | 005 | SEMA | SEMA |  | 0.216 | 0 | 0 | 0
49793 | 510PV240GARDNERRD-01452PV960NM |  | NO RESOURCE (1) | PV | SUN |  | PHOTOVOLTAIC | 2017-05-18 | Massachusetts Electric Company | MEC | MA | 027 | WMA | WCMA |  | 0.96 | 0 | 0 | 0.383
49863 | STERGISALUMINUM-02703PV250QF |  | NO RESOURCE (1) | PV | SUN |  | PHOTOVOLTAIC | 2017-05-24 | Massachusetts Electric Company | MEC | MA | 005 | RI | SEMA |  | 0.25 | 0 | 0 | 0.012
49867 | GIDEONLLC-02189PV428NM |  | NO RESOURCE (1) | PV | SUN |  | PHOTOVOLTAIC | 2017-05-24 | Massachusetts Electric Company | MEC | MA | 021 | SEMA | SEMA |  | 0.428 | 0 | 0 | 0.166
49877 | FITCHBURG MIDDLE SCH (PV) |  | NO RESOURCE (1) | PV | SUN |  | PHOTOVOLTAIC | 2017-05-26 | Fitchburg Gas & Electric Light Company | FGE | MA | 027 | WMA | WCMA |  | 0.262 | 0 | 0 | 0.086
49878 | LUNENBURG HIGH SCHOOL (PV) |  | NO RESOURCE (1) | PV | SUN |  | PHOTOVOLTAIC | 2017-05-26 | Fitchburg Gas & Electric Light Company | FGE | MA | 027 | WMA | WCMA |  | 0.288 | 0 | 0 | 0.033
49894 | SULLIVANPAPER-01028PV560NM |  | NO RESOURCE (1) | PV | SUN |  | PHOTOVOLTAIC | 2017-05-30 | Massachusetts Electric Company | MEC | MA | 013 | WMA | WCMA |  | 0.56 | 0 | 0 | 0.107
49895 | SHIRLEYLANDFILL-01464PV1000NM |  | NO RESOURCE (1) | PV | SUN |  | PHOTOVOLTAIC | 2017-05-30 | Massachusetts Electric Company | MEC | MA | 017 | CMA/NEMA | WCMA |  | 1 | 0 | 0 | 0.428
49930 | FINEEDGETOOL-02703PV72QF |  | NO RESOURCE (1) | PV | SUN |  | PHOTOVOLTAIC | 2017-06-02 | Massachusetts Electric Company | MEC | MA | 005 | RI | SEMA |  | 0.072 | 0 | 0 | 0.02
49931 | KEARSARGEBELL.-02019PV3108NM |  | NO RESOURCE (1) | PV | SUN |  | PHOTOVOLTAIC | 2017-06-02 | Massachusetts Electric Company | MEC | MA | 021 | RI | SEMA |  | 3.108 | 0 | 0 | 1.497
49934 | CECSOLAR#1062-01364PV792NM |  | NO RESOURCE (1) | PV | SUN |  | PHOTOVOLTAIC | 2017-06-09 | Massachusetts Electric Company | MEC | MA | 011 | WMA | WCMA |  | 0.792 | 0 | 0 | 0.314
49935 | 510PVDEVNEWBURY-01951PV1992NM |  | NO RESOURCE (1) | PV | SUN |  | PHOTOVOLTAIC | 2017-06-09 | Massachusetts Electric Company | MEC | MA | 009 | BOSTON | NEMA |  | 1.992 | 0 | 0 | 0.926
49937 | TOWN_OF_ORLEANS_ID2058041 | 38841 | SYNCARPHA FREETOWN | PV | SUN |  | PHOTOVOLTAIC | 2017-06-03 | NSTAR Electric Company | NSTAR | MA | 005 | SEMA | SEMA |  | 3.96 | 0 | 0 | 1.975
49943 | BATTLESREALTYLLC-02301PV480NM |  | NO RESOURCE (1) | PV | SUN |  | PHOTOVOLTAIC | 2017-06-19 | Massachusetts Electric Company | MEC | MA | 023 | SEMA | SEMA |  | 0.48 | 0 | 0 | 0
49951 | IRONHORSE4LLC-01862PV4999NM | 40736 | SYNCARPHA BILLERICA | PV | SUN |  | PHOTOVOLTAIC | 2017-06-21 | Massachusetts Electric Company | MEC | MA | 017 | CMA/NEMA | WCMA |  | 4.999 | 0 | 0 | 2.172
50001 | SHEACONCRETE-01913PV80QF |  | NO RESOURCE (1) | PV | SUN |  | PHOTOVOLTAIC | 2017-06-22 | Massachusetts Electric Company | MEC | MA | 009 | BOSTON | NEMA |  | 0.08 | 0 | 0 | 0.016
50002 | CURRYHARDWARE-02339PV84QF |  | NO RESOURCE (1) | PV | SUN |  | PHOTOVOLTAIC | 2017-06-27 | Massachusetts Electric Company | MEC | MA | 023 | SEMA | SEMA |  | 0.084 | 0 | 0 | 0.018
50021 | TARGETSTORE#T1496-01581PV138NM |  | NO RESOURCE (1) | PV | SUN |  | PHOTOVOLTAIC | 2017-07-06 | Massachusetts Electric Company | MEC | MA | 027 | CMA/NEMA | WCMA |  | 0.138 | 0 | 0 | 0
50022 | TARGETSTORES#1516-01752PV366NM |  | NO RESOURCE (1) | PV | SUN |  | PHOTOVOLTAIC | 2017-07-11 | Massachusetts Electric Company | MEC | MA | 017 | CMA/NEMA | WCMA |  | 0.366 | 0 | 0 | 0
50024 | HORNERMILLWORK-02726PV1143NM |  | NO RESOURCE (1) | PV | SUN |  | PHOTOVOLTAIC | 2017-07-11 | Massachusetts Electric Company | MEC | MA | 005 | RI | SEMA |  | 1.143 | 0 | 0 | 0.458
50025 | WALLINGFORD UNIT 6 | 38278 | WALLINGFORD UNIT 6 AND UNIT 7 | GT | NG |  | GAS COMBUSTION (GAS) TURBINE | 2018-05-04 | Twin Eagle Resource Management, LLC | TERM | CT | 009 | SWCT | CT | 55517 | 58.8999 | 48.666 | 48.666 | 43.666
50026 | WALLINGFORD UNIT 7 | 38278 | WALLINGFORD UNIT 6 AND UNIT 7 | GT | NG |  | GAS COMBUSTION (GAS) TURBINE | 2018-05-04 | Twin Eagle Resource Management, LLC | TERM | CT | 009 | SWCT | CT | 55517 | 58.8999 | 49.506 | 49.506 | 44.475
50028 | MALDENCATHOLIC-02148PV432NM |  | NO RESOURCE (1) | PV | SUN |  | PHOTOVOLTAIC | 2017-07-13 | Massachusetts Electric Company | MEC | MA | 017 | BOSTON | NEMA |  | 0.432 | 0 | 0 | 0.039
50038 | BJSDISTCENTER800-01569PV1000NM |  | NO RESOURCE (1) | PV | SUN |  | PHOTOVOLTAIC | 2017-07-18 | Massachusetts Electric Company | MEC | MA | 027 | RI | SEMA |  | 1 | 0 | 0 | 0
50048 | UNICORRPACKAGING-01752PV480QF |  | NO RESOURCE (1) | PV | SUN |  | PHOTOVOLTAIC | 2017-07-19 | Massachusetts Electric Company | MEC | MA | 017 | CMA/NEMA | WCMA |  | 0.48 | 0 | 0 | 0
50052 | CECSOLAR#1052-01032PV852NM |  | NO RESOURCE (1) | PV | SUN |  | PHOTOVOLTAIC | 2017-07-19 | Massachusetts Electric Company | MEC | MA | 015 | WMA | WCMA |  | 0.852 | 0 | 0 | 0.38
50057 | ORBITENERGY-02919PV3200DG |  | NO RESOURCE (1) | IC | OBG |  | BIO/REFUSE | 2017-07-19 | The Narragansett Electric Company | NEC | RI | 007 | RI | RI |  | 3.2 | 0 | 0 | 0
50058 | CECSOLAR#1058-01096PV990NM |  | NO RESOURCE (1) | PV | SUN |  | PHOTOVOLTAIC | 2017-07-19 | Massachusetts Electric Company | MEC | MA | 015 | WMA | WCMA |  | 0.99 | 0 | 0 | 0.454
50059 | CECSOLAR#1084-01569PV990NM |  | NO RESOURCE (1) | PV | SUN |  | PHOTOVOLTAIC | 2017-07-19 | Massachusetts Electric Company | MEC | MA | 027 | RI | SEMA |  | 0.99 | 0 | 0 | 0.481
50060 | QUALITYDRIVELLC-02865PV1116NM |  | NO RESOURCE (1) | PV | SUN |  | PHOTOVOLTAIC | 2017-07-25 | The Narragansett Electric Company | NEC | RI | 007 | RI | RI |  | 1.116 | 0 | 0 | 0.436
50072 | LAMPLIGHTERINC-02837PV216RE | 40641 | RI_25_RE GROWTH PV_50 SNELL RD_LITTLE COMPTON | PV | SUN |  | PHOTOVOLTAIC | 2017-07-26 | The Narragansett Electric Company | NEC | RI | 005 | SEMA | RI |  | 0.216 | 0 | 0 | 0.142
50073 | BRISTOLBUFFETLLC-02809PV46NM |  | NO RESOURCE (1) | PV | SUN |  | PHOTOVOLTAIC | 2017-07-25 | The Narragansett Electric Company | NEC | RI | 001 | RI | RI |  | 0.046 | 0 | 0 | 0
50077 | NRGDIGHTONLLC-02715PV3130NM |  | NO RESOURCE (1) | PV | SUN |  | PHOTOVOLTAIC | 2017-07-27 | Massachusetts Electric Company | MEC | MA | 005 | SEMA | SEMA |  | 3.13 | 0 | 0 | 1.497
50078 | EMBRACELOANS#25-02842PV133NM |  | NO RESOURCE (1) | PV | SUN |  | PHOTOVOLTAIC | 2017-07-28 | The Narragansett Electric Company | NEC | RI | 005 | SEMA | RI |  | 0.133 | 0 | 0 | 0
50087 | RGCMILLWESTBLDG36-01845PV108QF |  | NO RESOURCE (1) | PV | SUN |  | PHOTOVOLTAIC | 2017-08-02 | Massachusetts Electric Company | MEC | MA | 009 | BOSTON | NEMA |  | 0.108 | 0 | 0 | 0
50088 | RICANNONBLDG-02904PV40NM |  | NO RESOURCE (1) | PV | SUN |  | PHOTOVOLTAIC | 2017-08-02 | The Narragansett Electric Company | NEC | RI | 007 | RI | RI |  | 0.04 | 0 | 0 | 0
50089 | NM HUNTER PLACE APT |  | NO RESOURCE (1) | PV | SUN |  | PHOTOVOLTAIC | 2017-08-01 | NSTAR Electric Company | NSTAR | MA | 013 | WMA | WCMA |  | 0.072 | 0 | 0 | 0
50090 | NM HADLEY 2 SOLAR LLC | 38795 | HADLEY 2 | PV | SUN |  | PHOTOVOLTAIC | 2017-08-01 | NSTAR Electric Company | NSTAR | MA | 015 | WMA | WCMA |  | 1.95 | 0 | 0 | 0.621
50091 | VHWBROOKFIELDLLC-01082PV4008NM |  | NO RESOURCE (1) | PV | SUN |  | PHOTOVOLTAIC | 2017-08-07 | Massachusetts Electric Company | MEC | MA | 015 | WMA | WCMA |  | 4.008 | 0 | 0 | 2.18
50092 | NM WILLISTON SCHOOL RINK |  | NO RESOURCE (1) | PV | SUN |  | PHOTOVOLTAIC | 2017-08-01 | NSTAR Electric Company | NSTAR | MA | 015 | WMA | WCMA |  | 0.098 | 0 | 0 | 0.012
50093 | NM WILLISTON SCHOOL ATHLETIC |  | NO RESOURCE (1) | PV | SUN |  | PHOTOVOLTAIC | 2017-08-01 | NSTAR Electric Company | NSTAR | MA | 015 | WMA | WCMA |  | 0.12 | 0 | 0 | 0.004
50094 | NM BIG Y FOODS SOUTHWICK |  | NO RESOURCE (1) | PV | SUN |  | PHOTOVOLTAIC | 2017-08-01 | NSTAR Electric Company | NSTAR | MA | 013 | WMA | WCMA |  | 1.316 | 0 | 0 | 0
50095 | NM TRUSS ENGINEERING INC |  | NO RESOURCE (1) | PV | SUN |  | PHOTOVOLTAIC | 2017-08-01 | NSTAR Electric Company | NSTAR | MA | 013 | WMA | WCMA |  | 0.18 | 0 | 0 | 0.055
50096 | NM DEVIN FARMS INC |  | NO RESOURCE (1) | PV | SUN |  | PHOTOVOLTAIC | 2017-08-01 | NSTAR Electric Company | NSTAR | MA | 015 | WMA | WCMA |  | 0.084 | 0 | 0 | 0.017
50097 | NEXAMPPALMER-01069PV2550NM |  | NO RESOURCE (1) | PV | SUN |  | PHOTOVOLTAIC | 2017-08-08 | Massachusetts Electric Company | MEC | MA | 013 | WMA | WCMA |  | 2.55 | 0 | 0 | 1.049
50098 | AMERICANSAWMFG-01028PV1500NM |  | NO RESOURCE (1) | PV | SUN |  | PHOTOVOLTAIC | 2017-08-08 | Massachusetts Electric Company | MEC | MA | 013 | WMA | WCMA |  | 1.5 | 0 | 0 | 0
50099 | NM WATROBA MARKETS INC |  | NO RESOURCE (1) | PV | SUN |  | PHOTOVOLTAIC | 2017-08-01 | NSTAR Electric Company | NSTAR | MA | 015 | WMA | WCMA |  | 0.087 | 0 | 0 | 0.023
50100 | FOXBOROLANDFILL-02035PV1200NM |  | NO RESOURCE (1) | PV | SUN |  | PHOTOVOLTAIC | 2017-08-08 | Massachusetts Electric Company | MEC | MA | 021 | RI | SEMA |  | 1.2 | 0 | 0 | 0.594
50101 | NM RICK AUTO BODY |  | NO RESOURCE (1) | PV | SUN |  | PHOTOVOLTAIC | 2017-08-01 | NSTAR Electric Company | NSTAR | MA | 013 | WMA | WCMA |  | 0.152 | 0 | 0 | 0.002
50102 | NM OCTOBER COMPANY |  | NO RESOURCE (1) | PV | SUN |  | PHOTOVOLTAIC | 2017-08-01 | NSTAR Electric Company | NSTAR | MA | 015 | WMA | WCMA |  | 0.18 | 0 | 0 | 0.009
50103 | NM J KOKOSKI MAPLELINE FARM |  | NO RESOURCE (1) | PV | SUN |  | PHOTOVOLTAIC | 2017-08-01 | NSTAR Electric Company | NSTAR | MA | 015 | WMA | WCMA |  | 0.151 | 0 | 0 | 0.02
50104 | NM SPRFLD TECH COMM COLLEGE | 38583 | AGAWAM II | PV | SUN |  | PHOTOVOLTAIC | 2017-08-01 | NSTAR Electric Company | NSTAR | MA | 013 | WMA | WCMA |  | 1.936 | 0 | 0 | 0.988
50105 | NM SUNDERLAND SCHOOL |  | NO RESOURCE (1) | PV | SUN |  | PHOTOVOLTAIC | 2017-08-01 | NSTAR Electric Company | NSTAR | MA | 011 | WMA | WCMA |  | 0.242 | 0 | 0 | 0.095
50106 | SALISBURYHOUSING-01830PV4968NM |  | NO RESOURCE (1) | PV | SUN |  | PHOTOVOLTAIC | 2017-08-09 | Massachusetts Electric Company | MEC | MA | 009 | BOSTON | NEMA |  | 4.968 | 0 | 0 | 2.042
50107 | CECSOLAR#1059-01331PV990NM |  | NO RESOURCE (1) | PV | SUN |  | PHOTOVOLTAIC | 2017-08-02 | Massachusetts Electric Company | MEC | MA | 027 | WMA | WCMA |  | 0.99 | 0 | 0 | 0.424
50108 | CECSOLAR#1081-01247PV990NM |  | NO RESOURCE (1) | PV | SUN |  | PHOTOVOLTAIC | 2017-08-03 | Massachusetts Electric Company | MEC | MA | 003 | WMA | WCMA |  | 0.99 | 0 | 0 | 0.443
50109 | ALTUSPOWER-01007PV999NM |  | NO RESOURCE (1) | PV | SUN |  | PHOTOVOLTAIC | 2017-08-09 | Massachusetts Electric Company | MEC | MA | 015 | WMA | WCMA |  | 0.999 | 0 | 0 | 0.424
50111 | CECSOLAR#1079-01247PV990NM |  | NO RESOURCE (1) | PV | SUN |  | PHOTOVOLTAIC | 2017-08-03 | Massachusetts Electric Company | MEC | MA | 003 | WMA | WCMA |  | 0.99 | 0 | 0 | 0.46
50112 | CECSOLAR#1080-01247PV990NM |  | NO RESOURCE (1) | PV | SUN |  | PHOTOVOLTAIC | 2017-08-03 | Massachusetts Electric Company | MEC | MA | 003 | WMA | WCMA |  | 0.99 | 0 | 0 | 0.35
50113 | WEBSTERHOUSING-01519PV2700NM |  | NO RESOURCE (1) | PV | SUN |  | PHOTOVOLTAIC | 2017-08-09 | Massachusetts Electric Company | MEC | MA | 027 | CMA/NEMA | WCMA |  | 2.7 | 0 | 0 | 1.352
50115 | WEST MEDWAY JET 4 | 38289 | MEDWAY PEAKER - SEMARI | GT | NG | DFO | GAS/OIL COMBUSTION (GAS) TURBINE | 2019-03-28 | Exelon Generation Company, LLC | EXGC | MA | 021 | RI | SEMA |  | 97.75 | 0 | 0 | 98.574
50116 | WEST MEDWAY JET 5 | 38289 | MEDWAY PEAKER - SEMARI | GT | NG | DFO | GAS/OIL COMBUSTION (GAS) TURBINE | 2019-04-30 | Exelon Generation Company, LLC | EXGC | MA | 021 | RI | SEMA |  | 97.75 | 0 | 0 | 97.75
50117 | BARTLETTSFARM-02554PV396NM |  | NO RESOURCE (1) | PV | SUN |  | PHOTOVOLTAIC | 2017-08-09 | Massachusetts Electric Company | MEC | MA | 019 | SEMA | SEMA |  | 0.396 | 0 | 0 | 0.138
50118 | EAGLEHILLSCHOOL-01037PV180NM |  | NO RESOURCE (1) | PV | SUN |  | PHOTOVOLTAIC | 2017-08-15 | Massachusetts Electric Company | MEC | MA | 027 | WMA | WCMA |  | 0.18 | 0 | 0 | 0
50119 | BWCBASSRIVERLLC-02790PV2000NM |  | NO RESOURCE (1) | PV | SUN |  | PHOTOVOLTAIC | 2017-08-14 | Massachusetts Electric Company | MEC | MA | 005 | SEMA | SEMA |  | 2 | 0 | 0 | 1.134
50120 | MWRAFISHHATCHERY-01082PV65NM |  | NO RESOURCE (1) | HDR | WAT |  | HYDRO (DAILY CYCLE - RUN OF RIVER) | 2017-08-14 | Massachusetts Electric Company | MEC | MA | 015 | WMA | WCMA |  | 0.065 | 0 | 0 | 0.054
50122 | FAIRGROUNDSREALTY-01230PV499NM |  | NO RESOURCE (1) | PV | SUN |  | PHOTOVOLTAIC | 2017-08-14 | Massachusetts Electric Company | MEC | MA | 003 | WMA | WCMA |  | 0.499 | 0 | 0 | 0.228
50123 | SOMERSETBERKRSD-02726PV288NM |  | NO RESOURCE (1) | PV | SUN |  | PHOTOVOLTAIC | 2017-08-15 | Massachusetts Electric Company | MEC | MA | 005 | SEMA | SEMA |  | 0.288 | 0 | 0 | 0
50124 | LODESTARSOLAR-01225PV499NM |  | NO RESOURCE (1) | PV | SUN |  | PHOTOVOLTAIC | 2017-08-16 | Massachusetts Electric Company | MEC | MA | 003 | WMA | WCMA |  | 0.499 | 0 | 0 | 0.237
50127 | CLARKSBURGSOLAR-01247PV499NM |  | NO RESOURCE (1) | PV | SUN |  | PHOTOVOLTAIC | 2017-08-16 | Massachusetts Electric Company | MEC | MA | 003 | WMA | WCMA |  | 0.499 | 0 | 0 | 0.215
50128 | TIVERTONPOWER-02878PV200RE | 40644 | RI_27_RE GROWTH PV_304 PROGRESS RD_TIVERTON | PV | SUN |  | PHOTOVOLTAIC | 2017-08-14 | The Narragansett Electric Company | NEC | RI | 005 | SEMA | RI |  | 0.2 | 0 | 0 | 0.081
50129 | GRANITE&MARBLEINC-01507PV100QF |  | NO RESOURCE (1) | PV | SUN |  | PHOTOVOLTAIC | 2017-08-14 | Massachusetts Electric Company | MEC | MA | 027 | WMA | WCMA |  | 0.1 | 0 | 0 | 0.008
50130 | VHWBROOKFIELD#2-01082PV936NM |  | NO RESOURCE (1) | PV | SUN |  | PHOTOVOLTAIC | 2017-08-16 | Massachusetts Electric Company | MEC | MA | 015 | WMA | WCMA |  | 0.936 | 0 | 0 | 0.5
50131 | AMERESCOMENDON-01756PV1000NM |  | NO RESOURCE (1) | PV | SUN |  | PHOTOVOLTAIC | 2017-08-15 | Massachusetts Electric Company | MEC | MA | 027 | RI | SEMA |  | 1 | 0 | 0 | 0.51
50132 | SHIRLEYSOLAR3-01464PV936NM |  | NO RESOURCE (1) | PV | SUN |  | PHOTOVOLTAIC | 2017-08-16 | Massachusetts Electric Company | MEC | MA | 017 | CMA/NEMA | WCMA |  | 0.936 | 0 | 0 | 0.45
50133 | TUFTSUNIVERSITY-01536PV2000NM |  | NO RESOURCE (1) | PV | SUN |  | PHOTOVOLTAIC | 2017-08-16 | Massachusetts Electric Company | MEC | MA | 027 | CMA/NEMA | WCMA |  | 2 | 0 | 0 | 0
50146 | WORC.LANDFILL#1-01602PV4400NM |  | NO RESOURCE (1) | PV | SUN |  | PHOTOVOLTAIC | 2017-08-23 | Massachusetts Electric Company | MEC | MA | 027 | CMA/NEMA | WCMA |  | 4.4 | 0 | 0 | 0.783
50147 | BWC19LLCHOPEDALE-01747PV1000NM |  | NO RESOURCE (1) | PV | SUN |  | PHOTOVOLTAIC | 2017-08-23 | Massachusetts Electric Company | MEC | MA | 027 | RI | SEMA |  | 1 | 0 | 0 | 0.481
50148 | SHMASHEFFIELD-01257PV499NM |  | NO RESOURCE (1) | PV | SUN |  | PHOTOVOLTAIC | 2017-08-24 | Massachusetts Electric Company | MEC | MA | 003 | WMA | WCMA |  | 0.499 | 0 | 0 | 0.236
50155 | SEDTHREELLC-02375PB270NM |  | NO RESOURCE (1) | PV | SUN |  | PHOTOVOLTAIC | 2017-08-23 | Massachusetts Electric Company | MEC | MA | 005 | SEMA | SEMA |  | 0.27 | 0 | 0 | 0.104
50156 | SHMASHEFFIELD3-01257PV250NM |  | NO RESOURCE (1) | PV | SUN |  | PHOTOVOLTAIC | 2017-08-24 | Massachusetts Electric Company | MEC | MA | 003 | WMA | WCMA |  | 0.25 | 0 | 0 | 0.122
50157 | CECSOLAR#1054-01590PV960NM |  | NO RESOURCE (1) | PV | SUN |  | PHOTOVOLTAIC | 2017-08-29 | Massachusetts Electric Company | MEC | MA | 027 | CMA/NEMA | WCMA |  | 0.96 | 0 | 0 | 0.35
50169 | WESTMINSTERSOLAR-01473PV450NM |  | NO RESOURCE (1) | PV | SUN |  | PHOTOVOLTAIC | 2017-08-24 | Massachusetts Electric Company | MEC | MA | 027 | WMA | WCMA |  | 0.45 | 0 | 0 | 0.2
50182 | PLANETAID-01757PV400NM |  | NO RESOURCE (1) | PV | SUN |  | PHOTOVOLTAIC | 2017-08-28 | Massachusetts Electric Company | MEC | MA | 027 | RI | SEMA |  | 0.4 | 0 | 0 | 0.163
50183 | GREENDOTSOLARLLC-01952PV500NM |  | NO RESOURCE (1) | PV | SUN |  | PHOTOVOLTAIC | 2017-09-06 | Massachusetts Electric Company | MEC | MA | 009 | BOSTON | NEMA |  | 0.5 | 0 | 0 | 0.241
50185 | CECSOLAR#1063-02379PV1656NM |  | NO RESOURCE (1) | PV | SUN |  | PHOTOVOLTAIC | 2017-09-07 | Massachusetts Electric Company | MEC | MA | 023 | SEMA | SEMA |  | 1.656 | 0 | 0 | 0.791
50190 | FLINTRDSOLARLLC-01527PV499NM |  | NO RESOURCE (1) | PV | SUN |  | PHOTOVOLTAIC | 2017-09-06 | Massachusetts Electric Company | MEC | MA | 027 | CMA/NEMA | WCMA |  | 0.499 | 0 | 0 | 0.193
50196 | SOLTENPLAINVILLE-02762PV4890NM |  | NO RESOURCE (1) | PV | SUN |  | PHOTOVOLTAIC | 2017-08-30 | Massachusetts Electric Company | MEC | MA | 021 | RI | SEMA |  | 4.89 | 0 | 0 | 1.957
50197 | ARDENJEWELRY-02919PV108NM |  | NO RESOURCE (1) | PV | SUN |  | PHOTOVOLTAIC | 2017-09-06 | The Narragansett Electric Company | NEC | RI | 007 | RI | RI |  | 0.108 | 0 | 0 | 0.024
50201 | BROCKTONHOUSING-02302PV3720NM |  | NO RESOURCE (1) | PV | SUN |  | PHOTOVOLTAIC | 2017-09-07 | Massachusetts Electric Company | MEC | MA | 023 | SEMA | SEMA |  | 3.72 | 0 | 0 | 0.932
50202 | WORC.LANDFILL#2-01602PV2100NM |  | NO RESOURCE (1) | PV | SUN |  | PHOTOVOLTAIC | 2017-09-06 | Massachusetts Electric Company | MEC | MA | 027 | CMA/NEMA | WCMA |  | 2.1 | 0 | 0 | 1.584
50203 | HOLLANDCOMPANY-01247PV499NM |  | NO RESOURCE (1) | PV | SUN |  | PHOTOVOLTAIC | 2017-09-07 | Massachusetts Electric Company | MEC | MA | 003 | WMA | WCMA |  | 0.499 | 0 | 0 | 0.202
50208 | COHSOLARLLC-02025PV420NM |  | NO RESOURCE (1) | PV | SUN |  | PHOTOVOLTAIC | 2017-09-11 | Massachusetts Electric Company | MEC | MA | 021 | SEMA | SEMA |  | 0.42 | 0 | 0 | 0.19
50211 | WOODFRLLC-02721PV225NM |  | NO RESOURCE (1) | PV | SUN |  | PHOTOVOLTAIC | 2017-09-08 | Massachusetts Electric Company | MEC | MA | 005 | SEMA | SEMA |  | 0.225 | 0 | 0 | 0.068
50212 | JAMESPETERSEN-02814PV196RE | 40642 | RI_26_RE GROWTH PV_451 PUTNAM PIKE_GLOCESTER | PV | SUN |  | PHOTOVOLTAIC | 2017-09-08 | The Narragansett Electric Company | NEC | RI | 007 | RI | RI |  | 0.196 | 0 | 0 | 0.093
50213 | UPTONSOLARLLC213-01568PV1000NM |  | NO RESOURCE (1) | PV | SUN |  | PHOTOVOLTAIC | 2017-09-18 | Massachusetts Electric Company | MEC | MA | 027 | RI | SEMA |  | 1 | 0 | 0 | 0.486
50214 | JENETMGMT360-01843PV232NM |  | NO RESOURCE (1) | PV | SUN |  | PHOTOVOLTAIC | 2017-09-20 | Massachusetts Electric Company | MEC | MA | 009 | CMA/NEMA | WCMA |  | 0.232 | 0 | 0 | 0.097
50215 | UPTONSOLARLLC#2-01568PV1000NM |  | NO RESOURCE (1) | PV | SUN |  | PHOTOVOLTAIC | 2017-09-20 | Massachusetts Electric Company | MEC | MA | 027 | RI | SEMA |  | 1 | 0 | 0 | 0.468
50216 | PRINCETONWORC.-01886PV323NM |  | NO RESOURCE (1) | PV | SUN |  | PHOTOVOLTAIC | 2017-09-18 | Massachusetts Electric Company | MEC | MA | 017 | CMA/NEMA | WCMA |  | 0.323 | 0 | 0 | 0.101
50219 | BANKSTHOLDINGS-02832PV400RE | 40654 | RI_29_RE GROWTH PV_44 BANK ST_HOPKINTON | PV | SUN |  | PHOTOVOLTAIC | 2017-09-22 | The Narragansett Electric Company | NEC | RI | 009 | RI | RI |  | 0.4 | 0 | 0 | 0.186
50223 | COV.SCHOOL-SOLECT-02816PV100NM |  | NO RESOURCE (1) | PV | SUN |  | PHOTOVOLTAIC | 2017-09-27 | The Narragansett Electric Company | NEC | RI | 003 | RI | RI |  | 0.1 | 0 | 0 | 0.01
50229 | FARLEYRDSOLAR-01571PV1000NM |  | NO RESOURCE (1) | PV | SUN |  | PHOTOVOLTAIC | 2017-09-28 | Massachusetts Electric Company | MEC | MA | 027 | WMA | WCMA |  | 1 | 0 | 0 | 0.465
50230 | EMBRACELOANS110-02842PV133NM |  | NO RESOURCE (1) | PV | SUN |  | PHOTOVOLTAIC | 2017-10-02 | The Narragansett Electric Company | NEC | RI | 005 | SEMA | RI |  | 0.133 | 0 | 0 | 0
50231 | ATTLEBOROHOUSING-02777PV1656NM |  | NO RESOURCE (1) | PV | SUN |  | PHOTOVOLTAIC | 2017-09-28 | Massachusetts Electric Company | MEC | MA | 005 | RI | SEMA |  | 1.656 | 0 | 0 | 0.802
50232 | AAANORTHEASTLNC-02915PV150NM |  | NO RESOURCE (1) | PV | SUN |  | PHOTOVOLTAIC | 2017-09-28 | The Narragansett Electric Company | NEC | RI | 007 | RI | RI |  | 0.15 | 0 | 0 | 0.042
50233 | DUDLEYSOLAR#2-01571PV500NM |  | NO RESOURCE (1) | PV | SUN |  | PHOTOVOLTAIC | 2017-10-02 | Massachusetts Electric Company | MEC | MA | 027 | WMA | WCMA |  | 0.5 | 0 | 0 | 0.188
50234 | DUDLEYSOLAR#4-01571PV500NM |  | NO RESOURCE (1) | PV | SUN |  | PHOTOVOLTAIC | 2017-10-03 | Massachusetts Electric Company | MEC | MA | 027 | WMA | WCMA |  | 0.5 | 0 | 0 | 0.209
50235 | DUDLEYSOLAR#1-01571PV400NM |  | NO RESOURCE (1) | PV | SUN |  | PHOTOVOLTAIC | 2017-10-04 | Massachusetts Electric Company | MEC | MA | 027 | WMA | WCMA |  | 0.4 | 0 | 0 | 0.218
50241 | SPOFFORDRDSOLAR-01921PV750NM |  | NO RESOURCE (1) | PV | SUN |  | PHOTOVOLTAIC | 2017-10-02 | Massachusetts Electric Company | MEC | MA | 009 | BOSTON | NEMA |  | 0.75 | 0 | 0 | 0.293
50242 | DUDLEYSOLAR#3-01571PV500NM |  | NO RESOURCE (1) | PV | SUN |  | PHOTOVOLTAIC | 2017-10-03 | Massachusetts Electric Company | MEC | MA | 027 | WMA | WCMA |  | 0.5 | 0 | 0 | 0.178
50243 | 290TOSCASOLARLLC-02072PV180NM |  | NO RESOURCE (1) | PV | SUN |  | PHOTOVOLTAIC | 2017-10-05 | Massachusetts Electric Company | MEC | MA | 021 | SEMA | SEMA |  | 0.18 | 0 | 0 | 0.079
50310 | PLEASANTDALERD-01543PV1000NM |  | NO RESOURCE (1) | PV | SUN |  | PHOTOVOLTAIC | 2017-10-12 | Massachusetts Electric Company | MEC | MA | 027 | WMA | WCMA |  | 1 | 0 | 0 | 0.43
50410 | PREFERREDFREEZER-02149PV1332NM |  | NO RESOURCE (1) | PV | SUN |  | PHOTOVOLTAIC | 2017-10-11 | Massachusetts Electric Company | MEC | MA | 017 | BOSTON | NEMA |  | 1.327 | 0 | 0 | 0.105
50412 | TOWNOFWENDELL-01510PV1954NM |  | NO RESOURCE (1) | PV | SUN |  | PHOTOVOLTAIC | 2017-10-13 | Massachusetts Electric Company | MEC | MA | 027 | CMA/NEMA | WCMA |  | 1.954 | 0 | 0 | 0.974
50413 | BWCFIVEMILERIVER-01832PV3000NM |  | NO RESOURCE (1) | PV | SUN |  | PHOTOVOLTAIC | 2017-10-11 | Massachusetts Electric Company | MEC | MA | 009 | BOSTON | NEMA |  | 3 | 0 | 0 | 1.469
50415 | TOWNOFDUNSTABLE-02196PV4680NM |  | NO RESOURCE (1) | PV | SUN |  | PHOTOVOLTAIC | 2017-10-17 | Massachusetts Electric Company | MEC | MA | 027 | WMA | WCMA |  | 4.68 | 0 | 0 | 1.915
50429 | JENETMGMTLAWRENCE-01843PV122NM |  | NO RESOURCE (1) | PV | SUN |  | PHOTOVOLTAIC | 2017-10-16 | Massachusetts Electric Company | MEC | MA | 009 | CMA/NEMA | WCMA |  | 0.122 | 0 | 0 | 0.061
50430 | TOURBILLONTRAILER-02857PV196RE | 40647 | RI_28_RE GROWTH PV_401 SNAKE HILL RD_GLOCESTER | PV | SUN |  | PHOTOVOLTAIC | 2017-10-18 | The Narragansett Electric Company | NEC | RI | 007 | RI | RI |  | 0.196 | 0 | 0 | 0.103
50440 | INCOMINCCHARLTON-01507PV2000NM |  | NO RESOURCE (1) | PV | SUN |  | PHOTOVOLTAIC | 2017-10-18 | Massachusetts Electric Company | MEC | MA | 027 | WMA | WCMA |  | 2 | 0 | 0 | 0.929
50448 | FOXBOROELMLLC-02035PV2000NM |  | NO RESOURCE (1) | PV | SUN |  | PHOTOVOLTAIC | 2017-10-23 | Massachusetts Electric Company | MEC | MA | 021 | RI | SEMA |  | 2 | 0 | 0 | 0.957
50449 | MASOLARHGWYLLC-01266PV500NM |  | NO RESOURCE (1) | PV | SUN |  | PHOTOVOLTAIC | 2017-10-23 | Massachusetts Electric Company | MEC | MA | 003 | WMA | WCMA |  | 0.5 | 0 | 0 | 0.19
50451 | MTSTMARY'SABBEY-02093PV133NM |  | NO RESOURCE (1) | PV | SUN |  | PHOTOVOLTAIC | 2017-10-25 | Massachusetts Electric Company | MEC | MA | 021 | RI | SEMA |  | 0.133 | 0 | 0 | 0.006
50456 | BWCSTURBRIDGE#2-01566PV1000NM |  | NO RESOURCE (1) | PV | SUN |  | PHOTOVOLTAIC | 2017-11-01 | Massachusetts Electric Company | MEC | MA | 027 | WMA | WCMA |  | 1 | 0 | 0 | 0.348
50457 | BWCSTURBRIDGE#1-01566PV1000NM |  | NO RESOURCE (1) | PV | SUN |  | PHOTOVOLTAIC | 2017-11-08 | Massachusetts Electric Company | MEC | MA | 027 | WMA | WCMA |  | 1 | 0 | 0 | 0.307
50458 | BENTLEYELEMENTARY-01970PV191NM |  | NO RESOURCE (1) | PV | SUN |  | PHOTOVOLTAIC | 2017-11-03 | Massachusetts Electric Company | MEC | MA | 009 | BOSTON | NEMA |  | 0.191 | 0 | 0 | 0.055
50459 | ZPTPHILLIPSTON-01331PV1000NM |  | NO RESOURCE (1) | PV | SUN |  | PHOTOVOLTAIC | 2017-11-06 | Massachusetts Electric Company | MEC | MA | 027 | WMA | WCMA |  | 1 | 0 | 0 | 0.504
50460 | MAINSAUGUSLLC-01906PV1296NM |  | NO RESOURCE (1) | PV | SUN |  | PHOTOVOLTAIC | 2017-11-07 | Massachusetts Electric Company | MEC | MA | 009 | BOSTON | NEMA |  | 1.296 | 0 | 0 | 0.601
50461 | WESTSHAFTSOLAR-01247PV996NM |  | NO RESOURCE (1) | PV | SUN |  | PHOTOVOLTAIC | 2017-11-06 | Massachusetts Electric Company | MEC | MA | 003 | WMA | WCMA |  | 0.996 | 0 | 0 | 0.47
50462 | CASSIOPEIA SOLAR |  | NO RESOURCE (1) | PV | SUN |  | PHOTOVOLTAIC | 2017-11-07 | Fitchburg Gas & Electric Light Company | FGE | MA | 017 | WMA | WCMA |  | 1.848 | 0 | 0 | 0.746
50525 | AYERSOLARLLCI-01432V864NM |  | NO RESOURCE (1) | PV | SUN |  | PHOTOVOLTAIC | 2017-11-14 | Massachusetts Electric Company | MEC | MA | 017 | CMA/NEMA | WCMA |  | 0.864 | 0 | 0 | 0.431
50574 | LODESTARSOLAR-01230PV1000NM |  | NO RESOURCE (1) | PV | SUN |  | PHOTOVOLTAIC | 2017-11-30 | Massachusetts Electric Company | MEC | MA | 003 | WMA | WCMA |  | 1 | 0 | 0 | 0.511
50577 | DUDLEYRIVERSLR2-01550PV1000NM |  | NO RESOURCE (1) | PV | SUN |  | PHOTOVOLTAIC | 2017-12-05 | Massachusetts Electric Company | MEC | MA | 027 | WMA | WCMA |  | 1 | 0 | 0 | 0.465
50584 | SOLARWAY (PV) |  | NO RESOURCE (1) | PV | SUN |  | PHOTOVOLTAIC | 2017-11-30 | Fitchburg Gas & Electric Light Company | FGE | MA | 027 | WMA | WCMA |  | 1 | 0 | 0 | 0.448
50590 | CLARKUNIV.CHP-01610CHP2000QF |  | NO RESOURCE (1) | GT | NG |  | GAS COMBUSTION (GAS) TURBINE | 2017-11-29 | Massachusetts Electric Company | MEC | MA | 027 | WMA | WCMA |  | 2 | 0.043 | 0.043 | 0
50592 | SOLTENRANDOLPH-02368PV3780NM |  | NO RESOURCE (1) | PV | SUN |  | PHOTOVOLTAIC | 2017-11-29 | Massachusetts Electric Company | MEC | MA | 021 | SEMA | SEMA |  | 3.78 | 0 | 0 | 1.616
50593 | CHERRYVALLEYSLR-01524PV1000NM |  | NO RESOURCE (1) | PV | SUN |  | PHOTOVOLTAIC | 2017-11-29 | Massachusetts Electric Company | MEC | MA | 027 | WMA | WCMA |  | 1 | 0 | 0 | 0.483
50594 | MILLSCOFFEEROAST-02905PV37.8NM |  | NO RESOURCE (1) | PV | SUN |  | PHOTOVOLTAIC | 2017-11-29 | The Narragansett Electric Company | NEC | RI | 007 | RI | RI |  | 0.038 | 0 | 0 | 0.002
50595 | FAIRGROUNDSREALTY-02892PV144NM |  | NO RESOURCE (1) | PV | SUN |  | PHOTOVOLTAIC | 2017-11-29 | The Narragansett Electric Company | NEC | RI | 009 | RI | RI |  | 0.144 | 0 | 0 | 0.019
50598 | EPPING PV N3455 |  | NO RESOURCE (1) | PV | SUN |  | PHOTOVOLTAIC | 2017-12-06 | Public Service Company of New | PSNH | NH | 015 | NH | NH |  | 0.56 | 0 | 0 | 0.11
50600 | CECSOLAR1096-01832PV996NM |  | NO RESOURCE (1) | PV | SUN |  | PHOTOVOLTAIC | 2017-12-06 | Massachusetts Electric Company | MEC | MA | 009 | BOSTON | NEMA |  | 0.996 | 0 | 0 | 0.423
50607 | COMMUNITY HEALTH CONN INC (PV) |  | NO RESOURCE (1) | PV | SUN |  | PHOTOVOLTAIC | 2017-12-05 | Fitchburg Gas & Electric Light Company | FGE | MA | 027 | WMA | WCMA |  | 0.168 | 0 | 0 | 0
50608 | DUDLEYRIVERSlR-01550PV1000NM |  | NO RESOURCE (1) | PV | SUN |  | PHOTOVOLTAIC | 2017-12-05 | Massachusetts Electric Company | MEC | MA | 027 | WMA | WCMA |  | 1 | 0 | 0 | 0.5
50609 | SOLTENEBRDGWTR-002333PV2610NM |  | NO RESOURCE (1) | PV | SUN |  | PHOTOVOLTAIC | 2017-12-11 | Massachusetts Electric Company | MEC | MA | 023 | SEMA | SEMA |  | 2.61 | 0 | 0 | 0.944
50610 | BWCWADINGRIVER-01756PV1000NM |  | NO RESOURCE (1) | PV | SUN |  | PHOTOVOLTAIC | 2017-12-11 | Massachusetts Electric Company | MEC | MA | 027 | RI | SEMA |  | 1 | 0 | 0 | 0.44
50613 | BWCPROVIDENCEST-01756PV1000NM |  | NO RESOURCE (1) | PV | SUN |  | PHOTOVOLTAIC | 2017-12-17 | Massachusetts Electric Company | MEC | MA | 027 | RI | SEMA |  | 1 | 0 | 0 | 0.371
50617 | HOUSATONICSOLAR1-01266PV2000NM |  | NO RESOURCE (1) | PV | SUN |  | PHOTOVOLTAIC | 2017-12-11 | Massachusetts Electric Company | MEC | MA | 003 | WMA | WCMA |  | 2 | 0 | 0 | 1.121
50618 | JHSOLARLLC-01535PV1000NM |  | NO RESOURCE (1) | PV | SUN |  | PHOTOVOLTAIC | 2017-12-11 | Massachusetts Electric Company | MEC | MA | 027 | WMA | WCMA |  | 1 | 0 | 0 | 0.495
50619 | LEDEAUXSOLARLLC-01535PV1000NM |  | NO RESOURCE (1) | PV | SUN |  | PHOTOVOLTAIC | 2017-12-12 | Massachusetts Electric Company | MEC | MA | 027 | WMA | WCMA |  | 1 | 0 | 0 | 0.425
50626 | WARWICKPOULTRY-02908PV252NM |  | NO RESOURCE (1) | PV | SUN |  | PHOTOVOLTAIC | 2017-12-12 | The Narragansett Electric Company | NEC | RI | 007 | RI | RI |  | 0.252 | 0 | 0 | 0.044
50627 | CLARENCEHOPKINS-02814PV196RE | 40718 | RI_30_RE GROWTH PV_1378 SNAKE HILL RD_GLOCESTER | PV | SUN |  | PHOTOVOLTAIC | 2017-12-14 | The Narragansett Electric Company | NEC | RI | 007 | RI | RI |  | 0.196 | 0 | 0 | 0.1
50628 | BWCTHAYERRD-01756PV1000NM |  | NO RESOURCE (1) | PV | SUN |  | PHOTOVOLTAIC | 2017-12-11 | Massachusetts Electric Company | MEC | MA | 027 | RI | SEMA |  | 1 | 0 | 0 | 0.433
50629 | WILLIAMSTOWN-01267PV1500NM |  | NO RESOURCE (1) | PV | SUN |  | PHOTOVOLTAIC | 2017-12-11 | Massachusetts Electric Company | MEC | MA | 003 | WMA | WCMA |  | 1.5 | 0 | 0 | 0.697
50630 | TIM'S FABRICATORS (PV) |  | NO RESOURCE (1) | PV | SUN |  | PHOTOVOLTAIC | 2017-12-15 | Fitchburg Gas & Electric Light Company | FGE | MA | 027 | WMA | WCMA |  | 0.113 | 0 | 0 | 0.034
50632 | CECSOLAR1098-02777PV996NM |  | NO RESOURCE (1) | PV | SUN |  | PHOTOVOLTAIC | 2017-12-19 | Massachusetts Electric Company | MEC | MA | 005 | RI | SEMA |  | 0.996 | 0.005 | 0.005 | 0.572
50633 | OLIARILLC-02324PV2499NM |  | NO RESOURCE (1) | PV | SUN |  | PHOTOVOLTAIC | 2017-12-19 | Massachusetts Electric Company | MEC | MA | 023 | SEMA | SEMA |  | 0.499 | 0 | 0 | 0.15
50634 | FUSION SOLAR CENTER | 40613 | FUSION SOLAR CENTER LLC | PV | SUN |  | PHOTOVOLTAIC | 2018-04-12 | Fusion Solar Center, LLC | FSCL | CT | 011 | CT | CT |  | 17.6 | 3.085 | 3.085 | 11.919
50635 | DUDLEYRIVERSLR3-01550PV1000NM |  | NO RESOURCE (1) | PV | SUN |  | PHOTOVOLTAIC | 2017-12-19 | Massachusetts Electric Company | MEC | MA | 027 | WMA | WCMA |  | 1 | 0.005 | 0.005 | 0.536
50636 | MADISON HYDRO | 1114 | MADISON COMPOSITE | HDR | WAT |  | HYDRO (DAILY CYCLE - RUN OF RIVER) | 1984-09-01 | Power Supply Services, LLC | PSS | ME | 025 | ME | ME | 7469 | 29.5193 | 17.933 | 17.933 | 0
50637 | PLAINFIELD II WIND |  |  | WT | WND |  | WIND TURBINE | 2019-01-29 | Green Development, LLC | GRDV | RI | 007 | RI | RI |  | 2.7 | 0 | 0 | 1.08
50638 | PLAINFIELD I WIND |  |  | WT | WND |  | WIND TURBINE | 2019-01-19 | Green Development, LLC | GRDV | RI | 007 | RI | RI |  | 2.7 | 0 | 0 | 1.08
50639 | GREEN HILL WIND |  |  | WT | WND |  | WIND TURBINE | 2019-01-19 | Green Development, LLC | GRDV | RI | 007 | RI | RI |  | 2.7 | 0 | 0 | 1.08
50640 | PLAINFIELD III WIND |  |  | WT | WND |  | WIND TURBINE | 2019-01-12 | Green Development, LLC | GRDV | RI | 007 | RI | RI |  | 2.7 | 0 | 0 | 1.08
50641 | SHUN III WIND |  |  | WT | WND |  | WIND TURBINE | 2019-01-19 | Green Development, LLC | GRDV | RI | 007 | RI | RI |  | 2.7 | 0 | 0 | 1.08
50642 | SHUN II WIND |  |  | WT | WND |  | WIND TURBINE | 2019-01-19 | Green Development, LLC | GRDV | RI | 007 | RI | RI |  | 2.7 | 0 | 0 | 1.08
50643 | SHUN I WIND |  |  | WT | WND |  | WIND TURBINE | 2019-01-31 | Green Development, LLC | GRDV | RI | 007 | RI | RI |  | 2.7 | 0 | 0 | 1.08
50645 | NRG_COMM_HOST_ID2137495 |  | NO RESOURCE (1) | PV | SUN |  | PHOTOVOLTAIC | 2017-12-20 | NSTAR Electric Company | NSTAR | MA | 023 | SEMA | SEMA |  | 1.86 | 0.004 | 0.004 | 1.016
50649 | CEC_SOLAR_1114_ID2093189 |  | NO RESOURCE (1) | PV | SUN |  | PHOTOVOLTAIC | 2017-12-20 | NSTAR Electric Company | NSTAR | MA | 005 | SEMA | SEMA |  | 1.692 | 0 | 0 | 0.719
50654 | WESTPORT_MA1-2_LLC_ID2068650 |  | NO RESOURCE (1) | PV | SUN |  | PHOTOVOLTAIC | 2017-12-21 | NSTAR Electric Company | NSTAR | MA | 005 | SEMA | SEMA |  | 2.55 | 0 | 0 | 1.203
50655 | CEC_SOLAR_1040-1041_ID2020238 |  | NO RESOURCE (1) | PV | SUN |  | PHOTOVOLTAIC | 2017-12-21 | NSTAR Electric Company | NSTAR | MA | 023 | SEMA | SEMA |  | 1.57 | 0 | 0 | 0.759
50659 | THE_BOG_LLC_ID2117310 |  | NO RESOURCE (1) | PV | SUN |  | PHOTOVOLTAIC | 2017-12-21 | NSTAR Electric Company | NSTAR | MA | 023 | SEMA | SEMA |  | 0.48 | 0.002 | 0.002 | 0.243
50669 | TOWN_OF_LEXINGTON_ID2052550 | 38863 | SYNCARPHA LEXINGTON | PV | SUN |  | PHOTOVOLTAIC | 2017-12-20 | NSTAR Electric Company | NSTAR | MA | 017 | BOSTON | NEMA |  | 1.624 | 0.003 | 0.003 | 0.852
50670 | CARVER_MA_1_LLC_ID2108025 |  | NO RESOURCE (1) | PV | SUN |  | PHOTOVOLTAIC | 2017-12-21 | NSTAR Electric Company | NSTAR | MA | 023 | SEMA | SEMA |  | 2 | 0 | 0 | 0.906
50689 | OLDSTURBRIDGEVLG-01566PV1500NM |  | NO RESOURCE (1) | PV | SUN |  | PHOTOVOLTAIC | 2017-12-21 | Massachusetts Electric Company | MEC | MA | 027 | WMA | WCMA |  | 1.5 | 0 | 0 | 0.13
50690 | STMARKSSCHOOL-01722PV480NM |  | NO RESOURCE (1) | PV | SUN |  | PHOTOVOLTAIC | 2017-12-21 | Massachusetts Electric Company | MEC | MA | 027 | CMA/NEMA | WCMA |  | 0.48 | 0.003 | 0.003 | 0.16
50693 | 195LIBERTYSTRLTY-02301PV259NM |  | NO RESOURCE (1) | PV | SUN |  | PHOTOVOLTAIC | 2017-12-27 | Massachusetts Electric Company | MEC | MA | 023 | SEMA | SEMA |  | 0.259 | 0 | 0 | 0.121
50695 | LENOXWILLOWCRK-01240PV606NM |  | NO RESOURCE (1) | PV | SUN |  | PHOTOVOLTAIC | 2017-12-27 | Massachusetts Electric Company | MEC | MA | 003 | WMA | WCMA |  | 0.606 | 0 | 0 | 0.249
50697 | STJOSEPHS-01507PV1000NM |  | NO RESOURCE (1) | PV | SUN |  | PHOTOVOLTAIC | 2017-12-27 | Massachusetts Electric Company | MEC | MA | 027 | WMA | WCMA |  | 1 | 0.008 | 0.008 | 0.519
50698 | NEWTONST2LLC-01772PV650NM |  | NO RESOURCE (1) | PV | SUN |  | PHOTOVOLTAIC | 2017-12-27 | Massachusetts Electric Company | MEC | MA | 027 | CMA/NEMA | WCMA |  | 0.65 | 0 | 0 | 0
50699 | KAMMANFOOD-02169PV466.2QF |  | NO RESOURCE (1) | PV | SUN |  | PHOTOVOLTAIC | 2017-12-27 | Massachusetts Electric Company | MEC | MA | 021 | SEMA | SEMA |  | 0.466 | 0 | 0 | 0
50700 | KLEARVU-02720PV180NM |  | NO RESOURCE (1) | PV | SUN |  | PHOTOVOLTAIC | 2017-12-27 | Massachusetts Electric Company | MEC | MA | 005 | SEMA | SEMA |  | 0.18 | 0 | 0 | 0
50710 | ISMSOLARDIGHTON2-02715PV2000NM |  | NO RESOURCE (1) | PV | SUN |  | PHOTOVOLTAIC | 2018-01-04 | Massachusetts Electric Company | MEC | MA | 005 | SEMA | SEMA |  | 2 | 0.023 | 0.023 | 1.128
50711 | SOLARSKY-02920PV216RE | 40695 | RI_31_RE GROWTH PV_1275 SEVEN MILE RD_CRANSTON | PV | SUN |  | PHOTOVOLTAIC | 2017-12-29 | The Narragansett Electric Company | NEC | RI | 007 | RI | RI |  | 0.216 | 0.003 | 0.003 | 0.101
50712 | SOUTHERNSKY-02920PV216RE | 40696 | RI_32_RE GROWTH PV_1275 SEVEN MILE RD_CRANSTON | PV | SUN |  | PHOTOVOLTAIC | 2017-12-29 | The Narragansett Electric Company | NEC | RI | 007 | RI | RI |  | 0.216 | 0.002 | 0.002 | 0.1
50713 | ATHOLSOLAR-01331PV311NM |  | NO RESOURCE (1) | PV | SUN |  | PHOTOVOLTAIC | 2018-01-04 | Massachusetts Electric Company | MEC | MA | 027 | WMA | WCMA |  | 0.311 | 0.003 | 0.003 | 0.144
50714 | TOWN_OF_DUXBURY_ID2117207 | 40599 | DUXBURY CHANDLER | PV | SUN |  | PHOTOVOLTAIC | 2018-01-02 | NSTAR Electric Company | NSTAR | MA | 023 | SEMA | SEMA |  | 0.21 | 0.002 | 0.002 | 0.098
50720 | CITYNORTHAMPTON-01062PV2355NM |  | NO RESOURCE (1) | PV | SUN |  | PHOTOVOLTAIC | 2018-01-05 | Massachusetts Electric Company | MEC | MA | 015 | WMA | WCMA |  | 2.355 | 0.041 | 0.041 | 1.173
50721 | SUNEDISONGRAFTON-01519PV1000NM |  | NO RESOURCE (1) | PV | SUN |  | PHOTOVOLTAIC | 2018-01-16 | Massachusetts Electric Company | MEC | MA | 027 | CMA/NEMA | WCMA |  | 1 | 0.016 | 0.016 | 0.387
50722 | AIRDRAULICENG-02368PV109.3QF |  | NO RESOURCE (1) | PV | SUN |  | PHOTOVOLTAIC | 2018-01-19 | Massachusetts Electric Company | MEC | MA | 021 | SEMA | SEMA |  | 0.109 | 0 | 0 | 0.034
50723 | BWCBOXPONDCAPERD01756PV743NM |  | NO RESOURCE (1) | PV | SUN |  | PHOTOVOLTAIC | 2018-01-23 | Massachusetts Electric Company | MEC | MA | 027 | RI | SEMA |  | 0.743 | 0.018 | 0.018 | 0.329
50724 | 276WEYMOUTHST-02370PV166.5QF |  | NO RESOURCE (1) | PV | SUN |  | PHOTOVOLTAIC | 2018-01-19 | Massachusetts Electric Company | MEC | MA | 023 | SEMA | SEMA |  | 0.166 | 0 | 0 | 0.011
50729 | NIPPAWUSSOLAR-02852PV780RE | 40655 | RI_33_RE GROWTH PV_200 FRENCHTOWN RD_NORTH KINGSTOWN | PV | SUN |  | PHOTOVOLTAIC | 2018-01-26 | The Narragansett Electric Company | NEC | RI | 009 | RI | RI |  | 0.78 | 0.018 | 0.018 | 0.36
50731 | NIPPAWUSSOLAR-02852PV930DG | 40632 | RI_23_DGSC PV_200 FRENCHTOWN RD_NORTH KINGSTOWN | PV | SUN |  | PHOTOVOLTAIC | 2018-01-26 | The Narragansett Electric Company | NEC | RI | 009 | RI | RI |  | 0.93 | 0.03 | 0.03 | 0.474
50734 | BWCBOXPOND1860-01756PV1860NM |  | NO RESOURCE (1) | PV | SUN |  | PHOTOVOLTAIC | 2018-02-02 | Massachusetts Electric Company | MEC | MA | 027 | RI | SEMA |  | 1.86 | 0.067 | 0.067 | 0.726
50735 | JADEREALTYTRUST-01463PV160QF |  | NO RESOURCE (1) | PV | SUN |  | PHOTOVOLTAIC | 2018-02-09 | Massachusetts Electric Company | MEC | MA | 017 | CMA/NEMA | WCMA |  | 0.16 | 0 | 0 | 0.02
50736 | CEDFOSTERSOLAR-02825PV1980RE | 40656 | RI_34_RE GROWTH PV_0 DANIELSON PIKE_PROVIDENCE | PV | SUN |  | PHOTOVOLTAIC | 2018-02-09 | The Narragansett Electric Company | NEC | RI | 007 | RI | RI |  | 1.98 | 0.088 | 0.088 | 1.002
50737 | WEBSTERSOLAR-01570PV1000NM |  | NO RESOURCE (1) | PV | SUN |  | PHOTOVOLTAIC | 2018-02-12 | Massachusetts Electric Company | MEC | MA | 027 | WMA | WCMA |  | 1 | 0.038 | 0.038 | 0.338
50738 | PALUMBOSOLAR-01569PV2000NM |  | NO RESOURCE (1) | PV | SUN |  | PHOTOVOLTAIC | 2018-02-13 | Massachusetts Electric Company | MEC | MA | 027 | RI | SEMA |  | 2 | 0.104 | 0.104 | 0.965
50742 | MCCRACKENFINANC-01821PV112QF |  | NO RESOURCE (1) | PV | SUN |  | PHOTOVOLTAIC | 2018-02-09 | Massachusetts Electric Company | MEC | MA | 017 | CMA/NEMA | WCMA |  | 0.112 | 0 | 0 | 0
50743 | AJAXSOLARLLC-02379PV3084NM |  | NO RESOURCE (1) | PV | SUN |  | PHOTOVOLTAIC | 2018-02-13 | Massachusetts Electric Company | MEC | MA | 023 | SEMA | SEMA |  | 3.084 | 0.048 | 0.048 | 0.994
50744 | EASTERNSCHLSOLAR-02356PV189NM |  | NO RESOURCE (1) | PV | SUN |  | PHOTOVOLTAIC | 2018-02-19 | Massachusetts Electric Company | MEC | MA | 005 | SEMA | SEMA |  | 0.189 | 0.008 | 0.008 | 0.087
50783 | WEDSTILSONSOLAR-02898PV2000RE |  | NO RESOURCE (1) | PV | SUN |  | PHOTOVOLTAIC | 2018-03-01 | The Narragansett Electric Company | NEC | RI | 009 | RI | RI |  | 2 | 0.09 | 0.09 | 0.896
50790 | COHASSESOLARLLC-01550PV1000NM |  | NO RESOURCE (1) | PV | SUN |  | PHOTOVOLTAIC | 2018-03-02 | Massachusetts Electric Company | MEC | MA | 027 | WMA | WCMA |  | 1 | 0 | 0 | 0.292
50791 | TOWNOFMILFORD-01757PV168QF |  | NO RESOURCE (1) | PV | SUN |  | PHOTOVOLTAIC | 2018-03-05 | Massachusetts Electric Company | MEC | MA | 027 | RI | SEMA |  | 0.168 | 0 | 0 | 0
50792 | 510VBLOSSOMEAST-02720PV996QF | 38698 | BLOSSOM RD 2 FALL RIVER PV | PV | SUN |  | PHOTOVOLTAIC | 2018-03-07 | Massachusetts Electric Company | MEC | MA | 005 | SEMA | SEMA |  | 0.996 | 0.02 | 0.02 | 0.366
50793 | KEARSARGEBAYSTATE-02769PV812NM |  | NO RESOURCE (1) | PV | SUN |  | PHOTOVOLTAIC | 2018-02-28 | Massachusetts Electric Company | MEC | MA | 005 | RI | SEMA |  | 0.812 | 0.035 | 0.035 | 0.286
50797 | 510PVBLOSSOMWEST-02720PV996QF | 38696 | BLOSSOM RD 1 FALL RIVER PV | PV | SUN |  | PHOTOVOLTAIC | 2018-03-07 | Massachusetts Electric Company | MEC | MA | 005 | SEMA | SEMA |  | 0.996 | 0.032 | 0.032 | 0.287
50798 | SOLECT ENERGY (TOWNSEND) |  | NO RESOURCE (1) | PV | SUN |  | PHOTOVOLTAIC | 2018-03-07 | Fitchburg Gas & Electric Light Company | FGE | MA | 017 | WMA | WCMA |  | 0.296 | 0 | 0 | 0
50799 | STORAGEUSA741-02919PV86.4NM |  | NO RESOURCE (1) | PV | SUN |  | PHOTOVOLTAIC | 2018-03-12 | The Narragansett Electric Company | NEC | RI | 007 | RI | RI |  | 0.864 | 0 | 0 | 0.022
50800 | CECSOLAR1056LLC-01519PV990NM |  | NO RESOURCE (1) | PV | SUN |  | PHOTOVOLTAIC | 2018-03-14 | Massachusetts Electric Company | MEC | MA | 027 | CMA/NEMA | WCMA |  | 0.99 | 0.132 | 0.132 | 0.499
50801 | JJCARDOSI-02915PV69RE |  | NO RESOURCE (1) | PV | SUN |  | PHOTOVOLTAIC | 2018-03-14 | The Narragansett Electric Company | NEC | RI | 007 | RI | RI |  | 0.07 | 0.009 | 0.009 | 0.036
50802 | LODESTARSOLARHOST-01507PV499NM |  | NO RESOURCE (1) | PV | SUN |  | PHOTOVOLTAIC | 2018-03-15 | Massachusetts Electric Company | MEC | MA | 027 | WMA | WCMA |  | 0.499 | 0.058 | 0.058 | 0.253
50803 | SUNSETSOLARA-01562PV499NM |  | NO RESOURCE (1) | PV | SUN |  | PHOTOVOLTAIC | 2018-03-14 | Massachusetts Electric Company | MEC | MA | 027 | WMA | WCMA |  | 0.499 | 0.061 | 0.061 | 0.241
50804 | THURSTONSAILS-02809PV35NM |  | NO RESOURCE (1) | PV | SUN |  | PHOTOVOLTAIC | 2018-03-15 | The Narragansett Electric Company | NEC | RI | 001 | RI | RI |  | 0.035 | 0.002 | 0.002 | 0
50805 | THECOUNTRYHEN-01452PV266NM |  | NO RESOURCE (1) | PV | SUN |  | PHOTOVOLTAIC | 2018-03-14 | Massachusetts Electric Company | MEC | MA | 027 | WMA | WCMA |  | 0.266 | 0.007 | 0.007 | 0.04
50806 | SOCOREMADEV-01453PV984NM |  | NO RESOURCE (1) | PV | SUN |  | PHOTOVOLTAIC | 2018-03-14 | Massachusetts Electric Company | MEC | MA | 027 | WMA | WCMA |  | 0.984 | 0.1 | 0.1 | 0.429
50807 | BLAIREWIREVLG-01562PV1000NM |  | NO RESOURCE (1) | PV | SUN |  | PHOTOVOLTAIC | 2018-03-14 | Massachusetts Electric Company | MEC | MA | 027 | WMA | WCMA |  | 1 | 0.115 | 0.115 | 0.472
50808 | WORCESTERSCHOOLS-01065PV339QF |  | NO RESOURCE (1) | PV | SUN |  | PHOTOVOLTAIC | 2018-03-14 | Massachusetts Electric Company | MEC | MA | 027 | CMA/NEMA | WCMA |  | 0.339 | 0 | 0 | 0.061
50809 | LODESTARSOLAR3-01507PV499NM |  | NO RESOURCE (1) | PV | SUN |  | PHOTOVOLTAIC | 2018-03-15 | Massachusetts Electric Company | MEC | MA | 027 | WMA | WCMA |  | 0.499 | 0.038 | 0.038 | 0.217
50810 | LODESTARSOLAR2-01507PV499NM |  | NO RESOURCE (1) | PV | SUN |  | PHOTOVOLTAIC | 2018-03-15 | Massachusetts Electric Company | MEC | MA | 027 | WMA | WCMA |  | 0.499 | 0.052 | 0.052 | 0.215
50811 | PROVWATERSUPPLY-02907PV496NM |  | NO RESOURCE (1) | PV | SUN |  | PHOTOVOLTAIC | 2018-03-15 | The Narragansett Electric Company | NEC | RI | 007 | RI | RI |  | 0.496 | 0 | 0 | 0.021
50812 | 87TOMHARVEYRD-02891PV167NM |  | NO RESOURCE (1) | PV | SUN |  | PHOTOVOLTAIC | 2018-03-16 | The Narragansett Electric Company | NEC | RI | 009 | RI | RI |  | 0.167 | 0.011 | 0.011 | 0.051
50813 | EXCELMFGCO-01028PV230NM |  | NO RESOURCE (1) | PV | SUN |  | PHOTOVOLTAIC | 2018-03-16 | Massachusetts Electric Company | MEC | MA | 013 | WMA | WCMA |  | 0.23 | 0.003 | 0.003 | 0.05
50814 | ACCUROUNDS-02322PV112NM |  | NO RESOURCE (1) | PV | SUN |  | PHOTOVOLTAIC | 2018-03-16 | Massachusetts Electric Company | MEC | MA | 021 | SEMA | SEMA |  | 0.112 | 0 | 0 | 0
50815 | COOLIDGE SOLAR | 38823 | COOLIDGE SOLAR | PV | SUN |  | PHOTOVOLTAIC | 2018-12-20 | NextEra Energy Marketing, LLC | FPLP-I | VT | 027 | VT | VT |  | 22.5018 | 0 | 0 | 0
50816 | NORTONSOLAR2-02766PV495NM |  | NO RESOURCE (1) | PV | SUN |  | PHOTOVOLTAIC | 2018-03-16 | Massachusetts Electric Company | MEC | MA | 005 | RI | SEMA |  | 0.495 | 0.028 | 0.028 | 0.229
50817 | SUNSETSOLARB-01562PV499NM |  | NO RESOURCE (1) | PV | SUN |  | PHOTOVOLTAIC | 2018-03-14 | Massachusetts Electric Company | MEC | MA | 027 | WMA | WCMA |  | 0.499 | 0.041 | 0.041 | 0.224
50818 | NORTONSOLAR1-02766PV495NM |  | NO RESOURCE (1) | PV | SUN |  | PHOTOVOLTAIC | 2018-03-15 | Massachusetts Electric Company | MEC | MA | 005 | RI | SEMA |  | 0.495 | 0.02 | 0.02 | 0.17
50819 | WEDKINGSTOWNWEST-02898PV1500NM |  | NO RESOURCE (1) | PV | SUN |  | PHOTOVOLTAIC | 2018-03-19 | The Narragansett Electric Company | NEC | MA | 003 | RI | RI |  | 1.5 | 0.101 | 0.101 | 0.587
50820 | SECURITYREALTY-01772PV650NM |  | NO RESOURCE (1) | PV | SUN |  | PHOTOVOLTAIC | 2018-03-19 | Massachusetts Electric Company | MEC | MA | 027 | CMA/NEMA | WCMA |  | 0.65 | 0.058 | 0.058 | 0.27
50821 | WEDKINGSTOWNEAST-02898PV3000NM |  | NO RESOURCE (1) | PV | SUN |  | PHOTOVOLTAIC | 2018-03-20 | The Narragansett Electric Company | NEC | MA | 003 | RI | RI |  | 3 | 0.208 | 0.208 | 1.348
50822 | AIRXCHANGE-02370PV280NM |  | NO RESOURCE (1) | PV | SUN |  | PHOTOVOLTAIC | 2018-03-19 | Massachusetts Electric Company | MEC | MA | 023 | RI | SEMA |  | 0.28 | 0 | 0 | 0.009
50823 | TOWNOFWENDELL-01510PV1000NM |  | NO RESOURCE (1) | PV | SUN |  | PHOTOVOLTAIC | 2018-03-20 | Massachusetts Electric Company | MEC | MA | 027 | CMA/NEMA | WCMA |  | 1 | 0.109 | 0.109 | 0.513
50824 | TRSFOUNDRY-01852PV266.4QF |  | NO RESOURCE (1) | PV | SUN |  | PHOTOVOLTAIC | 2018-03-23 | Massachusetts Electric Company | MEC | MA | 017 | CMA/NEMA | WCMA |  | 0.266 | 0.03 | 0.03 | 0.123
50825 | ALTERNATEPWR-02147PV995NM |  | NO RESOURCE (1) | PV | SUN |  | PHOTOVOLTAIC | 2018-03-23 | Massachusetts Electric Company | MEC | MA | 003 | WMA | WCMA |  | 0.995 | 0.085 | 0.085 | 0.481
50826 | WOODCHUCKLNSOLAR-01562PV1000NM |  | NO RESOURCE (1) | PV | SUN |  | PHOTOVOLTAIC | 2018-03-23 | Massachusetts Electric Company | MEC | MA | 027 | WMA | WCMA |  | 1 | 0.11 | 0.11 | 0.425
50828 | STOFRIPOWERS-02908PV140NM |  | NO RESOURCE (1) | PV | SUN |  | PHOTOVOLTAIC | 2018-03-30 | The Narragansett Electric Company | NEC | RI | 007 | RI | RI |  | 0.14 | 0 | 0 | 0
50829 | ONYXDEVGRP-02359PV2400NM |  | NO RESOURCE (1) | PV | SUN |  | PHOTOVOLTAIC | 2018-03-26 | Massachusetts Electric Company | MEC | MA | 023 | SEMA | SEMA |  | 2.4 | 0.302 | 0.302 | 1.191
50830 | SAMPSONRDSOLAR-01507PV2000NM |  | NO RESOURCE (1) | PV | SUN |  | PHOTOVOLTAIC | 2018-03-26 | Massachusetts Electric Company | MEC | MA | 027 | WMA | WCMA |  | 2 | 0.219 | 0.219 | 0.686
50831 | TOSSOLAR2/725-01550PV480NM |  | NO RESOURCE (1) | PV | SUN |  | PHOTOVOLTAIC | 2018-03-26 | Massachusetts Electric Company | MEC | MA | 027 | WMA | WCMA |  | 0.48 | 0.04 | 0.04 | 0.21
50832 | TOSSOLAR2/726-01550PV984NM |  | NO RESOURCE (1) | PV | SUN |  | PHOTOVOLTAIC | 2018-03-26 | Massachusetts Electric Company | MEC | MA | 027 | WMA | WCMA |  | 0.984 | 0.13 | 0.13 | 0.427
50834 | GOODINGBUSSPACE-02809PV156RE |  | NO RESOURCE (1) | PV | SUN |  | PHOTOVOLTAIC | 2018-03-27 | The Narragansett Electric Company | NEC | RI | 001 | RI | RI |  | 0.156 | 0.009 | 0.009 | 0.085
50864 | SAMMANRLTY-02896PV840RG | 40744 | RI_43_RE GROWTH PV_582 GREAT RD_NORTH SMITHFIELD | PV | SUN |  | PHOTOVOLTAIC | 2018-04-06 | The Narragansett Electric Company | NEC | RI | 007 | RI | RI |  | 0.84 | 0.082 | 0.082 | 0.326
50872 | EXTRASPACESTORAGE-02891PV60NM |  |  | PV | SUN |  | PHOTOVOLTAIC | 2018-04-13 | The Narragansett Electric Company | NEC | RI | 007 | RI | RI |  | 0.058 | 0 | 0 | 0.01
50873 | TRSLAAREALTYTRUST-01851PV231QF |  |  | PV | SUN |  | PHOTOVOLTAIC | 2018-04-13 | Massachusetts Electric Company | MEC | MA | 017 | CMA/NEMA | WCMA |  | 0.231 | 0.059 | 0.059 | 0.172
50874 | THEODRSOLARLLC_C-01473PV499NM |  |  | PV | SUN |  | PHOTOVOLTAIC | 2018-04-16 | Massachusetts Electric Company | MEC | MA | 027 | WMA | WCMA |  | 0.499 | 0.06 | 0.06 | 0.229
50875 | THEODRSOLARLLC_B-01473PV499NM |  |  | PV | SUN |  | PHOTOVOLTAIC | 2018-04-16 | Massachusetts Electric Company | MEC | MA | 027 | WMA | WCMA |  | 0.499 | 0.048 | 0.048 | 0.215
50879 | THEODRSOLARLLC_A-01473PV499NM |  |  | PV | SUN |  | PHOTOVOLTAIC | 2018-04-16 | Massachusetts Electric Company | MEC | MA | 027 | WMA | WCMA |  | 0.499 | 0.056 | 0.056 | 0.215
50880 | TOWNOFWESTERLY-02891PV60NM |  |  | PV | SUN |  | PHOTOVOLTAIC | 2018-04-17 | The Narragansett Electric Company | NEC | RI | 009 | RI | RI |  | 0.06 | 0 | 0 | 0.012
50894 | PIERCLEANERS-02879PV35NM |  |  | PV | SUN |  | PHOTOVOLTAIC | 2018-04-19 | The Narragansett Electric Company | NEC | RI | 009 | RI | RI |  | 0.035 | 0.001 | 0.001 | 0.008
50895 | CELLSIGNALTECH-01915PV128NM |  |  | PV | SUN |  | PHOTOVOLTAIC | 2018-04-23 | Massachusetts Electric Company | MEC | MA | 009 | BOSTON | NEMA |  | 0.128 | 0 | 0 | 0
50896 | PALUMBOBSOLAR-01569PV1000NM |  |  | PV | SUN |  | PHOTOVOLTAIC | 2018-04-24 | Massachusetts Electric Company | MEC | MA | 027 | RI | SEMA |  | 1 | 0.135 | 0.135 | 0.491
50899 | SOULREHOLDINGS-01915PV92NM |  |  | PV | SUN |  | PHOTOVOLTAIC | 2018-04-23 | Massachusetts Electric Company | MEC | MA | 009 | BOSTON | NEMA |  | 0.092 | 0 | 0 | 0
50901 | BELCHERRENEW1-01007PV2000NM |  |  | PV | SUN |  | PHOTOVOLTAIC | 2018-05-02 | Massachusetts Electric Company | MEC | MA | 015 | WMA | WCMA |  | 2 | 0.289 | 0.289 | 0.887
50902 | EXTRASPACEMGMT-02169PV86NM |  |  | PV | SUN |  | PHOTOVOLTAIC | 2018-05-01 | Massachusetts Electric Company | MEC | MA | 021 | SEMA | SEMA |  | 0.086 | 0.004 | 0.004 | 0.028
50903 | BELCHERRENEW2-01007PV2000NM |  |  | PV | SUN |  | PHOTOVOLTAIC | 2018-05-02 | Massachusetts Electric Company | MEC | MA | 015 | WMA | WCMA |  | 2 | 0.223 | 0.223 | 0.824
50904 | EXTRASPACE-02169PV67NM |  |  | PV | SUN |  | PHOTOVOLTAIC | 2018-05-01 | Massachusetts Electric Company | MEC | MA | 021 | SEMA | SEMA |  | 0.067 | 0 | 0 | 0.013
50905 | WFYOUNG-01028PV72QF |  |  | PV | SUN |  | PHOTOVOLTAIC | 2018-05-01 | Massachusetts Electric Company | MEC | MA | 013 | WMA | WCMA |  | 0.072 | 0.004 | 0.004 | 0.017
50907 | TOOLELODGE-01240PV121NM |  |  | PV | SUN |  | PHOTOVOLTAIC | 2018-05-03 | Massachusetts Electric Company | MEC | MA | 003 | WMA | WCMA |  | 0.121 | 0 | 0 | 0.008
65817 | VCAINC-01060PV72QF |  |  | PV | SUN |  | PHOTOVOLTAIC | 2018-05-08 | Massachusetts Electric Company | MEC | MA | 015 | WMA | WCMA |  | 0.072 | 0 | 0 | 0.004
65961 | MONSONSOLAR-01057PV2000NM |  |  | PV | SUN |  | PHOTOVOLTAIC | 2018-05-15 | Massachusetts Electric Company | MEC | MA | 013 | WMA | WCMA |  | 2 | 0 | 0 | 0.967
65988 | ECONOXGRP1-02892PV216RE | 40681 | RI_56_RE GROWTH PV_PLAT 08F LOT 12 SOUTH COUNTY TRAIL_RICHMOND | PV | SUN |  | PHOTOVOLTAIC | 2018-05-15 | The Narragansett Electric Company | NEC | RI | 009 | RI | RI |  | 0.216 | 0 | 0 | 0.1
66005 | SHANIX-02920PV46NM |  |  | PV | SUN |  | PHOTOVOLTAIC | 2018-05-17 | The Narragansett Electric Company | NEC | RI | 007 | RI | RI |  | 0.046 | 0 | 0 | 0.017
66034 | ECONOXGRP3-02892PV216RE | 40676 | RI_52_RE GROWTH PV_139 HEATON ORCHARD RD_RICHMOND | PV | SUN |  | PHOTOVOLTAIC | 2018-05-18 | The Narragansett Electric Company | NEC | RI | 009 | RI | RI |  | 0.216 | 0 | 0 | 0.085
66072 | ECONOXGRP2-02892PV216RE | 40684 | RI_58_RE GROWTH PV_3671 SOUTH COUNTY TRAIL_RICHMOND | PV | SUN |  | PHOTOVOLTAIC | 2018-05-18 | The Narragansett Electric Company | NEC | RI | 009 | RI | RI |  | 0.216 | 0 | 0 | 0.1
66073 | LUDLOW 72 SOLAR PV FACILITY | 40625 | LUDLOW SITE 72 - CONTI | PV | SUN |  | PHOTOVOLTAIC | 2018-05-18 | NSTAR Electric Company | NSTAR | MA | 013 | WMA | WCMA |  | 1.86 | 0 | 0 | 0.65472
66074 | 510PVPROJDEVC-01524PV1000NM |  |  | PV | SUN |  | PHOTOVOLTAIC | 2018-05-21 | Massachusetts Electric Company | MEC | MA | 027 | WMA | WCMA |  | 1 | 0 | 0 | 0.231
66075 | 510PVPROJDEV466A-01524PV2000NM |  |  | PV | SUN |  | PHOTOVOLTAIC | 2018-05-21 | Massachusetts Electric Company | MEC | MA | 027 | WMA | WCMA |  | 2 | 0 | 0 | 0.934
66076 | HORSESHOEFARM-02891PV46NM |  |  | PV | SUN |  | PHOTOVOLTAIC | 2018-05-22 | The Narragansett Electric Company | NEC | RI | 009 | RI | RI |  | 0.046 | 0 | 0 | 0.008
66077 | PHILIPS-01810PV494.5NM |  |  | PV | SUN |  | PHOTOVOLTAIC | 2018-05-22 | Massachusetts Electric Company | MEC | MA | 017 | BOSTON | NEMA |  | 0.494 | 0 | 0 | 0.17389
66078 | 510PVPROJDEV466B-01524PV2000NM |  |  | PV | SUN |  | PHOTOVOLTAIC | 2018-05-21 | Massachusetts Electric Company | MEC | MA | 027 | WMA | WCMA |  | 2 | 0 | 0 | 0.747
66081 | GRIFFINRDSOLAR-01507PV2000NM |  |  | PV | SUN |  | PHOTOVOLTAIC | 2018-06-01 | Massachusetts Electric Company | MEC | MA | 027 | WMA | WCMA |  | 2 | 0 | 0 | 0.843
66096 | CHURCHCOMMHOUSING_02878PV43NM |  |  | PV | SUN |  | PHOTOVOLTAIC | 2018-06-11 | The Narragansett Electric Company | NEC | RI | 005 | SEMA | RI |  | 0.043 | 0 | 0 | 0.015136
66097 | BOUTILIERSOLAR-01524PV499NM |  |  | PV | SUN |  | PHOTOVOLTAIC | 2018-06-12 | Massachusetts Electric Company | MEC | MA | 027 | WMA | WCMA |  | 2.886 | 0 | 0 | 1.414
66102 | CUMMINGSPROP_01915PV108QF |  |  | PV | SUN |  | PHOTOVOLTAIC | 2018-06-11 | Massachusetts Electric Company | MEC | MA | 009 | BOSTON | NEMA |  | 0.108 | 0 | 0 | 0.038016
66103 | ASHBY 1 SOLAR PROJECTCO, LLC | 38962 | ASHBY 1 SOLAR | PV | SUN |  | PHOTOVOLTAIC | 2018-06-08 | Fitchburg Gas and Electric Light Company | FGE | MA | 027 | WMA | WCMA |  | 0.864 | 0 | 0 | 0.158
66105 | CHOICECOLLISION-02885PM98NM |  |  | PV | SUN |  | PHOTOVOLTAIC | 2018-06-08 | The Narragansett Electric Company | NEC | RI | 001 | RI | RI |  | 0.098 | 0 | 0 | 0.008
66106 | AMPMAJOEJENNYLLC_01540PV1500NM |  |  | PV | SUN |  | PHOTOVOLTAIC | 2018-06-11 | Massachusetts Electric Company | MEC | MA | 027 | WMA | WCMA |  | 1.5 | 0 | 0 | 0.471
66107 | DIGHTONSCHDEPT_02764PV96QF |  |  | PV | SUN |  | PHOTOVOLTAIC | 2018-06-11 | Massachusetts Electric Company | MEC | MA | 005 | SEMA | SEMA |  | 0.096 | 0 | 0 | 0.017
66108 | STOFRI353-02903PV58NM |  |  | PV | SUN |  | PHOTOVOLTAIC | 2018-06-13 | The Narragansett Electric Company | NEC | RI | 007 | RI | RI |  | 0.058 | 0 | 0 | 0.020416
66109 | ANDERSONCLARKELLP_01915PV144QF |  |  | PV | SUN |  | PHOTOVOLTAIC | 2018-06-14 | Massachusetts Electric Company | MEC | MA | 009 | BOSTON | NEMA |  | 0.144 | 0 | 0 | 0.012
66127 | NM-401 LIBERTY STREET |  |  | PV | SUN |  | PHOTOVOLTAIC | 2018-06-25 | NSTAR Electric Company | NSTAR | MA | 013 | WMA | WCMA |  | 0.15 | 0 | 0 | 0.038
66128 | NM-CITY TIRE COMPANY |  |  | PV | SUN |  | PHOTOVOLTAIC | 2018-06-25 | NSTAR Electric Company | NSTAR | MA | 013 | WMA | WCMA |  | 0.252 | 0 | 0 | 0.087
66129 | NM-DEERFIELD ACADEMY |  |  | PV | SUN |  | PHOTOVOLTAIC | 2018-06-25 | NSTAR Electric Company | NSTAR | MA | 011 | WMA | WCMA |  | 0.072 | 0 | 0 | 0.02
66130 | NM-INTERPRINT, INC. |  |  | PV | SUN |  | PHOTOVOLTAIC | 2018-06-25 | NSTAR Electric Company | NSTAR | MA | 003 | WMA | WCMA |  | 0.625 | 0 | 0 | 0.22
66131 | NM-DERF REALTY CORP. II |  |  | PV | SUN |  | PHOTOVOLTAIC | 2018-06-25 | NSTAR Electric Company | NSTAR | MA | 013 | WMA | WCMA |  | 0.284 | 0 | 0 | 0.051
66132 | NM-SA NRG COMMUNITY HOST A |  |  | PV | SUN |  | PHOTOVOLTAIC | 2018-06-25 | NSTAR Electric Company | NSTAR | MA | 013 | WMA | WCMA |  | 0.996 | 0 | 0 | 0.441
66133 | NM-SA NRG COMMUNITY HOST B |  |  | PV | SUN |  | PHOTOVOLTAIC | 2018-06-25 | NSTAR Electric Company | NSTAR | MA | 013 | WMA | WCMA |  | 0.996 | 0 | 0 | 0.537
66134 | NM-SA NRG COMMUNITY HOST C |  |  | PV | SUN |  | PHOTOVOLTAIC | 2018-06-25 | NSTAR Electric Company | NSTAR | MA | 013 | WMA | WCMA |  | 0.78 | 0 | 0 | 0.359
66135 | NM-ROCKY'S HOME CENTER |  |  | PV | SUN |  | PHOTOVOLTAIC | 2018-06-25 | NSTAR Electric Company | NSTAR | MA | 013 | WMA | WCMA |  | 0.15 | 0 | 0 | 0.028
66137 | NM-SA KERSARGE GILL, LLC | 38945 | GILL | PV | SUN |  | PHOTOVOLTAIC | 2018-06-25 | NSTAR Electric Company | NSTAR | MA | 011 | WMA | WCMA |  | 1.992 | 0 | 0 | 0.958
66138 | NM-SA LSDP II, LLC |  |  | PV | SUN |  | PHOTOVOLTAIC | 2018-06-25 | NSTAR Electric Company | NSTAR | MA | 011 | WMA | WCMA |  | 4.45 | 0 | 0 | 1.612
66139 | NM-SA ALTERNATE POWER- CLOVER |  |  | PV | SUN |  | PHOTOVOLTAIC | 2018-06-25 | NSTAR Electric Company | NSTAR | MA | 003 | WMA | WCMA |  | 1.48 | 0 | 0 | 0.707
66140 | NM-SA SYNCARPHA HANCOCK I, LLC | 40746 | SYNCARPHA HANCOCK I | PV | SUN |  | PHOTOVOLTAIC | 2018-06-25 | NSTAR Electric Company | NSTAR | MA | 003 | WMA | WCMA |  | 2 | 0 | 0 | 0.986
66141 | NM-SA SYNCARPHA HANCOCK II LLC | 40749 | SYNCARPHA HANCOCK II | PV | SUN |  | PHOTOVOLTAIC | 2018-06-25 | NSTAR Electric Company | NSTAR | MA | 003 | WMA | WCMA |  | 2 | 0 | 0 | 0.986
66149 | DISCOVERYBAY_01845PV67NM |  |  | PV | SUN |  | PHOTOVOLTAIC | 2018-06-28 | Massachusetts Electric Company | MEC | MA | 009 | BOSTON | NEMA |  | 0.067 | 0 | 0 | 0.023584
66150 | HANNAFORD192_01826PV100QF |  |  | PV | SUN |  | PHOTOVOLTAIC | 2018-06-28 | Massachusetts Electric Company | MEC | MA | 017 | CMA/NEMA | WCMA |  | 0.1 | 0 | 0 | 0.0352
66159 | ABINGTONSCHL_02351PV323QF |  |  | PV | SUN |  | PHOTOVOLTAIC | 2018-06-29 | Massachusetts Electric Company | MEC | MA | 023 | SEMA | SEMA |  | 0.323 | 0 | 0 | 0.003
66160 | COMPLETERECYCLE_02720PV240QF |  |  | PV | SUN |  | PHOTOVOLTAIC | 2018-06-29 | Massachusetts Electric Company | MEC | MA | 005 | SEMA | SEMA |  | 0.24 | 0 | 0 | 0.051
66161 | SOLECT ENERGY DEV LLC (ASHBY) |  |  | PV | SUN |  | PHOTOVOLTAIC | 2018-07-05 | Fitchburg Gas and Electric Light Company | FGE | MA | 017 | WMA | WCMA |  | 0.121 | 0 | 0 | 0.023
66162 | ASHBY 2 SOLAR PROJECTCO, LLC | 38963 | ASHBY 2 SOLAR | PV | SUN |  | PHOTOVOLTAIC | 2018-07-09 | Fitchburg Gas and Electric Light Company | FGE | MA | 027 | WMA | WCMA |  | 0.984 | 0 | 0 | 0.355
66163 | DOROTHYBECKSCHL_02769PV192QF |  |  | PV | SUN |  | PHOTOVOLTAIC | 2018-07-09 | Massachusetts Electric Company | MEC | MA | 005 | RI | SEMA |  | 0.192 | 0 | 0 | 0.064
66164 | DIGHTONSCHDEPT_02764PV192QF |  |  | PV | SUN |  | PHOTOVOLTAIC | 2018-07-10 | Massachusetts Electric Company | MEC | MA | 005 | SEMA | SEMA |  | 0.192 | 0 | 0 | 0.042
66167 | SALEMCOMMPK_01970PV752NM |  |  | PV | SUN |  | PHOTOVOLTAIC | 2018-07-13 | Massachusetts Electric Company | MEC | MA | 009 | BOSTON | NEMA |  | 0.752 | 0 | 0 | 0.2647
66168 | CHARIHOREGSCHL_02894PV36NM |  |  | PV | SUN |  | PHOTOVOLTAIC | 2018-07-10 | The Narragansett Electric Company | NEC | RI | 009 | RI | RI |  | 0.036 | 0 | 0 | 0.012672
66169 | ECAMAINLLC_02301PV540NM |  |  | PV | SUN |  | PHOTOVOLTAIC | 2018-07-10 | Massachusetts Electric Company | MEC | MA | 023 | SEMA | SEMA |  | 0.54 | 0 | 0 | 0.23
66170 | KBSURFACESLLC_02876PV216NM |  |  | PV | SUN |  | PHOTOVOLTAIC | 2018-07-10 | The Narragansett Electric Company | NEC | RI | 007 | RI | RI |  | 0.216 | 0 | 0 | 0.076032
66180 | TYNGSBOROSPORTS_01879PV150NM |  |  | PV | SUN |  | PHOTOVOLTAIC | 2018-07-19 | Massachusetts Electric Company | MEC | MA | 017 | CMA/NEMA | WCMA |  | 0.15 | 0 | 0 | 0.0528
66188 | ECAMAINLLC_02072PV650NM |  |  | PV | SUN |  | PHOTOVOLTAIC | 2018-07-26 | Massachusetts Electric Company | MEC | MA | 021 | SEMA | SEMA |  | 0.65 | 0 | 0 | 0.24
66189 | 10NMAINSTLLC_02721PV144NM |  |  | PV | SUN |  | PHOTOVOLTAIC | 2018-07-26 | Massachusetts Electric Company | MEC | MA | 005 | SEMA | SEMA |  | 0.144 | 0 | 0 | 0.050688
66190 | VLGEUROMTRS2_02061PV153NM |  |  | PV | SUN |  | PHOTOVOLTAIC | 2018-07-26 | Massachusetts Electric Company | MEC | MA | 023 | SEMA | SEMA |  | 0.153 | 0 | 0 | 0.053856
66193 | VLLGEUROMOTORS_02061PV72NM |  |  | PV | SUN |  | PHOTOVOLTAIC | 2018-07-26 | Massachusetts Electric Company | MEC | MA | 023 | SEMA | SEMA |  | 0.072 | 0 | 0 | 0.025344
66197 | MASSELECPH2A_01464PV1000QF | 38888 | PATTERSON RD 1 SHIRLEY PV | PV | SUN |  | PHOTOVOLTAIC | 2018-07-26 | Massachusetts Electric Company | MEC | MA | 017 | CMA/NEMA | WCMA |  | 1 | 0 | 0 | 0.115
66198 | MASSELECPH2B_01464PV1000QF | 38889 | PATTERSON RD 2 SHIRLEY PV | PV | SUN |  | PHOTOVOLTAIC | 2018-07-26 | Massachusetts Electric Company | MEC | MA | 017 | CMA/NEMA | WCMA |  | 1 | 0 | 0 | 0.138
66199 | CHEPACHETPROF_02814PV46NM |  |  | PV | SUN |  | PHOTOVOLTAIC | 2018-07-26 | The Narragansett Electric Company | NEC | RI | 007 | RI | RI |  | 0.046 | 0 | 0 | 0.016192
66201 | PALMERRVRSCH_02769PV168QF |  |  | PV | SUN |  | PHOTOVOLTAIC | 2018-07-26 | Massachusetts Electric Company | MEC | MA | 005 | RI | SEMA |  | 0.168 | 0 | 0 | 0.023
66213 | UFPTECH_01950PV200QF |  |  | PV | SUN |  | PHOTOVOLTAIC | 2018-08-01 | Massachusetts Electric Company | MEC | MA | 009 | BOSTON | NEMA |  | 0.2 | 0 | 0 | 0.0704
66221 | CANTERBURYTWRS-01355PV576NM |  |  | PV | SUN |  | PHOTOVOLTAIC | 2018-08-02 | Massachusetts Electric Company | MEC | MA | 011 | WMA | WCMA |  | 0.576 | 0 | 0 | 0.113
66230 | ECONOXMAINST-02832PV216RE | 40675 | RI_50_RE GROWTH PV_722 MAIN ST_HOPKINTON | PV | SUN |  | PHOTOVOLTAIC | 2018-08-08 | The Narragansett Electric Company | NEC | RI | 009 | RI | RI |  | 0.216 | 0 | 0 | 0.078
66234 | SAPPI SOMERSET/HINCKLEY 2 | 1107 | SOMERSET | ST | RFO | WDS | OIL STEAM | 1976-01-01 | NextEra Energy Marketing, LLC | FPLP-I | ME | 025 | ME | ME |  | 110.7 | 0 | 0 | 0
66236 | NEPSTAFFORD-01524PV1000QF | 38700 | STAFFORD ST LEICESTER PV 2 | PV | SUN |  | PHOTOVOLTAIC | 2018-08-10 | Massachusetts Electric Company | MEC | MA | 027 | WMA | WCMA |  | 1 | 0 | 0 | 0.134
66237 | SOLARMAMGMT3-01571SOLAR1000NM |  |  | PV | SUN |  | PHOTOVOLTAIC | 2018-08-10 | Massachusetts Electric Company | MEC | MA | 027 | WMA | WCMA |  | 1 | 0 | 0 | 0.237
66238 | SOLARMAMGMT1-01571SOLAR1000NM |  |  | PV | SUN |  | PHOTOVOLTAIC | 2018-08-13 | Massachusetts Electric Company | MEC | MA | 027 | WMA | WCMA |  | 1 | 0 | 0 | 0.254
66239 | SOLARMAMGMT2-01571SOLAR1000NM |  |  | PV | SUN |  | PHOTOVOLTAIC | 2018-08-13 | Massachusetts Electric Company | MEC | MA | 027 | WMA | WCMA |  | 1 | 0 | 0 | 0.267
66240 | ASAHIAMERICA-01843SOLAR1000QF |  |  | PV | SUN |  | PHOTOVOLTAIC | 2018-08-10 | Massachusetts Electric Company | MEC | MA | 009 | CMA/NEMA | WCMA |  | 1 | 0 | 0 | 0.039
66241 | JAMESTOWNFOOD-02835SOLAR56NM |  |  | PV | SUN |  | PHOTOVOLTAIC | 2018-08-10 | The Narragansett Electric Company | NEC | RI | 005 | RI | RI |  | 0.56 | 0 | 0 | 0.19712
66242 | HOME DEPOTMA #2685 - METHUEN |  |  | FC | NG |  | GAS FUEL CELL | 2018-08-09 | Yellow Jacket Energy, LLC | YJE | MA | 009 | BOSTON | NEMA |  | 0.3 | 0 | 0 | 0.12
66243 | NEPOWERCO_01507PV1000QF | 38543 | CARPENTER HILL RD CHARTLON PV | PV | SUN |  | PHOTOVOLTAIC | 2018-08-14 | Massachusetts Electric Company | MEC | MA | 027 | WMA | WCMA |  | 1 | 0 | 0 | 0.352
66244 | HOME DEPOTMA #2684 - WORCESTER |  |  | FC | NG |  | GAS FUEL CELL | 2018-08-09 | Yellow Jacket Energy, LLC | YJE | MA | 027 | CMA/NEMA | WCMA |  | 0.3 | 0 | 0 | 0.12
66245 | HOME DEPOTMA #2615 - SEEKONK |  |  | FC | NG |  | GAS FUEL CELL | 2018-08-09 | Yellow Jacket Energy, LLC | YJE | MA | 005 | RI | SEMA |  | 0.3 | 0 | 0 | 0.12
66253 | EXETERSOLAR02822-880(KW)RE | 40659 | RI_36_RE GROWTH PV_540 NOOSENECK HILL RD_EXETER | PV | SUN |  | PHOTOVOLTAIC | 2018-08-30 | The Narragansett Electric Company | NEC | RI | 009 | RI | RI |  | 0.88 | 0 | 0 | 0.195
66254 | 320COMPASSCIRCLE02852-1(MW)RE | 40667 | RI_42_RE GROWTH PV_320 COMPASS CIRCLE_NORTH KINGSTOWN | PV | SUN |  | PHOTOVOLTAIC | 2018-08-30 | The Narragansett Electric Company | NEC | RI | 009 | RI | RI |  | 1 | 0 | 0 | 0.212
66255 | EMA_ES_PLYMOUTH_ID2218005 | 40626 | PLYMOUTH SOLAR PV | PV | SUN |  | PHOTOVOLTAIC | 2018-08-28 | NSTAR Electric Company | NSTAR | MA | 023 | SEMA | SEMA |  | 1.116 | 0 | 0 | 0.29
66256 | EMA_ES_NEWBEDFORD_ID2217818 | 40627 | NEW BEDFORD SOLAR PV | PV | SUN |  | PHOTOVOLTAIC | 2018-08-28 | NSTAR Electric Company | NSTAR | MA | 005 | SEMA | SEMA |  | 0.95 | 0 | 0 | 0.269
66257 | PITTSFIELD 44 SOLAR PV FACIL. | 38836 | PITTSFIELD 44-M&W PV | PV | SUN |  | PHOTOVOLTAIC | 2018-08-27 | NSTAR Electric Company | NSTAR | MA | 003 | WMA | WCMA |  | 1.16 | 0 | 0 | 0.429
66258 | PINEISLAND-01222BIOGAS280NM |  | NO RESOURCE (1) | OT | OBG |  | BIO/REFUSE | 2018-08-28 | Massachusetts Electric Company | MEC | MA | 003 | WMA | WCMA |  | 0.28 | 0 | 0 | 0.058
66259 | BCPSTOR-02921PV120NM |  |  | PV | SUN |  | PHOTOVOLTAIC | 2018-08-28 | The Narragansett Electric Company | NEC | RI | 007 | RI | RI |  | 0.12 | 0 | 0 | 0.02
66260 | SUNDERLAND SOLAR PV FACILITY | 40617 | SUNDERLAND PV SOLAR | PV | SUN |  | PHOTOVOLTAIC | 2018-08-28 | NSTAR Electric Company | NSTAR | MA | 011 | WMA | WCMA |  | 1.084 | 0 | 0 | 0.38157
66261 | LEE 31 SOLAR PV FACILITY | 38835 | LEE SITE 31-CONTI PV | PV | SUN |  | PHOTOVOLTAIC | 2018-08-28 | NSTAR Electric Company | NSTAR | MA | 003 | WMA | WCMA |  | 1.86 | 0 | 0 | 0.588
66262 | OLDIRONWORKS-02721PV312NM |  |  | PV | SUN |  | PHOTOVOLTAIC | 2018-08-29 | Massachusetts Electric Company | MEC | MA | 005 | SEMA | SEMA |  | 0.312 | 0 | 0 | 0.10982
66263 | HEALTHALLIANCE-01453CHP1965QF |  |  | IC | NG |  | GAS INTERNAL COMBUSTION | 2018-08-29 | Massachusetts Electric Company | MEC | MA | 027 | WMA | WCMA |  | 1.965 | 0 | 0 | 0.339
66264 | SUNEDISONRIVERST-01475PV2000NM |  |  | PV | SUN |  | PHOTOVOLTAIC | 2018-08-29 | Massachusetts Electric Company | MEC | MA | 027 | WMA | WCMA |  | 2 | 0 | 0 | 0.704
66284 | 310COMPASSCIRCLE02852-1(MW)NM |  |  | PV | SUN |  | PHOTOVOLTAIC | 2018-08-31 | The Narragansett Electric Company | NEC | RI | 009 | RI | RI |  | 1 | 0 | 0 | 0.246
66285 | BRUCEDIAMOND-02703PV136QF |  |  | PV | SUN |  | PHOTOVOLTAIC | 2018-09-04 | Massachusetts Electric Company | MEC | MA | 005 | RI | SEMA |  | 0.136 | 0 | 0 | 0.047872
67288 | PRIVATESECURITIES-01432PV236NM |  |  | PV | SUN |  | PHOTOVOLTAIC | 2018-09-18 | Massachusetts Electric Company | MEC | MA | 017 | CMA/NEMA | WCMA |  | 0.236 | 0 | 0 | 0.083072
67289 | KEARSARGEWPLAINRD01230PV1920NM |  |  | PV | SUN |  | PHOTOVOLTAIC | 2018-09-14 | Massachusetts Electric Company | MEC | MA | 003 | WMA | WCMA |  | 1.92 | 0 | 0 | 0.67584
67292 | LWWELDTANKRPR_01569PV135NM |  |  | PV | SUN |  | PHOTOVOLTAIC | 2018-09-19 | Massachusetts Electric Company | MEC | MA | 027 | RI | SEMA |  | 0.135 | 0 | 0 | 0.04752
67295 | BIRD_MACHINE_SOLAR_ID2000815 |  |  | PV | SUN |  | PHOTOVOLTAIC | 2018-09-18 | NSTAR Electric Company | NSTAR | MA | 021 | SEMA | SEMA |  | 3.45 | 0 | 0 | 1.2144
67296 | ECONOXGRPHPKNTN_02833PV216RE |  |  | PV | SUN |  | PHOTOVOLTAIC | 2018-09-18 | The Narragansett Electric Company | NEC | RI | 009 | RI | RI |  | 0.216 | 0 | 0 | 0.076032
67297 | INDIANRUN_02879PV225NM |  |  | PV | SUN |  | PHOTOVOLTAIC | 2018-09-19 | The Narragansett Electric Company | NEC | RI | 009 | RI | RI |  | 0.225 | 0 | 0 | 0.0792
67298 | ECONOXGRPARCADIA_02832PV154RE |  |  | PV | SUN |  | PHOTOVOLTAIC | 2018-09-19 | The Narragansett Electric Company | NEC | RI | 009 | RI | RI |  | 0.154 | 0 | 0 | 0.054208
67305 | HATFIELD SOLAR PV FACILITY | 40615 | HATFIELD SOLAR PV | PV | SUN |  | PHOTOVOLTAIC | 2018-09-24 | NSTAR Electric Company | NSTAR | MA | 015 | WMA | WCMA |  | 3.6 | 0 | 0 | 1.2672
67306 | MONTAGUE 36 SOLAR PV FACILITY | 38831 | MONTAGUE SITE 36-GROSOLAR PV | PV | SUN |  | PHOTOVOLTAIC | 2018-09-24 | NSTAR Electric Company | NSTAR | MA | 011 | WMA | WCMA |  | 4.08 | 0 | 0 | 1.4362
67359 | MAELECPHASE3_01331PV200QF |  |  | PV | SUN |  | PHOTOVOLTAIC | 2018-10-03 | Massachusetts Electric Company | MEC | MA | 027 | WMA | WCMA |  | 0.2 | 0 | 0 | 0.0704
67360 | NM-SA PITTSFIELD HOUSING PV |  |  | PV | SUN |  | PHOTOVOLTAIC | 2018-10-01 | NSTAR Electric Company | NSTAR | MA | 003 | WMA | WCMA |  | 3.3 | 0 | 0 | 1.1616
67361 | NM-SA SYNCARPHA HANCOCK III PV |  |  | PV | SUN |  | PHOTOVOLTAIC | 2018-10-01 | NSTAR Electric Company | NSTAR | MA | 003 | WMA | WCMA |  | 1 | 0 | 0 | 0.352
67362 | NM-TR HAMPSHIRE COLLEGETESLA |  |  | PV | SUN |  | PHOTOVOLTAIC | 2018-10-01 | NSTAR Electric Company | NSTAR | MA | 015 | WMA | WCMA |  | 2.077 | 0 | 0 | 0.7311
67363 | NM-SMITH & WESSON PV |  |  | PV | SUN |  | PHOTOVOLTAIC | 2018-10-01 | NSTAR Electric Company | NSTAR | MA | 013 | WMA | WCMA |  | 1.985 | 0 | 0 | 0.69872
67364 | NM-SA CITY OF PITTSFIELD SOLAR |  |  | PV | SUN |  | PHOTOVOLTAIC | 2018-10-01 | NSTAR Electric Company | NSTAR | MA | 003 | WMA | WCMA |  | 2.34 | 0 | 0 | 0.82368
67390 | SOLVENTERRA_02379PV496NM |  |  | PV | SUN |  | PHOTOVOLTAIC | 2018-10-03 | Massachusetts Electric Company | MEC | MA | 023 | SEMA | SEMA |  | 0.496 | 0 | 0 | 0.17459
67395 | NEWGENDEV_01527PV1000NM |  |  | PV | SUN |  | PHOTOVOLTAIC | 2018-10-03 | Massachusetts Electric Company | MEC | MA | 027 | CMA/NEMA | WCMA |  | 1 | 0 | 0 | 0.352
67396 | NM-SA HATFIELD RENEWABLES PV |  |  | PV | SUN |  | PHOTOVOLTAIC | 2018-10-01 | NSTAR Electric Company | NSTAR | MA | 015 | WMA | WCMA |  | 1.89 | 0 | 0 | 0.66528
67397 | ECONOXNORTHRD02875SOLAR432RE |  |  | PV | SUN |  | PHOTOVOLTAIC | 2018-10-03 | The Narragansett Electric Company | NEC | RI | 009 | RI | RI |  | 0.216 | 0 | 0 | 0.076032
67400 | LIONLABELS_02375PV99NM |  |  | PV | SUN |  | PHOTOVOLTAIC | 2018-10-08 | Massachusetts Electric Company | MEC | MA | 005 | SEMA | SEMA |  | 0.099 | 0 | 0 | 0.034848
67404 | AMERICANCAPITOL01843SOLAR349NM |  |  | PV | SUN |  | PHOTOVOLTAIC | 2018-10-17 | Massachusetts Electric Company | MEC | MA | 009 | CMA/NEMA | WCMA |  | 0.349 | 0 | 0 | 0.12285
67405 | NRGWAUWINETRD01005SOLAR960NM |  |  | PV | SUN |  | PHOTOVOLTAIC | 2018-10-17 | Massachusetts Electric Company | MEC | MA | 027 | WMA | WCMA |  | 0.96 | 0 | 0 | 0.33792
67411 | SCHNEIDERELEC_02035PV275NM |  |  | PV | SUN |  | PHOTOVOLTAIC | 2018-10-22 | Massachusetts Electric Company | MEC | MA | 021 | RI | SEMA |  | 0.275 | 0 | 0 | 0.0968
67412 | PEACEDALEMILLS02879SOLAR216NM |  |  | PV | SUN |  | PHOTOVOLTAIC | 2018-10-17 | The Narragansett Electric Company | NEC | RI | 009 | RI | RI |  | 0.216 | 0 | 0 | 0.076032
67413 | ECONOXKENYONLN02833SOLAR216RE |  |  | PV | SUN |  | PHOTOVOLTAIC | 2018-10-23 | The Narragansett Electric Company | NEC | RI | 009 | RI | RI |  | 0.216 | 0 | 0 | 0.076032
67414 | TOWNOFGRAFTON01569SOLAR1872NM |  |  | PV | SUN |  | PHOTOVOLTAIC | 2018-10-23 | Massachusetts Electric Company | MEC | MA | 027 | RI | SEMA |  | 1.872 | 0 | 0 | 0.65894
67428 | SOUTHWICK SOLAR PV FACILITY | 40631 | SOUTHWICK SOLAR PV | PV | SUN |  | PHOTOVOLTAIC | 2018-10-26 | NSTAR Electric Company | NSTAR | MA | 013 | WMA | WCMA |  | 4.98 | 0 | 0 | 1.753
67429 | EAST SPRINGFIELD SOLAR PV | 40624 | EAST SPRINGFIELD SOLAR PV | PV | SUN |  | PHOTOVOLTAIC | 2018-10-26 | NSTAR Electric Company | NSTAR | MA | 013 | WMA | WCMA |  | 1.44 | 0 | 0 | 0.50688
67431 | SOUTHERNSKY02886SOLAR4992NM |  |  | PV | SUN |  | PHOTOVOLTAIC | 2018-11-02 | The Narragansett Electric Company | NEC | RI | 003 | RI | RI |  | 4.992 | 0 | 0 | 1.7572
67432 | KEARSARGE02879SOLAR3780NM |  |  | PV | SUN |  | PHOTOVOLTAIC | 2018-11-02 | The Narragansett Electric Company | NEC | RI | 009 | RI | RI |  | 3.78 | 0 | 0 | 1.3306
67433 | CITYOFNEWTON_ID2148462 |  |  | PV | SUN |  | PHOTOVOLTAIC | 2018-11-05 | NSTAR Electric Company | NSTAR | MA | 017 | BOSTON | NEMA |  | 1.671 | 0 | 0 | 0.58819
67434 | WESTMINSTERSLR01473SOLAR1000NM |  |  | PV | SUN |  | PHOTOVOLTAIC | 2018-11-06 | Massachusetts Electric Company | MEC | MA | 027 | WMA | WCMA |  | 1 | 0 | 0 | 0.352
67438 | SOUTHERNSKY02904SOLAR2100NM |  |  | PV | SUN |  | PHOTOVOLTAIC | 2018-11-06 | The Narragansett Electric Company | NEC | RI | 007 | RI | RI |  | 2.1 | 0 | 0 | 0.7392
67439 | FINLAYEXTRACT02852SOLAR133.2NM |  |  | PV | SUN |  | PHOTOVOLTAIC | 2018-11-06 | The Narragansett Electric Company | NEC | RI | 009 | RI | RI |  | 0.133 | 0 | 0 | 0.046816
67441 | FRAMINGHAMHOUSEAUTH_ID2052252 |  |  | PV | SUN |  | PHOTOVOLTAIC | 2018-11-05 | NSTAR Electric Company | NSTAR | MA | 017 | BOSTON | NEMA |  | 2.413 | 0 | 0 | 0.84938
67442 | UMASSBOSTON_ID1990011 |  |  | PV | SUN |  | PHOTOVOLTAIC | 2018-11-05 | NSTAR Electric Company | NSTAR | MA | 025 | BOSTON | NEMA |  | 3 | 0 | 0 | 1.056
67443 | WESTMINSTERSLR01473SOLAR499NM |  |  | PV | SUN |  | PHOTOVOLTAIC | 2018-11-06 | Massachusetts Electric Company | MEC | MA | 027 | WMA | WCMA |  | 0.499 | 0 | 0 | 0.17565
67444 | ECONOX02875SOLAR216RE |  |  | PV | SUN |  | PHOTOVOLTAIC | 2018-11-15 | The Narragansett Electric Company | NEC | RI | 009 | RI | RI |  | 0.216 | 0 | 0 | 0.076032
67445 | SOUTHAMPTON SOLAR PV | 40619 | SOUTHAMPTON SOLAR PV | PV | SUN |  | PHOTOVOLTAIC | 2018-11-14 | NSTAR Electric Company | NSTAR | MA | 015 | WMA | WCMA |  | 2 | 0 | 0 | 0.704
67446 | STATEOFRI02920SOLAR84NM |  |  | PV | SUN |  | PHOTOVOLTAIC | 2018-11-15 | The Narragansett Electric Company | NEC | RI | 007 | RI | RI |  | 0.084 | 0 | 0 | 0.029568
67447 | KEARSARGE02892SOLAR3100NM |  |  | PV | SUN |  | PHOTOVOLTAIC | 2018-11-15 | The Narragansett Electric Company | NEC | RI | 009 | RI | RI |  | 3.1 | 0 | 0 | 1.0912
67448 | ECONOX02892SOLAR216RE |  |  | PV | SUN |  | PHOTOVOLTAIC | 2018-11-15 | The Narragansett Electric Company | NEC | RI | 009 | RI | RI |  | 0.216 | 0 | 0 | 0.076032
67459 | MANCHESTERSCL01944SOLAR144QF |  |  | PV | SUN |  | PHOTOVOLTAIC | 2018-11-16 | Massachusetts Electric Company | MEC | MA | 009 | BOSTON | NEMA |  | 0.144 | 0 | 0 | 0.050688
67460 | ECONOX02833SOLAR216RE |  |  | PV | SUN |  | PHOTOVOLTAIC | 2018-11-16 | The Narragansett Electric Company | NEC | RI | 009 | RI | RI |  | 0.216 | 0 | 0 | 0.076032
67462 | NM-SA ALTERNATE POWER-MAPLE |  |  | PV | SUN |  | PHOTOVOLTAIC | 2018-11-19 | NSTAR Electric Company | NSTAR | MA | 003 | WMA | WCMA |  | 1.988 | 0 | 0 | 0.69978
67463 | NM-SA TOWN OF OTIS |  |  | PV | SUN |  | PHOTOVOLTAIC | 2018-11-19 | NSTAR Electric Company | NSTAR | MA | 011 | WMA | WCMA |  | 1.5 | 0 | 0 | 0.528
67464 | NM-BAR-WAY FARM INC. |  |  | PV | SUN |  | PHOTOVOLTAIC | 2018-11-19 | NSTAR Electric Company | NSTAR | MA | 011 | WMA | WCMA |  | 1 | 0 | 0 | 0.352
67476 | KANESELFSTRG01752SOLAR110QF |  |  | PV | SUN |  | PHOTOVOLTAIC | 2018-12-06 | Massachusetts Electric Company | MEC | MA | 017 | CMA/NEMA | WCMA |  | 0.11 | 0 | 0 | 0.03872
67477 | GRAFTONSEWER01560SOLAR225QF |  |  | PV | SUN |  | PHOTOVOLTAIC | 2018-12-06 | Massachusetts Electric Company | MEC | MA | 027 | RI | SEMA |  | 0.225 | 0 | 0 | 0.0792
67478 | LAURELLNREC02892SOLAR106.4NM |  |  | PV | SUN |  | PHOTOVOLTAIC | 2018-12-12 | The Narragansett Electric Company | NEC | RI | 009 | RI | RI |  | 0.106 | 0 | 0 | 0.037312
67479 | BWCHAMILTONBRK02790SOLAR3500QF |  |  | PV | SUN |  | PHOTOVOLTAIC | 2018-12-11 | Massachusetts Electric Company | MEC | MA | 005 | SEMA | SEMA |  | 3.5 | 0 | 0 | 1.232
67499 | STATEOFRI328_01752SOLAR43.2NM |  |  | PV | SUN |  | PHOTOVOLTAIC | 2018-12-12 | The Narragansett Electric Company | NEC | RI | 003 | RI | RI |  | 0.043 | 0 | 0 | 0.015136
67509 | BWCBASSRIVER02790SOLAR1500NM |  |  | PV | SUN |  | PHOTOVOLTAIC | 2018-12-17 | Massachusetts Electric Company | MEC | MA | 005 | SEMA | SEMA |  | 1.5 | 0 | 0 | 0.528
67510 | BWCBASSRIVER02790SOLAR1123NM |  |  | PV | SUN |  | PHOTOVOLTAIC | 2018-12-18 | Massachusetts Electric Company | MEC | MA | 005 | SEMA | SEMA |  | 1.123 | 0 | 0 | 0.3953
67533 | 150BLACKSTONERVR01607SLR1992NM |  |  | PV | SUN |  | PHOTOVOLTAIC | 2019-01-02 | Massachusetts Electric Company | MEC | MA | 027 | CMA/NEMA | WCMA |  | 1.992 | 0 | 0 | 0.70118
67536 | SOUTHERNSKY_01607PV780NM |  |  | PV | SUN |  | PHOTOVOLTAIC | 2019-01-03 | The Narragansett Electric Company | NEC | RI | 003 | RI | RI |  | 0.78 | 0 | 0 | 0.27456
67537 | CLEANFOOTPRINT1475SOLAR3100NM |  |  | PV | SUN |  | PHOTOVOLTAIC | 2019-01-02 | Massachusetts Electric Company | MEC | MA | 027 | WMA | WCMA |  | 3.1 | 0 | 0 | 1.0912
67541 | WESTWOOD SOLAR PV FACILITY | 40628 | WESTWOOD SOLAR PV | PV | SUN |  | PHOTOVOLTAIC | 2018-12-28 | NSTAR Electric Company | NSTAR | MA | 021 | SEMA | SEMA |  | 0.302 | 0 | 0 | 0.1063
67542 | SAVOY SOLAR PV FACILITY | 40620 | SAVOY SOLAR PV | PV | SUN |  | PHOTOVOLTAIC | 2018-12-28 | NSTAR Electric Company | NSTAR | MA | 003 | WMA | WCMA |  | 2 | 0 | 0 | 0.704
67543 | WAREHAM SOLAR PV FACILITY | 40629 | WAREHAM SOLAR PV | PV | SUN |  | PHOTOVOLTAIC | 2018-12-28 | NSTAR Electric Company | NSTAR | MA | 023 | SEMA | SEMA |  | 3.327 | 0 | 0 | 1.1711
67544 | HINSDALE SOLAR PV FACILITY | 40630 | HINSDALE SOLAR PV | PV | SUN |  | PHOTOVOLTAIC | 2018-12-28 | NSTAR Electric Company | NSTAR | MA | 003 | WMA | WCMA |  | 2 | 0 | 0 | 0.704
67546 | MARTINIFITCORP_02072PV167NM |  |  | PV | SUN |  | PHOTOVOLTAIC | 2019-01-02 | Massachusetts Electric Company | MEC | MA | 021 | SEMA | SEMA |  | 0.167 | 0 | 0 | 0.058784
67547 | BWCCTRIVERS02790SOLAR2375QF |  |  | PV | SUN |  | PHOTOVOLTAIC | 2019-01-07 | Massachusetts Electric Company | MEC | MA | 005 | SEMA | SEMA |  | 2.375 | 0 | 0 | 0.836
67548 | BWCHAMILTONBRK02790SOLAR1000NM |  |  | PV | SUN |  | PHOTOVOLTAIC | 2019-01-11 | Massachusetts Electric Company | MEC | MA | 005 | SEMA | SEMA |  | 1 | 0 | 0 | 0.352
67550 | D&PLIQUORS02808SOLAR40NM |  |  | PV | SUN |  | PHOTOVOLTAIC | 2019-01-16 | The Narragansett Electric Company | NEC | RI | 009 | RI | RI |  | 0.04 | 0 | 0 | 0.01408
67551 | COMMCHRISTIAN01581SOLAR73.3NM |  |  | PV | SUN |  | PHOTOVOLTAIC | 2019-01-23 | Massachusetts Electric Company | MEC | MA | 017 | CMA/NEMA | WCMA |  | 0.073 | 0 | 0 | 0.025696
67552 | 30TOZERRDLLC01915SOLAR100NM |  |  | PV | SUN |  | PHOTOVOLTAIC | 2019-01-16 | Massachusetts Electric Company | MEC | MA | 009 | BOSTON | NEMA |  | 0.1 | 0 | 0 | 0.0352
67553 | HOUSATONICSLR102919SOLAR3000NM |  |  | PV | SUN |  | PHOTOVOLTAIC | 2019-01-18 | The Narragansett Electric Company | NEC | RI | 007 | RI | RI |  | 3 | 0 | 0 | 1.056
67555 | SANDBERGENT02830SOLAR196RE |  |  | PV | SUN |  | PHOTOVOLTAIC | 2019-01-18 | The Narragansett Electric Company | NEC | RI | 007 | RI | RI |  | 0.196 | 0 | 0 | 0.068992
67556 | CLEANFOOTPRINT01473SOLAR480NM |  |  | PV | SUN |  | PHOTOVOLTAIC | 2019-01-24 | Massachusetts Electric Company | MEC | MA | 027 | WMA | WCMA |  | 0.48 | 0 | 0 | 0.16896
67557 | FOSTERRNBLS02857SOLAR780RE |  |  | PV | SUN |  | PHOTOVOLTAIC | 2019-01-18 | The Narragansett Electric Company | NEC | RI | 007 | RI | RI |  | 1.56 | 0 | 0 | 0.54912
67559 | GRANITESTRG02891SOLAR99.9NM |  |  | PV | SUN |  | PHOTOVOLTAIC | 2019-01-23 | The Narragansett Electric Company | NEC | RI | 009 | RI | RI |  | 0.099 | 0 | 0 | 0.034848
67563 | ECONOXSWITCHRD02832SOLAR216RE |  |  | PV | SUN |  | PHOTOVOLTAIC | 2019-01-23 | The Narragansett Electric Company | NEC | RI | 009 | RI | RI |  | 0.216 | 0 | 0 | 0.076032
67564 | OCEANSTVET02818SOLAR105.3NM |  |  | PV | SUN |  | PHOTOVOLTAIC | 2019-01-23 | The Narragansett Electric Company | NEC | RI | 003 | RI | RI |  | 0.105 | 0 | 0 | 0.03696
67565 | BANKOFNEWPORT02842SOLAR300NM |  |  | PV | SUN |  | PHOTOVOLTAIC | 2019-01-24 | The Narragansett Electric Company | NEC | RI | 005 | SEMA | RI |  | 0.3 | 0 | 0 | 0.1056
67566 | MERRIMACK PV D1123 |  |  | PV | SUN |  | PHOTOVOLTAIC | 2019-01-25 | Public Service Company of New Hampshire | PSNH | NH | 011 | NH | NH |  | 2.4 | 0 | 0 | 0.8448
67568 | CLEANFOOTPRINT2_01506SOLR480NM |  |  | PV | SUN |  | PHOTOVOLTAIC | 2019-01-24 | Massachusetts Electric Company | MEC | MA | 027 | WMA | WCMA |  | 0.48 | 0 | 0 | 0.16896
67569 | HUDSONDSGNGRP-01845PV300NM |  |  | PV | SUN |  | PHOTOVOLTAIC | 2019-01-23 | Massachusetts Electric Company | MEC | MA | 009 | BOSTON | NEMA |  | 0.3 | 0 | 0 | 0.1056
67570 | RIVERVALLEYSCH01950SOLAR86.4QF |  |  | PV | SUN |  | PHOTOVOLTAIC | 2019-01-24 | Massachusetts Electric Company | MEC | MA | 009 | BOSTON | NEMA |  | 0.086 | 0 | 0 | 0.030272
67571 | CLEANFOOTPRINT01506SOLAR480NM |  |  | PV | SUN |  | PHOTOVOLTAIC | 2019-01-24 | Massachusetts Electric Company | MEC | MA | 027 | WMA | WCMA |  | 0.48 | 0 | 0 | 0.16896
67574 | BARNSTABLE HSG AUTH ID2038192 |  |  | PV | SUN |  | PHOTOVOLTAIC | 2019-01-28 | NSTAR Electric Company | NSTAR | MA | 023 | SEMA | SEMA |  | 4.5 | 0 | 0 | 1.584
67575 | NB_REALTY01532SOLAR72QF |  |  | PV | SUN |  | PHOTOVOLTAIC | 2019-01-30 | Massachusetts Electric Company | MEC | MA | 027 | CMA/NEMA | WCMA |  | 0.072 | 0 | 0 | 0.025344
67576 | UMASSMEMORIAL01605CHP2649QF |  |  | PV | SUN |  | PHOTOVOLTAIC | 2019-01-30 | Massachusetts Electric Company | MEC | MA | 027 | CMA/NEMA | WCMA |  | 2.649 | 0 | 0 | 0.93245
67578 | SW MA SOLAR LLC ID2129908 |  |  | PV | SUN |  | PHOTOVOLTAIC | 2019-02-01 | NSTAR Electric Company | NSTAR | MA | 017 | BOSTON | NEMA |  | 1.25 | 0 | 0 | 0.44
67579 | CITY OF CAMBRIDGE ID2105436 |  |  | PV | SUN |  | PHOTOVOLTAIC | 2019-02-01 | NSTAR Electric Company | NSTAR | MA | 025 | BOSTON | NEMA |  | 2.28 | 0 | 0 | 0.80256
67580 | AES ENERGY SOLUTIONS ID2061451 |  |  | PV | SUN |  | PHOTOVOLTAIC | 2019-02-01 | NSTAR Electric Company | NSTAR | MA | 021 | SEMA | SEMA |  | 1.95 | 0 | 0 | 0.6864
67581 | CITY OF WOBURN ID2064809 |  |  | PV | SUN |  | PHOTOVOLTAIC | 2019-02-01 | NSTAR Electric Company | NSTAR | MA | 017 | BOSTON | NEMA |  | 2.64 | 0 | 0 | 0.92928
67582 | GREENFIELD SOLAR PV | 40618 | GREENFIELD SOLAR PV | PV | SUN |  | PHOTOVOLTAIC | 2019-02-01 | NSTAR Electric Company | NSTAR | MA | 011 | WMA | WCMA |  | 2 | 0 | 0 | 0.704
67583 | KEENE PV T0454 |  |  | PV | SUN |  | PHOTOVOLTAIC | 2019-02-08 | Public Service Company of New Hampshire | PSNH | NH | 005 | VT | NH |  | 0.487 | 0 | 0 | 0.17142
67584 | MASSAMERICAENGY02149SLR133.2QF |  |  | PV | SUN |  | PHOTOVOLTAIC | 2019-02-14 | Massachusetts Electric Company | MEC | MA | 017 | BOSTON | NEMA |  | 0.133 | 0 | 0 | 0.046816
67586 | WASHBURNRDSOLARLLC_ID2113074 |  |  | PV | SUN |  | PHOTOVOLTAIC | 2019-02-08 | NSTAR Electric Company | NSTAR | MA | 005 | SEMA | SEMA |  | 1.98 | 0 | 0 | 0.69696
67587 | SPRINGFIELD PV SOLAR | 40622 | SPRINGFIELD SOLAR PV | PV | SUN |  | PHOTOVOLTAIC | 2019-02-11 | NSTAR Electric Company | NSTAR | MA | 013 | WMA | WCMA |  | 3.992 | 0 | 0 | 1.4052
67595 | HANOVERWATER-02339WIND250NM |  |  | WT | WND |  | WIND TURBINE | 2019-02-20 | Massachusetts Electric Company | MEC | MA | 023 | SEMA | SEMA |  | 0.25 | 0 | 0 | 0.088
67606 | NSMITHFIELDSLR02896SLR1250NM |  |  | PV | SUN |  | PHOTOVOLTAIC | 2019-02-20 | The Narragansett Electric Company | NEC | RI | 007 | RI | RI |  | 1.25 | 0 | 0 | 0.44
67610 | MONARCH01843SOLAR176QF |  |  | PV | SUN |  | PHOTOVOLTAIC | 2019-02-22 | Massachusetts Electric Company | MEC | MA | 009 | CMA/NEMA | WCMA |  | 0.176 | 0 | 0 | 0.061952
67615 | FORBESSTSLRLL_02915SOLAR2990RE |  |  | PV | SUN |  | PHOTOVOLTAIC | 2019-02-25 | The Narragansett Electric Company | NEC | RI | 007 | RI | RI |  | 2.99 | 0 | 0 | 1.0525
67628 | SUNNECTIVITY01379SOLAR1000NM |  |  | PV | SUN |  | PHOTOVOLTAIC | 2019-02-28 | Massachusetts Electric Company | MEC | MA | 011 | WMA | WCMA |  | 1 | 0 | 0 | 0.352
67629 | AMAZONA02720SOLAR660QF |  |  | PV | SUN |  | PHOTOVOLTAIC | 2019-02-28 | Massachusetts Electric Company | MEC | MA | 005 | SEMA | SEMA |  | 0.66 | 0 | 0 | 0.23232
67630 | BARDEN02857SOLAR27.2NM |  |  | PV | SUN |  | PHOTOVOLTAIC | 2019-02-28 | The Narragansett Electric Company | NEC | RI | 007 | RI | RI |  | 0.027 | 0 | 0 | 0.009504
67635 | GRAFTONTWN01519SOLAR120.7QF |  |  | PV | SUN |  | PHOTOVOLTAIC | 2019-02-28 | Massachusetts Electric Company | MEC | MA | 027 | CMA/NEMA | WCMA |  | 0.12 | 0 | 0 | 0.04224
67636 | AMAZONB02720SOLAR960QF |  |  | PV | SUN |  | PHOTOVOLTAIC | 2019-02-28 | Massachusetts Electric Company | MEC | MA | 005 | SEMA | SEMA |  | 0.96 | 0 | 0 | 0.33792
67637 | AMAZONC02720SOLAR480QF |  |  | PV | SUN |  | PHOTOVOLTAIC | 2019-02-28 | Massachusetts Electric Company | MEC | MA | 005 | SEMA | SEMA |  | 0.48 | 0 | 0 | 0.16896
67638 | CRDMETALWRKS01053SOLAR248QF |  |  | PV | SUN |  | PHOTOVOLTAIC | 2019-02-28 | Massachusetts Electric Company | MEC | MA | 015 | WMA | WCMA |  | 0.248 | 0 | 0 | 0.087296
67639 | HOPKINTONINDPK02804SOLAR1165RE |  |  | PV | SUN |  | PHOTOVOLTAIC | 2019-02-28 | The Narragansett Electric Company | NEC | RI | 009 | RI | RI |  | 1.165 | 0 | 0 | 0.41008
67640 | NRGCOMMHOSTB-C-D_ID2096227 |  |  | PV | SUN |  | PHOTOVOLTAIC | 2019-03-05 | NSTAR Electric Company | NSTAR | MA | 023 | SEMA | SEMA |  | 3.912 | 0 | 0 | 1.377
67653 | NRGCOMMHOST1-2-3_ID2065453 |  |  | PV | SUN |  | PHOTOVOLTAIC | 2019-03-04 | NSTAR Electric Company | NSTAR | MA | 023 | SEMA | SEMA |  | 4.95 | 0 | 0 | 1.7424
67654 | HERRESHOFF02809SOLAR43.2NM |  |  | PV | SUN |  | PHOTOVOLTAIC | 2019-03-13 | The Narragansett Electric Company | NEC | RI | 001 | RI | RI |  | 0.043 | 0 | 0 | 0.015136
67655 | SIMONSROCK01230SOLAR304QF |  |  | PV | SUN |  | PHOTOVOLTAIC | 2019-03-12 | Massachusetts Electric Company | MEC | MA | 003 | WMA | WCMA |  | 0.304 | 0 | 0 | 0.10701
67656 | SHAWFARM01826SOLAR150NM |  |  | PV | SUN |  | PHOTOVOLTAIC | 2019-03-13 | Massachusetts Electric Company | MEC | MA | 017 | CMA/NEMA | WCMA |  | 0.15 | 0 | 0 | 0.0528
67684 | SOUTHERNSKY1_02919SOLAR1200NM |  |  | PV | SUN |  | PHOTOVOLTAIC | 2019-03-12 | The Narragansett Electric Company | NEC | RI | 007 | RI | RI |  | 1.2 | 0 | 0 | 0.4224
67685 | SOUTHRNSKY2_02919SOLAR1620NM |  |  | PV | SUN |  | PHOTOVOLTAIC | 2019-03-12 | The Narragansett Electric Company | NEC | RI | 007 | RI | RI |  | 1.62 | 0 | 0 | 0.57024
67689 | GREENDVLPMT02865SOLAR3000NM |  |  | PV | SUN |  | PHOTOVOLTAIC | 2019-03-12 | The Narragansett Electric Company | NEC | RI | 007 | RI | RI |  | 3 | 0 | 0 | 1.056
67690 | SOLECT02809SOLAR48.8RE |  |  | PV | SUN |  | PHOTOVOLTAIC | 2019-03-21 | The Narragansett Electric Company | NEC | RI | 001 | RI | RI |  | 0.049 | 0 | 0 | 0.017248
67692 | NORTHEASTSLR02333SOLAR72QF |  |  | PV | SUN |  | PHOTOVOLTAIC | 2019-03-20 | Massachusetts Electric Company | MEC | MA | 023 | SEMA | SEMA |  | 0.072 | 0 | 0 | 0.025344
67696 | NM SHARONHSGAUTH1981_ID2100653 |  |  | PV | SUN |  | PHOTOVOLTAIC | 2019-03-22 | NSTAR Electric Company | NSTAR | MA | 005 | SEMA | SEMA |  | 2.25 | 0 | 0 | 0.792
67699 | NM WESTPORTMA3LLC_ID2061122 |  |  | PV | SUN |  | PHOTOVOLTAIC | 2019-03-22 | NSTAR Electric Company | NSTAR | MA | 005 | SEMA | SEMA |  | 2 | 0 | 0 | 0.704
67704 | NM TOWNOFFALMOUTH_ID2024739 |  |  | PV | SUN |  | PHOTOVOLTAIC | 2019-03-22 | NSTAR Electric Company | NSTAR | MA | 001 | SEMA | SEMA |  | 3 | 0 | 0 | 1.056
67714 | CAPTONASLR02814SLR840RE |  |  | PV | SUN |  | PHOTOVOLTAIC | 2019-03-29 | The Narragansett Electric Company | NEC | RI | 007 | RI | RI |  | 0.84 | 0 | 0 | 0.29568
67716 | TGDEVELOPERLLC02917SOLAR80RE |  |  | PV | SUN |  | PHOTOVOLTAIC | 2019-03-29 | The Narragansett Electric Company | NEC | RI | 007 | RI | RI |  | 0.08 | 0 | 0 | 0.02816
67717 | SOUTHCOUNTY02892SOLAR66.6NM |  |  | PV | SUN |  | PHOTOVOLTAIC | 2019-03-29 | The Narragansett Electric Company | NEC | RI | 009 | RI | RI |  | 0.067 | 0 | 0 | 0.023584
67718 | WILLIAMFLYNCH01606SOLAR120NM |  |  | PV | SUN |  | PHOTOVOLTAIC | 2019-04-01 | Massachusetts Electric Company | MEC | MA | 027 | CMA/NEMA | WCMA |  | 0.12 | 0 | 0 | 0.04224
67719 | CLEANPROINC01930SOLAR112NM |  |  | PV | SUN |  | PHOTOVOLTAIC | 2019-04-03 | Massachusetts Electric Company | MEC | MA | 009 | BOSTON | NEMA |  | 0.112 | 0 | 0 | 0.039424
67722 | CAPEANNBREW01930SOLAR126NM |  |  | PV | SUN |  | PHOTOVOLTAIC | 2019-04-01 | Massachusetts Electric Company | MEC | MA | 009 | BOSTON | NEMA |  | 0.126 | 0 | 0 | 0.044352
67723 | GUIDOSFRSHMKT01824SOLARR275NM |  |  | PV | SUN |  | PHOTOVOLTAIC | 2019-03-29 | Massachusetts Electric Company | MEC | MA | 003 | WMA | WCMA |  | 0.275 | 0 | 0 | 0.0968
67724 | A&MTOOL&DIECO01550Solar260NM |  |  | PV | SUN |  | PHOTOVOLTAIC | 2019-03-29 | Massachusetts Electric Company | MEC | MA | 027 | WMA | WCMA |  | 0.26 | 0 | 0 | 0.09152
67730 | LEONARDLSREAL01915SOLAR150QF |  |  | PV | SUN |  | PHOTOVOLTAIC | 2019-04-03 | Massachusetts Electric Company | MEC | MA | 027 | CMA/NEMA | WCMA |  | 0.15 | 0 | 0 | 0.0528
67731 | SUPPLYNEINC02703SOLAR140NM |  |  | PV | SUN |  | PHOTOVOLTAIC | 2019-04-01 | Massachusetts Electric Company | MEC | MA | 005 | SEMA | SEMA |  | 0.14 | 0 | 0 | 0.04928
67733 | RCGNANDOVER01830SOLAR140NM |  |  | PV | SUN |  | PHOTOVOLTAIC | 2019-04-03 | Massachusetts Electric Company | MEC | MA | 017 | BOSTON | NEMA |  | 0.14 | 0 | 0 | 0.04928

## 2.1 Notes
2.1 Notes
FOOTNOTES
-1 | This is an existing Asset that has no associated Resource at this time.
NOTES
- | Appendix A defines the codes used for company abbreviations, prime mover, and fuel type.
- | Generator Information as of April 3, 2019.
- | The expected summer peak Seasonal Claimed Capability is based on existing capacity as of the April 2019 SCC Report, with the addition of generation that is expected to go into service by June 1 based on the interconnection queue and information provided to ISO-NE by the lead participants of new generators. The expected SCC values also include full and partial retirements pursuant to the Forward Capacity Market.
- | SCC values may change throughout the year. Refer to the monthly SCC Reports at (https://www.iso-ne.com/isoexpress/web/reports/operations/-/tree/seasonal-claimed-capability) for the most recent values.
- | For the expected summer peak SCC values, new photovoltaic PV and wind resources that do not yet have an SCC value due to a lack of historical generation data have an assumed summer SCC that is based on FCM Qualified Capacity, if applicable. Otherwise, the ratings of new PV resources are assumed to be 35.2% of nameplate (summer).
- | When an alternate fuel is listed, the generator may not necessarily be cabable of operating at full capability on the alternate fuel.

## 2.2 Net of Imports & Exports
2.2 Net of Imports and Exports (1)
|  | CAPACITY IMPORT/EXPORT FROM |  | CAPABILITY - MW
|  |  |  | Winter | Summer
|  |  |  | 2019-01-01 | 2019-08-01
|  | Quebec (2) |  | 86 | 254
|  | New Brunswick |  | 146 | 150
|  | New York (3) |  | 654 | 954
|  |  | NET OF IMPORTS AND EXPORTS (4), (5) | 886 | 1358
FOOTNOTES:
-1 | Summer and winter values are based on Forward Capacity Market Capacity Supply Obligations.
-2 | The Citizens Block Load CSO, which is treated as a generating resource in Section 4.1, is treated here as an import from Quebec.
-3 | New York values reflect a 100 MW Administrative Export. That export is treated as a reduction to the generation CSO in Section 1.
-4 | A positive value indicates net imports and a negative value indicates net exports.
-5 | Values shown may not sum correctly due to rounding

## 3.1 PV Forecast - Nameplate
3.1 - Forecast of Photovoltaic Resources by Category and State
|  |  |  | Annual Total Incremental MW - Nameplate Rating | [10 empty] | Totals
| Category | Sub-Category | States | Through 2018 | 2019 | 2020 | 2021 | 2022 | 2023 | 2024 | 2025 | 2026 | 2027 | 2028
| PV in Markets | FCM PV | CT | 2.487 | 62.489 | 0 | 0 | 0 | 0 | 0 | 0 | 0 | 0 | 0 | 64.976
|  |  | MA | 89.419 | 104.319 | 0 | 44.638 | 103.074 | 0 | 0 | 0 | 0 | 0 | 0 | 341.45
|  |  | ME | 0 | 3.13 | 0 | 0 | 0 | 0 | 0 | 0 | 0 | 0 | 0 | 3.13
|  |  | NH | 0 | 0 | 0 | 0 | 4 | 0 | 0 | 0 | 0 | 0 | 0 | 4
|  |  | RI | 0.485 | 2.12 | 0 | 20.955 | 10.654 | 0 | 0 | 0 | 0 | 0 | 0 | 34.214
|  |  | VT | 0 | 0 | 0 | 1.1 | 4 | 0 | 0 | 0 | 0 | 0 | 0 | 5.1
|  | Total | Annual | 92.391 | 172.058 | 0 | 66.693 | 121.728 | 0 | 0 | 0 | 0 | 0 | 0 | 452.87
|  |  | Cumulative | 92.391 | 264.449 | 264.449 | 331.142 | 452.87 | 452.87 | 452.87 | 452.87 | 452.87 | 452.87 | 452.87 | 452.87
|  | Non-FCM PV | CT | 2.2 | 0.32424 | 0.43174 | 0.4618 | 0.4618 | 0.33929 | 0.33929 | 0.33929 | 0.33929 | 0.20624 | 0.19958 | 5.6426
|  |  | MA | 933.768 | -0.33389 | 143.7127 | 99.0906 | 42.6546 | 135.7286 | 101.7965 | 87.8244 | 85.1631 | 82.5017 | 79.8404 | 1791.7466
|  |  | ME | 0 | 0 | 0 | 0 | 0 | 0 | 0 | 0 | 0 | 0 | 0 | 0
|  |  | NH | 5.504 | 0.83675 | 0.83675 | 0.79026 | 0.79026 | 0.79026 | 0.79026 | 0.79026 | 0.79026 | 0.79026 | 0.79026 | 13.4996
|  |  | RI | 61.676 | 30.8002 | 30.8002 | 29.089 | 25.4388 | 25.4388 | 25.4388 | 25.4388 | 25.4388 | 25.4388 | 25.4388 | 330.437
|  |  | VT | 0 | 0 | 0 | 0 | 0 | 0 | 0 | 0 | 0 | 0 | 0 | 0
|  | Total | Annual | 1003.148 | 31.6273 | 175.7813 | 129.4317 | 69.3455 | 162.297 | 128.3648 | 114.3928 | 111.7314 | 108.937 | 106.269 | 2141.3257
|  |  | Cumulative | 1003.148 | 1034.7753 | 1210.5566 | 1339.9883 | 1409.3338 | 1571.6307 | 1699.9956 | 1814.3883 | 1926.1197 | 2035.0567 | 2141.3257 | 2141.3257
| Markets Total |  | Annual | 1095.539 | 203.6853 | 175.7813 | 196.1247 | 191.0735 | 162.297 | 128.3648 | 114.3928 | 111.7314 | 108.937 | 106.269 | 2594.1957
|  |  | Cumulative | 1095.539 | 1299.2243 | 1475.0056 | 1671.1303 | 1862.2038 | 2024.5007 | 2152.8656 | 2267.2583 | 2378.9897 | 2487.9267 | 2594.1957 | 2594.1957
| Behind-the-Meter PV |  | CT | 459.657 | 5.6228 | 90.6933 | 97.0077 | 97.0077 | 71.2732 | 71.2732 | 71.2732 | 71.2732 | 43.3229 | 41.9254 | 1120.3296
|  |  | MA | 848.083 | 187.9677 | 144.2873 | 128.2714 | 126.2714 | 136.2714 | 102.2035 | 88.1756 | 85.5036 | 82.8316 | 80.1596 | 2010.0262
|  |  | ME | 41.4 | 4.0151 | 7.1451 | 6.7481 | 6.7481 | 6.7481 | 6.7481 | 6.7481 | 6.7481 | 6.7481 | 6.7481 | 106.5454
|  |  | NH | 78.336 | 11.9091 | 11.9091 | 11.2474 | 7.2474 | 11.2474 | 11.2474 | 11.2474 | 11.2474 | 11.2474 | 11.2474 | 188.1336
|  |  | RI | 54.499 | 18.4134 | 20.5334 | -1.5623 | 6.3052 | 16.9592 | 16.9592 | 16.9592 | 16.9592 | 16.9592 | 16.9592 | 199.944
|  |  | VT | 306.3 | 31.5 | 22.5 | 20.15 | 17.25 | 21.25 | 21.25 | 21.25 | 21.25 | 21.25 | 21.25 | 525.2
| Behind-the Meter Total |  | Annual | 1788.275 | 259.428 | 297.0682 | 261.8624 | 260.8299 | 263.7494 | 229.6815 | 215.6536 | 212.9816 | 182.3593 | 178.2898 | 4150.1788
|  |  | Cumulative | 1788.275 | 2047.703 | 2344.7712 | 2606.6336 | 2867.4635 | 3131.2128 | 3360.8944 | 3576.548 | 3789.5296 | 3971.8889 | 4150.1788 | 4150.1788
| Annual Total | All PV Categories | CT | 464.344 | 68.436 | 91.125 | 97.4695 | 97.4695 | 71.6125 | 71.6125 | 71.6125 | 71.6125 | 43.5292 | 42.125 | 1190.9482
|  |  | MA | 1871.27 | 291.9528 | 288 | 272 | 272 | 272 | 204 | 176 | 170.6667 | 165.3333 | 160 | 4143.2228
|  |  | ME | 41.4 | 7.1451 | 7.1451 | 6.7481 | 6.7481 | 6.7481 | 6.7481 | 6.7481 | 6.7481 | 6.7481 | 6.7481 | 109.6754
|  |  | NH | 83.84 | 12.7458 | 12.7458 | 12.0377 | 12.0377 | 12.0377 | 12.0377 | 12.0377 | 12.0377 | 12.0377 | 12.0377 | 205.6332
|  |  | RI | 116.66 | 51.3336 | 51.3336 | 48.4817 | 42.398 | 42.398 | 42.398 | 42.398 | 42.398 | 42.398 | 42.398 | 564.5949
|  |  | VT | 306.3 | 31.5 | 22.5 | 21.25 | 21.25 | 21.25 | 21.25 | 21.25 | 21.25 | 21.25 | 21.25 | 530.3
| All PV Categories Total |  | Annual | 2883.814 | 463.1133 | 472.8495 | 457.9871 | 451.9034 | 426.0464 | 358.0464 | 330.0464 | 324.713 | 291.2964 | 284.5589 | 6744.3745
| Cumulative Total | All PV Categories | CT | 464.344 | 532.78 | 623.905 | 721.3745 | 818.844 | 890.4565 | 962.069 | 1033.6815 | 1105.294 | 1148.8232 | 1190.9482 | 1190.9482
|  |  | MA | 1871.27 | 2163.2228 | 2451.2228 | 2723.2228 | 2995.2228 | 3267.2228 | 3471.2228 | 3647.2228 | 3817.8895 | 3983.2228 | 4143.2228 | 4143.2228
|  |  | ME | 41.4 | 48.5451 | 55.6902 | 62.4383 | 69.1865 | 75.9347 | 82.6828 | 89.4309 | 96.1791 | 102.9273 | 109.6754 | 109.6754
|  |  | NH | 83.84 | 96.5858 | 109.3316 | 121.3693 | 133.407 | 145.4447 | 157.4824 | 169.5201 | 181.5578 | 193.5955 | 205.6332 | 205.6332
|  |  | RI | 116.66 | 167.9936 | 219.3272 | 267.8089 | 310.2069 | 352.6049 | 395.0029 | 437.4009 | 479.7989 | 522.1969 | 564.5949 | 564.5949
|  |  | VT | 306.3 | 337.8 | 360.3 | 381.55 | 402.8 | 424.05 | 445.3 | 466.55 | 487.8 | 509.05 | 530.3 | 530.3
| All PV Categories Total |  | Cumulative | 2883.814 | 3346.9273 | 3819.7768 | 4277.7639 | 4729.6672 | 5155.7136 | 5513.7599 | 5843.8063 | 6168.5193 | 6459.8156 | 6744.3745 | 6744.3745
NOTES:
- | An explanation of all PV forecast assumptions and methodology is available at:
https://www.iso-ne.com/committees/planning/distributed-generation/
- | The forecast reflects values after applying discount factors developed to reflect a degree of uncertainty in future PV development.
- | Forward Capacity Market PV consists of supply or demand-side resources with Capacity Suppliy Obligations, which may also be Settlement Only Resources.
- | Non-FCM PV includes SORs and Generators (per OP-14) that participate only in the energy market. Negative values in this category are due to the transfer of certain resources from Non-FCM PV to the FCM PV category.
- | Forecast values represent end-of-year installed capacities
- | Values shown may not sum correctly due to rounding

## 3.2 PV Forecast - BTM MW
3.2 - Forecast of Cumulative Behind-the-Meter Photovoltaic Estimated Summer Seasonal (July 1st) Peak Load Reduction by State (1)
Cumulative Total MW - Estimated Summer Seasonal Peak Load Reduction
| Category |  | States | 2018 | 2019 | 2020 | 2021 | 2022 | 2023 | 2024 | 2025 | 2026 | 2027 | 2028
| Behind-the-Meter PV |  | CT | 152.9165 | 172.8229 | 180.0344 | 204.579 | 227.8521 | 245.3181 | 256.7536 | 267.8696 | 278.0116 | 284.0747 | 285.1216
|  |  | MA | 319.4395 | 344.9661 | 392.0363 | 422.8016 | 446.5382 | 468.1552 | 485.8199 | 495.4345 | 501.32 | 505.6787 | 509.0748
|  |  | ME | 13.7293 | 16.1156 | 17.3496 | 19.0191 | 20.4241 | 21.665 | 22.8168 | 23.9299 | 24.9474 | 25.8747 | 26.741
|  |  | NH | 27.1862 | 31.1235 | 34.1241 | 36.6789 | 38.2734 | 39.3958 | 41.1746 | 42.9064 | 44.4859 | 45.9211 | 47.2627
|  |  | RI | 12.5135 | 23.2981 | 29.325 | 32.1476 | 31.2957 | 33.2907 | 37.0868 | 40.673 | 43.9742 | 47.0094 | 49.8404
|  |  | VT | 104.5285 | 119.3188 | 124.3425 | 126.3544 | 127.0447 | 127.3486 | 128.4262 | 129.6991 | 130.7973 | 131.7228 | 132.6001
| Total |  | Cumulative | 630.3135 | 707.645 | 777.212 | 841.5807 | 891.4282 | 935.1733 | 972.0779 | 1000.5125 | 1023.5364 | 1040.2814 | 1050.6406
| Corresponding % of BTM PV AC nameplate capacity |  |  | 36.54% | 35.2% | 33.85% | 32.51% | 31.2% | 29.92% | 28.78% | 27.78% | 26.83% | 25.94% | 25.11%
Monthly PV Growth Table (as a % of Annual Growth)
| Month | 1 | 2 | 3 | 4 | 5 | 6 | 7 | 8 | 9 | 10 | 11 | 12
| Incremental | 5.725% | 4.688% | 6.814% | 6.85% | 7.603% | 8.301% | 8.82% | 7.901% | 7.564% | 8.461% | 9.103% | 18.17%
| Cumulative | 5.725% | 10.41% | 17.23% | 24.08% | 31.68% | 39.98% | 48.8% | 56.7% | 64.27% | 72.73% | 81.83% | 100%
The above percentages are based on four years of historical installation data and reflect end of month values.
NOTES:
-1 | An explanation of all PV forecast assumptions and methodology is available at:
http://www.iso-ne.com/system-planning/system-forecasting/distributed-generation-forecast
- | The forecast reflects values after applying discount factors developed to reflect a degree of uncertainty in future PV development
- | Values include the effects of an assumed 0.5% per year PV panel degradation rate
- | Values include the effect of diminishing PV production as increasing PV penetrations shift the timing of peaks later in the day, which is reflected in the % of BTM AC nameplate values shown above.
- | These values are as of July 1 of each year and include an 8% transmission and distribution loss gross-up. The July 1 values were calculated based on the cumulative growth percentage through June, as shown in the Monthly PV Growth Table above.
- | In Sections 1.1 and 1.2 of the CELT Report, the BTM PV estimated summer seasonal peak load reductions are reflected in line 1.1.1.
- | Different planning studies may use different values based on the intent of the study

## 3.3 PV Forecast - BTM Energy
3.3 - Forecast of Behind-the-Meter Photovoltaic Energy (GWh) by State
Estimated Annual Energy (GWh)
| Category | States | 2018 | 2019 | 2020 | 2021 | 2022 | 2023 | 2024 | 2025 | 2026 | 2027 | 2028
| Behind-the-Meter PV | CT | 490.2308 | 622.7077 | 671.7112 | 794.0347 | 922.2525 | 1036.8143 | 1130.6457 | 1220.2148 | 1311.2082 | 1387.5024 | 1441.2791
|  | MA | 972.1042 | 1217.6937 | 1444.8106 | 1621.4886 | 1785.216 | 1951.2352 | 2111.2567 | 2227.5429 | 2333.6266 | 2435.5644 | 2537.6374
|  | ME | 47.6235 | 57.125 | 63.9247 | 72.9192 | 81.6362 | 90.3087 | 99.1028 | 107.5203 | 116.0611 | 124.5583 | 133.233
|  | NH | 87.1635 | 106.908 | 122.1645 | 136.6073 | 148.7817 | 159.4842 | 173.689 | 187.2176 | 200.9795 | 214.6711 | 228.6864
|  | RI | 39.762 | 83.6784 | 109.8755 | 126.4061 | 127.8518 | 141.3057 | 164.1338 | 186.2427 | 208.5408 | 230.7256 | 253.2626
|  | VT | 310.1401 | 401.8451 | 436.6275 | 461.5103 | 483.7305 | 505.3368 | 530.8212 | 554.548 | 578.9667 | 603.2592 | 628.377
| Behind-the Meter Total | RegionalTotal | 1947.0242 | 2489.9579 | 2849.114 | 3212.9662 | 3549.4686 | 3884.4849 | 4209.6492 | 4483.2864 | 4749.3829 | 4996.281 | 5222.4756
NOTES:
- | An explanation of all PV forecast assumptions and methodology is available at:
http://www.iso-ne.com/system-planning/system-forecasting/distributed-generation-forecast
- | Monthly in-service dates of PV assumed based on historical development
- | All values are grossed up by 6.5% to reflect avoided transmission and distribution losses
- | Values include the effects of an assumed 0.5% per year PV panel degradation rate

## 4.1 Sum of CSOs
4.1 Summary of Capacity Supply Obligations MW (1)(2)(3)(4)(5)(6)
Capacity Commitment Period
|  |  |  | 2018-19 (7) |  | 2019-20 (8) |  | 2020-21 (9) |  | 2021-22 (10) |  | 2022-23 (11)
| Load Zone Name | Resource Type | Resource Sub Type | Summer CSO | Winter CSO | Summer CSO | Winter CSO | Summer CSO | Winter CSO | Summer CSO | Winter CSO | Summer CSO | Winter CSO
| CT | ACTIVE DR | REAL TIME DR / ADCR | 99.973 | 90.038 | 104.819 | 104.704 | 103.341 | 102.079 | 140.525 | 140.525 | 187.996 | 187.996
|  |  | TOTAL ACTIVE | 99.973 | 90.038 | 104.819 | 104.704 | 103.341 | 102.079 | 140.525 | 140.525 | 187.996 | 187.996
|  | PASSIVE DR | ON-PEAK | 71.504 | 71.504 | 103.906 | 103.564 | 89.395 | 83.428 | 66.519 | 66.519 | 128.439 | 88.673
|  |  | SEASONAL PEAK | 432.306 | 432.306 | 437.607 | 437.607 | 549.233 | 567.238 | 614.787 | 630.879 | 614.361 | 628.627
|  |  | TOTAL PASSIVE | 503.81 | 503.81 | 541.513 | 541.171 | 638.628 | 650.666 | 681.306 | 697.398 | 742.8 | 717.3
|  | DR Total |  | 603.783 | 593.848 | 646.332 | 645.875 | 741.969 | 752.745 | 821.831 | 837.923 | 930.796 | 905.296
|  | GEN | Intermittent | 153.801 | 167.671 | 91.157 | 106.494 | 88.652 | 100.729 | 100.561 | 113.599 | 107.877 | 107.799
|  |  | Non Intermittent | 9122.433 | 9154.07 | 9731.78 | 9782.929 | 9754.934 | 9755.82 | 9365.191 | 9383.922 | 9995.16 | 10034.926
|  | GEN Total |  | 9276.234 | 9321.741 | 9822.937 | 9889.423 | 9843.586 | 9856.549 | 9465.752 | 9497.521 | 10103.037 | 10142.725
| CT Total |  |  | 9880.017 | 9915.589 | 10469.269 | 10535.298 | 10585.555 | 10609.294 | 10287.583 | 10335.444 | 11033.833 | 11048.021
| ME | ACTIVE DR | REAL TIME DR / ADCR | 112.915 | 118.351 | 101.245 | 105.503 | 103.031 | 103.031 | 125.387 | 125.387 | 109.511 | 109.511
|  |  | TOTAL ACTIVE | 112.915 | 118.351 | 101.245 | 105.503 | 103.031 | 103.031 | 125.387 | 125.387 | 109.511 | 109.511
|  | PASSIVE DR | ON-PEAK | 175.455 | 174.826 | 168.976 | 168.99 | 139.6 | 139.614 | 164.363 | 140.733 | 203.83 | 170.94
|  |  | SEASONAL PEAK | 0 | 0 | 0 | 0 | 0 | 0 | 0 | 0 | 0 | 0
|  |  | TOTAL PASSIVE | 175.455 | 174.826 | 168.976 | 168.99 | 139.6 | 139.614 | 164.363 | 140.733 | 203.83 | 170.94
|  | DR Total |  | 288.37 | 293.177 | 270.221 | 274.493 | 242.631 | 242.645 | 289.75 | 266.12 | 313.341 | 280.451
|  | GEN | Intermittent | 173.768 | 284.946 | 186.963 | 310.365 | 204.64 | 326.102 | 195.268 | 320.144 | 304.666 | 332.599
|  |  | Non Intermittent | 2968.878 | 2988.648 | 2894.133 | 2896.912 | 2771.045 | 2771.045 | 2460.144 | 2488.739 | 1607.202 | 1636.712
|  | GEN Total |  | 3142.646 | 3273.594 | 3081.096 | 3207.277 | 2975.685 | 3097.147 | 2655.412 | 2808.883 | 1911.868 | 1969.311
| ME Total |  |  | 3431.016 | 3566.771 | 3351.317 | 3481.77 | 3218.316 | 3339.792 | 2945.162 | 3075.003 | 2225.209 | 2249.762
| NEMA | ACTIVE DR | REAL TIME DR / ADCR | 43.057 | 44.242 | 64.285 | 62.991 | 55.137 | 53.843 | 72.499 | 71.205 | 94.422 | 94.422
|  |  | TOTAL ACTIVE | 43.057 | 44.242 | 64.285 | 62.991 | 55.137 | 53.843 | 72.499 | 71.205 | 94.422 | 94.422
|  | PASSIVE DR | ON-PEAK | 659.546 | 657.067 | 628.375 | 628.375 | 765.626 | 765.081 | 735.204 | 735.204 | 826.987 | 826.262
|  |  | SEASONAL PEAK | 0 | 0 | 0 | 0 | 0 | 0 | 0 | 0 | 0 | 0
|  |  | TOTAL PASSIVE | 659.546 | 657.067 | 628.375 | 628.375 | 765.626 | 765.081 | 735.204 | 735.204 | 826.987 | 826.262
|  | DR Total |  | 702.603 | 701.309 | 692.66 | 691.366 | 820.763 | 818.924 | 807.703 | 806.409 | 921.409 | 920.684
|  | GEN | Intermittent | 71.94 | 73.312 | 46.37 | 41.267 | 47.322 | 43.217 | 49.045 | 42.757 | 48.552 | 43.135
|  |  | Non Intermittent | 3204.07 | 3486.288 | 3243.052 | 3444.226 | 3236.03 | 3236.16 | 2511.898 | 2542.314 | 2713.652 | 2743.652
|  | GEN Total |  | 3276.01 | 3559.6 | 3289.422 | 3485.493 | 3283.352 | 3279.377 | 2560.943 | 2585.071 | 2762.204 | 2786.787
| NEMA Total |  |  | 3978.613 | 4260.909 | 3982.082 | 4176.859 | 4104.115 | 4098.301 | 3368.646 | 3391.48 | 3683.613 | 3707.471
| NH | ACTIVE DR | REAL TIME DR / ADCR | 20.223 | 17.526 | 38.506 | 38.377 | 22.707 | 21.988 | 41.604 | 41.604 | 45.6 | 45.6
|  |  | TOTAL ACTIVE | 20.223 | 17.526 | 38.506 | 38.377 | 22.707 | 21.988 | 41.604 | 41.604 | 45.6 | 45.6
|  | PASSIVE DR | ON-PEAK | 90.228 | 90.228 | 89.034 | 89.034 | 122.022 | 104.017 | 120.637 | 104.545 | 135.26 | 135.26
|  |  | SEASONAL PEAK | 0 | 0 | 0 | 0 | 0 | 0 | 0 | 0 | 0 | 0
|  |  | TOTAL PASSIVE | 90.228 | 90.228 | 89.034 | 89.034 | 122.022 | 104.017 | 120.637 | 104.545 | 135.26 | 135.26
|  | DR Total |  | 110.451 | 107.754 | 127.54 | 127.411 | 144.729 | 126.005 | 162.241 | 146.149 | 180.86 | 180.86
|  | GEN | Intermittent | 163.759 | 218.047 | 137.497 | 207.061 | 139.036 | 205.478 | 135.03 | 198.419 | 128.011 | 189.115
|  |  | Non Intermittent | 4104.362 | 4104.362 | 4095.661 | 4097.701 | 4124.281 | 4124.029 | 4074.794 | 4073.8 | 4028.217 | 4028.915
|  | GEN Total |  | 4268.121 | 4322.409 | 4233.158 | 4304.762 | 4263.317 | 4329.507 | 4209.824 | 4272.219 | 4156.228 | 4218.03
| NH Total |  |  | 4378.572 | 4430.163 | 4360.698 | 4432.173 | 4408.046 | 4455.512 | 4372.065 | 4418.368 | 4337.088 | 4398.89
| RI | ACTIVE DR | REAL TIME DR / ADCR | 22.842 | 22.551 | 34.396 | 34.396 | 22.98 | 22.98 | 41.051 | 41.051 | 44.05 | 44.05
|  |  | TOTAL ACTIVE | 22.842 | 22.551 | 34.396 | 34.396 | 22.98 | 22.98 | 41.051 | 41.051 | 44.05 | 44.05
|  | PASSIVE DR | ON-PEAK | 236.694 | 234.914 | 228.942 | 228.942 | 269.66 | 269.66 | 279.712 | 279.712 | 312.901 | 310.611
|  |  | SEASONAL PEAK | 0 | 0 | 0 | 0 | 0 | 0 | 0 | 0 | 0 | 0
|  |  | TOTAL PASSIVE | 236.694 | 234.914 | 228.942 | 228.942 | 269.66 | 269.66 | 279.712 | 279.712 | 312.901 | 310.611
|  | DR Total |  | 259.536 | 257.465 | 263.338 | 263.338 | 292.64 | 292.64 | 320.763 | 320.763 | 356.951 | 354.661
|  | GEN | Intermittent | 0.434 | 2.185 | 32.808 | 42.002 | 33.295 | 42.212 | 41.674 | 42.162 | 37.097 | 25.993
|  |  | Non Intermittent | 1908.62 | 1909.759 | 1881.807 | 1892.599 | 1885.156 | 1914.394 | 1885.156 | 1924.459 | 1832.202 | 1867.042
|  | GEN Total |  | 1909.054 | 1911.944 | 1914.615 | 1934.601 | 1918.451 | 1956.606 | 1926.83 | 1966.621 | 1869.299 | 1893.035
| RI Total |  |  | 2168.59 | 2169.409 | 2177.953 | 2197.939 | 2211.091 | 2249.246 | 2247.593 | 2287.384 | 2226.25 | 2247.696
| SEMA | ACTIVE DR | REAL TIME DR / ADCR | 28.511 | 29.677 | 42.22 | 42.22 | 25.853 | 25.853 | 44.547 | 44.547 | 49.327 | 49.327
|  |  | TOTAL ACTIVE | 28.511 | 29.677 | 42.22 | 42.22 | 25.853 | 25.853 | 44.547 | 44.547 | 49.327 | 49.327
|  | PASSIVE DR | ON-PEAK | 366.434 | 366.259 | 374.991 | 374.991 | 378.185 | 377.051 | 411.731 | 411.731 | 471.341 | 466.315
|  |  | SEASONAL PEAK | 0 | 0 | 0 | 0 | 0 | 0 | 0 | 0 | 0 | 0
|  |  | TOTAL PASSIVE | 366.434 | 366.259 | 374.991 | 374.991 | 378.185 | 377.051 | 411.731 | 411.731 | 471.341 | 466.315
|  | DR Total |  | 394.945 | 395.936 | 417.211 | 417.211 | 404.038 | 402.904 | 456.278 | 456.278 | 520.668 | 515.642
|  | GEN | Intermittent | 85.276 | 79.168 | 99.912 | 77.879 | 100.815 | 80.821 | 102.068 | 80.574 | 165.631 | 162.243
|  |  | Non Intermittent | 4532.515 | 4851.456 | 4459.687 | 4590.52 | 4418.249 | 4418.249 | 4448.426 | 4463.623 | 4442.109 | 4457.109
|  | GEN Total |  | 4617.791 | 4930.624 | 4559.599 | 4668.399 | 4519.064 | 4499.07 | 4550.494 | 4544.197 | 4607.74 | 4619.352
| SEMA Total |  |  | 5012.736 | 5326.56 | 4976.81 | 5085.61 | 4923.102 | 4901.974 | 5006.772 | 5000.475 | 5128.408 | 5134.994
| VT | ACTIVE DR | REAL TIME DR / ADCR | 26.269 | 30.849 | 30.794 | 33.674 | 34.079 | 34.079 | 52.664 | 52.664 | 52.664 | 52.664
|  |  | TOTAL ACTIVE | 26.269 | 30.849 | 30.794 | 33.674 | 34.079 | 34.079 | 52.664 | 52.664 | 52.664 | 52.664
|  | PASSIVE DR | ON-PEAK | 119.724 | 119.724 | 119.842 | 119.842 | 98.026 | 97.943 | 119.729 | 119.351 | 129.144 | 127.456
|  |  | SEASONAL PEAK | 0 | 0 | 0 | 0 | 0 | 0 | 0 | 0 | 0 | 0
|  |  | TOTAL PASSIVE | 119.724 | 119.724 | 119.842 | 119.842 | 98.026 | 97.943 | 119.729 | 119.351 | 129.144 | 127.456
|  | DR Total |  | 145.993 | 150.573 | 150.636 | 153.516 | 132.105 | 132.022 | 172.393 | 172.015 | 181.808 | 180.12
|  | GEN | Intermittent | 61.157 | 103.673 | 51.961 | 111.281 | 87.263 | 144.451 | 77.364 | 131.322 | 81.854 | 117.368
|  |  | Non Intermittent | 216.215 | 209.312 | 198.802 | 198.802 | 205.36 | 205.443 | 237.393 | 237.771 | 206.587 | 207.087
|  | GEN Total |  | 277.372 | 312.985 | 250.763 | 310.083 | 292.623 | 349.894 | 314.757 | 369.093 | 288.441 | 324.455
| VT Total |  |  | 423.365 | 463.558 | 401.399 | 463.599 | 424.728 | 481.916 | 487.15 | 541.108 | 470.249 | 504.575
| WCMA | ACTIVE DR | REAL TIME DR / ADCR | 53.83 | 50.046 | 77.235 | 74.712 | 74.093 | 70.438 | 94.245 | 94.245 | 101.984 | 101.984
|  |  | TOTAL ACTIVE | 53.83 | 50.046 | 77.235 | 74.712 | 74.093 | 70.438 | 94.245 | 94.245 | 101.984 | 101.984
|  | PASSIVE DR | ON-PEAK | 355.539 | 353.539 | 408.468 | 408.468 | 397.451 | 397.451 | 444.484 | 444.484 | 497.251 | 496.568
|  |  | SEASONAL PEAK | 40.916 | 40.916 | 33.939 | 33.939 | 25.964 | 25.964 | 18.003 | 18.003 | 35.176 | 14.419
|  |  | TOTAL PASSIVE | 396.455 | 394.455 | 442.407 | 442.407 | 423.415 | 423.415 | 462.487 | 462.487 | 532.427 | 510.987
|  | DR Total |  | 450.285 | 444.501 | 519.642 | 517.119 | 497.508 | 493.853 | 556.732 | 556.732 | 634.411 | 612.971
|  | GEN | Intermittent | 77.902 | 97.827 | 87 | 100.817 | 95.097 | 106.4 | 87.171 | 96.936 | 114.793 | 99.969
|  |  | Non Intermittent | 3643.426 | 3645.618 | 3641.833 | 3629.303 | 3688.659 | 3688.659 | 3731.888 | 3731.888 | 3797.68 | 3804.854
|  | GEN Total |  | 3721.328 | 3743.445 | 3728.833 | 3730.12 | 3783.756 | 3795.059 | 3819.059 | 3828.824 | 3912.473 | 3904.823
| WCMA Total |  |  | 4171.613 | 4187.946 | 4248.475 | 4247.239 | 4281.264 | 4288.912 | 4375.791 | 4385.556 | 4546.884 | 4517.794
| ISO NEW | ACTIVE DR | REAL TIME DR / ADCR | 407.62 | 403.28 | 493.5 | 496.577 | 441.221 | 434.291 | 612.522 | 611.228 | 685.554 | 685.554
| ENGLAND |  | TOTAL ACTIVE | 407.62 | 403.28 | 493.5 | 496.577 | 441.221 | 434.291 | 612.522 | 611.228 | 685.554 | 685.554
| Total | PASSIVE DR | ON-PEAK | 2075.124 | 2068.061 | 2122.534 | 2122.206 | 2259.965 | 2234.245 | 2342.379 | 2302.279 | 2705.153 | 2622.085
|  |  | SEASONAL PEAK | 473.222 | 473.222 | 471.546 | 471.546 | 575.197 | 593.202 | 632.79 | 648.882 | 649.537 | 643.046
|  |  | TOTAL PASSIVE | 2548.346 | 2541.283 | 2594.08 | 2593.752 | 2835.162 | 2827.447 | 2975.169 | 2951.161 | 3354.69 | 3265.131
|  | DR Total |  | 2955.966 | 2944.563 | 3087.58 | 3090.329 | 3276.383 | 3261.738 | 3587.691 | 3562.389 | 4040.244 | 3950.685
|  | GEN | Intermittent | 788.037 | 1026.829 | 733.668 | 997.166 | 796.12 | 1049.41 | 788.181 | 1025.913 | 988.481 | 1078.221
|  |  | Non Intermittent | 29700.519 | 30349.513 | 30146.755 | 30532.992 | 30083.714 | 30113.799 | 28714.89 | 28846.516 | 28622.809 | 28780.297
|  | GEN Total |  | 30488.556 | 31376.342 | 30880.423 | 31530.158 | 30879.834 | 31163.209 | 29503.071 | 29872.429 | 29611.29 | 29858.518
| ISO NEW ENGLAND Total |  |  | 33444.522 | 34320.905 | 33968.003 | 34620.487 | 34156.217 | 34424.947 | 33090.762 | 33434.818 | 33651.534 | 33809.203
| Import Total |  |  | 1568 | 956 | 1428 | 1017 | 1622.037 | 1622.037 | 1217 | 1144 | 1187.69 | 1142.69
| Grand Total |  |  | 35012.522 | 35276.905 | 35396.003 | 35637.487 | 35778.254 | 36046.984 | 34307.762 | 34578.818 | 34839.224 | 34951.893
FOOTNOTES:
-1 | Values are not capped by Interface limits.
-2 | Includes all Resources without distinction of qualification as a New Capacity Resource or Existing Capacity Resource.
-3 | De-listed MW and Non-Price Retirement MWs have been removed.
-4 | The Citizens Block Load Capacity Supply Obligation is treated as a generating resource in this table; whereas in the Section 1 summaries, it is treated as an import.
-5 | All CSO values are current as of March 19, 2019.
-6 | The Passive DR numbers tabulated above are different than those listed as part of the EE forecast since the EE forecast uses Qualified Capacity from Annual Reconfiguration Auction 3 in year 1 of the forecast, and years 2 through 10 are forecast values.
-7 | Capacity Supply Obligation values include results from the ARA 3.
-8 | Capacity Supply Obligation values include results from the ARA 3.
-9 | Capacity Supply Obligation values include results from the ARA 1.
-10 | Capacity Supply Obligation values include results from the 2021-22 FCA.
-11 | Capacity Supply Obligation values include results from the 2022-23 FCA.

## 4.2 RTR Allotments
4.2 Summary of Renewable Technology Resource Allotments in the Forward Capacity Market
| Forward Capacity Auction | Resource Type | Summer Cleared Capacity (MW) | Allowance (MW) | Maximum Allowance (MW)
| FCA #10 | Demand Resource | 0.293
|  | Generator | 55.643
|  | Total | 55.936 | 400 | 383.749
| FCA #11 | Demand Resource | 19.413
|  | Generator | 11.087
|  | Total | 30.5 | 600 | 527.813
| FCA #12 | Demand Resource | 3.91
|  | Generator | 28.893
|  | Total | 32.803 | 600 | 513.564
| FCA #13 | Demand Resource | 89.109
|  | Generator | 56.233
|  | Total | 145.342 | 514 | 481.197
| FCA #14 | Demand Resource | TBD
|  | Generator | TBD
|  | Total | TBD | 335.855 | 335.855
NOTES:
- | The determination of Renewable Technology Resource Qualified Capacity is pursuant to Market Rule 1, Section III.13.1.1.2.10.
- | The Renewable Technology Resource maximum allowance value for FCA #13 was set to 514 MW (See FERC Docket No. ER18-619-000).

## 4.3 Qualified&Cleared Capacity
4.3 FCA 13 Qualified and Cleared Capacity (1)
Note that this list includes all Resources that qualified to participate in FCA 13. Terminations that may have occurred after the initial qualification would not be reflected here.
Resource ID | Name | Type | Intermittent | Prime Mover Code | Generating Fuel Type | DR Type | Active/ Passive | Capacity Zone Name | Interface Name | State | Load Zone | Dispatch Zone Name | Status | Summer Qual | Winter Qual | Summer Cleared | Winter Cleared
9100 | CL&P Connecticut Portfolio | Demand |  |  |  | ON_PEAK | Passive | 8500 |  | CT | CT |  | Existing | 16.818 | 5.156 | 5.156 | 5.156
9103 | CLM C&I Energy Efficiency | Demand |  |  |  | SEASONAL_PEAK | Passive | 8500 |  | CT | CT |  | Existing | 0 | 0.001 | 0 | 0
9104 | EI C&I Energy Efficiency | Demand |  |  |  | SEASONAL_PEAK | Passive | 8500 |  | CT | CT |  | Existing | 0 | 0.88 | 0 | 0
9105 | PSNH CORE EE Pgm Portfolio I | Demand |  |  |  | ON_PEAK | Passive | 8505 |  | NH | NH |  | Existing | 0.751 | 0.232 | 0.232 | 0.232
9108 | Residential Energy Efficienc | Demand |  |  |  | ON_PEAK | Passive | 8505 |  | VT | VT |  | Existing | 0 | 0 | 0 | 0
9109 | Commercial Energy Efficiency | Demand |  |  |  | ON_PEAK | Passive | 8505 |  | VT | VT |  | Existing | 0 | 0 | 0 | 0
9114 | ngrid nh odr eeproject_1 | Demand |  |  |  | ON_PEAK | Passive | 8505 |  | NH | NH |  | Existing | 0.63 | 0.634 | 0.63 | 0.63
9115 | CL&P Dist Gen 2007 | Demand |  |  |  | ON_PEAK | Passive | 8500 |  | CT | CT |  | Existing | 0.293 | 0.293 | 0.293 | 0.293
9116 | ngrid ri odr eeproject_1 | Demand |  |  |  | ON_PEAK | Passive | 8506 |  | RI | RI |  | Existing | 1 | 2.908 | 1 | 1
9120 | ngrid sema odr eeproject_1 | Demand |  |  |  | ON_PEAK | Passive | 8506 |  | MA | SEMA |  | Existing | 1.8 | 2.758 | 1.8 | 1.8
9121 | ngrid wcma odr eeproject_1 | Demand |  |  |  | ON_PEAK | Passive | 8500 |  | MA | WCMA |  | Existing | 1.163 | 2.503 | 1.163 | 1.163
9122 | ngrid nema odr eeproject_1 | Demand |  |  |  | ON_PEAK | Passive | 8506 |  | MA | NEMA |  | Existing | 1.528 | 2.16 | 1.528 | 1.528
9123 | NSTAR SEMA | Demand |  |  |  | ON_PEAK | Passive | 8506 |  | MA | SEMA |  | Existing | 0.571 | 0.907 | 0.571 | 0.571
9129 | UMass Amherst - 4 MW Steam Turbine | Demand |  |  |  | ON_PEAK | Passive | 8500 |  | MA | WCMA |  | Existing | 1.62 | 1.62 | 1.62 | 1.62
10091 | MWRA Deer Island | Demand |  |  |  | Active Demand Capacity Resource | Active | 8506 |  | MA | NEMA | Boston | Existing | 15.66 | 15.66 | 15.66 | 15.66
10106 | Citizens Group A | Demand |  |  |  | Active Demand Capacity Resource | Active | 8505 |  | VT | VT | Northwest Vermont | Existing | 5.076 | 5.492 | 5.076 | 5.076
10361 | BOC Kittery Load | Demand |  |  |  | Active Demand Capacity Resource | Active | 8505 |  | ME | ME | Portland Maine | Existing | 13.5 | 9.396 | 9.396 | 9.396
12581 | CL&P - Conservation & Load Management (CL&M) - Energy Efficiency Project | Demand |  |  |  | SEASONAL_PEAK | Passive | 8500 |  | CT | CT |  | Existing | 489.104 | 530.636 | 489.104 | 489.104
12581 | CL&P - Conservation & Load Management (CL&M) - Energy Efficiency Project | Demand |  |  |  | SEASONAL_PEAK | Passive | 8500 |  | CT | CT |  | New | 31.809 | 63.319 | 31.809 | 46.075
12583 | CL&P Distributed Generation FCM 2010 | Demand |  |  |  | ON_PEAK | Passive | 8500 |  | CT | CT |  | Existing | 34.232 | 34.232 | 34.232 | 34.232
12584 | Conservation and Load Management Program | Demand |  |  |  | ON_PEAK | Passive | 8500 |  | CT | CT |  | Existing | 6.859 | 0.897 | 0.897 | 0.897
12586 | Efficiency Maine Residential Efficient Products | Demand |  |  |  | ON_PEAK | Passive | 8505 |  | ME | ME |  | Existing | 8.7 | 0 | 8.7 | 0
12590 | Ameresco CT DSM | Demand |  |  |  | ON_PEAK | Passive | 8500 |  | CT | CT |  | Existing | 4.869 | 5.21 | 4.869 | 4.869
12590 | Ameresco CT DSM | Demand |  |  |  | ON_PEAK | Passive | 8500 |  | CT | CT |  | New | 0.399 | 0.216 | 0 | 0
12597 | Cambridge Energy Alliance-1 | Demand |  |  |  | ON_PEAK | Passive | 8506 |  | MA | NEMA |  | Existing | 0.653 | 0.653 | 0.653 | 0.653
12598 | Cambridge Energy Alliance-2 | Demand |  |  |  | ON_PEAK | Passive | 8506 |  | MA | NEMA |  | Existing | 4.736 | 4.736 | 4.736 | 4.736
12600 | UI Conservation and Load Management Programs | Demand |  |  |  | SEASONAL_PEAK | Passive | 8500 |  | CT | CT |  | Existing | 87.093 | 90.489 | 87.093 | 87.093
12600 | UI Conservation and Load Management Programs | Demand |  |  |  | SEASONAL_PEAK | Passive | 8500 |  | CT | CT |  | New | 5.817 | 2.421 | 2.421 | 2.421
12657 | Unitil CORE Energy Efficiency Programs-2 | Demand |  |  |  | ON_PEAK | Passive | 8500 |  | MA | WCMA |  | Existing | 8.793 | 8.235 | 8.235 | 8.235
12657 | Unitil CORE Energy Efficiency Programs-2 | Demand |  |  |  | ON_PEAK | Passive | 8500 |  | MA | WCMA |  | New | 0.816 | 0.846 | 0.816 | 0.816
12670 | ngrid_nema_fca1_eeodr | Demand |  |  |  | ON_PEAK | Passive | 8506 |  | MA | NEMA |  | Existing | 153.432 | 154.659 | 153.432 | 153.432
12670 | ngrid_nema_fca1_eeodr | Demand |  |  |  | ON_PEAK | Passive | 8506 |  | MA | NEMA |  | New | 28.381 | 27.154 | 27.154 | 27.154
12671 | ngrid_nh_fca1_eeodr | Demand |  |  |  | ON_PEAK | Passive | 8505 |  | NH | NH |  | Existing | 10.115 | 9.898 | 9.898 | 9.898
12671 | ngrid_nh_fca1_eeodr | Demand |  |  |  | ON_PEAK | Passive | 8505 |  | NH | NH |  | New | 0.582 | 0.545 | 0.302 | 0.302
12672 | ngrid_ri_fca1_eeodr | Demand |  |  |  | ON_PEAK | Passive | 8506 |  | RI | RI |  | Existing | 248.875 | 250.3 | 248.875 | 248.875
12672 | ngrid_ri_fca1_eeodr | Demand |  |  |  | ON_PEAK | Passive | 8506 |  | RI | RI |  | New | 45.924 | 44.499 | 44.499 | 44.499
12673 | ngrid_sema_fca1_eeodr | Demand |  |  |  | ON_PEAK | Passive | 8506 |  | MA | SEMA |  | Existing | 221.343 | 225.186 | 221.343 | 221.343
12673 | ngrid_sema_fca1_eeodr | Demand |  |  |  | ON_PEAK | Passive | 8506 |  | MA | SEMA |  | New | 59.639 | 55.795 | 55.795 | 55.795
12674 | ngrid_wcma_fca1_eeodr | Demand |  |  |  | ON_PEAK | Passive | 8500 |  | MA | WCMA |  | Existing | 294.834 | 298.678 | 294.834 | 294.834
12674 | ngrid_wcma_fca1_eeodr | Demand |  |  |  | ON_PEAK | Passive | 8500 |  | MA | WCMA |  | New | 63.229 | 59.384 | 59.384 | 59.384
12684 | NSTAR EE NEMA | Demand |  |  |  | ON_PEAK | Passive | 8506 |  | MA | NEMA |  | Existing | 501.084 | 472.686 | 480.919 | 472.686
12684 | NSTAR EE NEMA | Demand |  |  |  | ON_PEAK | Passive | 8506 |  | MA | NEMA |  | New | 80.22 | 88.453 | 80.22 | 88.453
12685 | NSTAR EE SEMA | Demand |  |  |  | ON_PEAK | Passive | 8506 |  | MA | SEMA |  | Existing | 98.065 | 90.219 | 90.662 | 90.219
12685 | NSTAR EE SEMA | Demand |  |  |  | ON_PEAK | Passive | 8506 |  | MA | SEMA |  | New | 18.36 | 18.803 | 18.36 | 18.803
12693 | PSNH CORE Energy Efficiency Programs | Demand |  |  |  | ON_PEAK | Passive | 8505 |  | NH | NH |  | Existing | 79.291 | 63.851 | 79.291 | 63.851
12693 | PSNH CORE Energy Efficiency Programs | Demand |  |  |  | ON_PEAK | Passive | 8505 |  | NH | NH |  | New | 19.878 | 51.296 | 19.878 | 35.318
12694 | Acushnet Company - Ball Plant II - Combined Heat and Power Project | Demand |  |  |  | ON_PEAK | Passive | 8506 |  | MA | SEMA |  | Existing | 2.111 | 2.111 | 2.111 | 2.111
12696 | 7.9 MW CHP Plant | Demand |  |  |  | ON_PEAK | Passive | 8505 |  | NH | NH |  | Existing | 10.8 | 10.8 | 10.8 | 10.8
12705 | Cape Light Compact Energy Efficiency Portfolio | Demand |  |  |  | ON_PEAK | Passive | 8506 |  | MA | SEMA |  | Existing | 46.726 | 45.468 | 45.468 | 45.468
12705 | Cape Light Compact Energy Efficiency Portfolio | Demand |  |  |  | ON_PEAK | Passive | 8506 |  | MA | SEMA |  | New | 10.826 | 14.835 | 8.938 | 8.938
12749 | Bridgewater Correctional Complex Cogeneration | Demand |  |  |  | ON_PEAK | Passive | 8506 |  | MA | SEMA |  | Existing | 1.412 | 1.412 | 1.412 | 1.412
12753 | MA SEMA state colleges | Demand |  |  |  | ON_PEAK | Passive | 8506 |  | MA | SEMA |  | Existing | 0.147 | 0.147 | 0.147 | 0.147
12754 | Tewksbury State Hospital Cogenerator | Demand |  |  |  | ON_PEAK | Passive | 8500 |  | MA | WCMA |  | Existing | 0.734 | 0.734 | 0.734 | 0.734
12757 | NHEC Energy Efficiency Programs | Demand |  |  |  | ON_PEAK | Passive | 8505 |  | NH | NH |  | Existing | 3.352 | 1.544 | 1.544 | 1.544
12757 | NHEC Energy Efficiency Programs | Demand |  |  |  | ON_PEAK | Passive | 8505 |  | NH | NH |  | New | 0.646 | 0.826 | 0.646 | 0.646
12779 | CPLN CT On-Peak | Demand |  |  |  | ON_PEAK | Passive | 8500 |  | CT | CT |  | Existing | 2.777 | 2.03 | 2.03 | 2.03
12779 | CPLN CT On-Peak | Demand |  |  |  | ON_PEAK | Passive | 8500 |  | CT | CT |  | New | 15.719 | 15.719 | 15.719 | 15.719
12786 | CSG Aggregation of DG and 24 hr lighting EE - NEMA1 | Demand |  |  |  | ON_PEAK | Passive | 8506 |  | MA | NEMA |  | Existing | 12.318 | 12.318 | 12.318 | 12.318
12790 | CSG Aggregation of DG and 24 hr lighting EE -RI | Demand |  |  |  | ON_PEAK | Passive | 8506 |  | RI | RI |  | Existing | 0.217 | 0.217 | 0.217 | 0.217
12791 | CSG Aggregation of DG and 24 hr lighting EE - SEMA1 | Demand |  |  |  | ON_PEAK | Passive | 8506 |  | MA | SEMA |  | Existing | 1.517 | 1.517 | 1.517 | 1.517
12799 | CSG Aggregation of DG and 24 hr lighting EE - WCMA1 | Demand |  |  |  | ON_PEAK | Passive | 8500 |  | MA | WCMA |  | Existing | 2.106 | 2.106 | 2.106 | 2.106
12801 | UES CORE Energy Efficiency Programs | Demand |  |  |  | ON_PEAK | Passive | 8505 |  | NH | NH |  | Existing | 9.124 | 7.768 | 7.768 | 7.768
12801 | UES CORE Energy Efficiency Programs | Demand |  |  |  | ON_PEAK | Passive | 8505 |  | NH | NH |  | New | 0.686 | 0.747 | 0.686 | 0.686
12802 | University of Massachusetts Central Heating Plant-3 | Demand |  |  |  | ON_PEAK | Passive | 8500 |  | MA | WCMA |  | Existing | 10.26 | 10.26 | 10.26 | 10.26
12806 | WMECO - Conservation & Load Management (CL&M) - Energy Efficiency Project | Demand |  |  |  | SEASONAL_PEAK | Passive | 8500 |  | MA | WCMA |  | Existing | 35.176 | 14.419 | 35.176 | 14.419
12822 | Burlington Electric Department - On-Peak Efficiency | Demand |  |  |  | ON_PEAK | Passive | 8505 |  | VT | VT |  | Existing | 6.724 | 6.224 | 6.724 | 6.224
12822 | Burlington Electric Department - On-Peak Efficiency | Demand |  |  |  | ON_PEAK | Passive | 8505 |  | VT | VT |  | New | 1.242 | 3.24 | 0.6 | 0.6
12832 | CPLN MA NEMA OP | Demand |  |  |  | ON_PEAK | Passive | 8506 |  | MA | NEMA |  | Existing | 9.266 | 8.721 | 8.721 | 8.721
12835 | CPLN MA SEMA OP | Demand |  |  |  | ON_PEAK | Passive | 8506 |  | MA | SEMA |  | Existing | 4.983 | 3.848 | 3.848 | 3.848
12838 | CPLN MA WC OP | Demand |  |  |  | ON_PEAK | Passive | 8500 |  | MA | WCMA |  | Existing | 8.14 | 8.139 | 8.139 | 8.139
12843 | CPLN RI OP | Demand |  |  |  | ON_PEAK | Passive | 8506 |  | RI | RI |  | Existing | 2.44 | 2.44 | 2.44 | 2.44
12845 | Vermont Efficiency Portfolio-1 | Demand |  |  |  | ON_PEAK | Passive | 8505 |  | VT | VT |  | Existing | 103.602 | 103.357 | 103.357 | 103.357
12845 | Vermont Efficiency Portfolio-1 | Demand |  |  |  | ON_PEAK | Passive | 8505 |  | VT | VT |  | New | 13.5 | 24.408 | 13.5 | 13.5
14579 | FGE Energy Efficiency Portfolio 2011 | Demand |  |  |  | ON_PEAK | Passive | 8500 |  | MA | WCMA |  | Existing | 0.222 | 0.276 | 0.222 | 0.222
14580 | UES Energy Efficiency Portfolio 2011 | Demand |  |  |  | ON_PEAK | Passive | 8505 |  | NH | NH |  | Existing | 0.92 | 0.27 | 0.27 | 0.27
15586 | Gardner Wind Turbine | Demand |  |  |  | ON_PEAK | Passive | 8500 |  | MA | WCMA |  | Existing | 0.359 | 0.318 | 0.318 | 0.318
16547 | UI C&LM Programs | Demand |  |  |  | SEASONAL_PEAK | Passive | 8500 |  | CT | CT |  | Existing | 4.098 | 3.934 | 3.934 | 3.934
16651 | Efficiency Maine Trust Efficient Products | Demand |  |  |  | ON_PEAK | Passive | 8505 |  | ME | ME |  | Existing | 29.51 | 0 | 29.51 | 0
16700 | RI CoolSentry | Demand |  |  |  | Active Demand Capacity Resource | Active | 8506 |  | RI | RI | Rhode Island | Existing | 3.338 | 3.338 | 3.338 | 3.338
16713 | Comverge CoolSentry 2 | Demand |  |  |  | Active Demand Capacity Resource | Active | 8500 |  | CT | CT | Eastern CT | Existing | 21.592 | 21.871 | 21.592 | 21.592
16718 | Comverge CoolSentry 4 | Demand |  |  |  | Active Demand Capacity Resource | Active | 8500 |  | CT | CT | Norwalk - Stamford | Existing | 0.947 | 0.947 | 0.947 | 0.947
16790 | WCMA Project E | Demand |  |  |  | ON_PEAK | Passive | 8500 |  | MA | WCMA |  | Existing | 0.4 | 0.4 | 0.4 | 0.4
35453 | Efficiency Maine Trust | Demand |  |  |  | ON_PEAK | Passive | 8505 |  | ME | ME |  | Existing | 9.221 | 0.616 | 9.134 | 0.616
37112 | Efficiency Maine Trust FCA6 | Demand |  |  |  | ON_PEAK | Passive | 8505 |  | ME | ME |  | Existing | 1.698 | 1.712 | 1.698 | 1.698
37855 | Hess DR Northwest VT 2015-16 | Demand |  |  |  | Active Demand Capacity Resource | Active | 8505 |  | VT | VT | Northwest Vermont | Existing | 1.2 | 1.2 | 1.2 | 1.2
37855 | Hess DR Northwest VT 2015-16 | Demand |  |  |  | Active Demand Capacity Resource | Active | 8505 |  | VT | VT | Northwest Vermont | New | 1.264 | 1.264 | 0 | 0
37917 | RTDR_50744_Boston (7507) - Grp C | Demand |  |  |  | Active Demand Capacity Resource | Active | 8506 |  | MA | NEMA | Boston | Existing | 19.273 | 19.273 | 19.273 | 19.273
37917 | RTDR_50744_Boston (7507) - Grp C | Demand |  |  |  | Active Demand Capacity Resource | Active | 8506 |  | MA | NEMA | Boston | New | 1.318 | 1.318 | 1.318 | 1.318
37918 | RTDR_50744_Central MA (7515) - Grp A | Demand |  |  |  | Active Demand Capacity Resource | Active | 8500 |  | MA | WCMA | Central MA | Existing | 2.28 | 2.28 | 2.28 | 2.28
37919 | RTDR_50744_Lower SEMA (7511) - Grp C | Demand |  |  |  | Active Demand Capacity Resource | Active | 8506 |  | MA | SEMA | Lower SEMA | Existing | 4.384 | 4.384 | 4.384 | 4.384
37920 | RTDR_50744_North Shore (7508) - Grp C | Demand |  |  |  | Active Demand Capacity Resource | Active | 8506 |  | MA | NEMA | North Shore | Existing | 1.599 | 1.599 | 1.599 | 1.599
37920 | RTDR_50744_North Shore (7508) - Grp C | Demand |  |  |  | Active Demand Capacity Resource | Active | 8506 |  | MA | NEMA | North Shore | New | 1.62 | 1.62 | 1.62 | 1.62
37922 | RTDR_50744_Northern CT (7501) - Grp B | Demand |  |  |  | Active Demand Capacity Resource | Active | 8500 |  | CT | CT | Northern CT | Existing | 10.331 | 10.331 | 10.331 | 10.331
37924 | RTDR_50744_SEMA (7512) - Grp C | Demand |  |  |  | Active Demand Capacity Resource | Active | 8506 |  | MA | SEMA | SEMA | Existing | 5.684 | 5.684 | 5.684 | 5.684
37924 | RTDR_50744_SEMA (7512) - Grp C | Demand |  |  |  | Active Demand Capacity Resource | Active | 8506 |  | MA | SEMA | SEMA | New | 3.78 | 3.78 | 3.78 | 3.78
37925 | RTDR_50744_Springfield MA (7516) - Grp A | Demand |  |  |  | Active Demand Capacity Resource | Active | 8500 |  | MA | WCMA | Springfield MA | Existing | 1.38 | 1.38 | 1.38 | 1.38
37927 | RTDR_50744_Western CT (7503) - Grp B | Demand |  |  |  | Active Demand Capacity Resource | Active | 8500 |  | CT | CT | Western CT | Existing | 5.297 | 5.297 | 5.297 | 5.297
37928 | RTDR_50786_Boston (7507) | Demand |  |  |  | Active Demand Capacity Resource | Active | 8506 |  | MA | NEMA | Boston | Existing | 4.263 | 4.263 | 4.263 | 4.263
37929 | RTDR_50786_Central MA (7515) | Demand |  |  |  | Active Demand Capacity Resource | Active | 8500 |  | MA | WCMA | Central MA | Existing | 2.3 | 2.3 | 2.3 | 2.3
37929 | RTDR_50786_Central MA (7515) | Demand |  |  |  | Active Demand Capacity Resource | Active | 8500 |  | MA | WCMA | Central MA | New | 1.404 | 1.404 | 0.3 | 0.3
37930 | RTDR_50786_Eastern CT (7500) | Demand |  |  |  | Active Demand Capacity Resource | Active | 8500 |  | CT | CT | Eastern CT | Existing | 0.337 | 0.337 | 0.337 | 0.337
37930 | RTDR_50786_Eastern CT (7500) | Demand |  |  |  | Active Demand Capacity Resource | Active | 8500 |  | CT | CT | Eastern CT | New | 1.404 | 1.404 | 0.313 | 0.313
37931 | RTDR_50786_Lower SEMA (7511) | Demand |  |  |  | Active Demand Capacity Resource | Active | 8506 |  | MA | SEMA | Lower SEMA | Existing | 1.482 | 1.482 | 1.482 | 1.482
37931 | RTDR_50786_Lower SEMA (7511) | Demand |  |  |  | Active Demand Capacity Resource | Active | 8506 |  | MA | SEMA | Lower SEMA | New | 1.404 | 1.404 | 0.5 | 0.5
37933 | RTDR_50786_New Hampshire (7509) | Demand |  |  |  | Active Demand Capacity Resource | Active | 8505 |  | NH | NH | New Hampshire | Existing | 2.119 | 2.119 | 2.119 | 2.119
37933 | RTDR_50786_New Hampshire (7509) | Demand |  |  |  | Active Demand Capacity Resource | Active | 8505 |  | NH | NH | New Hampshire | New | 1.404 | 1.404 | 1.031 | 1.031
37934 | RTDR_50786_North Shore (7508) | Demand |  |  |  | Active Demand Capacity Resource | Active | 8506 |  | MA | NEMA | North Shore | Existing | 1.488 | 1.488 | 1.488 | 1.488
37935 | RTDR_50786_Northern CT (7501) | Demand |  |  |  | Active Demand Capacity Resource | Active | 8500 |  | CT | CT | Northern CT | Existing | 2.789 | 2.789 | 2.789 | 2.789
37935 | RTDR_50786_Northern CT (7501) | Demand |  |  |  | Active Demand Capacity Resource | Active | 8500 |  | CT | CT | Northern CT | New | 1.404 | 1.404 | 0.661 | 0.661
37936 | RTDR_50786_Norwalk - Stamford (7502) | Demand |  |  |  | Active Demand Capacity Resource | Active | 8500 |  | CT | CT | Norwalk - Stamford | Existing | 0.195 | 0.195 | 0.195 | 0.195
37936 | RTDR_50786_Norwalk - Stamford (7502) | Demand |  |  |  | Active Demand Capacity Resource | Active | 8500 |  | CT | CT | Norwalk - Stamford | New | 1.404 | 1.404 | 0.3 | 0.3
37937 | RTDR_50786_Portland Maine (7506) | Demand |  |  |  | Active Demand Capacity Resource | Active | 8505 |  | ME | ME | Portland Maine | Existing | 0.998 | 0.998 | 0.998 | 0.998
37937 | RTDR_50786_Portland Maine (7506) | Demand |  |  |  | Active Demand Capacity Resource | Active | 8505 |  | ME | ME | Portland Maine | New | 1.404 | 1.404 | 0 | 0
37938 | RTDR_50786_Rhode Island (7518) | Demand |  |  |  | Active Demand Capacity Resource | Active | 8506 |  | RI | RI | Rhode Island | Existing | 3 | 3.03 | 3 | 3
37938 | RTDR_50786_Rhode Island (7518) | Demand |  |  |  | Active Demand Capacity Resource | Active | 8506 |  | RI | RI | Rhode Island | New | 6.156 | 6.156 | 3 | 3
37939 | RTDR_50786_SEMA (7512) | Demand |  |  |  | Active Demand Capacity Resource | Active | 8506 |  | MA | SEMA | SEMA | Existing | 0.759 | 0.759 | 0.759 | 0.759
37939 | RTDR_50786_SEMA (7512) | Demand |  |  |  | Active Demand Capacity Resource | Active | 8506 |  | MA | SEMA | SEMA | New | 1.404 | 1.404 | 0.5 | 0.5
37940 | RTDR_50786_Seacoast (7510) | Demand |  |  |  | Active Demand Capacity Resource | Active | 8505 |  | NH | NH | Seacoast | Existing | 0.208 | 0.208 | 0.208 | 0.208
37940 | RTDR_50786_Seacoast (7510) | Demand |  |  |  | Active Demand Capacity Resource | Active | 8505 |  | NH | NH | Seacoast | New | 1.264 | 1.264 | 0.2 | 0.2
37941 | RTDR_50786_Springfield MA (7516) | Demand |  |  |  | Active Demand Capacity Resource | Active | 8500 |  | MA | WCMA | Springfield MA | Existing | 1.502 | 1.502 | 1.502 | 1.502
37941 | RTDR_50786_Springfield MA (7516) | Demand |  |  |  | Active Demand Capacity Resource | Active | 8500 |  | MA | WCMA | Springfield MA | New | 1.053 | 1.053 | 0.3 | 0.3
37942 | RTDR_50786_Vermont (7514) | Demand |  |  |  | Active Demand Capacity Resource | Active | 8505 |  | VT | VT | Vermont | Existing | 0.893 | 0.893 | 0.893 | 0.893
37942 | RTDR_50786_Vermont (7514) | Demand |  |  |  | Active Demand Capacity Resource | Active | 8505 |  | VT | VT | Vermont | New | 0.14 | 0.14 | 0 | 0
37943 | RTDR_50786_Western CT (7503) | Demand |  |  |  | Active Demand Capacity Resource | Active | 8500 |  | CT | CT | Western CT | Existing | 5.099 | 5.099 | 5.099 | 5.099
37943 | RTDR_50786_Western CT (7503) | Demand |  |  |  | Active Demand Capacity Resource | Active | 8500 |  | CT | CT | Western CT | New | 5.832 | 5.832 | 3.881 | 3.881
37944 | RTDR_50786_Western MA (7517) | Demand |  |  |  | Active Demand Capacity Resource | Active | 8500 |  | MA | WCMA | Western MA | Existing | 2.466 | 2.466 | 2.466 | 2.466
37944 | RTDR_50786_Western MA (7517) | Demand |  |  |  | Active Demand Capacity Resource | Active | 8500 |  | MA | WCMA | Western MA | New | 1.123 | 1.123 | 0.5 | 0.5
38057 | Efficiency Maine Trust FCA6 B | Demand |  |  |  | ON_PEAK | Passive | 8505 |  | ME | ME |  | Existing | 96 | 124.602 | 96 | 118.705
38057 | Efficiency Maine Trust FCA6 B | Demand |  |  |  | ON_PEAK | Passive | 8505 |  | ME | ME |  | New | 105.113 | 93.729 | 50.668 | 45.181
38120 | RTDR_50017_Bangor Hydro (7504) - 3 | Demand |  |  |  | Active Demand Capacity Resource | Active | 8505 |  | ME | ME | Bangor Hydro | Existing | 2.43 | 2.652 | 2.43 | 2.43
38122 | RTDR_50017_Central MA (7515) - 3 | Demand |  |  |  | Active Demand Capacity Resource | Active | 8500 |  | MA | WCMA | Central MA | Existing | 12.33 | 10.746 | 10.746 | 10.746
38122 | RTDR_50017_Central MA (7515) - 3 | Demand |  |  |  | Active Demand Capacity Resource | Active | 8500 |  | MA | WCMA | Central MA | New | 4.802 | 4.802 | 4.802 | 4.802
38123 | RTDR_50017_Eastern CT (7500) - 3 | Demand |  |  |  | Active Demand Capacity Resource | Active | 8500 |  | CT | CT | Eastern CT | Existing | 5.806 | 6.084 | 5.806 | 5.806
38123 | RTDR_50017_Eastern CT (7500) - 3 | Demand |  |  |  | Active Demand Capacity Resource | Active | 8500 |  | CT | CT | Eastern CT | New | 3.24 | 3.24 | 3.24 | 3.24
38124 | RTDR_50017_Lower SEMA (7511) - 3 | Demand |  |  |  | Active Demand Capacity Resource | Active | 8506 |  | MA | SEMA | Lower SEMA | Existing | 2.094 | 1.871 | 1.871 | 1.871
38125 | RTDR_50017_Maine (7505) - 3 | Demand |  |  |  | Active Demand Capacity Resource | Active | 8505 |  | ME | ME | Maine | Existing | 58.299 | 78.975 | 32.379 | 32.379
38126 | RTDR_50017_New Hampshire (7509) - 3 | Demand |  |  |  | Active Demand Capacity Resource | Active | 8505 |  | NH | NH | New Hampshire | Existing | 14.912 | 14.192 | 14.192 | 14.192
38126 | RTDR_50017_New Hampshire (7509) - 3 | Demand |  |  |  | Active Demand Capacity Resource | Active | 8505 |  | NH | NH | New Hampshire | New | 1.685 | 1.685 | 1.685 | 1.685
38128 | RTDR_50017_Northern CT (7501) - 3 | Demand |  |  |  | Active Demand Capacity Resource | Active | 8500 |  | CT | CT | Northern CT | Existing | 17.323 | 16.982 | 16.982 | 16.982
38128 | RTDR_50017_Northern CT (7501) - 3 | Demand |  |  |  | Active Demand Capacity Resource | Active | 8500 |  | CT | CT | Northern CT | New | 12.236 | 12.236 | 12.236 | 12.236
38129 | RTDR_50017_Northwest Vermont (7513) - 3 | Demand |  |  |  | Active Demand Capacity Resource | Active | 8505 |  | VT | VT | Northwest Vermont | Existing | 24.622 | 28.51 | 24.622 | 24.622
38130 | RTDR_50017_Norwalk - Stamford (7502) - 3 | Demand |  |  |  | Active Demand Capacity Resource | Active | 8500 |  | CT | CT | Norwalk - Stamford | Existing | 2.131 | 2.131 | 2.131 | 2.131
38131 | RTDR_50017_Portland Maine (7506) - 3 | Demand |  |  |  | Active Demand Capacity Resource | Active | 8505 |  | ME | ME | Portland Maine | Existing | 2.11 | 3.212 | 2.11 | 2.11
38132 | RTDR_50017_Rhode Island (7518) - 3 | Demand |  |  |  | Active Demand Capacity Resource | Active | 8506 |  | RI | RI | Rhode Island | Existing | 17.183 | 13.652 | 13.652 | 13.652
38133 | RTDR_50017_SEMA (7512) - 3 | Demand |  |  |  | Active Demand Capacity Resource | Active | 8506 |  | MA | SEMA | SEMA | Existing | 4.29 | 2.638 | 2.638 | 2.638
38134 | RTDR_50017_Seacoast (7510) - 3 | Demand |  |  |  | Active Demand Capacity Resource | Active | 8505 |  | NH | NH | Seacoast | Existing | 7.992 | 7.991 | 7.991 | 7.991
38135 | RTDR_50017_Springfield MA (7516) - 3 | Demand |  |  |  | Active Demand Capacity Resource | Active | 8500 |  | MA | WCMA | Springfield MA | Existing | 17.475 | 16.309 | 16.309 | 16.309
38136 | RTDR_50017_Vermont (7514) - 3 | Demand |  |  |  | Active Demand Capacity Resource | Active | 8505 |  | VT | VT | Vermont | Existing | 5.81 | 7.112 | 5.81 | 5.81
38137 | RTDR_50017_Western CT (7503) - 3 | Demand |  |  |  | Active Demand Capacity Resource | Active | 8500 |  | CT | CT | Western CT | Existing | 18.576 | 17.655 | 17.655 | 17.655
38137 | RTDR_50017_Western CT (7503) - 3 | Demand |  |  |  | Active Demand Capacity Resource | Active | 8500 |  | CT | CT | Western CT | New | 16.481 | 16.481 | 16.481 | 16.481
38138 | RTDR_50017_Western MA (7517) - 3 | Demand |  |  |  | Active Demand Capacity Resource | Active | 8500 |  | MA | WCMA | Western MA | Existing | 20.07 | 19.166 | 19.166 | 19.166
38210 | RTDR_50689_North_Shore_38210 | Demand |  |  |  | Active Demand Capacity Resource | Active | 8506 |  | MA | NEMA | North Shore | Existing | 11.037 | 9.743 | 9.743 | 9.743
38216 | WCMA CHP | Demand |  |  |  | ON_PEAK | Passive | 8500 |  | MA | WCMA |  | Existing | 12.853 | 12.853 | 12.853 | 12.853
38216 | WCMA CHP | Demand |  |  |  | ON_PEAK | Passive | 8500 |  | MA | WCMA |  | New | 1.441 | 1.467 | 1.441 | 1.441
38217 | RI CHP | Demand |  |  |  | ON_PEAK | Passive | 8506 |  | RI | RI |  | Existing | 11.452 | 11.452 | 11.452 | 11.452
38217 | RI CHP | Demand |  |  |  | ON_PEAK | Passive | 8506 |  | RI | RI |  | New | 0.501 | 0.543 | 0.501 | 0.501
38219 | WMECO EE WCMA | Demand |  |  |  | ON_PEAK | Passive | 8500 |  | MA | WCMA |  | Existing | 63.515 | 63.411 | 63.515 | 63.411
38219 | WMECO EE WCMA | Demand |  |  |  | ON_PEAK | Passive | 8500 |  | MA | WCMA |  | New | 16.006 | 22.601 | 16.006 | 22.601
38268 | NEMA 1 EG | Demand |  |  |  | Active Demand Capacity Resource | Active | 8506 |  | MA | NEMA | Boston | Existing | 1.62 | 1.62 | 1.62 | 1.62
38268 | NEMA 1 EG | Demand |  |  |  | Active Demand Capacity Resource | Active | 8506 |  | MA | NEMA | Boston | New | 16.2 | 16.2 | 8.063 | 8.063
38270 | NEMA 2 EG | Demand |  |  |  | Active Demand Capacity Resource | Active | 8506 |  | MA | NEMA | North Shore | Existing | 1.62 | 1.62 | 1.62 | 1.62
38272 | SEMA 1 EG | Demand |  |  |  | Active Demand Capacity Resource | Active | 8506 |  | MA | SEMA | SEMA | Existing | 0.54 | 0.54 | 0.54 | 0.54
38274 | WCMA 1 EG | Demand |  |  |  | Active Demand Capacity Resource | Active | 8500 |  | MA | WCMA | Central MA | Existing | 0.54 | 0.54 | 0.54 | 0.54
38276 | RI 1 EG | Demand |  |  |  | Active Demand Capacity Resource | Active | 8506 |  | RI | RI | Rhode Island | Existing | 1.08 | 1.08 | 1.08 | 1.08
38311 | NEMA CHP | Demand |  |  |  | ON_PEAK | Passive | 8506 |  | MA | NEMA |  | Existing | 2.238 | 2.238 | 2.238 | 2.238
38311 | NEMA CHP | Demand |  |  |  | ON_PEAK | Passive | 8506 |  | MA | NEMA |  | New | 1.912 | 0.869 | 0.869 | 0.869
38322 | DRCR_Central MA_201403 | Demand |  |  |  | Active Demand Capacity Resource | Active | 8500 |  | MA | WCMA | Central MA | Existing | 10 | 10 | 10 | 10
38322 | DRCR_Central MA_201403 | Demand |  |  |  | Active Demand Capacity Resource | Active | 8500 |  | MA | WCMA | Central MA | New | 12.636 | 6.804 | 0 | 0
38324 | DRCR_Lower SEMA_201403 | Demand |  |  |  | Active Demand Capacity Resource | Active | 8506 |  | MA | SEMA | Lower SEMA | Existing | 3.038 | 3.038 | 3.038 | 3.038
38324 | DRCR_Lower SEMA_201403 | Demand |  |  |  | Active Demand Capacity Resource | Active | 8506 |  | MA | SEMA | Lower SEMA | New | 4.536 | 2.052 | 0 | 0
38331 | DRCR_Rhode Island_201403 | Demand |  |  |  | Active Demand Capacity Resource | Active | 8506 |  | RI | RI | Rhode Island | Existing | 18.9 | 18.9 | 18.9 | 18.9
38331 | DRCR_Rhode Island_201403 | Demand |  |  |  | Active Demand Capacity Resource | Active | 8506 |  | RI | RI | Rhode Island | New | 14.58 | 11.88 | 0 | 0
38334 | DRCR_SEMA_201403 | Demand |  |  |  | Active Demand Capacity Resource | Active | 8506 |  | MA | SEMA | SEMA | Existing | 20.034 | 20.034 | 20.034 | 20.034
38334 | DRCR_SEMA_201403 | Demand |  |  |  | Active Demand Capacity Resource | Active | 8506 |  | MA | SEMA | SEMA | New | 15.012 | 6.588 | 0 | 0
38360 | DRCR_Boston_201403 | Demand |  |  |  | Active Demand Capacity Resource | Active | 8506 |  | MA | NEMA | Boston | Existing | 10 | 10 | 10 | 10
38387 | CSG Aggregation of DG and 24 hr lighting EE - NEMA1_2 | Demand |  |  |  | ON_PEAK | Passive | 8506 |  | MA | NEMA |  | Existing | 11.923 | 11.923 | 11.923 | 11.923
38387 | CSG Aggregation of DG and 24 hr lighting EE - NEMA1_2 | Demand |  |  |  | ON_PEAK | Passive | 8506 |  | MA | NEMA |  | New | 6.171 | 6.171 | 4.669 | 4.669
38388 | CSG Aggregation of DG and 24 hr lighting EE - SEMA1_2 | Demand |  |  |  | ON_PEAK | Passive | 8506 |  | MA | SEMA |  | Existing | 2.861 | 2.861 | 2.861 | 2.861
38388 | CSG Aggregation of DG and 24 hr lighting EE - SEMA1_2 | Demand |  |  |  | ON_PEAK | Passive | 8506 |  | MA | SEMA |  | New | 1.688 | 1.688 | 1.688 | 1.688
38389 | CSG Aggregation of DG and 24 hr lighting EE - WCMA1_2 | Demand |  |  |  | ON_PEAK | Passive | 8500 |  | MA | WCMA |  | Existing | 4.655 | 4.655 | 4.655 | 4.655
38389 | CSG Aggregation of DG and 24 hr lighting EE - WCMA1_2 | Demand |  |  |  | ON_PEAK | Passive | 8500 |  | MA | WCMA |  | New | 2.014 | 2.014 | 2.014 | 2.014
38390 | Efficiency Maine Trust FCA9 | Demand |  |  |  | ON_PEAK | Passive | 8505 |  | ME | ME |  | Existing | 4.049 | 4.049 | 4.049 | 4.049
38393 | RTDR_51325_Maine (7505) | Demand |  |  |  | Active Demand Capacity Resource | Active | 8505 |  | ME | ME | Maine | Existing | 59.4 | 59.4 | 59.4 | 59.4
38402 | SEMA 1 - New T4 | Demand |  |  |  | Active Demand Capacity Resource | Active | 8506 |  | MA | SEMA | SEMA | Existing | 0.877 | 0.877 | 0.877 | 0.877
38404 | WCMA 1 - New T4 | Demand |  |  |  | Active Demand Capacity Resource | Active | 8500 |  | MA | WCMA | Central MA | Existing | 1 | 1 | 1 | 1
38447 | Boston_PeakDR | Demand |  |  |  | ON_PEAK | Passive | 8506 |  | MA | NEMA |  | Existing | 2.7 | 2.7 | 2.7 | 2.7
38447 | Boston_PeakDR | Demand |  |  |  | ON_PEAK | Passive | 8506 |  | MA | NEMA |  | New | 12.96 | 12.96 | 12.96 | 12.96
38468 | Norfolk-Walpole Co-Gen | Demand |  |  |  | ON_PEAK | Passive | 8506 |  | MA | SEMA |  | Existing | 1.296 | 1.296 | 1.296 | 1.296
38483 | Ngrid_SEMA_CHP | Demand |  |  |  | ON_PEAK | Passive | 8506 |  | MA | SEMA |  | Existing | 1.692 | 1.692 | 1.692 | 1.692
38487 | CT_RTDR | Demand |  |  |  | Active Demand Capacity Resource | Active | 8500 |  | CT | CT | Western CT | Existing | 2.16 | 2.16 | 2.16 | 2.16
38502 | WestMA_RTEG | Demand |  |  |  | Active Demand Capacity Resource | Active | 8500 |  | MA | WCMA | Western MA | Existing | 1.296 | 1.296 | 1.296 | 1.296
38521 | CT 2 - Auto | Demand |  |  |  | Active Demand Capacity Resource | Active | 8500 |  | CT | CT | Northern CT | Existing | 2.7 | 2.7 | 2.7 | 2.7
38522 | CT 2A - Auto | Demand |  |  |  | Active Demand Capacity Resource | Active | 8500 |  | CT | CT | Eastern CT | Existing | 1.35 | 1.35 | 1.35 | 1.35
38523 | CT 2B - Auto | Demand |  |  |  | Active Demand Capacity Resource | Active | 8500 |  | CT | CT | Western CT | Existing | 1.35 | 1.35 | 1.35 | 1.35
38523 | CT 2B - Auto | Demand |  |  |  | Active Demand Capacity Resource | Active | 8500 |  | CT | CT | Western CT | New | 18.36 | 18.36 | 10.36 | 10.36
38684 | Bloom Energy SOFC | Demand |  |  |  | ON_PEAK | Passive | 8506 |  | MA | NEMA |  | Existing | 9.18 | 9.18 | 9.18 | 9.18
38689 | Bloom Energy CT SOFC | Demand |  |  |  | ON_PEAK | Passive | 8500 |  | CT | CT |  | Existing | 9.18 | 9.18 | 9.18 | 9.18
38693 | NEMA_ActiveDR | Demand |  |  |  | Active Demand Capacity Resource | Active | 8506 |  | MA | NEMA | Boston | Existing | 1.62 | 1.62 | 1.62 | 1.62
38693 | NEMA_ActiveDR | Demand |  |  |  | Active Demand Capacity Resource | Active | 8506 |  | MA | NEMA | Boston | New | 7.031 | 8.072 | 7.031 | 7.031
38694 | RTDR_Maine | Demand |  |  |  | Active Demand Capacity Resource | Active | 8505 |  | ME | ME | Maine | Existing | 2.798 | 2.798 | 2.798 | 2.798
38694 | RTDR_Maine | Demand |  |  |  | Active Demand Capacity Resource | Active | 8505 |  | ME | ME | Maine | New | 0.281 | 0.281 | 0 | 0
38758 | CT Small Gen | Demand |  |  |  | Active Demand Capacity Resource | Active | 8500 |  | CT | CT | Western CT | Existing | 1.944 | 1.944 | 1.944 | 1.944
38761 | NEMA Small Gen | Demand |  |  |  | Active Demand Capacity Resource | Active | 8506 |  | MA | NEMA | North Shore | Existing | 1.944 | 1.944 | 1.944 | 1.944
38787 | CT On-Peak Solar | Demand |  |  |  | ON_PEAK | Passive | 8500 |  | CT | CT |  | New | 27.659 | 10.249 | 27.659 | 10.249
38789 | NEMA_ActiveLM | Demand |  |  |  | Active Demand Capacity Resource | Active | 8506 |  | MA | NEMA | Boston | Existing | 1.08 | 1.08 | 1.08 | 1.08
38789 | NEMA_ActiveLM | Demand |  |  |  | Active Demand Capacity Resource | Active | 8506 |  | MA | NEMA | Boston | New | 2.16 | 2.16 | 2.16 | 2.16
38800 | DRCR_Western MA_2016 | Demand |  |  |  | Active Demand Capacity Resource | Active | 8500 |  | MA | WCMA | Western MA | Existing | 14 | 14 | 14 | 14
38800 | DRCR_Western MA_2016 | Demand |  |  |  | Active Demand Capacity Resource | Active | 8500 |  | MA | WCMA | Western MA | New | 26.892 | 19.548 | 0 | 0
38803 | DRCR_Springfield MA_2016 | Demand |  |  |  | Active Demand Capacity Resource | Active | 8500 |  | MA | WCMA | Springfield MA | Existing | 7.805 | 7.805 | 7.805 | 7.805
38803 | DRCR_Springfield MA_2016 | Demand |  |  |  | Active Demand Capacity Resource | Active | 8500 |  | MA | WCMA | Springfield MA | New | 9.591 | 9.051 | 0 | 0
38813 | DRCR_New Hampshire_2016 | Demand |  |  |  | Active Demand Capacity Resource | Active | 8505 |  | NH | NH | New Hampshire | Existing | 14.394 | 14.394 | 14.394 | 14.394
38840 | Maple EE CT 1718 | Demand |  |  |  | ON_PEAK | Passive | 8500 |  | CT | CT |  | Existing | 2.646 | 2.646 | 2.646 | 2.646
38840 | Maple EE CT 1718 | Demand |  |  |  | ON_PEAK | Passive | 8500 |  | CT | CT |  | New | 48.935 | 44.107 | 0 | 0
38871 | SEMA 1 - Battery | Demand |  |  |  | Active Demand Capacity Resource | Active | 8506 |  | MA | SEMA | SEMA | Existing | 2.16 | 2.16 | 2.16 | 2.16
38871 | SEMA 1 - Battery | Demand |  |  |  | Active Demand Capacity Resource | Active | 8506 |  | MA | SEMA | SEMA | New | 3.24 | 3.24 | 0 | 0
38872 | SEMA 7 - Battery | Demand |  |  |  | Active Demand Capacity Resource | Active | 8506 |  | MA | SEMA | SEMA | New | 5.4 | 5.4 | 0 | 0
38873 | NEMA-B 1 - Battery | Demand |  |  |  | Active Demand Capacity Resource | Active | 8506 |  | MA | NEMA | Boston | Existing | 2.16 | 2.16 | 2.16 | 2.16
38873 | NEMA-B 1 - Battery | Demand |  |  |  | Active Demand Capacity Resource | Active | 8506 |  | MA | NEMA | Boston | New | 3.24 | 3.24 | 0 | 0
38874 | NEMA-B 7 - Battery | Demand |  |  |  | Active Demand Capacity Resource | Active | 8506 |  | MA | NEMA | Boston | New | 5.4 | 5.4 | 0 | 0
38875 | NEMA-N 1 - Battery | Demand |  |  |  | Active Demand Capacity Resource | Active | 8506 |  | MA | NEMA | North Shore | Existing | 2.16 | 2.16 | 2.16 | 2.16
38875 | NEMA-N 1 - Battery | Demand |  |  |  | Active Demand Capacity Resource | Active | 8506 |  | MA | NEMA | North Shore | New | 3.24 | 3.24 | 0 | 0
38876 | NEMA-N 7 - Battery | Demand |  |  |  | Active Demand Capacity Resource | Active | 8506 |  | MA | NEMA | North Shore | New | 5.4 | 5.4 | 0 | 0
38877 | WCMA 1 - Battery | Demand |  |  |  | Active Demand Capacity Resource | Active | 8500 |  | MA | WCMA | Western MA | Existing | 1.08 | 1.08 | 1.08 | 1.08
38877 | WCMA 1 - Battery | Demand |  |  |  | Active Demand Capacity Resource | Active | 8500 |  | MA | WCMA | Western MA | New | 4.32 | 4.32 | 0 | 0
38879 | CT - RW | Demand |  |  |  | Active Demand Capacity Resource | Active | 8500 |  | CT | CT | Eastern CT | Existing | 11.88 | 11.88 | 11.88 | 11.88
38904 | NEMA DG | Demand |  |  |  | ON_PEAK | Passive | 8506 |  | MA | NEMA |  | New | 1.62 | 1.62 | 1.62 | 1.62
38905 | Connecticut DG | Demand |  |  |  | ON_PEAK | Passive | 8500 |  | CT | CT |  | New | 4.687 | 3.402 | 3.402 | 3.402
38927 | MAPLE EE ME 1718 | Demand |  |  |  | ON_PEAK | Passive | 8505 |  | ME | ME |  | Existing | 0.691 | 0.691 | 0.691 | 0.691
38927 | MAPLE EE ME 1718 | Demand |  |  |  | ON_PEAK | Passive | 8505 |  | ME | ME |  | New | 18.414 | 12.334 | 0 | 0
38928 | MAPLE EE NEMA 1718 | Demand |  |  |  | ON_PEAK | Passive | 8506 |  | MA | NEMA |  | Existing | 1.922 | 1.922 | 1.922 | 1.922
38928 | MAPLE EE NEMA 1718 | Demand |  |  |  | ON_PEAK | Passive | 8506 |  | MA | NEMA |  | New | 44.885 | 43.524 | 0 | 0
38929 | MAPLE EE NH 1718 | Demand |  |  |  | ON_PEAK | Passive | 8505 |  | NH | NH |  | Existing | 1.815 | 1.815 | 1.815 | 1.815
38929 | MAPLE EE NH 1718 | Demand |  |  |  | ON_PEAK | Passive | 8505 |  | NH | NH |  | New | 37.951 | 33.35 | 0 | 0
38931 | MAPLE EE RI 1718 | Demand |  |  |  | ON_PEAK | Passive | 8506 |  | RI | RI |  | Existing | 0.627 | 0.627 | 0.627 | 0.627
38931 | MAPLE EE RI 1718 | Demand |  |  |  | ON_PEAK | Passive | 8506 |  | RI | RI |  | New | 9.752 | 9.936 | 0 | 0
38932 | MAPLE EE VT 1718 | Demand |  |  |  | ON_PEAK | Passive | 8505 |  | VT | VT |  | Existing | 0.275 | 0.275 | 0.275 | 0.275
38932 | MAPLE EE VT 1718 | Demand |  |  |  | ON_PEAK | Passive | 8505 |  | VT | VT |  | New | 7.862 | 4.698 | 0 | 0
38933 | MAPLE EE WCMA 1718 | Demand |  |  |  | ON_PEAK | Passive | 8500 |  | MA | WCMA |  | Existing | 1.362 | 1.362 | 1.362 | 1.362
38933 | MAPLE EE WCMA 1718 | Demand |  |  |  | ON_PEAK | Passive | 8500 |  | MA | WCMA |  | New | 23.112 | 21.686 | 0 | 0
38934 | MAPLE EE SEMA 1718 | Demand |  |  |  | ON_PEAK | Passive | 8506 |  | MA | SEMA |  | Existing | 1.306 | 1.306 | 1.306 | 1.306
38934 | MAPLE EE SEMA 1718 | Demand |  |  |  | ON_PEAK | Passive | 8506 |  | MA | SEMA |  | New | 19.548 | 20.477 | 0 | 0
38956 | CentralMA_DR | Demand |  |  |  | Active Demand Capacity Resource | Active | 8500 |  | MA | WCMA | Central MA | Existing | 2.376 | 2.376 | 2.376 | 2.376
38956 | CentralMA_DR | Demand |  |  |  | Active Demand Capacity Resource | Active | 8500 |  | MA | WCMA | Central MA | New | 0.756 | 0.756 | 0.756 | 0.756
38957 | SEMA_DR | Demand |  |  |  | Active Demand Capacity Resource | Active | 8506 |  | MA | SEMA | SEMA | Existing | 1.08 | 1.08 | 1.08 | 1.08
38958 | RI_DR | Demand |  |  |  | Active Demand Capacity Resource | Active | 8506 |  | RI | RI | Rhode Island | Existing | 1.08 | 1.08 | 1.08 | 1.08
38964 | NorthernCT_DRCR | Demand |  |  |  | Active Demand Capacity Resource | Active | 8500 |  | CT | CT | Northern CT | Existing | 12.9 | 12.9 | 12.9 | 12.9
38964 | NorthernCT_DRCR | Demand |  |  |  | Active Demand Capacity Resource | Active | 8500 |  | CT | CT | Northern CT | New | 11.94 | 4.32 | 0 | 0
38965 | DRCR_Eastern_CT | Demand |  |  |  | Active Demand Capacity Resource | Active | 8500 |  | CT | CT | Eastern CT | New | 14.688 | 7.659 | 0 | 0
38966 | DRCR_NorwalkStamford_2017 | Demand |  |  |  | Active Demand Capacity Resource | Active | 8500 |  | CT | CT | Norwalk - Stamford | New | 9.288 | 7.02 | 0 | 0
38968 | DR_WesternCT | Demand |  |  |  | Active Demand Capacity Resource | Active | 8500 |  | CT | CT | Western CT | Existing | 17.079 | 17.079 | 17.079 | 17.079
38968 | DR_WesternCT | Demand |  |  |  | Active Demand Capacity Resource | Active | 8500 |  | CT | CT | Western CT | New | 40.269 | 14.781 | 0 | 0
38969 | CPLN ME Solar OP | Demand |  |  |  | ON_PEAK | Passive | 8505 |  | ME | ME |  | New | 3.38 | 0 | 3.38 | 0
38971 | Seacoast_12 | Demand |  |  |  | Active Demand Capacity Resource | Active | 8505 |  | NH | NH | Seacoast | Existing | 2.7 | 2.7 | 2.7 | 2.7
38971 | Seacoast_12 | Demand |  |  |  | Active Demand Capacity Resource | Active | 8505 |  | NH | NH | Seacoast | New | 4.104 | 3.456 | 0 | 0
38972 | CPLN MA NEMA Solar OP | Demand |  |  |  | ON_PEAK | Passive | 8506 |  | MA | NEMA |  | New | 4.876 | 0 | 0.725 | 0
38974 | CPLN RI Solar OP | Demand |  |  |  | ON_PEAK | Passive | 8506 |  | RI | RI |  | New | 2.29 | 0 | 2.29 | 0
40594 | SEMA Solar DG | Demand |  |  |  | ON_PEAK | Passive | 8506 |  | MA | SEMA |  | New | 5.026 | 0 | 5.026 | 0
40596 | CPLN MA WC Solar OP | Demand |  |  |  | ON_PEAK | Passive | 8500 |  | MA | WCMA |  | New | 7.174 | 0 | 7.174 | 0
40597 | DRCR_Northwest VT_2017 | Demand |  |  |  | Active Demand Capacity Resource | Active | 8505 |  | VT | VT | Northwest Vermont | Existing | 7.323 | 7.323 | 7.323 | 7.323
40597 | DRCR_Northwest VT_2017 | Demand |  |  |  | Active Demand Capacity Resource | Active | 8505 |  | VT | VT | Northwest Vermont | New | 3.693 | 14.601 | 0 | 0
40602 | DRCR_Vermont | Demand |  |  |  | Active Demand Capacity Resource | Active | 8505 |  | VT | VT | Vermont | Existing | 7.74 | 7.74 | 7.74 | 7.74
40602 | DRCR_Vermont | Demand |  |  |  | Active Demand Capacity Resource | Active | 8505 |  | VT | VT | Vermont | New | 6.084 | 9.432 | 0 | 0
40779 | Springfield_DR | Demand |  |  |  | Active Demand Capacity Resource | Active | 8500 |  | MA | WCMA | Springfield MA | New | 3.456 | 1.08 | 1.08 | 1.08
40783 | CT RESI On-Peak | Demand |  |  |  | ON_PEAK | Passive | 8500 |  | CT | CT |  | New | 22.356 | 0 | 22.356 | 0
40785 | Vermont Solar On-Peak | Demand |  |  |  | ON_PEAK | Passive | 8505 |  | VT | VT |  | New | 1.188 | 0 | 1.188 | 0
40804 | NH-LR | Demand |  |  |  | Active Demand Capacity Resource | Active | 8505 |  | NH | NH | New Hampshire | New | 1.08 | 1.08 | 1.08 | 1.08
40809 | SR Aggregation VT 2 | Demand |  |  |  | ON_PEAK | Passive | 8505 |  | VT | VT |  | New | 5.616 | 4.32 | 3.5 | 3.5
40811 | SR Aggregation NH 4 | Demand |  |  |  | ON_PEAK | Passive | 8505 |  | NH | NH |  | New | 5.616 | 4.32 | 1.5 | 1.5
40815 | SR Aggregation MA 11 | Demand |  |  |  | ON_PEAK | Passive | 8506 |  | MA | NEMA |  | New | 14.04 | 10.8 | 8.5 | 8.5
40817 | SR Aggregation MA 13 | Demand |  |  |  | ON_PEAK | Passive | 8506 |  | MA | SEMA |  | New | 11.232 | 8.64 | 5.5 | 5.5
40819 | SR Aggregation CT 15 | Demand |  |  |  | ON_PEAK | Passive | 8500 |  | CT | CT |  | New | 4.212 | 3.24 | 0 | 0
40822 | SR Aggregation RI 19 | Demand |  |  |  | ON_PEAK | Passive | 8506 |  | RI | RI |  | New | 2.808 | 2.16 | 1 | 1
253 | TURNKEY LANDFILL | Generator | Yes | IC | Landfill Gas |  |  | 8505 |  | NH | NH |  | Existing | 0.711 | 0.691 | 0.711 | 0.691
321 | MANCHESTER 10 10A CC | Generator | No | CC | Natural Gas |  |  | 8506 |  | RI | RI |  | Existing | 157 | 170 | 157 | 157
322 | MANCHESTER 11 11A CC | Generator | No | CC | Natural Gas |  |  | 8506 |  | RI | RI |  | Existing | 157 | 170 | 157 | 157
323 | MANCHESTER 9 9A CC | Generator | No | CC | Natural Gas |  |  | 8506 |  | RI | RI |  | Existing | 154 | 169 | 154 | 154
324 | CDECCA | Generator | No | CC | Natural Gas |  |  | 8500 |  | CT | CT |  | Existing | 51.685 | 61.334 | 51.685 | 51.685
326 | ALTRESCO | Generator | No | CC | Natural Gas |  |  | 8500 |  | MA | WCMA |  | Existing | 145.457 | 182.982 | 145.457 | 145.457
327 | AMOSKEAG | Generator | No | HDR | Water at a Conventional Hydroelectric Turbine |  |  | 8505 |  | NH | NH |  | Existing | 16.781 | 17.5 | 10.401 | 10.401
328 | GULF ISLAND COMPOSITE Incremental | Generator | No | HW | Water at a Conventional Hydroelectric Turbine |  |  | 8505 |  | ME | ME |  | Existing | 29.795 | 31.264 | 29.795 | 29.795
329 | ASCUTNEY GT | Generator | No | GT | Distillate Fuel Oil - including Diesel, No. 1, 2, and 4 |  |  | 8505 |  | VT | VT |  | Existing | 8.503 | 12.581 | 8.503 | 8.503
330 | AYERS ISLAND | Generator | No | HDP | Water at a Conventional Hydroelectric Turbine |  |  | 8505 |  | NH | NH |  | Existing | 8.474 | 9.08 | 8.474 | 8.474
331 | AZISCOHOS HYDRO | Generator | No | HDP | Water at a Conventional Hydroelectric Turbine |  |  | 8505 |  | ME | ME |  | Existing | 6.8 | 6.8 | 6.8 | 6.8
335 | BELLOWS FALLS | Generator | No | HDP | Water at a Conventional Hydroelectric Turbine |  |  | 8505 |  | NH | NH |  | Existing | 48.54 | 48.54 | 48.54 | 48.54
336 | BERLIN 1 GT | Generator | No | GT | Kerosene |  |  | 8505 |  | VT | VT |  | Existing | 40.26 | 50.409 | 40.26 | 40.26
337 | BETHLEHEM | Generator | Yes | ST | Wood/Wood Waste Solids. |  |  | 8505 |  | NH | NH |  | Existing | 15.246 | 12.277 | 15.246 | 12.277
341 | BRIDGEPORT HARBOR 4 | Generator | No | GT | Jet Fuel |  |  | 8500 |  | CT | CT |  | Existing | 17.024 | 21.924 | 17.024 | 17.024
346 | BOLTON FALLS | Generator | Yes | HDR | Water at a Conventional Hydroelectric Turbine |  |  | 8505 |  | VT | VT |  | Existing | 1.117 | 3.056 | 1.117 | 3.056
348 | BOOT MILLS | Generator | Yes | HDR | Water at a Conventional Hydroelectric Turbine |  |  | 8500 |  | MA | WCMA |  | Existing | 6.258 | 10.937 | 6.258 | 10.937
349 | WHEELABRATOR BRIDGEPORT, L.P. | Generator | No | ST | Municipal Solid Waste |  |  | 8500 |  | CT | CT |  | Existing | 59.633 | 59.382 | 59.382 | 59.382
355 | BRANFORD 10 | Generator | No | GT | Kerosene |  |  | 8500 |  | CT | CT |  | Existing | 15.84 | 20.95 | 15.84 | 15.84
356 | BRISTOL REFUSE | Generator | Yes | ST | Municipal Solid Waste |  |  | 8500 |  | CT | CT |  | Existing | 13.008 | 12.938 | 13.008 | 12.938
357 | BRIDGEWATER | Generator | Yes | ST | Wood/Wood Waste Solids. |  |  | 8505 |  | NH | NH |  | Existing | 14.445 | 14.665 | 14.445 | 14.665
358 | BRUNSWICK | Generator | Yes | HDR | Water at a Conventional Hydroelectric Turbine |  |  | 8505 |  | ME | ME |  | Existing | 8.151 | 11.854 | 8.151 | 11.854
359 | J. COCKWELL 1 | Generator | No | PS | Water at a Conventional Hydroelectric Turbine |  |  | 8500 |  | MA | WCMA |  | Existing | 331.5 | 331.5 | 331.5 | 331.5
360 | J. COCKWELL 2 | Generator | No | PS | Water at a Conventional Hydroelectric Turbine |  |  | 8500 |  | MA | WCMA |  | Existing | 331.5 | 331.5 | 331.5 | 331.5
362 | BULLS BRIDGE | Generator | Yes | HDR | Water at a Conventional Hydroelectric Turbine |  |  | 8500 |  | CT | CT |  | Existing | 2.746 | 5.156 | 2.746 | 5.156
363 | BURLINGTON GT | Generator | No | GT | Distillate Fuel Oil - including Diesel, No. 1, 2, and 4 |  |  | 8505 |  | VT | VT |  | Existing | 18.767 | 23.354 | 18.767 | 19.267
365 | CANAL 1 | Generator | No | ST | Residual Fuel Oil Bunker C |  |  | 8506 |  | MA | SEMA |  | Existing | 565.768 | 562.305 | 562.305 | 562.305
366 | CANAL 2 | Generator | No | ST | Residual Fuel Oil Bunker C |  |  | 8506 |  | MA | SEMA |  | Existing | 558.75 | 558.75 | 558.75 | 558.75
367 | CAPE GT 4 | Generator | No | GT | Distillate Fuel Oil - including Diesel, No. 1, 2, and 4 |  |  | 8505 |  | ME | ME |  | Existing | 13.75 | 20.011 | 0 | 0
368 | CAPE GT 5 | Generator | No | GT | Distillate Fuel Oil - including Diesel, No. 1, 2, and 4 |  |  | 8505 |  | ME | ME |  | Existing | 15.822 | 20.272 | 0 | 0
369 | CATARACT EAST | Generator | No | HDP | Water at a Conventional Hydroelectric Turbine |  |  | 8505 |  | ME | ME |  | Existing | 7.775 | 8 | 7.775 | 7.775
370 | COS COB 10 | Generator | No | GT | Kerosene |  |  | 8500 |  | CT | CT |  | Existing | 18.932 | 23 | 18.932 | 18.932
371 | COS COB 11 | Generator | No | GT | Kerosene |  |  | 8500 |  | CT | CT |  | Existing | 18.724 | 23 | 18.724 | 18.724
372 | COS COB 12 | Generator | No | GT | Kerosene |  |  | 8500 |  | CT | CT |  | Existing | 18.66 | 23 | 18.66 | 18.66
375 | CLEARY 9 9A CC | Generator | No | CC | Natural Gas |  |  | 8506 |  | MA | SEMA |  | Existing | 104.931 | 109.931 | 104.931 | 104.931
376 | CLEARY 8 | Generator | No | ST | Residual Fuel Oil Bunker C |  |  | 8506 |  | MA | SEMA |  | Existing | 24.825 | 22.253 | 22.253 | 22.253
379 | COBBLE MOUNTAIN | Generator | No | HW | Water at a Conventional Hydroelectric Turbine |  |  | 8500 |  | MA | WCMA |  | Existing | 26.966 | 32.48 | 26.966 | 26.966
380 | COMERFORD | Generator | No | HW | Water at a Conventional Hydroelectric Turbine |  |  | 8505 |  | NH | NH |  | Existing | 166.135 | 167.116 | 166.135 | 166.135
382 | MERRIMACK CT1 | Generator | No | GT | Kerosene |  |  | 8505 |  | NH | NH |  | Existing | 16.826 | 21.676 | 16.826 | 16.826
383 | MERRIMACK CT2 | Generator | No | GT | Kerosene |  |  | 8505 |  | NH | NH |  | Existing | 16.804 | 21.304 | 16.804 | 16.804
388 | DARTMOUTH POWER | Generator | No | CC | Natural Gas |  |  | 8506 |  | MA | SEMA |  | Existing | 61.72 | 67.656 | 61.72 | 61.72
389 | DERBY DAM | Generator | Yes | HDR | Water at a Conventional Hydroelectric Turbine |  |  | 8500 |  | CT | CT |  | Existing | 1.48 | 5.613 | 1.48 | 5.613
392 | DEXTER | Generator | No | CC | Natural Gas |  |  | 8500 |  | CT | CT |  | Existing | 42.271 | 44.223 | 42.271 | 42.271
393 | DEERFIELD 5 | Generator | No | HDP | Water at a Conventional Hydroelectric Turbine |  |  | 8500 |  | MA | WCMA |  | Existing | 13.703 | 13.99 | 13.703 | 13.99
395 | DOREEN | Generator | No | GT | Kerosene |  |  | 8500 |  | MA | WCMA |  | Existing | 16.6 | 20.67 | 16.6 | 16.6
396 | DEVON 10 | Generator | No | GT | Kerosene |  |  | 8500 |  | CT | CT |  | Existing | 14.407 | 18.852 | 14.407 | 14.407
397 | DEVON 11 | Generator | No | GT | Kerosene |  |  | 8500 |  | CT | CT |  | Existing | 29.299 | 38.819 | 29.299 | 29.299
398 | DEVON 12 | Generator | No | GT | Kerosene |  |  | 8500 |  | CT | CT |  | Existing | 29.227 | 38.437 | 29.227 | 29.227
399 | DEVON 13 | Generator | No | GT | Kerosene |  |  | 8500 |  | CT | CT |  | Existing | 29.967 | 38.967 | 29.967 | 29.967
400 | DEVON 14 | Generator | No | GT | Kerosene |  |  | 8500 |  | CT | CT |  | Existing | 29.704 | 40.274 | 29.704 | 29.704
401 | EASTMAN FALLS | Generator | No | HDR | Water at a Conventional Hydroelectric Turbine |  |  | 8505 |  | NH | NH |  | Existing | 5.582 | 6.47 | 3.2 | 3.2
405 | ELLSWORTH HYDRO | Generator | No | HW | Water at a Conventional Hydroelectric Turbine |  |  | 8505 |  | ME | ME |  | Existing | 9.044 | 9.05 | 9.044 | 9.044
407 | EASTPORT DIESELS 1-3 | Generator | No | IC | Distillate Fuel Oil - including Diesel, No. 1, 2, and 4 |  |  | 8505 |  | ME | ME |  | Existing | 1.85 | 2.1 | 1.85 | 1.85
410 | ESSEX 19 HYDRO | Generator | Yes | HDR | Water at a Conventional Hydroelectric Turbine |  |  | 8505 |  | VT | VT |  | Existing | 3.253 | 4.625 | 3.253 | 4.625
412 | FALLS VILLAGE | Generator | Yes | HDR | Water at a Conventional Hydroelectric Turbine |  |  | 8500 |  | CT | CT |  | Existing | 1.474 | 4.641 | 1.474 | 4.641
413 | FIFE BROOK | Generator | Yes | HDR | Water at a Conventional Hydroelectric Turbine |  |  | 8500 |  | MA | WCMA |  | Existing | 3.116 | 5.509 | 3.116 | 5.509
417 | FRAMINGHAM JET 1 | Generator | No | GT | Distillate Fuel Oil - including Diesel, No. 1, 2, and 4 |  |  | 8506 |  | MA | NEMA |  | Existing | 10.145 | 14.175 | 10.145 | 10.145
418 | FRAMINGHAM JET 2 | Generator | No | GT | Distillate Fuel Oil - including Diesel, No. 1, 2, and 4 |  |  | 8506 |  | MA | NEMA |  | Existing | 10.129 | 15.686 | 10.129 | 10.129
419 | FRAMINGHAM JET 3 | Generator | No | GT | Distillate Fuel Oil - including Diesel, No. 1, 2, and 4 |  |  | 8506 |  | MA | NEMA |  | Existing | 11.045 | 15.25 | 11.045 | 11.045
420 | FRANKLIN DRIVE 10 | Generator | No | GT | Kerosene |  |  | 8500 |  | CT | CT |  | Existing | 15.417 | 20.527 | 15.417 | 15.417
421 | FRONT STREET DIESELS 1-3 | Generator | No | IC | Distillate Fuel Oil - including Diesel, No. 1, 2, and 4 |  |  | 8500 |  | MA | WCMA |  | Existing | 7.7 | 7.7 | 7.7 | 7.7
424 | GREAT LAKES - MILLINOCKET | Generator | No | HW | Water at a Conventional Hydroelectric Turbine |  |  | 8505 |  | ME | ME |  | Existing | 88.672 | 92.787 | 88.672 | 88.672
426 | GORGE 1 DIESEL | Generator | No | GT | Distillate Fuel Oil - including Diesel, No. 1, 2, and 4 |  |  | 8505 |  | VT | VT |  | Existing | 7.288 | 11 | 7.288 | 7.288
427 | GORHAM | Generator | Yes | HDR | Water at a Conventional Hydroelectric Turbine |  |  | 8505 |  | NH | NH |  | Existing | 0.899 | 1.532 | 0.899 | 1.532
432 | HARRIS 1 | Generator | No | HW | Water at a Conventional Hydroelectric Turbine |  |  | 8505 |  | ME | ME |  | Existing | 16.79 | 16.776 | 16.776 | 16.776
433 | HARRIS 2 | Generator | No | HW | Water at a Conventional Hydroelectric Turbine |  |  | 8505 |  | ME | ME |  | Existing | 34.865 | 34.5 | 34.5 | 34.5
434 | HARRIS 3 | Generator | No | HW | Water at a Conventional Hydroelectric Turbine |  |  | 8505 |  | ME | ME |  | Existing | 34 | 33.905 | 33.905 | 33.905
435 | HARRIMAN | Generator | No | HW | Water at a Conventional Hydroelectric Turbine |  |  | 8500 |  | MA | WCMA |  | Existing | 40.943 | 38.663 | 39.446 | 38.663
436 | HEMPHILL 1 | Generator | Yes | ST | Wood/Wood Waste Solids. |  |  | 8505 |  | NH | NH |  | Existing | 17.5 | 17.5 | 17.5 | 17.5
440 | HIRAM | Generator | No | HDP | Water at a Conventional Hydroelectric Turbine |  |  | 8505 |  | ME | ME |  | Existing | 11.189 | 11.6 | 11.189 | 11.189
445 | COVANTA WEST ENFIELD | Generator | No | ST | Wood/Wood Waste Solids. |  |  | 8505 |  | ME | ME |  | Existing | 20.461 | 21.446 | 20.461 | 20.461
446 | COVANTA JONESBORO | Generator | No | ST | Wood/Wood Waste Solids. |  |  | 8505 |  | ME | ME |  | Existing | 20.226 | 20.226 | 20.226 | 20.226
448 | IPSWICH DIESELS | Generator | No | IC | Distillate Fuel Oil - including Diesel, No. 1, 2, and 4 |  |  | 8506 |  | MA | NEMA |  | Existing | 9.457 | 9.495 | 9.457 | 9.457
449 | JACKMAN | Generator | No | HW | Water at a Conventional Hydroelectric Turbine |  |  | 8505 |  | NH | NH |  | Existing | 3.6 | 3.541 | 3.541 | 3.541
452 | KENDALL JET 1 | Generator | No | GT | Distillate Fuel Oil - including Diesel, No. 1, 2, and 4 |  |  | 8506 |  | MA | NEMA |  | Existing | 18 | 23 | 18 | 18
457 | LAWRENCE HYDRO | Generator | Yes | HDR | Water at a Conventional Hydroelectric Turbine |  |  | 8500 |  | MA | WCMA |  | Existing | 5.598 | 9.827 | 5.598 | 9.827
460 | LOCKWOOD | Generator | Yes | HDR | Water at a Conventional Hydroelectric Turbine |  |  | 8505 |  | ME | ME |  | Existing | 3.421 | 4.251 | 3.421 | 4.251
462 | LISBON RESOURCE RECOVERY | Generator | Yes | ST | Municipal Solid Waste |  |  | 8500 |  | CT | CT |  | Existing | 13.47 | 13.334 | 13.47 | 13.334
463 | AEI LIVERMORE | Generator | No | ST | Wood/Wood Waste Solids. |  |  | 8505 |  | ME | ME |  | Existing | 34.695 | 34.43 | 34.43 | 34.43
464 | LOST NATION | Generator | No | GT | Distillate Fuel Oil - including Diesel, No. 1, 2, and 4 |  |  | 8505 |  | NH | NH |  | Existing | 13.953 | 17.992 | 13.953 | 13.953
465 | DEERFIELD 2 LWR DRFIELD | Generator | No | HDP | Water at a Conventional Hydroelectric Turbine |  |  | 8500 |  | MA | WCMA |  | Existing | 19.275 | 19.5 | 19.275 | 19.5
467 | MARBLEHEAD DIESELS | Generator | No | IC | Distillate Fuel Oil - including Diesel, No. 1, 2, and 4 |  |  | 8506 |  | MA | NEMA |  | Existing | 5 | 5 | 5 | 5
468 | MARSHFIELD 6 HYDRO | Generator | No | HW | Water at a Conventional Hydroelectric Turbine |  |  | 8505 |  | VT | VT |  | Existing | 4.508 | 4.38 | 4.38 | 4.38
472 | M STREET JET | Generator | No | GT | Kerosene |  |  | 8506 |  | MA | NEMA |  | Existing | 47 | 67.2 | 47 | 47
473 | MCINDOES | Generator | No | HDP | Water at a Conventional Hydroelectric Turbine |  |  | 8505 |  | NH | NH |  | Existing | 10.066 | 10.571 | 10.066 | 10.066
474 | J C MCNEIL | Generator | No | ST | Wood/Wood Waste Solids. |  |  | 8505 |  | VT | VT |  | Existing | 52 | 54 | 52 | 52
478 | MIDDLETOWN 10 | Generator | No | GT | Jet Fuel |  |  | 8500 |  | CT | CT |  | Existing | 15.515 | 20.015 | 15.515 | 15.515
480 | MIDDLETOWN 2 | Generator | No | ST | Residual Fuel Oil Bunker C |  |  | 8500 |  | CT | CT |  | Existing | 344.153 | 364.398 | 344.153 | 344.153
480 | MIDDLETOWN 2 | Generator | No | ST | Natural Gas |  |  | 8500 |  | CT | CT |  | New | 375 | 378 | 0 | 0
482 | MIDDLETOWN 4 | Generator | No | ST | Residual Fuel Oil Bunker C |  |  | 8500 |  | CT | CT |  | Existing | 399.923 | 402 | 399.923 | 399.923
484 | MILLSTONE POINT 2 | Generator | No | ST | Nuclear Uranium, Plutonium, Thorium |  |  | 8500 |  | CT | CT |  | Existing | 867.839 | 875.912 | 867.839 | 867.839
485 | MILLSTONE POINT 3 | Generator | No | ST | Nuclear Uranium, Plutonium, Thorium |  |  | 8500 |  | CT | CT |  | Existing | 1225 | 1235.001 | 1225 | 1225
486 | MILFORD POWER | Generator | No | CC | Natural Gas |  |  | 8506 |  | MA | SEMA |  | Existing | 202 | 216.73 | 202 | 202
487 | Worumbo Hydro | Generator | Yes | HDR | Water at a Conventional Hydroelectric Turbine |  |  | 8505 |  | ME | ME |  | Existing | 7.263 | 10.817 | 7.263 | 10.817
489 | MERRIMACK 1 | Generator | No | ST | Anthracite Coal and Bituminous Coal |  |  | 8505 |  | NH | NH |  | Existing | 108 | 108.05 | 108 | 108
490 | MERRIMACK 2 | Generator | No | ST | Anthracite Coal and Bituminous Coal |  |  | 8505 |  | NH | NH |  | Existing | 330 | 330.513 | 330 | 330
492 | MONTVILLE 10 and 11 | Generator | No | IC | Kerosene |  |  | 8500 |  | CT | CT |  | Existing | 5.296 | 5.354 | 5.296 | 5.296
493 | MONTVILLE 5 | Generator | No | ST | Residual Fuel Oil Bunker C |  |  | 8500 |  | CT | CT |  | Existing | 81 | 81.59 | 81 | 81
494 | MONTVILLE 6 | Generator | No | ST | Residual Fuel Oil Bunker C |  |  | 8500 |  | CT | CT |  | Existing | 399.302 | 406.659 | 399.302 | 399.302
495 | MONTY | Generator | No | HDP | Water at a Conventional Hydroelectric Turbine |  |  | 8505 |  | ME | ME |  | Existing | 28 | 28 | 28 | 28
496 | MOORE | Generator | No | HW | Water at a Conventional Hydroelectric Turbine |  |  | 8505 |  | NH | NH |  | Existing | 189.032 | 191.044 | 189.032 | 189.032
496 | MOORE | Generator | No | HW | Water |  |  | 8505 |  | NH | NH |  | New | 4.6 | 4.6 | 4.6 | 4.6
497 | MASS POWER | Generator | No | CC | Natural Gas |  |  | 8500 |  | MA | WCMA |  | Existing | 245.259 | 276 | 245.259 | 245.259
507 | NEA BELLINGHAM | Generator | No | CC | Natural Gas |  |  | 8506 |  | MA | SEMA |  | Existing | 282.865 | 320.519 | 282.865 | 282.865
508 | NEWINGTON 1 | Generator | No | ST | Residual Fuel Oil Bunker C |  |  | 8505 |  | NH | NH |  | Existing | 400.2 | 400.2 | 400.2 | 400.2
513 | NEW HAVEN HARBOR | Generator | No | ST | Residual Fuel Oil Bunker C |  |  | 8500 |  | CT | CT |  | Existing | 447.894 | 453.384 | 447.894 | 447.894
515 | NORWICH JET | Generator | No | GT | Distillate Fuel Oil - including Diesel, No. 1, 2, and 4 |  |  | 8500 |  | CT | CT |  | Existing | 15.255 | 18.8 | 15.255 | 15.255
527 | OGDEN-MARTIN 1 | Generator | Yes | ST | Municipal Solid Waste |  |  | 8506 |  | MA | NEMA |  | Existing | 39.032 | 42.685 | 39.032 | 42.685
528 | OCEAN ST PWR GT1 GT2 ST1 | Generator | No | CC | Natural Gas |  |  | 8506 |  | RI | RI |  | Existing | 272.342 | 318.342 | 272.342 | 272.98
528 | OCEAN ST PWR GT1 GT2 ST1 | Generator | No | CC | Natural Gas |  |  | 8506 |  | RI | RI |  | New | 333.362 | 334 | 0 | 0
529 | OCEAN ST PWR GT3 GT4 ST2 | Generator | No | CC | Natural Gas |  |  | 8506 |  | RI | RI |  | Existing | 274.815 | 322.815 | 274.815 | 274.815
529 | OCEAN ST PWR GT3 GT4 ST2 | Generator | No | CC | Natural Gas |  |  | 8506 |  | RI | RI |  | New | 334 | 334 | 0 | 0
531 | PAWTUCKET POWER | Generator | No | CC | Natural Gas |  |  | 8506 |  | RI | RI |  | Existing | 53.805 | 57.117 | 0 | 0
532 | PEJEPSCOT | Generator | Yes | HDR | Water at a Conventional Hydroelectric Turbine |  |  | 8505 |  | ME | ME |  | Existing | 6.496 | 8.877 | 6.496 | 8.877
536 | PERC-ORRINGTON 1 | Generator | Yes | ST | Municipal Solid Waste |  |  | 8505 |  | ME | ME |  | Existing | 21.657 | 20.73 | 21.657 | 20.73
538 | PINETREE POWER | Generator | No | ST | Wood/Wood Waste Solids. |  |  | 8500 |  | MA | WCMA |  | Existing | 16.919 | 16.787 | 0 | 0
539 | PONTOOK HYDRO | Generator | Yes | HDR | Water at a Conventional Hydroelectric Turbine |  |  | 8505 |  | NH | NH |  | Existing | 4.364 | 7.494 | 4.364 | 7.494
540 | POTTER 2 CC | Generator | No | CC | Natural Gas |  |  | 8506 |  | MA | SEMA |  | Existing | 71.998 | 89.998 | 71.998 | 71.998
541 | PROCTOR | Generator | Yes | HDR | Water at a Conventional Hydroelectric Turbine |  |  | 8505 |  | VT | VT |  | Existing | 2.189 | 5.02 | 2.189 | 5.02
542 | ECO MAINE | Generator | Yes | ST | Municipal Solid Waste |  |  | 8505 |  | ME | ME |  | Existing | 11.08 | 10.776 | 11.08 | 10.776
546 | RESCO SAUGUS | Generator | No | ST | Municipal Solid Waste |  |  | 8506 |  | MA | NEMA |  | Existing | 30.845 | 30.114 | 30.114 | 30.114
547 | WHEELABRATOR NORTH ANDOVER | Generator | No | ST | Municipal Solid Waste |  |  | 8506 |  | MA | NEMA |  | Existing | 30.72 | 30.975 | 30.72 | 30.72
549 | RUTLAND 5 GT | Generator | No | GT | Distillate Fuel Oil - including Diesel, No. 1, 2, and 4 |  |  | 8505 |  | VT | VT |  | Existing | 7.919 | 12.203 | 7.919 | 7.919
555 | SEABROOK | Generator | No | ST | Nuclear Uranium, Plutonium, Thorium |  |  | 8505 |  | NH | NH |  | Existing | 1247.075 | 1246.65 | 1246.65 | 1246.65
556 | SCHILLER 4 | Generator | No | ST | Anthracite Coal and Bituminous Coal |  |  | 8505 |  | NH | NH |  | Existing | 47.5 | 48 | 0 | 0
557 | SCHILLER 5 | Generator | No | ST | Wood/Wood Waste Solids. |  |  | 8505 |  | NH | NH |  | Existing | 43.082 | 42.594 | 42.594 | 42.594
558 | SCHILLER 6 | Generator | No | ST | Anthracite Coal and Bituminous Coal |  |  | 8505 |  | NH | NH |  | Existing | 47.82 | 47.948 | 14.473 | 14.473
559 | SCHILLER CT 1 | Generator | No | GT | Kerosene |  |  | 8505 |  | NH | NH |  | Existing | 17.621 | 18.5 | 17.621 | 17.621
561 | SEARSBURG | Generator | No | HDP | Water at a Conventional Hydroelectric Turbine |  |  | 8500 |  | MA | WCMA |  | Existing | 4.755 | 4.96 | 4.755 | 4.96
562 | SECREC-PRESTON | Generator | Yes | ST | Municipal Solid Waste |  |  | 8500 |  | CT | CT |  | Existing | 15.994 | 16.106 | 15.994 | 16.106
563 | SEMASS 1 | Generator | Yes | ST | Municipal Solid Waste |  |  | 8506 |  | MA | SEMA |  | Existing | 46.955 | 49.626 | 46.955 | 49.626
564 | SEMASS 2 | Generator | Yes | ST | Municipal Solid Waste |  |  | 8506 |  | MA | SEMA |  | Existing | 22.5 | 22.5 | 22.5 | 22.5
565 | SHELDON SPRINGS | Generator | Yes | HDR | Water at a Conventional Hydroelectric Turbine |  |  | 8505 |  | VT | VT |  | Existing | 4.079 | 8.198 | 4.079 | 8.198
566 | SHEPAUG | Generator | No | HW | Water at a Conventional Hydroelectric Turbine |  |  | 8500 |  | CT | CT |  | Existing | 41.511 | 42.523 | 41.511 | 41.511
567 | SHERMAN | Generator | No | HW | Water at a Conventional Hydroelectric Turbine |  |  | 8500 |  | MA | WCMA |  | Existing | 6.154 | 6.22 | 6.154 | 6.22
569 | SKELTON | Generator | No | HDP | Water at a Conventional Hydroelectric Turbine |  |  | 8505 |  | ME | ME |  | Existing | 21.6 | 21.6 | 21.6 | 21.6
570 | SMITH | Generator | Yes | HDR | Water at a Conventional Hydroelectric Turbine |  |  | 8505 |  | NH | NH |  | Existing | 9.562 | 14.243 | 9.562 | 14.243
572 | SO. MEADOW 11 | Generator | No | GT | Distillate Fuel Oil - including Diesel, No. 1, 2, and 4 |  |  | 8500 |  | CT | CT |  | Existing | 35.781 | 46.921 | 35.781 | 35.781
573 | SO. MEADOW 12 | Generator | No | GT | Distillate Fuel Oil - including Diesel, No. 1, 2, and 4 |  |  | 8500 |  | CT | CT |  | Existing | 37.649 | 47.815 | 37.649 | 37.649
574 | SO. MEADOW 13 | Generator | No | GT | Distillate Fuel Oil - including Diesel, No. 1, 2, and 4 |  |  | 8500 |  | CT | CT |  | Existing | 38.317 | 47.917 | 38.317 | 38.317
575 | SO. MEADOW 14 | Generator | No | GT | Distillate Fuel Oil - including Diesel, No. 1, 2, and 4 |  |  | 8500 |  | CT | CT |  | Existing | 36.746 | 46.346 | 36.746 | 36.746
580 | SO. MEADOW 5 | Generator | Yes | ST | Municipal Solid Waste |  |  | 8500 |  | CT | CT |  | Existing | 20.482 | 20.727 | 20.482 | 20.727
581 | SO. MEADOW 6 | Generator | Yes | ST | Municipal Solid Waste |  |  | 8500 |  | CT | CT |  | Existing | 19.543 | 21.706 | 19.543 | 21.706
583 | STONY BROOK 2A | Generator | No | GT | Distillate Fuel Oil - including Diesel, No. 1, 2, and 4 |  |  | 8500 |  | MA | WCMA |  | Existing | 67 | 87 | 65 | 65
584 | STONY BROOK 2B | Generator | No | GT | Distillate Fuel Oil - including Diesel, No. 1, 2, and 4 |  |  | 8500 |  | MA | WCMA |  | Existing | 65 | 85 | 63 | 63
587 | STEVENSON | Generator | No | HW | Water at a Conventional Hydroelectric Turbine |  |  | 8500 |  | CT | CT |  | Existing | 28.311 | 28.844 | 28.311 | 28.311
590 | BORALEX STRATTON ENERGY | Generator | No | ST | Wood/Wood Waste Solids. |  |  | 8505 |  | ME | ME |  | Existing | 45.024 | 44.363 | 44.363 | 44.363
591 | SAPPI NORTH AMERICA, INC | Generator | No | ST | Wood/Wood Waste Solids. |  |  | 8505 |  | ME | ME |  | Existing | 42.59 | 49.1 | 42.59 | 42.59
592 | TAMWORTH | Generator | Yes | ST | Wood/Wood Waste Solids. |  |  | 8505 |  | NH | NH |  | Existing | 20.221 | 19.1 | 20.221 | 19.1
595 | TORRINGTON TERMINAL 10 | Generator | No | GT | Kerosene |  |  | 8500 |  | CT | CT |  | Existing | 15.638 | 20.748 | 15.638 | 15.638
596 | TUNNEL 10 | Generator | No | GT | Kerosene |  |  | 8500 |  | CT | CT |  | Existing | 16.339 | 21.691 | 16.339 | 16.339
598 | VERGENNES 5 and 6 DIESELS | Generator | No | IC | Distillate Fuel Oil - including Diesel, No. 1, 2, and 4 |  |  | 8505 |  | VT | VT |  | Existing | 3.94 | 4.24 | 3.94 | 3.94
599 | VERNON | Generator | No | HDP | Water at a Conventional Hydroelectric Turbine |  |  | 8500 |  | MA | WCMA |  | Existing | 34.9 | 34.9 | 34.9 | 34.9
612 | WATERS RIVER JET 1 | Generator | No | GT | Natural Gas |  |  | 8506 |  | MA | NEMA |  | Existing | 15.974 | 21.974 | 15.974 | 15.974
613 | WATERS RIVER JET 2 | Generator | No | GT | Natural Gas |  |  | 8506 |  | MA | NEMA |  | Existing | 30.791 | 44.046 | 30.791 | 30.791
614 | WATERBURY 22 | Generator | Yes | HDR | Water at a Conventional Hydroelectric Turbine |  |  | 8505 |  | VT | VT |  | Existing | 1.125 | 3 | 0 | 0
616 | WEST ENFIELD | Generator | Yes | HDR | Water at a Conventional Hydroelectric Turbine |  |  | 8505 |  | ME | ME |  | Existing | 9.531 | 12.13 | 9.531 | 12.13
617 | WESTON | Generator | Yes | HDR | Water at a Conventional Hydroelectric Turbine |  |  | 8505 |  | ME | ME |  | Existing | 8.337 | 10.624 | 8.337 | 10.624
618 | DG WHITEFIELD, LLC | Generator | Yes | ST | Wood/Wood Waste Solids. |  |  | 8505 |  | NH | NH |  | Existing | 16.183 | 16.15 | 16.183 | 16.15
619 | WHITE LAKE JET | Generator | No | GT | Kerosene |  |  | 8505 |  | NH | NH |  | Existing | 17.447 | 22.397 | 17.447 | 17.447
620 | WILDER | Generator | No | HW | Water at a Conventional Hydroelectric Turbine |  |  | 8505 |  | NH | NH |  | Existing | 39.083 | 40.698 | 39.083 | 39.083
621 | WILLIAMS | Generator | No | HDP | Water at a Conventional Hydroelectric Turbine |  |  | 8505 |  | ME | ME |  | Existing | 14.9 | 14.9 | 14.9 | 14.9
622 | WINOOSKI 1 | Generator | Yes | HDR | Water at a Conventional Hydroelectric Turbine |  |  | 8505 |  | VT | VT |  | Existing | 2.09 | 3.015 | 2.09 | 3.015
624 | WMI MILLBURY 1 | Generator | No | ST | Municipal Solid Waste |  |  | 8500 |  | MA | WCMA |  | Existing | 39.811 | 39.891 | 39.811 | 39.811
625 | WEST MEDWAY JET 1 | Generator | No | GT | Distillate Fuel Oil - including Diesel, No. 1, 2, and 4 |  |  | 8506 |  | MA | NEMA |  | Existing | 42 | 62.915 | 42 | 57
626 | WEST MEDWAY JET 2 | Generator | No | GT | Distillate Fuel Oil - including Diesel, No. 1, 2, and 4 |  |  | 8506 |  | MA | NEMA |  | Existing | 39.848 | 61.598 | 39.848 | 54.848
627 | WEST MEDWAY JET 3 | Generator | No | GT | Distillate Fuel Oil - including Diesel, No. 1, 2, and 4 |  |  | 8506 |  | MA | SEMA |  | Existing | 42.001 | 60.742 | 42.001 | 57.001
628 | WOODLAND ROAD | Generator | No | GT | Kerosene |  |  | 8500 |  | MA | WCMA |  | Existing | 15.962 | 20.812 | 15.962 | 15.962
630 | WEST SPRINGFIELD 10 | Generator | No | GT | Kerosene |  |  | 8500 |  | MA | WCMA |  | Existing | 17.143 | 21.928 | 17.143 | 17.143
633 | WEST SPRINGFIELD 3 | Generator | No | ST | Natural Gas |  |  | 8500 |  | MA | WCMA |  | Existing | 94.276 | 100.087 | 94.276 | 94.276
636 | WYMAN HYDRO 1 | Generator | No | HW | Water at a Conventional Hydroelectric Turbine |  |  | 8505 |  | ME | ME |  | Existing | 29.014 | 29.014 | 29.014 | 29.014
637 | WYMAN HYDRO 2 | Generator | No | HW | Water at a Conventional Hydroelectric Turbine |  |  | 8505 |  | ME | ME |  | Existing | 29.866 | 29.9 | 29.866 | 29.866
638 | WYMAN HYDRO 3 | Generator | No | HW | Water at a Conventional Hydroelectric Turbine |  |  | 8505 |  | ME | ME |  | Existing | 28.854 | 29.13 | 28.854 | 28.854
639 | YARMOUTH 1 | Generator | No | ST | Residual Fuel Oil Bunker C |  |  | 8505 |  | ME | ME |  | Existing | 50.065 | 49.51 | 0 | 0
640 | YARMOUTH 2 | Generator | No | ST | Residual Fuel Oil Bunker C |  |  | 8505 |  | ME | ME |  | Existing | 48.41 | 52.823 | 0 | 0
641 | YARMOUTH 3 | Generator | No | ST | Residual Fuel Oil Bunker C |  |  | 8505 |  | ME | ME |  | Existing | 110.87 | 113.78 | 0 | 0
642 | YARMOUTH 4 | Generator | No | ST | Residual Fuel Oil Bunker C |  |  | 8505 |  | ME | ME |  | Existing | 602.05 | 605.875 | 0 | 0
715 | ROCHESTER LANDFILL | Generator | No | GT | Landfill Gas |  |  | 8505 |  | NH | NH |  | Existing | 2.126 | 2.244 | 2.126 | 2.126
737 | SIMPSON G LOAD REDUCER | Generator | Yes | HDR | Water at a Conventional Hydroelectric Turbine |  |  | 8505 |  | VT | VT |  | Existing | 2.385 | 3.001 | 2.385 | 3.001
739 | ROCKY RIVER | Generator | No | PS | Water at a Conventional Hydroelectric Turbine |  |  | 8500 |  | CT | CT |  | Existing | 28.795 | 28.127 | 28.127 | 28.127
754 | BAR MILLS | Generator | Yes | HDR | Water at a Conventional Hydroelectric Turbine |  |  | 8505 |  | ME | ME |  | Existing | 0.413 | 1.342 | 0.413 | 1.342
755 | BONNY EAGLE W. BUXTON | Generator | Yes | HDR | Water at a Conventional Hydroelectric Turbine |  |  | 8505 |  | ME | ME |  | Existing | 4.919 | 9.938 | 4.919 | 9.938
757 | HARRIS 4 | Generator | No | HW | Water at a Conventional Hydroelectric Turbine |  |  | 8505 |  | ME | ME |  | Existing | 1.436 | 1.249 | 1.249 | 1.249
759 | MESSALONSKEE COMPOSITE | Generator | Yes | HDR | Water at a Conventional Hydroelectric Turbine |  |  | 8505 |  | ME | ME |  | Existing | 2.117 | 4.979 | 2.117 | 4.979
760 | NORTH GORHAM | Generator | Yes | HDR | Water at a Conventional Hydroelectric Turbine |  |  | 8505 |  | ME | ME |  | Existing | 1.203 | 1.11 | 1.203 | 1.11
761 | SHAWMUT | Generator | Yes | HDR | Water at a Conventional Hydroelectric Turbine |  |  | 8505 |  | ME | ME |  | Existing | 5.222 | 6.793 | 5.222 | 6.793
766 | CABOT TURNERS FALLS | Generator | No | HDP | Water at a Conventional Hydroelectric Turbine |  |  | 8500 |  | MA | WCMA |  | Existing | 67.881 | 68.2 | 67.881 | 67.881
767 | SES CONCORD | Generator | Yes | ST | Municipal Solid Waste |  |  | 8505 |  | NH | NH |  | Existing | 11.991 | 12.35 | 11.991 | 12.35
768 | GARVINS HOOKSETT | Generator | Yes | HDR | Water at a Conventional Hydroelectric Turbine |  |  | 8505 |  | NH | NH |  | Existing | 3.29 | 6.194 | 3.29 | 6.194
769 | HADLEY FALLS 1&2 | Generator | Yes | HDR | Water at a Conventional Hydroelectric Turbine |  |  | 8500 |  | MA | WCMA |  | Existing | 13.479 | 26.835 | 13.479 | 26.835
772 | NEWPORT HYDRO | Generator | Yes | HW | Water at a Conventional Hydroelectric Turbine |  |  | 8505 |  | VT | VT |  | Existing | 1.285 | 1.764 | 0 | 0
774 | LOWER LAMOILLE COMPOSITE | Generator | No | HW | Water at a Conventional Hydroelectric Turbine |  |  | 8505 |  | VT | VT |  | Existing | 15.8 | 16 | 15.8 | 15.8
779 | MIDDLESEX 2 | Generator | Yes | HDR | Water at a Conventional Hydroelectric Turbine |  |  | 8505 |  | VT | VT |  | Existing | 0.851 | 1.407 | 0.851 | 1.407
781 | WEST DANVILLE 1 | Generator | Yes | HDR | Water at a Conventional Hydroelectric Turbine |  |  | 8505 |  | VT | VT |  | Existing | 0 | 0.16 | 0 | 0.16
786 | KEZAR LEDGEMERE COMPOSITE | Generator | Yes | HDR | Water at a Conventional Hydroelectric Turbine |  |  | 8505 |  | ME | ME |  | Existing | 0.338 | 0.91 | 0.338 | 0.91
789 | CEC 002 PAWTUCKET U5 | Generator | Yes | HDR | Water at a Conventional Hydroelectric Turbine |  |  | 8506 |  | RI | RI |  | Existing | 0.099 | 0.584 | 0.099 | 0.584
792 | CENTENNIAL HYDRO | Generator | Yes | HDR | Water at a Conventional Hydroelectric Turbine |  |  | 8500 |  | MA | WCMA |  | Existing | 0.139 | 0.562 | 0.139 | 0.562
793 | METHUEN HYDRO | Generator | Yes | HDR | Water at a Conventional Hydroelectric Turbine |  |  | 8506 |  | MA | NEMA |  | Existing | 0 | 0.136 | 0 | 0.136
794 | MINIWAWA | Generator | Yes | HDR | Water at a Conventional Hydroelectric Turbine |  |  | 8505 |  | NH | NH |  | Existing | 0.142 | 0.544 | 0.142 | 0.544
795 | RIVER MILL HYDRO | Generator | Yes | HDR | Water at a Conventional Hydroelectric Turbine |  |  | 8505 |  | NH | NH |  | Existing | 0 | 0.045 | 0 | 0.045
796 | GOODWIN DAM | Generator | No | HDP | Water at a Conventional Hydroelectric Turbine |  |  | 8500 |  | CT | CT |  | Existing | 3 | 3 | 3 | 3
797 | CEC 003 WYRE WYND U5 | Generator | Yes | HDR | Water at a Conventional Hydroelectric Turbine |  |  | 8500 |  | CT | CT |  | Existing | 0.372 | 1.03 | 0.372 | 1.03
798 | COLEBROOK | Generator | Yes | HDR | Water at a Conventional Hydroelectric Turbine |  |  | 8500 |  | CT | CT |  | Existing | 0.644 | 0.366 | 0.644 | 0.366
800 | KINNEYTOWN B | Generator | Yes | HDR | Water at a Conventional Hydroelectric Turbine |  |  | 8500 |  | CT | CT |  | Existing | 0.027 | 0.521 | 0.027 | 0.521
801 | WILLIMANTIC 1 | Generator | Yes | HDR | Water at a Conventional Hydroelectric Turbine |  |  | 8500 |  | CT | CT |  | Existing | 0 | 0.164 | 0 | 0.164
802 | WILLIMANTIC 2 | Generator | Yes | HDR | Water at a Conventional Hydroelectric Turbine |  |  | 8500 |  | CT | CT |  | Existing | 0 | 0.057 | 0 | 0.057
803 | TOUTANT | Generator | Yes | HDR | Water at a Conventional Hydroelectric Turbine |  |  | 8500 |  | CT | CT |  | Existing | 0.028 | 0.131 | 0.028 | 0.131
804 | PUTNAM | Generator | Yes | HDR | Water at a Conventional Hydroelectric Turbine |  |  | 8500 |  | CT | CT |  | Existing | 0.068 | 0.358 | 0.068 | 0.358
806 | MECHANICSVILLE | Generator | Yes | HDR | Water at a Conventional Hydroelectric Turbine |  |  | 8500 |  | CT | CT |  | Existing | 0.033 | 0.132 | 0.033 | 0.132
807 | CEC 004 DAYVILLE POND U5 | Generator | Yes | HDR | Water at a Conventional Hydroelectric Turbine |  |  | 8500 |  | CT | CT |  | Existing | 0 | 0.05 | 0 | 0.05
808 | SANDY HOOK HYDRO | Generator | Yes | HDR | Water at a Conventional Hydroelectric Turbine |  |  | 8500 |  | CT | CT |  | Existing | 0 | 0.052 | 0 | 0.052
810 | QUINEBAUG | Generator | Yes | HDR | Water at a Conventional Hydroelectric Turbine |  |  | 8500 |  | CT | CT |  | Existing | 0.17 | 0.811 | 0.17 | 0.811
811 | BANTAM | Generator | Yes | HDR | Water at a Conventional Hydroelectric Turbine |  |  | 8500 |  | CT | CT |  | Existing | 0.014 | 0.042 | 0.014 | 0.042
812 | BEEBE HOLBROOK | Generator | Yes | HDR | Water at a Conventional Hydroelectric Turbine |  |  | 8500 |  | MA | WCMA |  | Existing | 0.063 | 0.062 | 0 | 0
813 | TUNNEL | Generator | Yes | HDR | Water at a Conventional Hydroelectric Turbine |  |  | 8500 |  | CT | CT |  | Existing | 0.276 | 1.159 | 0.276 | 1.159
814 | PATCH | Generator | Yes | HDR | Water at a Conventional Hydroelectric Turbine |  |  | 8505 |  | VT | VT |  | Existing | 0.006 | 0.035 | 0 | 0
815 | CARVER FALLS | Generator | Yes | HDR | Water at a Conventional Hydroelectric Turbine |  |  | 8505 |  | VT | VT |  | Existing | 0.051 | 0.826 | 0 | 0
816 | CAVENDISH | Generator | Yes | HDR | Water at a Conventional Hydroelectric Turbine |  |  | 8505 |  | VT | VT |  | Existing | 0.23 | 0.529 | 0.23 | 0.529
817 | TAFTSVILLE VT | Generator | Yes | HDR | Water at a Conventional Hydroelectric Turbine |  |  | 8505 |  | VT | VT |  | Existing | 0.032 | 0.044 | 0 | 0
818 | PIERCE MILLS | Generator | Yes | HDR | Water at a Conventional Hydroelectric Turbine |  |  | 8505 |  | VT | VT |  | Existing | 0.114 | 0.139 | 0.114 | 0.139
819 | ARNOLD FALLS | Generator | Yes | HDR | Water at a Conventional Hydroelectric Turbine |  |  | 8505 |  | VT | VT |  | Existing | 0.093 | 0.106 | 0 | 0
820 | PASSUMPSIC | Generator | Yes | HDR | Water at a Conventional Hydroelectric Turbine |  |  | 8505 |  | VT | VT |  | Existing | 0.068 | 0.188 | 0 | 0
821 | GAGE | Generator | Yes | HDR | Water at a Conventional Hydroelectric Turbine |  |  | 8505 |  | VT | VT |  | Existing | 0.171 | 0.303 | 0.171 | 0.303
822 | SMITH (CVPS) | Generator | Yes | HDR | Water at a Conventional Hydroelectric Turbine |  |  | 8505 |  | VT | VT |  | Existing | 0.437 | 0.425 | 0.425 | 0.425
823 | EAST BARNET | Generator | Yes | HDR | Water at a Conventional Hydroelectric Turbine |  |  | 8505 |  | VT | VT |  | Existing | 0.537 | 0.753 | 0.537 | 0.753
824 | BATH ELECTRIC HYDRO | Generator | Yes | HDR | Water at a Conventional Hydroelectric Turbine |  |  | 8505 |  | NH | NH |  | Existing | 0.219 | 0.247 | 0.219 | 0.247
827 | SEARSBURG WIND | Generator | Yes | WT | Wind |  |  | 8500 |  | MA | WCMA |  | Existing | 0.17 | 1.114 | 0.17 | 1.114
832 | CENTER RUTLAND | Generator | Yes | HDR | Water at a Conventional Hydroelectric Turbine |  |  | 8505 |  | VT | VT |  | Existing | 0.019 | 0.028 | 0 | 0
833 | BARNET | Generator | Yes | HDR | Water at a Conventional Hydroelectric Turbine |  |  | 8505 |  | VT | VT |  | Existing | 0.082 | 0.122 | 0 | 0
834 | COMTU FALLS | Generator | Yes | HDR | Water at a Conventional Hydroelectric Turbine |  |  | 8505 |  | VT | VT |  | Existing | 0.141 | 0.333 | 0.141 | 0.333
835 | DEWEY MILLS | Generator | Yes | HDR | Water at a Conventional Hydroelectric Turbine |  |  | 8505 |  | VT | VT |  | Existing | 0.394 | 0.54 | 0.394 | 0.54
836 | EMERSON FALLS | Generator | Yes | HDR | Water at a Conventional Hydroelectric Turbine |  |  | 8505 |  | VT | VT |  | Existing | 0.006 | 0.02 | 0.006 | 0.02
839 | LADD'S MILL | Generator | Yes | HDR | Water at a Conventional Hydroelectric Turbine |  |  | 8505 |  | VT | VT |  | Existing | 0.011 | 0.038 | 0.011 | 0.038
840 | MARTINSVILLE | Generator | Yes | HDR | Water at a Conventional Hydroelectric Turbine |  |  | 8505 |  | VT | VT |  | Existing | 0.042 | 0.079 | 0 | 0
841 | MORETOWN 8 | Generator | Yes | HDR | Water at a Conventional Hydroelectric Turbine |  |  | 8505 |  | VT | VT |  | Existing | 0.155 | 0.247 | 0.155 | 0.247
842 | NANTANA MILL | Generator | Yes | HDR | Water at a Conventional Hydroelectric Turbine |  |  | 8505 |  | VT | VT |  | Existing | 0.039 | 0.079 | 0.039 | 0.079
843 | NEWBURY | Generator | Yes | HDR | Water at a Conventional Hydroelectric Turbine |  |  | 8505 |  | VT | VT |  | Existing | 0.08 | 0.129 | 0 | 0
844 | OTTAUQUECHEE | Generator | Yes | HDR | Water at a Conventional Hydroelectric Turbine |  |  | 8505 |  | VT | VT |  | Existing | 0.213 | 0.332 | 0.213 | 0.332
845 | SLACK DAM | Generator | Yes | HDR | Water at a Conventional Hydroelectric Turbine |  |  | 8505 |  | VT | VT |  | Existing | 0.122 | 0.241 | 0.122 | 0.241
846 | WINOOSKI 8 | Generator | Yes | HDR | Water at a Conventional Hydroelectric Turbine |  |  | 8505 |  | VT | VT |  | Existing | 0.197 | 0.237 | 0.197 | 0.237
849 | CRESCENT DAM | Generator | Yes | HDR | Water at a Conventional Hydroelectric Turbine |  |  | 8500 |  | MA | WCMA |  | Existing | 0.286 | 0.505 | 0.286 | 0.505
850 | GLENDALE HYDRO | Generator | Yes | HDR | Water at a Conventional Hydroelectric Turbine |  |  | 8500 |  | MA | WCMA |  | Existing | 0.176 | 0.457 | 0.176 | 0.457
851 | GARDNER FALLS | Generator | Yes | HDR | Water at a Conventional Hydroelectric Turbine |  |  | 8500 |  | MA | WCMA |  | Existing | 0.099 | 0.358 | 0.099 | 0.358
852 | SOUTH BARRE HYDRO | Generator | Yes | HDR | Water at a Conventional Hydroelectric Turbine |  |  | 8500 |  | MA | WCMA |  | Existing | 0.024 | 0.137 | 0.024 | 0.137
853 | WEBSTER HYDRO | Generator | Yes | HDR | Water at a Conventional Hydroelectric Turbine |  |  | 8500 |  | MA | WCMA |  | Existing | 0 | 0.015 | 0 | 0.015
854 | ORANGE HYDRO 1 | Generator | Yes | HDR | Water at a Conventional Hydroelectric Turbine |  |  | 8500 |  | MA | WCMA |  | Existing | 0 | 0.096 | 0 | 0.096
855 | ORANGE HYDRO 2 | Generator | Yes | HDR | Water at a Conventional Hydroelectric Turbine |  |  | 8500 |  | MA | WCMA |  | Existing | 0.068 | 0.15 | 0.068 | 0.15
856 | HUNT'S POND | Generator | Yes | HDR | Water at a Conventional Hydroelectric Turbine |  |  | 8500 |  | MA | WCMA |  | Existing | 0 | 0.026 | 0 | 0.026
857 | OAKDALE HYDRO | Generator | Yes | HDR | Water at a Conventional Hydroelectric Turbine |  |  | 8500 |  | MA | WCMA |  | Existing | 2.535 | 0.223 | 2.535 | 0.223
859 | BOATLOCK | Generator | Yes | HDR | Water at a Conventional Hydroelectric Turbine |  |  | 8500 |  | MA | WCMA |  | Existing | 1.367 | 1.884 | 1.367 | 1.884
860 | BRIAR HYDRO | Generator | Yes | HDR | Water at a Conventional Hydroelectric Turbine |  |  | 8505 |  | NH | NH |  | Existing | 0.991 | 2.422 | 0.991 | 2.422
861 | CANAAN | Generator | Yes | HDR | Water at a Conventional Hydroelectric Turbine |  |  | 8505 |  | NH | NH |  | Existing | 0.75 | 0.96 | 0.75 | 0.96
862 | CHEMICAL | Generator | Yes | HDR | Water at a Conventional Hydroelectric Turbine |  |  | 8500 |  | MA | WCMA |  | Existing | 0.356 | 0.302 | 0.356 | 0.302
863 | CLEMENT DAM | Generator | Yes | HDR | Water at a Conventional Hydroelectric Turbine |  |  | 8505 |  | NH | NH |  | Existing | 0.446 | 0.557 | 0.446 | 0.557
864 | DWIGHT | Generator | Yes | HDR | Water at a Conventional Hydroelectric Turbine |  |  | 8500 |  | MA | WCMA |  | Existing | 0.153 | 0.169 | 0.153 | 0.169
865 | ERROL | Generator | Yes | HDR | Water at a Conventional Hydroelectric Turbine |  |  | 8505 |  | NH | NH |  | Existing | 1.862 | 1.955 | 1.862 | 1.955
866 | GREGGS | Generator | Yes | HDR | Water at a Conventional Hydroelectric Turbine |  |  | 8505 |  | NH | NH |  | Existing | 0.359 | 1.069 | 0.359 | 1.069
867 | INDIAN ORCHARD | Generator | Yes | HDR | Water at a Conventional Hydroelectric Turbine |  |  | 8500 |  | MA | WCMA |  | Existing | 0.086 | 0.432 | 0.086 | 0.432
868 | MILTON MILLS HYDRO | Generator | Yes | HDR | Water at a Conventional Hydroelectric Turbine |  |  | 8505 |  | NH | NH |  | Existing | 0.277 | 1.028 | 0.277 | 1.028
869 | MINE FALLS | Generator | Yes | HDR | Water at a Conventional Hydroelectric Turbine |  |  | 8505 |  | NH | NH |  | Existing | 0.39 | 1.194 | 0.39 | 1.194
870 | PEMBROKE | Generator | Yes | HDR | Water at a Conventional Hydroelectric Turbine |  |  | 8505 |  | NH | NH |  | Existing | 0.242 | 1.07 | 0.242 | 1.07
871 | PENNACOOK FALLS LOWER | Generator | Yes | HDR | Water at a Conventional Hydroelectric Turbine |  |  | 8505 |  | NH | NH |  | Existing | 1.164 | 2.587 | 1.164 | 2.587
872 | PENNACOOK FALLS UPPER | Generator | Yes | HDR | Water at a Conventional Hydroelectric Turbine |  |  | 8505 |  | NH | NH |  | Existing | 0.834 | 1.805 | 0.834 | 1.805
873 | PUTTS BRIDGE | Generator | Yes | HDR | Water at a Conventional Hydroelectric Turbine |  |  | 8500 |  | MA | WCMA |  | Existing | 0.487 | 1.869 | 0.487 | 1.869
874 | RED BRIDGE | Generator | Yes | HDR | Water at a Conventional Hydroelectric Turbine |  |  | 8500 |  | MA | WCMA |  | Existing | 0.181 | 0.927 | 0.181 | 0.927
875 | RIVER BEND | Generator | Yes | HDR | Water at a Conventional Hydroelectric Turbine |  |  | 8505 |  | NH | NH |  | Existing | 0.734 | 0.828 | 0.734 | 0.828
875 | RIVER BEND | Generator | Yes | HDR | Water |  |  | 8505 |  | NH | NH |  | New | 0.128 | 0.149 | 0.128 | 0.149
876 | ROBERTSVILLE | Generator | Yes | HDR | Water at a Conventional Hydroelectric Turbine |  |  | 8500 |  | CT | CT |  | Existing | 0 | 0.013 | 0 | 0.013
877 | SCOTLAND | Generator | Yes | HDR | Water at a Conventional Hydroelectric Turbine |  |  | 8500 |  | CT | CT |  | Existing | 0 | 0.457 | 0 | 0.457
878 | SKINNER | Generator | Yes | HDR | Water at a Conventional Hydroelectric Turbine |  |  | 8500 |  | MA | WCMA |  | Existing | 0.1 | 0.15 | 0.1 | 0.15
879 | TAFTVILLE CT | Generator | Yes | HDR | Water at a Conventional Hydroelectric Turbine |  |  | 8500 |  | CT | CT |  | Existing | 0.075 | 0.721 | 0.075 | 0.721
882 | FRANKLIN FALLS | Generator | Yes | HDR | Water at a Conventional Hydroelectric Turbine |  |  | 8505 |  | NH | NH |  | Existing | 0.412 | 0.448 | 0.412 | 0.448
883 | SALMON FALLS HYDRO | Generator | Yes | HDR | Water at a Conventional Hydroelectric Turbine |  |  | 8505 |  | ME | ME |  | Existing | 0.029 | 0.434 | 0.029 | 0.434
884 | SWANS FALLS | Generator | Yes | HDR | Water at a Conventional Hydroelectric Turbine |  |  | 8505 |  | NH | NH |  | Existing | 0.258 | 0.351 | 0.258 | 0.351
886 | COCHECO FALLS | Generator | Yes | HDR | Water at a Conventional Hydroelectric Turbine |  |  | 8505 |  | NH | NH |  | Existing | 0.064 | 0.228 | 0.064 | 0.228
887 | CHINA MILLS DAM | Generator | Yes | HDR | Water at a Conventional Hydroelectric Turbine |  |  | 8505 |  | NH | NH |  | Existing | 0.005 | 0.327 | 0.005 | 0.327
888 | NEWFOUND HYDRO | Generator | Yes | HDR | Water at a Conventional Hydroelectric Turbine |  |  | 8505 |  | NH | NH |  | Existing | 0.258 | 0.73 | 0.258 | 0.73
889 | SUNAPEE HYDRO | Generator | Yes | HDR | Water at a Conventional Hydroelectric Turbine |  |  | 8505 |  | NH | NH |  | Existing | 0.106 | 0.259 | 0.106 | 0.259
890 | NASHUA HYDRO | Generator | Yes | HDR | Water at a Conventional Hydroelectric Turbine |  |  | 8505 |  | NH | NH |  | Existing | 0.077 | 0.591 | 0.077 | 0.591
891 | HILLSBORO MILLS | Generator | Yes | HDR | Water at a Conventional Hydroelectric Turbine |  |  | 8505 |  | NH | NH |  | Existing | 0 | 0.083 | 0 | 0.083
892 | LAKEPORT DAM | Generator | Yes | HDR | Water at a Conventional Hydroelectric Turbine |  |  | 8505 |  | NH | NH |  | Existing | 0.231 | 0.206 | 0.231 | 0.206
893 | WEST HOPKINTON HYDRO | Generator | Yes | HDR | Water at a Conventional Hydroelectric Turbine |  |  | 8505 |  | NH | NH |  | Existing | 0.136 | 0.317 | 0.136 | 0.317
894 | LISBON HYDRO | Generator | Yes | HDR | Water at a Conventional Hydroelectric Turbine |  |  | 8505 |  | NH | NH |  | Existing | 0.241 | 0.268 | 0.241 | 0.268
895 | LOWER ROBERTSON DAM | Generator | Yes | HDR | Water at a Conventional Hydroelectric Turbine |  |  | 8505 |  | NH | NH |  | Existing | 0.279 | 0.489 | 0.279 | 0.489
897 | OLD NASH DAM | Generator | Yes | HDR | Water at a Conventional Hydroelectric Turbine |  |  | 8505 |  | NH | NH |  | Existing | 0.024 | 0.083 | 0.024 | 0.083
898 | SUGAR RIVER HYDRO | Generator | Yes | HDR | Water at a Conventional Hydroelectric Turbine |  |  | 8505 |  | NH | NH |  | Existing | 0.012 | 0.081 | 0.012 | 0.081
900 | GREAT FALLS LOWER | Generator | Yes | HDR | Water at a Conventional Hydroelectric Turbine |  |  | 8505 |  | NH | NH |  | Existing | 0.087 | 0.512 | 0.087 | 0.512
901 | WATERLOOM FALLS | Generator | Yes | HDR | Water at a Conventional Hydroelectric Turbine |  |  | 8505 |  | NH | NH |  | Existing | 0 | 0.028 | 0 | 0.028
902 | HOSIERY MILL DAM | Generator | Yes | HDR | Water at a Conventional Hydroelectric Turbine |  |  | 8505 |  | NH | NH |  | Existing | 0.07 | 0.223 | 0.07 | 0.223
903 | WYANDOTTE HYDRO | Generator | Yes | HDR | Water at a Conventional Hydroelectric Turbine |  |  | 8505 |  | NH | NH |  | Existing | 0 | 0.04 | 0 | 0.04
904 | LOCHMERE DAM | Generator | Yes | HDR | Water at a Conventional Hydroelectric Turbine |  |  | 8505 |  | NH | NH |  | Existing | 0.286 | 0.427 | 0.286 | 0.427
905 | ASHUELOT HYDRO | Generator | Yes | HDR | Water at a Conventional Hydroelectric Turbine |  |  | 8505 |  | NH | NH |  | Existing | 0.302 | 0.467 | 0.302 | 0.467
906 | ROLLINSFORD HYDRO | Generator | Yes | HDR | Water at a Conventional Hydroelectric Turbine |  |  | 8505 |  | NH | NH |  | Existing | 0.092 | 0.755 | 0.092 | 0.755
908 | OTIS MILL HYDRO | Generator | Yes | HDR | Water at a Conventional Hydroelectric Turbine |  |  | 8505 |  | NH | NH |  | Existing | 0 | 0.011 | 0 | 0.011
909 | STEELS POND HYDRO | Generator | Yes | HDR | Water at a Conventional Hydroelectric Turbine |  |  | 8505 |  | NH | NH |  | Existing | 0.045 | 0.173 | 0.045 | 0.173
910 | CAMPTON DAM | Generator | Yes | HDR | Water at a Conventional Hydroelectric Turbine |  |  | 8505 |  | NH | NH |  | Existing | 0.063 | 0.106 | 0.063 | 0.106
911 | KELLEYS FALLS | Generator | Yes | HDR | Water at a Conventional Hydroelectric Turbine |  |  | 8505 |  | NH | NH |  | Existing | 0.021 | 0.16 | 0.021 | 0.16
913 | GOODRICH FALLS | Generator | Yes | HDR | Water at a Conventional Hydroelectric Turbine |  |  | 8505 |  | NH | NH |  | Existing | 0.133 | 0.215 | 0.133 | 0.215
914 | CHAMBERLAIN FALLS | Generator | Yes | HDR | Water at a Conventional Hydroelectric Turbine |  |  | 8505 |  | NH | NH |  | Existing | 0 | 0 | 0 | 0
919 | HOPKINTON HYDRO | Generator | Yes | HDR | Water at a Conventional Hydroelectric Turbine |  |  | 8505 |  | NH | NH |  | Existing | 0.095 | 0.155 | 0.095 | 0.155
925 | OTTER LANE HYDRO | Generator | Yes | HDR | Water at a Conventional Hydroelectric Turbine |  |  | 8505 |  | NH | NH |  | Existing | 0.008 | 0.031 | 0.008 | 0.031
926 | PETERBOROUGH LOWER HYDRO | Generator | Yes | HDR | Water at a Conventional Hydroelectric Turbine |  |  | 8505 |  | NH | NH |  | Existing | 0.024 | 0.126 | 0.024 | 0.126
928 | SALMON BROOK STATION 3 | Generator | Yes | HDR | Water at a Conventional Hydroelectric Turbine |  |  | 8505 |  | NH | NH |  | Existing | 0.023 | 0.098 | 0.023 | 0.098
931 | AVERY DAM | Generator | Yes | HDR | Water at a Conventional Hydroelectric Turbine |  |  | 8505 |  | NH | NH |  | Existing | 0.18 | 0.182 | 0.18 | 0.182
932 | WATSON DAM | Generator | Yes | HDR | Water at a Conventional Hydroelectric Turbine |  |  | 8505 |  | NH | NH |  | Existing | 0.027 | 0.129 | 0.027 | 0.129
933 | WESTON DAM | Generator | Yes | HDR | Water at a Conventional Hydroelectric Turbine |  |  | 8505 |  | NH | NH |  | Existing | 0.215 | 0.301 | 0.215 | 0.301
935 | SUNNYBROOK HYDRO 2 | Generator | Yes | HDR | Water at a Conventional Hydroelectric Turbine |  |  | 8505 |  | NH | NH |  | Existing | 0.011 | 0.008 | 0.011 | 0.008
941 | PETERBOROUGH UPPER HYDRO | Generator | Yes | HDR | Water at a Conventional Hydroelectric Turbine |  |  | 8505 |  | NH | NH |  | Existing | 0.016 | 0.146 | 0.016 | 0.146
943 | FOUR HILLS LANDFILL | Generator | Yes | IC | Landfill Gas |  |  | 8505 |  | NH | NH |  | Existing | 0.932 | 0.786 | 0.932 | 0.786
948 | PEPPERELL HYDRO COMPANY LLC | Generator | Yes | HDR | Water at a Conventional Hydroelectric Turbine |  |  | 8500 |  | MA | WCMA |  | Existing | 0.302 | 0.534 | 0.302 | 0.534
949 | VALLEY HYDRO - QF | Generator | Yes | HDR | Water at a Conventional Hydroelectric Turbine |  |  | 8506 |  | RI | RI |  | Existing | 0.001 | 0.045 | 0.001 | 0.045
950 | LP ATHOL - QF | Generator | Yes | HDR | Water at a Conventional Hydroelectric Turbine |  |  | 8500 |  | MA | WCMA |  | Existing | 0.034 | 0.066 | 0.034 | 0.066
951 | BALTIC MILLS - QF | Generator | Yes | HDR | Water at a Conventional Hydroelectric Turbine |  |  | 8505 |  | NH | NH |  | Existing | 0.025 | 0.051 | 0.025 | 0.051
957 | HG&E HYDRO CABOT 1-4 | Generator | Yes | HDR | Water at a Conventional Hydroelectric Turbine |  |  | 8500 |  | MA | WCMA |  | Existing | 1.019 | 0.742 | 1.019 | 0.742
969 | POWDER MILL HYDRO | Generator | Yes | HDR | Water at a Conventional Hydroelectric Turbine |  |  | 8500 |  | MA | WCMA |  | Existing | 0 | 0.039 | 0 | 0.039
970 | DUDLEY HYDRO | Generator | Yes | HDR | Water at a Conventional Hydroelectric Turbine |  |  | 8500 |  | MA | WCMA |  | Existing | 0.008 | 0.074 | 0.008 | 0.074
978 | NEW MILFORD | Generator | Yes | IC | Other Biomass Gas. Includes digester gas, methane, and other biomass gasses. |  |  | 8500 |  | CT | CT |  | Existing | 1.093 | 1.183 | 1.093 | 1.183
1005 | BG DIGHTON POWER LLC | Generator | No | CC | Natural Gas |  |  | 8506 |  | MA | SEMA |  | Existing | 164.039 | 186.99 | 164.039 | 164.039
1030 | OAK BLUFFS | Generator | No | IC | Kerosene |  |  | 8506 |  | MA | SEMA |  | Existing | 7.471 | 8.12 | 7.471 | 7.471
1031 | WEST TISBURY | Generator | No | IC | Kerosene |  |  | 8506 |  | MA | SEMA |  | Existing | 5.005 | 5.142 | 5.005 | 5.005
1032 | BRIDGEPORT ENERGY 1 | Generator | No | CC | Natural Gas |  |  | 8500 |  | CT | CT |  | Existing | 476.082 | 584.997 | 476.082 | 476.082
1034 | RIVERSIDE 4-7 | Generator | Yes | HDR | Water at a Conventional Hydroelectric Turbine |  |  | 8500 |  | MA | WCMA |  | Existing | 1.872 | 1.545 | 1.872 | 1.545
1035 | RIVERSIDE 8 | Generator | Yes | HDR | Water at a Conventional Hydroelectric Turbine |  |  | 8500 |  | MA | WCMA |  | Existing | 2.602 | 3.055 | 2.602 | 3.055
1047 | FAIRFAX | Generator | Yes | HDR | Water at a Conventional Hydroelectric Turbine |  |  | 8505 |  | VT | VT |  | Existing | 1.753 | 3.496 | 1.753 | 3.496
1048 | WARE HYDRO | Generator | Yes | HDR | Water at a Conventional Hydroelectric Turbine |  |  | 8500 |  | MA | WCMA |  | Existing | 0.086 | 0.522 | 0.086 | 0.522
1049 | COLLINS HYDRO | Generator | Yes | HDR | Water at a Conventional Hydroelectric Turbine |  |  | 8500 |  | MA | WCMA |  | Existing | 0.28 | 0.585 | 0.28 | 0.585
1050 | CHICOPEE HYDRO | Generator | Yes | HDR | Water at a Conventional Hydroelectric Turbine |  |  | 8500 |  | MA | WCMA |  | Existing | 0.452 | 0.994 | 0.452 | 0.994
1054 | BLACKSTONE HYDRO ASSOC | Generator | Yes | HDR | Water at a Conventional Hydroelectric Turbine |  |  | 8506 |  | RI | RI |  | Existing | 0 | 0.143 | 0 | 0.143
1057 | BLACKSTONE HYDRO LOAD REDUCER | Generator | Yes | HDR | Water at a Conventional Hydroelectric Turbine |  |  | 8506 |  | RI | RI |  | Existing | 0.167 | 0.467 | 0.167 | 0.467
1059 | BARRE LANDFILL | Generator | Yes | IC | Landfill Gas |  |  | 8500 |  | MA | WCMA |  | Existing | 0.548 | 0.604 | 0 | 0
1061 | MASCOMA HYDRO | Generator | Yes | HDR | Water at a Conventional Hydroelectric Turbine |  |  | 8505 |  | NH | NH |  | Existing | 0.116 | 0.497 | 0.116 | 0.497
1062 | MWRA COSGROVE | Generator | Yes | HW | Water at a Conventional Hydroelectric Turbine |  |  | 8500 |  | MA | WCMA |  | Existing | 0.733 | 0.312 | 0.733 | 0.312
1086 | BERKSHIRE POWER | Generator | No | CC | Natural Gas |  |  | 8500 |  | MA | WCMA |  | Existing | 229.279 | 246.279 | 229.279 | 229.279
1109 | MMWAC | Generator | Yes | ST | Municipal Solid Waste |  |  | 8505 |  | ME | ME |  | Existing | 1.853 | 2.041 | 1.853 | 2.041
1113 | BRASSUA HYDRO | Generator | No | HDP | Water at a Conventional Hydroelectric Turbine |  |  | 8505 |  | ME | ME |  | Existing | 4.203 | 4.203 | 4.203 | 4.203
1114 | MADISON COMPOSITE | Generator | Yes | HDR | Water at a Conventional Hydroelectric Turbine |  |  | 8505 |  | ME | ME |  | Existing | 13.988 | 17.933 | 13.988 | 17.933
1117 | GREAT WORKS COMPOSITE | Generator | Yes | HDR | Water at a Conventional Hydroelectric Turbine |  |  | 8505 |  | ME | ME |  | Existing | 0.011 | 0.116 | 0.009 | 0.095
1119 | KENNEBAGO HYDRO | Generator | Yes | HDR | Water at a Conventional Hydroelectric Turbine |  |  | 8505 |  | ME | ME |  | Existing | 0.166 | 0.401 | 0.166 | 0.401
1122 | CASCADE-DIAMOND-QF | Generator | Yes | HDR | Water at a Conventional Hydroelectric Turbine |  |  | 8500 |  | MA | WCMA |  | Existing | 0.053 | 0.246 | 0.053 | 0.246
1185 | STONY BROOK GT1A | Generator | No | CC | Distillate Fuel Oil - including Diesel, No. 1, 2, and 4 |  |  | 8500 |  | MA | WCMA |  | Existing | 103.167 | 118.5 | 100 | 100
1186 | STONY BROOK GT1B | Generator | No | CC | Distillate Fuel Oil - including Diesel, No. 1, 2, and 4 |  |  | 8500 |  | MA | WCMA |  | Existing | 99.932 | 115.932 | 97 | 97
1187 | STONY BROOK GT1C | Generator | No | CC | Distillate Fuel Oil - including Diesel, No. 1, 2, and 4 |  |  | 8500 |  | MA | WCMA |  | Existing | 103.167 | 118.5 | 100 | 100
1209 | CRRA HARTFORD LANDFILL | Generator | Yes | IC | Landfill Gas |  |  | 8500 |  | CT | CT |  | Existing | 1.033 | 1.078 | 0 | 0
1210 | MILLENNIUM | Generator | No | CC | Natural Gas |  |  | 8500 |  | MA | WCMA |  | Existing | 331 | 383.904 | 331 | 331
1216 | MAINE INDEPENDENCE STATION | Generator | No | CC | Natural Gas |  |  | 8505 |  | ME | ME |  | Existing | 492.658 | 538.276 | 492.658 | 492.658
1221 | ESSEX DIESELS | Generator | No | IC | Distillate Fuel Oil - including Diesel, No. 1, 2, and 4 |  |  | 8505 |  | VT | VT |  | Existing | 7.215 | 7.246 | 7.215 | 7.215
1226 | TIVERTON POWER | Generator | No | CC | Natural Gas |  |  | 8506 |  | RI | RI |  | Existing | 265.377 | 295.897 | 265.377 | 265.377
1255 | RUMFORD POWER | Generator | No | CC | Natural Gas |  |  | 8505 |  | ME | ME |  | Existing | 244.281 | 269.091 | 244.281 | 244.281
1258 | BHE SMALL HYDRO COMPOSITE | Generator | Yes | HDR | Water at a Conventional Hydroelectric Turbine |  |  | 8505 |  | ME | ME |  | Existing | 0.555 | 1.569 | 0.555 | 1.569
1270 | SYSKO STONY BROOK | Generator | Yes | HDR | Water at a Conventional Hydroelectric Turbine |  |  | 8505 |  | ME | ME |  | Existing | 0.013 | 0.015 | 0.013 | 0.015
1271 | SYSKO WIGHT BROOK | Generator | Yes | HDR | Water at a Conventional Hydroelectric Turbine |  |  | 8505 |  | ME | ME |  | Existing | 0 | 0.02 | 0 | 0.02
1273 | KENNEBEC WATER U5 | Generator | Yes | HDR | Water at a Conventional Hydroelectric Turbine |  |  | 8505 |  | ME | ME |  | Existing | 0.102 | 0.381 | 0.102 | 0.381
1286 | ANP-BLACKSTONE ENERGY CO. #1 | Generator | No | CC | Natural Gas |  |  | 8506 |  | MA | SEMA |  | Existing | 239.174 | 246.947 | 239.174 | 239.174
1287 | ANP-BLACKSTONE ENERGY 2 | Generator | No | CC | Natural Gas |  |  | 8506 |  | MA | SEMA |  | Existing | 252.87 | 278.812 | 252.87 | 252.87
1288 | BUCKSPORT ENERGY 4 | Generator | No | GT | Natural Gas |  |  | 8505 |  | ME | ME |  | Existing | 160.3 | 185.7 | 160.3 | 160.3
1342 | LAKE ROAD 1 | Generator | No | CC | Natural Gas |  |  | 8500 |  | CT | CT |  | Existing | 269.792 | 299.416 | 269.792 | 269.792
1343 | LAKE ROAD 2 | Generator | No | CC | Natural Gas |  |  | 8500 |  | CT | CT |  | Existing | 274.66 | 304.837 | 274.66 | 274.66
1344 | LAKE ROAD 3 | Generator | No | CC | Natural Gas |  |  | 8500 |  | CT | CT |  | Existing | 279 | 307.076 | 279 | 279
1345 | WESTBROOK | Generator | No | CC | Natural Gas |  |  | 8505 |  | ME | ME |  | Existing | 530 | 554.43 | 0 | 0
1368 | ROCKY GORGE CORPORATION | Generator | Yes | HDR | Water at a Conventional Hydroelectric Turbine |  |  | 8505 |  | ME | ME |  | Existing | 0.068 | 0.265 | 0.068 | 0.265
1376 | PPL WALLINGFORD UNIT 1 | Generator | No | GT | Natural Gas |  |  | 8500 |  | CT | CT |  | Existing | 47.286 | 50 | 47.286 | 47.286
1377 | PPL WALLINGFORD UNIT 2 | Generator | No | GT | Natural Gas |  |  | 8500 |  | CT | CT |  | Existing | 47.286 | 50 | 47.286 | 47.286
1378 | PPL WALLINGFORD UNIT 3 | Generator | No | GT | Natural Gas |  |  | 8500 |  | CT | CT |  | Existing | 47.286 | 50 | 47.286 | 47.286
1379 | PPL WALLINGFORD UNIT 4 | Generator | No | GT | Natural Gas |  |  | 8500 |  | CT | CT |  | Existing | 47.286 | 50 | 47.286 | 47.286
1380 | PPL WALLINGFORD UNIT 5 | Generator | No | GT | Natural Gas |  |  | 8500 |  | CT | CT |  | Existing | 47.286 | 50 | 47.286 | 47.286
1385 | Milford Power 1 Incremental | Generator | No | CC | Natural Gas |  |  | 8500 |  | CT | CT |  | Existing | 267.7 | 295.847 | 267.7 | 267.7
1386 | MILFORD POWER 2 | Generator | No | CC | Natural Gas |  |  | 8500 |  | CT | CT |  | Existing | 267.7 | 301.425 | 267.7 | 267.7
1412 | ANP-BELLINGHAM 1 | Generator | No | CC | Natural Gas |  |  | 8506 |  | MA | SEMA |  | Existing | 254.704 | 284.813 | 254.704 | 254.704
1415 | ANP-BELLINGHAM 2 | Generator | No | CC | Natural Gas |  |  | 8506 |  | MA | SEMA |  | Existing | 247.295 | 276.788 | 247.295 | 247.295
1432 | GRS-FALL RIVER | Generator | No | GT | Landfill Gas |  |  | 8506 |  | MA | SEMA |  | Existing | 2.15 | 2.946 | 2.15 | 2.15
1478 | MYSTIC 8 | Generator | No | CC | Natural Gas |  |  | 8506 |  | MA | NEMA |  | Existing | 703.324 | 841.564 | 703.324 | 703.324
1572 | GRANBY SANITARY LANDFILL QF U5 | Generator | Yes | IC | Municipal Solid Waste |  |  | 8500 |  | MA | WCMA |  | Existing | 1.628 | 2.097 | 1.628 | 2.097
1616 | MYSTIC 9 | Generator | No | CC | Natural Gas |  |  | 8506 |  | MA | NEMA |  | Existing | 709.676 | 858.366 | 709.676 | 709.676
1625 | GRANITE RIDGE ENERGY | Generator | No | CC | Natural Gas |  |  | 8505 |  | NH | NH |  | Existing | 655.26 | 739.272 | 655.26 | 655.26
1630 | RISEP | Generator | No | CC | Natural Gas |  |  | 8506 |  | RI | RI |  | Existing | 551.668 | 585.87 | 551.668 | 585.87
1649 | EP Newington Energy, LLC | Generator | No | CC | Natural Gas |  |  | 8505 |  | NH | NH |  | Existing | 559.5 | 599.239 | 559.5 | 564.068
1656 | HULL WIND TURBINE U5 | Generator | Yes | WT | Wind |  |  | 8506 |  | MA | SEMA |  | Existing | 0.03 | 0.09 | 0.03 | 0.09
1672 | KENDALL CT | Generator | No | CC | Natural Gas |  |  | 8506 |  | MA | NEMA |  | Existing | 170 | 180.641 | 170 | 170
1691 | FORE RIVER-1 | Generator | No | CC | Natural Gas |  |  | 8506 |  | MA | SEMA |  | Existing | 708 | 838.111 | 708 | 708
1693 | WEST SPRINGFIELD GT-1 | Generator | No | GT | Natural Gas |  |  | 8500 |  | MA | WCMA |  | Existing | 39 | 48 | 39 | 42.587
1694 | WEST SPRINGFIELD GT-2 | Generator | No | GT | Natural Gas |  |  | 8500 |  | MA | WCMA |  | Existing | 39 | 48 | 39 | 42.587
1720 | MIDDLEBURY LOWER | Generator | Yes | HDR | Water at a Conventional Hydroelectric Turbine |  |  | 8505 |  | VT | VT |  | Existing | 0.564 | 0.966 | 0.564 | 0.966
2278 | BARKER LOWER HYDRO | Generator | Yes | HDR | Water at a Conventional Hydroelectric Turbine |  |  | 8505 |  | ME | ME |  | Existing | 0.312 | 0.767 | 0.312 | 0.767
2279 | BARKER UPPER HYDRO | Generator | Yes | HDR | Water at a Conventional Hydroelectric Turbine |  |  | 8505 |  | ME | ME |  | Existing | 0.29 | 0.611 | 0.29 | 0.611
2280 | BENTON FALLS HYDRO | Generator | Yes | HDR | Water at a Conventional Hydroelectric Turbine |  |  | 8505 |  | ME | ME |  | Existing | 0.567 | 1.827 | 0.567 | 1.827
2281 | BROWNS MILL HYDRO | Generator | Yes | HDR | Water at a Conventional Hydroelectric Turbine |  |  | 8505 |  | ME | ME |  | Existing | 0.136 | 0.449 | 0.136 | 0.449
2282 | DAMARISCOTTA HYDRO | Generator | Yes | HDR | Water at a Conventional Hydroelectric Turbine |  |  | 8505 |  | ME | ME |  | Existing | 0 | 0.237 | 0 | 0.237
2283 | EUSTIS HYDRO | Generator | Yes | HDR | Water at a Conventional Hydroelectric Turbine |  |  | 8505 |  | ME | ME |  | Existing | 0.066 | 0.143 | 0.051 | 0.111
2284 | GARDINER HYDRO | Generator | Yes | HDR | Water at a Conventional Hydroelectric Turbine |  |  | 8505 |  | ME | ME |  | Existing | 0.348 | 0.952 | 0.348 | 0.952
2285 | GREENVILLE HYDRO | Generator | Yes | HDR | Water at a Conventional Hydroelectric Turbine |  |  | 8505 |  | ME | ME |  | Existing | 0.026 | 0.333 | 0.02 | 0.256
2286 | HACKETT MILLS HYDRO | Generator | Yes | HDR | Water at a Conventional Hydroelectric Turbine |  |  | 8505 |  | ME | ME |  | Existing | 0 | 0.214 | 0 | 0.214
2287 | MECHANIC FALLS HYDRO | Generator | Yes | HDR | Water at a Conventional Hydroelectric Turbine |  |  | 8505 |  | ME | ME |  | Existing | 0.158 | 0.395 | 0.119 | 0.298
2288 | NORWAY HYDRO | Generator | Yes | HDR | Water at a Conventional Hydroelectric Turbine |  |  | 8505 |  | ME | ME |  | Existing | 0 | 0.037 | 0 | 0.037
2290 | PITTSFIELD HYDRO | Generator | Yes | HDR | Water at a Conventional Hydroelectric Turbine |  |  | 8505 |  | ME | ME |  | Existing | 0.216 | 0.68 | 0.216 | 0.68
2292 | YORK HYDRO | Generator | Yes | HDR | Water at a Conventional Hydroelectric Turbine |  |  | 8505 |  | ME | ME |  | Existing | 0.108 | 0.705 | 0.081 | 0.529
2425 | SPRINGFIELD REFUSE-NEW | Generator | Yes | ST | Municipal Solid Waste |  |  | 8500 |  | MA | WCMA |  | Existing | 5.305 | 5.564 | 5.305 | 5.564
2426 | Hydro Kennebec | Generator | Yes | HDR | Water at a Conventional Hydroelectric Turbine |  |  | 8505 |  | ME | ME |  | Existing | 7.833 | 8.958 | 7.833 | 8.958
2430 | BELDENS-NEW | Generator | Yes | HDR | Water at a Conventional Hydroelectric Turbine |  |  | 8505 |  | VT | VT |  | Existing | 0.923 | 1.856 | 0.923 | 1.856
2431 | DODGE FALLS-NEW | Generator | Yes | HDR | Water at a Conventional Hydroelectric Turbine |  |  | 8505 |  | VT | VT |  | Existing | 3.014 | 3.717 | 3.014 | 3.717
2432 | HUNTINGTON FALLS-NEW | Generator | Yes | HDR | Water at a Conventional Hydroelectric Turbine |  |  | 8505 |  | VT | VT |  | Existing | 0.818 | 0 | 0.818 | 0
2433 | RYEGATE 1-NEW | Generator | Yes | ST | Wood/Wood Waste Solids. |  |  | 8505 |  | VT | VT |  | Existing | 19 | 19 | 19 | 19
2434 | GORGE 18 HYDRO-NEW | Generator | Yes | HDR | Water at a Conventional Hydroelectric Turbine |  |  | 8505 |  | VT | VT |  | Existing | 0.611 | 1.497 | 0.611 | 1.497
2435 | VERGENNES HYDRO-NEW | Generator | Yes | HDR | Water at a Conventional Hydroelectric Turbine |  |  | 8505 |  | VT | VT |  | Existing | 0.975 | 1.415 | 0.975 | 1.415
2439 | BROCKWAY MILLS U5 | Generator | Yes | HDR | Water at a Conventional Hydroelectric Turbine |  |  | 8505 |  | VT | VT |  | Existing | 0.028 | 0.094 | 0.028 | 0.094
2462 | PLAINVILLE GEN QF U5 | Generator | Yes | IC | Other Biomass Gas. Includes digester gas, methane, and other biomass gasses. |  |  | 8506 |  | MA | SEMA |  | Existing | 1.873 | 2.099 | 1.873 | 2.099
2466 | CHERRY 7 | Generator | No | IC | Distillate Fuel Oil - including Diesel, No. 1, 2, and 4 |  |  | 8500 |  | MA | WCMA |  | Existing | 2.7 | 2.8 | 2.7 | 2.7
2467 | CHERRY 8 | Generator | No | IC | Distillate Fuel Oil - including Diesel, No. 1, 2, and 4 |  |  | 8500 |  | MA | WCMA |  | Existing | 3.4 | 3.4 | 3.4 | 3.4
2468 | CHERRY 10 | Generator | No | IC | Distillate Fuel Oil - including Diesel, No. 1, 2, and 4 |  |  | 8500 |  | MA | WCMA |  | Existing | 1.9 | 2.1 | 1.9 | 1.9
2469 | CHERRY 11 | Generator | No | IC | Distillate Fuel Oil - including Diesel, No. 1, 2, and 4 |  |  | 8500 |  | MA | WCMA |  | Existing | 2 | 2.1 | 2 | 2
2470 | CHERRY 12 | Generator | No | IC | Distillate Fuel Oil - including Diesel, No. 1, 2, and 4 |  |  | 8500 |  | MA | WCMA |  | Existing | 4.999 | 4.999 | 4.999 | 4.999
10401 | CELLEY MILL U5 | Generator | Yes | HDR | Water at a Conventional Hydroelectric Turbine |  |  | 8505 |  | NH | NH |  | Existing | 0.028 | 0.07 | 0.028 | 0.07
10402 | PETTYBORO HYDRO U5 | Generator | Yes | HDR | Water at a Conventional Hydroelectric Turbine |  |  | 8505 |  | NH | NH |  | Existing | 0 | 0 | 0 | 0
10403 | EASTMAN BROOK U5 | Generator | Yes | HDR | Water at a Conventional Hydroelectric Turbine |  |  | 8505 |  | NH | NH |  | Existing | 0.011 | 0.031 | 0.011 | 0.031
10406 | LOWER VALLEY HYDRO U5 | Generator | Yes | HDR | Water at a Conventional Hydroelectric Turbine |  |  | 8505 |  | NH | NH |  | Existing | 0.068 | 0.128 | 0.068 | 0.128
10409 | SWEETWATER HYDRO U5 | Generator | Yes | HDR | Water at a Conventional Hydroelectric Turbine |  |  | 8505 |  | NH | NH |  | Existing | 0.114 | 0.217 | 0.114 | 0.217
10424 | Great Lakes - Berlin Incremental | Generator | Yes | HDR | Water at a Conventional Hydroelectric Turbine |  |  | 8505 |  | NH | NH |  | Existing | 6.493 | 11.159 | 6.493 | 11.159
10615 | BLUE SPRUCE FARM U5 | Generator | Yes | IC | Other Biomass Gas. Includes digester gas, methane, and other biomass gasses. |  |  | 8505 |  | VT | VT |  | Existing | 0.275 | 0.275 | 0.275 | 0.275
10770 | WEST SPRINGFIELD HYDRO U5 | Generator | Yes | HDR | Water at a Conventional Hydroelectric Turbine |  |  | 8500 |  | MA | WCMA |  | Existing | 0.332 | 0.823 | 0.332 | 0.823
10801 | COVENTRY CLEAN ENERGY | Generator | Yes | IC | Landfill Gas |  |  | 8505 |  | VT | VT |  | Existing | 3.483 | 3.687 | 3.483 | 3.687
10959 | RRIG EXPANSION PHASE 2 | Generator | Yes | IC | Landfill Gas |  |  | 8506 |  | RI | RI |  | Existing | 0 | 0 | 0 | 0
11052 | GRTR NEW BEDFORD LFG UTIL PROJ | Generator | Yes | IC | Landfill Gas |  |  | 8506 |  | MA | SEMA |  | Existing | 2.344 | 2.478 | 2.344 | 2.478
11126 | NORTH HARTLAND HYDRO | Generator | Yes | HDR | Water at a Conventional Hydroelectric Turbine |  |  | 8505 |  | VT | VT |  | Existing | 0.766 | 1.409 | 0.766 | 1.409
11408 | HULL WIND TURBINE II | Generator | Yes | WT | Wind |  |  | 8506 |  | MA | SEMA |  | Existing | 0.037 | 0.267 | 0.037 | 0.267
11424 | RUMFORD FALLS | Generator | Yes | HDR | Water at a Conventional Hydroelectric Turbine |  |  | 8505 |  | ME | ME |  | Existing | 27.573 | 32.562 | 27.573 | 32.562
11842 | WATERSIDE POWER | Generator | No | GT | Distillate Fuel Oil - including Diesel, No. 1, 2, and 4 |  |  | 8500 |  | CT | CT |  | Existing | 70.017 | 71.557 | 70.017 | 70.017
11925 | BROCKTON BRIGHTFIELDS | Generator | Yes | PV | Solar |  |  | 8506 |  | MA | SEMA |  | Existing | 0.146 | 0 | 0.146 | 0
12108 | FIEC DIESEL | Generator | No | IC | Distillate Fuel Oil - including Diesel, No. 1, 2, and 4 |  |  | 8505 |  | ME | ME |  | Existing | 1.54 | 1.596 | 1.54 | 1.54
12180 | BERKSHIRE COW POWER | Generator | Yes | IC | Other Biomass Gas. Includes digester gas, methane, and other biomass gasses. |  |  | 8505 |  | VT | VT |  | Existing | 0.254 | 0.325 | 0.254 | 0.325
12274 | GREEN MOUNTAIN DAIRY | Generator | Yes | IC | Other Biomass Gas. Includes digester gas, methane, and other biomass gasses. |  |  | 8505 |  | VT | VT |  | Existing | 0.218 | 0.21 | 0.218 | 0.21
12323 | COVENTRY CLEAN ENERGY #4 | Generator | Yes | IC | Landfill Gas |  |  | 8505 |  | VT | VT |  | Existing | 2.513 | 2.621 | 2.513 | 2.621
12500 | Thomas A. Watson | Generator | No | GT | Natural Gas |  |  | 8506 |  | MA | SEMA |  | Existing | 105.2 | 114.8 | 105.2 | 105.2
12504 | Devon 15-18 | Generator | No | GT | Kerosene |  |  | 8500 |  | CT | CT |  | Existing | 187.589 | 187.6 | 187.589 | 187.589
12505 | Middletown 12-15 | Generator | No | GT | Kerosene |  |  | 8500 |  | CT | CT |  | Existing | 187.6 | 187.6 | 187.6 | 187.6
12509 | UNH Power Plant | Generator | No | GT | Landfill Gas |  |  | 8505 |  | NH | NH |  | Existing | 2 | 2 | 2 | 2
12510 | Swanton Gas Turbine 1 | Generator | No | GT | Distillate Fuel Oil - including Diesel, No. 1, 2, and 4 |  |  | 8505 |  | VT | VT |  | Existing | 19.304 | 23.954 | 19.304 | 19.304
12511 | Swanton Gas Turbine 2 | Generator | No | GT | Distillate Fuel Oil - including Diesel, No. 1, 2, and 4 |  |  | 8505 |  | VT | VT |  | Existing | 19.349 | 23.839 | 19.349 | 19.349
12521 | Lowell Power Reactivation | Generator | No | CC | Natural Gas |  |  | 8500 |  | MA | WCMA |  | Existing | 74 | 74 | 74 | 74
12524 | Cos Cob 13&14 | Generator | No | GT | Kerosene |  |  | 8500 |  | CT | CT |  | Existing | 36 | 36 | 36 | 36
12526 | Pierce | Generator | No | GT | Natural Gas |  |  | 8500 |  | CT | CT |  | Existing | 74.085 | 87 | 74.085 | 74.085
12530 | Sheffield Wind Farm | Generator | Yes | WT | Wind |  |  | 8505 |  | VT | VT |  | Existing | 3.009 | 9.32 | 3.009 | 9.32
12551 | Kibby Wind Power | Generator | Yes | WT | Wind |  |  | 8505 |  | ME | ME |  | Existing | 18.313 | 32.467 | 18.313 | 32.467
12564 | Waterbury Generation Facility | Generator | No | GT | Natural Gas |  |  | 8500 |  | CT | CT |  | Existing | 95.71 | 98.749 | 95.71 | 95.71
13669 | Manchester Methane LLC East Windsor Facility | Generator | Yes | IC | Landfill Gas |  |  | 8500 |  | CT | CT |  | Existing | 0.44 | 0.331 | 0.44 | 0.331
13673 | MATEP (DIESEL) | Generator | No | IC | Distillate Fuel Oil - including Diesel, No. 1, 2, and 4 |  |  | 8506 |  | MA | NEMA |  | Existing | 17.12 | 17.46 | 17.12 | 17.12
13675 | MATEP (COMBINED CYCLE) | Generator | No | CC | Natural Gas |  |  | 8506 |  | MA | NEMA |  | Existing | 42.515 | 46.785 | 42.515 | 42.515
13703 | Verso VCG1 | Generator | No | GT | Natural Gas |  |  | 8505 |  | ME | ME |  | Existing | 47.223 | 53.76 | 47.223 | 53.733
13704 | Verso VCG2 | Generator | No | GT | Natural Gas |  |  | 8505 |  | ME | ME |  | Existing | 44.38 | 56.321 | 44.38 | 55.38
13705 | Verso VCG3 | Generator | No | GT | Natural Gas |  |  | 8505 |  | ME | ME |  | Existing | 41.962 | 55.123 | 41.962 | 53.962
13975 | Corriveau Hydroelectric LLC | Generator | Yes | HDR | Water at a Conventional Hydroelectric Turbine |  |  | 8505 |  | ME | ME |  | Existing | 0.033 | 0.032 | 0.033 | 0.032
14087 | MAT3 | Generator | No | IC | Distillate Fuel Oil - including Diesel, No. 1, 2, and 4 |  |  | 8506 |  | MA | NEMA |  | Existing | 16.86 | 18.63 | 16.86 | 16.86
14217 | NORTHFIELD MOUNTAIN 1 | Generator | No | PS | Water at a Conventional Hydroelectric Turbine |  |  | 8500 |  | MA | WCMA |  | Existing | 292 | 292 | 292 | 292
14218 | NORTHFIELD MOUNTAIN 2 | Generator | No | PS | Water at a Conventional Hydroelectric Turbine |  |  | 8500 |  | MA | WCMA |  | Existing | 292 | 292 | 292 | 292
14219 | NORTHFIELD MOUNTAIN 3 | Generator | No | PS | Water at a Conventional Hydroelectric Turbine |  |  | 8500 |  | MA | WCMA |  | Existing | 292 | 292 | 292 | 292
14220 | NORTHFIELD MOUNTAIN 4 | Generator | No | PS | Water at a Conventional Hydroelectric Turbine |  |  | 8500 |  | MA | WCMA |  | Existing | 292 | 292 | 292 | 292
14271 | Ameresco Northampton | Generator | No | IC | Landfill Gas |  |  | 8500 |  | MA | WCMA |  | Existing | 0.748 | 0.752 | 0.748 | 0.748
14595 | Granite Reliable Power | Generator | Yes | WT | Wind |  |  | 8505 |  | NH | NH |  | Existing | 13.898 | 27.24 | 13.898 | 27.24
14599 | Rhode Island LFG Genco, LLC - ST | Generator | Yes | CC | Landfill Gas |  |  | 8506 |  | RI | RI |  | Existing | 20.492 | 24.058 | 20.492 | 24.058
14610 | Princeton Wind Farm Project | Generator | Yes | WT | Wind |  |  | 8500 |  | MA | WCMA |  | Existing | 0.146 | 0.394 | 0.146 | 0.394
14614 | Kleen Energy | Generator | No | CC | Natural Gas |  |  | 8500 |  | CT | CT |  | Existing | 620 | 620 | 620 | 620
14623 | Valley Hydro (Station No. 5) | Generator | Yes | HDR | Water at a Conventional Hydroelectric Turbine |  |  | 8500 |  | MA | WCMA |  | Existing | 0.356 | 0.359 | 0.356 | 0.359
14652 | Templeton Wind Turbine | Generator | Yes | WT | Wind |  |  | 8500 |  | MA | WCMA |  | Existing | 0.062 | 0.112 | 0.062 | 0.112
14660 | Lempster Wind | Generator | Yes | WT | Wind |  |  | 8505 |  | NH | NH |  | Existing | 2.824 | 8.233 | 2.824 | 8.233
14661 | Berkshire Wind Power Project | Generator | Yes | WT | Wind |  |  | 8500 |  | MA | WCMA |  | Existing | 1.811 | 6.503 | 1.811 | 6.503
14663 | WMRE Crossroads | Generator | No | IC | Landfill Gas |  |  | 8505 |  | ME | ME |  | Existing | 2.984 | 2.806 | 2.806 | 2.806
14665 | Record Hill Wind | Generator | Yes | WT | Wind |  |  | 8505 |  | ME | ME |  | Existing | 6.045 | 11.863 | 6.045 | 11.863
14706 | Kimberly-Clark Corp Energy Independence Project | Generator | No | CC | Natural Gas |  |  | 8500 |  | CT | CT |  | Existing | 13.063 | 14 | 13.063 | 13.063
15415 | Dartmouth Power Expansion | Generator | No | GT | Natural Gas |  |  | 8506 |  | MA | SEMA |  | Existing | 19.578 | 20.508 | 19.578 | 19.578
15477 | New Haven Harbor Units 2, 3, & 4 | Generator | No | GT | Kerosene |  |  | 8500 |  | CT | CT |  | Existing | 129.6 | 129.6 | 129.6 | 129.6
15509 | Plainfield Renewable Energy | Generator | No | ST | Wood/Wood Waste Solids. |  |  | 8500 |  | CT | CT |  | Existing | 37.5 | 37.5 | 37.5 | 37.5
16296 | Milford Hydro | Generator | Yes | HDR | Water at a Conventional Hydroelectric Turbine |  |  | 8505 |  | ME | ME |  | Existing | 4.371 | 5.843 | 4.371 | 5.843
16523 | Stillwater | Generator | Yes | HDR | Water at a Conventional Hydroelectric Turbine |  |  | 8505 |  | ME | ME |  | Existing | 1.39 | 1.258 | 1.39 | 1.258
16525 | Medway | Generator | Yes | HDR | Water at a Conventional Hydroelectric Turbine |  |  | 8505 |  | ME | ME |  | Existing | 3.415 | 2.869 | 3.415 | 2.869
16631 | Victory Road Dorchester PV | Generator | Yes | PV | Solar |  |  | 8506 |  | MA | NEMA |  | Existing | 0.316 | 0 | 0.316 | 0
16640 | Hilldale Ave Haverhill PV | Generator | Yes | PV | Solar |  |  | 8506 |  | MA | NEMA |  | Existing | 0.27 | 0 | 0.27 | 0
16642 | Railroad Street Revere PV | Generator | Yes | PV | Solar |  |  | 8506 |  | MA | NEMA |  | Existing | 0.245 | 0 | 0.245 | 0
16643 | Rover Street Everett PV | Generator | Yes | PV | Solar |  |  | 8506 |  | MA | NEMA |  | Existing | 0.168 | 0 | 0.168 | 0
16644 | Main Street Whitinsville PV | Generator | Yes | PV | Solar |  |  | 8506 |  | MA | SEMA |  | Existing | 0.28 | 0 | 0.28 | 0
16653 | Berlin Biopower | Generator | No | PB | Wood/Wood Waste Solids. |  |  | 8505 |  | NH | NH |  | Existing | 65.38 | 65.38 | 65.38 | 65.38
16659 | Ipswich Wind Farm 1 | Generator | Yes | WT | Wind |  |  | 8506 |  | MA | NEMA |  | Existing | 0.187 | 0.314 | 0.187 | 0.314
16688 | Nor1 | Generator | No | IC | Distillate Fuel Oil - including Diesel, No. 1, 2, and 4 |  |  | 8500 |  | CT | CT |  | Existing | 1.789 | 1.76 | 1.76 | 1.76
16737 | DFC-ERG Hybrid Fuel Cell (3) | Generator | No | FC | Natural Gas |  |  | 8500 |  | CT | CT |  | Existing | 2.5 | 2.5 | 2.5 | 2.5
16738 | BFCP Fuel Cell | Generator | No | FC | Natural Gas |  |  | 8500 |  | CT | CT |  | Existing | 13.054 | 13.054 | 13.054 | 13.054
16750 | Norden #2 | Generator | No | IC | Distillate Fuel Oil - including Diesel, No. 1, 2, and 4 |  |  | 8500 |  | CT | CT |  | Existing | 1.79 | 1.765 | 1.765 | 1.765
16752 | Norden #3 | Generator | No | IC | Distillate Fuel Oil - including Diesel, No. 1, 2, and 4 |  |  | 8500 |  | CT | CT |  | Existing | 1.777 | 1.753 | 1.753 | 1.753
17359 | Sugar River 2 | Generator | Yes | HDR | Water at a Conventional Hydroelectric Turbine |  |  | 8505 |  | NH | NH |  | Existing | 0.014 | 0.104 | 0.014 | 0.104
35442 | Seaman Energy | Generator | Yes | IC | Landfill Gas |  |  | 8500 |  | MA | WCMA |  | Existing | 0.214 | 0.234 | 0 | 0
35485 | Fitchburg-FCA-5 | Generator | No | IC | Landfill Gas |  |  | 8500 |  | MA | WCMA |  | Existing | 4.127 | 3.316 | 3.316 | 3.316
35555 | GMCW | Generator | Yes | WT | Wind |  |  | 8505 |  | VT | VT |  | Existing | 0.835 | 2.951 | 0.835 | 2.951
35593 | Fiske Hydro | Generator | Yes | HDR | Water at a Conventional Hydroelectric Turbine |  |  | 8505 |  | NH | NH |  | Existing | 0.069 | 0.107 | 0.069 | 0.107
35594 | Spaulding Pond Hydro | Generator | Yes | HDR | Water at a Conventional Hydroelectric Turbine |  |  | 8505 |  | NH | NH |  | Existing | 0.02 | 0.161 | 0.02 | 0.161
35656 | Rainbow_2 | Generator | No | HDP | Water at a Conventional Hydroelectric Turbine |  |  | 8500 |  | CT | CT |  | Existing | 4.1 | 4.1 | 4.1 | 4.1
35657 | Shrewsbury Diesels | Generator | No | IC | Distillate Fuel Oil - including Diesel, No. 1, 2, and 4 |  |  | 8500 |  | MA | WCMA |  | Existing | 13.75 | 13.65 | 13.65 | 13.65
35658 | Rainbow_1 | Generator | No | HDP | Water at a Conventional Hydroelectric Turbine |  |  | 8500 |  | CT | CT |  | Existing | 4.1 | 4.1 | 4.1 | 4.1
35693 | Spruce Mountain Wind | Generator | Yes | WT | Wind |  |  | 8505 |  | ME | ME |  | Existing | 2.622 | 6.9 | 2.622 | 6.9
35728 | Moretown LG | Generator | No | IC | Landfill Gas |  |  | 8505 |  | VT | VT |  | Existing | 1.862 | 3.008 | 1.862 | 1.862
35979 | Kingdom Community Wind | Generator | Yes | WT | Wind |  |  | 8505 |  | VT | VT |  | Existing | 9.146 | 18.231 | 9.146 | 18.231
37040 | KENDALL STEAM | Generator | No | CC | Natural Gas |  |  | 8506 |  | MA | NEMA |  | Existing | 23.826 | 21.967 | 21.967 | 21.967
37050 | Groton Wind Project | Generator | Yes | WT | Wind |  |  | 8505 |  | NH | NH |  | Existing | 5.459 | 11.562 | 5.459 | 11.562
37072 | Beaver_Ridge_Wind | Generator | Yes | WT | Wind |  |  | 8505 |  | ME | ME |  | Existing | 0.474 | 1.204 | 0.474 | 1.204
37077 | Woronoco Hydro LLC | Generator | Yes | HDR | Water at a Conventional Hydroelectric Turbine |  |  | 8500 |  | MA | WCMA |  | Existing | 0.254 | 0.914 | 0.254 | 0.914
37105 | Blue Sky West | Generator | Yes | WT | Wind |  |  | 8505 |  | ME | ME |  | Existing | 30.976 | 65.96 | 30.976 | 65.96
37120 | Thundermist Hydropower | Generator | Yes | HDR | Water at a Conventional Hydroelectric Turbine |  |  | 8506 |  | RI | RI |  | Existing | 0 | 0.696 | 0 | 0.696
38078 | NFM Solar Power, LLC | Generator | Yes | PV | Solar |  |  | 8500 |  | MA | WCMA |  | Existing | 0.507 | 0 | 0.507 | 0
38089 | Footprint Combined Cycle | Generator | No | CC | Natural Gas |  |  | 8506 |  | MA | NEMA |  | Existing | 674 | 674 | 674 | 674
38114 | East Bridgewater Solar Energy Project | Generator | Yes | PV | Solar |  |  | 8506 |  | MA | SEMA |  | Existing | 0.85 | 0 | 0.85 | 0
38115 | Harrington Street PV Project | Generator | Yes | PV | Solar |  |  | 8500 |  | MA | WCMA |  | Existing | 1.43 | 0 | 1.43 | 0
38115 | Harrington Street PV Project | Generator | Yes | PV | Solar |  |  | 8500 |  | MA | WCMA |  | New | 2.4 | 0 | 2.4 | 0
38173 | Saddleback Ridge Wind | Generator | Yes | WT | Wind |  |  | 8505 |  | ME | ME |  | Existing | 3.75 | 10.23 | 3.75 | 10.23
38178 | Southbridge Landfill Gas to Energy 17-18 | Generator | No | IC | Landfill Gas |  |  | 8500 |  | MA | WCMA |  | Existing | 1.4 | 1.4 | 1.4 | 1.4
38181 | Westford Solar | Generator | Yes | PV | Solar |  |  | 8500 |  | MA | WCMA |  | Existing | 1.8 | 0 | 1.8 | 0
38206 | Bridgeport Harbor 5 | Generator | No | CC | Natural Gas |  |  | 8500 |  | CT | CT |  | Existing | 484.3 | 529.8 | 484.3 | 524.066
38249 | Silver lake Photovoltaic Facility | Generator | Yes | PV | Solar |  |  | 8500 |  | MA | WCMA |  | Existing | 0.674 | 0 | 0.674 | 0
38250 | Indian Orchard Photovoltaic Facility | Generator | Yes | PV | Solar |  |  | 8500 |  | MA | WCMA |  | Existing | 0.695 | 0 | 0.695 | 0
38252 | Indian River Power Supply# LLC | Generator | Yes | HDR | Water |  |  | 8500 |  | MA | WCMA |  | Existing | 0.133 | 0.393 | 0.133 | 0.393
38278 | Wallingford Unit 6 and Unit 7 | Generator | No | GT | Natural Gas |  |  | 8500 |  | CT | CT |  | Existing | 94.57 | 100 | 94.57 | 94.57
38287 | WMA Chester Solar 1 | Generator | Yes | PV | Solar |  |  | 8500 |  | MA | WCMA |  | Existing | 1.904 | 0 | 1.904 | 0
38289 | Medway Peaker - SEMARI | Generator | No | GT | Natural Gas |  |  | 8506 |  | MA | SEMA |  | Existing | 194.8 | 194.8 | 194.8 | 194.8
38297 | CPV_Towantic | Generator | No | CC | Natural Gas |  |  | 8500 |  | CT | CT |  | Existing | 750.5 | 750.5 | 750.5 | 750.5
38302 | Fisher Road Solar I | Generator | Yes | PV | Solar |  |  | 8506 |  | MA | SEMA |  | Existing | 1.92 | 0 | 1.92 | 0
38310 | Canal 3 | Generator | No | GT | Natural Gas |  |  | 8506 |  | MA | SEMA |  | Existing | 333 | 333 | 333 | 333
38372 | Dartmouth Solar | Generator | Yes | PV | Solar |  |  | 8506 |  | MA | SEMA |  | Existing | 1.43 | 0 | 1.43 | 0
38373 | Holliston | Generator | Yes | PV | Solar |  |  | 8506 |  | MA | SEMA |  | Existing | 1.274 | 0 | 1.274 | 0
38374 | Plymouth | Generator | Yes | PV | Solar |  |  | 8506 |  | MA | SEMA |  | Existing | 1.9 | 0 | 1.9 | 0
38375 | Uxbridge | Generator | Yes | PV | Solar |  |  | 8506 |  | MA | SEMA |  | Existing | 1.23 | 0 | 1.23 | 0
38376 | Landcraft | Generator | Yes | PV | Solar |  |  | 8506 |  | MA | SEMA |  | Existing | 1.339 | 0 | 1.339 | 0
38378 | LSRHS | Generator | Yes | PV | Solar |  |  | 8506 |  | MA | NEMA |  | Existing | 0.42 | 0 | 0.42 | 0
38380 | Treasure Valley- SE | Generator | Yes | PV | Solar |  |  | 8500 |  | MA | WCMA |  | Existing | 2.07 | 0 | 2.07 | 0
38381 | Belchertown SEd | Generator | Yes | PV | Solar |  |  | 8500 |  | MA | WCMA |  | Existing | 0.53 | 0 | 0.53 | 0
38421 | Jericho Power | Generator | Yes | WT | Wind |  |  | 8505 |  | NH | NH |  | Existing | 2.5 | 3.9 | 2.5 | 3.9
38438 | Deerfield Wind Project | Generator | Yes | WT | Wind |  |  | 8505 |  | VT | VT |  | Existing | 8.1 | 13.6 | 8.1 | 13.6
38440 | Cottage St PV | Generator | Yes | PV | Solar |  |  | 8500 |  | MA | WCMA |  | Existing | 1.591 | 0 | 1.591 | 0
38441 | UI RCP BGPT FC | Generator | No | FC | Natural Gas |  |  | 8500 |  | CT | CT |  | Existing | 2.52 | 2.52 | 2.52 | 2.52
38442 | UI RCP NH FC | Generator | No | FC | Natural Gas |  |  | 8500 |  | CT | CT |  | Existing | 2.52 | 2.52 | 2.52 | 2.52
38475 | Hoosac Wind Project | Generator | Yes | WT | Wind |  |  | 8500 |  | MA | WCMA |  | Existing | 3.942 | 10.412 | 3.942 | 10.412
38480 | Hubbardston SE | Generator | Yes | PV | Solar |  |  | 8500 |  | MA | WCMA |  | Existing | 1.295 | 0 | 1.295 | 0
38494 | 24 Boutilier Rd Leicester PV | Generator | Yes | PV | Solar |  |  | 8500 |  | MA | WCMA |  | Existing | 0.248 | 0 | 0.248 | 0
38495 | Deepwater Wind Block Island | Generator | Yes | WT | Wind |  |  | 8506 |  | RI | RI |  | Existing | 4.689 | 0 | 4.689 | 0
38500 | Mass Mid-State Solar | Generator | Yes | PV | Solar |  |  | 8500 |  | MA | WCMA |  | Existing | 7.086 | 0 | 7.086 | 0
38510 | City of Gardner - Mill St. Solar | Generator | Yes | PV | Solar |  |  | 8500 |  | MA | WCMA |  | Existing | 0.392 | 0 | 0.392 | 0
38527 | Grafton WD | Generator | Yes | PV | Solar |  |  | 8500 |  | MA | WCMA |  | Existing | 0.706 | 0 | 0.706 | 0
38528 | 29 Oxford Rd Charlton PV | Generator | Yes | PV | Solar |  |  | 8500 |  | MA | WCMA |  | Existing | 0.275 | 0 | 0.275 | 0
38530 | Mattapoisett 2 | Generator | Yes | PV | Solar |  |  | 8506 |  | MA | SEMA |  | Existing | 0.241 | 0 | 0.241 | 0
38531 | Mattapoisett 1 | Generator | Yes | PV | Solar |  |  | 8506 |  | MA | SEMA |  | Existing | 0.271 | 0 | 0.271 | 0
38532 | Leominster- South St. | Generator | Yes | PV | Solar |  |  | 8506 |  | MA | NEMA |  | Existing | 1.382 | 0 | 1.382 | 0
38533 | Berlin 1 | Generator | Yes | PV | Solar |  |  | 8500 |  | MA | WCMA |  | Existing | 0.333 | 0 | 0.333 | 0
38534 | Millbury Solar | Generator | Yes | PV | Solar |  |  | 8500 |  | MA | WCMA |  | Existing | 1.486 | 0 | 1.486 | 0
38538 | Groton Road Shirley PV | Generator | Yes | PV | Solar |  |  | 8500 |  | MA | WCMA |  | Existing | 0.415 | 0 | 0.415 | 0
38543 | Carpenter Hill Rd Chartlon PV | Generator | Yes | PV | Solar |  |  | 8500 |  | MA | WCMA |  | Existing | 0.368 | 0 | 0.368 | 0
38544 | 17 Kelly Rd Sturbridge PV | Generator | Yes | PV | Solar |  |  | 8500 |  | MA | WCMA |  | Existing | 0.372 | 0 | 0.372 | 0
38545 | 90 River Rd Sturbridge PV | Generator | Yes | PV | Solar |  |  | 8500 |  | MA | WCMA |  | Existing | 0.364 | 0 | 0.364 | 0
38548 | Fall River- Commerce | Generator | Yes | PV | Solar |  |  | 8506 |  | MA | SEMA |  | Existing | 0.516 | 0 | 0.516 | 0
38551 | Fasll River - Innovation | Generator | Yes | PV | Solar |  |  | 8506 |  | MA | SEMA |  | Existing | 1.49 | 0 | 1.49 | 0
38553 | Antrim Wind Resource | Generator | Yes | WT | Wind |  |  | 8505 |  | NH | NH |  | Existing | 5 | 9.9 | 5 | 9.9
38555 | Berlin 2 | Generator | Yes | PV | Solar |  |  | 8500 |  | MA | WCMA |  | Existing | 0.322 | 0 | 0.322 | 0
38556 | Berlin 3 | Generator | Yes | PV | Solar |  |  | 8500 |  | MA | WCMA |  | Existing | 0.311 | 0 | 0.311 | 0
38558 | Fall River- Uxbridge | Generator | Yes | PV | Solar |  |  | 8506 |  | MA | SEMA |  | Existing | 1.474 | 0 | 1.474 | 0
38559 | Berlin 4 | Generator | Yes | PV | Solar |  |  | 8500 |  | MA | WCMA |  | Existing | 0.347 | 0 | 0.347 | 0
38560 | Grafton | Generator | Yes | PV | Solar |  |  | 8500 |  | MA | WCMA |  | Existing | 0.823 | 0 | 0.823 | 0
38561 | True North | Generator | Yes | PV | Solar |  |  | 8506 |  | MA | NEMA |  | Existing | 2.183 | 0 | 2.183 | 0
38562 | Franklin 1 | Generator | Yes | PV | Solar |  |  | 8506 |  | MA | SEMA |  | Existing | 1.481 | 0 | 1.481 | 0
38565 | Franklin 2 | Generator | Yes | PV | Solar |  |  | 8506 |  | MA | SEMA |  | Existing | 2.068 | 0 | 2.068 | 0
38567 | Billerica | Generator | Yes | PV | Solar |  |  | 8500 |  | MA | WCMA |  | Existing | 2.307 | 0 | 2.307 | 0
38574 | Route 57 | Generator | Yes | PV | Solar |  |  | 8500 |  | MA | WCMA |  | Existing | 0.739 | 0 | 0.739 | 0
38575 | Agawam Solar | Generator | Yes | PV | Solar |  |  | 8500 |  | MA | WCMA |  | Existing | 0.702 | 0 | 0.702 | 0
38576 | Whately | Generator | Yes | PV | Solar |  |  | 8500 |  | MA | WCMA |  | Existing | 0.617 | 0 | 0.617 | 0
38577 | Holiday Hill Community Wind | Generator | Yes | WT | Wind |  |  | 8500 |  | MA | WCMA |  | Existing | 0.784 | 1.2 | 0.784 | 1.2
38579 | Rehoboth | Generator | Yes | PV | Solar |  |  | 8506 |  | MA | SEMA |  | Existing | 1.045 | 0 | 1.045 | 0
38580 | Amesbury | Generator | Yes | PV | Solar |  |  | 8506 |  | MA | NEMA |  | Existing | 2.312 | 0 | 2.312 | 0
38581 | Tyngsborough | Generator | Yes | PV | Solar |  |  | 8500 |  | MA | WCMA |  | Existing | 1.283 | 0 | 1.283 | 0
38582 | Norton MA | Generator | Yes | PV | Solar |  |  | 8506 |  | MA | SEMA |  | Existing | 0.675 | 0 | 0.675 | 0
38583 | Agawam II | Generator | Yes | PV | Solar |  |  | 8500 |  | MA | WCMA |  | Existing | 0.804 | 0 | 0.804 | 0
38584 | Bridgewater | Generator | Yes | PV | Solar |  |  | 8506 |  | MA | SEMA |  | Existing | 0.462 | 0 | 0.462 | 0
38655 | Barrett Distribution - Franklin Solar | Generator | Yes | PV | Solar |  |  | 8506 |  | MA | SEMA |  | Existing | 0.23 | 0 | 0.23 | 0
38657 | Heliovaas - Acton Solar | Generator | Yes | PV | Solar |  |  | 8506 |  | MA | NEMA |  | Existing | 0.513 | 0 | 0.513 | 0
38661 | Heliovaas - Sudbury Solar | Generator | Yes | PV | Solar |  |  | 8506 |  | MA | NEMA |  | Existing | 0.524 | 0 | 0.524 | 0
38663 | Killingly Energy Center | Generator | No | CC | Natural Gas |  |  | 8500 |  | CT | CT |  | New | 631.955 | 672.016 | 631.955 | 631.955
38669 | Future Gen Wind | Generator | Yes | WT | Wind |  |  | 8506 |  | MA | SEMA |  | Existing | 1.358 | 2.8 | 1.358 | 2.8
38692 | MMWEC Simple Cycle Gas Turbine | Generator | No | GT | Natural Gas |  |  | 8506 |  | MA | NEMA |  | Existing | 57.967 | 57.967 | 57.967 | 57.967
38696 | Blossom Rd 1 Fall River PV | Generator | Yes | PV | Solar |  |  | 8506 |  | MA | SEMA |  | Existing | 0.414 | 0 | 0.414 | 0
38698 | Blossom Rd 2 Fall River PV | Generator | Yes | PV | Solar |  |  | 8506 |  | MA | SEMA |  | Existing | 0.417 | 0 | 0.417 | 0
38699 | Groveland St Abington PV | Generator | Yes | PV | Solar |  |  | 8506 |  | MA | SEMA |  | Existing | 0.39 | 0 | 0.39 | 0
38700 | Stafford St Leicester PV 2 | Generator | Yes | PV | Solar |  |  | 8500 |  | MA | WCMA |  | Existing | 0.228 | 0 | 0.228 | 0
38701 | Onset East | Generator | Yes | PV | Solar |  |  | 8506 |  | MA | SEMA |  | Existing | 0.408 | 0 | 0.408 | 0
38702 | Onset West | Generator | Yes | PV | Solar |  |  | 8506 |  | MA | SEMA |  | Existing | 0.405 | 0 | 0.405 | 0
38704 | Richardson Ave Attleboro PV 2 | Generator | Yes | PV | Solar |  |  | 8506 |  | MA | SEMA |  | Existing | 0.418 | 0 | 0.418 | 0
38706 | Old Upton Rd Grafton PV 2 | Generator | Yes | PV | Solar |  |  | 8500 |  | MA | WCMA |  | Existing | 0.228 | 0 | 0.228 | 0
38707 | Main St Dighton PV | Generator | Yes | PV | Solar |  |  | 8506 |  | MA | SEMA |  | Existing | 0.293 | 0 | 0.293 | 0
38708 | Groton School Rd Ayer PV 2 | Generator | Yes | PV | Solar |  |  | 8500 |  | MA | WCMA |  | Existing | 0.359 | 0 | 0.359 | 0
38709 | Frank Mossberg Dr Atteleboro PV | Generator | Yes | PV | Solar |  |  | 8506 |  | MA | SEMA |  | Existing | 0.244 | 0 | 0.244 | 0
38738 | Canton Mountain Wind Project | Generator | Yes | WT | Wind |  |  | 8505 |  | ME | ME |  | Existing | 3.6 | 7.2 | 3.6 | 7.2
38757 | WOODBRIDGE FUEL CELL | Generator | No | FC | Natural Gas |  |  | 8500 |  | CT | CT |  | Existing | 2.1 | 2.1 | 2.1 | 2.1
38760 | Norwich WWT | Generator | No | IC | Distillate Fuel Oil - including Diesel, No. 1, 2, and 4 |  |  | 8500 |  | CT | CT |  | Existing | 2 | 2 | 2 | 2
38795 | Hadley 2 | Generator | Yes | PV | Solar |  |  | 8500 |  | MA | WCMA |  | Existing | 0.851 | 0 | 0.851 | 0
38815 | Hubbardston PV | Generator | Yes | PV | Solar |  |  | 8500 |  | MA | WCMA |  | Existing | 0.87 | 0 | 0.87 | 0
38823 | Coolidge Solar | Generator | Yes | PV | Solar |  |  | 8505 |  | VT | VT |  | New | 10.37 | 0 | 6.85 | 0
38824 | Nutmeg Solar | Generator | Yes | PV | Solar |  |  | 8500 |  | MA | WCMA |  | New | 8.735 | 0 | 0 | 0
38825 | Sanford Airport Solar | Generator | Yes | PV | Solar |  |  | 8505 |  | ME | ME |  | New | 30.4 | 0 | 0 | 0
38826 | Quinebaug Solar | Generator | Yes | PV | Solar |  |  | 8500 |  | CT | CT |  | New | 24.9 | 0 | 0 | 0
38831 | Montague Site 36-Grosolar PV | Generator | Yes | PV | Solar |  |  | 8500 |  | MA | WCMA |  | New | 1.28 | 0 | 1.28 | 0
38833 | DGSC PV405_28 Jacome Way_Middletown | Generator | Yes | PV | Solar |  |  | 8506 |  | RI | RI |  | Existing | 0.163 | 0 | 0.163 | 0
38834 | DGSC PV1666_179 Plain Meeting House Rd_West Greenwich | Generator | Yes | PV | Solar |  |  | 8506 |  | RI | RI |  | Existing | 0.855 | 0 | 0.855 | 0
38835 | Lee Site 31-Conti PV | Generator | Yes | PV | Solar |  |  | 8500 |  | MA | WCMA |  | New | 0.375 | 0 | 0.375 | 0
38836 | Pittsfield 44-M&W PV | Generator | Yes | PV | Solar |  |  | 8500 |  | MA | WCMA |  | New | 0.197 | 0 | 0.197 | 0
38838 | Farmington Solar | Generator | Yes | PV | Solar |  |  | 8505 |  | ME | ME |  | New | 48.04 | 0 | 0 | 0
38841 | Syncarpha Freetown | Generator | Yes | PV | Solar |  |  | 8506 |  | MA | SEMA |  | Existing | 1.5 | 0 | 1.5 | 0
38842 | DGSC PV3000_Forbes St Landfill_East Providence | Generator | Yes | PV | Solar |  |  | 8506 |  | RI | RI |  | Existing | 1.267 | 0 | 1.267 | 0
38843 | DGSC PV2000_338 Compass Circle_North Kingstown | Generator | Yes | PV | Solar |  |  | 8506 |  | RI | RI |  | Existing | 0.768 | 0 | 0.768 | 0
38848 | Constitution Solar | Generator | Yes | PV | Solar |  |  | 8500 |  | CT | CT |  | New | 8.869 | 0 | 0 | 0
38849 | W Portsmouth Solar | Generator | Yes | PV | Solar |  |  | 8505 |  | NH | NH |  | New | 5.78 | 0 | 0 | 0
38853 | DGSC PV400_1 Ralco Way_Cumberland | Generator | Yes | PV | Solar |  |  | 8506 |  | RI | RI |  | Existing | 0.195 | 0 | 0.195 | 0
38858 | DGSC PV1225_100 Dupont Dr_Providence | Generator | Yes | PV | Solar |  |  | 8506 |  | RI | RI |  | Existing | 0.497 | 0 | 0.497 | 0
38860 | DGSC PV450_0 Martin St_Cubmerland | Generator | Yes | PV | Solar |  |  | 8506 |  | RI | RI |  | Existing | 0.182 | 0 | 0.182 | 0
38861 | DGSC PV225_225 Dupont Dr_Providence | Generator | Yes | PV | Solar |  |  | 8506 |  | RI | RI |  | Existing | 0.115 | 0 | 0.115 | 0
38862 | DGSC PV450_35 Martin St_Cumberland | Generator | Yes | PV | Solar |  |  | 8506 |  | RI | RI |  | Existing | 0.183 | 0 | 0.183 | 0
38863 | Syncarpha Lexington | Generator | Yes | PV | Solar |  |  | 8506 |  | MA | NEMA |  | Existing | 0.71 | 0 | 0.71 | 0
38864 | DGSC PV250_65 All American Way_North Kingstown | Generator | Yes | PV | Solar |  |  | 8506 |  | RI | RI |  | Existing | 0.103 | 0 | 0.103 | 0
38865 | DGSC PV850_582 Great Rd_North Smithfield | Generator | Yes | PV | Solar |  |  | 8506 |  | RI | RI |  | Existing | 0.409 | 0 | 0.409 | 0
38867 | DGSC PV300_45 Sharp Dr_Cranston | Generator | Yes | PV | Solar |  |  | 8506 |  | RI | RI |  | Existing | 0.128 | 0 | 0.128 | 0
38868 | DGSC PV1375_101 Peck Hill Rd_Johnston | Generator | Yes | PV | Solar |  |  | 8506 |  | RI | RI |  | Existing | 0.44 | 0 | 0.44 | 0
38869 | DGSC PV499_76 Silson Rd_Richmond | Generator | Yes | PV | Solar |  |  | 8506 |  | RI | RI |  | Existing | 0.194 | 0 | 0.194 | 0
38881 | DGSC PV495_1720 Davisville Rd_North Kingstown | Generator | Yes | PV | Solar |  |  | 8506 |  | RI | RI |  | Existing | 0.197 | 0 | 0.197 | 0
38883 | DGSC PV1170_23 Theodore Foster Rd_Foster | Generator | Yes | PV | Solar |  |  | 8506 |  | RI | RI |  | Existing | 0.427 | 0 | 0.427 | 0
38884 | DGSC PV912_260 South County Trail_Exeter | Generator | Yes | PV | Solar |  |  | 8506 |  | RI | RI |  | Existing | 0.444 | 0 | 0.444 | 0
38885 | DGSC PV1000_90 Tift Rd_North Smithfield | Generator | Yes | PV | Solar |  |  | 8506 |  | RI | RI |  | Existing | 0.432 | 0 | 0.432 | 0
38888 | Patterson Rd 1 Shirley PV | Generator | Yes | PV | Solar |  |  | 8500 |  | MA | WCMA |  | Existing | 0.432 | 0 | 0.432 | 0
38889 | Patterson Rd 2 Shirley PV | Generator | Yes | PV | Solar |  |  | 8500 |  | MA | WCMA |  | Existing | 0.229 | 0 | 0.229 | 0
38943 | Athens Energy LLC_1 | Generator | No | ST | Wood/Wood Waste Solids. |  |  | 8505 |  | ME | ME |  | Existing | 7 | 7 | 7 | 7
38944 | Barre I | Generator | Yes | PV | Solar |  |  | 8500 |  | MA | WCMA |  | Existing | 0.627 | 0 | 0.627 | 0
38945 | Gill | Generator | Yes | PV | Solar |  |  | 8500 |  | MA | WCMA |  | Existing | 1.147 | 0 | 1.147 | 0
38961 | Fitchburg Solar, LLC | Generator | Yes | PV | Solar |  |  | 8500 |  | MA | WCMA |  | Existing | 0.209 | 0 | 0.209 | 0
38962 | Ashby 1 Solar | Generator | Yes | PV | Solar |  |  | 8500 |  | MA | WCMA |  | Existing | 0.374 | 0 | 0.374 | 0
38963 | Ashby 2 Solar | Generator | Yes | PV | Solar |  |  | 8500 |  | MA | WCMA |  | Existing | 0.422 | 0 | 0.422 | 0
38970 | Barre II | Generator | Yes | PV | Solar |  |  | 8500 |  | MA | WCMA |  | Existing | 0.656 | 0 | 0.656 | 0
38973 | Partners Healthcare Sandwich | Generator | Yes | PV | Solar |  |  | 8506 |  | MA | SEMA |  | Existing | 0.432 | 0 | 0.432 | 0
40595 | Southwick | Generator | Yes | PV | Solar |  |  | 8500 |  | MA | WCMA |  | Existing | 1.867 | 0 | 1.867 | 0
40599 | Duxbury Chandler | Generator | Yes | PV | Solar |  |  | 8506 |  | MA | SEMA |  | Existing | 0.109 | 0 | 0.109 | 0
40613 | Fusion Solar Center LLC | Generator | Yes | PV | Solar |  |  | 8500 |  | CT | CT |  | New | 7.44 | 0 | 7.44 | 0
40615 | Hatfield Solar PV | Generator | Yes | PV | Solar |  |  | 8500 |  | MA | WCMA |  | New | 0.63 | 0 | 0.63 | 0
40616 | Pawcatuck Solar Center | Generator | Yes | PV | Solar |  |  | 8500 |  | CT | CT |  | New | 9 | 0 | 9 | 0
40617 | Sunderland PV Solar | Generator | Yes | PV | Solar |  |  | 8500 |  | MA | WCMA |  | New | 0.175 | 0 | 0.175 | 0
40618 | Greenfield Solar PV | Generator | Yes | PV | Solar |  |  | 8500 |  | MA | WCMA |  | New | 0.376 | 0 | 0.376 | 0
40619 | Southampton Solar PV | Generator | Yes | PV | Solar |  |  | 8500 |  | MA | WCMA |  | New | 0.347 | 0 | 0.347 | 0
40620 | Savoy Solar PV | Generator | Yes | PV | Solar |  |  | 8500 |  | MA | WCMA |  | New | 0.359 | 0 | 0.359 | 0
40621 | Hampden Solar PV | Generator | Yes | PV | Solar |  |  | 8500 |  | MA | WCMA |  | New | 0.59 | 0 | 0.59 | 0
40622 | Springfield Solar PV | Generator | Yes | PV | Solar |  |  | 8500 |  | MA | WCMA |  | New | 0.712 | 0 | 0.712 | 0
40623 | East Longmeadow Solar PV | Generator | Yes | PV | Solar |  |  | 8500 |  | MA | WCMA |  | New | 0.842 | 0 | 0.842 | 0
40624 | East Springfield Solar PV | Generator | Yes | PV | Solar |  |  | 8500 |  | MA | WCMA |  | New | 0.261 | 0 | 0.261 | 0
40625 | Ludlow Site 72 - Conti | Generator | Yes | PV | Solar |  |  | 8500 |  | MA | WCMA |  | New | 0.264 | 0 | 0.264 | 0
40626 | Plymouth Solar PV | Generator | Yes | PV | Solar |  |  | 8506 |  | MA | SEMA |  | New | 0.229 | 0 | 0.229 | 0
40627 | New Bedford Solar PV | Generator | Yes | PV | Solar |  |  | 8506 |  | MA | SEMA |  | New | 0.169 | 0 | 0.169 | 0
40629 | Wareham Solar PV | Generator | Yes | PV | Solar |  |  | 8506 |  | MA | SEMA |  | New | 0.553 | 0 | 0.553 | 0
40630 | Hinsdale Solar PV | Generator | Yes | PV | Solar |  |  | 8500 |  | MA | WCMA |  | New | 0.365 | 0 | 0.365 | 0
40631 | Southwick Solar PV | Generator | Yes | PV | Solar |  |  | 8500 |  | MA | WCMA |  | New | 0.823 | 0 | 0.823 | 0
40632 | RI_23_DGSC PV_200 Frenchtown Rd_North Kingstown | Generator | Yes | PV | Solar |  |  | 8506 |  | RI | RI |  | New | 0.552 | 0 | 0.552 | 0
40641 | RI_25_RE Growth PV_50 Snell Rd_Little Compton | Generator | Yes | PV | Solar |  |  | 8506 |  | RI | RI |  | New | 0.158 | 0 | 0.158 | 0
40642 | RI_26_RE Growth PV_451 Putnam Pike_Glocester | Generator | Yes | PV | Solar |  |  | 8506 |  | RI | RI |  | New | 0.112 | 0 | 0.112 | 0
40644 | RI_27_RE Growth PV_304 Progress Rd_Tiverton | Generator | Yes | PV | Solar |  |  | 8506 |  | RI | RI |  | New | 0.103 | 0 | 0.103 | 0
40647 | RI_28_RE Growth PV_401 Snake Hill Rd_Glocester | Generator | Yes | PV | Solar |  |  | 8506 |  | RI | RI |  | New | 0.117 | 0 | 0.117 | 0
40648 | Alton Road Solar Project | Generator | Yes | PV | Solar |  |  | 8506 |  | RI | RI |  | New | 5.724 | 0 | 0 | 0
40653 | Madison BESS | Generator | No | BA | Electricity used for Energy Storage |  |  | 8505 |  | ME | ME |  | New | 4.99 | 4.99 | 4.99 | 4.99
40654 | RI_29_RE Growth PV_44 Bank St_Hopkinton | Generator | Yes | PV | Solar |  |  | 8506 |  | RI | RI |  | New | 0.227 | 0 | 0.227 | 0
40655 | RI_33_RE Growth PV_200 Frenchtown Rd_North Kingstown | Generator | Yes | PV | Solar |  |  | 8506 |  | RI | RI |  | New | 0.426 | 0 | 0.426 | 0
40656 | RI_34_RE Growth PV_0 Danielson Pike_Providence | Generator | Yes | PV | Solar |  |  | 8506 |  | RI | RI |  | New | 1.183 | 0 | 1.183 | 0
40658 | Vineyard Wind | Generator | Yes | WT | Wind |  |  | 8506 |  | MA | SEMA |  | New | 273 | 418 | 53.805 | 82.383
40659 | RI_36_RE Growth PV_540 Nooseneck Hill Rd_Exeter | Generator | Yes | PV | Solar |  |  | 8506 |  | RI | RI |  | New | 0.377 | 0 | 0.377 | 0
40664 | Syncarpha Massachusetts | Generator | Yes | PV | Solar |  |  | 8500 |  | MA | WCMA |  | New | 0.67 | 0 | 0.67 | 0
40666 | Cranberry Point Battery Energy Storage | Generator | No | BA | Electricity used for Energy Storage |  |  | 8506 |  | MA | SEMA |  | New | 150 | 150 | 0 | 0
40667 | RI_42_RE Growth PV_320 Compass Circle_North Kingstown | Generator | Yes | PV | Solar |  |  | 8506 |  | RI | RI |  | New | 0.464 | 0 | 0.464 | 0
40668 | Georges River Energy, LLC | Generator | No | ST | Wood/Wood Waste Solids. |  |  | 8505 |  | ME | ME |  | New | 7.5 | 7.5 | 0 | 0
40670 | MacDill Solar | Generator | Yes | PV | Solar |  |  | 8500 |  | MA | WCMA |  | New | 12.855 | 0 | 0 | 0
40675 | RI_50_RE Growth PV_722 Main St_Hopkinton | Generator | Yes | PV | Solar |  |  | 8506 |  | RI | RI |  | New | 0.1 | 0 | 0.1 | 0
40676 | RI_52_RE Growth PV_139 Heaton Orchard Rd_Richmond | Generator | Yes | PV | Solar |  |  | 8506 |  | RI | RI |  | New | 0.1 | 0 | 0.1 | 0
40695 | RI_31_RE Growth PV_1275 Seven Mile Rd_Cranston | Generator | Yes | PV | Solar |  |  | 8506 |  | RI | RI |  | New | 0.112 | 0 | 0.112 | 0
40696 | RI_32_RE Growth PV_1275 Seven Mile Rd_Cranston | Generator | Yes | PV | Solar |  |  | 8506 |  | RI | RI |  | New | 0.112 | 0 | 0.112 | 0
40698 | Syncarpha North Adams | Generator | Yes | PV | Solar |  |  | 8500 |  | MA | WCMA |  | New | 1 | 0 | 1 | 0
40700 | Syncarpha Bondsville | Generator | Yes | PV | Solar |  |  | 8500 |  | MA | WCMA |  | New | 1.36 | 0 | 1.36 | 0
40708 | Davenport Solar | Generator | Yes | PV | Solar |  |  | 8505 |  | VT | VT |  | New | 6.662 | 0 | 0 | 0
40712 | Randolph Ctr. Solar | Generator | Yes | PV | Solar |  |  | 8505 |  | VT | VT |  | New | 11.29 | 0 | 0 | 0
40716 | Chinook Solar Resource | Generator | Yes | PV | Solar |  |  | 8505 |  | NH | NH |  | New | 18 | 0 | 0 | 0
40717 | Battery Storage | Generator | No | BA | Electricity used for Energy Storage |  |  | 8506 |  | MA | SEMA |  | New | 102.85 | 102.85 | 0 | 0
40718 | RI_30_RE Growth PV_1378 Snake Hill Rd_Glocester | Generator | Yes | PV | Solar |  |  | 8506 |  | RI | RI |  | New | 0.115 | 0 | 0.115 | 0
40720 | Saugus River Battery Energy Storage | Generator | No | BA | Electricity used for Energy Storage |  |  | 8506 |  | MA | NEMA |  | New | 50 | 50 | 0 | 0
40729 | Ballston Grid, LLC | Generator | No | BA | Electricity used for Energy Storage |  |  | 8500 |  | MA | WCMA |  | New | 150 | 150 | 0 | 0
40732 | Three Corners Solar | Generator | Yes | PV | Solar |  |  | 8505 |  | ME | ME |  | New | 85.2 | 0 | 85.2 | 0
40736 | Syncarpha Billerica | Generator | Yes | PV | Solar |  |  | 8500 |  | MA | WCMA |  | New | 1.6 | 0 | 1.6 | 0
40744 | RI_43_RE Growth PV_582 Great Rd_North Smithfield | Generator | Yes | PV | Solar |  |  | 8506 |  | RI | RI |  | New | 0.392 | 0 | 0.392 | 0
40746 | Syncarpha Hancock I | Generator | Yes | PV | Solar |  |  | 8500 |  | MA | WCMA |  | New | 0.8 | 0 | 0.8 | 0
40747 | Cranston Solar Project | Generator | Yes | PV | Solar |  |  | 8506 |  | RI | RI |  | New | 6.773 | 0 | 0 | 0
40749 | Syncarpha Hancock II | Generator | Yes | PV | Solar |  |  | 8500 |  | MA | WCMA |  | New | 0.8 | 0 | 0.8 | 0
40750 | TFCP | Generator | No | FC | Natural Gas |  |  | 8500 |  | CT | CT |  | New | 3.63 | 3.67 | 0 | 0
40751 | Syncarpha Hancock III | Generator | Yes | PV | Solar |  |  | 8500 |  | MA | WCMA |  | New | 0.4 | 0 | 0.4 | 0
40765 | CVEC EDGARTOWN - 1886 | Generator | Yes | PV | Solar |  |  | 8506 |  | MA | SEMA |  | New | 0.508 | 0 | 0.508 | 0
40766 | CVEC BARNSTABLE FIRE 2423 | Generator | Yes | PV | Solar |  |  | 8506 |  | MA | SEMA |  | New | 0.155 | 0 | 0.155 | 0
40767 | CVEC DY HIGH SCHOOL 2175 2173 | Generator | Yes | PV | Solar |  |  | 8506 |  | MA | SEMA |  | New | 0.439 | 0 | 0.439 | 0
40768 | CVEC EASTHAM 1915 | Generator | Yes | PV | Solar |  |  | 8506 |  | MA | SEMA |  | New | 0.18 | 0 | 0.18 | 0
40769 | CVEC MARGUERITE SMALL SCHOOL 2168 | Generator | Yes | PV | Solar |  |  | 8506 |  | MA | SEMA |  | New | 0.333 | 0 | 0.333 | 0
40770 | CVEC MARSTON MILLS 1964 1965 | Generator | Yes | PV | Solar |  |  | 8506 |  | MA | SEMA |  | New | 1.668 | 0 | 1.668 | 0
40771 | CVEC WEST TISBURY 2189 | Generator | Yes | PV | Solar |  |  | 8506 |  | MA | SEMA |  | New | 0.283 | 0 | 0.283 | 0
40772 | CVEC VINEYARD HAVEN 1923 | Generator | Yes | PV | Solar |  |  | 8506 |  | MA | SEMA |  | New | 0.47 | 0 | 0.47 | 0
40773 | CVEC ORLEANS 2217 | Generator | Yes | PV | Solar |  |  | 8506 |  | MA | SEMA |  | New | 0.222 | 0 | 0.222 | 0
40774 | CVEC HYANNIS 2181 | Generator | Yes | PV | Solar |  |  | 8506 |  | MA | SEMA |  | New | 2.294 | 0 | 2.294 | 0
40775 | CVEC CHATHAM 1911 | Generator | Yes | PV | Solar |  |  | 8506 |  | MA | SEMA |  | New | 0.696 | 0 | 0.696 | 0
40776 | CVEC BREWSTER 1912 | Generator | Yes | PV | Solar |  |  | 8506 |  | MA | SEMA |  | New | 0.492 | 0 | 0.492 | 0
40777 | CVEC HARWICH - 1913 | Generator | Yes | PV | Solar |  |  | 8506 |  | MA | SEMA |  | New | 1.797 | 0 | 1.797 | 0
40778 | CVEC EDGARTOWN - 1887 | Generator | Yes | PV | Solar |  |  | 8506 |  | MA | SEMA |  | New | 0.548 | 0 | 0.548 | 0
40786 | Cambridge Park Solar | Generator | Yes | PV | Solar |  |  | 8506 |  | MA | NEMA |  | New | 0.186 | 0 | 0.186 | 0
40789 | Maxwell Green Solar | Generator | Yes | PV | Solar |  |  | 8506 |  | MA | NEMA |  | New | 0.104 | 0 | 0.104 | 0
40796 | Charles Moore Arena | Generator | Yes | PV | Solar |  |  | 8506 |  | MA | SEMA |  | New | 0.12 | 0 | 0.12 | 0
40797 | Holliston Field 2 | Generator | Yes | PV | Solar |  |  | 8506 |  | MA | SEMA |  | New | 0.12 | 0 | 0.12 | 0
40800 | Hayden Rowe Solar Farm | Generator | Yes | PV | Solar |  |  | 8506 |  | MA | SEMA |  | New | 0.101 | 0 | 0.101 | 0
12450 | NYPA - CMR | Import | [5 empty] | 8500 | New York AC Ties |  |  |  | Existing | 68.8 | 68.8 | 68.3 | 68.3
12451 | NYPA - VT | Import | [5 empty] | 8500 | New York AC Ties |  |  |  | Existing | 11 | 11 | 11 | 11
40610 | Seneca Grandfathered FCA13 | Import | [5 empty] | 8500 | New York AC Ties |  |  |  | New | 45 | 45 | 45 | 45
40611 | Seneca NonGrandfathered FCA13 | Import | [5 empty] | 8500 | New York AC Ties |  |  |  | New | 3.2 | 3.2 | 3.2 | 3.2
40614 | LIEVRE RIVER Import 2022-23 | Import | [5 empty] | 8500 | Phase I/II HQ Excess |  |  |  | New | 45 | 0 | 45 | 0
40633 | Roseton 1 22-23 | Import | [5 empty] | 8500 | New York AC Ties |  |  |  | New | 607.7 | 608 | 0 | 0
40634 | Roseton 2 22-23 | Import | [5 empty] | 8500 | New York AC Ties |  |  |  | New | 599.5 | 602.5 | 0 | 0
40635 | Rensselaer 22-23 | Import | [5 empty] | 8500 | New York AC Ties |  |  |  | New | 77 | 79 | 77 | 77
40636 | Chaffee FCA13 | Import | [5 empty] | 8500 | New York AC Ties |  |  |  | New | 6 | 6 | 6 | 6
40637 | Millseat FCA13 | Import | [5 empty] | 8500 | New York AC Ties |  |  |  | New | 6.1 | 6.1 | 6.1 | 6.1
40639 | Oneida Herkimer FCA13 | Import | [5 empty] | 8500 | New York AC Ties |  |  |  | New | 2.9 | 3 | 2.9 | 2.9
40643 | Empire_CC | Import | [5 empty] | 8500 | New York AC Ties |  |  |  | New | 581.7 | 666 | 0 | 0
40651 | Erie Boulevard Hydro Import 2022-23 | Import | [5 empty] | 8500 | New York AC Ties |  |  |  | New | 351.19 | 361 | 0.19 | 0.19
40652 | Carr Street Generating FCA 2022-23 | Import | [5 empty] | 8500 | New York AC Ties |  |  |  | New | 87 | 89 | 0 | 0
40683 | NY_2022-23_01 | Import | [5 empty] | 8500 | New York AC Ties |  |  |  | New | 2 | 2 | 2 | 2
40685 | NY_2022-23_02 | Import | [5 empty] | 8500 | New York AC Ties |  |  |  | New | 81.1 | 92.3 | 0 | 0
40686 | NY_2022-23_03 | Import | [5 empty] | 8500 | New York AC Ties |  |  |  | New | 61 | 72 | 0 | 0
40687 | NY_2022-23_04 | Import | [5 empty] | 8500 | New York AC Ties |  |  |  | New | 355.5 | 435 | 0 | 0
40689 | NY_2022-23_06 | Import | [5 empty] | 8500 | New York AC Ties |  |  |  | New | 80.2 | 90.6 | 0 | 0
40690 | NY_2022-23_07 | Import | [5 empty] | 8500 | New York AC Ties |  |  |  | New | 83.3 | 94.8 | 0 | 0
40706 | HQ_HG_Yearly_22-23 | Import | [5 empty] | 8505 | Hydro-Quebec Highgate |  |  |  | New | 80 | 51 | 51 | 51
40709 | HQ_NB_Yearly_22-23 | Import | [5 empty] | 8505 | New Brunswick |  |  |  | New | 100 | 100 | 35 | 35
40711 | HQ_NY_Yearly_22-23 | Import | [5 empty] | 8500 | New York AC Ties |  |  |  | New | 300 | 300 | 300 | 300
40714 | HQ_PII_Yearly_22-23 | Import | [5 empty] | 8500 | Phase I/II HQ Excess |  |  |  | New | 600 | 431 | 386 | 386
40728 | Bayside 2022-23 | Import | [5 empty] | 8505 | New Brunswick |  |  |  | New | 250 | 250 | 65 | 65
40730 | Bethlehem | Import | [5 empty] | 8500 | New York AC Ties |  |  |  | New | 265 | 280 | 0 | 0
40735 | Control Area Backed 2022-2023 | Import | [5 empty] | 8505 | New Brunswick |  |  |  | New | 160 | 160 | 84 | 84
40738 | NY_2022-23_13 | Import | [5 empty] | 8500 | New York AC Ties |  |  |  | New | 61.2 | 62 | 0 | 0
40739 | NY_2022-23_14 | Import | [5 empty] | 8500 | New York AC Ties |  |  |  | New | 48.8 | 59.6 | 0 | 0
40740 | NY_2022-23_15 | Import | [5 empty] | 8500 | New York AC Ties |  |  |  | New | 50.4 | 62.5 | 0 | 0
40741 | NY_2022-23_16 | Import | [5 empty] | 8500 | New York AC Ties |  |  |  | New | 55.5 | 63.7 | 0 | 0
40763 | RAH 22-23 | Import | [5 empty] | 8505 | New Brunswick |  |  |  | New | 32 | 32 | 0 | 0
FOOTNOTES:
-1 | Most of the data from this table can be found in the 2022-23 Forward Capacity Auction Obligations spreadsheet available at: https://www.iso-ne.com/isoexpress/web/reports/auctions/-/tree/fca-results. However, the Prime Mover codes are from this CELT Report Sec. 2.1 for existing units, the FERC jurisdiction queue (Schedules 22/23 of the Tariff) for those future resources with Interconnection Agreements, and the Forward Capacity Tracking System for the remaining resources.

## 5.1 Resource NRCs and CNRCs
5.1 Network Resource Capability (NRC) & Capacity Network Resource Capability List (1)(2)
- Effective June 1, 2019, as of March 22, 2019
[5 empty] | NRC (MW) |  | CNRC (MW)
| Resource ID | Resource Name | Asset ID | Asset Name | Summer (500F) | Winter (00F) | Summer (900F) | Winter (200F) | Instrument Used to Identify Capability(4) | State | County | RSP Area | Lead Participant
| 253 | TURNKEY LANDFILL | 253 | TURNKEY LANDFILL | 3.306 | 3.306 | 3.306 | 3.306 | Historic Capability | NH | 017 | NH | PSNH
| 321 | MANCHESTER 10 10A CC | 321 | MANCHESTER 10/10A CC | 170 | 170 | 157 | 170 | IA | RI | 007 | RI | HEM
| 322 | MANCHESTER 11 11A CC | 322 | MANCHESTER 11/11A CC | 170 | 170 | 157 | 170 | IA | RI | 007 | RI | HEM
| 323 | MANCHESTER 9 9A CC | 323 | MANCHESTER 9/9A CC | 170 | 170 | 154 | 170 | IA | RI | 007 | RI | HEM
| 324 | CDECCA | 324 | CDECCA | 64 | 64 | 56 | 64 | IA | CT | 003 | CT | EDFS
| 326 | ALTRESCO | 326 | ALTRESCO | 160 | 192.5 | 151.4 | 183.401 | IA | MA | 003 | WMA | EDFS
| 327 | AMOSKEAG | 327 | AMOSKEAG | 17.5 | 17.5 | 17.5 | 17.5 | Historic Capability | NH | 011 | NH | HSE
| 328 | GULF ISLAND COMPOSITE INCREMENTAL | 328 | GULF ISLAND COMPOSITE | 38.915 | 38.915 | 33.44 | 33.44 | IA | ME | 001 | ME | FPLEMH
| 329 | ASCUTNEY GT | 329 | ASCUTNEY GT | 11.46 | 14.7 | 10.3 | 14.7 | Historic Capability | VT | 027 | VT | GMP
| 330 | AYERS ISLAND | 330 | AYERS ISLAND | 9.08 | 9.08 | 9.08 | 9.08 | Historic Capability | NH | 009 | NH | HSE
| 331 | AZISCOHOS HYDRO | 331 | AZISCOHOS HYDRO | 6.8 | 6.8 | 6.8 | 6.8 | IA | ME | 019 | ME | BEMLP
| 335 | BELLOWS FALLS | 335 | BELLOWS FALLS | 49 | 49 | 49 | 49 | IA | VT | 025 | VT | GRHL
| 336 | BERLIN 1 GT | 336 | BERLIN 1 GT | 41.2 | 58 | 41.2 | 58 | Historic Capability | VT | 023 | VT | GMP
| 337 | BETHLEHEM | 337 | BETHLEHEM | 15.75 | 15.7 | 15.75 | 15.7 | Historic Capability | NH | 007 | NH | SUEZ
| 340 | BRIDGEPORT HARBOR 3 | 340 | BRIDGEPORT HARBOR 3 | 385 | 385 | 383.426 | 384.984 | IA | CT | 001 | SWCT | PSEG
| 341 | BRIDGEPORT HARBOR 4 | 341 | BRIDGEPORT HARBOR 4 | 18 | 22 | 18 | 22 | IA | CT | 001 | SWCT | PSEG
| 346 | BOLTON FALLS | 346 | BOLTON FALLS | 7.8 | 7.8 | 7.8 | 7.8 | Historic Capability | VT | 023 | VT | GMP
| 348 | BOOT MILLS | 348 | BOOT MILLS | 18 | 18 | 18 | 18 | IA | MA | 017 | CMA/NEMA | NSTAR
| 349 | WHEELABRATOR BRIDGEPORT, L.P. | 349 | WHEELABRATOR BRIDGEPORT, L.P. | 59.65 | 60.5 | 59.65 | 60.5 | Historic Capability | CT | 001 | SWCT | WB
| 355 | BRANFORD 10 | 355 | BRANFORD 10 | 19.019 | 21.284 | 16.174 | 21.284 | Historic Capability | CT | 009 | SWCT | NRGPM
| 356 | BRISTOL REFUSE | 356 | BRISTOL REFUSE | 13.517 | 13.578 | 13.517 | 13.578 | Historic Capability | CT | 003 | CT | CEM
| 357 | BRIDGEWATER | 357 | BRIDGEWATER | 15.75 | 15.701 | 15.75 | 15.701 | Historic Capability | NH | 009 | NH | BPCLP
| 358 | BRUNSWICK | 358 | BRUNSWICK | 20.2 | 20.2 | 20.2 | 20.2 | IA | ME | 005 | ME | FPLEMH
| 359 | J. COCKWELL 1 | 359 | J. COCKWELL 1 | 298.5 | 298.5 | 294.5 | 294.5 | IA | MA | 003 | WMA | BSP
| 360 | J. COCKWELL 2 | 360 | J. COCKWELL 2 | 298.5 | 298.5 | 294.5 | 294.5 | IA | MA | 003 | WMA | BSP
| 362 | BULLS BRIDGE | 362 | BULLS BRIDGE | 8.4 | 8.4 | 8.4 | 8.4 | IA | CT | 005 | SWCT | NEL1
| 363 | BURLINGTON GT | 363 | BURLINGTON GT | 21.44 | 25 | 20.378 | 25 | Historic Capability | VT | 007 | VT | BED
| 365 | CANAL 1 | 365 | CANAL 1 | 573 | 573 | 573 | 573 | Historic Capability | MA | 001 | SEMA | SKEM
| 366 | CANAL 2 | 366 | CANAL 2 | 576.37 | 586 | 576.37 | 586 | Historic Capability | MA | 001 | SEMA | SKEM
| 367 | CAPE GT 4 | 367 | CAPE GT 4 | 13.75 | 20.55 | 13.75 | 20.55 | IA | ME | 005 | SME | FPLP-I
| 368 | CAPE GT 5 | 368 | CAPE GT 5 | 16.6 | 20.75 | 16.6 | 20.75 | IA | ME | 005 | SME | FPLP-I
| 369 | CATARACT EAST | 369 | CATARACT EAST | 8.9 | 8.9 | 8.9 | 8.9 | IA | ME | 031 | SME | FPLEMH
| 370 | COS COB 10 | 370 | COS COB 10 | 22.084 | 23 | 19.497 | 23 | IA | CT | 001 | NOR | NRGPM
| 371 | COS COB 11 | 371 | COS COB 11 | 21.875 | 23 | 21.841 | 23 | IA | CT | 001 | NOR | NRGPM
| 372 | COS COB 12 | 372 | COS COB 12 | 22.143 | 23 | 18.66 | 23 | IA | CT | 001 | NOR | NRGPM
| 375 | CLEARY 9 9A CC | 375 | CLEARY 9/9A CC | 106.875 | 110 | 105 | 110 | Historic Capability | MA | 005 | SEMA | TMLP
| 376 | CLEARY 8 | 376 | CLEARY 8 | 26 | 26 | 26 | 26 | Historic Capability | MA | 005 | SEMA | TMLP
| 379 | COBBLE MOUNTAIN | 379 | COBBLE MOUNTAIN | 33.99 | 33.96 | 33.99 | 33.96 | Historic Capability | MA | 013 | WMA | HGE
| 380 | COMERFORD | 47366, 47367, 47368, 47369 | COMERFORD 1, COMERFORD 2, COMERFORD 3, COMERFORD 4 | 169.3 | 170.3 | 166.135 | 167.116 | IA | NH | 009 | NH | GRHL
| 382 | MERRIMACK CT1 | 382 | MERRIMACK CT1 | 17.8 | 22.5 | 17.8 | 22.5 | IA | NH | 013 | NH | CEEI
| 383 | MERRIMACK CT2 | 383 | MERRIMACK CT2 | 17.6 | 23.5 | 17.6 | 23.5 | IA | NH | 013 | NH | CEEI
| 388 | DARTMOUTH POWER | 388 | DARTMOUTH POWER | 62.9 | 68.4 | 62.9 | 68.4 | PPA | MA | 005 | SEMA | EPLU-I
| 389 | DERBY DAM | 389 | DERBY DAM | 7.05 | 7.05 | 7.05 | 7.05 | Historic Capability | CT | 001 | SWCT | MCCL
| 392 | DEXTER | 42375, 42376 | DEXTER 1, DEXTER 2 | 47.5 | 47.5 | 44.502 | 46.027 | IA | CT | 003 | CT | EES4
| 393 | DEERFIELD 5 | 393 | DEERFIELD 5 | 14 | 14 | 14 | 14 | IA | MA | 011 | WMA | GRHL
| 395 | DOREEN | 395 | DOREEN | 19.4 | 21.1 | 16.6 | 21.1 | IA | MA | 003 | WMA | NAEA-EM
| 396 | DEVON 10 | 396 | DEVON 10 | 18 | 19.208 | 17.2 | 19.208 | PPA | CT | 009 | SWCT | NRGPM
| 397 | DEVON 11 | 397 | DEVON 11 | 33.12 | 42.82 | 33.12 | 42.82 | PPA | CT | 009 | SWCT | NRGPM
| 398 | DEVON 12 | 398 | DEVON 12 | 33.12 | 42.82 | 33.12 | 42.82 | PPA | CT | 009 | SWCT | NRGPM
| 399 | DEVON 13 | 399 | DEVON 13 | 33.12 | 42.82 | 33.12 | 42.82 | PPA | CT | 009 | SWCT | NRGPM
| 400 | DEVON 14 | 400 | DEVON 14 | 33.12 | 42.82 | 33.12 | 42.82 | PPA | CT | 009 | SWCT | NRGPM
| 401 | EASTMAN FALLS | 401 | EASTMAN FALLS | 6.47 | 6.47 | 6.47 | 6.47 | Historic Capability | NH | 013 | NH | HSE
| 405 | ELLSWORTH HYDRO | 405 | ELLSWORTH HYDRO | 9.21 | 9.05 | 9.21 | 9.05 | Historic Capability | ME | 009 | BHE | BBHP
| 407 | EASTPORT DIESELS 1-3 | 407 | EASTPORT DIESEL #3 | 4.05 | 4.1 | 4.05 | 4.1 | Historic Capability | ME | 029 | BHE | BHEC-I
| 410 | ESSEX 19 HYDRO | 410 | ESSEX 19 HYDRO | 7.8 | 7.8 | 7.8 | 7.8 | Historic Capability | VT | 007 | VT | GMP
| 412 | FALLS VILLAGE | 412 | FALLS VILLAGE | 9.76 | 11 | 9.76 | 11 | IA | CT | 005 | CT | NEL1
| 413 | FIFE BROOK | 413 | FIFE BROOK | 9.9 | 9.9 | 9.9 | 9.9 | Historic Capability | MA | 003 | WMA | BSP
| 417 | FRAMINGHAM JET 1 | 417 | FRAMINGHAM JET 1 | 14.1 | 18.1 | 14.1 | 18.1 | Historic Capability | MA | 017 | BOSTON | EXGC
| 418 | FRAMINGHAM JET 2 | 418 | FRAMINGHAM JET 2 | 14.1 | 18.1 | 14.1 | 18.1 | Historic Capability | MA | 017 | BOSTON | EXGC
| 419 | FRAMINGHAM JET 3 | 419 | FRAMINGHAM JET 3 | 14.1 | 18.1 | 14.1 | 18.1 | Historic Capability | MA | 017 | BOSTON | EXGC
| 420 | FRANKLIN DRIVE 10 | 420 | FRANKLIN DRIVE 10 | 18.596 | 20.952 | 17.2 | 20.952 | Historic Capability | CT | 005 | CT | NRGPM
| 421 | FRONT STREET DIESELS 1-3 | 421 | FRONT STREET DIESELS 1-3 | 8.3 | 8.25 | 7.7 | 7.7 | Historic Capability | MA | 013 | WMA | CMLP
| 424 | GREAT LAKES - MILLINOCKET | 424 | GREAT LAKES - MILLINOCKET | 126 | 126 | 126 | 126 | IA | ME | 019 | BHE | BEMLP
| 426 | GORGE 1 DIESEL | 426 | GORGE 1 DIESEL | 10.8 | 16.11 | 10.8 | 16.11 | Historic Capability | VT | 007 | VT | GMP
| 427 | GORHAM | 427 | GORHAM | 2.05 | 2.05 | 2.05 | 2.05 | Historic Capability | NH | 007 | NH | HSE
| 432 | HARRIS 1 | 432 | HARRIS 1 | 17 | 17 | 17 | 17 | IA | ME | 025 | ME | FPLEMH
| 433 | HARRIS 2 | 433 | HARRIS 2 | 35 | 35.5 | 35 | 35.5 | IA | ME | 025 | ME | FPLEMH
| 434 | HARRIS 3 | 434 | HARRIS 3 | 34 | 34.5 | 34 | 34.5 | IA | ME | 025 | ME | FPLEMH
| 435 | HARRIMAN | 435 | HARRIMAN | 41.135 | 39 | 41.135 | 39 | Historic Capability | VT | 025 | WMA | GRHL
| 436 | HEMPHILL 1 | 436 | HEMPHILL 1 | 17.5 | 17.5 | 17.5 | 17.5 | IA | NH | 019 | NH | SPRING
| 440 | HIRAM | 440 | HIRAM | 11.6 | 11.6 | 11.6 | 11.6 | IA | ME | 005 | SME | FPLEMH
| 445 | COVANTA WEST ENFIELD | 445 | COVANTA WEST ENFIELD | 24.5 | 24.5 | 24.5 | 24.5 | PPA | ME | 019 | BHE | IESI-I
| 446 | COVANTA JONESBORO | 446 | COVANTA JONESBORO | 24.5 | 24.5 | 24.5 | 24.5 | PPA | ME | 029 | BHE | IESI-I
| 448 | IPSWICH DIESELS | 448 | IPSWICH DIESELS | 16 | 13.277 | 16 | 13.277 | Historic Capability | MA | 009 | BOSTON | IMLD
| 449 | JACKMAN | 449 | JACKMAN | 3.6 | 19.75 | 3.6 | 19.75 | Historic Capability | NH | 011 | NH | HSE
| 452 | KENDALL JET 1 | 452 | KENDALL JET 1 | 20.858 | 24.428 | 18 | 23 | IA | MA | 017 | BOSTON | KENDALL
| 457 | LAWRENCE HYDRO | 457 | LAWRENCE HYDRO | 9.4 | 14.1 | 9.4 | 14.1 | Historic Capability | MA | 009 | CMA/NEMA | CHIPM
| 460 | LOCKWOOD | 460 | LOCKWOOD | 7.5 | 7.5 | 7.5 | 7.5 | IA | ME | 011 | ME | BEMLP
| 462 | LISBON RESOURCE RECOVERY | 462 | LISBON RESOURCE RECOVERY | 13.5 | 13.5 | 13.5 | 13.5 | IA | CT | 011 | CT | CLP
| 463 | AEI LIVERMORE | 463 | REENERGY LIVERMORE FALLS | 35.3 | 35.63 | 35.3 | 35.63 | Historic Capability | ME | 001 | ME | REESTR
| 464 | LOST NATION | 464 | LOST NATION | 16.652 | 19.3 | 14.1 | 19.3 | Historic Capability | NH | 007 | NH | CEEI
| 465 | DEERFIELD 2 LWR DRFIELD | 465 | DEERFIELD 2/LWR DRFIELD | 19.5 | 19.5 | 19.5 | 19.5 | Historic Capability | MA | 011 | WMA | GRHL
| 466 | L STREET JET | 466 | L STREET JET | 19.4 | 22.5 | 16.6 | 22.25 | Historic Capability | MA | 025 | BOSTON | EXGC
| 467 | MARBLEHEAD DIESELS | 467 | MARBLEHEAD DIESELS | 5 | 5 | 5 | 5 | Historic Capability | MA | 009 | BOSTON | MMLD
| 468 | MARSHFIELD 6 HYDRO | 468 | MARSHFIELD 6 HYDRO | 5 | 5 | 5 | 5 | Historic Capability | VT | 023 | NH | GMP
| 472 | M STREET JET | 472 | M STREET JET | 47 | 67.2 | 47 | 67.2 | PPA | MA | 025 | BOSTON | MBTA
| 473 | MCINDOES | 473 | MCINDOES | 13 | 13 | 13 | 13 | Historic Capability | NH | 009 | NH | GRHL
| 474 | J C MCNEIL | 474 | J C MCNEIL | 52 | 54 | 52 | 54 | Historic Capability | VT | 007 | VT | BED
| 478 | MIDDLETOWN 10 | 478 | MIDDLETOWN 10 | 20.423 | 22.1 | 17.2 | 22.1 | Historic Capability | CT | 007 | CT | NRGPM
| 480 | MIDDLETOWN 2 | 480 | MIDDLETOWN 2 | 117 | 120 | 117 | 120 | Historic Capability | CT | 007 | CT | NRGPM
| 481 | MIDDLETOWN 3 | 481 | MIDDLETOWN 3 | 236 | 245 | 236 | 245 | Historic Capability | CT | 007 | CT | NRGPM
| 482 | MIDDLETOWN 4 | 482 | MIDDLETOWN 4 | 402 | 402 | 402 | 402 | Historic Capability | CT | 007 | CT | NRGPM
| 484 | MILLSTONE POINT 2 | 484 | MILLSTONE POINT 2 | 897.5 | 905.7 | 897.5 | 905.7 | IA | CT | 007 | CT | DEMI-I
| 485 | MILLSTONE POINT 3 | 485 | MILLSTONE POINT 3 | 1225 | 1245 | 1225 | 1245 | IA | CT | 011 | CT | DEMI-I
| 486 | MILFORD POWER | 486 | MILFORD POWER | 216 | 222.7 | 195 | 216.73 | IA | MA | 027 | RI | CEEI
| 487 | WORUMBO HYDRO | 487 | WORUMBO HYDRO | 19.4 | 19.4 | 19.4 | 19.4 | IA | ME | 001 | ME | ENE
| 489 | MERRIMACK 1 | 489 | MERRIMACK 1 | 113.5 | 122.73 | 112.5 | 122.73 | IA | NH | 013 | NH | CEEI
| 490 | MERRIMACK 2 | 490 | MERRIMACK 2 | 340 | 353.5 | 335.487 | 353.5 | IA | NH | 013 | NH | CEEI
| 492 | MONTVILLE 10 AND 11 | 492 | MONTVILLE 10 AND 11 | 5.5 | 5.5 | 5.5 | 5.5 | Historic Capability | CT | 011 | CT | NRGPM
| 493 | MONTVILLE 5 | 493 | MONTVILLE 5 | 81 | 82 | 81 | 82 | Historic Capability | CT | 011 | CT | NRGPM
| 494 | MONTVILLE 6 | 494 | MONTVILLE 6 | 410 | 410 | 410 | 410 | Historic Capability | CT | 011 | CT | NRGPM
| 495 | MONTY | 495 | MONTY | 28 | 28 | 28 | 28 | IA | ME | 025 | ME | FPLEMH
| 496 | MOORE | 47370, 47371, 47372, 47373 | MOORE 1, MOORE 2, MOORE 3, MOORE 4 | 191.3 | 191.3 | 191.3 | 191.3 | IA | NH | 009 | NH | GRHL
| 497 | MASS POWER | 497 | MASS POWER | 256.1 | 279.9 | 245.3 | 276 | IA | MA | 013 | WMA | DMT1
| 502 | MYSTIC 7 | 502 | MYSTIC 7 | 592 | 592 | 592 | 592 | Historic Capability | MA | 025 | BOSTON | EXGC
| 503 | MYSTIC JET | 503 | MYSTIC JET | 10.96 | 13.8 | 9.75 | 13.8 | Historic Capability | MA | 025 | BOSTON | EXGC
| 507 | NEA BELLINGHAM | 48754, 48755 | NEA BELLINGHAM 1A, NEA BELLINGHAM 1B | 314.7 | 340.241 | 282.865 | 340.241 | IA | MA | 021 | RI | FPLP-I
| 508 | NEWINGTON 1 | 508 | NEWINGTON 1 | 407.5 | 420.83 | 407.5 | 420.83 | Historic Capability | NH | 015 | NH | CEEI
| 513 | NEW HAVEN HARBOR | 513 | NEW HAVEN HARBOR | 466 | 466 | 466 | 466 | IA | CT | 009 | CT | PSEG
| 515 | NORWICH JET | 515 | NORWICH JET | 17.82 | 19.16 | 15.255 | 18.8 | Historic Capability | CT | 011 | CT | CMEEC
| 527 | OGDEN-MARTIN 1 | 527 | OGDEN-MARTIN 1 | 41.68 | 42.87 | 41.68 | 42.87 | Historic Capability | MA | 009 | BOSTON | CEM
| 528 | OCEAN ST PWR GT1 GT2 ST1 | 528 | OCEAN ST PWR GT1/GT2/ST1 | 297.187 | 318.342 | 272.342 | 318.342 | Historic Capability | RI | 007 | RI | HEM
| 529 | OCEAN ST PWR GT3 GT4 ST2 | 529 | OCEAN ST PWR GT3/GT4/ST2 | 297.609 | 322.815 | 274.815 | 322.815 | Historic Capability | RI | 007 | RI | HEM
| 531 | PAWTUCKET POWER | 531 | PAWTUCKET POWER | 62 | 67 | 62 | 67 | IA | RI | 007 | RI | EDFS
| 532 | PEJEPSCOT | 532 | PEJEPSCOT | 10.21 | 13.55 | 10.21 | 13.55 | Historic Capability | ME | 023 | ME | BBHP
| 536 | PERC-ORRINGTON 1 | 536 | PERC-ORRINGTON 1 | 21.76 | 21.93 | 21.76 | 21.93 | Historic Capability | ME | 019 | BHE | BPEC
| 538 | PINETREE POWER | 538 | PINETREE POWER | 17.55 | 17.49 | 17.55 | 17.49 | Historic Capability | MA | 027 | WMA | SUEZ
| 539 | PONTOOK HYDRO | 539 | PONTOOK HYDRO | 9.6 | 10.16 | 9.6 | 10.16 | IA | NH | 007 | NH | BEMLP
| 540 | POTTER 2 CC | 540 | POTTER 2 CC | 84.474 | 97.5 | 79.5 | 97.5 | Historic Capability | MA | 021 | SEMA | BELD
| 541 | PROCTOR | 541 | PROCTOR | 9.841 | 9.841 | 6.65 | 6.803 | IA | VT | 021 | VT | GMP
| 542 | ECO MAINE | 542 | ECO MAINE | 13.705 | 13.705 | 13.705 | 13.705 | Historic Capability | ME | 005 | SME | EXGC
| 546 | RESCO SAUGUS | 546 | RESCO SAUGUS | 32.79 | 31 | 32.79 | 31 | Historic Capability | MA | 009 | BOSTON | WNE
| 547 | WHEELABRATOR NORTH ANDOVER | 547 | WHEELABRATOR NORTH ANDOVER | 40 | 40 | 40 | 40 | IA | MA | 009 | BOSTON | WNE
| 549 | RUTLAND 5 GT | 549 | RUTLAND 5 GT | 12.397 | 15.547 | 10.4 | 14.8 | Historic Capability | VT | 021 | VT | GMP
| 555 | SEABROOK | 555 | SEABROOK | 1257.275 | 1257.275 | 1257.275 | 1257.275 | IA | NH | 015 | NH | FPLP-I
| 556 | SCHILLER 4 | 556 | SCHILLER 4 | 47.5 | 48 | 47.5 | 48 | Historic Capability | NH | 015 | NH | CEEI
| 557 | SCHILLER 5 | 557 | SCHILLER 5 | 49.6 | 49.6 | 49.6 | 49.6 | Historic Capability | NH | 015 | NH | CEEI
| 558 | SCHILLER 6 | 558 | SCHILLER 6 | 48 | 49 | 48 | 49 | Historic Capability | NH | 015 | NH | CEEI
| 559 | SCHILLER CT 1 | 559 | SCHILLER CT 1 | 18.132 | 22 | 17.621 | 22 | Historic Capability | NH | 015 | NH | CEEI
| 561 | SEARSBURG | 561 | SEARSBURG | 4.96 | 4.96 | 4.96 | 4.96 | Historic Capability | VT | 003 | WMA | GRHL
| 562 | SECREC-PRESTON | 562 | SECREC-PRESTON | 16.449 | 17.07 | 16.449 | 17.07 | Historic Capability | CT | 011 | CT | CEM
| 563 | SEMASS 1 | 563 | SEMASS 1 | 46.955 | 52.96 | 46.955 | 52.69 | Historic Capability | MA | 023 | SEMA | CEM
| 564 | SEMASS 2 | 564 | SEMASS 2 | 22.5 | 22.5 | 22.5 | 22.5 | PPA | MA | 023 | SEMA | CEM
| 565 | SHELDON SPRINGS | 565 | SHELDON SPRINGS | 14.832 | 26.38 | 14.832 | 26.38 | Historic Capability | VT | 011 | VT | GMP
| 566 | SHEPAUG | 566 | SHEPAUG | 42.95 | 43.4 | 42.95 | 43.4 | IA | CT | 009 | SWCT | NEL1
| 567 | SHERMAN | 567 | SHERMAN | 6.5 | 6.5 | 6.5 | 6.5 | IA | MA | 015 | WMA | GRHL
| 569 | SKELTON | 569 | SKELTON | 22.08 | 22.08 | 21.6 | 21.6 | IA | ME | 031 | SME | FPLEMH
| 570 | SMITH | 570 | SMITH | 17.6 | 16.669 | 17.6 | 16.669 | Historic Capability | NH | 007 | NH | HSE
| 572 | SO. MEADOW 11 | 572 | SO. MEADOW 11 | 43.121 | 49 | 38.8 | 49 | Historic Capability | CT | 003 | CT | FPLP-I
| 573 | SO. MEADOW 12 | 573 | SO. MEADOW 12 | 45.2 | 49 | 39 | 49 | Historic Capability | CT | 003 | CT | FPLP-I
| 574 | SO. MEADOW 13 | 574 | SO. MEADOW 13 | 44.117 | 49.917 | 39 | 48.6 | Historic Capability | CT | 003 | CT | FPLP-I
| 575 | SO. MEADOW 14 | 575 | SO. MEADOW 14 | 42.546 | 49 | 39 | 49 | Historic Capability | CT | 003 | CT | FPLP-I
| 580 | SO. MEADOW 5 | 580 | SO. MEADOW 5 | 29.7 | 31.24 | 29.7 | 31.24 | Historic Capability | CT | 003 | CT | FPLP-I
| 581 | SO. MEADOW 6 | 581 | SO. MEADOW 6 | 29.7 | 31.25 | 29.7 | 31.25 | Historic Capability | CT | 003 | CT | FPLP-I
| 583 | STONY BROOK 2A | 583 | STONY BROOK 2A | 79 | 90 | 67 | 87 | PPA | MA | 013 | WMA | MMWEC
| 584 | STONY BROOK 2B | 584 | STONY BROOK 2B | 77 | 90 | 65 | 85 | PPA | MA | 013 | WMA | MMWEC
| 587 | STEVENSON | 587 | STEVENSON | 28.9 | 28.9 | 28.9 | 28.9 | IA | CT | 001 | SWCT | NEL1
| 590 | BORALEX STRATTON ENERGY | 590 | REENERGY STRATTON | 46.52 | 47.51 | 46.52 | 47.51 | Historic Capability | ME | 007 | ME | REESTR
| 591 | SAPPI NORTH AMERICA, INC | 591 | SAPPI NORTH AMERICA, INC | 43.07 | 49.103 | 43.07 | 49.103 | Historic Capability | ME | 005 | SME | FPLP-I
| 592 | TAMWORTH | 592 | TAMWORTH | 21.145 | 21.143 | 21.145 | 21.143 | IA | NH | 003 | NH | SUEZ
| 595 | TORRINGTON TERMINAL 10 | 595 | TORRINGTON TERMINAL 10 | 18.817 | 21.8 | 17.2 | 21.8 | Historic Capability | CT | 005 | CT | NRGPM
| 596 | TUNNEL 10 | 596 | TUNNEL 10 | 20.8 | 22.1 | 17.102 | 22.1 | IA | CT | 011 | CT | NEL1
| 598 | VERGENNES 5 AND 6 DIESELS | 598 | VERGENNES 5 AND 6 DIESELS | 4.2 | 4.24 | 4.2 | 4.24 | Historic Capability | VT | 001 | VT | GMP
| 599 | VERNON | 599 | VERNON | 32 | 32 | 34.9 | 34.9 | IA | VT | 025 | WMA | GRHL
| 612 | WATERS RIVER JET 1 | 612 | WATERS RIVER JET 1 | 19.55 | 22.437 | 16.437 | 22.437 | Historic Capability | MA | 009 | BOSTON | MMWEC
| 613 | WATERS RIVER JET 2 | 613 | WATERS RIVER JET 2 | 39.4 | 45.8 | 30.791 | 44.97 | PPA | MA | 009 | BOSTON | MMWEC
| 614 | WATERBURY 22 | 614 | WATERBURY 22 | 5 | 5 | 5 | 5 | Historic Capability | VT | 023 | VT | GMP
| 616 | WEST ENFIELD | 616 | WEST ENFIELD | 11.47 | 19.1 | 11.47 | 19.1 | Historic Capability | ME | 019 | BHE | BHEC-I
| 617 | WESTON | 617 | WESTON | 14.81 | 14.81 | 13.2 | 13.2 | IA | ME | 017 | ME | FPLEMH
| 618 | DG WHITEFIELD, LLC | 618 | DG WHITEFIELD, LLC | 18 | 18.2 | 18 | 18.2 | Historic Capability | NH | 007 | NH | SPRING
| 619 | WHITE LAKE JET | 619 | WHITE LAKE JET | 20.07 | 23.165 | 18.1 | 23.165 | Historic Capability | NH | 003 | NH | CEEI
| 620 | WILDER | 620 | WILDER | 42.92 | 43.88 | 42.92 | 43.88 | Historic Capability | VT | 027 | VT | GRHL
| 621 | WILLIAMS | 621 | WILLIAMS | 14.9 | 14.9 | 14.9 | 14.9 | IA | ME | 025 | ME | FPLEMH
| 622 | WINOOSKI 1 | 622 | WINOOSKI 1 | 7.5 | 7.5 | 7.5 | 7.5 | PPA | VT | 007 | VT | BED
| 624 | WMI MILLBURY 1 | 624 | WMI MILLBURY 1 | 40.94 | 40.94 | 40.94 | 40.94 | Historic Capability | MA | 027 | CMA/NEMA | WNE
| 625 | WEST MEDWAY JET 1 | 625 | WEST MEDWAY JET 1 | 57.6 | 72.9 | 57.6 | 72.9 | Historic Capability | MA | 021 | BOSTON | EXGC
| 626 | WEST MEDWAY JET 2 | 626 | WEST MEDWAY JET 2 | 57.6 | 72.9 | 57.6 | 72.9 | Historic Capability | MA | 021 | BOSTON | EXGC
| 627 | WEST MEDWAY JET 3 | 627 | WEST MEDWAY JET 3 | 57.5 | 72.8 | 57.5 | 72.8 | Historic Capability | MA | 021 | RI | EXGC
| 628 | WOODLAND ROAD | 628 | WOODLAND ROAD | 19.582 | 21 | 16.7 | 21 | IA | MA | 003 | WMA | NAEA-EM
| 630 | WEST SPRINGFIELD 10 | 630 | WEST SPRINGFIELD 10 | 20.25 | 22 | 17.2 | 22 | IA | MA | 013 | WMA | NAEA-EM
| 633 | WEST SPRINGFIELD 3 | 633 | WEST SPRINGFIELD 3 | 107 | 107 | 107 | 107 | IA | MA | 013 | WMA | NAEA-EM
| 636 | WYMAN HYDRO 1 | 636 | WYMAN HYDRO 1 | 30 | 30 | 29.014 | 29.014 | IA | ME | 025 | ME | FPLEMH
| 637 | WYMAN HYDRO 2 | 637 | WYMAN HYDRO 2 | 29.9 | 29.9 | 29.9 | 29.9 | IA | ME | 025 | ME | FPLEMH
| 638 | WYMAN HYDRO 3 | 638 | WYMAN HYDRO 3 | 30 | 30 | 28.95 | 29.13 | IA | ME | 025 | ME | FPLEMH
| 639 | YARMOUTH 1 | 639 | YARMOUTH 1 | 53.5 | 53.5 | 53.5 | 53.5 | IA | ME | 005 | SME | FPLP-I
| 640 | YARMOUTH 2 | 640 | YARMOUTH 2 | 53.5 | 53.5 | 53.5 | 53.5 | IA | ME | 005 | SME | FPLP-I
| 641 | YARMOUTH 3 | 641 | YARMOUTH 3 | 116 | 119 | 116 | 119 | IA | ME | 005 | SME | FPLP-I
| 642 | YARMOUTH 4 | 642 | YARMOUTH 4 | 614.5 | 620 | 614.5 | 620 | IA | ME | 005 | SME | FPLP-I
| 715 | ROCHESTER LANDFILL | 715 | ROCHESTER LANDFILL | 4.98 | 4.98 | 4.98 | 4.98 | Historic Capability | NH | 017 | NH | WMRE
| 737 | SIMPSON G LOAD REDUCER | 737 | SIMPSON G LOAD REDUCER | 3.84 | 4.85 | 3.84 | 4.85 | Historic Capability | VT | 009 | NH | GMP
| 739 | ROCKY RIVER | 739 | ROCKY RIVER | 29.35 | 30.4 | 29.35 | 30.4 | IA | CT | 009 | SWCT | NEL1
| 754 | BAR MILLS | 754 | BAR MILLS | 4 | 4 | 4 | 4 | IA | ME | 031 | SME | FPLEMH
| 755 | BONNY EAGLE W. BUXTON | 755 | BONNY EAGLE/W. BUXTON | 17.5 | 17.5 | 17.5 | 17.5 | IA | ME | 031 | SME | FPLEMH
| 757 | HARRIS 4 | 757 | HARRIS 4 | 1.5 | 1.5 | 1.5 | 1.5 | IA | ME | 025 | ME | FPLEMH
| 759 | MESSALONSKEE COMPOSITE | 759, 14937 | MESSALONSKEE COMPOSITE, UNION GAS STATION | 6.1 | 6.1 | 6.1 | 6.1 | IA | ME | 011 | ME | LELWD
| 760 | NORTH GORHAM | 760 | NORTH GORHAM | 1.5 | 1.5 | 1.6 | 1.9 | IA | ME | 005 | SME | FPLEMH
| 761 | SHAWMUT | 761 | SHAWMUT | 9.5 | 9.5 | 9.5 | 9.5 | IA | ME | 011 | ME | FPLEMH
| 766 | CABOT TURNERS FALLS | 14801, 14808 | CABOT, TURNERSFALLS | 68.2 | 68.2 | 68.2 | 68.2 | IA | MA | 011 | WMA | NEL1
| 767 | SES CONCORD | 767 | SES CONCORD | 13 | 13.14 | 13 | 13.14 | IA | NH | 013 | NH | PSNH
| 768 | GARVINS HOOKSETT | 768 | GARVINS/HOOKSETT | 14.805 | 14 | 14.805 | 14 | Historic Capability | NH | 013 | NH | HSE
| 769 | HADLEY FALLS 1&2 | 769 | HADLEY FALLS 1&2 | 33.4 | 33.4 | 33.4 | 33.4 | Historic Capability | MA | 013 | WMA | HGE
| 772 | NEWPORT HYDRO | 772 | NEWPORT HYDRO | 3.88 | 4.03 | 3.88 | 4.03 | Historic Capability | VT | 019 | NH | GMP
| 774 | LOWER LAMOILLE COMPOSITE | 774 | LOWER LAMOILLE COMPOSITE | 15.8 | 16.35 | 15.8 | 16.35 | Historic Capability | VT | 007 | VT | GMP
| 779 | MIDDLESEX 2 | 779 | MIDDLESEX 2 | 3.3 | 3.3 | 3.3 | 3.3 | Historic Capability | VT | 023 | VT | GMP
| 781 | WEST DANVILLE 1 | 781 | WEST DANVILLE 1 | 1.1 | 1.1 | 1.1 | 1.1 | Historic Capability | VT | 005 | VT | GMP
| 783 | HIGHGATE FALLS | 783 | HIGHGATE FALLS | 9.57 | 9.52 | 9.57 | 9.52 | Historic Capability | VT | 011 | VT | VPPSA
| 786 | KEZAR LEDGEMERE COMPOSITE | 40207, 40208, 40209, 42123 | KEZAR UPPER FALLS, KEZAR LOWER FALLS, LEDGEMERE, KEZAR MIDDLE FALLS | 0.56 | 1.282 | 0.56 | 1.282 | Historic Capability | ME | 005 | SME | PSS
| 789 | CEC 002 PAWTUCKET U5 | 789 | CEC 002 PAWTUCKET U5 | 1.2 | 1.24 | 1.2 | 1.24 | Historic Capability | RI | 007 | RI | NEC
| 792 | CENTENNIAL HYDRO | 792 | CENTENNIAL HYDRO | 0.64 | 0.79 | 0.64 | 0.79 | IA | MA | 017 | CMA/NEMA | MEC
| 793 | METHUEN HYDRO | 793 | METHUEN HYDRO | 0.12 | 0.273 | 0.12 | 0.273 | Historic Capability | MA | 009 | BOSTON | SMED
| 794 | MINIWAWA | 794 | MINIWAWA | 0.437 | 0.959 | 0.437 | 0.959 | PPA | NH | 005 | VT | PSNH
| 795 | RIVER MILL HYDRO | 795 | RIVER MILL HYDRO | 0.08 | 0.2 | 0.08 | 0.2 | IA | NH | 009 | VT | MMELD
| 796 | GOODWIN DAM | 796 | GOODWIN DAM | 3 | 3.067 | 3 | 3.067 | Historic Capability | CT | 003 | CT | CMEEC
| 797 | CEC 003 WYRE WYND U5 | 797 | WYRE WYND HYDRO | 1.8 | 2.78 | 1.8 | 2.78 | Historic Capability | CT | 011 | CT | GRRN
| 798 | COLEBROOK | 798 | COLEBROOK | 2.967 | 2.967 | 2.967 | 2.967 | Historic Capability | CT | 005 | CT | CMEEC
| 800 | KINNEYTOWN B | 800 | KINNEYTOWN B | 0.654 | 1.51 | 0.654 | 1.51 | Historic Capability | CT | 009 | SWCT | CHIPM
| 801 | WILLIMANTIC 1 | 801 | WILLIMANTIC 1 | 0.423 | 0.77 | 0.423 | 0.77 | Historic Capability | CT | 015 | CT | CLP
| 802 | WILLIMANTIC 2 | 802 | WILLIMANTIC 2 | 0.388 | 0.77 | 0.388 | 0.77 | Historic Capability | CT | 015 | CT | CLP
| 803 | TOUTANT | 803 | TOUTANT | 0.4 | 0.4 | 0.4 | 0.4 | Historic Capability | CT | 015 | CT | CLP
| 804 | PUTNAM | 804 | PUTNAM | 0.58 | 1.94 | 0.58 | 1.94 | Historic Capability | CT | 015 | CT | PUTNAM
| 806 | MECHANICSVILLE | 806, 46206 | MECHANICSVILLE, ENERGY STREAM HYDRO | 0.43 | 0.43 | 0.101 | 0.267 | IA | CT | 015 | CT | SMED
| 807 | CEC 004 DAYVILLE POND U5 | 807 | CEC 004 DAYVILLE POND U5 | 0.061 | 0.1 | 0.061 | 0.1 | Historic Capability | CT | 015 | CT | CLP
| 808 | SANDY HOOK HYDRO | 808 | SANDY HOOK HYDRO | 0.077 | 0.105 | 0.077 | 0.105 | Historic Capability | CT | 001 | SWCT | CLP
| 810 | QUINEBAUG | 810 | QUINEBAUG | 0.98 | 2.81 | 0.98 | 2.81 | Historic Capability | CT | 015 | CT | CLP
| 811 | BANTAM | 811 | BANTAM | 0.32 | 0.32 | 0.32 | 0.32 | IA | CT | 005 | CT | NEL1
| 812 | BEEBE HOLBROOK | 812 | BEEBE HOLBROOK | 0.586 | 0.586 | 0.586 | 0.586 | Historic Capability | MA | 013 | WMA | HGE
| 813 | TUNNEL | 813 | TUNNEL | 2.1 | 2.1 | 2.1 | 2.1 | IA | CT | 011 | CT | NEL1
| 814 | PATCH | 814 | PATCH | 0.3 | 0.3 | 0.3 | 0.3 | Historic Capability | VT | 021 | VT | GMP
| 815 | CARVER FALLS | 815 | CARVER FALLS | 1.48 | 1.9 | 1.48 | 1.9 | Historic Capability | VT | 021 | VT | GMP
| 816 | CAVENDISH | 816 | CAVENDISH | 1.18 | 1.428 | 1.18 | 1.428 | Historic Capability | VT | 027 | VT | GMP
| 817 | TAFTSVILLE VT | 817 | TAFTSVILLE VT | 0.33 | 0.4 | 0.33 | 0.4 | Historic Capability | VT | 027 | VT | GMP
| 818 | PIERCE MILLS | 818 | PIERCE MILLS | 0.245 | 0.245 | 0.245 | 0.245 | Historic Capability | VT | 005 | NH | GMP
| 819 | ARNOLD FALLS | 819 | ARNOLD FALLS | 0.3 | 0.3 | 0.3 | 0.3 | Historic Capability | VT | 005 | NH | GMP
| 820 | PASSUMPSIC | 820 | PASSUMPSIC | 0.7 | 0.7 | 0.7 | 0.7 | Historic Capability | VT | 005 | NH | GMP
| 821 | GAGE | 821 | GAGE | 0.76 | 0.8 | 0.76 | 0.8 | Historic Capability | VT | 005 | NH | GMP
| 822 | SMITH (CVPS) | 822 | SMITH (CVPS) | 0.93 | 1.31 | 0.93 | 1.31 | Historic Capability | VT | 017 | VT | GMP
| 823 | EAST BARNET | 823 | EAST BARNET | 1.6 | 1.9 | 1.6 | 1.9 | Historic Capability | VT | 005 | NH | GMP
| 824 | BATH ELECTRIC HYDRO | 824 | BATH ELECTRIC HYDRO | 0.4 | 0.8 | 0.4 | 0.8 | Historic Capability | NH | 009 | NH | PSNH
| 827 | SEARSBURG WIND | 827 | SEARSBURG WIND | 0.7 | 1.69 | 0.62 | 1.68 | PPA | VT | 003 | WMA | GMP
| 832 | CENTER RUTLAND | 832 | CENTER RUTLAND | 0.35 | 0.35 | 0.35 | 0.35 | Historic Capability | VT | 021 | VT | GMP
| 833 | BARNET | 833 | BARNET | 0.35 | 0.49 | 0.35 | 0.49 | Historic Capability | VT | 005 | VT | GMP
| 834 | COMTU FALLS | 834 | COMTU FALLS | 0.323 | 0.46 | 0.323 | 0.46 | Historic Capability | VT | 027 | VT | GRRN
| 835 | DEWEY MILLS | 835 | DEWEY MILLS | 1.57 | 2.79 | 1.57 | 2.79 | Historic Capability | VT | 027 | VT | GMP
| 836 | EMERSON FALLS | 836 | EMERSON FALLS | 0.23 | 0.23 | 0.23 | 0.23 | Historic Capability | VT | 005 | NH | GMP
| 837 | KILLINGTON | 837 | KILLINGTON | 0.07 | 0.1 | 0.07 | 0.1 | Historic Capability | VT | 021 | VT | GMP
| 839 | LADD'S MILL | 839 | LADD'S MILL | 0.17 | 0.17 | 0.17 | 0.17 | Historic Capability | VT | 023 | VT | GMP
| 840 | MARTINSVILLE | 840 | MARTINSVILLE | 0.25 | 0.25 | 0.25 | 0.25 | Historic Capability | VT | 027 | VT | GMP
| 841 | MORETOWN 8 | 841 | MORETOWN 8 | 1.096 | 1.096 | 1.096 | 1.096 | Historic Capability | VT | 023 | VT | AMP
| 842 | NANTANA MILL | 842 | NANTANA MILL | 0.106 | 0.22 | 0.106 | 0.22 | Historic Capability | VT | 023 | VT | GMP
| 843 | NEWBURY | 843 | NEWBURY | 0.22 | 0.27 | 0.22 | 0.27 | Historic Capability | VT | 017 | VT | GMP
| 844 | OTTAUQUECHEE | 844 | OTTAUQUECHEE | 1.547 | 2.18 | 1.547 | 2.18 | Historic Capability | VT | 027 | VT | GMP
| 845 | SLACK DAM | 845 | SLACK DAM | 0.23 | 0.41 | 0.23 | 0.41 | Historic Capability | VT | 027 | VT | GMP
| 846 | WINOOSKI 8 | 846 | WINOOSKI 8 | 0.403 | 0.95 | 0.403 | 0.95 | Historic Capability | VT | 023 | VT | GMP
| 847 | WOODSIDE | 847 | WOODSIDE | 0.11 | 0.12 | 0.11 | 0.12 | Historic Capability | VT | 015 | VT | GMP
| 849 | CRESCENT DAM | 849 | CRESCENT DAM | 1.617 | 1.617 | 1 | 1 | IA | MA | 013 | WMA | GRRN
| 850 | GLENDALE HYDRO | 850 | GLENDALE HYDRO | 1.245 | 1.245 | 0.958 | 1.138 | IA | MA | 003 | WMA | MEC
| 851 | GARDNER FALLS | 851 | GARDNER FALLS | 3.7 | 3.7 | 3.7 | 3.7 | Historic Capability | MA | 011 | WMA | CERI
| 852 | SOUTH BARRE HYDRO | 852, 42598 | SOUTH BARRE HYDRO, NEW BARRE HYDRO | 0.75 | 0.24 | 0.65 | 0.14 | IA | MA | 027 | WMA | MMWEC
| 853 | WEBSTER HYDRO | 853 | WEBSTER HYDRO | 0 | 0.29 | 0 | 0.29 | IA | MA | 027 | CMA/NEMA | MMWEC
| 854 | ORANGE HYDRO 1 | 854 | ORANGE HYDRO 1 | 0.15 | 0.15 | 0.15 | 0.15 | IA | MA | 011 | WMA | MEC
| 855 | ORANGE HYDRO 2 | 855 | ORANGE HYDRO 2 | 0.12 | 0.172 | 0.12 | 0.172 | IA | MA | 011 | WMA | MEC
| 856 | HUNT'S POND | 856 | HUNT'S POND | 0.023 | 0.064 | 0.023 | 0.064 | Historic Capability | MA | 027 | WMA | MEC
| 857 | OAKDALE HYDRO | 857 | OAKDALE HYDRO | 3.2 | 3.2 | 3.2 | 3.2 | Historic Capability | MA | 027 | CMA/NEMA | MEC
| 859 | BOATLOCK | 859 | BOATLOCK | 3.094 | 3.094 | 3.094 | 3.094 | Historic Capability | MA | 013 | WMA | HGE
| 860 | BRIAR HYDRO | 860 | BRIAR HYDRO | 2.865 | 4.081 | 2.865 | 4.081 | Historic Capability | NH | 013 | NH | UNITIL-ES
| 861 | CANAAN | 861 | CANAAN | 1.1 | 1.1 | 1.1 | 1.1 | Historic Capability | VT | 009 | NH | HSE
| 862 | CHEMICAL | 862 | CHEMICAL | 1.6 | 1.6 | 1.6 | 1.6 | Historic Capability | MA | 013 | WMA | HGE
| 863 | CLEMENT DAM | 863 | CLEMENT DAM | 1.115 | 2.4 | 1.115 | 2.4 | Historic Capability | NH | 001 | NH | MMWEC
| 864 | DWIGHT | 864 | DWIGHT | 1.34 | 1.746 | 1.7 | 1.7 | Historic Capability | MA | 013 | WMA | CERI
| 865 | ERROL | 865 | ERROL | 2.625 | 3 | 2.625 | 3 | Historic Capability | NH | 007 | NH | PSNH
| 866 | GREGGS | 866 | GREGGS | 2.07 | 2.07 | 2.07 | 2.07 | Historic Capability | NH | 011 | NH | MMWEC
| 867 | INDIAN ORCHARD | 867 | INDIAN ORCHARD | 3.7 | 3.7 | 3.7 | 3.7 | Historic Capability | MA | 013 | WMA | CERI
| 868 | MILTON MILLS HYDRO | 868 | MILTON MILLS HYDRO | 1.15 | 1.51 | 1.15 | 1.51 | Historic Capability | NH | 017 | NH | PSNH
| 869 | MINE FALLS | 869 | MINE FALLS | 0.827 | 1.787 | 0.827 | 1.787 | Historic Capability | NH | 011 | NH | MESSA
| 870 | PEMBROKE | 870 | PEMBROKE | 0.52 | 1.663 | 0.52 | 1.663 | Historic Capability | NH | 013 | NH | MMWEC
| 871 | PENNACOOK FALLS LOWER | 871 | PENNACOOK FALLS LOWER | 2.869 | 3.991 | 2.869 | 3.991 | Historic Capability | NH | 013 | NH | UNITIL-ES
| 872 | PENNACOOK FALLS UPPER | 872 | PENNACOOK FALLS UPPER | 2.243 | 3.12 | 2.243 | 3.12 | Historic Capability | NH | 013 | NH | UNITIL-ES
| 873 | PUTTS BRIDGE | 873 | PUTTS BRIDGE | 3.75 | 4.1 | 4.1 | 4.1 | Historic Capability | MA | 013 | WMA | CERI
| 874 | RED BRIDGE | 874 | RED BRIDGE | 1.563 | 4.532 | 4.5 | 4.5 | Historic Capability | MA | 013 | WMA | CERI
| 875 | RIVER BEND | 875 | RIVER BEND | 0.965 | 1.79 | 1.023 | 1.879 | Historic Capability | NH | 013 | NH | MMWEC
| 876 | ROBERTSVILLE | 876 | ROBERTSVILLE | 0.354 | 0.624 | 0.354 | 0.624 | IA | CT | 003 | CT | NEL1
| 877 | SCOTLAND | 877 | SCOTLAND | 1.69 | 2.2 | 1.69 | 2.2 | IA | CT | 015 | CT | NEL1
| 878 | SKINNER | 878 | SKINNER | 0.28 | 0.28 | 0.28 | 0.28 | Historic Capability | MA | 013 | WMA | HGE
| 879 | TAFTVILLE CT | 879 | TAFTVILLE CT | 2.03 | 2.03 | 2.03 | 2.03 | IA | CT | 011 | CT | NEL1
| 882 | FRANKLIN FALLS | 882 | FRANKLIN FALLS | 0.673 | 0.8 | 0.673 | 0.8 | Historic Capability | NH | 013 | NH | PSNH
| 883 | SALMON FALLS HYDRO | 883 | SALMON FALLS HYDRO | 1.2 | 1.2 | 0.953 | 0.824 | Historic Capability | NH | 017 | SME | GMP
| 884 | SWANS FALLS | 884 | SWANS FALLS | 0.41 | 0.41 | 0.41 | 0.41 | Historic Capability | ME | 017 | NH | PSNH
| 886 | COCHECO FALLS | 886 | COCHECO FALLS | 0.63 | 0.549 | 0.63 | 0.549 | Historic Capability | NH | 017 | NH | PSNH
| 887 | CHINA MILLS DAM | 887 | CHINA MILLS DAM | 0.711 | 0.711 | 0.711 | 0.711 | Historic Capability | NH | 013 | NH | PSNH
| 888 | NEWFOUND HYDRO | 888 | NEWFOUND HYDRO | 1.966 | 1.303 | 1.966 | 1.303 | Historic Capability | NH | 009 | NH | PSS
| 889 | SUNAPEE HYDRO | 889 | SUNAPEE HYDRO | 0.593 | 0.433 | 0.593 | 0.433 | Historic Capability | NH | 019 | NH | PSNH
| 890 | NASHUA HYDRO | 890 | NASHUA HYDRO | 1.031 | 1.031 | 1.031 | 1.031 | Historic Capability | NH | 011 | NH | PSNH
| 891 | HILLSBORO MILLS | 891 | HILLSBORO MILLS | 0.405 | 0.568 | 0.405 | 0.568 | Historic Capability | NH | 011 | NH | PSNH
| 892 | LAKEPORT DAM | 892 | LAKEPORT DAM | 0.537 | 0.711 | 0.537 | 0.711 | Historic Capability | NH | 001 | NH | PSS
| 893 | WEST HOPKINTON HYDRO | 893 | WEST HOPKINTON HYDRO | 0.735 | 1.25 | 0.735 | 1.25 | Historic Capability | NH | 013 | NH | GMP
| 894 | LISBON HYDRO | 894 | LISBON HYDRO | 0.332 | 0.515 | 0.332 | 0.515 | Historic Capability | NH | 009 | NH | PSNH
| 895 | LOWER ROBERTSON DAM | 895 | LOWER ROBERTSON DAM | 0.86 | 0.9 | 0.86 | 0.9 | Historic Capability | NH | 005 | VT | MMWEC
| 897 | OLD NASH DAM | 897 | OLD NASH DAM | 0.135 | 0.175 | 0.135 | 0.175 | Historic Capability | NH | 005 | VT | PSNH
| 898 | SUGAR RIVER HYDRO | 898 | SUGAR RIVER HYDRO | 0.158 | 0.15 | 0.158 | 0.15 | Historic Capability | NH | 019 | NH | PSNH
| 900 | GREAT FALLS LOWER | 900 | GREAT FALLS LOWER | 1.7 | 1.7 | 1.7 | 1.7 | Historic Capability | NH | 017 | NH | GMP
| 901 | WATERLOOM FALLS | 901 | WATERLOOM FALLS | 0.081 | 0.086 | 0.081 | 0.086 | Historic Capability | NH | 011 | NH | PSNH
| 902 | HOSIERY MILL DAM | 902 | HOSIERY MILL DAM | 0.435 | 0.993 | 0.435 | 0.993 | Historic Capability | NH | 011 | NH | PHE
| 903 | WYANDOTTE HYDRO | 903 | WYANDOTTE HYDRO | 0.084 | 0.15 | 0.084 | 0.15 | Historic Capability | NH | 017 | NH | PSNH
| 904 | LOCHMERE DAM | 904 | LOCHMERE DAM | 0.892 | 1.025 | 0.892 | 1.025 | Historic Capability | NH | 001 | NH | MMWEC
| 905 | ASHUELOT HYDRO | 905 | ASHUELOT HYDRO | 0.808 | 0.93 | 0.808 | 0.93 | Historic Capability | NH | 005 | VT | MMWEC
| 906 | ROLLINSFORD HYDRO | 906 | ROLLINSFORD HYDRO | 1.5 | 1.5 | 1.5 | 1.5 | Historic Capability | NH | 017 | NH | GMP
| 908 | OTIS MILL HYDRO | 908 | OTIS MILL HYDRO | 0.122 | 0.127 | 0.122 | 0.127 | Historic Capability | NH | 011 | NH | PSNH
| 909 | STEELS POND HYDRO | 909 | STEELS POND HYDRO | 0.429 | 0.975 | 0.429 | 0.975 | Historic Capability | NH | 011 | NH | PSNH
| 910 | CAMPTON DAM | 910 | CAMPTON DAM | 0.416 | 0.416 | 0.416 | 0.416 | Historic Capability | NH | 009 | NH | PSNH
| 911 | KELLEYS FALLS | 911 | KELLEYS FALLS | 0.429 | 0.4 | 0.429 | 0.4 | Historic Capability | NH | 011 | NH | GMP
| 913 | GOODRICH FALLS | 913 | GOODRICH FALLS | 0.487 | 0.307 | 0.487 | 0.307 | Historic Capability | NH | 003 | NH | NHEC
| 914 | CHAMBERLAIN FALLS | 914 | CHAMBERLAIN FALLS | 0.123 | 0.094 | 0.123 | 0.094 | Historic Capability | NH | 011 | NH | PSNH
| 915 | MONADNOCK PAPER MILLS | 915 | MONADNOCK PAPER MILLS | 0.305 | 1.114 | 0.305 | 1.114 | Historic Capability | NH | 011 | NH | PSNH
| 919 | HOPKINTON HYDRO | 919 | HOPKINTON HYDRO | 0.229 | 0.25 | 0.229 | 0.25 | Historic Capability | NH | 013 | NH | PSNH
| 925 | OTTER LANE HYDRO | 925 | OTTER LANE HYDRO | 0.084 | 0.09 | 0.084 | 0.09 | Historic Capability | NH | 013 | NH | PSNH
| 926 | PETERBOROUGH LOWER HYDRO | 926 | PETERBOROUGH LOWER HYDRO | 0.284 | 0.284 | 0.284 | 0.284 | Historic Capability | NH | 011 | VT | PSNH
| 928 | SALMON BROOK STATION 3 | 928 | SALMON BROOK STATION 3 | 0.326 | 0.25 | 0.326 | 0.25 | Historic Capability | NH | 013 | NH | PSNH
| 931 | AVERY DAM | 931 | AVERY DAM | 0.46 | 0.479 | 0.46 | 0.479 | Historic Capability | NH | 001 | NH | PSNH
| 932 | WATSON DAM | 932 | WATSON DAM | 0.225 | 0.25 | 0.225 | 0.25 | Historic Capability | NH | 017 | NH | PSNH
| 933 | WESTON DAM | 933 | WESTON DAM | 0.456 | 0.524 | 0.456 | 0.524 | Historic Capability | NH | 007 | NH | PSNH
| 935 | SUNNYBROOK HYDRO 2 | 935 | SUNNYBROOK HYDRO 2 | 0.05 | 0.05 | 0.05 | 0.05 | Historic Capability | NH | 007 | NH | PSNH
| 941 | PETERBOROUGH UPPER HYDRO | 941 | PETERBOROUGH UPPER HYDRO | 0.4 | 0.4 | 0.4 | 0.4 | Historic Capability | NH | 011 | NH | PSNH
| 943 | FOUR HILLS LANDFILL | 943 | FOUR HILLS LANDFILL | 0.932 | 0.932 | 0.932 | 0.932 | Historic Capability | NH | 011 | NH | PSNH
| 947 | RIVERDALE MILLS - QF | 947 | RIVERDALE MILLS - QF | 0.084 | 0.001 | 0.084 | 0.001 | Historic Capability | MA | 027 | RI | MEC
| 948 | PEPPERELL HYDRO COMPANY LLC | 948 | PEPPERELL HYDRO COMPANY LLC | 0.863 | 0.863 | 0.863 | 0.863 | Historic Capability | MA | 017 | CMA/NEMA | PSS
| 949 | VALLEY HYDRO - QF | 949 | VALLEY HYDRO - QF | 0.205 | 0.205 | 0.205 | 0.205 | Historic Capability | RI | 003 | RI | NEC
| 950 | LP ATHOL - QF | 950 | LP ATHOL - QF | 0.2 | 0.2 | 0.2 | 0.2 | Historic Capability | MA | 027 | WMA | MEC
| 951 | BALTIC MILLS - QF | 951 | BALTIC MILLS - QF | 0.104 | 0.104 | 0.104 | 0.104 | Historic Capability | NH | 009 | VT | SMED
| 953 | ATTLEBORO LANDFILL - QF | 953 | ATTLEBORO LANDFILL - QF | 1.535 | 1.535 | 1.535 | 1.535 | Historic Capability | MA | 005 | RI | MEC
| 957 | HG&E HYDRO CABOT 1-4 | 957 | HG&E HYDRO/CABOT 1-4 | 3.147 | 3.147 | 3.147 | 3.147 | Historic Capability | MA | 013 | WMA | HGE
| 969 | POWDER MILL HYDRO | 969 | POWDER MILL HYDRO | 0.14 | 0.14 | 0.14 | 0.14 | Historic Capability | MA | 027 | WMA | MMWEC
| 970 | DUDLEY HYDRO | 970 | DUDLEY HYDRO | 0.102 | 0.324 | 0.102 | 0.324 | IA | MA | 027 | WMA | MEC
| 978 | NEW MILFORD | 978 | NEW MILFORD | 3.014 | 3.014 | 3.014 | 3.014 | Historic Capability | CT | 005 | SWCT | CLP
| 1005 | BG DIGHTON POWER LLC | 1005 | DIGHTON POWER LLC | 180 | 197 | 168 | 186.99 | IA | MA | 005 | SEMA | CEEI
| 1028 | BUNKER RD #12 GAS TURB | 1028 | BUNKER RD #12 GAS TURB | 3 | 3.7 | 3 | 3.7 | Historic Capability | MA | 019 | SEMA | NEP
| 1029 | BUNKER RD #13 GAS TURB | 1029 | BUNKER RD #13 GAS TURB | 3 | 3.7 | 3 | 3.7 | Historic Capability | MA | 019 | SEMA | NEP
| 1030 | OAK BLUFFS | 1030 | OAK BLUFFS | 8.25 | 8.25 | 8.25 | 8.25 | IA | MA | 007 | SEMA | MET
| 1031 | WEST TISBURY | 1031 | WEST TISBURY | 5.633 | 5.633 | 5.633 | 5.633 | IA | MA | 007 | SEMA | MET
| 1032 | BRIDGEPORT ENERGY 1 | 1032 | BRIDGEPORT ENERGY 1 | 560 | 588 | 479.999 | 577.128 | IA | CT | 001 | SWCT | EES6
| 1034 | RIVERSIDE 4-7 | 1034 | RIVERSIDE 4-7 | 3.435 | 3.435 | 3.435 | 3.435 | Historic Capability | MA | 013 | WMA | HGE
| 1035 | RIVERSIDE 8 | 1035 | RIVERSIDE 8 | 4.5 | 4.5 | 4.5 | 4.5 | Historic Capability | MA | 013 | WMA | HGE
| 1047 | FAIRFAX | 1047 | FAIRFAX | 4.009 | 4.009 | 4.009 | 4.009 | Historic Capability | VT | 011 | VT | GMP
| 1048 | WARE HYDRO | 1048 | WARE HYDRO | 1.25 | 1.25 | 1.25 | 1.25 | Historic Capability | MA | 015 | WMA | PHE
| 1049 | COLLINS HYDRO | 1049 | COLLINS HYDRO | 1.3 | 1.3 | 1.3 | 1.3 | IA | MA | 013 | WMA | AMP
| 1050 | CHICOPEE HYDRO | 1050 | CHICOPEE HYDRO | 2.17 | 2.6 | 2.17 | 2.6 | Historic Capability | MA | 013 | WMA | CMLP
| 1054 | BLACKSTONE HYDRO ASSOC | 1054 | BLACKSTONE HYDRO ASSOC | 0 | 0.198 | 0 | 0.198 | Historic Capability | RI | 007 | RI | NEC
| 1057 | BLACKSTONE HYDRO LOAD REDUCER | 1057 | BLACKSTONE HYDRO LOAD REDUCER | 1.8 | 1.8 | 1.8 | 1.8 | Historic Capability | RI | 007 | RI | VPPSA
| 1059 | BARRE LANDFILL | 1059 | BARRE LANDFILL | 1 | 1 | 1 | 1 | IA | MA | 027 | WMA | DEMI-I
| 1061 | MASCOMA HYDRO | 1061 | MASCOMA HYDRO | 0.834 | 0.834 | 0.834 | 0.834 | Historic Capability | NH | 009 | VT | GMP
| 1062 | MWRA COSGROVE | 1062 | MWRA COSGROVE | 1.901 | 1.901 | 1.901 | 1.901 | Historic Capability | MA | 027 | CMA/NEMA | MEC
| 1086 | BERKSHIRE POWER | 1086 | BERKSHIRE POWER | 270 | 284 | 270 | 284 | IA | MA | 013 | WMA | TPSC
| 1107 | SOMERSET | 66234 | SAPPI SOMERSET/HINCKLEY 2 | 10.604 | 10.604 | 10.604 | 10.604 | Historic Capability | ME | 025 | ME | FPLP-I
| 1109 | MMWAC | 1109 | MMWAC | 3.034 | 3.034 | 3.034 | 3.034 | Historic Capability | ME | 001 | ME | FPLP-I
| 1113 | BRASSUA HYDRO | 1113 | BRASSUA HYDRO | 4.203 | 4.203 | 4.203 | 4.203 | Historic Capability | ME | 025 | ME | BEMLP
| 1114 | MADISON COMPOSITE | 50636 | MADISON HYDRO | 22 | 22 | 22 | 22 | Historic Capability | ME | 025 | ME | PSS
| 1117 | GREAT WORKS COMPOSITE | 1117 | GREAT WORKS COMPOSITE | 0.165 | 0.918 | 0.165 | 0.918 | Historic Capability | ME | 031 | SME | BHI
| 1119 | KENNEBAGO HYDRO | 1119 | KENNEBAGO HYDRO | 0.686 | 0.725 | 0.686 | 0.725 | Historic Capability | ME | 029 | ME | CMPM-I
| 1122 | CASCADE-DIAMOND-QF | 1122 | CASCADE-DIAMOND-QF | 0.44 | 0.44 | 0.44 | 0.44 | Historic Capability | MA | 013 | WMA | MEC
| 1185 | STONY BROOK GT1A | 1185 | STONY BROOK GT1A | 107.5 | 124 | 103.167 | 118.5 | PPA | MA | 013 | WMA | MMWEC
| 1186 | STONY BROOK GT1B | 1186 | STONY BROOK GT1B | 106 | 122 | 101.667 | 117 | PPA | MA | 013 | WMA | MMWEC
| 1187 | STONY BROOK GT1C | 1187 | STONY BROOK GT1C | 107 | 122 | 103.167 | 118.5 | PPA | MA | 013 | WMA | MMWEC
| 1209 | CRRA HARTFORD LANDFILL | 1209 | CRRA HARTFORD LANDFILL | 2.853 | 2.852 | 2.853 | 2.852 | Historic Capability | CT | 003 | CT | CLP
| 1210 | MILLENNIUM | 1210 | MILLENNIUM | 354.963 | 405.54 | 331 | 388 | IA | MA | 027 | WMA | EPLU-I
| 1216 | MAINE INDEPENDENCE STATION | 40338, 40339 | MAINE INDEPENDENCE STATION 1, MAINE INDEPENDENCE STATION 2 | 516.846 | 563 | 492.658 | 563 | PPA | ME | 019 | BHE | DMT1
| 1221 | ESSEX DIESELS | 1221 | ESSEX DIESELS | 8 | 8.225 | 8 | 8.225 | Historic Capability | VT | 007 | VT | GMP
| 1226 | TIVERTON POWER | 1226 | TIVERTON POWER | 287.5 | 305.5 | 265.377 | 296.45 | IA | RI | 005 | SEMA | EES6
| 1255 | RUMFORD POWER | 1255 | RUMFORD POWER | 270.795 | 275.059 | 244.94 | 275.059 | Historic Capability | ME | 017 | ME | EES6
| 1258 | BHE SMALL HYDRO COMPOSITE | 1258, 42114 | BHE SMALL HYDRO COMPOSITE, PUMPKIN HILL | 2.087 | 2.087 | 2.087 | 2.087 | Historic Capability | ME | 021 | BHE | BHEC-I
| 1270 | SYSKO STONY BROOK | 1270 | SYSKO STONY BROOK | 0.025 | 0.025 | 0.025 | 0.025 | Historic Capability | ME | 017 | ME | UNION
| 1271 | SYSKO WIGHT BROOK | 1271 | SYSKO WIGHT BROOK | 0.025 | 0.025 | 0.025 | 0.025 | Historic Capability | ME | 017 | ME | UNION
| 1273 | KENNEBEC WATER U5 | 1273 | KENNEBEC WATER U5 | 0.8 | 0.8 | 0.8 | 0.8 | IA | ME | 011 | ME | MESSA
| 1286 | ANP-BLACKSTONE ENERGY CO. #1 | 1286 | ANP-BLACKSTONE ENERGY 1 | 292.768 | 307.5 | 271.822 | 307.5 | PPA | MA | 027 | RI | DMT1
| 1287 | ANP-BLACKSTONE ENERGY 2 | 1287 | ANP-BLACKSTONE ENERGY 2 | 292.88 | 307.5 | 271.317 | 307.5 | PPA | MA | 027 | RI | DMT1
| 1288 | BUCKSPORT ENERGY 4 | 47390 | BUCKSPORT | 180.436 | 190.7 | 160.3 | 185.7 | PPA | ME | 009 | BHE | BKSG
| 1342 | LAKE ROAD 1 | 1342 | LAKE ROAD 1 | 294 | 317 | 264.792 | 299.416 | IA | CT | 015 | CT | DMT1
| 1343 | LAKE ROAD 2 | 1343 | LAKE ROAD 2 | 294 | 317 | 270.213 | 304.837 | IA | CT | 015 | CT | DMT1
| 1344 | LAKE ROAD 3 | 1344 | LAKE ROAD 3 | 294 | 317 | 274 | 307.076 | IA | CT | 015 | CT | DMT1
| 1345 | WESTBROOK | 14177, 14178 | WESTBROOK ENERGY CENTER G1, WESTBROOK ENERGY CENTER G2 | 538 | 597 | 530 | 574 | IA | ME | 005 | SME | CALP
| 1368 | ROCKY GORGE CORPORATION | 1368 | ROCKY GORGE CORPORATION | 0.362 | 0.362 | 0.362 | 0.362 | Historic Capability | ME | 031 | SME | RGC
| 1376 | PPL WALLINGFORD UNIT 1 | 1376 | WALLINGFORD UNIT 1 | 50 | 50 | 44.04 | 49.645 | IA | CT | 009 | SWCT | TERM
| 1377 | PPL WALLINGFORD UNIT 2 | 1377 | WALLINGFORD UNIT 2 | 50 | 50 | 43.019 | 50 | IA | CT | 009 | SWCT | TERM
| 1378 | PPL WALLINGFORD UNIT 3 | 1378 | WALLINGFORD UNIT 3 | 50 | 50 | 44.566 | 50 | IA | CT | 009 | SWCT | TERM
| 1379 | PPL WALLINGFORD UNIT 4 | 1379 | WALLINGFORD UNIT 4 | 50 | 50 | 43.92 | 48.41 | IA | CT | 009 | SWCT | TERM
| 1380 | PPL WALLINGFORD UNIT 5 | 1380 | WALLINGFORD UNIT 5 | 50 | 50 | 44.643 | 50 | IA | CT | 009 | SWCT | TERM
| 1385 | MILFORD POWER 1 INCREMENTAL | 1385 | MILFORD POWER 1 | 293 | 318.5 | 267.7 | 295.847 | IA | CT | 009 | SWCT | DMT1
| 1386 | MILFORD POWER 2 | 1386 | MILFORD POWER 2 | 293 | 318.5 | 267.7 | 301.425 | IA | CT | 009 | SWCT | DMT1
| 1412 | ANP-BELLINGHAM 1 | 1412 | ANP-BELLINGHAM 1 | 292.494 | 307.5 | 272.387 | 307.5 | PPA | MA | 021 | RI | DMT1
| 1415 | ANP-BELLINGHAM 2 | 1415 | ANP-BELLINGHAM 2 | 292.466 | 307.5 | 272.617 | 307.5 | PPA | MA | 021 | RI | DMT1
| 1432 | GRS-FALL RIVER | 1432 | GRS-FALL RIVER | 5.2 | 5.9 | 5.2 | 5.9 | Historic Capability | MA | 005 | SEMA | TMLP
| 1478 | MYSTIC 8 | 1478 | MYSTIC 8 | 800 | 841.564 | 703.324 | 841.564 | PPA | MA | 025 | BOSTON | EXGC
| 1572 | GRANBY SANITARY LANDFILL QF U5 | 1572 | GRANBY SANITARY LANDFILL QF | 3.2 | 3.2 | 2.8 | 2.8 | Historic Capability | MA | 015 | WMA | IPSC
| 1616 | MYSTIC 9 | 1616 | MYSTIC 9 | 800 | 858.463 | 709.676 | 858.436 | PPA | MA | 025 | BOSTON | EXGC
| 1625 | GRANITE RIDGE ENERGY | 48120, 48121 | GRANITE RIDGE ENERGY 1A, GRANITE RIDGE ENERGY 1B | 762 | 812 | 678 | 805.7 | IA | NH | 015 | NH | CALP
| 1630 | RISEP | 1630 | RISEP | 613 | 625 | 551.668 | 610.632 | IA | RI | 007 | RI | SENA
| 1631 | INDECK-ENERGY ALEXANDRIA, LLC | 14211 | INDECK ALEXANDRIA | 16.5 | 16.5 | 16.5 | 16.5 | Historic Capability | NH | 009 | NH | IEA
| 1649 | EP NEWINGTON ENERGY, LLC | 1649 | EP NEWINGTON ENERGY, LLC | 596.1 | 634.9 | 559.5 | 634.9 | IA | NH | 015 | NH | EPN
| 1656 | HULL WIND TURBINE U5 | 1656 | HULL WIND TURBINE U5 | 0.165 | 0.165 | 0.165 | 0.165 | Historic Capability | MA | 023 | SEMA | HULL
| 1672 | KENDALL CT | 1672 | KENDALL CT | 187.4 | 187.4 | 170 | 187 | IA | MA | 017 | BOSTON | KENDALL
| 1691 | FORE RIVER-1 | 40327, 40328 | FORE RIVER 11, FORE RIVER 12 | 800 | 843 | 710.651 | 843 | IA | MA | 021 | SEMA | CALP
| 1693 | WEST SPRINGFIELD GT-1 | 1693 | WEST SPRINGFIELD GT-1 | 47 | 48 | 39 | 48 | PPA | MA | 013 | WMA | NAEA-EM
| 1694 | WEST SPRINGFIELD GT-2 | 1694 | WEST SPRINGFIELD GT-2 | 47 | 48 | 39 | 48 | PPA | MA | 013 | WMA | NAEA-EM
| 1720 | MIDDLEBURY LOWER | 1720 | MIDDLEBURY LOWER | 1.81 | 1.85 | 1.81 | 1.85 | Historic Capability | VT | 001 | VT | GMP
| 2278 | BARKER LOWER HYDRO | 2278 | BARKER LOWER HYDRO | 0.652 | 1.25 | 0.652 | 1.25 | Historic Capability | ME | 001 | ME | VPPSA
| 2279 | BARKER UPPER HYDRO | 2279 | BARKER UPPER HYDRO | 0.377 | 1.262 | 0.377 | 1.262 | Historic Capability | ME | 001 | ME | VPPSA
| 2280 | BENTON FALLS HYDRO | 2280 | BENTON FALLS HYDRO | 3.776 | 4.355 | 3.776 | 4.355 | Historic Capability | ME | 011 | ME | LELWD
| 2281 | BROWNS MILL HYDRO | 2281 | BROWNS MILL HYDRO | 0.318 | 0.65 | 0.318 | 0.65 | Historic Capability | ME | 021 | ME | VPPSA
| 2282 | DAMARISCOTTA HYDRO | 2282 | DAMARISCOTTA HYDRO | 0.005 | 0.5 | 0.005 | 0.5 | Historic Capability | ME | 015 | ME | BHI
| 2283 | EUSTIS HYDRO | 2283 | EUSTIS HYDRO | 0.248 | 0.25 | 0.248 | 0.25 | Historic Capability | ME | 007 | ME | BHI
| 2284 | GARDINER HYDRO | 2284 | GARDINER HYDRO | 1.05 | 1.05 | 1.05 | 1.05 | Historic Capability | ME | 011 | ME | VPPSA
| 2285 | GREENVILLE HYDRO | 2285 | GREENVILLE HYDRO | 0.52 | 0.52 | 0.52 | 0.52 | Historic Capability | ME | 021 | ME | BHI
| 2286 | HACKETT MILLS HYDRO | 2286 | HACKETT MILLS HYDRO | 0.159 | 0.5 | 0.159 | 0.5 | Historic Capability | ME | 001 | ME | PSS
| 2287 | MECHANIC FALLS HYDRO | 2287 | MECHANIC FALLS HYDRO | 0.231 | 1.05 | 0.231 | 1.05 | Historic Capability | ME | 001 | ME | BHI
| 2288 | NORWAY HYDRO | 2288 | NORWAY HYDRO | 0 | 0.201 | 0 | 0.201 | Historic Capability | ME | 017 | ME | BHI
| 2290 | PITTSFIELD HYDRO | 2290 | PITTSFIELD HYDRO | 0.877 | 1 | 0.877 | 1 | Historic Capability | ME | 025 | ME | VPPSA
| 2292 | YORK HYDRO | 2292 | YORK HYDRO | 0.878 | 1.2 | 0.878 | 1.2 | Historic Capability | ME | 031 | SME | BHI
| 2425 | SPRINGFIELD REFUSE-NEW | 2425 | SPRINGFIELD REFUSE-NEW | 6 | 6 | 6 | 6 | Historic Capability | MA | 013 | WMA | CEM
| 2426 | HYDRO KENNEBEC | 2426 | HYDRO KENNEBEC | 15.66 | 17.15 | 15.66 | 17.15 | Historic Capability | ME | 011 | ME | BEMLP
| 2430 | BELDENS-NEW | 2430 | BELDENS-NEW | 4.58 | 5.7 | 4.58 | 5.7 | Historic Capability | VT | 001 | VT | GMP
| 2431 | DODGE FALLS-NEW | 2431 | DODGE FALLS-NEW | 5 | 5 | 5 | 5 | PPA | NH | 009 | VT | VELCO
| 2432 | HUNTINGTON FALLS-NEW | 2432 | HUNTINGTON FALLS-NEW | 4.99 | 5.76 | 4.99 | 5.76 | Historic Capability | VT | 001 | VT | GMP
| 2433 | RYEGATE 1-NEW | 2433 | RYEGATE 1-NEW | 19 | 19 | 19 | 19 | PPA | VT | 005 | VT | VELCO
| 2434 | GORGE 18 HYDRO-NEW | 2434 | GORGE 18 HYDRO-NEW | 3.3 | 3.3 | 3.3 | 3.3 | Historic Capability | VT | 007 | VT | GMP
| 2435 | VERGENNES HYDRO-NEW | 2435 | VERGENNES HYDRO-NEW | 2.34 | 3.3 | 2.34 | 3.3 | Historic Capability | VT | 001 | VT | GMP
| 2439 | BROCKWAY MILLS U5 | 2439 | BROCKWAY MILLS U5 | 0.5 | 0.5 | 0.5 | 0.5 | Historic Capability | VT | 025 | VT | GMP
| 2462 | PLAINVILLE GEN QF U5 | 2462 | PLAINVILLE GEN QF U5 | 5 | 5 | 5 | 5 | Historic Capability | MA | 021 | RI | MEC
| 2466 | CHERRY 7 | 2466 | CHERRY 7 | 3.2 | 3.2 | 3.2 | 3.2 | Historic Capability | MA | 017 | CMA/NEMA | HLPD
| 2467 | CHERRY 8 | 2467 | CHERRY 8 | 3.6 | 3.6 | 3.6 | 3.6 | Historic Capability | MA | 017 | CMA/NEMA | HLPD
| 2468 | CHERRY 10 | 2468 | CHERRY 10 | 2.2 | 2.2 | 2.2 | 2.2 | Historic Capability | MA | 017 | CMA/NEMA | HLPD
| 2469 | CHERRY 11 | 2469 | CHERRY 11 | 2.2 | 2.2 | 2.2 | 2.2 | Historic Capability | MA | 017 | CMA/NEMA | HLPD
| 2470 | CHERRY 12 | 2470 | CHERRY 12 | 5.6 | 5.6 | 5.6 | 5.6 | Historic Capability | MA | 017 | CMA/NEMA | HLPD
| 10401 | CELLEY MILL U5 | 10401 | CELLEY MILL U5 | 0.084 | 0.092 | 0.084 | 0.092 | Historic Capability | NH | 009 | NH | PSNH
| 10402 | PETTYBORO HYDRO U5 | 10402 | PETTYBORO HYDRO U5 | 0.004 | 0.01 | 0.004 | 0.01 | Historic Capability | NH | 009 | NH | PSNH
| 10403 | EASTMAN BROOK U5 | 10403 | EASTMAN BROOK U5 | 0.1 | 0.1 | 0.1 | 0.1 | Historic Capability | NH | 009 | NH | PSNH
| 10406 | LOWER VALLEY HYDRO U5 | 10406 | LOWER VALLEY HYDRO U5 | 0.534 | 0.534 | 0.534 | 0.534 | Historic Capability | NH | 019 | NH | GMP
| 10409 | SWEETWATER HYDRO U5 | 10409 | SWEETWATER HYDRO U5 | 0.5 | 0.5 | 0.5 | 0.5 | Historic Capability | NH | 019 | NH | GMP
| 10424 | GREAT LAKES - BERLIN INCREMENTAL | 10424 | GREAT LAKES - BERLIN | 25 | 25 | 25 | 25 | PPA | NH | 007 | NH | BEMLP
| 10615 | BLUE SPRUCE FARM U5 | 10615 | BLUE SPRUCE FARM | 0.275 | 0.275 | 0.275 | 0.275 | Historic Capability | VT | 021 | VT | GMP
| 10770 | WEST SPRINGFIELD HYDRO U5 | 10770 | WEST SPRINGFIELD HYDRO U5 | 1.2 | 1.25 | 1.2 | 1.25 | Historic Capability | MA | 013 | WMA | LELWD
| 10801 | COVENTRY CLEAN ENERGY | 10801 | COVENTRY CLEAN ENERGY | 4.8 | 4.8 | 4.8 | 4.8 | Historic Capability | VT | 019 | NH | VPPSA
| 10880 | GE LYNN EXCESS REPLACEMENT | 10880 | GE LYNN EXCESS REPLACEMENT | 2.282 | 14.982 | 2.282 | 14.982 | Historic Capability | MA | 009 | BOSTON | SEL-I
| 10959 | RRIG EXPANSION PHASE 2 | 10959 | RRIG EXPANSION PHASE 2 | 6 | 6 | 6 | 6.024 | IA | RI | 007 | RI | RRIG
| 10998 | MASSINNOVATION FITCHBURG | 10998 | MASSINNOVATION FITCHBURG | 0.003 | 3.027 | 0.003 | 3.027 | Historic Capability | MA | 027 | WMA | FGE
| 11052 | GRTR NEW BEDFORD LFG UTIL PROJ | 11052 | GRTR NEW BEDFORD LFG UTIL PROJ | 3.3 | 3.3 | 3.3 | 3.3 | Historic Capability | MA | 005 | SEMA | CRMC
| 11126 | NORTH HARTLAND HYDRO | 11126 | NORTH HARTLAND HYDRO | 4.46 | 4.46 | 4.46 | 4.46 | Historic Capability | VT | 027 | VT | GMP
| 11408 | HULL WIND TURBINE II | 11408 | HULL WIND TURBINE II | 1.8 | 1.8 | 1.8 | 1.8 | Historic Capability | MA | 023 | SEMA | HULL
| 11424 | RUMFORD FALLS | 11424 | RUMFORD FALLS | 44.1 | 44.1 | 40 | 40 | IA | ME | 017 | ME | BEMLP
| 11842 | WATERSIDE POWER | 11842 | WATERSIDE POWER | 73.623 | 75 | 72 | 75 | IA | CT | 001 | NOR | WATERSIDE
| 11925 | BROCKTON BRIGHTFIELDS | 11925 | BROCKTON BRIGHTFIELDS | 0.425 | 0.425 | 0.425 | 0.425 | Historic Capability | MA | 023 | SEMA | EXGC
| 12108 | FIEC DIESEL | 12108 | FIEC DIESEL | 2 | 2 | 2 | 2 | Historic Capability | ME | 013 | ME | VPPSA
| 12180 | BERKSHIRE COW POWER | 12180 | BERKSHIRE COW POWER | 0.5 | 0.5 | 0.5 | 0.5 | Historic Capability | VT | 011 | VT | VEC
| 12274 | GREEN MOUNTAIN DAIRY | 12274 | GREEN MOUNTAIN DAIRY | 0.22 | 0.22 | 0.22 | 0.22 | Historic Capability | VT | 011 | VT | GMP
| 12323 | COVENTRY CLEAN ENERGY #4 | 12323 | COVENTRY CLEAN ENERGY #4 | 2.895 | 2.975 | 2.895 | 2.975 | Historic Capability | VT | 019 | NH | VPPSA
| 12500 | THOMAS A. WATSON | 15484, 15485 | THOMAS A. WATSON UNIT #1, THOMAS A. WATSON UNIT #2 | 114.8 | 114.8 | 105.2 | 114.8 | IA | MA | 021 | SEMA | BELD
| 12504 | DEVON 15-18 | 12504, 17044, 17045, 17046 | DEVON 15, DEVON 16, DEVON 17, DEVON 18 | 196.8 | 196.8 | 187.6 | 195.6 | PPA | CT | 009 | SWCT | GCE
| 12505 | MIDDLETOWN 12-15 | 12505, 37366, 37367, 37368 | MIDDLETOWN 12, MIDDLETOWN 13, MIDDLETOWN 14, MIDDLETOWN 15 | 196.8 | 196.8 | 187.6 | 193.6 | IA | CT | 007 | CT | GCE
| 12509 | UNH POWER PLANT | 12509 | UNH POWER PLANT | 2 | 2 | 2 | 2 | Historic Capability | NH | 017 | NH | PSNH
| 12510 | SWANTON GAS TURBINE 1 | 12510 | SWANTON GT-1 | 23.5 | 27.1 | 19.44 | 24.98 | PPA | VT | 011 | VT | VPPSA
| 12511 | SWANTON GAS TURBINE 2 | 12511 | SWANTON GT-2 | 23.5 | 27.1 | 19.723 | 25.344 | PPA | VT | 011 | VT | VPPSA
| 12521 | LOWELL POWER REACTIVATION | 461 | LENERGIA ENERGY CENTER | 76.3 | 76.95 | 74 | 76 | PPA | MA | 017 | CMA/NEMA | EDFT
| 12524 | COS COB 13&14 | 14157, 14158 | COS COB 13, COS COB 14 | 42.2 | 46 | 36 | 46 | PPA | CT | 001 | NOR | NRGPM
| 12526 | PIERCE | 13515 | PIERCE STATION | 86 | 100 | 77.5 | 97 | PPA | CT | 009 | SWCT | CMEEC
| 12530 | SHEFFIELD WIND FARM | 12530 | SHEFFIELD WIND PLANT | 39.2 | 39.2 | 10 | 17 | IA | VT | 005 | VT | VTWIND
| 12551 | KIBBY WIND POWER | 12551 | KIBBY WIND POWER | 132 | 132 | 20.4 | 47.3 | IA | ME | 007 | ME | EMMT-I
| 12553 | COVANTA HAVERHILL LANDFILL GAS ENGINE | 14707 | COVANTA HAVERHILL - LF GAS | 1.6 | 1.6 | 1.6 | 1.6 | IA | MA | 009 | BOSTON | CEM
| 12564 | WATERBURY GENERATION FACILITY | 12564 | WATERBURY GENERATION FACILITY | 103.6 | 103.6 | 97.911 | 99.454 | IA | CT | 009 | SWCT | WATERBURY
| 13669 | MANCHESTER METHANE LLC EAST WINDSOR FACILITY | 13669 | EAST WINDSOR NORCAP LFG PLANT | 1.43 | 1.43 | 1.43 | 1.43 | Historic Capability | CT | 003 | CT | MMLLC
| 13673 | MATEP (DIESEL) | 13673 | MATEP (DIESEL) | 20.25 | 20.25 | 19.35 | 19.35 | IA | MA | 025 | BOSTON | MATEP
| 13675 | MATEP (COMBINED CYCLE) | 13675 | MATEP (COMBINED CYCLE) | 60.4 | 66 | 57.1 | 64.3 | IA | MA | 025 | BOSTON | MATEP
| 13703 | VERSO VCG1 | 13703 | VERSO COGEN 1 | 55 | 61 | 47.223 | 58.377 | IA | ME | 007 | ME | VERSO
| 13704 | VERSO VCG2 | 13704 | VERSO COGEN 2 | 55 | 61 | 45.167 | 56.321 | IA | ME | 007 | ME | VERSO
| 13705 | VERSO VCG3 | 13705 | VERSO COGEN 3 | 55 | 61 | 44.097 | 55.251 | IA | ME | 007 | ME | VERSO
| 13975 | CORRIVEAU HYDROELECTRIC LLC | 13975 | CORRIVEAU HYDROELECTRIC LLC | 0.073 | 0.35 | 0.073 | 0.35 | Historic Capability | ME | 017 | ME | UNION
| 14087 | MAT3 | 14087 | MAT3 | 19.35 | 19.35 | 19.35 | 19.35 | IA | MA | 025 | BOSTON | MATEP
| 14134 | MONTAGNE FARM | 14134 | MONTAGNE FARM | 0.3 | 0.3 | 0.3 | 0.3 | Historic Capability | VT | 011 | VT | GMP
| 14217 | NORTHFIELD MOUNTAIN 1 | 14217 | NORTHFIELD MOUNTAIN 1 | 293.5 | 293.5 | 292 | 292 | IA | MA | 011 | WMA | NEL1
| 14218 | NORTHFIELD MOUNTAIN 2 | 14218 | NORTHFIELD MOUNTAIN 2 | 293.5 | 293.5 | 292 | 292 | IA | MA | 011 | WMA | NEL1
| 14219 | NORTHFIELD MOUNTAIN 3 | 14219 | NORTHFIELD MOUNTAIN 3 | 293.5 | 293.5 | 292 | 292 | IA | MA | 011 | WMA | NEL1
| 14220 | NORTHFIELD MOUNTAIN 4 | 14220 | NORTHFIELD MOUNTAIN 4 | 293.5 | 293.5 | 292 | 292 | IA | MA | 011 | WMA | NEL1
| 14271 | AMERESCO NORTHAMPTON | 14271 | AMERESCO NORTHAMPTON | 0.8 | 0.8 | 0.8 | 0.8 | Historic Capability | MA | 015 | WMA | EMMT-I
| 14595 | GRANITE RELIABLE POWER | 14595 | GRANITE RELIABLE POWER, LLC | 94.5 | 94.5 | 29.9 | 42.9 | IA | NH | 007 | NH | GRP
| 14599 | RHODE ISLAND LFG GENCO, LLC - ST | 40054 | JOHNSTON LFG TURBINE PLANT | 32.629 | 36.785 | 26 | 28 | IA | RI | 007 | RI | RRIG
| 14610 | PRINCETON WIND FARM PROJECT | 14610 | PRINCETON WIND FARM PROJECT | 0.667 | 1.257 | 0.667 | 1.257 | Historic Capability | MA | 027 | CMA/NEMA | PMLD
| 14614 | KLEEN ENERGY | 14614 | KLEEN ENERGY | 620 | 620 | 620 | 620 | PPA | CT | 007 | CT | TPSC
| 14623 | VALLEY HYDRO (STATION NO. 5) | 14623 | VALLEY HYDRO (STATION NO. 5) | 0.79 | 0.79 | 0.79 | 0.79 | Historic Capability | MA | 013 | WMA | HGE
| 14652 | TEMPLETON WIND TURBINE | 14652 | TEMPLETON WIND TURBINE | 1.5 | 1.5 | 0.278 | 0.441 | Cleared Capacity | MA | 027 | WMA | MMWEC
| 14660 | LEMPSTER WIND | 15115 | LEMPSTER WIND | 24 | 24 | 4.425 | 10.024 | PPA | NH | 011 | NH | PSNH
| 14661 | BERKSHIRE WIND POWER PROJECT | 16614 | BERKSHIRE WIND POWER PROJECT | 15 | 15 | 2.576 | 6.988 | IA | MA | 003 | WMA | MMWEC
| 14663 | WMRE CROSSROADS | 15998 | CROSSROADS LANDFILL | 3 | 3 | 3 | 3 | Historic Capability | ME | 025 | ME | WMRE
| 14665 | RECORD HILL WIND | 14665 | RECORD HILL WIND | 50.6 | 50.6 | 13.6 | 16.7 | IA | ME | 017 | ME | RHW
| 14706 | KIMBERLY-CLARK CORP ENERGY INDEPENDENCE PROJECT | 15097 | KIMB ROCKY RIVER PH2 | 14 | 19.7 | 14 | 19.7 | IA | CT | 005 | SWCT | KCC
| 15415 | DARTMOUTH POWER EXPANSION | 15940 | DARTMOUTH CT GENERATOR 3 | 22.8 | 23.5 | 21.3 | 23.5 | IA | MA | 005 | SEMA | EPLU-I
| 15477 | NEW HAVEN HARBOR UNITS 2, 3, & 4 | 15477, 40052, 40053 | NEW HAVEN HARBOR UNIT 2, NEW HAVEN HARBOR UNIT 3, NEW HAVEN HARBOR UNIT 4 | 147.9 | 147.9 | 129.6 | 145 | IA | CT | 009 | CT | PSEG-NH
| 15509 | PLAINFIELD RENEWABLE ENERGY | 15509 | PLAINFIELD RENEWABLE ENERGY | 38.5 | 38.5 | 37.5 | 37.5 | IA | CT | 015 | CT | PRE
| 16296 | MILFORD HYDRO | 16296 | MILFORD HYDRO | 8.9 | 8.9 | 6.422 | 6.643 | IA | ME | 019 | BHE | BBHP
| 16523 | STILLWATER | 16523 | STILLWATER | 1.898 | 1.964 | 1.898 | 1.964 | Historic Capability | ME | 019 | BHE | BBHP
| 16525 | MEDWAY | 16525 | MEDWAY | 4.003 | 4.003 | 3.443 | 2.869 | IA | ME | 019 | BHE | BBHP
| 16631 | VICTORY ROAD DORCHESTER PV | 16631 | VICTORY ROAD DORCHESTER PV | 1 | 1 | 0.316 | 0 | Cleared Capacity | MA | 025 | BOSTON | MEC
| 16640 | HILLDALE AVE HAVERHILL PV | 16640 | HILLDALE AVE HAVERHILL PV | 1 | 1 | 0.27 | 0 | Cleared Capacity | MA | 009 | BOSTON | MEC
| 16642 | RAILROAD STREET REVERE PV | 16642 | RAILROAD AVENUE REVERE PV | 1 | 1 | 0.245 | 0 | Cleared Capacity | MA | 025 | BOSTON | MEC
| 16643 | ROVER STREET EVERETT PV | 16643 | ROVER STREET EVERETT PV | 0.5 | 0.5 | 0.168 | 0 | Cleared Capacity | MA | 017 | BOSTON | MEC
| 16644 | MAIN STREET WHITINSVILLE PV | 16644 | MAIN STREET WHITINSVILLE PV | 1 | 1 | 0.28 | 0 | Cleared Capacity | MA | 027 | RI | MEC
| 16653 | BERLIN BIOPOWER | 16653 | BURGESS BIOPOWER | 67.5 | 67.5 | 65.38 | 65.38 | IA | NH | 007 | NH | PSNH
| 16659 | IPSWICH WIND FARM 1 | 16659 | IPSWICH WIND FARM 1 | 1.5 | 1.5 | 0.187 | 0.342 | Cleared Capacity | MA | 009 | BOSTON | IMLD
| 16675 | FOX ISLAND WIND | 16675 | FOX ISLAND WIND | 4.5 | 4.5 | 0 | 0.444 | Cleared Capacity | ME | 013 | ME | VPPSA
| 16688 | NOR1 | 14816 | NORDEN 1 | 1.958 | 1.958 | 1.958 | 1.958 | Cleared Capacity | CT | 001 | NOR | CMEEC
| 16737 | DFC-ERG HYBRID FUEL CELL (3) | 16737 | UDR GLASTONBURY | 2.8 | 3.4 | 2.5 | 2.5 | Cleared Capacity | CT | 003 | CT | UIL
| 16738 | BFCP FUEL CELL | 16738 | DOMINION BRIDGEPORT FUEL CELL | 14.99 | 15.39 | 13.054 | 13.259 | Cleared Capacity | CT | 001 | SWCT | DEMI-I
| 16750 | NORDEN #2 | 14817 | NORDEN 2 | 1.942 | 1.942 | 1.948 | 1.948 | Cleared Capacity | CT | 001 | NOR | CMEEC
| 16752 | NORDEN #3 | 14818 | NORDEN 3 | 1.942 | 1.942 | 1.942 | 1.942 | Cleared Capacity | CT | 001 | NOR | CMEEC
| 17359 | SUGAR RIVER 2 | 17223 | SUGAR RIVER 2 | 0.199 | 0.199 | 0.026 | 0.155 | Cleared Capacity | NH | 019 | NH | PSNH
| 35442 | SEAMAN ENERGY | 17259 | SEAMAN ENERGY LLC | 0.484 | 0.483 | 0.484 | 0.483 | Cleared Capacity | MA | 027 | WMA | TTMLP-I
| 35485 | FITCHBURG-FCA-5 | 14098 | FITCHBURG LANDFILL | 4.581 | 4.581 | 4.5 | 4.5 | Cleared Capacity | MA | 027 | WMA | VPPSA
| 35555 | GMCW | 35555 | GMCW | 9.9 | 9.9 | 2.38 | 3.54 | IA | VT | 007 | VT | BED
| 35593 | FISKE HYDRO | 15201 | FISKE HYDRO | 0.81 | 0.81 | 0.077 | 0.113 | Cleared Capacity | NH | 005 | VT | PSNH
| 35594 | SPAULDING POND HYDRO | 35379 | SPAULDING POND HYDRO | 0.265 | 0.265 | 0.074 | 0.172 | Cleared Capacity | NH | 017 | NH | PSNH
| 35656 | RAINBOW_2 | 17234 | RAINBOW UNIT 2 | 4.1 | 4.1 | 4.1 | 4.1 | IA | CT | 003 | CT | CLP
| 35657 | SHREWSBURY DIESELS | 568 | SHREWSBURY DIESELS | 13.75 | 13.75 | 13.75 | 13.75 | Historic Capability | MA | 027 | CMA/NEMA | SELP
| 35658 | RAINBOW_1 | 17233 | RAINBOW UNIT 1 | 4.1 | 4.1 | 4.1 | 4.1 | IA | CT | 003 | CT | CLP
| 35693 | SPRUCE MOUNTAIN WIND | 35693 | SPRUCE MOUNTAIN WIND | 20 | 20 | 4.5 | 9 | Cleared Capacity | ME | 017 | ME | SPRUCE
| 35728 | MORETOWN LG | 15617 | MORETOWN LFGTE | 3 | 3 | 3.2 | 3.2 | Cleared Capacity | VT | 023 | VT | GMP
| 35979 | KINGDOM COMMUNITY WIND | 35979 | KINGDOM COMMUNITY WIND | 64.575 | 64.575 | 12 | 21.673 | IA | VT | 019 | VT | GMP
| 37040 | KENDALL STEAM | 10349 | KENDALL STEAM 3 | 27.6 | 27.6 | 27.75 | 27.75 | IA | MA | 017 | BOSTON | KENDALL
| 37050 | GROTON WIND PROJECT | 37050 | GROTON WIND | 48 | 48 | 9.751 | 19.771 | IA | NH | 009 | NH | PPMI
| 37072 | BEAVER_RIDGE_WIND | 15706 | BEAVER RIDGE WIND | 4.5 | 4.5 | 0.474 | 1.344 | Cleared Capacity | ME | 027 | ME | NHEC
| 37077 | WORONOCO HYDRO LLC | 15787 | WORONOCO HYDRO LLC | 2.7 | 2.7 | 1.181 | 1.611 | IA | MA | 013 | WMA | PSS
| 37105 | BLUE SKY WEST | 37105 | BINGHAM WIND | 184.8 | 184.8 | 22.6 | 65.416 | IA | ME | 025 | ME | BSWL
| 37120 | THUNDERMIST HYDROPOWER | 16926 | THUNDERMIST HYDRO QF | 1.253 | 1.253 | 0 | 0.941 | Cleared Capacity | RI | 007 | RI | NEC
| 38078 | NFM SOLAR POWER, LLC | 40176 | NFM SOLAR POWER, LLC | 1.7 | 1.7 | 0.507 | 0 | Cleared Capacity | MA | 011 | WMA | NEL1
| 38089 | FOOTPRINT COMBINED CYCLE | 48695, 48696 | SALEM 5, SALEM 6 | 715.6 | 715.6 | 674 | 674 | IA | MA | 009 | BOSTON | CEEI
| 38114 | EAST BRIDGEWATER SOLAR ENERGY PROJECT | 43623 | E BRIDGEWATER-02333PV2000NM | 2 | 2 | 0.85 | 0 | Cleared Capacity | MA | 023 | SEMA | MEC
| 38115 | HARRINGTON STREET PV PROJECT | 38115 | HARRINGTON STREET PV | 9.75 | 9.75 | 1.43 | 0 | IA | MA | 027 | WMA | HCG
| 38173 | SADDLEBACK RIDGE WIND | 38173 | SADDLEBACK RIDGE WIND | 34.2 | 34.2 | 3.75 | 10.23 | IA | ME | 007 | ME | SPRUCE
| 38178 | SOUTHBRIDGE LANDFILL GAS TO ENERGY 17-18 | 37073 | SOUTHBRIDGE LANDFILL | 1.6 | 1.6 | 1.4 | 1.4 | IA | MA | 027 | WMA | FPLP-I
| 38181 | WESTFORD SOLAR | 41879, 41880, 42203, 42497 | WESTFORD SOLAR 1- PV, WESTFORD SOLAR 2- PV, WESTFORD SOLAR 3 - PV, WESTFORD SOLAR 4- PV | 4 | 4 | 1.8 | 0 | Cleared Capacity | MA | 017 | CMA/NEMA | MEC
| 38206 | BRIDGEPORT HARBOR 5 | 38206 | PSEG BRIDGEPORT HARBOR CCGT EX | 509.6 | 509.6 | 484.3 | 529.8 | IA | CT | 001 | SWCT | PSEG
| 38249 | SILVER LAKE PHOTOVOLTAIC FACILITY | 37722 | SILVER LAKE SOLAR PV FACILITY | 1.5 | 1.5 | 0.458 | 0 | Cleared Capacity | MA | 003 | WMA | NSTAR
| 38250 | INDIAN ORCHARD PHOTOVOLTAIC FACILITY | 40015 | INDIAN ORCHARD SOLAR FACILITY | 1.5 | 1.5 | 0.595 | 0 | Cleared Capacity | MA | 013 | WMA | NSTAR
| 38252 | INDIAN RIVER POWER SUPPLY LLC | 37823 | INDIAN RIVER POWER SUPPLY LLC | 1.3 | 1.3 | 0.314 | 0.941 | IA | MA | 013 | WMA | PSS
| 38278 | WALLINGFORD UNIT 6 AND UNIT 7 | 50025, 50026 | WALLINGFORD UNIT 6, WALLINGFORD UNIT 7 | 90 | 100 | 90 | 100 | IA | CT | 009 | SWCT | TERM
| 38287 | WMA CHESTER SOLAR 1 | 38287 | WMA CHESTER SOLAR 1 | 4.8 | 4.8 | 1.904 | 0 | Cleared Capacity | MA | 013 | WMA | VPPSA
| 38289 | MEDWAY PEAKER - SEMARI | 50115, 50116 | WEST MEDWAY JET 4, WEST MEDWAY JET 5 | 206.934 | 206.934 | 194.8 | 205.1 | IA | MA | 021 | RI | EXGC
| 38297 | CPV_TOWANTIC | 49325, 49326 | CPV TOWANTIC 1A, CPV TOWANTIC 1B | 800.5 | 830.5 | 750.5 | 821.5 | Cleared Capacity | CT | 009 | SWCT | CEEI
| 38302 | FISHER ROAD SOLAR I | 38302 | TOWN_OF_CARVER_PV_1763 | 4.56 | 4.56 | 1.92 | 0 | Cleared Capacity | MA | 005 | SEMA | NSTAR
| 38310 | CANAL 3 | 38310 | CANAL 3 | 333 | 336.2 | 333 | 336.1 | IA | MA | 001 | SEMA | SKEM
| 38372 | DARTMOUTH SOLAR | 38372 | BLUEWAVE - CC COMM COLL 2209 | 3.5 | 3.5 | 1.43 | 0 | Cleared Capacity | MA | 005 | SEMA | NSTAR
| 38373 | HOLLISTON | 38373 | BLUEWAVE BOURNE-HOLLISTON 2262 | 3 | 3 | 1.523 | 0 | Cleared Capacity | MA | 017 | RI | NSTAR
| 38374 | PLYMOUTH | 47374 | NEW BEDFORD RED AUTH #2283 | 4.26 | 4.26 | 1.9 | 0 | Cleared Capacity | MA | 023 | SEMA | NSTAR
| 38375 | UXBRIDGE | 38375 | BWC FIVEMILE-01569PV3000NM | 3 | 3 | 1.23 | 0 | Cleared Capacity | MA | 027 | RI | MEC
| 38376 | LANDCRAFT | 48705 | SUN E. BRDGEWTR-02324PV3000NM | 3 | 3 | 1.339 | 0 | Cleared Capacity | MA | 023 | SEMA | MEC
| 38378 | LSRHS | 47424 | SUN EDISON - SUDBURY 2417 | 0.98 | 0.98 | 0.42 | 0 | Cleared Capacity | MA | 017 | BOSTON | NSTAR
| 38380 | TREASURE VALLEY- SE | 46664 | NEXAMP CAPITAL-01543PV4999NM | 4.999 | 4.999 | 2.07 | 0 | Cleared Capacity | MA | 027 | WMA | MEC
| 38381 | BELCHERTOWN SED | 46645 | NEXAMP CAPITAL-01007PV1300NM | 1.3 | 1.3 | 0.53 | 0 | Cleared Capacity | MA | 015 | WMA | MEC
| 38421 | JERICHO POWER | 43580 | JERICHO WIND | 12.05 | 12.05 | 2.5 | 3.9 | IA | NH | 007 | NH | JERICHO
| 38437 | IPSWICH WIND II | 42424 | IPSWICH WIND II | 2 | 2 | 0.13 | 0.377 | Cleared Capacity | MA | 009 | BOSTON | IMLD
| 38438 | DEERFIELD WIND PROJECT | 49406 | DEERFIELD WIND | 30 | 30 | 8.1 | 13.6 | IA | VT | 003 | WMA | PPMI
| 38440 | COTTAGE ST PV | 46267 | COTTAGE STREET SOLAR FACILITY | 3.894 | 3.894 | 1.635 | 0 | Cleared Capacity | MA | 019 | WMA | NSTAR
| 38441 | UI RCP BGPT FC | 38441 | UI RCP BGPT FC | 2.8 | 2.8 | 2.52 | 2.52 | Cleared Capacity | CT | 001 | SWCT | UI
| 38442 | UI RCP NH FC | 38442 | UI RCP NH FC | 2.8 | 2.8 | 2.52 | 2.52 | Cleared Capacity | CT | 009 | CT | UI
| 38475 | HOOSAC WIND PROJECT | 12529 | HOOSAC WIND | 28.5 | 28.5 | 3.942 | 10.412 | IA | MA | 003 | WMA | PPMI
| 38480 | HUBBARDSTON SE | 46918 | TOWN OF WESTFORD-01452PV2800NM | 2.8 | 2.8 | 1.295 | 0 | Cleared Capacity | MA | 027 | CMA/NEMA | MEC
| 38494 | 24 BOUTILIER RD LEICESTER PV | 48728 | MECO.LCSTR-01524PV684QF | 0.684 | 0.684 | 0.248 | 0 | Cleared Capacity | MA | 027 | WMA | MEC
| 38495 | DEEPWATER WIND BLOCK ISLAND | 38495 | BLOCK ISLAND WIND FARM | 29 | 29 | 6.83 | 14.1 | Cleared Capacity | RI | 009 | RI | DWBI
| 38500 | MASS MID-STATE SOLAR | 44030 | WARREN PV | 14 | 14 | 7.11 | 0 | Cleared Capacity | MA | 027 | WMA | MS1
| 38510 | CITY OF GARDNER - MILL ST. SOLAR | 46568 | GLC-MA SOLAR-01440PV1000NM | 1 | 1 | 0.392 | 0 | Cleared Capacity | MA | 027 | WMA | MEC
| 38527 | GRAFTON WD | 43729 | GRAFTON WATER-01519PV1500NM | 1.5 | 1.5 | 0.715 | 0 | Cleared Capacity | MA | 027 | CMA/NEMA | MEC
| 38528 | 29 OXFORD RD CHARLTON PV | 47996 | NAT GRID CHARLTON-01507PV684QF | 0.684 | 0.684 | 0.275 | 0 | Cleared Capacity | MA | 027 | WMA | MEC
| 38530 | MATTAPOISETT 2 | 47378 | BLUEWAVE - MATTAPOISETT 2261 | 0.75 | 0.75 | 0.316 | 0 | Cleared Capacity | MA | 023 | SEMA | NSTAR
| 38531 | MATTAPOISETT 1 | 47377 | BLUEWAVE - MATTAPOISETT 2260 | 0.75 | 0.75 | 0.316 | 0 | Cleared Capacity | MA | 023 | SEMA | NSTAR
| 38532 | LEOMINSTER- SOUTH ST. | 43948, 43949, 43950 | SUNGEN 1-01810PV950NM, SUNGEN 2-01810PV950NM, SUNGEN 3-01810PV950NM | 2.85 | 2.85 | 1.409 | 0 | Cleared Capacity | MA | 017 | BOSTON | MEC
| 38533 | BERLIN 1 | 46984 | FIVEMILE RIVER1-01503PV750NM | 0.75 | 0.75 | 0.347 | 0 | Cleared Capacity | MA | 027 | CMA/NEMA | MEC
| 38534 | MILLBURY SOLAR | 44007 | MILLBURY SOLAR-01527PV3000NM | 3 | 3 | 1.638 | 0 | Cleared Capacity | MA | 027 | CMA/NEMA | MEC
| 38538 | GROTON ROAD SHIRLEY PV | 47995 | NATL GRID SHIRLEY-01464PV996QF | 0.996 | 0.996 | 0.415 | 0 | Cleared Capacity | MA | 017 | CMA/NEMA | MEC
| 38539 | 40 AUBURN RD MILLBURY PV | 48314 | NAT GRID MILLBURY-01527PV684QF | 0.684 | 0.684 | 0.248 | 0 | Cleared Capacity | MA | 027 | WMA | MEC
| 38543 | CARPENTER HILL RD CHARTLON PV | 66243 | NEPOWERCO_01507PV1000QF | 1 | 1 | 0.368 | 0 | Cleared Capacity | MA | 027 | WMA | MEC
| 38544 | 17 KELLY RD STURBRIDGE PV | 48727 | 510PVDEVKELLY1-01566PV996QF | 0.996 | 0.996 | 0.372 | 0 | Cleared Capacity | MA | 027 | WMA | MEC
| 38545 | 90 RIVER RD STURBRIDGE PV | 48726 | 510PV DEV. 2-01566PV996QF | 0.996 | 0.996 | 0.372 | 0 | Cleared Capacity | MA | 027 | WMA | MEC
| 38548 | FALL RIVER- COMMERCE | 43951 | SUNGEN-02720PV950NM | 0.95 | 0.95 | 0.535 | 0 | Cleared Capacity | MA | 005 | SEMA | MEC
| 38551 | FASLL RIVER - INNOVATION | 43903 | SUNGEN-02720PV2850NM | 2.85 | 2.85 | 1.748 | 0 | Cleared Capacity | MA | 005 | SEMA | MEC
| 38555 | BERLIN 2 | 46985 | FIVEMILE RIVER2-01503PV750NM | 0.75 | 0.75 | 0.347 | 0 | Cleared Capacity | MA | 027 | CMA/NEMA | MEC
| 38556 | BERLIN 3 | 46986 | FIVEMILE RIVER3-01503PV750NM | 0.75 | 0.75 | 0.347 | 0 | Cleared Capacity | MA | 027 | CMA/NEMA | MEC
| 38558 | FALL RIVER- UXBRIDGE | 43643, 43644, 43645 | SUNGEN UXBRIDGE1-01569PV950NM, SUNGEN UXBRIDGE2-01569PV950NM, SUNGEN UXBRIDGE3-01569PV950NM | 2.85 | 2.85 | 1.474 | 0 | Cleared Capacity | MA | 027 | RI | MEC
| 38559 | BERLIN 4 | 46987 | FIVEMILE RIVER4-01503PV750NM | 0.75 | 0.75 | 0.347 | 0 | Cleared Capacity | MA | 027 | CMA/NEMA | MEC
| 38560 | GRAFTON | 47446 | BWC 5 MILE RIVER-01519PV2000NM | 2 | 2 | 0.925 | 0 | Cleared Capacity | MA | 027 | CMA/NEMA | MEC
| 38561 | TRUE NORTH | 42193, 42194, 42195, 42196, 42197 | TRUE NORTH ENERGY A, TRUE NORTH ENERGY B, TRUE NORTH ENERGY C, TRUE NORTH ENERGY D, TRUE NORTH ENERGY E | 4.75 | 4.75 | 2.585 | 0 | Cleared Capacity | MA | 009 | BOSTON | MEC
| 38562 | FRANKLIN 1 | 43952 | KEARSARGE SOLAR-02038PV3000NM | 3 | 3 | 1.499 | 0 | Cleared Capacity | MA | 013 | RI | MEC
| 38565 | FRANKLIN 2 | 43953 | KEARSARGE SOLAR-02038PV4000NM | 4 | 4 | 2.146 | 0 | Cleared Capacity | MA | 013 | RI | MEC
| 38567 | BILLERICA | 46731 | BILLERICA-01821PV4999NM | 4.999 | 4.999 | 2.307 | 0 | Cleared Capacity | MA | 017 | CMA/NEMA | MEC
| 38574 | ROUTE 57 | 43887 | NM-TOWN OF AGAWAM SOLAR | 1.5 | 1.5 | 0.739 | 0 | Cleared Capacity | MA | 013 | WMA | NSTAR
| 38575 | AGAWAM SOLAR | 43885 | NM-HP HOOD AND SONS | 1.5 | 1.5 | 0.702 | 0 | Cleared Capacity | MA | 013 | WMA | NSTAR
| 38576 | WHATELY | 43886 | NM-FRANKLIN COUNTY SHERIFF | 1.5 | 1.5 | 0.617 | 0 | Cleared Capacity | MA | 011 | WMA | NSTAR
| 38579 | REHOBOTH | 43915 | CITIZENS-02769PV2000NM | 2 | 2 | 1.093 | 0 | Cleared Capacity | MA | 005 | RI | MEC
| 38580 | AMESBURY | 38580 | HUNTRDSOLARLLC-01913PV4500NM | 4.5 | 4.5 | 2.312 | 0 | Cleared Capacity | MA | 009 | BOSTON | MEC
| 38581 | TYNGSBOROUGH | 38581 | TYNGS.LANDFILL#1-01879PV1692NM | 1.656 | 1.656 | 1.283 | 0 | Cleared Capacity | MA | 017 | CMA/NEMA | MEC
| 38582 | NORTON MA | 49365 | NORTONLANDFILL-02766PV1500NM | 1.5 | 1.5 | 0.675 | 0 | Cleared Capacity | MA | 005 | SEMA | MEC
| 38583 | AGAWAM II | 50104 | NM SPRFLD TECH COMM COLLEGE | 1.936 | 1.936 | 0.804 | 0 | Cleared Capacity | MA | 013 | WMA | NSTAR
| 38655 | BARRETT DISTRIBUTION - FRANKLIN SOLAR | 42350 | BARRETT-FRANKLIN-SOLAR | 0.5 | 0.5 | 0.23 | 0 | Cleared Capacity | MA | 021 | RI | MEC
| 38657 | HELIOVAAS - ACTON SOLAR | 49072 | TOWN_OF_ACTON_ID2056 | 1.5 | 1.5 | 0.636 | 0 | Cleared Capacity | MA | 017 | BOSTON | NSTAR
| 38661 | HELIOVAAS - SUDBURY SOLAR | 49055 | TOWN_OF_SUDBURY_ID2176 | 1.333 | 1.333 | 0.535 | 0 | Cleared Capacity | MA | 017 | BOSTON | NSTAR
| 38669 | FUTURE GEN WIND | 47741 | FUTURE GEN WIND | 7.861 | 7.861 | 2.7 | 2.8 | Cleared Capacity | MA | 023 | SEMA | CEEI
| 38696 | BLOSSOM RD 1 FALL RIVER PV | 50797 | 510PVBLOSSOMWEST-02720PV996QF | 0.996 | 0.996 | 0 | 0 | Cleared Capacity | MA | 005 | SEMA | MEC
| 38698 | BLOSSOM RD 2 FALL RIVER PV | 50792 | 510VBLOSSOMEAST-02720PV996QF | 0.996 | 0.996 | 0 | 0 | Cleared Capacity | MA | 005 | SEMA | MEC
| 38699 | GROVELAND ST ABINGTON PV | 49247 | 510PVDEVABINGTON-02351PV996QF | 0.996 | 0.996 | 0 | 0 | Cleared Capacity | MA | 023 | SEMA | MEC
| 38700 | STAFFORD ST LEICESTER PV 2 | 66236 | NEPSTAFFORD-01524PV1000QF | 1 | 1 | 0 | 0 | Cleared Capacity | MA | 027 | WMA | MEC
| 38701 | ONSET EAST | 48714 | ONSET EAST | 1 | 1 | 0.52 | 0 | Cleared Capacity | MA | 023 | SEMA | NSTAR
| 38702 | ONSET WEST | 48715 | ONSET WEST | 1 | 1 | 0.52 | 0 | Cleared Capacity | MA | 023 | SEMA | NSTAR
| 38704 | RICHARDSON AVE ATTLEBORO PV 2 | 47994 | NAT GRID ATTLEBORO02703PV996QF | 0.996 | 0.996 | 0.306 | 0 | Cleared Capacity | MA | 005 | RI | MEC
| 38706 | OLD UPTON RD GRAFTON PV 2 | 49244 | 510PVDEVGRAFTON-01519PV672QF | 0.672 | 0.672 | 0 | 0 | Cleared Capacity | MA | 027 | CMA/NEMA | MEC
| 38707 | MAIN ST DIGHTON PV | 49243 | 510PVDEVDIGHTON-01851PV996QF | 0.996 | 0.996 | 0.347 | 0 | Cleared Capacity | MA | 005 | SEMA | MEC
| 38708 | GROTON SCHOOL RD AYER PV 2 | 49245 | 510PVDEVAYER-01432PV996QF | 0.996 | 0.996 | 0 | 0 | Cleared Capacity | MA | 017 | CMA/NEMA | MEC
| 38709 | FRANK MOSSBERG DR ATTELEBORO PV | 48915 | 510PVMOSSBERG-02703PV684QF | 0.684 | 0.684 | 0 | 0 | Cleared Capacity | MA | 005 | RI | MEC
| 38725 | BOW STREET HYDRO | 47125 | BOW STREET HYDRO | 0.236 | 0.236 | 0 | 0 | Cleared Capacity | NH | 013 | NH | MMWEC
| 38738 | CANTON MOUNTAIN WIND PROJECT | 38738 | CANTON MOUNTAIN WIND | 22.8 | 22.8 | 2.5 | 5 | IA | ME | 017 | ME | SPRUCE
| 38757 | WOODBRIDGE FUEL CELL | 38757 | UI RCP WOODBRIDGE FC | 2.2 | 2.2 | 2.1 | 2.1 | Cleared Capacity | CT | 009 | SWCT | UI
| 38760 | NORWICH WWT | 14823 | NORWICH WWTP | 2 | 2 | 2 | 2 | Cleared Capacity | CT | 011 | CT | CMEEC
| 38795 | HADLEY 2 | 50090 | NM HADLEY 2 SOLAR LLC | 1.95 | 1.95 | 0.851 | 0 | Cleared Capacity | MA | 015 | WMA | NSTAR
| 38796 | WALTHAM SOLAR | 38796 | SV-ABSPI_LLC_PV_ID2088991 | 0.175 | 0.175 | 0 | 0 | Cleared Capacity | MA | 017 | BOSTON | NSTAR
| 38815 | HUBBARDSTON PV | 43893 | HUBBARDSTON-01452PV2000NM | 2 | 2 | 0.994 | 0 | Cleared Capacity | MA | 027 | WMA | MEC
| 38823 | COOLIDGE SOLAR | 50815 | COOLIDGE SOLAR | 19.9 | 19.9 | 0 | 0 | IA | VT | 027 | VT | FPLP-I
| 38831 | MONTAGUE SITE 36-GROSOLAR PV | 67306 | MONTAGUE 36 SOLAR PV FACILITY | 4.08 | 4.08 | 0 | 0 | Cleared Capacity | MA | 011 | WMA | NSTAR
| 38833 | DGSC PV405_28 JACOME WAY_MIDDLETOWN | 43527 | STUART THOMAS - 02842PV500DG | 0.5 | 0.5 | 0.184 | 0 | Cleared Capacity | RI | 005 | SEMA | NEC
| 38834 | DGSC PV1666_179 PLAIN MEETING HOUSE RD_WEST GREENWICH | 43512 | WEST GREENWICH - 02817PV2000DG | 2 | 2 | 0.855 | 0 | Cleared Capacity | RI | 003 | RI | NEC
| 38835 | LEE SITE 31-CONTI PV | 66261 | LEE 31 SOLAR PV FACILITY | 1.86 | 1.86 | 0 | 0 | Cleared Capacity | MA | 003 | WMA | NSTAR
| 38836 | PITTSFIELD 44-M&W PV | 66257 | PITTSFIELD 44 SOLAR PV FACIL. | 1.16 | 1.16 | 0 | 0 | Cleared Capacity | MA | 003 | WMA | NSTAR
| 38841 | SYNCARPHA FREETOWN | 49937 | TOWN_OF_ORLEANS_ID2058041 | 3.96 | 3.96 | 1.5 | 0 | Cleared Capacity | MA | 005 | SEMA | NSTAR
| 38842 | DGSC PV3000_FORBES ST LANDFILL_EAST PROVIDENCE | 43762 | FORBES STREET 1-02914PV3000DG | 3 | 3 | 1.484 | 0 | Cleared Capacity | RI | 007 | RI | NEC
| 38843 | DGSC PV2000_338 COMPASS CIRCLE_NORTH KINGSTOWN | 43716 | NEXAMP-02852PV2000DG | 2 | 2 | 0.85 | 0 | Cleared Capacity | RI | 009 | RI | NEC
| 38845 | BWC FRENCH RIVER, LLC | 48083 | FRENCH RIVER | 12.35 | 12.35 | 6 | 0 | Cleared Capacity | MA | 027 | WMA | EMMT-I
| 38853 | DGSC PV400_1 RALCO WAY_CUMBERLAND | 43586 | COMTRAN CABLE-02864PV400DG | 0.4 | 0.4 | 0.211 | 0 | Cleared Capacity | RI | 007 | RI | NEC
| 38855 | DGSC PV500_1060 WEST MAIN RD_PORTSMOUTH | 43607 | COX PRTSMTH-02871PV500DG | 0.5 | 0.5 | 0.042 | 0 | Cleared Capacity | RI | 005 | RI | NEC
| 38858 | DGSC PV1225_100 DUPONT DR_PROVIDENCE | 44003 | ALTUS-02907PV1225DG | 1.225 | 1.225 | 0.552 | 0 | Cleared Capacity | RI | 007 | RI | NEC
| 38860 | DGSC PV450_0 MARTIN ST_CUBMERLAND | 44005 | ALTUS 1-02864PV450DG | 0.45 | 0.45 | 0.187 | 0 | Cleared Capacity | RI | 007 | RI | NEC
| 38861 | DGSC PV225_225 DUPONT DR_PROVIDENCE | 44004 | ALTUS-02907PV300DG | 0.3 | 0.3 | 0.125 | 0 | Cleared Capacity | RI | 007 | RI | NEC
| 38862 | DGSC PV450_35 MARTIN ST_CUMBERLAND | 44006 | ALTUS 2-02864PV450DG | 0.45 | 0.45 | 0.199 | 0 | Cleared Capacity | RI | 007 | RI | NEC
| 38863 | SYNCARPHA LEXINGTON | 50669 | TOWN_OF_LEXINGTON_ID2052550 | 1.624 | 1.624 | 0 | 0 | Cleared Capacity | MA | 017 | BOSTON | NSTAR
| 38864 | DGSC PV250_65 ALL AMERICAN WAY_NORTH KINGSTOWN | 46721 | ALL AMERICAN-02852PV250DG | 0.25 | 0.25 | 0.108 | 0 | Cleared Capacity | RI | 009 | RI | NEC
| 38865 | DGSC PV850_582 GREAT RD_NORTH SMITHFIELD | 46911 | NEXTSUN ENERGY-02896PV850DG | 0.85 | 0.85 | 0.412 | 0 | Cleared Capacity | RI | 007 | RI | NEC
| 38867 | DGSC PV300_45 SHARP DR_CRANSTON | 44010 | GOLDEN-02920PV300DG | 0.3 | 0.3 | 0.134 | 0 | Cleared Capacity | RI | 007 | RI | NEC
| 38868 | DGSC PV1375_101 PECK HILL RD_JOHNSTON | 47357 | JOHNSTON SOLAR-02919PV1375DG | 1.375 | 1.375 | 0.459 | 0 | Cleared Capacity | RI | 007 | RI | NEC
| 38869 | DGSC PV499_76 SILSON RD_RICHMOND | 47020 | NEXAMP-02898PV499DG | 0.499 | 0.499 | 0.2 | 0 | Cleared Capacity | RI | 009 | RI | NEC
| 38881 | DGSC PV495_1720 DAVISVILLE RD_NORTH KINGSTOWN | 47487 | N KINGSTOWN SOLAR-02852PV495DG | 0.495 | 0.495 | 0.202 | 0 | Cleared Capacity | RI | 009 | RI | NEC
| 38883 | DGSC PV1170_23 THEODORE FOSTER RD_FOSTER | 48774 | FOSTER-SOLAR-02857PV1170RIDG | 1.17 | 1.17 | 0.475 | 0 | Cleared Capacity | RI | 007 | RI | NEC
| 38884 | DGSC PV912_260 SOUTH COUNTY TRAIL_EXETER | 48664 | S COUNTY-02822PV878DG | 0.878 | 0.878 | 0.466 | 0 | Cleared Capacity | RI | 009 | RI | NEC
| 38885 | DGSC PV1000_90 TIFT RD_NORTH SMITHFIELD | 48899 | BRANDYWICKLLC-02896PV1000RIDG | 1 | 1 | 0.471 | 0 | Cleared Capacity | RI | 007 | RI | NEC
| 38888 | PATTERSON RD 1 SHIRLEY PV | 66197 | MASSELECPH2A_01464PV1000QF | 1 | 1 | 0 | 0 | Cleared Capacity | MA | 017 | CMA/NEMA | MEC
| 38889 | PATTERSON RD 2 SHIRLEY PV | 66198 | MASSELECPH2B_01464PV1000QF | 1 | 1 | 0 | 0 | Cleared Capacity | MA | 017 | CMA/NEMA | MEC
| 38925 | RE GROWTH PV196_1020 PUTNAM PIKE_GLOCESTER | 49241 | DINO'SPARK&SHOP-02814PV196RE | 0.196 | 0.196 | 0.085 | 0 | Cleared Capacity | RI | 007 | RI | NEC
| 38943 | ATHENS ENERGY LLC_1 | 48960 | ATHENS ENERGY LLC_1 | 7.1 | 7.1 | 7.1 | 7.1 | Cleared Capacity | ME | 025 | ME | SUEZ
| 38944 | BARRE I | 46564 | EPG SOLAR-01005PV2000NM | 2 | 2 | 0.799 | 0 | Cleared Capacity | MA | 027 | WMA | MEC
| 38945 | GILL | 66137 | NM-SA KERSARGE GILL, LLC | 1.992 | 1.992 | 0 | 0 | Cleared Capacity | MA | 011 | WMA | NSTAR
| 38949 | RE GROWTH PV196_339 FARNUM PIKE_SMITHFIELD | 49256 | RICARBIDETOOLCO-02917PV196RE | 0.196 | 0.196 | 0.099 | 0 | Cleared Capacity | RI | 007 | RI | NEC
| 38950 | RE GROWTH PV196_65 PUTNAM PIKE_GLOCESTER | 49254 | TANGLEWOODFARM-02814PV196RE | 0.196 | 0.196 | 0.097 | 0 | Cleared Capacity | RI | 007 | RI | NEC
| 38961 | FITCHBURG SOLAR, LLC | 48975 | FISHER ROAD PV | 0.54 | 0.54 | 0.24 | 0 | Cleared Capacity | MA | 027 | WMA | FGE
| 38962 | ASHBY 1 SOLAR | 66103 | ASHBY 1 SOLAR PROJECTCO, LLC | 0.864 | 0.864 | 0 | 0 | Cleared Capacity | MA | 027 | WMA | FGE
| 38963 | ASHBY 2 SOLAR | 66162 | ASHBY 2 SOLAR PROJECTCO, LLC | 0.984 | 0.984 | 0 | 0 | Cleared Capacity | MA | 027 | WMA | FGE
| 38970 | BARRE II | 46643 | EPG SOLAR-01005PV1500NM | 1.5 | 1.5 | 0.727 | 0 | Cleared Capacity | MA | 027 | WMA | MEC
| 38973 | PARTNERS HEALTHCARE SANDWICH | 38973 | SSA_SOLAR_MA_ID2135023 | 0.785 | 0.785 | 0.394 | 0 | Cleared Capacity | MA | 001 | SEMA | NSTAR
| 40595 | SOUTHWICK | 47419 | NM-TOWN OF WEST SPRINGFIELD | 3.3 | 3.3 | 1.867 | 0 | Cleared Capacity | MA | 013 | WMA | NSTAR
| 40599 | DUXBURY CHANDLER | 50714 | TOWN_OF_DUXBURY_ID2117207 | 0.21 | 0.21 | 0.106 | 0 | Cleared Capacity | MA | 023 | SEMA | NSTAR
| 40613 | FUSION SOLAR CENTER LLC | 50634 | FUSION SOLAR CENTER | 20 | 20 | 0 | 0 | Cleared Capacity | CT | 011 | CT | FSCL
| 40615 | HATFIELD SOLAR PV | 67305 | HATFIELD SOLAR PV FACILITY | 3.6 | 3.6 | 0 | 0 | Cleared Capacity | MA | 015 | WMA | NSTAR
| 40617 | SUNDERLAND PV SOLAR | 66260 | SUNDERLAND SOLAR PV FACILITY | 1.084 | 1.084 | 0 | 0 | Cleared Capacity | MA | 011 | WMA | NSTAR
| 40618 | GREENFIELD SOLAR PV | 67582 | GREENFIELD SOLAR PV | 2 | 2 | 0 | 0 | Cleared Capacity | MA | 011 | WMA | NSTAR
| 40619 | SOUTHAMPTON SOLAR PV | 67445 | SOUTHAMPTON SOLAR PV | 2 | 2 | 0 | 0 | Cleared Capacity | MA | 015 | WMA | NSTAR
| 40620 | SAVOY SOLAR PV | 67542 | SAVOY SOLAR PV FACILITY | 2 | 2 | 0 | 0 | Cleared Capacity | MA | 003 | WMA | NSTAR
| 40622 | SPRINGFIELD SOLAR PV | 67587 | SPRINGFIELD PV SOLAR | 3.992 | 3.992 | 0 | 0 | Cleared Capacity | MA | 013 | WMA | NSTAR
| 40624 | EAST SPRINGFIELD SOLAR PV | 67429 | EAST SPRINGFIELD SOLAR PV | 1.44 | 1.44 | 0 | 0 | Cleared Capacity | MA | 013 | WMA | NSTAR
| 40625 | LUDLOW SITE 72 - CONTI | 66073 | LUDLOW 72 SOLAR PV FACILITY | 1.86 | 1.86 | 0 | 0 | Cleared Capacity | MA | 013 | WMA | NSTAR
| 40626 | PLYMOUTH SOLAR PV | 66255 | EMA_ES_PLYMOUTH_ID2218005 | 1.116 | 1.116 | 0 | 0 | Cleared Capacity | MA | 023 | SEMA | NSTAR
| 40627 | NEW BEDFORD SOLAR PV | 66256 | EMA_ES_NEWBEDFORD_ID2217818 | 0.95 | 0.95 | 0 | 0 | Cleared Capacity | MA | 005 | SEMA | NSTAR
| 40628 | WESTWOOD SOLAR PV | 67541 | WESTWOOD SOLAR PV FACILITY | 0.302 | 0.302 | 0 | 0 | Cleared Capacity | MA | 021 | SEMA | NSTAR
| 40629 | WAREHAM SOLAR PV | 67543 | WAREHAM SOLAR PV FACILITY | 3.327 | 3.327 | 0 | 0 | Cleared Capacity | MA | 023 | SEMA | NSTAR
| 40630 | HINSDALE SOLAR PV | 67544 | HINSDALE SOLAR PV FACILITY | 2 | 2 | 0 | 0 | Cleared Capacity | MA | 003 | WMA | NSTAR
| 40631 | SOUTHWICK SOLAR PV | 67428 | SOUTHWICK SOLAR PV FACILITY | 4.98 | 4.98 | 0 | 0 | Cleared Capacity | MA | 013 | WMA | NSTAR
| 40632 | RI_23_DGSC PV_200 FRENCHTOWN RD_NORTH KINGSTOWN | 50731 | NIPPAWUSSOLAR-02852PV930DG | 0.93 | 0.93 | 0 | 0 | Cleared Capacity | RI | 009 | RI | NEC
| 40640 | RI_24_RE GROWTH PV_800 LOGEE ST_WOONSOCKET | 49222 | NEXAMP-LOGEE-02895PV153RE | 0.153 | 0.153 | 0 | 0 | Cleared Capacity | RI | 007 | RI | NEC
| 40641 | RI_25_RE GROWTH PV_50 SNELL RD_LITTLE COMPTON | 50072 | LAMPLIGHTERINC-02837PV216RE | 0.216 | 0.216 | 0 | 0 | Cleared Capacity | RI | 005 | SEMA | NEC
| 40642 | RI_26_RE GROWTH PV_451 PUTNAM PIKE_GLOCESTER | 50212 | JAMESPETERSEN-02814PV196RE | 0.196 | 0.196 | 0 | 0 | Cleared Capacity | RI | 007 | RI | NEC
| 40644 | RI_27_RE GROWTH PV_304 PROGRESS RD_TIVERTON | 50128 | TIVERTONPOWER-02878PV200RE | 0.2 | 0.2 | 0 | 0 | Cleared Capacity | RI | 005 | SEMA | NEC
| 40647 | RI_28_RE GROWTH PV_401 SNAKE HILL RD_GLOCESTER | 50430 | TOURBILLONTRAILER-02857PV196RE | 0.196 | 0.196 | 0 | 0 | Cleared Capacity | RI | 007 | RI | NEC
| 40654 | RI_29_RE GROWTH PV_44 BANK ST_HOPKINTON | 50219 | BANKSTHOLDINGS-02832PV400RE | 0.4 | 0.4 | 0 | 0 | Cleared Capacity | RI | 009 | RI | NEC
| 40655 | RI_33_RE GROWTH PV_200 FRENCHTOWN RD_NORTH KINGSTOWN | 50729 | NIPPAWUSSOLAR-02852PV780RE | 0.78 | 0.78 | 0 | 0 | Cleared Capacity | RI | 009 | RI | NEC
| 40656 | RI_34_RE GROWTH PV_0 DANIELSON PIKE_PROVIDENCE | 50736 | CEDFOSTERSOLAR-02825PV1980RE | 1.98 | 1.98 | 0 | 0 | Cleared Capacity | RI | 007 | RI | NEC
| 40659 | RI_36_RE GROWTH PV_540 NOOSENECK HILL RD_EXETER | 66253 | EXETERSOLAR02822-880(KW)RE | 0.88 | 0.88 | 0 | 0 | Cleared Capacity | RI | 009 | RI | NEC
| 40664 | SYNCARPHA MASSACHUSETTS | 47211 | SYNCARPHA-01453PV2000NM | 2 | 2 | 0 | 0 | Cleared Capacity | MA | 027 | CMA/NEMA | MEC
| 40667 | RI_42_RE GROWTH PV_320 COMPASS CIRCLE_NORTH KINGSTOWN | 66254 | 320COMPASSCIRCLE02852-1(MW)RE | 1 | 1 | 0 | 0 | Cleared Capacity | RI | 009 | RI | NEC
| 40675 | RI_50_RE GROWTH PV_722 MAIN ST_HOPKINTON | 66230 | ECONOXMAINST-02832PV216RE | 0.216 | 0.216 | 0 | 0 | Cleared Capacity | RI | 009 | RI | NEC
| 40676 | RI_52_RE GROWTH PV_139 HEATON ORCHARD RD_RICHMOND | 66034 | ECONOXGRP3-02892PV216RE | 0.216 | 0.216 | 0 | 0 | Cleared Capacity | RI | 009 | RI | NEC
| 40681 | RI_56_RE GROWTH PV_PLAT 08F LOT 12 SOUTH COUNTY TRAIL_RICHMOND | 65988 | ECONOXGRP1-02892PV216RE | 0.216 | 0.216 | 0 | 0 | Cleared Capacity | RI | 009 | RI | NEC
| 40684 | RI_58_RE GROWTH PV_3671 SOUTH COUNTY TRAIL_RICHMOND | 66072 | ECONOXGRP2-02892PV216RE | 0.216 | 0.216 | 0 | 0 | Cleared Capacity | RI | 009 | RI | NEC
| 40695 | RI_31_RE GROWTH PV_1275 SEVEN MILE RD_CRANSTON | 50711 | SOLARSKY-02920PV216RE | 0.216 | 0.216 | 0 | 0 | Cleared Capacity | RI | 007 | RI | NEC
| 40696 | RI_32_RE GROWTH PV_1275 SEVEN MILE RD_CRANSTON | 50712 | SOUTHERNSKY-02920PV216RE | 0.216 | 0.216 | 0 | 0 | Cleared Capacity | RI | 007 | RI | NEC
| 40698 | SYNCARPHA NORTH ADAMS | 47445 | NORTH ADAMS-01247PV2250NM | 2.25 | 2.25 | 0 | 0 | Cleared Capacity | MA | 003 | WMA | MEC
| 40700 | SYNCARPHA BONDSVILLE | 49435 | SYNC.BONDSVILLE-01069PV4400NM | 4.4 | 4.4 | 0 | 0 | Cleared Capacity | MA | 013 | WMA | MEC
| 40718 | RI_30_RE GROWTH PV_1378 SNAKE HILL RD_GLOCESTER | 50627 | CLARENCEHOPKINS-02814PV196RE | 0.196 | 0.196 | 0 | 0 | Cleared Capacity | RI | 007 | RI | NEC
| 40736 | SYNCARPHA BILLERICA | 49951 | IRONHORSE4LLC-01862PV4999NM | 4.999 | 4.999 | 0 | 0 | Cleared Capacity | MA | 017 | CMA/NEMA | MEC
| 40744 | RI_43_RE GROWTH PV_582 GREAT RD_NORTH SMITHFIELD | 50864 | SAMMANRLTY-02896PV840RG | 0.84 | 0.84 | 0 | 0 | Cleared Capacity | RI | 007 | RI | NEC
| 40746 | SYNCARPHA HANCOCK I | 66140 | NM-SA SYNCARPHA HANCOCK I, LLC | 2 | 2 | 0 | 0 | Cleared Capacity | MA | 003 | WMA | NSTAR
| 40749 | SYNCARPHA HANCOCK II | 66141 | NM-SA SYNCARPHA HANCOCK II LLC | 2 | 2 | 0 | 0 | Cleared Capacity | MA | 003 | WMA | NSTAR
| 40765 | CVEC EDGARTOWN - 1886 | 47504 | CVEC EDGARTOWN - 1886 | 1.083 | 1.083 | 0 | 0 | Cleared Capacity | MA | 007 | SEMA | NSTAR
| 40766 | CVEC BARNSTABLE FIRE 2423 | 40766 | CVEC_BARNSTABLE_FIRE_ID2423 | 0.75 | 0.75 | 0 | 0 | Cleared Capacity | MA | 001 | SEMA | NSTAR
| 40767 | CVEC DY HIGH SCHOOL 2175 2173 | 40767, 49095 | DY_HIGH_SCHOOL_ID2175, DY_HIGH_SCHOOL_ID2173 | 1 | 1 | 0 | 0 | Cleared Capacity | MA | 001 | SEMA | NSTAR
| 40768 | CVEC EASTHAM 1915 | 40768 | CVC_EASTHAM_LANDFILL_ID1915 | 0.5 | 0.5 | 0 | 0 | Cleared Capacity | MA | 001 | SEMA | NSTAR
| 40769 | CVEC MARGUERITE SMALL SCHOOL 2168 | 49085 | MARGUERITE_SMALL_SCHOOL_ID2168 | 0.75 | 0.75 | 0 | 0 | Cleared Capacity | MA | 001 | SEMA | NSTAR
| 40770 | CVEC MARSTON MILLS 1964 1965 | 48882, 48889 | CVEC_MARSTON_MILLS_ID1965, CVEC_MARSTON_MILLS_ID1964 | 3.416 | 3.416 | 0 | 0 | Cleared Capacity | MA | 001 | SEMA | NSTAR
| 40771 | CVEC WEST TISBURY 2189 | 49084 | CVEC_INC_WESTTISBURY_ID2189 | 0.6 | 0.6 | 0 | 0 | Cleared Capacity | MA | 007 | SEMA | NSTAR
| 40772 | CVEC VINEYARD HAVEN 1923 | 49071 | CVEC_INC_VINEYARDHAVEN_ID1923 | 1.083 | 1.083 | 0 | 0 | Cleared Capacity | MA | 007 | SEMA | NSTAR
| 40773 | CVEC ORLEANS 2217 | 49088 | CVEC_INC_ORLEANS_ID2217 | 0.5 | 0.5 | 0 | 0 | Cleared Capacity | MA | 001 | SEMA | NSTAR
| 40774 | CVEC HYANNIS 2181 | 48884 | CVEC_HYANNIS_ID2181 | 4.5 | 4.5 | 0 | 0 | Cleared Capacity | MA | 001 | SEMA | NSTAR
| 40775 | CVEC CHATHAM 1911 | 48876 | CVEC_CHATHAM_ID1911 | 1.5 | 1.5 | 0 | 0 | Cleared Capacity | MA | 001 | SEMA | NSTAR
| 40776 | CVEC BREWSTER 1912 | 48877 | CVEC_BREWSTER_ID1912 | 1.083 | 1.083 | 0 | 0 | Cleared Capacity | MA | 001 | SEMA | NSTAR
| 40777 | CVEC HARWICH - 1913 | 47506 | CVEC HARWICH - 1913 | 4 | 4 | 0 | 0 | Cleared Capacity | MA | 001 | SEMA | NSTAR
| 40778 | CVEC EDGARTOWN - 1887 | 47505 | CVEC EDGARTOWN - 1887 | 1.083 | 1.083 | 0 | 0 | Cleared Capacity | MA | 007 | SEMA | NSTAR
| 40796 | CHARLES MOORE ARENA | 40796 | SOLECT_ENERGY_PTNRS1_ID2152923 | 0.3 | 0.3 | 0 | 0 | Cleared Capacity | MA | 001 | SEMA | NSTAR
| 40797 | HOLLISTON FIELD 2 | 40797 | SOLECT_ENERGY_DEV_PV_ID2015374 | 0.3 | 0.3 | 0 | 0 | Cleared Capacity | MA | 017 | RI | NSTAR
| 40800 | HAYDEN ROWE SOLAR FARM | 40800 | HAYDEN-ROWE_SOLAR_ID2057252 | 0.308 | 0.308 | 0 | 0 | Cleared Capacity | MA | 017 | RI | NSTAR
|  | NO RESOURCE (3) | 345 | CATALYST CO-GEN | 75 | 75 | N/A (3) | N/A (3) | Historic Capability | ME | 017 | ME | APNM
|  | NO RESOURCE (3) | 11827 | PORTSMOUTH ABBEY WIND QF | 0.445 | 0.66 | N/A (3) | N/A (3) | N/A (5) | RI | 005 | SEMA | NEC
|  | NO RESOURCE (3) | 11889 | IBEW LOCAL 99 SOLAR QF | 0.029 | 0.05 | N/A (3) | N/A (3) | N/A (5) | RI | 007 | RI | NEC
|  | NO RESOURCE (3) | 13933 | JIMINY PEAK WIND QF | 1.5 | 1.5 | N/A (3) | N/A (3) | N/A (5) | MA | 003 | WMA | MEC
|  | NO RESOURCE (3) | 14695 | ORONO | 0 | 0 | N/A (3) | N/A (3) | N/A (5) | ME | 019 | BHE | BBHP
|  | NO RESOURCE (3) | 14767 | PINE TREE LFGTE | 2.893 | 2.893 | N/A (3) | N/A (3) | N/A (5) | ME | 019 | BHE | FPLP-I
|  | NO RESOURCE (3) | 14925 | ICE HOUSE PARTNERS INC. | 0.221 | 0.221 | N/A (3) | N/A (3) | N/A (5) | MA | 017 | CMA/NEMA | LELWD
|  | NO RESOURCE (3) | 15462 | HOLY NAME CC JR SR HIGH SCHOOL | 0.6 | 0.6 | N/A (3) | N/A (3) | N/A (5) | MA | 027 | CMA/NEMA | MEC
|  | NO RESOURCE (3) | 15464 | STETSON WIND FARM | 59.71 | 59.71 | N/A (3) | N/A (3) | IA | ME | 029 | BHE | STETSON
|  | NO RESOURCE (3) | 16089 | TURNERS FALLS HYDRO LLC | 0.937 | 0.937 | N/A (3) | N/A (3) | IA | MA | 011 | WMA | PSS
|  | NO RESOURCE (3) | 16183 | RICHEYWOODWORKINGWIND&PVNM | 0.976 | 0.976 | N/A (3) | N/A (3) | N/A (5) | MA | 009 | BOSTON | MEC
|  | NO RESOURCE (3) | 16188 | WILSON HOLDINGS LLC - PV QF | 0.135 | 0.135 | N/A (3) | N/A (3) | N/A (5) | MA | 027 | CMA/NEMA | MEC
|  | NO RESOURCE (3) | 16233 | CITY OF MEDFORD WIND QF | 0.1 | 0.1 | N/A (3) | N/A (3) | N/A (5) | MA | 017 | BOSTON | MEC
|  | NO RESOURCE (3) | 16234 | CONSTELLATION-MAJILITE PV QF | 0.375 | 0.375 | N/A (3) | N/A (3) | N/A (5) | MA | 017 | CMA/NEMA | MEC
|  | NO RESOURCE (3) | 16331 | QUARRY ENERGY PROJECT | 0.571 | 0.571 | N/A (3) | N/A (3) | N/A (5) | MA | 021 | SEMA | MEC
|  | NO RESOURCE (3) | 16386 | NATURE'SCLASSROOM-01507WT185NM | 0.185 | 0.185 | N/A (3) | N/A (3) | N/A (5) | MA | 027 | WMA | MEC
|  | NO RESOURCE (3) | 16612 | STETSON II WIND FARM | 26 | 26 | N/A (3) | N/A (3) | IA | ME | 029 | BHE | STET2
|  | NO RESOURCE (3) | 17023 | NE ENGRS MIDDLETOWN RI WIND QF | 0.1 | 0.1 | N/A (3) | N/A (3) | N/A (5) | RI | 005 | SEMA | NEC
|  | NO RESOURCE (3) | 17085 | AMERESCO-NEWBURYPORT DPW PV QF | 0.095 | 0.095 | N/A (3) | N/A (3) | N/A (5) | MA | 009 | BOSTON | MEC
|  | NO RESOURCE (3) | 17128 | OTIS_AF_WIND_TURBINE | 1.5 | 1.5 | N/A (3) | N/A (3) | N/A (5) | MA | 001 | SEMA | NSTAR
|  | NO RESOURCE (3) | 17194 | TOWN_OF_FALMOUTH_WIND_TURBINE | 1 | 1 | N/A (3) | N/A (3) | N/A (5) | MA | 001 | SEMA | NSTAR
|  | NO RESOURCE (3) | 17229 | MOUNT ST MARY-WRENTHAM MA WIND | 0.1 | 0.1 | N/A (3) | N/A (3) | N/A (5) | MA | 021 | RI | MEC
|  | NO RESOURCE (3) | 36882 | NOTUS WIND I | 1.5 | 1.5 | N/A (3) | N/A (3) | N/A (5) | MA | 001 | SEMA | NSTAR
|  | NO RESOURCE (3) | 37175 | ROLLINS WIND PLANT | 61.2 | 61.2 | N/A (3) | N/A (3) | IA | ME | 019 | BHE | EWP3
|  | NO RESOURCE (3) | 37224 | PATRIOT PL. D FOXBORO MA PV | 0.1 | 0.1 | N/A (3) | N/A (3) | N/A (5) | MA | 021 | RI | MEC
|  | NO RESOURCE (3) | 37225 | PATRIOT PL. E FOXBORO MA PV | 0.075 | 0.075 | N/A (3) | N/A (3) | N/A (5) | MA | 021 | RI | MEC
|  | NO RESOURCE (3) | 37226 | PATRIOT PL. F FOXBORO MA PV | 0.1 | 0.1 | N/A (3) | N/A (3) | N/A (5) | MA | 021 | RI | MEC
|  | NO RESOURCE (3) | 37227 | PATRIOT PL. H FOXBORO MA PV | 0.075 | 0.075 | N/A (3) | N/A (3) | N/A (5) | MA | 021 | RI | MEC
|  | NO RESOURCE (3) | 37228 | PATRIOT PL. J FOXBORO MA PV | 0.1 | 0.1 | N/A (3) | N/A (3) | N/A (5) | MA | 021 | RI | MEC
|  | NO RESOURCE (3) | 37230 | UNITED NAT. FOODS PROV. RI PV | 0.075 | 0.075 | N/A (3) | N/A (3) | N/A (5) | RI | 007 | RI | NEC
|  | NO RESOURCE (3) | 37266 | CARLSON ORCH HARVARD MA PV | 0.2 | 0.2 | N/A (3) | N/A (3) | N/A (5) | MA | 027 | CMA/NEMA | MEC
|  | NO RESOURCE (3) | 37267 | SPRUCE ENV HAVERHILL MA PV | 0.082 | 0.082 | N/A (3) | N/A (3) | N/A (5) | MA | 009 | BOSTON | MEC
|  | NO RESOURCE (3) | 37721 | ROYAL MILLS WARWICK RI HYDRO | 0.179 | 0.179 | N/A (3) | N/A (3) | N/A (5) | RI | 003 | RI | NEC
|  | NO RESOURCE (3) | 37751 | NM-UNISTRESS | 0.097 | 0.097 | N/A (3) | N/A (3) | N/A (5) | MA | 003 | WMA | NSTAR
|  | NO RESOURCE (3) | 37752 | NM-COUNTRY | 0.127 | 0.127 | N/A (3) | N/A (3) | N/A (5) | MA | 003 | WMA | NSTAR
|  | NO RESOURCE (3) | 37753 | NM-HANCOCK | 0.082 | 0.082 | N/A (3) | N/A (3) | N/A (5) | MA | 003 | WMA | NSTAR
|  | NO RESOURCE (3) | 37754 | NM-QUALITY | 0.13 | 0.13 | N/A (3) | N/A (3) | N/A (5) | MA | 003 | WMA | NSTAR
|  | NO RESOURCE (3) | 37755 | NM-WOOD | 0.097 | 0.097 | N/A (3) | N/A (3) | N/A (5) | MA | 011 | WMA | NSTAR
|  | NO RESOURCE (3) | 37756 | NM-FOURSTAR | 0.067 | 0.067 | N/A (3) | N/A (3) | N/A (5) | MA | 011 | WMA | NSTAR
|  | NO RESOURCE (3) | 37757 | NM-ASTRO | 0.097 | 0.097 | N/A (3) | N/A (3) | N/A (5) | MA | 013 | WMA | NSTAR
|  | NO RESOURCE (3) | 37758 | NM-MARLEY | 0.085 | 0.085 | N/A (3) | N/A (3) | N/A (5) | MA | 015 | WMA | NSTAR
|  | NO RESOURCE (3) | 37759 | NM-STONE | 0.615 | 0.615 | N/A (3) | N/A (3) | N/A (5) | MA | 003 | WMA | NSTAR
|  | NO RESOURCE (3) | 37761 | NM-PETRICCA | 0.086 | 0.086 | N/A (3) | N/A (3) | N/A (5) | MA | 003 | WMA | NSTAR
|  | NO RESOURCE (3) | 37955 | TRANS MED TYNGSBORO MA PV | 0.096 | 0.096 | N/A (3) | N/A (3) | N/A (5) | MA | 017 | CMA/NEMA | MEC
|  | NO RESOURCE (3) | 37956 | PH HENBIL BILLERICA MA PV | 0.075 | 0.075 | N/A (3) | N/A (3) | N/A (5) | MA | 017 | BOSTON | MEC
|  | NO RESOURCE (3) | 37957 | CHELM WTR N CHELMSFORD MA PV | 0.5 | 0.5 | N/A (3) | N/A (3) | N/A (5) | MA | 017 | CMA/NEMA | MEC
|  | NO RESOURCE (3) | 37958 | PETER W ELEM LOWELL MA PV | 0.138 | 0.138 | N/A (3) | N/A (3) | N/A (5) | MA | 017 | CMA/NEMA | MEC
|  | NO RESOURCE (3) | 37959 | CIRCLE FIN NEWBURYPORT MA PV | 0.12 | 0.12 | N/A (3) | N/A (3) | N/A (5) | MA | 009 | BOSTON | MEC
|  | NO RESOURCE (3) | 37965 | BIO-DETEK PAWTUCKET RI PV | 0.165 | 0.165 | N/A (3) | N/A (3) | N/A (5) | RI | 007 | RI | NEC
|  | NO RESOURCE (3) | 37966 | LTI HARVARD AP HARVARD MA PV | 0.085 | 0.085 | N/A (3) | N/A (3) | N/A (5) | MA | 027 | CMA/NEMA | MEC
|  | NO RESOURCE (3) | 37967 | HILLSIDE MARLBOROUGH MA PV | 0.125 | 0.125 | N/A (3) | N/A (3) | N/A (5) | MA | 017 | CMA/NEMA | MEC
|  | NO RESOURCE (3) | 37968 | LOW MEM AUD LOWELL MA PV | 0.075 | 0.075 | N/A (3) | N/A (3) | N/A (5) | MA | 017 | CMA/NEMA | MEC
|  | NO RESOURCE (3) | 37972 | DARTMOUTHBUSPARK_PV_ID1592 | 1.6 | 1.6 | N/A (3) | N/A (3) | N/A (5) | MA | 005 | SEMA | NSTAR
|  | NO RESOURCE (3) | 37973 | GENERAL MILLS METHUEN MA PV | 0.096 | 0.096 | N/A (3) | N/A (3) | N/A (5) | MA | 009 | BOSTON | MEC
|  | NO RESOURCE (3) | 38083 | ORONO B HYDRO | 4 | 4 | N/A (3) | N/A (3) | N/A (5) | ME | 019 | BHE | BBHP
|  | NO RESOURCE (3) | 38084 | STILLWATER B HYDRO | 2.4 | 2.4 | N/A (3) | N/A (3) | N/A (5) | ME | 019 | BHE | BBHP
|  | NO RESOURCE (3) | 38417 | PASSADUMKEAG WIND PROJECT | 39.975 | 39.975 | N/A (3) | N/A (3) | N/A (5) | ME | 019 | BHE | EDFS
|  | NO RESOURCE (3) | 39663 | BARNSTABLE_DPW_ID1545 | 0.2 | 0.2 | N/A (3) | N/A (3) | N/A (5) | MA | 001 | SEMA | NSTAR
|  | NO RESOURCE (3) | 39664 | DART_BLDG_SUPPLY_ID1470 | 0.2 | 0.2 | N/A (3) | N/A (3) | N/A (5) | MA | 005 | SEMA | NSTAR
|  | NO RESOURCE (3) | 39665 | YARMOUTH_DPW_ID1740 | 0.265 | 0.265 | N/A (3) | N/A (3) | N/A (5) | MA | 001 | SEMA | NSTAR
|  | NO RESOURCE (3) | 39675 | TURKEY HILL | 0.1 | 0.1 | N/A (3) | N/A (3) | N/A (5) | MA | 027 | WMA | FGE
|  | NO RESOURCE (3) | 39717 | HI-GEAR | 0.3 | 0.3 | N/A (3) | N/A (3) | N/A (5) | MA | 027 | WMA | FGE
|  | NO RESOURCE (3) | 39722 | GTR_BOSTON_FOODBANKS_ID1628 | 0.177 | 0.177 | N/A (3) | N/A (3) | N/A (5) | MA | 025 | BOSTON | NSTAR
|  | NO RESOURCE (3) | 39724 | EASTERN_AVE_HOLDINGS_PV_ID1652 | 0.16 | 0.16 | N/A (3) | N/A (3) | N/A (5) | MA | 025 | BOSTON | NSTAR
|  | NO RESOURCE (3) | 39738 | MWRA_LORING_RD_ID1400 | 0.189 | 0.189 | N/A (3) | N/A (3) | N/A (5) | MA | 017 | BOSTON | NSTAR
|  | NO RESOURCE (3) | 40050 | EXETER AGRI ENERGY | 0.98 | 0.98 | N/A (3) | N/A (3) | N/A (5) | ME | 019 | BHE | VPPSA
|  | NO RESOURCE (3) | 40066 | OLDBARNST_RD_MASHPEE_PV_ID1798 | 0.312 | 0.312 | N/A (3) | N/A (3) | N/A (5) | MA | 001 | SEMA | NSTAR
|  | NO RESOURCE (3) | 40067 | MARION_DR_KINGSTON_WT_ID1656 | 6 | 6 | N/A (3) | N/A (3) | N/A (5) | MA | 023 | SEMA | NSTAR
|  | NO RESOURCE (3) | 40085 | QUABBIN 1_ORANGE MA PV NET | 0.095 | 0.095 | N/A (3) | N/A (3) | N/A (5) | MA | 011 | WMA | MEC
|  | NO RESOURCE (3) | 40116 | DELAWARE VALLEY CORP PV | 0.095 | 0.095 | N/A (3) | N/A (3) | N/A (5) | MA | 017 | BOSTON | MEC
|  | NO RESOURCE (3) | 40137 | BERKSHIRE EAST WIND | 0.9 | 0.9 | N/A (3) | N/A (3) | N/A (5) | MA | 011 | WMA | MEC
|  | NO RESOURCE (3) | 40194 | MICRON | 0.096 | 0.096 | N/A (3) | N/A (3) | N/A (5) | MA | 027 | WMA | FGE
|  | NO RESOURCE (3) | 40225 | MILLIPORE PV - BILLERICA | 0.143 | 0.143 | N/A (3) | N/A (3) | N/A (5) | MA | 017 | CMA/NEMA | MEC
|  | NO RESOURCE (3) | 40242 | TANTASQUA JR HIGH_PV | 0.3 | 0.3 | N/A (3) | N/A (3) | N/A (5) | MA | 027 | WMA | MEC
|  | NO RESOURCE (3) | 40243 | SOLAR SHOP LLC BLDG 14_PV | 0.256 | 0.256 | N/A (3) | N/A (3) | N/A (5) | MA | 027 | RI | MEC
|  | NO RESOURCE (3) | 40244 | SOLAR SHOP LLC BLDG 10_PV | 0.12 | 0.12 | N/A (3) | N/A (3) | N/A (5) | MA | 027 | RI | MEC
|  | NO RESOURCE (3) | 40246 | HODGES BADGE CO_WIND | 0.225 | 0.225 | N/A (3) | N/A (3) | N/A (5) | RI | 005 | SEMA | NEC
|  | NO RESOURCE (3) | 40247 | QUABBIN BARRE - WIND | 1 | 1 | N/A (3) | N/A (3) | N/A (5) | MA | 027 | WMA | MEC
|  | NO RESOURCE (3) | 40248 | JJ CARROLL WW PLANT_PV | 0.3 | 0.3 | N/A (3) | N/A (3) | N/A (5) | MA | 027 | CMA/NEMA | MEC
|  | NO RESOURCE (3) | 40249 | WESTBORO SUITES | 0.266 | 0.266 | N/A (3) | N/A (3) | N/A (5) | MA | 027 | CMA/NEMA | MEC
|  | NO RESOURCE (3) | 40250 | SHAWS SUPER MARKET | 0.25 | 0.25 | N/A (3) | N/A (3) | N/A (5) | MA | 027 | WMA | MEC
|  | NO RESOURCE (3) | 40251 | VETERAN HOMESTEAD PV | 0.323 | 0.323 | N/A (3) | N/A (3) | N/A (5) | MA | 027 | CMA/NEMA | MEC
|  | NO RESOURCE (3) | 40259 | COMMERCE_PK_RD_PV_ID1871 | 0.35 | 0.35 | N/A (3) | N/A (3) | N/A (5) | MA | 001 | SEMA | NSTAR
|  | NO RESOURCE (3) | 40263 | MATOUK TEXTILE WORKS | 0.084 | 0.084 | N/A (3) | N/A (3) | N/A (5) | MA | 005 | SEMA | MEC
|  | NO RESOURCE (3) | 40270 | TECTA AMERICA | 0.13 | 0.13 | N/A (3) | N/A (3) | N/A (5) | MA | 017 | CMA/NEMA | MEC
|  | NO RESOURCE (3) | 40343 | BULL HILL WIND | 34.485 | 34.485 | N/A (3) | N/A (3) | IA | ME | 009 | BHE | BSE
|  | NO RESOURCE (3) | 40365 | EAST ISLAND COMMUNITY - PV | 0.1 | 0.1 | N/A (3) | N/A (3) | N/A (5) | MA | 009 | CMA/NEMA | MEC
|  | NO RESOURCE (3) | 40482 | DURFEE UNION MILLS BLDG 9 - PV | 0.12 | 0.12 | N/A (3) | N/A (3) | N/A (5) | MA | 005 | SEMA | MEC
|  | NO RESOURCE (3) | 40483 | TYNGSBOROUGH SPORTS PV | 0.1 | 0.1 | N/A (3) | N/A (3) | N/A (5) | MA | 017 | CMA/NEMA | MEC
|  | NO RESOURCE (3) | 40484 | BANCROFT SCHOOL PV | 0.12 | 0.12 | N/A (3) | N/A (3) | N/A (5) | MA | 027 | WMA | MEC
|  | NO RESOURCE (3) | 40485 | LITCHFIELD LEOMINSTER PV | 0.062 | 0.062 | N/A (3) | N/A (3) | N/A (5) | MA | 027 | WMA | MEC
|  | NO RESOURCE (3) | 40520 | MANCHESTER-BOSTON REGIONAL PV | 0.5 | 0.5 | N/A (3) | N/A (3) | N/A (5) | NH | 011 | NH | PSNH
|  | NO RESOURCE (3) | 40524 | MOUNT WACHUSSETT CC WIND | 3.3 | 3.3 | N/A (3) | N/A (3) | N/A (5) | MA | 027 | CMA/NEMA | MEC
|  | NO RESOURCE (3) | 40555 | BLACKCOMB WORC MA PV | 0.43 | 0.43 | N/A (3) | N/A (3) | N/A (5) | MA | 027 | CMA/NEMA | MEC
|  | NO RESOURCE (3) | 41782 | PAWTUCKET MEMORIAL ELEM SCH | 0.1 | 0.1 | N/A (3) | N/A (3) | N/A (5) | MA | 017 | CMA/NEMA | MEC
|  | NO RESOURCE (3) | 41783 | PHOENIX FINANCE LLC | 0.19 | 0.19 | N/A (3) | N/A (3) | N/A (5) | MA | 017 | CMA/NEMA | MEC
|  | NO RESOURCE (3) | 41784 | NANTUCKET HIGH SCHOOL | 0.1 | 0.1 | N/A (3) | N/A (3) | N/A (5) | MA | 019 | SEMA | MEC
|  | NO RESOURCE (3) | 41806 | NM-PROPEL | 0.26 | 0.26 | N/A (3) | N/A (3) | N/A (5) | MA | 011 | WMA | NSTAR
|  | NO RESOURCE (3) | 41807 | NM-PITTSFIELD WWTP | 1.5 | 1.5 | N/A (3) | N/A (3) | N/A (5) | MA | 003 | WMA | NSTAR
|  | NO RESOURCE (3) | 41808 | NM-MASS DEP | 0.12 | 0.12 | N/A (3) | N/A (3) | N/A (5) | MA | 013 | WMA | NSTAR
|  | NO RESOURCE (3) | 41810 | NM-FULL BLOOM MARKET | 0.1 | 0.1 | N/A (3) | N/A (3) | N/A (5) | MA | 011 | WMA | NSTAR
|  | NO RESOURCE (3) | 41811 | NM-BERKSHIRE CC | 0.386 | 0.386 | N/A (3) | N/A (3) | N/A (5) | MA | 003 | WMA | NSTAR
|  | NO RESOURCE (3) | 41816 | QUABOAG REGIONAL ELEM - PV | 0.1 | 0.1 | N/A (3) | N/A (3) | N/A (5) | MA | 027 | WMA | MEC
|  | NO RESOURCE (3) | 41819 | US PACK - PV | 0.2 | 0.2 | N/A (3) | N/A (3) | N/A (5) | MA | 027 | CMA/NEMA | MEC
|  | NO RESOURCE (3) | 41820 | EDMUND TALBOT MS - PV | 0.2 | 0.2 | N/A (3) | N/A (3) | N/A (5) | MA | 005 | SEMA | MEC
|  | NO RESOURCE (3) | 41821 | NEW ENGLAND TECH WIND | 1 | 1 | N/A (3) | N/A (3) | N/A (5) | RI | 003 | RI | NEC
|  | NO RESOURCE (3) | 41822 | SOLTAS CBIS INC - PV | 0.3 | 0.3 | N/A (3) | N/A (3) | N/A (5) | MA | 027 | WMA | MEC
|  | NO RESOURCE (3) | 41827 | TOWN_OF_FAIRHAVEN_WT_ID1663 | 1.5 | 1.5 | N/A (3) | N/A (3) | N/A (5) | MA | 005 | SEMA | NSTAR
|  | NO RESOURCE (3) | 41828 | TOWN_OF_FAIRHAVEN_WT_ID1664 | 1.5 | 1.5 | N/A (3) | N/A (3) | N/A (5) | MA | 005 | SEMA | NSTAR
|  | NO RESOURCE (3) | 41829 | MWRA_ALFORD_ST_WT_ID1638 | 1.5 | 1.5 | N/A (3) | N/A (3) | N/A (5) | MA | 025 | BOSTON | NSTAR
|  | NO RESOURCE (3) | 41830 | TOWN_OF_KINGSTON_WT_ID1833 | 2 | 2 | N/A (3) | N/A (3) | N/A (5) | MA | 023 | SEMA | NSTAR
|  | NO RESOURCE (3) | 41833 | JEM ELECTRONIS PV | 0.214 | 0.214 | N/A (3) | N/A (3) | N/A (5) | MA | 021 | RI | MEC
|  | NO RESOURCE (3) | 41834 | CLARKE DISTRIBUTION PV | 0.375 | 0.375 | N/A (3) | N/A (3) | N/A (5) | MA | 027 | RI | MEC
|  | NO RESOURCE (3) | 41838 | WEST BROOKFIELD ELEM - PV | 0.096 | 0.096 | N/A (3) | N/A (3) | N/A (5) | MA | 027 | WMA | MEC
|  | NO RESOURCE (3) | 41839 | ARPIN ASSOCIATES - PV | 0.15 | 0.15 | N/A (3) | N/A (3) | N/A (5) | RI | 003 | RI | NEC
|  | NO RESOURCE (3) | 41840 | AERO MANUFACTURING | 0.096 | 0.096 | N/A (3) | N/A (3) | N/A (5) | MA | 009 | BOSTON | MEC
|  | NO RESOURCE (3) | 41841 | EXAJOULE FRANKLIN PV | 0.26 | 0.26 | N/A (3) | N/A (3) | N/A (5) | MA | 021 | RI | MEC
|  | NO RESOURCE (3) | 41842 | KB SOLAR LLC - PV | 0.25 | 0.25 | N/A (3) | N/A (3) | N/A (5) | MA | 027 | CMA/NEMA | MEC
|  | NO RESOURCE (3) | 41843 | NORTHEAST TREATERS | 0.224 | 0.224 | N/A (3) | N/A (3) | N/A (5) | MA | 015 | WMA | MEC
|  | NO RESOURCE (3) | 41844 | LOWELL TRANSIT MGMT PV | 0.5 | 0.5 | N/A (3) | N/A (3) | N/A (5) | MA | 017 | CMA/NEMA | MEC
|  | NO RESOURCE (3) | 41845 | TRADER JOES SAUGUS PV | 0.225 | 0.225 | N/A (3) | N/A (3) | N/A (5) | MA | 009 | BOSTON | MEC
|  | NO RESOURCE (3) | 41846 | KOLLMORGEN PV | 0.21 | 0.21 | N/A (3) | N/A (3) | N/A (5) | MA | 015 | WMA | MEC
|  | NO RESOURCE (3) | 41847 | FISHERMENS MEMORIAL PARK- WIND | 0.1 | 0.1 | N/A (3) | N/A (3) | N/A (5) | RI | 009 | RI | NEC
|  | NO RESOURCE (3) | 41848 | SOLAR SHOP WHITINSVILLE - PV | 0.5 | 0.5 | N/A (3) | N/A (3) | N/A (5) | MA | 027 | RI | MEC
|  | NO RESOURCE (3) | 41856 | MASSASOIT COMMUNITY COLLEGE | 0.37 | 0.37 | N/A (3) | N/A (3) | N/A (5) | MA | 023 | SEMA | MEC
|  | NO RESOURCE (3) | 41857 | HI- GEAR (QF) | 0.675 | 0.675 | N/A (3) | N/A (3) | N/A (5) | MA | 027 | WMA | FGE
|  | NO RESOURCE (3) | 41863 | THE WHEELER SCHOOL | 0.1 | 0.1 | N/A (3) | N/A (3) | N/A (5) | MA | 005 | RI | MEC
|  | NO RESOURCE (3) | 41864 | NM-EHAMPTON MA LANDFILL | 2 | 2 | N/A (3) | N/A (3) | N/A (5) | MA | 015 | WMA | NSTAR
|  | NO RESOURCE (3) | 41866 | LOWES HOME CENTER QUINCY - PV | 0.34 | 0.34 | N/A (3) | N/A (3) | N/A (5) | MA | 021 | SEMA | MEC
|  | NO RESOURCE (3) | 41867 | SCITUATE TOWN OF WIND | 1.5 | 1.5 | N/A (3) | N/A (3) | N/A (5) | MA | 023 | SEMA | MEC
|  | NO RESOURCE (3) | 41868 | AGREEN ENERGY (JORDAN DAIRY) | 0.6 | 0.6 | N/A (3) | N/A (3) | N/A (5) | MA | 027 | WMA | MEC
|  | NO RESOURCE (3) | 41870 | EXAJOULE RENEWABLES PV | 0.36 | 0.36 | N/A (3) | N/A (3) | N/A (5) | MA | 017 | BOSTON | MEC
|  | NO RESOURCE (3) | 41871 | QUABBIN SOLAR - PV | 1 | 1 | N/A (3) | N/A (3) | N/A (5) | MA | 027 | WMA | MEC
|  | NO RESOURCE (3) | 41881 | TOWN OF SWAMPSCOTT HS - PV | 0.35 | 0.35 | N/A (3) | N/A (3) | N/A (5) | MA | 009 | BOSTON | MEC
|  | NO RESOURCE (3) | 41882 | NEXAMP CAP-NASHOBA VALLEY THS | 0.096 | 0.096 | N/A (3) | N/A (3) | N/A (5) | MA | 017 | CMA/NEMA | MEC
|  | NO RESOURCE (3) | 41921 | M&I REALTY JAMES ST - PV | 0.2 | 0.2 | N/A (3) | N/A (3) | N/A (5) | MA | 027 | WMA | MEC
|  | NO RESOURCE (3) | 41922 | LIGHTOLIER - WIND | 2 | 2 | N/A (3) | N/A (3) | N/A (5) | MA | 005 | SEMA | MEC
|  | NO RESOURCE (3) | 41923 | BLACKCOMB SOLAR III-PV | 1 | 1 | N/A (3) | N/A (3) | N/A (5) | MA | 027 | RI | MEC
|  | NO RESOURCE (3) | 41924 | COREMARK-PV | 1 | 1 | N/A (3) | N/A (3) | N/A (5) | MA | 027 | RI | MEC
|  | NO RESOURCE (3) | 42041 | D.D. BEAN | 0.027 | 0.027 | N/A (3) | N/A (3) | N/A (5) | NH | 005 | VT | CNE
|  | NO RESOURCE (3) | 42043 | SWANSEA WATER DISTRICT | 0.08 | 0.08 | N/A (3) | N/A (3) | N/A (5) | MA | 005 | RI | MEC
|  | NO RESOURCE (3) | 42045 | NM-GREENFIELD MA LANDFILL | 2 | 2 | N/A (3) | N/A (3) | N/A (5) | MA | 011 | WMA | NSTAR
|  | NO RESOURCE (3) | 42046 | ST. MARYS HIGH SCHOOL | 0.155 | 0.155 | N/A (3) | N/A (3) | N/A (5) | MA | 009 | BOSTON | MEC
|  | NO RESOURCE (3) | 42048 | TANTASQUA HIGH- PV | 0.586 | 0.586 | N/A (3) | N/A (3) | N/A (5) | MA | 027 | WMA | MEC
|  | NO RESOURCE (3) | 42050 | PETE'S TIRE BARN | 0.155 | 0.155 | N/A (3) | N/A (3) | N/A (5) | MA | 011 | WMA | MEC
|  | NO RESOURCE (3) | 42083 | CANTON_LANDFILL_PV_ID1726 | 3 | 3 | N/A (3) | N/A (3) | N/A (5) | MA | 021 | SEMA | NSTAR
|  | NO RESOURCE (3) | 42091 | QUABOAG REGIONAL HS - PV | 0.096 | 0.096 | N/A (3) | N/A (3) | N/A (5) | MA | 027 | WMA | MEC
|  | NO RESOURCE (3) | 42092 | TOWN OF SUTTON MA PV | 0.175 | 0.175 | N/A (3) | N/A (3) | N/A (5) | MA | 027 | CMA/NEMA | MEC
|  | NO RESOURCE (3) | 42104 | HYDEPARKSTORPV_ID1919 | 0.19 | 0.19 | N/A (3) | N/A (3) | N/A (5) | MA | 025 | BOSTON | NSTAR
|  | NO RESOURCE (3) | 42105 | MILLST_NATICKPV_ID1818 | 0.202 | 0.202 | N/A (3) | N/A (3) | N/A (5) | MA | 017 | BOSTON | NSTAR
|  | NO RESOURCE (3) | 42106 | SUBURBANATHLETIC2_ID1637 | 0.11 | 0.11 | N/A (3) | N/A (3) | N/A (5) | MA | 017 | BOSTON | NSTAR
|  | NO RESOURCE (3) | 42107 | 4M_ALDRINRDPV_ID1856 | 0.2 | 0.2 | N/A (3) | N/A (3) | N/A (5) | MA | 023 | SEMA | NSTAR
|  | NO RESOURCE (3) | 42108 | BROADWAY_RENEWABLE_ID1772 | 0.907 | 0.907 | N/A (3) | N/A (3) | N/A (5) | MA | 023 | SEMA | NSTAR
|  | NO RESOURCE (3) | 42109 | COCHITUATERD_FRAMPV_ID1873 | 0.204 | 0.204 | N/A (3) | N/A (3) | N/A (5) | MA | 017 | BOSTON | NSTAR
|  | NO RESOURCE (3) | 42110 | DOUGLAS_SCHOOLPV_ID1464 | 0.095 | 0.095 | N/A (3) | N/A (3) | N/A (5) | MA | 017 | BOSTON | NSTAR
|  | NO RESOURCE (3) | 42111 | HYANNIS_SELF_STOR_ID1946 | 0.475 | 0.475 | N/A (3) | N/A (3) | N/A (5) | MA | 001 | SEMA | NSTAR
|  | NO RESOURCE (3) | 42112 | POND_ST_ASHLAND_ID1736 | 0.5 | 0.5 | N/A (3) | N/A (3) | N/A (5) | MA | 017 | BOSTON | NSTAR
|  | NO RESOURCE (3) | 42115 | GLC_ACUSHNETLLC_ID1821_1824 | 3.5 | 3.5 | N/A (3) | N/A (3) | N/A (5) | MA | 023 | SEMA | NSTAR
|  | NO RESOURCE (3) | 42116 | DSD_REALTY_TRUST_ID1672 | 1.72 | 1.72 | N/A (3) | N/A (3) | N/A (5) | MA | 005 | SEMA | NSTAR
|  | NO RESOURCE (3) | 42117 | CONST_SOLAR_NORFOLK_ID1846 | 1.6 | 1.6 | N/A (3) | N/A (3) | N/A (5) | MA | 021 | RI | NSTAR
|  | NO RESOURCE (3) | 42118 | CONED_HIXVILLERD_ID1862 | 2 | 2 | N/A (3) | N/A (3) | N/A (5) | MA | 005 | SEMA | NSTAR
|  | NO RESOURCE (3) | 42135 | 18 PHOENIX PARK BLDG DEAST & F | 0.1 | 0.1 | N/A (3) | N/A (3) | N/A (5) | MA | 017 | CMA/NEMA | MEC
|  | NO RESOURCE (3) | 42136 | 18 PHOENIX PARK BLDG DEAST & J | 0.1 | 0.1 | N/A (3) | N/A (3) | N/A (5) | MA | 017 | CMA/NEMA | MEC
|  | NO RESOURCE (3) | 42137 | 18 PHOENIX PARK BLDG DWEST | 0.1 | 0.1 | N/A (3) | N/A (3) | N/A (5) | MA | 017 | CMA/NEMA | MEC
|  | NO RESOURCE (3) | 42149 | FAVORITE FOODS PV | 0.045 | 0.045 | N/A (3) | N/A (3) | N/A (5) | NH | 017 | NH | PSNH
|  | NO RESOURCE (3) | 42155 | LEICESTER HS - BWAY RENEWABLE | 0.175 | 0.175 | N/A (3) | N/A (3) | N/A (5) | MA | 027 | WMA | MEC
|  | NO RESOURCE (3) | 42156 | UMASS LOWELL LEITCH HALL | 0.12 | 0.12 | N/A (3) | N/A (3) | N/A (5) | MA | 017 | CMA/NEMA | MEC
|  | NO RESOURCE (3) | 42158 | MOHAWK DRIVE CORPORATION | 0.113 | 0.113 | N/A (3) | N/A (3) | N/A (5) | MA | 027 | CMA/NEMA | MEC
|  | NO RESOURCE (3) | 42201 | MATTHEW KUSS MS | 0.135 | 0.135 | N/A (3) | N/A (3) | N/A (5) | MA | 005 | SEMA | MEC
|  | NO RESOURCE (3) | 42202 | DR AMP 100 AMES POND - PV | 0.082 | 0.082 | N/A (3) | N/A (3) | N/A (5) | MA | 017 | CMA/NEMA | MEC
|  | NO RESOURCE (3) | 42204 | BPV LOWELL | 0.19 | 0.19 | N/A (3) | N/A (3) | N/A (5) | MA | 017 | CMA/NEMA | MEC
|  | NO RESOURCE (3) | 42205 | SALEM STATE UNIVERSITY | 0.164 | 0.164 | N/A (3) | N/A (3) | N/A (5) | MA | 009 | BOSTON | MEC
|  | NO RESOURCE (3) | 42212 | DR AMP 200 AMES POND - PV | 0.095 | 0.095 | N/A (3) | N/A (3) | N/A (5) | MA | 017 | CMA/NEMA | MEC
|  | NO RESOURCE (3) | 42213 | CUMMINGS PROPERTY E GAR | 0.19 | 0.19 | N/A (3) | N/A (3) | N/A (5) | MA | 009 | BOSTON | MEC
|  | NO RESOURCE (3) | 42214 | ORCHARD MADE PRODUCTS | 0.19 | 0.19 | N/A (3) | N/A (3) | N/A (5) | MA | 009 | BOSTON | MEC
|  | NO RESOURCE (3) | 42344 | CAMELOT_WIND_ID1240 | 1.5 | 1.5 | N/A (3) | N/A (3) | N/A (5) | MA | 023 | SEMA | NSTAR
|  | NO RESOURCE (3) | 42346 | 3 RIVERS PALMER-SPRINGFLD-PV | 0.582 | 0.582 | N/A (3) | N/A (3) | N/A (5) | MA | 013 | WMA | MEC
|  | NO RESOURCE (3) | 42347 | CONSTELLATION SOLAR-UXBRG-PV | 2 | 2 | N/A (3) | N/A (3) | N/A (5) | MA | 027 | RI | MEC
|  | NO RESOURCE (3) | 42349 | 15 UNION SOLAR LLC-LAWRENCE-PV | 0.49 | 0.49 | N/A (3) | N/A (3) | N/A (5) | MA | 009 | BOSTON | MEC
|  | NO RESOURCE (3) | 42351 | OMA GROUP-CHARLTON-PV | 1 | 1 | N/A (3) | N/A (3) | N/A (5) | MA | 027 | WMA | MEC
|  | NO RESOURCE (3) | 42352 | OSG SOLAR 1-ORANGE-PV | 1 | 1 | N/A (3) | N/A (3) | N/A (5) | MA | 011 | WMA | MEC
|  | NO RESOURCE (3) | 42353 | OSG SOLAR 2-ORANGE-PV | 1 | 1 | N/A (3) | N/A (3) | N/A (5) | MA | 011 | WMA | MEC
|  | NO RESOURCE (3) | 42354 | OSG SOLAR 3-ORANGE-PV | 0.75 | 0.75 | N/A (3) | N/A (3) | N/A (5) | MA | 011 | WMA | MEC
|  | NO RESOURCE (3) | 42355 | CIL CEDAR-MARLBORO-PV | 0.433 | 0.433 | N/A (3) | N/A (3) | N/A (5) | MA | 017 | CMA/NEMA | MEC
|  | NO RESOURCE (3) | 42356 | LEEWOOD SWIX-HAVERHILL-PV | 0.496 | 0.496 | N/A (3) | N/A (3) | N/A (5) | MA | 009 | BOSTON | MEC
|  | NO RESOURCE (3) | 42357 | UP BLACKSTONE WWTP-MILLBURY-PV | 0.3 | 0.3 | N/A (3) | N/A (3) | N/A (5) | MA | 027 | CMA/NEMA | MEC
|  | NO RESOURCE (3) | 42359 | FOREKICKS-MARLBORO-PV | 0.27 | 0.27 | N/A (3) | N/A (3) | N/A (5) | MA | 017 | CMA/NEMA | MEC
|  | NO RESOURCE (3) | 42360 | 35 LYMAN LLC-NORTHBORO-PV | 0.285 | 0.285 | N/A (3) | N/A (3) | N/A (5) | MA | 027 | CMA/NEMA | MEC
|  | NO RESOURCE (3) | 42364 | CAPITAL GROUP-SOUTHBORO-PV | 1 | 1 | N/A (3) | N/A (3) | N/A (5) | MA | 027 | CMA/NEMA | MEC
|  | NO RESOURCE (3) | 42365 | LOFT 27-LOWELL-PV | 0.275 | 0.275 | N/A (3) | N/A (3) | N/A (5) | MA | 017 | CMA/NEMA | MEC
|  | NO RESOURCE (3) | 42366 | SOLTAS SPECTOR-LAWRENCE-PV | 0.3 | 0.3 | N/A (3) | N/A (3) | N/A (5) | MA | 009 | CMA/NEMA | MEC
|  | NO RESOURCE (3) | 42385 | CORNER BROOK-MILFORD-PV | 0.155 | 0.155 | N/A (3) | N/A (3) | N/A (5) | MA | 027 | RI | MEC
|  | NO RESOURCE (3) | 42394 | WINDENERGYDEV-NKINGSTOWN-WIND | 1.5 | 1.5 | N/A (3) | N/A (3) | N/A (5) | RI | 009 | RI | NEC
|  | NO RESOURCE (3) | 42411 | EXTRA SPACE-PLAINVILLE-PV | 0.143 | 0.143 | N/A (3) | N/A (3) | N/A (5) | MA | 021 | RI | MEC
|  | NO RESOURCE (3) | 42412 | EXTRA SPACE-SAUGUS-PV | 0.162 | 0.162 | N/A (3) | N/A (3) | N/A (5) | MA | 009 | BOSTON | MEC
|  | NO RESOURCE (3) | 42413 | 35 LYMAN LLC - ACTIVE | 0.19 | 0.19 | N/A (3) | N/A (3) | N/A (5) | MA | 027 | CMA/NEMA | MEC
|  | NO RESOURCE (3) | 42414 | NE ELECTRO-FALL RIVER-PV | 0.19 | 0.19 | N/A (3) | N/A (3) | N/A (5) | MA | 005 | SEMA | MEC
|  | NO RESOURCE (3) | 42431 | SOLECT PLUMBING-NORWELL-PV | 0.2 | 0.2 | N/A (3) | N/A (3) | N/A (5) | MA | 023 | SEMA | MEC
|  | NO RESOURCE (3) | 42432 | VAUGHN CORP-SALISBURY-PV | 0.19 | 0.19 | N/A (3) | N/A (3) | N/A (5) | MA | 009 | BOSTON | MEC
|  | NO RESOURCE (3) | 42433 | BETHANY CHURCH-MENDON-PV | 0.15 | 0.15 | N/A (3) | N/A (3) | N/A (5) | MA | 027 | RI | MEC
|  | NO RESOURCE (3) | 42438 | EXTRA SPACE-NORTHBORO-PV | 0.155 | 0.155 | N/A (3) | N/A (3) | N/A (5) | MA | 027 | CMA/NEMA | MEC
|  | NO RESOURCE (3) | 42439 | CITY OF BROCKTON-SWANSEA-PV1 | 1 | 1 | N/A (3) | N/A (3) | N/A (5) | MA | 005 | SEMA | MEC
|  | NO RESOURCE (3) | 42440 | CITY OF BROCKTON-SWANSEA-PV2 | 1 | 1 | N/A (3) | N/A (3) | N/A (5) | MA | 005 | SEMA | MEC
|  | NO RESOURCE (3) | 42443 | WAL-MART LUN (PV) | 0.3 | 0.3 | N/A (3) | N/A (3) | N/A (5) | MA | 027 | WMA | FGE
|  | NO RESOURCE (3) | 42444 | MRTA (PV) | 0.135 | 0.135 | N/A (3) | N/A (3) | N/A (5) | MA | 027 | WMA | FGE
|  | NO RESOURCE (3) | 42448 | CITY OF GLOUCESTER 1 - WIND | 2 | 2 | N/A (3) | N/A (3) | N/A (5) | MA | 009 | BOSTON | MEC
|  | NO RESOURCE (3) | 42449 | CITY OF GLOUCESTER 2 - WIND | 2 | 2 | N/A (3) | N/A (3) | N/A (5) | MA | 009 | BOSTON | MEC
|  | NO RESOURCE (3) | 42482 | CITY_OF_WALTHAM_PV_ID1805 | 0.193 | 0.193 | N/A (3) | N/A (3) | N/A (5) | MA | 017 | BOSTON | NSTAR
|  | NO RESOURCE (3) | 42483 | FIRST_HIGHLAND_PV_ID2021 | 0.975 | 0.975 | N/A (3) | N/A (3) | N/A (5) | MA | 025 | BOSTON | NSTAR
|  | NO RESOURCE (3) | 42484 | UNITEDSALVAGE_PV_ID1966 | 0.808 | 0.808 | N/A (3) | N/A (3) | N/A (5) | MA | 017 | BOSTON | NSTAR
|  | NO RESOURCE (3) | 42485 | SOLCHEMY_PV_ID1969 | 0.293 | 0.293 | N/A (3) | N/A (3) | N/A (5) | MA | 007 | SEMA | NSTAR
|  | NO RESOURCE (3) | 42486 | AIRPORT_WAY_PV_ID1875 | 1.238 | 1.238 | N/A (3) | N/A (3) | N/A (5) | MA | 001 | SEMA | NSTAR
|  | NO RESOURCE (3) | 42487 | BILL_BENNETT_PV_ID1967 | 0.593 | 0.593 | N/A (3) | N/A (3) | N/A (5) | MA | 007 | SEMA | NSTAR
|  | NO RESOURCE (3) | 42495 | VARIANSEMICON-GLOUCESTER-WT | 2.5 | 2.5 | N/A (3) | N/A (3) | N/A (5) | MA | 009 | BOSTON | MEC
|  | NO RESOURCE (3) | 42496 | HANOVER SOLAR-LEICESTER-PV | 1 | 1 | N/A (3) | N/A (3) | N/A (5) | MA | 027 | WMA | MEC
|  | NO RESOURCE (3) | 42504 | BERKSHIRE SREG-GT BARRGTN-PV | 0.082 | 0.082 | N/A (3) | N/A (3) | N/A (5) | MA | 003 | WMA | MEC
|  | NO RESOURCE (3) | 42505 | CUMMINGS 1000-BEVERLY-PV | 0.19 | 0.19 | N/A (3) | N/A (3) | N/A (5) | MA | 009 | BOSTON | MEC
|  | NO RESOURCE (3) | 42597 | GPT JACLEN-BEVERLY-CHP | 0.075 | 0.075 | N/A (3) | N/A (3) | N/A (5) | MA | 009 | BOSTON | MEC
|  | NO RESOURCE (3) | 42599 | MAPREMCT-97GREEN-02035-PV | 0.3 | 0.3 | N/A (3) | N/A (3) | N/A (5) | MA | 021 | RI | MEC
|  | NO RESOURCE (3) | 42600 | HOOSACVALREG-0ORCHARD-01225-PV | 0.45 | 0.45 | N/A (3) | N/A (3) | N/A (5) | MA | 003 | WMA | MEC
|  | NO RESOURCE (3) | 42601 | CARLSTROMPM-65FISHER-0158-PV | 0.6 | 0.6 | N/A (3) | N/A (3) | N/A (5) | MA | 027 | CMA/NEMA | MEC
|  | NO RESOURCE (3) | 42602 | KEYPOLYMER-1 JACOB-01843-PV | 0.6 | 0.6 | N/A (3) | N/A (3) | N/A (5) | MA | 009 | CMA/NEMA | MEC
|  | NO RESOURCE (3) | 42603 | BARRE1-750BARRE-01005-PV | 0.8 | 0.8 | N/A (3) | N/A (3) | N/A (5) | MA | 027 | WMA | MEC
|  | NO RESOURCE (3) | 42611 | AUBUCHON-95AUBUCHON-01473-PV | 0.5 | 0.5 | N/A (3) | N/A (3) | N/A (5) | MA | 027 | CMA/NEMA | MEC
|  | NO RESOURCE (3) | 42612 | NPPDEVELOP-370PATRIOT-02035-PV | 0.495 | 0.495 | N/A (3) | N/A (3) | N/A (5) | MA | 021 | RI | MEC
|  | NO RESOURCE (3) | 42613 | AMERICOLD-0PEW-01930-PV | 0.45 | 0.45 | N/A (3) | N/A (3) | N/A (5) | MA | 009 | BOSTON | MEC
|  | NO RESOURCE (3) | 42631 | CABRAL-247BAKER-02777-PV | 0.5 | 0.5 | N/A (3) | N/A (3) | N/A (5) | MA | 005 | SEMA | MEC
|  | NO RESOURCE (3) | 42632 | ALPHA GRAINGER-02038PV250NM | 0.25 | 0.25 | N/A (3) | N/A (3) | N/A (5) | MA | 021 | RI | MEC
|  | NO RESOURCE (3) | 42633 | NORTHBORSPORTS-01532PV300NM | 0.3 | 0.3 | N/A (3) | N/A (3) | N/A (5) | MA | 027 | CMA/NEMA | MEC
|  | NO RESOURCE (3) | 42641 | NATICKMEMORIALSCHOOL_PV_ID1892 | 0.14 | 0.14 | N/A (3) | N/A (3) | N/A (5) | MA | 017 | BOSTON | NSTAR
|  | NO RESOURCE (3) | 42812 | PEGASUS_PV_ID1809 | 1 | 1 | N/A (3) | N/A (3) | N/A (5) | MA | 005 | SEMA | NSTAR
|  | NO RESOURCE (3) | 42813 | BIG Y FOODS-02038PV250NM | 0.25 | 0.25 | N/A (3) | N/A (3) | N/A (5) | MA | 021 | RI | MEC
|  | NO RESOURCE (3) | 42814 | SWANSEA REALTY-02777PV315NM | 0.315 | 0.315 | N/A (3) | N/A (3) | N/A (5) | MA | 005 | RI | MEC
|  | NO RESOURCE (3) | 42815 | WILLETTE REALTY-02762PV225NM | 0.225 | 0.225 | N/A (3) | N/A (3) | N/A (5) | MA | 021 | RI | MEC
|  | NO RESOURCE (3) | 42817 | IKEA 158-0223PV520NM | 0.52 | 0.52 | N/A (3) | N/A (3) | N/A (5) | MA | 021 | SEMA | MEC
|  | NO RESOURCE (3) | 42819 | CUMMINGS PROP 1-0195PV224NM | 0.224 | 0.224 | N/A (3) | N/A (3) | N/A (5) | MA | 009 | BOSTON | MEC
|  | NO RESOURCE (3) | 42820 | CUMMINGS PROP 2-01915PV224NM | 0.224 | 0.224 | N/A (3) | N/A (3) | N/A (5) | MA | 009 | BOSTON | MEC
|  | NO RESOURCE (3) | 42821 | GLC-MA ACUSHNET_PV_ID2109 | 0.649 | 0.649 | N/A (3) | N/A (3) | N/A (5) | MA | 005 | SEMA | NSTAR
|  | NO RESOURCE (3) | 42822 | CARDINAL SHOE-01840PV250NM | 0.25 | 0.25 | N/A (3) | N/A (3) | N/A (5) | MA | 009 | CMA/NEMA | MEC
|  | NO RESOURCE (3) | 42823 | WALDEN LIBERTY-02038PV231NM | 0.231 | 0.231 | N/A (3) | N/A (3) | N/A (5) | MA | 021 | RI | MEC
|  | NO RESOURCE (3) | 42893 | BISCO FALLS HYDRO | 0.093 | 0.093 | N/A (3) | N/A (3) | N/A (5) | ME | 017 | ME | UNION
|  | NO RESOURCE (3) | 43256 | SANDYWOODS-02878WT275NM | 0.275 | 0.275 | N/A (3) | N/A (3) | N/A (5) | RI | 005 | SEMA | NEC
|  | NO RESOURCE (3) | 43257 | LEICESTER MS C-01524PV100NM | 0.1 | 0.1 | N/A (3) | N/A (3) | N/A (5) | MA | 027 | WMA | MEC
|  | NO RESOURCE (3) | 43262 | BERKSHIRE SCHL-01257PV1750NM | 1.76 | 1.76 | N/A (3) | N/A (3) | N/A (5) | MA | 003 | WMA | MEC
|  | NO RESOURCE (3) | 43263 | JF WHITE-02702PV86NM | 0.086 | 0.086 | N/A (3) | N/A (3) | N/A (5) | MA | 021 | SEMA | MEC
|  | NO RESOURCE (3) | 43267 | PLANET SUBARU-02339PV75NM | 0.075 | 0.075 | N/A (3) | N/A (3) | N/A (5) | MA | 023 | RI | MEC
|  | NO RESOURCE (3) | 43269 | SIGN DESIGN-02301PV95NM | 0.095 | 0.095 | N/A (3) | N/A (3) | N/A (5) | MA | 023 | SEMA | MEC
|  | NO RESOURCE (3) | 43270 | LEICESTER MS A-01524PV100NM | 0.1 | 0.1 | N/A (3) | N/A (3) | N/A (5) | MA | 027 | WMA | MEC
|  | NO RESOURCE (3) | 43409 | GLC-MA ACUSHNET_PV_ID1827 | 1.304 | 1.304 | N/A (3) | N/A (3) | N/A (5) | MA | 005 | SEMA | NSTAR
|  | NO RESOURCE (3) | 43411 | S BARRE-01005PV800NM | 0.8 | 0.8 | N/A (3) | N/A (3) | N/A (5) | MA | 027 | WMA | MEC
|  | NO RESOURCE (3) | 43416 | MIG ACTON-01581PV260NM | 0.26 | 0.26 | N/A (3) | N/A (3) | N/A (5) | MA | 027 | CMA/NEMA | MEC
|  | NO RESOURCE (3) | 43417 | WORCESTER SCHL-01602PV135NM | 0.135 | 0.135 | N/A (3) | N/A (3) | N/A (5) | MA | 027 | CMA/NEMA | MEC
|  | NO RESOURCE (3) | 43418 | FALLON AMB-02169PV116NM | 0.116 | 0.116 | N/A (3) | N/A (3) | N/A (5) | MA | 021 | SEMA | MEC
|  | NO RESOURCE (3) | 43420 | BANNER MOLD-01453PV111NM | 0.111 | 0.111 | N/A (3) | N/A (3) | N/A (5) | MA | 027 | WMA | MEC
|  | NO RESOURCE (3) | 43422 | EPG SOLAR 1 - 01550PV1500NM | 1.5 | 1.5 | N/A (3) | N/A (3) | N/A (5) | MA | 027 | WMA | MEC
|  | NO RESOURCE (3) | 43423 | EPG SOLAR 2 - 01550PV1500NM | 1.5 | 1.5 | N/A (3) | N/A (3) | N/A (5) | MA | 027 | WMA | MEC
|  | NO RESOURCE (3) | 43424 | PINGREE SCHL - 01982PV200NM | 0.2 | 0.2 | N/A (3) | N/A (3) | N/A (5) | MA | 009 | BOSTON | MEC
|  | NO RESOURCE (3) | 43425 | NPP DEV - 02035PV125NM | 0.125 | 0.125 | N/A (3) | N/A (3) | N/A (5) | MA | 021 | RI | MEC
|  | NO RESOURCE (3) | 43426 | ABBOTT MILL - 01886PV235NM | 0.235 | 0.235 | N/A (3) | N/A (3) | N/A (5) | MA | 017 | CMA/NEMA | MEC
|  | NO RESOURCE (3) | 43489 | BOST SCIENT-02171PV1100NM | 1.1 | 1.1 | N/A (3) | N/A (3) | N/A (5) | MA | 021 | SEMA | MEC
|  | NO RESOURCE (3) | 43491 | 146 CAMPANELLI-02072PV332NM | 0.332 | 0.332 | N/A (3) | N/A (3) | N/A (5) | MA | 021 | SEMA | MEC
|  | NO RESOURCE (3) | 43492 | NARR BAY - 02903WT4500NM | 4.5 | 4.5 | N/A (3) | N/A (3) | N/A (5) | RI | 007 | RI | NEC
|  | NO RESOURCE (3) | 43509 | DOUGLAS SOLAR-01516PV2000NM | 2 | 2 | N/A (3) | N/A (3) | N/A (5) | MA | 027 | RI | MEC
|  | NO RESOURCE (3) | 43510 | SANDF MGMNT-02725PV623NM | 0.623 | 0.623 | N/A (3) | N/A (3) | N/A (5) | MA | 005 | RI | MEC
|  | NO RESOURCE (3) | 43528 | EXTRA SPC MGMT-02035PV102NM | 0.102 | 0.102 | N/A (3) | N/A (3) | N/A (5) | MA | 021 | RI | MEC
|  | NO RESOURCE (3) | 43529 | CREEDON AND CO-01604PV110NM | 0.11 | 0.11 | N/A (3) | N/A (3) | N/A (5) | MA | 027 | CMA/NEMA | MEC
|  | NO RESOURCE (3) | 43531 | 28 HASTINGS - 01756PV100NM | 0.1 | 0.1 | N/A (3) | N/A (3) | N/A (5) | MA | 027 | RI | MEC
|  | NO RESOURCE (3) | 43556 | CALLAHAN - 02324PV110NM | 0.11 | 0.11 | N/A (3) | N/A (3) | N/A (5) | MA | 023 | SEMA | MEC
|  | NO RESOURCE (3) | 43557 | BRDGWTR RECYCLE-02324PV96NM | 0.096 | 0.096 | N/A (3) | N/A (3) | N/A (5) | MA | 023 | SEMA | MEC
|  | NO RESOURCE (3) | 43558 | COMMERCE GRN-02339PV100NM | 0.1 | 0.1 | N/A (3) | N/A (3) | N/A (5) | MA | 023 | SEMA | MEC
|  | NO RESOURCE (3) | 43572 | JDH_SOLAR_SYSTEMS_PV_2221 | 0.65 | 0.65 | N/A (3) | N/A (3) | N/A (5) | MA | 023 | SEMA | NSTAR
|  | NO RESOURCE (3) | 43573 | NEW_ENGLAND_RESINS_PV_2309 | 0.06 | 0.06 | N/A (3) | N/A (3) | N/A (5) | MA | 017 | BOSTON | NSTAR
|  | NO RESOURCE (3) | 43574 | TOWN_OF_FAIRHAVEN_LF_PV_1714 | 0.5 | 0.5 | N/A (3) | N/A (3) | N/A (5) | MA | 005 | SEMA | NSTAR
|  | NO RESOURCE (3) | 43575 | NE_ELEMENTARY_WALTHAM_PV_1872 | 0.259 | 0.259 | N/A (3) | N/A (3) | N/A (5) | MA | 017 | BOSTON | NSTAR
|  | NO RESOURCE (3) | 43576 | GLC_ACUSHNET_PV_1888 | 0.917 | 0.917 | N/A (3) | N/A (3) | N/A (5) | MA | 005 | SEMA | NSTAR
|  | NO RESOURCE (3) | 43577 | GLC_ACUSHNET_PV_1889 | 0.917 | 0.917 | N/A (3) | N/A (3) | N/A (5) | MA | 005 | SEMA | NSTAR
|  | NO RESOURCE (3) | 43578 | GLC_ACUSHNET_PV_1890 | 0.917 | 0.917 | N/A (3) | N/A (3) | N/A (5) | MA | 005 | SEMA | NSTAR
|  | NO RESOURCE (3) | 43579 | GOIS_SOLAR_ONE_PV_2040 | 0.822 | 0.822 | N/A (3) | N/A (3) | N/A (5) | MA | 017 | BOSTON | NSTAR
|  | NO RESOURCE (3) | 43587 | TRAVIS_HOSPITALITY_PV_2239 | 0.145 | 0.145 | N/A (3) | N/A (3) | N/A (5) | MA | 001 | SEMA | NSTAR
|  | NO RESOURCE (3) | 43603 | WORC GEAR AND RACK-01537PV95NM | 0.095 | 0.095 | N/A (3) | N/A (3) | N/A (5) | MA | 027 | WMA | MEC
|  | NO RESOURCE (3) | 43604 | METRO WST PROVIS-01747PV95NM | 0.095 | 0.095 | N/A (3) | N/A (3) | N/A (5) | MA | 027 | RI | MEC
|  | NO RESOURCE (3) | 43605 | PRECISE PACK-02720PV95NM | 0.095 | 0.095 | N/A (3) | N/A (3) | N/A (5) | MA | 005 | SEMA | MEC
|  | NO RESOURCE (3) | 43606 | CITY NORTHAMPTON-02721PV95NM | 0.095 | 0.095 | N/A (3) | N/A (3) | N/A (5) | MA | 015 | WMA | MEC
|  | NO RESOURCE (3) | 43608 | 35 LYMAN LLC-01532PV95NM | 0.095 | 0.095 | N/A (3) | N/A (3) | N/A (5) | MA | 027 | CMA/NEMA | MEC
|  | NO RESOURCE (3) | 43609 | MA CORRECTIONAL-01440WT3300NM | 3.3 | 3.3 | N/A (3) | N/A (3) | N/A (5) | MA | 027 | WMA | MEC
|  | NO RESOURCE (3) | 43624 | TJ MAXX - 02061PV260NM | 0.26 | 0.26 | N/A (3) | N/A (3) | N/A (5) | MA | 023 | SEMA | MEC
|  | NO RESOURCE (3) | 43652 | TWN W BRDGEWTR-02379PV1500NM | 1.5 | 1.5 | N/A (3) | N/A (3) | N/A (5) | MA | 023 | SEMA | MEC
|  | NO RESOURCE (3) | 43653 | 40 WASHINGTON LTD-01581PV750NM | 0.75 | 0.75 | N/A (3) | N/A (3) | N/A (5) | MA | 027 | CMA/NEMA | MEC
|  | NO RESOURCE (3) | 43654 | 3 COUNTY FAIR ASN-01060PV250NM | 0.25 | 0.25 | N/A (3) | N/A (3) | N/A (5) | MA | 015 | WMA | MEC
|  | NO RESOURCE (3) | 43655 | SPRING HILL FARM-01835PV229NM | 0.229 | 0.229 | N/A (3) | N/A (3) | N/A (5) | MA | 009 | BOSTON | MEC
|  | NO RESOURCE (3) | 43656 | SVC TIRE TRUCK - 01527PV300NM | 0.3 | 0.3 | N/A (3) | N/A (3) | N/A (5) | MA | 027 | CMA/NEMA | MEC
|  | NO RESOURCE (3) | 43657 | RIPTA - 02907PV300NM | 0.3 | 0.3 | N/A (3) | N/A (3) | N/A (5) | RI | 007 | RI | NEC
|  | NO RESOURCE (3) | 43658 | TWN LANCASTER-01523PV500QF | 0.5 | 0.5 | N/A (3) | N/A (3) | N/A (5) | MA | 027 | CMA/NEMA | MEC
|  | NO RESOURCE (3) | 43659 | TWN OF SCITUATE2-02066PV1500NM | 1.5 | 1.5 | N/A (3) | N/A (3) | N/A (5) | MA | 023 | SEMA | MEC
|  | NO RESOURCE (3) | 43678 | DISCOVER MARBLE - 01527PV142NM | 0.142 | 0.142 | N/A (3) | N/A (3) | N/A (5) | MA | 027 | CMA/NEMA | MEC
|  | NO RESOURCE (3) | 43682 | NEXTSUN ENERGY-01516PV3000NM | 3 | 3 | N/A (3) | N/A (3) | N/A (5) | MA | 027 | RI | MEC
|  | NO RESOURCE (3) | 43683 | TWN OF SCITUATE1-02066PV1500NM | 1.5 | 1.5 | N/A (3) | N/A (3) | N/A (5) | MA | 023 | SEMA | MEC
|  | NO RESOURCE (3) | 43684 | KEY BOSTON-02038PV2000NM | 2 | 2 | N/A (3) | N/A (3) | N/A (5) | MA | 021 | RI | MEC
|  | NO RESOURCE (3) | 43685 | CONANICUT MARINE-02835PV120DG | 0.12 | 0.12 | N/A (3) | N/A (3) | N/A (5) | RI | 005 | SEMA | NEC
|  | NO RESOURCE (3) | 43686 | SHEA CONCRETE-01913PV300NM | 0.3 | 0.3 | N/A (3) | N/A (3) | N/A (5) | MA | 009 | BOSTON | MEC
|  | NO RESOURCE (3) | 43687 | SUNGEN ORANGE1-01364PV1500NM | 1.5 | 1.5 | N/A (3) | N/A (3) | N/A (5) | MA | 011 | WMA | MEC
|  | NO RESOURCE (3) | 43688 | SUNGEN ORANGE2-01364PV1500NM | 0.5 | 0.5 | N/A (3) | N/A (3) | N/A (5) | MA | 011 | WMA | MEC
|  | NO RESOURCE (3) | 43689 | BOSTON NORTH TECH-01913PV300NM | 0.3 | 0.3 | N/A (3) | N/A (3) | N/A (5) | MA | 009 | BOSTON | MEC
|  | NO RESOURCE (3) | 43690 | OXFORD REALTY-01604PV145NM | 0.145 | 0.145 | N/A (3) | N/A (3) | N/A (5) | MA | 027 | CMA/NEMA | MEC
|  | NO RESOURCE (3) | 43691 | CRAFT INC-02703PV285NM | 0.285 | 0.285 | N/A (3) | N/A (3) | N/A (5) | MA | 005 | RI | MEC
|  | NO RESOURCE (3) | 43695 | KOHLS-01906PV252NM | 0.252 | 0.252 | N/A (3) | N/A (3) | N/A (5) | MA | 009 | BOSTON | MEC
|  | NO RESOURCE (3) | 43696 | STOP AND SHOP-02155PV200NM | 0.2 | 0.2 | N/A (3) | N/A (3) | N/A (5) | MA | 017 | BOSTON | MEC
|  | NO RESOURCE (3) | 43698 | NTHBRDGE SOLAR-01560PV1910NM | 1.91 | 1.91 | N/A (3) | N/A (3) | N/A (5) | MA | 027 | RI | MEC
|  | NO RESOURCE (3) | 43706 | CITY OF LOWELL1-01364PV2000NM | 2 | 2 | N/A (3) | N/A (3) | N/A (5) | MA | 011 | WMA | MEC
|  | NO RESOURCE (3) | 43707 | CITY OF LOWELL2-01364PV1000NM | 1 | 1 | N/A (3) | N/A (3) | N/A (5) | MA | 011 | WMA | MEC
|  | NO RESOURCE (3) | 43708 | HANNAFORD-02061PV135NM | 0.135 | 0.135 | N/A (3) | N/A (3) | N/A (5) | MA | 023 | SEMA | MEC
|  | NO RESOURCE (3) | 43709 | CITY OF LOWELL 1-01331PV1000NM | 1 | 1 | N/A (3) | N/A (3) | N/A (5) | MA | 027 | WMA | MEC
|  | NO RESOURCE (3) | 43710 | CITY OF LOWELL 2-01331PV1000NM | 1 | 1 | N/A (3) | N/A (3) | N/A (5) | MA | 027 | WMA | MEC
|  | NO RESOURCE (3) | 43711 | CITY OF LOWELL 3-01331PV1000NM | 1 | 1 | N/A (3) | N/A (3) | N/A (5) | MA | 027 | WMA | MEC
|  | NO RESOURCE (3) | 43712 | PHOENIX FIN5-01464PV95NM | 0.095 | 0.095 | N/A (3) | N/A (3) | N/A (5) | MA | 017 | CMA/NEMA | MEC
|  | NO RESOURCE (3) | 43713 | CUMMINGS PROP-01915PV110NM | 0.11 | 0.11 | N/A (3) | N/A (3) | N/A (5) | MA | 009 | BOSTON | MEC
|  | NO RESOURCE (3) | 43714 | EXTRA SPC STOR-02189PV95NM | 0.095 | 0.095 | N/A (3) | N/A (3) | N/A (5) | MA | 021 | SEMA | MEC
|  | NO RESOURCE (3) | 43715 | MILFORD IND-01757PV100NM | 0.1 | 0.1 | N/A (3) | N/A (3) | N/A (5) | MA | 027 | RI | MEC
|  | NO RESOURCE (3) | 43717 | ASSUMPTION-01562PV2000NM | 2 | 2 | N/A (3) | N/A (3) | N/A (5) | MA | 027 | CMA/NEMA | MEC
|  | NO RESOURCE (3) | 43731 | JEFFERSON-02720PV95NM | 0.095 | 0.095 | N/A (3) | N/A (3) | N/A (5) | MA | 005 | SEMA | MEC
|  | NO RESOURCE (3) | 43734 | TOWN EASTON-02375PV1500NM | 1.5 | 1.5 | N/A (3) | N/A (3) | N/A (5) | MA | 005 | SEMA | MEC
|  | NO RESOURCE (3) | 43735 | 28 HASTINGS-01756PV95NM | 0.095 | 0.095 | N/A (3) | N/A (3) | N/A (5) | MA | 027 | RI | MEC
|  | NO RESOURCE (3) | 43747 | PARSONS GRP-01581PV95NM | 0.095 | 0.095 | N/A (3) | N/A (3) | N/A (5) | MA | 027 | CMA/NEMA | MEC
|  | NO RESOURCE (3) | 43748 | ACUMEN-01752PV85NM | 0.085 | 0.085 | N/A (3) | N/A (3) | N/A (5) | MA | 017 | CMA/NEMA | MEC
|  | NO RESOURCE (3) | 43749 | WILVECO-01821PV82NM | 0.082 | 0.082 | N/A (3) | N/A (3) | N/A (5) | MA | 017 | CMA/NEMA | MEC
|  | NO RESOURCE (3) | 43750 | CANTON HIGH SCHOOL 2009 | 0.5 | 0.5 | N/A (3) | N/A (3) | N/A (5) | MA | 021 | SEMA | NSTAR
|  | NO RESOURCE (3) | 43751 | EAGLE LEASE-01540PV95NM | 0.094 | 0.094 | N/A (3) | N/A (3) | N/A (5) | MA | 027 | WMA | MEC
|  | NO RESOURCE (3) | 43752 | EXTRA SPACE-01607PV91.2NM | 0.091 | 0.091 | N/A (3) | N/A (3) | N/A (5) | MA | 027 | CMA/NEMA | MEC
|  | NO RESOURCE (3) | 43766 | EXTRA SPACE-02149PV237NM | 0.237 | 0.237 | N/A (3) | N/A (3) | N/A (5) | MA | 017 | BOSTON | MEC
|  | NO RESOURCE (3) | 43840 | SOLVENTERRA-01069PV1000NM | 1 | 1 | N/A (3) | N/A (3) | N/A (5) | MA | 013 | WMA | MEC
|  | NO RESOURCE (3) | 43841 | FLAIR ONE-01507PV950NM | 0.95 | 0.95 | N/A (3) | N/A (3) | N/A (5) | MA | 027 | WMA | MEC
|  | NO RESOURCE (3) | 43842 | FORRESTALL-01507PV950NM | 0.95 | 0.95 | N/A (3) | N/A (3) | N/A (5) | MA | 027 | WMA | MEC
|  | NO RESOURCE (3) | 43869 | FRPV WEST-02720PV1000NM | 1 | 1 | N/A (3) | N/A (3) | N/A (5) | MA | 005 | SEMA | MEC
|  | NO RESOURCE (3) | 43870 | FRPV EAST-02720PV1000NM | 1 | 1 | N/A (3) | N/A (3) | N/A (5) | MA | 005 | SEMA | MEC
|  | NO RESOURCE (3) | 43871 | SYNAGRO-02895CHP2000QF | 2 | 2 | N/A (3) | N/A (3) | N/A (5) | RI | 007 | RI | NEC
|  | NO RESOURCE (3) | 43874 | MASS MOCA1-01247PV225NM | 0.225 | 0.225 | N/A (3) | N/A (3) | N/A (5) | MA | 003 | WMA | MEC
|  | NO RESOURCE (3) | 43875 | CUMMINGS PROP-01915PV230NM | 0.23 | 0.23 | N/A (3) | N/A (3) | N/A (5) | MA | 009 | BOSTON | MEC
|  | NO RESOURCE (3) | 43876 | KENNEDY CARPET-02189PV95NM | 0.095 | 0.095 | N/A (3) | N/A (3) | N/A (5) | MA | 021 | SEMA | MEC
|  | NO RESOURCE (3) | 43878 | MCI WORLD COMM-01821PV1000NM | 1 | 1 | N/A (3) | N/A (3) | N/A (5) | MA | 017 | CMA/NEMA | MEC
|  | NO RESOURCE (3) | 43884 | MASS MOCA3 01247PV177NM | 0.177 | 0.177 | N/A (3) | N/A (3) | N/A (5) | MA | 003 | WMA | MEC
|  | NO RESOURCE (3) | 43892 | SYNCARPHA SOLAR-01740PV4950NM | 4.95 | 4.95 | N/A (3) | N/A (3) | N/A (5) | MA | 027 | CMA/NEMA | MEC
|  | NO RESOURCE (3) | 43904 | CITY OF METHUEN-01523PV3000NM | 3 | 3 | N/A (3) | N/A (3) | N/A (5) | MA | 027 | CMA/NEMA | MEC
|  | NO RESOURCE (3) | 43907 | PALMER SOLAR-01069PV2000NM | 2 | 2 | N/A (3) | N/A (3) | N/A (5) | MA | 013 | WMA | MEC
|  | NO RESOURCE (3) | 43908 | NEXTSUN ENERGY-02370PV2000NM | 2 | 2 | N/A (3) | N/A (3) | N/A (5) | MA | 023 | SEMA | MEC
|  | NO RESOURCE (3) | 43916 | TOWN OF ADAMS-01220PV1000NM | 1 | 1 | N/A (3) | N/A (3) | N/A (5) | MA | 003 | WMA | MEC
|  | NO RESOURCE (3) | 43917 | CHEER PACK-02397PV1750NM | 1.75 | 1.75 | N/A (3) | N/A (3) | N/A (5) | MA | 023 | SEMA | MEC
|  | NO RESOURCE (3) | 43918 | CITY OF LOWELL-01851PV1333NM | 1.333 | 1.333 | N/A (3) | N/A (3) | N/A (5) | MA | 017 | CMA/NEMA | MEC
|  | NO RESOURCE (3) | 43919 | SOLVENTERRA 1-01535PV1000NM | 1 | 1 | N/A (3) | N/A (3) | N/A (5) | MA | 027 | WMA | MEC
|  | NO RESOURCE (3) | 43920 | SOLVENTERRA 2-01535PV1000NM | 1 | 1 | N/A (3) | N/A (3) | N/A (5) | MA | 027 | WMA | MEC
|  | NO RESOURCE (3) | 43921 | COXCOM-02893PV135DG | 0.135 | 0.135 | N/A (3) | N/A (3) | N/A (5) | RI | 003 | RI | NEC
|  | NO RESOURCE (3) | 43922 | SOLVENTERRA 4-01083PV1000NM | 1 | 1 | N/A (3) | N/A (3) | N/A (5) | MA | 027 | WMA | MEC
|  | NO RESOURCE (3) | 43923 | PLYMOUTH PUBLIC SCHOOLS-#2062 | 4 | 4 | N/A (3) | N/A (3) | N/A (5) | MA | 023 | SEMA | NSTAR
|  | NO RESOURCE (3) | 43924 | TOWN OF DARTMOUTH #1777 | 1.25 | 1.25 | N/A (3) | N/A (3) | N/A (5) | MA | 005 | SEMA | NSTAR
|  | NO RESOURCE (3) | 43927 | SOUTHERN SKY-CARVER #1 (1997) | 1 | 1 | N/A (3) | N/A (3) | N/A (5) | MA | 023 | SEMA | NSTAR
|  | NO RESOURCE (3) | 43928 | SOUTHERN SKY-CARVER #2 (1998) | 1 | 1 | N/A (3) | N/A (3) | N/A (5) | MA | 023 | SEMA | NSTAR
|  | NO RESOURCE (3) | 43929 | SOUTHERN SKY-CARVER #4 (2000) | 1 | 1 | N/A (3) | N/A (3) | N/A (5) | MA | 023 | SEMA | NSTAR
|  | NO RESOURCE (3) | 43930 | SOUTHERN SKY-CARVER #5 (2001) | 1 | 1 | N/A (3) | N/A (3) | N/A (5) | MA | 023 | SEMA | NSTAR
|  | NO RESOURCE (3) | 43932 | SOUTHERN SKY-CARVER #3 (1999) | 1 | 1 | N/A (3) | N/A (3) | N/A (5) | MA | 023 | SEMA | NSTAR
|  | NO RESOURCE (3) | 43936 | SOLVENTERRA 1-01083PV1000NM | 1 | 1 | N/A (3) | N/A (3) | N/A (5) | MA | 027 | WMA | MEC
|  | NO RESOURCE (3) | 43937 | SOLVENTERRA 2-01083PV1000NM | 1 | 1 | N/A (3) | N/A (3) | N/A (5) | MA | 027 | WMA | MEC
|  | NO RESOURCE (3) | 43938 | SOLVENTERRA 3-01083PV1000NM | 1 | 1 | N/A (3) | N/A (3) | N/A (5) | MA | 027 | WMA | MEC
|  | NO RESOURCE (3) | 43954 | NM-LUDLOW LANDFILL | 2 | 2 | N/A (3) | N/A (3) | N/A (5) | MA | 013 | WMA | NSTAR
|  | NO RESOURCE (3) | 43955 | CITY OF METHUEN-01844PV1000NM | 1 | 1 | N/A (3) | N/A (3) | N/A (5) | MA | 009 | BOSTON | MEC
|  | NO RESOURCE (3) | 43956 | MILLWORK-02920PV495NM | 0.495 | 0.495 | N/A (3) | N/A (3) | N/A (5) | RI | 007 | RI | NEC
|  | NO RESOURCE (3) | 43991 | PROFETTY-02379PV300NM | 0.3 | 0.3 | N/A (3) | N/A (3) | N/A (5) | MA | 023 | SEMA | MEC
|  | NO RESOURCE (3) | 43992 | CITY OF WORCESTER-01603PV135NM | 0.466 | 0.466 | N/A (3) | N/A (3) | N/A (5) | MA | 027 | WMA | MEC
|  | NO RESOURCE (3) | 43993 | CITY OF MELROSE-02176PV260NM | 0.26 | 0.26 | N/A (3) | N/A (3) | N/A (5) | MA | 017 | BOSTON | MEC
|  | NO RESOURCE (3) | 43995 | NORMANDY GATOR-01752PV100NM | 0.1 | 0.1 | N/A (3) | N/A (3) | N/A (5) | MA | 005 | CMA/NEMA | MEC
|  | NO RESOURCE (3) | 44008 | PWRR-01610PV130NM | 0.13 | 0.13 | N/A (3) | N/A (3) | N/A (5) | MA | 027 | WMA | MEC
|  | NO RESOURCE (3) | 44011 | ENDICOTT-01915PV800NM | 0.8 | 0.8 | N/A (3) | N/A (3) | N/A (5) | MA | 009 | BOSTON | MEC
|  | NO RESOURCE (3) | 44023 | WRTA-01608PV75QF | 0.075 | 0.075 | N/A (3) | N/A (3) | N/A (5) | MA | 027 | WMA | MEC
|  | NO RESOURCE (3) | 44026 | STONEHILL-02356PV84NM | 0.084 | 0.084 | N/A (3) | N/A (3) | N/A (5) | MA | 005 | SEMA | MEC
|  | NO RESOURCE (3) | 44027 | SCITUTATE TENNIS-02066PV281NM | 0.281 | 0.281 | N/A (3) | N/A (3) | N/A (5) | MA | 023 | SEMA | MEC
|  | NO RESOURCE (3) | 44028 | TEAMWORK LABOR-02375PV75NM | 0.075 | 0.075 | N/A (3) | N/A (3) | N/A (5) | MA | 005 | SEMA | MEC
|  | NO RESOURCE (3) | 44029 | C&R TIRE-01606PV81NM | 0.081 | 0.081 | N/A (3) | N/A (3) | N/A (5) | MA | 027 | CMA/NEMA | MEC
|  | NO RESOURCE (3) | 44035 | TOWER SOLAR-02723PV485NM | 0.485 | 0.485 | N/A (3) | N/A (3) | N/A (5) | MA | 005 | SEMA | MEC
|  | NO RESOURCE (3) | 46210 | NEXAMP-01475PV1900NM | 1.9 | 1.9 | N/A (3) | N/A (3) | N/A (5) | MA | 027 | WMA | MEC
|  | NO RESOURCE (3) | 46211 | GIGUERE-01524PV75NM | 0.075 | 0.075 | N/A (3) | N/A (3) | N/A (5) | MA | 027 | WMA | MEC
|  | NO RESOURCE (3) | 46212 | BODWELL REALTY-02322PV75NM | 0.075 | 0.075 | N/A (3) | N/A (3) | N/A (5) | MA | 021 | SEMA | MEC
|  | NO RESOURCE (3) | 46213 | PINGREE SCHOOL-01982PV85NM | 0.085 | 0.085 | N/A (3) | N/A (3) | N/A (5) | MA | 009 | BOSTON | MEC
|  | NO RESOURCE (3) | 46220 | BERKELEY-01844PV2000NM | 2 | 2 | N/A (3) | N/A (3) | N/A (5) | MA | 009 | BOSTON | MEC
|  | NO RESOURCE (3) | 46221 | JP SULLIVAN-01432PV90NM | 0.09 | 0.09 | N/A (3) | N/A (3) | N/A (5) | MA | 017 | CMA/NEMA | MEC
|  | NO RESOURCE (3) | 46268 | OLD TIME SPORTS-01952PV150NM | 0.15 | 0.15 | N/A (3) | N/A (3) | N/A (5) | MA | 009 | BOSTON | MEC
|  | NO RESOURCE (3) | 46294 | LAWRENCE 1-01840PV100NM | 0.1 | 0.1 | N/A (3) | N/A (3) | N/A (5) | MA | 009 | CMA/NEMA | MEC
|  | NO RESOURCE (3) | 46295 | LAWRENCE 2-01840PV100NM | 0.1 | 0.1 | N/A (3) | N/A (3) | N/A (5) | MA | 009 | CMA/NEMA | MEC
|  | NO RESOURCE (3) | 46479 | CANTON_MIDDLE_SCHOOL_2013 | 0.225 | 0.225 | N/A (3) | N/A (3) | N/A (5) | MA | 021 | SEMA | NSTAR
|  | NO RESOURCE (3) | 46480 | CEDAR_SOLAR1_2411 | 0.085 | 0.085 | N/A (3) | N/A (3) | N/A (5) | MA | 025 | BOSTON | NSTAR
|  | NO RESOURCE (3) | 46481 | TOWN_OF_MARSHFIELD_1865 | 3 | 3 | N/A (3) | N/A (3) | N/A (5) | MA | 023 | SEMA | NSTAR
|  | NO RESOURCE (3) | 46482 | NEWBEDFORD_DPI_1843_1844 | 3.5 | 3.5 | N/A (3) | N/A (3) | N/A (5) | MA | 005 | SEMA | NSTAR
|  | NO RESOURCE (3) | 46483 | MILFORD INDUSTRIAL-0175PV82NM | 0.082 | 0.082 | N/A (3) | N/A (3) | N/A (5) | MA | 009 | RI | MEC
|  | NO RESOURCE (3) | 46485 | NPP DEVELOPMENT-02035PV75NM | 0.075 | 0.075 | N/A (3) | N/A (3) | N/A (5) | MA | 021 | RI | MEC
|  | NO RESOURCE (3) | 46486 | WB HUNT-02176PV75NM | 0.075 | 0.075 | N/A (3) | N/A (3) | N/A (5) | MA | 017 | BOSTON | MEC
|  | NO RESOURCE (3) | 46487 | CIDER HILL-01913PV78NM | 0.078 | 0.078 | N/A (3) | N/A (3) | N/A (5) | MA | 009 | BOSTON | MEC
|  | NO RESOURCE (3) | 46537 | CUMMINGS-0191PV82NM | 0.082 | 0.082 | N/A (3) | N/A (3) | N/A (5) | MA | 009 | BOSTON | MEC
|  | NO RESOURCE (3) | 46538 | SILVIA-02720PV75NM | 0.075 | 0.075 | N/A (3) | N/A (3) | N/A (5) | MA | 005 | SEMA | MEC
|  | NO RESOURCE (3) | 46539 | BCC SEA QALIBC-01854PV66NM | 0.066 | 0.066 | N/A (3) | N/A (3) | N/A (5) | MA | 017 | CMA/NEMA | MEC
|  | NO RESOURCE (3) | 46540 | NPP DEVELOPMENT-02035PV62NM | 0.062 | 0.062 | N/A (3) | N/A (3) | N/A (5) | MA | 021 | RI | MEC
|  | NO RESOURCE (3) | 46541 | TEKNOR APEX-02703PV75NM | 0.075 | 0.075 | N/A (3) | N/A (3) | N/A (5) | MA | 023 | RI | MEC
|  | NO RESOURCE (3) | 46565 | CABOT BEVERLY-01915PV2000NM | 2 | 2 | N/A (3) | N/A (3) | N/A (5) | MA | 009 | BOSTON | MEC
|  | NO RESOURCE (3) | 46566 | PRECISE PACKAGING-02720PV250NM | 0.25 | 0.25 | N/A (3) | N/A (3) | N/A (5) | MA | 005 | SEMA | MEC
|  | NO RESOURCE (3) | 46567 | NORTH BROOKFIELD-01535PV3000NM | 3 | 3 | N/A (3) | N/A (3) | N/A (5) | MA | 027 | WMA | MEC
|  | NO RESOURCE (3) | 46569 | NUGEN NCMC (PV) | 1 | 1 | N/A (3) | N/A (3) | N/A (5) | MA | 027 | WMA | FGE
|  | NO RESOURCE (3) | 46570 | NUGEN LUN (PV) | 2.5 | 2.5 | N/A (3) | N/A (3) | N/A (5) | MA | 027 | WMA | FGE
|  | NO RESOURCE (3) | 46607 | HARVARD SOLAR-01451PV460NM | 0.46 | 0.46 | N/A (3) | N/A (3) | N/A (5) | MA | 027 | CMA/NEMA | MEC
|  | NO RESOURCE (3) | 46636 | GOOSE RIVER HYDRO, INC. | 0.375 | 0.375 | N/A (3) | N/A (3) | N/A (5) | ME | 027 | ME | GOOSE
|  | NO RESOURCE (3) | 46641 | 205 STURBRIDGE-01010PV3000NM | 3 | 3 | N/A (3) | N/A (3) | N/A (5) | MA | 013 | WMA | MEC
|  | NO RESOURCE (3) | 46644 | UGT RENEW ENERGY-01540PV2750NM | 2.75 | 2.75 | N/A (3) | N/A (3) | N/A (5) | MA | 027 | WMA | MEC
|  | NO RESOURCE (3) | 46646 | SOLTAS ENERGY-01010PV2000NM | 2 | 2 | N/A (3) | N/A (3) | N/A (5) | MA | 013 | WMA | MEC
|  | NO RESOURCE (3) | 46647 | BLUEWAVE CAPITAL-02769PV1000NM | 1 | 1 | N/A (3) | N/A (3) | N/A (5) | MA | 005 | RI | MEC
|  | NO RESOURCE (3) | 46653 | WESTBORO SOLAR-01581PV1820NM | 1.82 | 1.82 | N/A (3) | N/A (3) | N/A (5) | MA | 027 | CMA/NEMA | MEC
|  | NO RESOURCE (3) | 46657 | INDIAN HILL-01069PV1000NM | 1 | 1 | N/A (3) | N/A (3) | N/A (5) | MA | 013 | WMA | MEC
|  | NO RESOURCE (3) | 46659 | BROWN SOLAR-01069PV1000NM | 1 | 1 | N/A (3) | N/A (3) | N/A (5) | MA | 013 | WMA | MEC
|  | NO RESOURCE (3) | 46660 | STATE SOLAR-01069PV1000NM | 1 | 1 | N/A (3) | N/A (3) | N/A (5) | MA | 013 | WMA | MEC
|  | NO RESOURCE (3) | 46662 | DISTRIBUTOR CORP-02148PV300NM | 0.3 | 0.3 | N/A (3) | N/A (3) | N/A (5) | MA | 017 | BOSTON | MEC
|  | NO RESOURCE (3) | 46665 | SX INDUSTRIES-02072PV170NM | 0.17 | 0.17 | N/A (3) | N/A (3) | N/A (5) | MA | 021 | SEMA | MEC
|  | NO RESOURCE (3) | 46666 | CUMMINGS-01915PV224NM | 0.224 | 0.224 | N/A (3) | N/A (3) | N/A (5) | MA | 009 | BOSTON | MEC
|  | NO RESOURCE (3) | 46667 | E NAZARENE-02170PV85NM | 0.085 | 0.085 | N/A (3) | N/A (3) | N/A (5) | MA | 021 | SEMA | MEC
|  | NO RESOURCE (3) | 46691 | CORNERSTONE-01057PV3000NM | 3 | 3 | N/A (3) | N/A (3) | N/A (5) | MA | 013 | WMA | MEC
|  | NO RESOURCE (3) | 46717 | EAST BAY-02915PV70NM | 0.07 | 0.07 | N/A (3) | N/A (3) | N/A (5) | RI | 007 | RI | NEC
|  | NO RESOURCE (3) | 46718 | EXTRA SPACE-02151PV144.3NM | 0.144 | 0.144 | N/A (3) | N/A (3) | N/A (5) | MA | 025 | BOSTON | MEC
|  | NO RESOURCE (3) | 46719 | STONEHILL COLL-02356PV2225QF | 4.391 | 4.391 | N/A (3) | N/A (3) | N/A (5) | MA | 005 | SEMA | MEC
|  | NO RESOURCE (3) | 46732 | PIONEER SOLAR-01453PV995NM | 0.995 | 0.995 | N/A (3) | N/A (3) | N/A (5) | MA | 027 | WMA | MEC
|  | NO RESOURCE (3) | 46733 | TKS SOLAR-02301PV180NM | 0.18 | 0.18 | N/A (3) | N/A (3) | N/A (5) | MA | 023 | SEMA | MEC
|  | NO RESOURCE (3) | 46913 | WOONSOCKET-02895PV190DG | 0.19 | 0.19 | N/A (3) | N/A (3) | N/A (5) | RI | 007 | RI | NEC
|  | NO RESOURCE (3) | 46914 | BILLERICA-01523PV2499NM | 2.499 | 2.499 | N/A (3) | N/A (3) | N/A (5) | MA | 027 | CMA/NEMA | MEC
|  | NO RESOURCE (3) | 46915 | NEXAMP-01844PV2000NM | 2 | 2 | N/A (3) | N/A (3) | N/A (5) | MA | 009 | BOSTON | MEC
|  | NO RESOURCE (3) | 46917 | NEWPORT VINEYARDS-02882PV50DG | 0.05 | 0.05 | N/A (3) | N/A (3) | N/A (5) | RI | 005 | SEMA | NEC
|  | NO RESOURCE (3) | 46924 | BILLERICA-01523PV2500NM | 2.5 | 2.5 | N/A (3) | N/A (3) | N/A (5) | MA | 027 | CMA/NEMA | MEC
|  | NO RESOURCE (3) | 46925 | GLC-MA SOLAR-01440PV1980NM | 1.98 | 1.98 | N/A (3) | N/A (3) | N/A (5) | MA | 027 | CMA/NEMA | MEC
|  | NO RESOURCE (3) | 46926 | STILLWATER-02917PV56DG | 0.056 | 0.056 | N/A (3) | N/A (3) | N/A (5) | RI | 007 | RI | NEC
|  | NO RESOURCE (3) | 46947 | AMERIPRIDE-01607PV225NM | 0.225 | 0.225 | N/A (3) | N/A (3) | N/A (5) | MA | 027 | CMA/NEMA | MEC
|  | NO RESOURCE (3) | 46948 | MILFORD IND-01757PV170NM | 0.17 | 0.17 | N/A (3) | N/A (3) | N/A (5) | MA | 027 | RI | MEC
|  | NO RESOURCE (3) | 46949 | NEW SALEM-01452PV675NM | 0.675 | 0.675 | N/A (3) | N/A (3) | N/A (5) | MA | 027 | WMA | MEC
|  | NO RESOURCE (3) | 46951 | OAKFIELD WIND | 135.5 | 135.5 | N/A (3) | N/A (3) | N/A (5) | ME | 003 | BHE | EWP2
|  | NO RESOURCE (3) | 46952 | TOWN OF WENDELL-01876PV260NM | 0.26 | 0.26 | N/A (3) | N/A (3) | N/A (5) | MA | 017 | CMA/NEMA | MEC
|  | NO RESOURCE (3) | 46953 | MACHINE INC-02072PV75NM | 0.075 | 0.075 | N/A (3) | N/A (3) | N/A (5) | MA | 021 | SEMA | MEC
|  | NO RESOURCE (3) | 46954 | PROTECTOWIRE-02359PV70NM | 0.07 | 0.07 | N/A (3) | N/A (3) | N/A (5) | MA | 023 | SEMA | MEC
|  | NO RESOURCE (3) | 46955 | MASS FISHERIES-01581PV251NM | 0.251 | 0.251 | N/A (3) | N/A (3) | N/A (5) | MA | 027 | CMA/NEMA | MEC
|  | NO RESOURCE (3) | 46982 | GLOBAL LIQUORS-02720PV85NM | 0.085 | 0.085 | N/A (3) | N/A (3) | N/A (5) | MA | 005 | SEMA | MEC
|  | NO RESOURCE (3) | 46992 | RIN LOGISTICS-02720PV1500NM | 1.5 | 1.5 | N/A (3) | N/A (3) | N/A (5) | MA | 005 | SEMA | MEC
|  | NO RESOURCE (3) | 46993 | PARAGON HOLDINGS-01740PV995NM | 0.995 | 0.995 | N/A (3) | N/A (3) | N/A (5) | MA | 027 | CMA/NEMA | MEC
|  | NO RESOURCE (3) | 46998 | STEERE ELECTRIC-02814PV72DG | 0.072 | 0.072 | N/A (3) | N/A (3) | N/A (5) | RI | 007 | RI | NEC
|  | NO RESOURCE (3) | 47002 | ONE KENWOOD-02038PV266NM | 0.266 | 0.266 | N/A (3) | N/A (3) | N/A (5) | MA | 021 | RI | MEC
|  | NO RESOURCE (3) | 47003 | S SHORE MILLWORK-02766PV648NM | 0.648 | 0.648 | N/A (3) | N/A (3) | N/A (5) | MA | 005 | RI | MEC
|  | NO RESOURCE (3) | 47004 | IRON MOUNTAIN-01532PV760NM | 0.76 | 0.76 | N/A (3) | N/A (3) | N/A (5) | MA | 027 | CMA/NEMA | MEC
|  | NO RESOURCE (3) | 47007 | FRANKLIN FORD-02038PV140NM | 0.14 | 0.14 | N/A (3) | N/A (3) | N/A (5) | MA | 021 | RI | MEC
|  | NO RESOURCE (3) | 47008 | MCGEE TOYOTA-02339PV85NM | 0.085 | 0.085 | N/A (3) | N/A (3) | N/A (5) | MA | 023 | RI | MEC
|  | NO RESOURCE (3) | 47032 | ABINGTON TARGET-02351PV418NM | 0.418 | 0.418 | N/A (3) | N/A (3) | N/A (5) | MA | 023 | SEMA | MEC
|  | NO RESOURCE (3) | 47033 | HANOVER TARGET-02339PV441NM | 0.441 | 0.441 | N/A (3) | N/A (3) | N/A (5) | MA | 023 | RI | MEC
|  | NO RESOURCE (3) | 47034 | MARLBORO TARGET-01752PV441NM | 0.441 | 0.441 | N/A (3) | N/A (3) | N/A (5) | MA | 017 | CMA/NEMA | MEC
|  | NO RESOURCE (3) | 47035 | MILFORD TARGET-01757PV302NM | 0.302 | 0.302 | N/A (3) | N/A (3) | N/A (5) | MA | 027 | RI | MEC
|  | NO RESOURCE (3) | 47036 | NORTHBORO WALMART-01532PV368NM | 0.368 | 0.368 | N/A (3) | N/A (3) | N/A (5) | MA | 027 | CMA/NEMA | MEC
|  | NO RESOURCE (3) | 47037 | LYNN WALMART-01905PV232NM | 0.232 | 0.232 | N/A (3) | N/A (3) | N/A (5) | MA | 009 | BOSTON | MEC
|  | NO RESOURCE (3) | 47060 | HANNAFORD FOOD-01535PV120NM | 0.12 | 0.12 | N/A (3) | N/A (3) | N/A (5) | MA | 027 | WMA | MEC
|  | NO RESOURCE (3) | 47061 | WHITTIER FARMS-01590PV114NM | 0.114 | 0.114 | N/A (3) | N/A (3) | N/A (5) | MA | 027 | CMA/NEMA | MEC
|  | NO RESOURCE (3) | 47063 | SWISS TURN-01540PV100NM | 0.1 | 0.1 | N/A (3) | N/A (3) | N/A (5) | MA | 027 | WMA | MEC
|  | NO RESOURCE (3) | 47064 | 1ST CONGREGATION-02176PV90NM | 0.09 | 0.09 | N/A (3) | N/A (3) | N/A (5) | MA | 017 | BOSTON | MEC
|  | NO RESOURCE (3) | 47065 | 210 UPHAM (PV) | 0.072 | 0.072 | N/A (3) | N/A (3) | N/A (5) | MA | 027 | WMA | FGE
|  | NO RESOURCE (3) | 47066 | S.D. WARREN SACCARAPPA HYDRO | 1.35 | 1.35 | N/A (3) | N/A (3) | N/A (5) | ME | 005 | SME | FPLP-I
|  | NO RESOURCE (3) | 47092 | 3 VENUS WAY-02703PV750NM | 0.75 | 0.75 | N/A (3) | N/A (3) | N/A (5) | MA | 005 | RI | MEC
|  | NO RESOURCE (3) | 47093 | SWANSEA MALL-02777PV499NM | 0.499 | 0.499 | N/A (3) | N/A (3) | N/A (5) | MA | 005 | RI | MEC
|  | NO RESOURCE (3) | 47094 | MACY'S SAUGUS-01906PV278NM | 0.278 | 0.278 | N/A (3) | N/A (3) | N/A (5) | MA | 009 | BOSTON | MEC
|  | NO RESOURCE (3) | 47095 | MILFORD IND PLAZA-01757PV170NM | 0.17 | 0.17 | N/A (3) | N/A (3) | N/A (5) | MA | 027 | RI | MEC
|  | NO RESOURCE (3) | 47096 | JENIKE AND JO-01879PV150NM | 0.15 | 0.15 | N/A (3) | N/A (3) | N/A (5) | MA | 017 | CMA/NEMA | MEC
|  | NO RESOURCE (3) | 47097 | PREFERRED FREEZER-02322PV990NM | 0.99 | 0.99 | N/A (3) | N/A (3) | N/A (5) | MA | 021 | SEMA | MEC
|  | NO RESOURCE (3) | 47126 | CITY OF QUINCY-02171PV132NM | 0.132 | 0.132 | N/A (3) | N/A (3) | N/A (5) | MA | 021 | SEMA | MEC
|  | NO RESOURCE (3) | 47127 | CITY OF QUINCY-02169PV144NM | 0.144 | 0.144 | N/A (3) | N/A (3) | N/A (5) | MA | 021 | SEMA | MEC
|  | NO RESOURCE (3) | 47128 | CITY OF QUINCY-02170PV195NM | 0.195 | 0.195 | N/A (3) | N/A (3) | N/A (5) | MA | 021 | SEMA | MEC
|  | NO RESOURCE (3) | 47129 | CITY OF QUINCY-02169PV129NM | 0.129 | 0.129 | N/A (3) | N/A (3) | N/A (5) | MA | 021 | SEMA | MEC
|  | NO RESOURCE (3) | 47210 | LEICESTER ONE-01524PV4883NM | 4.883 | 4.883 | N/A (3) | N/A (3) | N/A (5) | MA | 027 | WMA | MEC
|  | NO RESOURCE (3) | 47263 | WARILA-01523PV150NM | 0.15 | 0.15 | N/A (3) | N/A (3) | N/A (5) | MA | 027 | CMA/NEMA | MEC
|  | NO RESOURCE (3) | 47264 | MERRIMACK REALITY-01830PV100NM | 0.1 | 0.1 | N/A (3) | N/A (3) | N/A (5) | MA | 009 | BOSTON | MEC
|  | NO RESOURCE (3) | 47265 | LMP FRANKLIN-02038PV490NM | 0.49 | 0.49 | N/A (3) | N/A (3) | N/A (5) | MA | 021 | RI | MEC
|  | NO RESOURCE (3) | 47266 | EAST COASTWELDING-01950PV100NM | 0.1 | 0.1 | N/A (3) | N/A (3) | N/A (5) | MA | 009 | BOSTON | MEC
|  | NO RESOURCE (3) | 47267 | BLACKMARBLEMOTOR-02151PV241NM | 0.241 | 0.241 | N/A (3) | N/A (3) | N/A (5) | MA | 025 | BOSTON | MEC
|  | NO RESOURCE (3) | 47281 | SWANSEA MALL-02777PV260QF | 0.26 | 0.26 | N/A (3) | N/A (3) | N/A (5) | MA | 005 | RI | MEC
|  | NO RESOURCE (3) | 47282 | CITY OF QUINCY-02171PV225NM | 0.225 | 0.225 | N/A (3) | N/A (3) | N/A (5) | MA | 021 | SEMA | MEC
|  | NO RESOURCE (3) | 47283 | NATIONAL MARKER-02896PV186NM | 0.186 | 0.186 | N/A (3) | N/A (3) | N/A (5) | RI | 007 | RI | NEC
|  | NO RESOURCE (3) | 47284 | LARRY LUNDIN-02333PV180NM | 0.18 | 0.18 | N/A (3) | N/A (3) | N/A (5) | MA | 023 | SEMA | MEC
|  | NO RESOURCE (3) | 47311 | PETERBOROUGH WWTF PV | 0.75 | 0.75 | N/A (3) | N/A (3) | N/A (5) | NH | 011 | NH | PSNH
|  | NO RESOURCE (3) | 47312 | SKATE 3-01879PV491NM | 0.491 | 0.491 | N/A (3) | N/A (3) | N/A (5) | MA | 017 | CMA/NEMA | MEC
|  | NO RESOURCE (3) | 47313 | MACYS MARLBORO-01752PV371NM | 0.371 | 0.371 | N/A (3) | N/A (3) | N/A (5) | MA | 017 | CMA/NEMA | MEC
|  | NO RESOURCE (3) | 47364 | HA MA SOLAR-01222PV999NM | 0.999 | 0.999 | N/A (3) | N/A (3) | N/A (5) | MA | 003 | WMA | MEC
|  | NO RESOURCE (3) | 47365 | WILLIAMS COLLEGE-01267PV414NM | 0.414 | 0.414 | N/A (3) | N/A (3) | N/A (5) | MA | 003 | WMA | MEC
|  | NO RESOURCE (3) | 47379 | GARDNER WALMART-01440PV278NM | 0.278 | 0.278 | N/A (3) | N/A (3) | N/A (5) | MA | 027 | CMA/NEMA | MEC
|  | NO RESOURCE (3) | 47391 | CHELMSFORD DPW-01824PV335NM | 0.335 | 0.335 | N/A (3) | N/A (3) | N/A (5) | MA | 017 | CMA/NEMA | MEC
|  | NO RESOURCE (3) | 47392 | MCCARTHY SCHOOL-01824PV300NM | 0.3 | 0.3 | N/A (3) | N/A (3) | N/A (5) | MA | 017 | CMA/NEMA | MEC
|  | NO RESOURCE (3) | 47393 | HARRINGTON SCHOOL-01824PV295NM | 0.295 | 0.295 | N/A (3) | N/A (3) | N/A (5) | MA | 017 | CMA/NEMA | MEC
|  | NO RESOURCE (3) | 47397 | NM-ALNASCO | 0.3 | 0.3 | N/A (3) | N/A (3) | N/A (5) | MA | 003 | WMA | NSTAR
|  | NO RESOURCE (3) | 47398 | NM-BGREEN ENERGY | 0.3 | 0.3 | N/A (3) | N/A (3) | N/A (5) | MA | 015 | WMA | NSTAR
|  | NO RESOURCE (3) | 47399 | NM-BWC ORIGINATION | 0.833 | 0.833 | N/A (3) | N/A (3) | N/A (5) | MA | 015 | WMA | NSTAR
|  | NO RESOURCE (3) | 47400 | NM-CENTER FOR ECOLOGICAL TECH | 0.142 | 0.142 | N/A (3) | N/A (3) | N/A (5) | MA | 013 | WMA | NSTAR
|  | NO RESOURCE (3) | 47401 | NM-C F FARMS | 0.175 | 0.175 | N/A (3) | N/A (3) | N/A (5) | MA | 015 | WMA | NSTAR
|  | NO RESOURCE (3) | 47402 | NM-CLARKS COVAIR PARTS | 0.082 | 0.082 | N/A (3) | N/A (3) | N/A (5) | MA | 011 | WMA | NSTAR
|  | NO RESOURCE (3) | 47403 | NM-COWLS BUILDING SUPPLY | 0.1 | 0.1 | N/A (3) | N/A (3) | N/A (5) | MA | 015 | WMA | NSTAR
|  | NO RESOURCE (3) | 47404 | NM-FRANKLIN REGIONAL | 0.1 | 0.1 | N/A (3) | N/A (3) | N/A (5) | MA | 011 | WMA | NSTAR
|  | NO RESOURCE (3) | 47405 | NM-FW WEBB | 0.266 | 0.266 | N/A (3) | N/A (3) | N/A (5) | MA | 013 | WMA | NSTAR
|  | NO RESOURCE (3) | 47406 | NM-GUIDO QUALITY FOODS | 0.168 | 0.168 | N/A (3) | N/A (3) | N/A (5) | MA | 003 | WMA | NSTAR
|  | NO RESOURCE (3) | 47407 | NM-LYNN EDWARDS | 0.095 | 0.095 | N/A (3) | N/A (3) | N/A (5) | MA | 015 | WMA | NSTAR
|  | NO RESOURCE (3) | 47408 | NM-LYON AVIATION | 0.1 | 0.1 | N/A (3) | N/A (3) | N/A (5) | MA | 003 | WMA | NSTAR
|  | NO RESOURCE (3) | 47409 | NM-PITTSFIELD RYE | 0.499 | 0.499 | N/A (3) | N/A (3) | N/A (5) | MA | 003 | WMA | NSTAR
|  | NO RESOURCE (3) | 47410 | CHELMSFORD HIGH-01824PV225NM | 0.225 | 0.225 | N/A (3) | N/A (3) | N/A (5) | MA | 017 | CMA/NEMA | MEC
|  | NO RESOURCE (3) | 47411 | PARKER SCHOOL-01824PV225NM | 0.225 | 0.225 | N/A (3) | N/A (3) | N/A (5) | MA | 017 | CMA/NEMA | MEC
|  | NO RESOURCE (3) | 47412 | BYAM SCHOOL-01824-PV225NM | 0.225 | 0.225 | N/A (3) | N/A (3) | N/A (5) | MA | 017 | CMA/NEMA | MEC
|  | NO RESOURCE (3) | 47413 | SOUTH ROW SCHOOL-01824PV150NM | 0.15 | 0.15 | N/A (3) | N/A (3) | N/A (5) | MA | 017 | CMA/NEMA | MEC
|  | NO RESOURCE (3) | 47414 | WESTLAND SCHOOL-01824PV100NM | 0.1 | 0.1 | N/A (3) | N/A (3) | N/A (5) | MA | 017 | CMA/NEMA | MEC
|  | NO RESOURCE (3) | 47415 | CENTER SCHOOL-01824PV75NM | 0.75 | 0.75 | N/A (3) | N/A (3) | N/A (5) | MA | 017 | CMA/NEMA | MEC
|  | NO RESOURCE (3) | 47420 | NM-TOWN OF LONGMEADOW | 3.34 | 3.34 | N/A (3) | N/A (3) | N/A (5) | MA | 013 | WMA | NSTAR
|  | NO RESOURCE (3) | 47421 | NM-TOWN OF ASHFIELD | 2.5 | 2.5 | N/A (3) | N/A (3) | N/A (5) | MA | 015 | WMA | NSTAR
|  | NO RESOURCE (3) | 47422 | NM-UMASS AMHERST | 2 | 2 | N/A (3) | N/A (3) | N/A (5) | MA | 011 | WMA | NSTAR
|  | NO RESOURCE (3) | 47423 | BRISTOLCOMMCOLL-02720PV2000NM | 2 | 2 | N/A (3) | N/A (3) | N/A (5) | MA | 005 | SEMA | MEC
|  | NO RESOURCE (3) | 47443 | HA MA SOLAR-01036PV3500NM | 3.5 | 3.5 | N/A (3) | N/A (3) | N/A (5) | MA | 013 | WMA | MEC
|  | NO RESOURCE (3) | 47444 | SUN EDISON ORIG3-02769PV3334NM | 3.334 | 3.334 | N/A (3) | N/A (3) | N/A (5) | MA | 005 | RI | MEC
|  | NO RESOURCE (3) | 47447 | BWC 5 MILE RIVER-01031PV1890NM | 1.89 | 1.89 | N/A (3) | N/A (3) | N/A (5) | MA | 027 | WMA | MEC
|  | NO RESOURCE (3) | 47448 | BWC 5 MILE RIVER-01031PV1000NM | 1 | 1 | N/A (3) | N/A (3) | N/A (5) | MA | 027 | WMA | MEC
|  | NO RESOURCE (3) | 47455 | BROCKTON WALMART-02301PV252QF | 0.252 | 0.252 | N/A (3) | N/A (3) | N/A (5) | MA | 023 | SEMA | MEC
|  | NO RESOURCE (3) | 47477 | TOWN OF WAREHAM 2155 | 4.75 | 4.75 | N/A (3) | N/A (3) | N/A (5) | MA | 023 | SEMA | NSTAR
|  | NO RESOURCE (3) | 47484 | TOWN OF DARTMOUTH 1924 | 2.75 | 2.75 | N/A (3) | N/A (3) | N/A (5) | MA | 005 | SEMA | NSTAR
|  | NO RESOURCE (3) | 47485 | TOWN OF DARTMOUTH 1925 | 4 | 4 | N/A (3) | N/A (3) | N/A (5) | MA | 005 | SEMA | NSTAR
|  | NO RESOURCE (3) | 47486 | PLAINVILLE GAMING-02762PV615QF | 0.615 | 0.615 | N/A (3) | N/A (3) | N/A (5) | MA | 021 | RI | MEC
|  | NO RESOURCE (3) | 47530 | SEEKONK WALMART-02771PV230QF | 0.23 | 0.23 | N/A (3) | N/A (3) | N/A (5) | MA | 005 | RI | MEC
|  | NO RESOURCE (3) | 47699 | H&V-01472ST3519QF | 3.519 | 3.519 | N/A (3) | N/A (3) | N/A (5) | MA | 017 | CMA/NEMA | MEC
|  | NO RESOURCE (3) | 47703 | WEST ST NOMINEE-01747PV490NM | 0.49 | 0.49 | N/A (3) | N/A (3) | N/A (5) | MA | 027 | RI | MEC
|  | NO RESOURCE (3) | 47731 | 245 RIVER STREET PLACE LLC | 0.4 | 0.4 | N/A (3) | N/A (3) | N/A (5) | MA | 027 | WMA | FGE
|  | NO RESOURCE (3) | 47749 | UI RCP BGPT PV | 2.2 | 2.2 | N/A (3) | N/A (3) | N/A (5) | CT | 001 | SWCT | UI
|  | NO RESOURCE (3) | 47752 | AMPERSAND BROOKLYN DAM HYDRO | 0.6 | 0.6 | N/A (3) | N/A (3) | N/A (5) | NH | 007 | NH | PSNH
|  | NO RESOURCE (3) | 47836 | QUABBIN WIRE-01082PV70NM | 0.07 | 0.07 | N/A (3) | N/A (3) | N/A (5) | MA | 015 | WMA | MEC
|  | NO RESOURCE (3) | 47837 | QUABBIN WIRE-01082PV224NM | 0.224 | 0.224 | N/A (3) | N/A (3) | N/A (5) | MA | 015 | WMA | MEC
|  | NO RESOURCE (3) | 47838 | GOODING FAMILY-02302PV250NM | 0.25 | 0.25 | N/A (3) | N/A (3) | N/A (5) | MA | 023 | SEMA | MEC
|  | NO RESOURCE (3) | 47926 | NM AMHERST DEVELOPMENT ASSOC | 0.095 | 0.095 | N/A (3) | N/A (3) | N/A (5) | MA | 015 | WMA | NSTAR
|  | NO RESOURCE (3) | 47927 | NM EASTHAMPTON HS | 0.083 | 0.083 | N/A (3) | N/A (3) | N/A (5) | MA | 015 | WMA | NSTAR
|  | NO RESOURCE (3) | 47928 | NM BIG Y LEE MA | 0.295 | 0.295 | N/A (3) | N/A (3) | N/A (5) | MA | 003 | WMA | NSTAR
|  | NO RESOURCE (3) | 47929 | NM BIG Y SPRINGFIELD MA | 0.5 | 0.5 | N/A (3) | N/A (3) | N/A (5) | MA | 013 | WMA | NSTAR
|  | NO RESOURCE (3) | 47930 | NM-HONORE LLC | 0.095 | 0.095 | N/A (3) | N/A (3) | N/A (5) | MA | 013 | WMA | NSTAR
|  | NO RESOURCE (3) | 47931 | NM-BETA FOG NOZZLE | 0.135 | 0.135 | N/A (3) | N/A (3) | N/A (5) | MA | 011 | WMA | NSTAR
|  | NO RESOURCE (3) | 47932 | NM GIRARD LIMITED | 0.08 | 0.08 | N/A (3) | N/A (3) | N/A (5) | MA | 013 | WMA | NSTAR
|  | NO RESOURCE (3) | 47933 | NM WALMART SPRINGFIELD MA | 0.333 | 0.333 | N/A (3) | N/A (3) | N/A (5) | MA | 013 | WMA | NSTAR
|  | NO RESOURCE (3) | 47934 | NM WINTON CORP | 0.11 | 0.11 | N/A (3) | N/A (3) | N/A (5) | MA | 013 | WMA | NSTAR
|  | NO RESOURCE (3) | 47950 | LANDOFTHESKY250-01005PVNM | 0.48 | 0.48 | N/A (3) | N/A (3) | N/A (5) | MA | 027 | WMA | MEC
|  | NO RESOURCE (3) | 47951 | LANDOFTHESKY251-01005PVNM | 0.48 | 0.48 | N/A (3) | N/A (3) | N/A (5) | MA | 027 | WMA | MEC
|  | NO RESOURCE (3) | 47952 | LANDOFTHESKY252-01005PVNM | 0.48 | 0.48 | N/A (3) | N/A (3) | N/A (5) | MA | 027 | WMA | MEC
|  | NO RESOURCE (3) | 47953 | LANDOFTHESKY253-01005PVNM | 0.48 | 0.48 | N/A (3) | N/A (3) | N/A (5) | MA | 027 | WMA | MEC
|  | NO RESOURCE (3) | 47954 | WINN SOLAR THREE-01841PV115NM | 0.115 | 0.115 | N/A (3) | N/A (3) | N/A (5) | MA | 009 | CMA/NEMA | MEC
|  | NO RESOURCE (3) | 47955 | BELLINGHAM PLAZA-02019PV198QF | 0.198 | 0.198 | N/A (3) | N/A (3) | N/A (5) | MA | 021 | RI | MEC
|  | NO RESOURCE (3) | 47956 | ANDOVER COMPANIES-01810PV494NM | 0.494 | 0.494 | N/A (3) | N/A (3) | N/A (5) | MA | 009 | CMA/NEMA | MEC
|  | NO RESOURCE (3) | 47959 | ZORENA-01590PV100NM | 0.1 | 0.1 | N/A (3) | N/A (3) | N/A (5) | MA | 027 | CMA/NEMA | MEC
|  | NO RESOURCE (3) | 47983 | JLS MAILING SVS-01876PV490NM | 0.49 | 0.49 | N/A (3) | N/A (3) | N/A (5) | MA | 023 | SEMA | MEC
|  | NO RESOURCE (3) | 47984 | BJ'S WHOLESALE-01532PV460NM | 0.46 | 0.46 | N/A (3) | N/A (3) | N/A (5) | MA | 027 | CMA/NEMA | MEC
|  | NO RESOURCE (3) | 47985 | DENNISON LUBRICANT01607PV308QF | 0.308 | 0.308 | N/A (3) | N/A (3) | N/A (5) | MA | 027 | CMA/NEMA | MEC
|  | NO RESOURCE (3) | 47986 | TARGET LEOMINSTER-01453PV184QF | 0.184 | 0.184 | N/A (3) | N/A (3) | N/A (5) | MA | 027 | WMA | MEC
|  | NO RESOURCE (3) | 47987 | LAMOUREUX FORD-01515PV100NMNM | 0.1 | 0.1 | N/A (3) | N/A (3) | N/A (5) | MA | 027 | WMA | MEC
|  | NO RESOURCE (3) | 47991 | SOLTERRA LLC SOLAR PROJECT | 16.53 | 16.53 | N/A (3) | N/A (3) | N/A (5) | MA | 027 | WMA | NRGPM
|  | NO RESOURCE (3) | 47992 | BREAKAWAY ICE-01876PV120NM | 0.12 | 0.12 | N/A (3) | N/A (3) | N/A (5) | MA | 017 | BOSTON | MEC
|  | NO RESOURCE (3) | 47993 | 217 EAST RD SOLAR-01220PV996NM | 0.996 | 0.996 | N/A (3) | N/A (3) | N/A (5) | MA | 003 | WMA | MEC
|  | NO RESOURCE (3) | 48022 | WINN SOLAR THREE-01852PV120NM | 0.12 | 0.12 | N/A (3) | N/A (3) | N/A (5) | MA | 017 | CMA/NEMA | MEC
|  | NO RESOURCE (3) | 48075 | STONY HILL SOLAR-01036PV499NM | 0.499 | 0.499 | N/A (3) | N/A (3) | N/A (5) | MA | 013 | WMA | MEC
|  | NO RESOURCE (3) | 48081 | APOLLO SOLAR-01876PV268NM | 0.268 | 0.268 | N/A (3) | N/A (3) | N/A (5) | MA | 017 | CMA/NEMA | MEC
|  | NO RESOURCE (3) | 48082 | HANCOCK WIND | 51 | 51 | N/A (3) | N/A (3) | N/A (5) | ME | 009 | BHE | HCWL
|  | NO RESOURCE (3) | 48166 | MAYBURY ASSOC-01028PV250QF | 0.25 | 0.25 | N/A (3) | N/A (3) | N/A (5) | MA | 013 | WMA | MEC
|  | NO RESOURCE (3) | 48167 | RANDOLP & BALDWIN-01432PV80QF | 0.08 | 0.08 | N/A (3) | N/A (3) | N/A (5) | MA | 017 | CMA/NEMA | MEC
|  | NO RESOURCE (3) | 48170 | SYNCARPHA PALMER-01069PV4995NM | 4.995 | 4.995 | N/A (3) | N/A (3) | N/A (5) | MA | 013 | WMA | MEC
|  | NO RESOURCE (3) | 48171 | HALIFAX SOLAR NG-02338PV2500NM | 2.5 | 2.5 | N/A (3) | N/A (3) | N/A (5) | MA | 023 | SEMA | MEC
|  | NO RESOURCE (3) | 48172 | BLUEWAVE CAPITAL-02769PV1670NM | 1.67 | 1.67 | N/A (3) | N/A (3) | N/A (5) | MA | 005 | RI | MEC
|  | NO RESOURCE (3) | 48177 | PARKRIDGE-01835PV92.4QF | 0.092 | 0.092 | N/A (3) | N/A (3) | N/A (5) | MA | 009 | BOSTON | MEC
|  | NO RESOURCE (3) | 48178 | PLAINVILLE TARGET-02762PV414QF | 0.414 | 0.414 | N/A (3) | N/A (3) | N/A (5) | MA | 021 | RI | MEC
|  | NO RESOURCE (3) | 48205 | GENERAL WOODWKNG2-01851PV100NM | 0.1 | 0.1 | N/A (3) | N/A (3) | N/A (5) | MA | 017 | CMA/NEMA | MEC
|  | NO RESOURCE (3) | 48206 | GENERAL WOODWKNG1-01851PV224NM | 0.224 | 0.224 | N/A (3) | N/A (3) | N/A (5) | MA | 017 | CMA/NEMA | MEC
|  | NO RESOURCE (3) | 48221 | 146 SUPPLY CTR-01527PV98NM | 0.098 | 0.098 | N/A (3) | N/A (3) | N/A (5) | MA | 027 | CMA/NEMA | MEC
|  | NO RESOURCE (3) | 48225 | SWANSEA TARGET-02777PV483QF | 0.483 | 0.483 | N/A (3) | N/A (3) | N/A (5) | MA | 005 | RI | MEC
|  | NO RESOURCE (3) | 48226 | UXBRIDGE PRO STGE-01569PV265QF | 0.265 | 0.265 | N/A (3) | N/A (3) | N/A (5) | MA | 027 | RI | MEC
|  | NO RESOURCE (3) | 48232 | TOWN OF WENDELL-01473PV600NM | 0.6 | 0.6 | N/A (3) | N/A (3) | N/A (5) | MA | 027 | WMA | MEC
|  | NO RESOURCE (3) | 48239 | CYN OIL CORP-02072PV100NM | 0.1 | 0.1 | N/A (3) | N/A (3) | N/A (5) | MA | 021 | SEMA | MEC
|  | NO RESOURCE (3) | 48249 | WORC BURNCOAT-01606PV252QF | 0.252 | 0.252 | N/A (3) | N/A (3) | N/A (5) | MA | 027 | CMA/NEMA | MEC
|  | NO RESOURCE (3) | 48250 | WORC FOREST GROVE-01605PV87QF | 0.087 | 0.087 | N/A (3) | N/A (3) | N/A (5) | MA | 027 | CMA/NEMA | MEC
|  | NO RESOURCE (3) | 48321 | WORC CHANDLER-01602PV100QF | 0.1 | 0.1 | N/A (3) | N/A (3) | N/A (5) | MA | 027 | CMA/NEMA | MEC
|  | NO RESOURCE (3) | 48400 | SOMERSET SCHOOL-02726PV240NM | 0.24 | 0.24 | N/A (3) | N/A (3) | N/A (5) | MA | 005 | RI | MEC
|  | NO RESOURCE (3) | 48401 | EVERSOURCE PV N2123 | 0.121 | 0.121 | N/A (3) | N/A (3) | N/A (5) | NH | 011 | NH | PSNH
|  | NO RESOURCE (3) | 48402 | MERCURY WIRE-01562PV224NM | 0.224 | 0.224 | N/A (3) | N/A (3) | N/A (5) | MA | 027 | CMA/NEMA | MEC
|  | NO RESOURCE (3) | 48403 | FACILITY MGT CORP-01747PV200NM | 0.2 | 0.2 | N/A (3) | N/A (3) | N/A (5) | MA | 027 | RI | MEC
|  | NO RESOURCE (3) | 48406 | HERRICKS INC-01364PV112NM | 0.112 | 0.112 | N/A (3) | N/A (3) | N/A (5) | MA | 011 | WMA | MEC
|  | NO RESOURCE (3) | 48407 | ENRIGHT LLC-01879PV300NM | 0.3 | 0.3 | N/A (3) | N/A (3) | N/A (5) | MA | 017 | CMA/NEMA | MEC
|  | NO RESOURCE (3) | 48426 | 19 POND RD LLC-01930PV200NM | 0.2 | 0.2 | N/A (3) | N/A (3) | N/A (5) | MA | 009 | BOSTON | MEC
|  | NO RESOURCE (3) | 48583 | HYDE TOOLS INC-01550PV480NM | 0.48 | 0.48 | N/A (3) | N/A (3) | N/A (5) | MA | 027 | WMA | MEC
|  | NO RESOURCE (3) | 48584 | LAND OF THE SKY1-01550PV480NM | 0.48 | 0.48 | N/A (3) | N/A (3) | N/A (5) | MA | 027 | WMA | MEC
|  | NO RESOURCE (3) | 48585 | LAND OF THE SKY2-01550PV480NM | 0.48 | 0.48 | N/A (3) | N/A (3) | N/A (5) | MA | 027 | WMA | MEC
|  | NO RESOURCE (3) | 48586 | LAND OF THE SKY3-01550PV480NM | 0.48 | 0.48 | N/A (3) | N/A (3) | N/A (5) | MA | 027 | WMA | MEC
|  | NO RESOURCE (3) | 48587 | LAND OF THE SKY4-01550PV480NM | 0.48 | 0.48 | N/A (3) | N/A (3) | N/A (5) | MA | 027 | WMA | MEC
|  | NO RESOURCE (3) | 48588 | SOLARCITY CORP-01096PV2266NM | 2.266 | 2.266 | N/A (3) | N/A (3) | N/A (5) | MA | 015 | WMA | MEC
|  | NO RESOURCE (3) | 48643 | DURHAM PV N3524 | 0.504 | 0.504 | N/A (3) | N/A (3) | N/A (5) | NH | 017 | NH | PSNH
|  | NO RESOURCE (3) | 48645 | PISGAH MOUNTAIN WIND | 9.075 | 9.075 | N/A (3) | N/A (3) | N/A (5) | ME | 019 | BHE | SWEB
|  | NO RESOURCE (3) | 48649 | ALPHA RHO | 0.2 | 0.2 | N/A (3) | N/A (3) | N/A (5) | MA | 027 | WMA | FGE
|  | NO RESOURCE (3) | 48650 | LONG SUBARU-01570PV75NM | 0.075 | 0.075 | N/A (3) | N/A (3) | N/A (5) | MA | 027 | CMA/NEMA | MEC
|  | NO RESOURCE (3) | 48651 | TRINITY EMS-01853PV64.8QF | 0.065 | 0.065 | N/A (3) | N/A (3) | N/A (5) | MA | 017 | CMA/NEMA | MEC
|  | NO RESOURCE (3) | 48659 | MILTON PV N3084 | 0.75 | 0.75 | N/A (3) | N/A (3) | N/A (5) | NH | 017 | NH | PSNH
|  | NO RESOURCE (3) | 48665 | IMPERIAL DELTAH-02914PV264NM | 0.264 | 0.264 | N/A (3) | N/A (3) | N/A (5) | RI | 007 | RI | NEC
|  | NO RESOURCE (3) | 48672 | THEDODGECO-01821PV172NM | 0.172 | 0.172 | N/A (3) | N/A (3) | N/A (5) | MA | 017 | CMA/NEMA | MEC
|  | NO RESOURCE (3) | 48674 | RES.RD.HOLDINGS-02136PV2500NM | 2.5 | 2.5 | N/A (3) | N/A (3) | N/A (5) | MA | 003 | WMA | MEC
|  | NO RESOURCE (3) | 48675 | HARBOR SOLAR LLC-02324PV989NM | 0.989 | 0.989 | N/A (3) | N/A (3) | N/A (5) | MA | 023 | SEMA | MEC
|  | NO RESOURCE (3) | 48676 | HARBOR SOLAR 2-02324PV1978NM | 1.978 | 1.978 | N/A (3) | N/A (3) | N/A (5) | MA | 023 | SEMA | MEC
|  | NO RESOURCE (3) | 48694 | MERCURY (198)-01543PV2000NM | 2 | 2 | N/A (3) | N/A (3) | N/A (5) | MA | 027 | WMA | MEC
|  | NO RESOURCE (3) | 48697 | MCI TELECOM-01507PV772.8QF | 0.772 | 0.772 | N/A (3) | N/A (3) | N/A (5) | MA | 027 | WMA | MEC
|  | NO RESOURCE (3) | 48698 | STORZ 2101B-01507PV2000NM | 2 | 2 | N/A (3) | N/A (3) | N/A (5) | MA | 027 | WMA | MEC
|  | NO RESOURCE (3) | 48713 | STORZ 2101A-01507PV2000NM | 2 | 2 | N/A (3) | N/A (3) | N/A (5) | MA | 027 | WMA | MEC
|  | NO RESOURCE (3) | 48718 | BRODIE MT RD-01237PV2000NM | 2 | 2 | N/A (3) | N/A (3) | N/A (5) | MA | 003 | WMA | MEC
|  | NO RESOURCE (3) | 48719 | HOUSATONIC-WARE-01092PV960NM | 0.96 | 0.96 | N/A (3) | N/A (3) | N/A (5) | MA | 027 | WMA | MEC
|  | NO RESOURCE (3) | 48720 | WESTBROOKFIELD-01585PV1400NM | 1.4 | 1.4 | N/A (3) | N/A (3) | N/A (5) | MA | 027 | WMA | MEC
|  | NO RESOURCE (3) | 48721 | HOUSATONIC SPRING-01092PV952NM | 0.952 | 0.952 | N/A (3) | N/A (3) | N/A (5) | MA | 027 | WMA | MEC
|  | NO RESOURCE (3) | 48722 | BURTON VILLAGE-01452PV96QF | 0.096 | 0.096 | N/A (3) | N/A (3) | N/A (5) | MA | 027 | CMA/NEMA | MEC
|  | NO RESOURCE (3) | 48723 | INDEPENDENCE2575-02072PV1725NM | 1.725 | 1.725 | N/A (3) | N/A (3) | N/A (5) | MA | 021 | SEMA | MEC
|  | NO RESOURCE (3) | 48724 | CASCO BAY ENERGY STORAGE | 16.2 | 16.2 | N/A (3) | N/A (3) | N/A (5) | ME | 005 | SME | FPLP-I
|  | NO RESOURCE (3) | 48741 | CECSOLAR#1050-01569PV950NM | 0.95 | 0.95 | N/A (3) | N/A (3) | N/A (5) | MA | 027 | RI | MEC
|  | NO RESOURCE (3) | 48742 | HOUSATONIC 1734-01236PV2100NM | 2.1 | 2.1 | N/A (3) | N/A (3) | N/A (5) | MA | 003 | WMA | MEC
|  | NO RESOURCE (3) | 48743 | ECASOLAR39TOZERRD-01915PV840NM | 0.84 | 0.84 | N/A (3) | N/A (3) | N/A (5) | MA | 009 | BOSTON | MEC
|  | NO RESOURCE (3) | 48747 | BRAUNSEXPRESS-01747PV164NM | 0.164 | 0.164 | N/A (3) | N/A (3) | N/A (5) | MA | 027 | RI | MEC
|  | NO RESOURCE (3) | 48748 | RANDOLPH&BALDWIN-01432PV79.2NM | 0.079 | 0.079 | N/A (3) | N/A (3) | N/A (5) | MA | 017 | CMA/NEMA | MEC
|  | NO RESOURCE (3) | 48749 | ARSENAULT2103-01585PV800NM | 0.8 | 0.8 | N/A (3) | N/A (3) | N/A (5) | MA | 027 | WMA | MEC
|  | NO RESOURCE (3) | 48750 | BLUEWAVE 8861-01540PV1500NM | 1.5 | 1.5 | N/A (3) | N/A (3) | N/A (5) | MA | 027 | WMA | MEC
|  | NO RESOURCE (3) | 48751 | BLUEWAVE5149-02766PV750NM | 0.75 | 0.75 | N/A (3) | N/A (3) | N/A (5) | MA | 005 | SEMA | MEC
|  | NO RESOURCE (3) | 48752 | BLUEWAVE 5161-02766PV750NM | 0.75 | 0.75 | N/A (3) | N/A (3) | N/A (5) | MA | 005 | SEMA | MEC
|  | NO RESOURCE (3) | 48753 | CEREBRAL PALSY-02072PV112QF | 0.112 | 0.112 | N/A (3) | N/A (3) | N/A (5) | MA | 021 | SEMA | MEC
|  | NO RESOURCE (3) | 48756 | QUINCYSCHOOLS4785-02169PV135NM | 0.135 | 0.135 | N/A (3) | N/A (3) | N/A (5) | MA | 021 | SEMA | MEC
|  | NO RESOURCE (3) | 48757 | SAFEHARBOROTIS-01581PV741NM | 0.741 | 0.741 | N/A (3) | N/A (3) | N/A (5) | MA | 027 | CMA/NEMA | MEC
|  | NO RESOURCE (3) | 48758 | CEDEV.MEETINGST-02905PV75NM | 0.075 | 0.075 | N/A (3) | N/A (3) | N/A (5) | RI | 007 | RI | NEC
|  | NO RESOURCE (3) | 48764 | QUINCYPALMERST-02169PV120NM | 0.12 | 0.12 | N/A (3) | N/A (3) | N/A (5) | MA | 021 | SEMA | MEC
|  | NO RESOURCE (3) | 48765 | QUINCYQPSOFFICE-02169PV96NM | 0.096 | 0.096 | N/A (3) | N/A (3) | N/A (5) | MA | 021 | SEMA | MEC
|  | NO RESOURCE (3) | 48766 | CECSOLAR#1045-01569PV728NM | 0.728 | 0.728 | N/A (3) | N/A (3) | N/A (5) | MA | 027 | RI | MEC
|  | NO RESOURCE (3) | 48767 | 510PVDEVNASHUARD-01463PV990NM | 0.99 | 0.99 | N/A (3) | N/A (3) | N/A (5) | MA | 017 | CMA/NEMA | MEC
|  | NO RESOURCE (3) | 48768 | QUINCY_BILLINGS-02171PV63NM | 0.063 | 0.063 | N/A (3) | N/A (3) | N/A (5) | MA | 021 | SEMA | MEC
|  | NO RESOURCE (3) | 48778 | CECSOLAR#1051-01569PV450NM | 0.45 | 0.45 | N/A (3) | N/A (3) | N/A (5) | MA | 027 | RI | MEC
|  | NO RESOURCE (3) | 48787 | KNIGHT FARM-02828PV70NM | 0.07 | 0.07 | N/A (3) | N/A (3) | N/A (5) | RI | 007 | RI | NEC
|  | NO RESOURCE (3) | 48788 | HOWLANDASS.-02865PV136NM | 0.136 | 0.136 | N/A (3) | N/A (3) | N/A (5) | RI | 007 | RI | NEC
|  | NO RESOURCE (3) | 48801 | BELLAENERGY5140-02715PV499NM | 0.499 | 0.499 | N/A (3) | N/A (3) | N/A (5) | MA | 005 | SEMA | MEC
|  | NO RESOURCE (3) | 48810 | 510PVDEV.ELLIS RD-01473PV480NM | 0.48 | 0.48 | N/A (3) | N/A (3) | N/A (5) | MA | 027 | WMA | MEC
|  | NO RESOURCE (3) | 48811 | ALVES238E.MAINRD-02842PV86.4NM | 0.086 | 0.086 | N/A (3) | N/A (3) | N/A (5) | RI | 005 | RI | NEC
|  | NO RESOURCE (3) | 48812 | PRINTGUARD-01527PV100NM | 0.1 | 0.1 | N/A (3) | N/A (3) | N/A (5) | MA | 027 | CMA/NEMA | MEC
|  | NO RESOURCE (3) | 48813 | WINDSORWOOD-02148PV140NM | 0.14 | 0.14 | N/A (3) | N/A (3) | N/A (5) | MA | 017 | BOSTON | MEC
|  | NO RESOURCE (3) | 48814 | PALMERFOUNDRY-01069PV252NM | 0.252 | 0.252 | N/A (3) | N/A (3) | N/A (5) | MA | 013 | WMA | MEC
|  | NO RESOURCE (3) | 48815 | NEXTSUNWALKERRD-01464PV2000NM | 2 | 2 | N/A (3) | N/A (3) | N/A (5) | MA | 017 | CMA/NEMA | MEC
|  | NO RESOURCE (3) | 48816 | 510PVDEVBARRE-01005PV480NM | 0.48 | 0.48 | N/A (3) | N/A (3) | N/A (5) | MA | 027 | WMA | MEC
|  | NO RESOURCE (3) | 48817 | TARGET#T2430-02886PV112NM | 0.112 | 0.112 | N/A (3) | N/A (3) | N/A (5) | RI | 003 | RI | NEC
|  | NO RESOURCE (3) | 48818 | 510PV_NBROOKFIELD-01535PV480NM | 0.48 | 0.48 | N/A (3) | N/A (3) | N/A (5) | MA | 027 | WMA | MEC
|  | NO RESOURCE (3) | 48819 | BLUEWAVE7629-02766PV500NM | 0.75 | 0.75 | N/A (3) | N/A (3) | N/A (5) | MA | 005 | SEMA | MEC
|  | NO RESOURCE (3) | 48820 | WNEWBURYMAINSTLLC-01985PV354NM | 0.354 | 0.354 | N/A (3) | N/A (3) | N/A (5) | MA | 009 | BOSTON | MEC
|  | NO RESOURCE (3) | 48821 | EJRREALESTATE-01752PV300NM | 0.3 | 0.3 | N/A (3) | N/A (3) | N/A (5) | MA | 017 | CMA/NEMA | MEC
|  | NO RESOURCE (3) | 48823 | LONG SUB.3685-01570PV140NM | 0.14 | 0.14 | N/A (3) | N/A (3) | N/A (5) | MA | 027 | WMA | MEC
|  | NO RESOURCE (3) | 48824 | KJA PROPERTIES-02842PV63NM | 0.063 | 0.063 | N/A (3) | N/A (3) | N/A (5) | RI | 005 | SEMA | NEC
|  | NO RESOURCE (3) | 48825 | MOTOMANCHESTER-02035PV255NM | 0.255 | 0.255 | N/A (3) | N/A (3) | N/A (5) | MA | 021 | RI | MEC
|  | NO RESOURCE (3) | 48826 | BROOKFIELDWIRECO-01585PV1414NM | 1.414 | 1.414 | N/A (3) | N/A (3) | N/A (5) | MA | 027 | WMA | MEC
|  | NO RESOURCE (3) | 48827 | UNIONSQUARERLTY-01453PV260NM | 0.26 | 0.26 | N/A (3) | N/A (3) | N/A (5) | MA | 027 | CMA/NEMA | MEC
|  | NO RESOURCE (3) | 48828 | WINNSOLARWATERST-01604PV75.6NM | 0.076 | 0.076 | N/A (3) | N/A (3) | N/A (5) | MA | 027 | CMA/NEMA | MEC
|  | NO RESOURCE (3) | 48840 | JPSULLIVAN-01434PV230NM | 0.23 | 0.23 | N/A (3) | N/A (3) | N/A (5) | MA | 017 | CMA/NEMA | MEC
|  | NO RESOURCE (3) | 48841 | EXTRASPACEMAN.INC-01862PV76NM | 0.076 | 0.076 | N/A (3) | N/A (3) | N/A (5) | MA | 017 | CMA/NEMA | MEC
|  | NO RESOURCE (3) | 48847 | EXTRASPACEBROCKTON-02301PV92NM | 0.092 | 0.092 | N/A (3) | N/A (3) | N/A (5) | MA | 023 | SEMA | MEC
|  | NO RESOURCE (3) | 48848 | DANAWALLSUPPLY-01879PV68.4NM | 0.068 | 0.068 | N/A (3) | N/A (3) | N/A (5) | MA | 017 | CMA/NEMA | MEC
|  | NO RESOURCE (3) | 48849 | RUTLANDPLAZALLC-01543PV70NM | 0.07 | 0.07 | N/A (3) | N/A (3) | N/A (5) | MA | 027 | WMA | MEC
|  | NO RESOURCE (3) | 48850 | AIRTIGHTHOLDERS-01257PV250NM | 0.25 | 0.25 | N/A (3) | N/A (3) | N/A (5) | MA | 003 | WMA | MEC
|  | NO RESOURCE (3) | 48856 | JIMARYLANDTRUST-01930PV108NM | 0.108 | 0.108 | N/A (3) | N/A (3) | N/A (5) | MA | 009 | BOSTON | MEC
|  | NO RESOURCE (3) | 48857 | E.CALIGARI&SONS-01240PV112NM | 0.112 | 0.112 | N/A (3) | N/A (3) | N/A (5) | MA | 003 | WMA | MEC
|  | NO RESOURCE (3) | 48858 | 530MAINSTR.E.LLC-01510PV183NM | 0.183 | 0.183 | N/A (3) | N/A (3) | N/A (5) | MA | 027 | CMA/NEMA | MEC
|  | NO RESOURCE (3) | 48859 | BROOKFIELDWASTE-01506PV333NM | 0.333 | 0.333 | N/A (3) | N/A (3) | N/A (5) | MA | 027 | WMA | MEC
|  | NO RESOURCE (3) | 48860 | DUVAL'SPHARMACY-02382PV70NM | 0.07 | 0.07 | N/A (3) | N/A (3) | N/A (5) | MA | 023 | SEMA | MEC
|  | NO RESOURCE (3) | 48861 | WILLIAMSTOWNYOUTH-01267PV80NM | 0.08 | 0.08 | N/A (3) | N/A (3) | N/A (5) | MA | 003 | WMA | MEC
|  | NO RESOURCE (3) | 48862 | R.E.DEV.WILBRAHAM-01095PV750NM | 0.75 | 0.75 | N/A (3) | N/A (3) | N/A (5) | MA | 013 | WMA | MEC
|  | NO RESOURCE (3) | 48863 | WESTBOROTENNIS-01510PV486QF | 0.486 | 0.486 | N/A (3) | N/A (3) | N/A (5) | MA | 027 | CMA/NEMA | MEC
|  | NO RESOURCE (3) | 48872 | PLUMBERSSUPPLY-01453PV100NM | 0.1 | 0.1 | N/A (3) | N/A (3) | N/A (5) | MA | 027 | WMA | MEC
|  | NO RESOURCE (3) | 48874 | CLARKUNIVERSITY-01610PV140NM | 0.14 | 0.14 | N/A (3) | N/A (3) | N/A (5) | MA | 027 | WMA | MEC
|  | NO RESOURCE (3) | 48879 | WAREHAM_MA1_LLC_ID1972361 | 2 | 2 | N/A (3) | N/A (3) | N/A (5) | MA | 023 | SEMA | NSTAR
|  | NO RESOURCE (3) | 48880 | TOWN_OF_MASHPEE_ID2049 | 1.5 | 1.5 | N/A (3) | N/A (3) | N/A (5) | MA | 001 | SEMA | NSTAR
|  | NO RESOURCE (3) | 48881 | CITY_OF_NEWBEDFORD_ID1939 | 1.5 | 1.5 | N/A (3) | N/A (3) | N/A (5) | MA | 005 | SEMA | NSTAR
|  | NO RESOURCE (3) | 48883 | TOWN_OF_DENNIS_ID1712 | 2.5 | 2.5 | N/A (3) | N/A (3) | N/A (5) | MA | 001 | SEMA | NSTAR
|  | NO RESOURCE (3) | 48885 | UMASS_DARTMOUTH_ID1849 | 4.5 | 4.5 | N/A (3) | N/A (3) | N/A (5) | MA | 005 | SEMA | NSTAR
|  | NO RESOURCE (3) | 48886 | TOWN_OF_SANDWICH_ID2043 | 3.5 | 3.5 | N/A (3) | N/A (3) | N/A (5) | MA | 001 | SEMA | NSTAR
|  | NO RESOURCE (3) | 48887 | PLYMOUTH_PUB_SCHS_ID1895 | 2.9 | 2.9 | N/A (3) | N/A (3) | N/A (5) | MA | 005 | SEMA | NSTAR
|  | NO RESOURCE (3) | 48888 | TOWN_OF_DENNIS_ID2115 | 2.5 | 2.5 | N/A (3) | N/A (3) | N/A (5) | MA | 001 | SEMA | NSTAR
|  | NO RESOURCE (3) | 48895 | COSTAPROPMGMTLLC-02724PV150NM | 0.15 | 0.15 | N/A (3) | N/A (3) | N/A (5) | MA | 005 | SEMA | MEC
|  | NO RESOURCE (3) | 48896 | SHAHEENBROSLLC-01913PV300NM | 0.3 | 0.3 | N/A (3) | N/A (3) | N/A (5) | MA | 009 | BOSTON | MEC
|  | NO RESOURCE (3) | 48913 | VALLEYST.MILL-02909PV98NM | 0.098 | 0.098 | N/A (3) | N/A (3) | N/A (5) | RI | 007 | RI | NEC
|  | NO RESOURCE (3) | 48914 | DRACUTHOUS.AUTH-01507PV1980NM | 1.98 | 1.98 | N/A (3) | N/A (3) | N/A (5) | MA | 027 | WMA | MEC
|  | NO RESOURCE (3) | 48916 | BEVOVATIONSLLC-01453PV252NM | 0.252 | 0.252 | N/A (3) | N/A (3) | N/A (5) | MA | 027 | WMA | MEC
|  | NO RESOURCE (3) | 48949 | 77LEICESTERLLC-01540PV100NM | 0.1 | 0.1 | N/A (3) | N/A (3) | N/A (5) | MA | 027 | WMA | MEC
|  | NO RESOURCE (3) | 48955 | PATEL-REALTY-02721PV72NM | 0.072 | 0.072 | N/A (3) | N/A (3) | N/A (5) | MA | 005 | SEMA | MEC
|  | NO RESOURCE (3) | 48963 | BROOKSSTDEV-01606PV476NM | 0.476 | 0.476 | N/A (3) | N/A (3) | N/A (5) | MA | 027 | CMA/NEMA | MEC
|  | NO RESOURCE (3) | 49000 | AQUILACURTISHILL-01507PV1980NM | 1.98 | 1.98 | N/A (3) | N/A (3) | N/A (5) | MA | 027 | WMA | MEC
|  | NO RESOURCE (3) | 49001 | NEXAMPFACTORYST-02893PV384NM | 0.384 | 0.384 | N/A (3) | N/A (3) | N/A (5) | RI | 003 | RI | NEC
|  | NO RESOURCE (3) | 49002 | SOMERSETELEM.-02726PV270NM | 0.27 | 0.27 | N/A (3) | N/A (3) | N/A (5) | MA | 005 | SEMA | MEC
|  | NO RESOURCE (3) | 49003 | APE.VINEYARDRD-02771PV150NM | 0.15 | 0.15 | N/A (3) | N/A (3) | N/A (5) | MA | 005 | RI | MEC
|  | NO RESOURCE (3) | 49010 | ROCHESTER PV N3365 | 0.5 | 0.5 | N/A (3) | N/A (3) | N/A (5) | NH | 017 | NH | PSNH
|  | NO RESOURCE (3) | 49017 | AMERICANATHLETIC-01082PV75NM | 0.075 | 0.075 | N/A (3) | N/A (3) | N/A (5) | MA | 015 | WMA | MEC
|  | NO RESOURCE (3) | 49031 | C.H.YATESRUBBER-02720PV972NM | 0.972 | 0.972 | N/A (3) | N/A (3) | N/A (5) | MA | 005 | SEMA | MEC
|  | NO RESOURCE (3) | 49063 | TOWN_OF_MEDWAY_ID1972386 | 4.5 | 4.5 | N/A (3) | N/A (3) | N/A (5) | MA | 023 | SEMA | NSTAR
|  | NO RESOURCE (3) | 49064 | TOWN_OF_WESTON_ID2055868 | 1.795 | 1.795 | N/A (3) | N/A (3) | N/A (5) | MA | 017 | BOSTON | NSTAR
|  | NO RESOURCE (3) | 49065 | DOVER PV N3015 | 0.267 | 0.267 | N/A (3) | N/A (3) | N/A (5) | NH | 017 | NH | PSNH
|  | NO RESOURCE (3) | 49070 | TOWN_OF_NEEDHAM_ID1989732 | 3.12 | 3.12 | N/A (3) | N/A (3) | N/A (5) | MA | 021 | BOSTON | NSTAR
|  | NO RESOURCE (3) | 49073 | CES_TIHONET_SOLAR_ID2350 | 1 | 1 | N/A (3) | N/A (3) | N/A (5) | MA | 023 | SEMA | NSTAR
|  | NO RESOURCE (3) | 49074 | WAREHAM_FIRE_DISTRICT_ID2128 | 0.583 | 0.583 | N/A (3) | N/A (3) | N/A (5) | MA | 023 | SEMA | NSTAR
|  | NO RESOURCE (3) | 49075 | TOPEKA_SOLAR1_ID2191 | 1 | 1 | N/A (3) | N/A (3) | N/A (5) | MA | 005 | SEMA | NSTAR
|  | NO RESOURCE (3) | 49076 | MASSDOT_ID1977739 | 0.5 | 0.5 | N/A (3) | N/A (3) | N/A (5) | MA | 023 | SEMA | NSTAR
|  | NO RESOURCE (3) | 49077 | IGS_SOLARLLC_ID2094068 | 0.3 | 0.3 | N/A (3) | N/A (3) | N/A (5) | MA | 001 | SEMA | NSTAR
|  | NO RESOURCE (3) | 49078 | BWC_ORIGIN_FAIRHAVEN_ID1964211 | 0.75 | 0.75 | N/A (3) | N/A (3) | N/A (5) | MA | 005 | SEMA | NSTAR
|  | NO RESOURCE (3) | 49081 | TOWN_OF_DUXBURY_ID2143 | 0.5 | 0.5 | N/A (3) | N/A (3) | N/A (5) | MA | 023 | SEMA | NSTAR
|  | NO RESOURCE (3) | 49082 | GLC_ACUSHNET_ID1819 | 1 | 1 | N/A (3) | N/A (3) | N/A (5) | MA | 023 | SEMA | NSTAR
|  | NO RESOURCE (3) | 49083 | TOWN_OF_CHILMARK_ID1981127 | 0.173 | 0.173 | N/A (3) | N/A (3) | N/A (5) | MA | 007 | SEMA | NSTAR
|  | NO RESOURCE (3) | 49086 | BRALEY_ROAD_SOLAR4_ID1896 | 1 | 1 | N/A (3) | N/A (3) | N/A (5) | MA | 005 | SEMA | NSTAR
|  | NO RESOURCE (3) | 49087 | SIPPICAN_COMM_SOLAR_ID2029145 | 0.783 | 0.783 | N/A (3) | N/A (3) | N/A (5) | MA | 023 | SEMA | NSTAR
|  | NO RESOURCE (3) | 49089 | CANAM (PV) | 0.084 | 0.084 | N/A (3) | N/A (3) | N/A (5) | MA | 027 | WMA | FGE
|  | NO RESOURCE (3) | 49094 | FRIENDS_ACADEMY_ID2326 | 0.134 | 0.134 | N/A (3) | N/A (3) | N/A (5) | MA | 005 | SEMA | NSTAR
|  | NO RESOURCE (3) | 49096 | MCCARTHY_PROPERTIES_ID2077939 | 0.2 | 0.2 | N/A (3) | N/A (3) | N/A (5) | MA | 023 | SEMA | NSTAR
|  | NO RESOURCE (3) | 49097 | 815_MAIN_ST_SOLARLLC_ID2077567 | 0.13 | 0.13 | N/A (3) | N/A (3) | N/A (5) | MA | 023 | SEMA | NSTAR
|  | NO RESOURCE (3) | 49197 | SHREDKING-02343PV180NM | 0.18 | 0.18 | N/A (3) | N/A (3) | N/A (5) | MA | 021 | SEMA | MEC
|  | NO RESOURCE (3) | 49198 | HOLYNAMESCHOOL-02720PV144NM | 0.144 | 0.144 | N/A (3) | N/A (3) | N/A (5) | MA | 005 | SEMA | MEC
|  | NO RESOURCE (3) | 49202 | WORC.ROOSEVELT-01604PV100NM | 0.1 | 0.1 | N/A (3) | N/A (3) | N/A (5) | MA | 027 | CMA/NEMA | MEC
|  | NO RESOURCE (3) | 49203 | WORC.BELMONTST-01605PV200NM | 0.2 | 0.2 | N/A (3) | N/A (3) | N/A (5) | MA | 027 | CMA/NEMA | MEC
|  | NO RESOURCE (3) | 49213 | JUDSONHOUSE-01830PV82NM | 0.082 | 0.082 | N/A (3) | N/A (3) | N/A (5) | MA | 009 | BOSTON | MEC
|  | NO RESOURCE (3) | 49214 | APE.1788GARHWY-02777PV476NM | 0.476 | 0.476 | N/A (3) | N/A (3) | N/A (5) | MA | 005 | RI | MEC
|  | NO RESOURCE (3) | 49215 | REINGOLD SCHOOL (PV) | 0.195 | 0.195 | N/A (3) | N/A (3) | N/A (5) | MA | 027 | WMA | FGE
|  | NO RESOURCE (3) | 49216 | MISCOHILLELEM-01756PV386NM | 0.386 | 0.386 | N/A (3) | N/A (3) | N/A (5) | MA | 027 | RI | MEC
|  | NO RESOURCE (3) | 49217 | NOHOARTSTRUST-01060PV176NM | 0.176 | 0.176 | N/A (3) | N/A (3) | N/A (5) | MA | 015 | WMA | MEC
|  | NO RESOURCE (3) | 49240 | QUINCYCODDINGTON-02169PV183NM | 0.183 | 0.183 | N/A (3) | N/A (3) | N/A (5) | MA | 021 | SEMA | MEC
|  | NO RESOURCE (3) | 49242 | WORCESTERNORTHHS-01604PV101NM | 0.101 | 0.101 | N/A (3) | N/A (3) | N/A (5) | MA | 027 | CMA/NEMA | MEC
|  | NO RESOURCE (3) | 49248 | GE.TINKHAMRD-01095PV496NM | 0.496 | 0.496 | N/A (3) | N/A (3) | N/A (5) | MA | 013 | WMA | MEC
|  | NO RESOURCE (3) | 49249 | SHAFIIREALESTATE-01028PV468NM | 0.468 | 0.468 | N/A (3) | N/A (3) | N/A (5) | MA | 013 | WMA | MEC
|  | NO RESOURCE (3) | 49250 | ORANGEINNOVATION-01364PV80NM | 0.08 | 0.08 | N/A (3) | N/A (3) | N/A (5) | MA | 011 | WMA | MEC
|  | NO RESOURCE (3) | 49251 | SUTTONSOLARLLC-01590PV1950NM | 1.95 | 1.95 | N/A (3) | N/A (3) | N/A (5) | MA | 027 | RI | MEC
|  | NO RESOURCE (3) | 49252 | BUXTONRDSOLARLLC-01569PV1000NM | 1 | 1 | N/A (3) | N/A (3) | N/A (5) | MA | 027 | RI | MEC
|  | NO RESOURCE (3) | 49253 | VIRGINIOSARDINIA-01757PV270QF | 0.27 | 0.27 | N/A (3) | N/A (3) | N/A (5) | MA | 027 | RI | MEC
|  | NO RESOURCE (3) | 49255 | CONWELLSEMINARY-01982PV187QF | 0.187 | 0.187 | N/A (3) | N/A (3) | N/A (5) | MA | 009 | BOSTON | MEC
|  | NO RESOURCE (3) | 49260 | USFLUIDS-01028PV110QF | 0.11 | 0.11 | N/A (3) | N/A (3) | N/A (5) | MA | 013 | WMA | MEC
|  | NO RESOURCE (3) | 49276 | ROCKY'SELONGMEADOW-01028PV86QF | 0.086 | 0.086 | N/A (3) | N/A (3) | N/A (5) | MA | 013 | WMA | MEC
|  | NO RESOURCE (3) | 49277 | KEARSARGE188EAST-01033PV450NM | 0.45 | 0.45 | N/A (3) | N/A (3) | N/A (5) | MA | 015 | WMA | MEC
|  | NO RESOURCE (3) | 49278 | KEARSARGE190EAST-01033PV450NM | 0.45 | 0.45 | N/A (3) | N/A (3) | N/A (5) | MA | 015 | WMA | MEC
|  | NO RESOURCE (3) | 49279 | PEGASUSSOLAR-01752PV300NM | 0.3 | 0.3 | N/A (3) | N/A (3) | N/A (5) | MA | 017 | CMA/NEMA | MEC
|  | NO RESOURCE (3) | 49280 | KEARSARGE229REAST-01033PV450NM | 0.45 | 0.45 | N/A (3) | N/A (3) | N/A (5) | MA | 015 | WMA | MEC
|  | NO RESOURCE (3) | 49282 | KEARSARGE914WEST-01056PV450NM | 0.45 | 0.45 | N/A (3) | N/A (3) | N/A (5) | MA | 013 | WMA | MEC
|  | NO RESOURCE (3) | 49283 | KEARSARGE220REAST-01033PV450NM | 0.45 | 0.45 | N/A (3) | N/A (3) | N/A (5) | MA | 015 | WMA | MEC
|  | NO RESOURCE (3) | 49288 | BLUEWAVEWEBSTER-01570PV1380NM | 1.38 | 1.38 | N/A (3) | N/A (3) | N/A (5) | MA | 027 | WMA | MEC
|  | NO RESOURCE (3) | 49289 | FUREYROOFINGCO-02888PV29NM | 0.029 | 0.029 | N/A (3) | N/A (3) | N/A (5) | RI | 003 | RI | NEC
|  | NO RESOURCE (3) | 49290 | CRISSEYFARMS-01230PV113NM | 0.113 | 0.113 | N/A (3) | N/A (3) | N/A (5) | MA | 003 | WMA | MEC
|  | NO RESOURCE (3) | 49291 | NANTUCKETICE-02554PV284NM | 0.284 | 0.284 | N/A (3) | N/A (3) | N/A (5) | MA | 019 | SEMA | MEC
|  | NO RESOURCE (3) | 49292 | NATCOPRODUCTS-02893PV375NM | 0.375 | 0.375 | N/A (3) | N/A (3) | N/A (5) | RI | 003 | RI | NEC
|  | NO RESOURCE (3) | 49306 | SAFEHARBORSOLAR-01581PV886NM | 0.886 | 0.886 | N/A (3) | N/A (3) | N/A (5) | MA | 027 | CMA/NEMA | MEC
|  | NO RESOURCE (3) | 49324 | PITTSFIELD SOLAR | 9.9 | 9.9 | N/A (3) | N/A (3) | N/A (5) | ME | 025 | ME | CIAN
|  | NO RESOURCE (3) | 49327 | NANTUCKETPAVERS-02771PV240NM | 0.24 | 0.24 | N/A (3) | N/A (3) | N/A (5) | MA | 005 | RI | MEC
|  | NO RESOURCE (3) | 49328 | MILLREALTYTRUST-02370PV86QF | 0.086 | 0.086 | N/A (3) | N/A (3) | N/A (5) | MA | 023 | SEMA | MEC
|  | NO RESOURCE (3) | 49331 | SHALOMHOUSING-02886WT100NM | 0.1 | 0.1 | N/A (3) | N/A (3) | N/A (5) | RI | 003 | RI | NEC
|  | NO RESOURCE (3) | 49335 | WESTBOROWWTP-01581PV660NM | 0.66 | 0.66 | N/A (3) | N/A (3) | N/A (5) | MA | 027 | CMA/NEMA | MEC
|  | NO RESOURCE (3) | 49354 | SEAVIEWINNLLC-02842PV180NM | 0.18 | 0.18 | N/A (3) | N/A (3) | N/A (5) | RI | 005 | SEMA | NEC
|  | NO RESOURCE (3) | 49359 | MILFORDGERIATRIC-01757PV225QF | 0.225 | 0.225 | N/A (3) | N/A (3) | N/A (5) | MA | 027 | RI | MEC
|  | NO RESOURCE (3) | 49360 | TYNGS.LANDFILL#2-01879PV900NM | 0.9 | 0.9 | N/A (3) | N/A (3) | N/A (5) | MA | 017 | CMA/NEMA | MEC
|  | NO RESOURCE (3) | 49361 | CROMWELLVENTURES-02907PV69NM | 0.069 | 0.069 | N/A (3) | N/A (3) | N/A (5) | RI | 007 | RI | NEC
|  | NO RESOURCE (3) | 49366 | RUTLANDSOLAR-01543PV990NM | 0.99 | 0.99 | N/A (3) | N/A (3) | N/A (5) | MA | 027 | WMA | MEC
|  | NO RESOURCE (3) | 49369 | PLYMOUTHREALTY-02333PV143NM | 0.143 | 0.143 | N/A (3) | N/A (3) | N/A (5) | MA | 023 | SEMA | MEC
|  | NO RESOURCE (3) | 49370 | 90 WOODS HILL RD. POMFRET CT | 20 | 20 | N/A (3) | N/A (3) | N/A (5) | CT | 015 | CT | WHSI
|  | NO RESOURCE (3) | 49371 | ECASOLARAFF.INT.-01453PV2800QF | 2.8 | 2.8 | N/A (3) | N/A (3) | N/A (5) | MA | 027 | CMA/NEMA | MEC
|  | NO RESOURCE (3) | 49374 | BLUEWAVE CAPITAL-01069PV3800NM | 3.8 | 3.8 | N/A (3) | N/A (3) | N/A (5) | MA | 013 | WMA | MEC
|  | NO RESOURCE (3) | 49376 | SYNC.STILLRIVER-01740PV1980NM | 1.98 | 1.98 | N/A (3) | N/A (3) | N/A (5) | MA | 027 | CMA/NEMA | MEC
|  | NO RESOURCE (3) | 49383 | EASTONHS-02356PV370NM | 0.37 | 0.37 | N/A (3) | N/A (3) | N/A (5) | MA | 005 | SEMA | MEC
|  | NO RESOURCE (3) | 49393 | IBCCORPORATION-02375PV240QF | 0.24 | 0.24 | N/A (3) | N/A (3) | N/A (5) | MA | 005 | SEMA | MEC
|  | NO RESOURCE (3) | 49394 | STRAFELLOINC-02322PV266NM | 0.266 | 0.266 | N/A (3) | N/A (3) | N/A (5) | MA | 021 | SEMA | MEC
|  | NO RESOURCE (3) | 49396 | ELITEENVELOPE-02368PV105NM | 0.105 | 0.105 | N/A (3) | N/A (3) | N/A (5) | MA | 021 | SEMA | MEC
|  | NO RESOURCE (3) | 49397 | NEXTSUNSHIRLEY-01464PV920NM | 0.92 | 0.92 | N/A (3) | N/A (3) | N/A (5) | MA | 017 | CMA/NEMA | MEC
|  | NO RESOURCE (3) | 49398 | MADBURY PV N5466 | 0.222 | 0.222 | N/A (3) | N/A (3) | N/A (5) | NH | 017 | NH | PSNH
|  | NO RESOURCE (3) | 49399 | PORTSMOUTH PV N5465A | 0.108 | 0.108 | N/A (3) | N/A (3) | N/A (5) | NH | 015 | NH | PSNH
|  | NO RESOURCE (3) | 49400 | PORTSMOUTH PV N5465 | 0.144 | 0.144 | N/A (3) | N/A (3) | N/A (5) | NH | 015 | NH | PSNH
|  | NO RESOURCE (3) | 49401 | ROCHESTER PV N5486 | 0.2 | 0.2 | N/A (3) | N/A (3) | N/A (5) | NH | 017 | NH | PSNH
|  | NO RESOURCE (3) | 49402 | NASHUA PV N5606 | 0.833 | 0.833 | N/A (3) | N/A (3) | N/A (5) | NH | 011 | VT | PSNH
|  | NO RESOURCE (3) | 49404 | PKPROPERTIES-02914PV120NM | 0.12 | 0.12 | N/A (3) | N/A (3) | N/A (5) | RI | 007 | RI | NEC
|  | NO RESOURCE (3) | 49405 | SFP&L HYDRO | 0.189 | 0.189 | N/A (3) | N/A (3) | N/A (5) | NH | 017 | NH | PSNH
|  | NO RESOURCE (3) | 49408 | CAVALLO-INC.-01069PV499NM | 0.499 | 0.499 | N/A (3) | N/A (3) | N/A (5) | MA | 013 | WMA | MEC
|  | NO RESOURCE (3) | 49409 | GMHMIL.HOUSING-02842PV612NM | 0.612 | 0.612 | N/A (3) | N/A (3) | N/A (5) | RI | 005 | SEMA | NEC
|  | NO RESOURCE (3) | 49411 | NBC COV WIND | 4.5 | 4.5 | N/A (3) | N/A (3) | N/A (5) | RI | 003 | RI | GRDV
|  | NO RESOURCE (3) | 49412 | W WARWICK COV WIND | 4.5 | 4.5 | N/A (3) | N/A (3) | N/A (5) | RI | 003 | RI | GRDV
|  | NO RESOURCE (3) | 49413 | WED COV WIND | 6 | 6 | N/A (3) | N/A (3) | N/A (5) | RI | 003 | RI | GRDV
|  | NO RESOURCE (3) | 49414 | LUCY'SHEARTH-02842PV29NM | 0.029 | 0.029 | N/A (3) | N/A (3) | N/A (5) | RI | 005 | SEMA | NEC
|  | NO RESOURCE (3) | 49427 | ANWELT APTS PV | 0.185 | 0.185 | N/A (3) | N/A (3) | N/A (5) | MA | 027 | WMA | FGE
|  | NO RESOURCE (3) | 49428 | REM.PUBLICATION-01028PV73QF | 0.073 | 0.073 | N/A (3) | N/A (3) | N/A (5) | MA | 013 | WMA | MEC
|  | NO RESOURCE (3) | 49429 | HORIZONBEVERAGE-02766PV952NM | 0.952 | 0.952 | N/A (3) | N/A (3) | N/A (5) | MA | 005 | RI | MEC
|  | NO RESOURCE (3) | 49430 | HOWE LUMBER CO-01515PV76NM | 0.076 | 0.076 | N/A (3) | N/A (3) | N/A (5) | MA | 027 | WMA | MEC
|  | NO RESOURCE (3) | 49431 | STONYHILLSOLAR-01036PV499NM | 0.499 | 0.499 | N/A (3) | N/A (3) | N/A (5) | MA | 013 | WMA | MEC
|  | NO RESOURCE (3) | 49511 | KEARSARGENORWELL-02061PV419NM | 0.419 | 0.419 | N/A (3) | N/A (3) | N/A (5) | MA | 023 | RI | MEC
|  | NO RESOURCE (3) | 49512 | SCHNEIDERELECF-01801PV143QF | 0.143 | 0.143 | N/A (3) | N/A (3) | N/A (5) | MA | 017 | CMA/NEMA | MEC
|  | NO RESOURCE (3) | 49513 | SCHNEIDERELECA&B-01810PV161QF | 0.161 | 0.161 | N/A (3) | N/A (3) | N/A (5) | MA | 017 | CMA/NEMA | MEC
|  | NO RESOURCE (3) | 49588 | 510PVDEVHARDWICK-01037PV480NM | 0.48 | 0.48 | N/A (3) | N/A (3) | N/A (5) | MA | 027 | WMA | MEC
|  | NO RESOURCE (3) | 49636 | 510PVHARDWICK#2-01037PV480NM | 0.48 | 0.48 | N/A (3) | N/A (3) | N/A (5) | MA | 027 | WMA | MEC
|  | NO RESOURCE (3) | 49637 | EQUITYINDUSTRIAL-02301PV998NM | 0.998 | 0.998 | N/A (3) | N/A (3) | N/A (5) | MA | 023 | SEMA | MEC
|  | NO RESOURCE (3) | 49638 | GSEGENEVAFURN.-02322PV446NM | 0.446 | 0.446 | N/A (3) | N/A (3) | N/A (5) | MA | 021 | SEMA | MEC
|  | NO RESOURCE (3) | 49641 | KEARSARGESATHOL-01331PV455NM | 0.455 | 0.455 | N/A (3) | N/A (3) | N/A (5) | MA | 027 | WMA | MEC
|  | NO RESOURCE (3) | 49668 | IRONHORSESOLAR-01862PV2850NM | 2.85 | 2.85 | N/A (3) | N/A (3) | N/A (5) | MA | 017 | CMA/NEMA | MEC
|  | NO RESOURCE (3) | 49669 | OUTLANDRENEWABLE-01562PV3000NM | 3 | 3 | N/A (3) | N/A (3) | N/A (5) | MA | 027 | WMA | MEC
|  | NO RESOURCE (3) | 49670 | UNIVERSALFOREST-01007PV144QF | 0.144 | 0.144 | N/A (3) | N/A (3) | N/A (5) | MA | 015 | WMA | MEC
|  | NO RESOURCE (3) | 49672 | NEWBRAINTREESOLAR-01531PV499NM | 0.499 | 0.499 | N/A (3) | N/A (3) | N/A (5) | MA | 027 | WMA | MEC
|  | NO RESOURCE (3) | 49687 | OSGOODSOLAR-01854PV4770NM | 4.77 | 4.77 | N/A (3) | N/A (3) | N/A (5) | MA | 009 | BOSTON | MEC
|  | NO RESOURCE (3) | 49688 | HORIZONMUSIC-01453PV360NM | 0.36 | 0.36 | N/A (3) | N/A (3) | N/A (5) | MA | 027 | WMA | MEC
|  | NO RESOURCE (3) | 49689 | PELHAMAVEREALTY-01844PV120QF | 0.12 | 0.12 | N/A (3) | N/A (3) | N/A (5) | MA | 009 | BOSTON | MEC
|  | NO RESOURCE (3) | 49693 | LOWER VILLAGE | 1.4 | 1.4 | N/A (3) | N/A (3) | Historic Capability | NH | 019 | NH | GMP
|  | NO RESOURCE (3) | 49695 | 225 INDUSTRIAL RD SOLAR | 0.488 | 0.488 | N/A (3) | N/A (3) | N/A (5) | MA | 027 | WMA | FGE
|  | NO RESOURCE (3) | 49762 | NORTONDEV.INC-02766PV1000NM | 1 | 1 | N/A (3) | N/A (3) | N/A (5) | MA | 005 | RI | MEC
|  | NO RESOURCE (3) | 49763 | E.L.HARVEY&SONS-01581PV850NM | 0.85 | 0.85 | N/A (3) | N/A (3) | N/A (5) | MA | 027 | CMA/NEMA | MEC
|  | NO RESOURCE (3) | 49767 | 510PVDEVWARREN-01083PV990NM | 0.99 | 0.99 | N/A (3) | N/A (3) | N/A (5) | MA | 027 | WMA | MEC
|  | NO RESOURCE (3) | 49768 | AQUIDNECKCUSTOM-02809PV28NM | 0.028 | 0.028 | N/A (3) | N/A (3) | N/A (5) | RI | 001 | RI | NEC
|  | NO RESOURCE (3) | 49769 | 123FELTONLLC-01752PV396NM | 0.396 | 0.396 | N/A (3) | N/A (3) | N/A (5) | MA | 017 | CMA/NEMA | MEC
|  | NO RESOURCE (3) | 49770 | NEISOLARLLCUPTON-01568PV300NM | 0.3 | 0.3 | N/A (3) | N/A (3) | N/A (5) | MA | 027 | RI | MEC
|  | NO RESOURCE (3) | 49771 | BAYNESELECTRIC-02301PV112NM | 0.112 | 0.112 | N/A (3) | N/A (3) | N/A (5) | MA | 023 | SEMA | MEC
|  | NO RESOURCE (3) | 49787 | CLOVERLEAF21FDBVD-02723PV120NM | 0.12 | 0.12 | N/A (3) | N/A (3) | N/A (5) | MA | 005 | SEMA | MEC
|  | NO RESOURCE (3) | 49788 | 510PV232GARDNERRD-01452PV960NM | 0.96 | 0.96 | N/A (3) | N/A (3) | N/A (5) | MA | 027 | WMA | MEC
|  | NO RESOURCE (3) | 49792 | CLOVERLEAF1FDBLVD-02723PV216NM | 0.216 | 0.216 | N/A (3) | N/A (3) | N/A (5) | MA | 005 | SEMA | MEC
|  | NO RESOURCE (3) | 49793 | 510PV240GARDNERRD-01452PV960NM | 0.96 | 0.96 | N/A (3) | N/A (3) | N/A (5) | MA | 027 | WMA | MEC
|  | NO RESOURCE (3) | 49863 | STERGISALUMINUM-02703PV250QF | 0.25 | 0.25 | N/A (3) | N/A (3) | N/A (5) | MA | 005 | RI | MEC
|  | NO RESOURCE (3) | 49867 | GIDEONLLC-02189PV428NM | 0.428 | 0.428 | N/A (3) | N/A (3) | N/A (5) | MA | 021 | SEMA | MEC
|  | NO RESOURCE (3) | 49877 | FITCHBURG MIDDLE SCH (PV) | 0.262 | 0.262 | N/A (3) | N/A (3) | N/A (5) | MA | 027 | WMA | FGE
|  | NO RESOURCE (3) | 49878 | LUNENBURG HIGH SCHOOL (PV) | 0.288 | 0.288 | N/A (3) | N/A (3) | N/A (5) | MA | 027 | WMA | FGE
|  | NO RESOURCE (3) | 49894 | SULLIVANPAPER-01028PV560NM | 0.56 | 0.56 | N/A (3) | N/A (3) | N/A (5) | MA | 013 | WMA | MEC
|  | NO RESOURCE (3) | 49895 | SHIRLEYLANDFILL-01464PV1000NM | 1 | 1 | N/A (3) | N/A (3) | N/A (5) | MA | 017 | CMA/NEMA | MEC
|  | NO RESOURCE (3) | 49930 | FINEEDGETOOL-02703PV72QF | 0.072 | 0.072 | N/A (3) | N/A (3) | N/A (5) | MA | 005 | RI | MEC
|  | NO RESOURCE (3) | 49931 | KEARSARGEBELL.-02019PV3108NM | 3.108 | 3.108 | N/A (3) | N/A (3) | N/A (5) | MA | 021 | RI | MEC
|  | NO RESOURCE (3) | 49934 | CECSOLAR#1062-01364PV792NM | 0.792 | 0.792 | N/A (3) | N/A (3) | N/A (5) | MA | 011 | WMA | MEC
|  | NO RESOURCE (3) | 49935 | 510PVDEVNEWBURY-01951PV1992NM | 1.992 | 1.992 | N/A (3) | N/A (3) | N/A (5) | MA | 009 | BOSTON | MEC
|  | NO RESOURCE (3) | 49943 | BATTLESREALTYLLC-02301PV480NM | 0.48 | 0.48 | N/A (3) | N/A (3) | N/A (5) | MA | 023 | SEMA | MEC
|  | NO RESOURCE (3) | 50001 | SHEACONCRETE-01913PV80QF | 0.08 | 0.08 | N/A (3) | N/A (3) | N/A (5) | MA | 009 | BOSTON | MEC
|  | NO RESOURCE (3) | 50002 | CURRYHARDWARE-02339PV84QF | 0.084 | 0.084 | N/A (3) | N/A (3) | N/A (5) | MA | 023 | SEMA | MEC
|  | NO RESOURCE (3) | 50021 | TARGETSTORE#T1496-01581PV138NM | 0.138 | 0.138 | N/A (3) | N/A (3) | N/A (5) | MA | 027 | CMA/NEMA | MEC
|  | NO RESOURCE (3) | 50022 | TARGETSTORES#1516-01752PV366NM | 0.366 | 0.366 | N/A (3) | N/A (3) | N/A (5) | MA | 017 | CMA/NEMA | MEC
|  | NO RESOURCE (3) | 50024 | HORNERMILLWORK-02726PV1143NM | 1.143 | 1.143 | N/A (3) | N/A (3) | N/A (5) | MA | 005 | RI | MEC
|  | NO RESOURCE (3) | 50028 | MALDENCATHOLIC-02148PV432NM | 0.432 | 0.432 | N/A (3) | N/A (3) | N/A (5) | MA | 017 | BOSTON | MEC
|  | NO RESOURCE (3) | 50038 | BJSDISTCENTER800-01569PV1000NM | 1 | 1 | N/A (3) | N/A (3) | N/A (5) | MA | 027 | RI | MEC
|  | NO RESOURCE (3) | 50048 | UNICORRPACKAGING-01752PV480QF | 0.48 | 0.48 | N/A (3) | N/A (3) | N/A (5) | MA | 017 | CMA/NEMA | MEC
|  | NO RESOURCE (3) | 50052 | CECSOLAR#1052-01032PV852NM | 0.852 | 0.852 | N/A (3) | N/A (3) | N/A (5) | MA | 015 | WMA | MEC
|  | NO RESOURCE (3) | 50057 | ORBITENERGY-02919PV3200DG | 3.2 | 3.2 | N/A (3) | N/A (3) | N/A (5) | RI | 007 | RI | NEC
|  | NO RESOURCE (3) | 50058 | CECSOLAR#1058-01096PV990NM | 0.99 | 0.99 | N/A (3) | N/A (3) | N/A (5) | MA | 015 | WMA | MEC
|  | NO RESOURCE (3) | 50059 | CECSOLAR#1084-01569PV990NM | 0.99 | 0.99 | N/A (3) | N/A (3) | N/A (5) | MA | 027 | RI | MEC
|  | NO RESOURCE (3) | 50060 | QUALITYDRIVELLC-02865PV1116NM | 1.116 | 1.116 | N/A (3) | N/A (3) | N/A (5) | RI | 007 | RI | NEC
|  | NO RESOURCE (3) | 50073 | BRISTOLBUFFETLLC-02809PV46NM | 0.046 | 0.046 | N/A (3) | N/A (3) | N/A (5) | RI | 001 | RI | NEC
|  | NO RESOURCE (3) | 50077 | NRGDIGHTONLLC-02715PV3130NM | 3.13 | 3.13 | N/A (3) | N/A (3) | N/A (5) | MA | 005 | SEMA | MEC
|  | NO RESOURCE (3) | 50078 | EMBRACELOANS#25-02842PV133NM | 0.133 | 0.133 | N/A (3) | N/A (3) | N/A (5) | RI | 005 | SEMA | NEC
|  | NO RESOURCE (3) | 50087 | RGCMILLWESTBLDG36-01845PV108QF | 0.108 | 0.108 | N/A (3) | N/A (3) | N/A (5) | MA | 009 | BOSTON | MEC
|  | NO RESOURCE (3) | 50088 | RICANNONBLDG-02904PV40NM | 0.04 | 0.04 | N/A (3) | N/A (3) | N/A (5) | RI | 007 | RI | NEC
|  | NO RESOURCE (3) | 50089 | NM HUNTER PLACE APT | 0.072 | 0.072 | N/A (3) | N/A (3) | N/A (5) | MA | 013 | WMA | NSTAR
|  | NO RESOURCE (3) | 50091 | VHWBROOKFIELDLLC-01082PV4008NM | 4.008 | 4.008 | N/A (3) | N/A (3) | N/A (5) | MA | 015 | WMA | MEC
|  | NO RESOURCE (3) | 50092 | NM WILLISTON SCHOOL RINK | 0.098 | 0.098 | N/A (3) | N/A (3) | N/A (5) | MA | 015 | WMA | NSTAR
|  | NO RESOURCE (3) | 50093 | NM WILLISTON SCHOOL ATHLETIC | 0.12 | 0.12 | N/A (3) | N/A (3) | N/A (5) | MA | 015 | WMA | NSTAR
|  | NO RESOURCE (3) | 50094 | NM BIG Y FOODS SOUTHWICK | 1.316 | 1.316 | N/A (3) | N/A (3) | N/A (5) | MA | 013 | WMA | NSTAR
|  | NO RESOURCE (3) | 50095 | NM TRUSS ENGINEERING INC | 0.18 | 0.18 | N/A (3) | N/A (3) | N/A (5) | MA | 013 | WMA | NSTAR
|  | NO RESOURCE (3) | 50096 | NM DEVIN FARMS INC | 0.084 | 0.084 | N/A (3) | N/A (3) | N/A (5) | MA | 015 | WMA | NSTAR
|  | NO RESOURCE (3) | 50097 | NEXAMPPALMER-01069PV2550NM | 2.55 | 2.55 | N/A (3) | N/A (3) | N/A (5) | MA | 013 | WMA | MEC
|  | NO RESOURCE (3) | 50098 | AMERICANSAWMFG-01028PV1500NM | 1.5 | 1.5 | N/A (3) | N/A (3) | N/A (5) | MA | 013 | WMA | MEC
|  | NO RESOURCE (3) | 50099 | NM WATROBA MARKETS INC | 0.087 | 0.087 | N/A (3) | N/A (3) | N/A (5) | MA | 015 | WMA | NSTAR
|  | NO RESOURCE (3) | 50100 | FOXBOROLANDFILL-02035PV1200NM | 1.2 | 1.2 | N/A (3) | N/A (3) | N/A (5) | MA | 021 | RI | MEC
|  | NO RESOURCE (3) | 50101 | NM RICK AUTO BODY | 0.152 | 0.152 | N/A (3) | N/A (3) | N/A (5) | MA | 013 | WMA | NSTAR
|  | NO RESOURCE (3) | 50102 | NM OCTOBER COMPANY | 0.18 | 0.18 | N/A (3) | N/A (3) | N/A (5) | MA | 015 | WMA | NSTAR
|  | NO RESOURCE (3) | 50103 | NM J KOKOSKI MAPLELINE FARM | 0.151 | 0.151 | N/A (3) | N/A (3) | N/A (5) | MA | 015 | WMA | NSTAR
|  | NO RESOURCE (3) | 50105 | NM SUNDERLAND SCHOOL | 0.242 | 0.242 | N/A (3) | N/A (3) | N/A (5) | MA | 011 | WMA | NSTAR
|  | NO RESOURCE (3) | 50106 | SALISBURYHOUSING-01830PV4968NM | 4.968 | 4.968 | N/A (3) | N/A (3) | N/A (5) | MA | 009 | BOSTON | MEC
|  | NO RESOURCE (3) | 50107 | CECSOLAR#1059-01331PV990NM | 0.99 | 0.99 | N/A (3) | N/A (3) | N/A (5) | MA | 027 | WMA | MEC
|  | NO RESOURCE (3) | 50108 | CECSOLAR#1081-01247PV990NM | 0.99 | 0.99 | N/A (3) | N/A (3) | N/A (5) | MA | 003 | WMA | MEC
|  | NO RESOURCE (3) | 50109 | ALTUSPOWER-01007PV999NM | 0.999 | 0.999 | N/A (3) | N/A (3) | N/A (5) | MA | 015 | WMA | MEC
|  | NO RESOURCE (3) | 50111 | CECSOLAR#1079-01247PV990NM | 0.99 | 0.99 | N/A (3) | N/A (3) | N/A (5) | MA | 003 | WMA | MEC
|  | NO RESOURCE (3) | 50112 | CECSOLAR#1080-01247PV990NM | 0.99 | 0.99 | N/A (3) | N/A (3) | N/A (5) | MA | 003 | WMA | MEC
|  | NO RESOURCE (3) | 50113 | WEBSTERHOUSING-01519PV2700NM | 2.7 | 2.7 | N/A (3) | N/A (3) | N/A (5) | MA | 027 | CMA/NEMA | MEC
|  | NO RESOURCE (3) | 50117 | BARTLETTSFARM-02554PV396NM | 0.396 | 0.396 | N/A (3) | N/A (3) | N/A (5) | MA | 019 | SEMA | MEC
|  | NO RESOURCE (3) | 50118 | EAGLEHILLSCHOOL-01037PV180NM | 0.18 | 0.18 | N/A (3) | N/A (3) | N/A (5) | MA | 027 | WMA | MEC
|  | NO RESOURCE (3) | 50119 | BWCBASSRIVERLLC-02790PV2000NM | 2 | 2 | N/A (3) | N/A (3) | N/A (5) | MA | 005 | SEMA | MEC
|  | NO RESOURCE (3) | 50120 | MWRAFISHHATCHERY-01082PV65NM | 0.065 | 0.065 | N/A (3) | N/A (3) | N/A (5) | MA | 015 | WMA | MEC
|  | NO RESOURCE (3) | 50122 | FAIRGROUNDSREALTY-01230PV499NM | 0.499 | 0.499 | N/A (3) | N/A (3) | N/A (5) | MA | 003 | WMA | MEC
|  | NO RESOURCE (3) | 50123 | SOMERSETBERKRSD-02726PV288NM | 0.288 | 0.288 | N/A (3) | N/A (3) | N/A (5) | MA | 005 | SEMA | MEC
|  | NO RESOURCE (3) | 50124 | LODESTARSOLAR-01225PV499NM | 0.499 | 0.499 | N/A (3) | N/A (3) | N/A (5) | MA | 003 | WMA | MEC
|  | NO RESOURCE (3) | 50127 | CLARKSBURGSOLAR-01247PV499NM | 0.499 | 0.499 | N/A (3) | N/A (3) | N/A (5) | MA | 003 | WMA | MEC
|  | NO RESOURCE (3) | 50129 | GRANITE&MARBLEINC-01507PV100QF | 0.1 | 0.1 | N/A (3) | N/A (3) | N/A (5) | MA | 027 | WMA | MEC
|  | NO RESOURCE (3) | 50130 | VHWBROOKFIELD#2-01082PV936NM | 0.936 | 0.936 | N/A (3) | N/A (3) | N/A (5) | MA | 015 | WMA | MEC
|  | NO RESOURCE (3) | 50131 | AMERESCOMENDON-01756PV1000NM | 1 | 1 | N/A (3) | N/A (3) | N/A (5) | MA | 027 | RI | MEC
|  | NO RESOURCE (3) | 50132 | SHIRLEYSOLAR3-01464PV936NM | 0.936 | 0.936 | N/A (3) | N/A (3) | N/A (5) | MA | 017 | CMA/NEMA | MEC
|  | NO RESOURCE (3) | 50133 | TUFTSUNIVERSITY-01536PV2000NM | 2 | 2 | N/A (3) | N/A (3) | N/A (5) | MA | 027 | CMA/NEMA | MEC
|  | NO RESOURCE (3) | 50146 | WORC.LANDFILL#1-01602PV4400NM | 4.4 | 4.4 | N/A (3) | N/A (3) | N/A (5) | MA | 027 | CMA/NEMA | MEC
|  | NO RESOURCE (3) | 50147 | BWC19LLCHOPEDALE-01747PV1000NM | 1 | 1 | N/A (3) | N/A (3) | N/A (5) | MA | 027 | RI | MEC
|  | NO RESOURCE (3) | 50148 | SHMASHEFFIELD-01257PV499NM | 0.499 | 0.499 | N/A (3) | N/A (3) | N/A (5) | MA | 003 | WMA | MEC
|  | NO RESOURCE (3) | 50155 | SEDTHREELLC-02375PB270NM | 0.27 | 0.27 | N/A (3) | N/A (3) | N/A (5) | MA | 005 | SEMA | MEC
|  | NO RESOURCE (3) | 50156 | SHMASHEFFIELD3-01257PV250NM | 0.25 | 0.25 | N/A (3) | N/A (3) | N/A (5) | MA | 003 | WMA | MEC
|  | NO RESOURCE (3) | 50157 | CECSOLAR#1054-01590PV960NM | 0.96 | 0.96 | N/A (3) | N/A (3) | N/A (5) | MA | 027 | CMA/NEMA | MEC
|  | NO RESOURCE (3) | 50169 | WESTMINSTERSOLAR-01473PV450NM | 0.45 | 0.45 | N/A (3) | N/A (3) | N/A (5) | MA | 027 | WMA | MEC
|  | NO RESOURCE (3) | 50182 | PLANETAID-01757PV400NM | 0.4 | 0.4 | N/A (3) | N/A (3) | N/A (5) | MA | 027 | RI | MEC
|  | NO RESOURCE (3) | 50183 | GREENDOTSOLARLLC-01952PV500NM | 0.5 | 0.5 | N/A (3) | N/A (3) | N/A (5) | MA | 009 | BOSTON | MEC
|  | NO RESOURCE (3) | 50185 | CECSOLAR#1063-02379PV1656NM | 1.656 | 1.656 | N/A (3) | N/A (3) | N/A (5) | MA | 023 | SEMA | MEC
|  | NO RESOURCE (3) | 50190 | FLINTRDSOLARLLC-01527PV499NM | 0.499 | 0.499 | N/A (3) | N/A (3) | N/A (5) | MA | 027 | CMA/NEMA | MEC
|  | NO RESOURCE (3) | 50196 | SOLTENPLAINVILLE-02762PV4890NM | 4.89 | 4.89 | N/A (3) | N/A (3) | N/A (5) | MA | 021 | RI | MEC
|  | NO RESOURCE (3) | 50197 | ARDENJEWELRY-02919PV108NM | 0.108 | 0.108 | N/A (3) | N/A (3) | N/A (5) | RI | 007 | RI | NEC
|  | NO RESOURCE (3) | 50201 | BROCKTONHOUSING-02302PV3720NM | 3.72 | 3.72 | N/A (3) | N/A (3) | N/A (5) | MA | 023 | SEMA | MEC
|  | NO RESOURCE (3) | 50202 | WORC.LANDFILL#2-01602PV2100NM | 2.1 | 2.1 | N/A (3) | N/A (3) | N/A (5) | MA | 027 | CMA/NEMA | MEC
|  | NO RESOURCE (3) | 50203 | HOLLANDCOMPANY-01247PV499NM | 0.499 | 0.499 | N/A (3) | N/A (3) | N/A (5) | MA | 003 | WMA | MEC
|  | NO RESOURCE (3) | 50208 | COHSOLARLLC-02025PV420NM | 0.42 | 0.42 | N/A (3) | N/A (3) | N/A (5) | MA | 021 | SEMA | MEC
|  | NO RESOURCE (3) | 50211 | WOODFRLLC-02721PV225NM | 0.225 | 0.225 | N/A (3) | N/A (3) | N/A (5) | MA | 005 | SEMA | MEC
|  | NO RESOURCE (3) | 50213 | UPTONSOLARLLC213-01568PV1000NM | 1 | 1 | N/A (3) | N/A (3) | N/A (5) | MA | 027 | RI | MEC
|  | NO RESOURCE (3) | 50214 | JENETMGMT360-01843PV232NM | 0.232 | 0.232 | N/A (3) | N/A (3) | N/A (5) | MA | 009 | CMA/NEMA | MEC
|  | NO RESOURCE (3) | 50215 | UPTONSOLARLLC#2-01568PV1000NM | 1 | 1 | N/A (3) | N/A (3) | N/A (5) | MA | 027 | RI | MEC
|  | NO RESOURCE (3) | 50216 | PRINCETONWORC.-01886PV323NM | 0.323 | 0.323 | N/A (3) | N/A (3) | N/A (5) | MA | 017 | CMA/NEMA | MEC
|  | NO RESOURCE (3) | 50223 | COV.SCHOOL-SOLECT-02816PV100NM | 0.1 | 0.1 | N/A (3) | N/A (3) | N/A (5) | RI | 003 | RI | NEC
|  | NO RESOURCE (3) | 50229 | FARLEYRDSOLAR-01571PV1000NM | 1 | 1 | N/A (3) | N/A (3) | N/A (5) | MA | 027 | WMA | MEC
|  | NO RESOURCE (3) | 50230 | EMBRACELOANS110-02842PV133NM | 0.133 | 0.133 | N/A (3) | N/A (3) | N/A (5) | RI | 005 | SEMA | NEC
|  | NO RESOURCE (3) | 50231 | ATTLEBOROHOUSING-02777PV1656NM | 1.656 | 1.656 | N/A (3) | N/A (3) | N/A (5) | MA | 005 | RI | MEC
|  | NO RESOURCE (3) | 50232 | AAANORTHEASTLNC-02915PV150NM | 0.15 | 0.15 | N/A (3) | N/A (3) | N/A (5) | RI | 007 | RI | NEC
|  | NO RESOURCE (3) | 50233 | DUDLEYSOLAR#2-01571PV500NM | 0.5 | 0.5 | N/A (3) | N/A (3) | N/A (5) | MA | 027 | WMA | MEC
|  | NO RESOURCE (3) | 50234 | DUDLEYSOLAR#4-01571PV500NM | 0.5 | 0.5 | N/A (3) | N/A (3) | N/A (5) | MA | 027 | WMA | MEC
|  | NO RESOURCE (3) | 50235 | DUDLEYSOLAR#1-01571PV400NM | 0.4 | 0.4 | N/A (3) | N/A (3) | N/A (5) | MA | 027 | WMA | MEC
|  | NO RESOURCE (3) | 50241 | SPOFFORDRDSOLAR-01921PV750NM | 0.75 | 0.75 | N/A (3) | N/A (3) | N/A (5) | MA | 009 | BOSTON | MEC
|  | NO RESOURCE (3) | 50242 | DUDLEYSOLAR#3-01571PV500NM | 0.5 | 0.5 | N/A (3) | N/A (3) | N/A (5) | MA | 027 | WMA | MEC
|  | NO RESOURCE (3) | 50243 | 290TOSCASOLARLLC-02072PV180NM | 0.18 | 0.18 | N/A (3) | N/A (3) | N/A (5) | MA | 021 | SEMA | MEC
|  | NO RESOURCE (3) | 50310 | PLEASANTDALERD-01543PV1000NM | 1 | 1 | N/A (3) | N/A (3) | N/A (5) | MA | 027 | WMA | MEC
|  | NO RESOURCE (3) | 50410 | PREFERREDFREEZER-02149PV1332NM | 1.327 | 1.327 | N/A (3) | N/A (3) | N/A (5) | MA | 017 | BOSTON | MEC
|  | NO RESOURCE (3) | 50412 | TOWNOFWENDELL-01510PV1954NM | 1.954 | 1.954 | N/A (3) | N/A (3) | N/A (5) | MA | 027 | CMA/NEMA | MEC
|  | NO RESOURCE (3) | 50413 | BWCFIVEMILERIVER-01832PV3000NM | 3 | 3 | N/A (3) | N/A (3) | N/A (5) | MA | 009 | BOSTON | MEC
|  | NO RESOURCE (3) | 50415 | TOWNOFDUNSTABLE-02196PV4680NM | 4.68 | 4.68 | N/A (3) | N/A (3) | N/A (5) | MA | 027 | WMA | MEC
|  | NO RESOURCE (3) | 50429 | JENETMGMTLAWRENCE-01843PV122NM | 0.122 | 0.122 | N/A (3) | N/A (3) | N/A (5) | MA | 009 | CMA/NEMA | MEC
|  | NO RESOURCE (3) | 50440 | INCOMINCCHARLTON-01507PV2000NM | 2 | 2 | N/A (3) | N/A (3) | N/A (5) | MA | 027 | WMA | MEC
|  | NO RESOURCE (3) | 50448 | FOXBOROELMLLC-02035PV2000NM | 2 | 2 | N/A (3) | N/A (3) | N/A (5) | MA | 021 | RI | MEC
|  | NO RESOURCE (3) | 50449 | MASOLARHGWYLLC-01266PV500NM | 0.5 | 0.5 | N/A (3) | N/A (3) | N/A (5) | MA | 003 | WMA | MEC
|  | NO RESOURCE (3) | 50451 | MTSTMARY'SABBEY-02093PV133NM | 0.133 | 0.133 | N/A (3) | N/A (3) | N/A (5) | MA | 021 | RI | MEC
|  | NO RESOURCE (3) | 50456 | BWCSTURBRIDGE#2-01566PV1000NM | 1 | 1 | N/A (3) | N/A (3) | N/A (5) | MA | 027 | WMA | MEC
|  | NO RESOURCE (3) | 50457 | BWCSTURBRIDGE#1-01566PV1000NM | 1 | 1 | N/A (3) | N/A (3) | N/A (5) | MA | 027 | WMA | MEC
|  | NO RESOURCE (3) | 50458 | BENTLEYELEMENTARY-01970PV191NM | 0.191 | 0.191 | N/A (3) | N/A (3) | N/A (5) | MA | 009 | BOSTON | MEC
|  | NO RESOURCE (3) | 50459 | ZPTPHILLIPSTON-01331PV1000NM | 1 | 1 | N/A (3) | N/A (3) | N/A (5) | MA | 027 | WMA | MEC
|  | NO RESOURCE (3) | 50460 | MAINSAUGUSLLC-01906PV1296NM | 1.296 | 1.296 | N/A (3) | N/A (3) | N/A (5) | MA | 009 | BOSTON | MEC
|  | NO RESOURCE (3) | 50461 | WESTSHAFTSOLAR-01247PV996NM | 0.996 | 0.996 | N/A (3) | N/A (3) | N/A (5) | MA | 003 | WMA | MEC
|  | NO RESOURCE (3) | 50462 | CASSIOPEIA SOLAR | 1.848 | 1.848 | N/A (3) | N/A (3) | N/A (5) | MA | 017 | WMA | FGE
|  | NO RESOURCE (3) | 50525 | AYERSOLARLLCI-01432V864NM | 0.864 | 0.864 | N/A (3) | N/A (3) | N/A (5) | MA | 017 | CMA/NEMA | MEC
|  | NO RESOURCE (3) | 50574 | LODESTARSOLAR-01230PV1000NM | 1 | 1 | N/A (3) | N/A (3) | N/A (5) | MA | 003 | WMA | MEC
|  | NO RESOURCE (3) | 50577 | DUDLEYRIVERSLR2-01550PV1000NM | 1 | 1 | N/A (3) | N/A (3) | N/A (5) | MA | 027 | WMA | MEC
|  | NO RESOURCE (3) | 50584 | SOLARWAY (PV) | 1 | 1 | N/A (3) | N/A (3) | N/A (5) | MA | 027 | WMA | FGE
|  | NO RESOURCE (3) | 50590 | CLARKUNIV.CHP-01610CHP2000QF | 2 | 2 | N/A (3) | N/A (3) | N/A (5) | MA | 027 | WMA | MEC
|  | NO RESOURCE (3) | 50592 | SOLTENRANDOLPH-02368PV3780NM | 3.78 | 3.78 | N/A (3) | N/A (3) | N/A (5) | MA | 021 | SEMA | MEC
|  | NO RESOURCE (3) | 50593 | CHERRYVALLEYSLR-01524PV1000NM | 1 | 1 | N/A (3) | N/A (3) | N/A (5) | MA | 027 | WMA | MEC
|  | NO RESOURCE (3) | 50594 | MILLSCOFFEEROAST-02905PV37.8NM | 0.038 | 0.038 | N/A (3) | N/A (3) | N/A (5) | RI | 007 | RI | NEC
|  | NO RESOURCE (3) | 50595 | FAIRGROUNDSREALTY-02892PV144NM | 0.144 | 0.144 | N/A (3) | N/A (3) | N/A (5) | RI | 009 | RI | NEC
|  | NO RESOURCE (3) | 50598 | EPPING PV N3455 | 0.56 | 0.56 | N/A (3) | N/A (3) | N/A (5) | NH | 015 | NH | PSNH
|  | NO RESOURCE (3) | 50600 | CECSOLAR1096-01832PV996NM | 0.996 | 0.996 | N/A (3) | N/A (3) | N/A (5) | MA | 009 | BOSTON | MEC
|  | NO RESOURCE (3) | 50607 | COMMUNITY HEALTH CONN INC (PV) | 0.168 | 0.168 | N/A (3) | N/A (3) | N/A (5) | MA | 027 | WMA | FGE
|  | NO RESOURCE (3) | 50608 | DUDLEYRIVERSlR-01550PV1000NM | 1 | 1 | N/A (3) | N/A (3) | N/A (5) | MA | 027 | WMA | MEC
|  | NO RESOURCE (3) | 50609 | SOLTENEBRDGWTR-002333PV2610NM | 2.61 | 2.61 | N/A (3) | N/A (3) | N/A (5) | MA | 023 | SEMA | MEC
|  | NO RESOURCE (3) | 50610 | BWCWADINGRIVER-01756PV1000NM | 1 | 1 | N/A (3) | N/A (3) | N/A (5) | MA | 027 | RI | MEC
|  | NO RESOURCE (3) | 50613 | BWCPROVIDENCEST-01756PV1000NM | 1 | 1 | N/A (3) | N/A (3) | N/A (5) | MA | 027 | RI | MEC
|  | NO RESOURCE (3) | 50617 | HOUSATONICSOLAR1-01266PV2000NM | 2 | 2 | N/A (3) | N/A (3) | N/A (5) | MA | 003 | WMA | MEC
|  | NO RESOURCE (3) | 50618 | JHSOLARLLC-01535PV1000NM | 1 | 1 | N/A (3) | N/A (3) | N/A (5) | MA | 027 | WMA | MEC
|  | NO RESOURCE (3) | 50619 | LEDEAUXSOLARLLC-01535PV1000NM | 1 | 1 | N/A (3) | N/A (3) | N/A (5) | MA | 027 | WMA | MEC
|  | NO RESOURCE (3) | 50626 | WARWICKPOULTRY-02908PV252NM | 0.252 | 0.252 | N/A (3) | N/A (3) | N/A (5) | RI | 007 | RI | NEC
|  | NO RESOURCE (3) | 50628 | BWCTHAYERRD-01756PV1000NM | 1 | 1 | N/A (3) | N/A (3) | N/A (5) | MA | 027 | RI | MEC
|  | NO RESOURCE (3) | 50629 | WILLIAMSTOWN-01267PV1500NM | 1.5 | 1.5 | N/A (3) | N/A (3) | N/A (5) | MA | 003 | WMA | MEC
|  | NO RESOURCE (3) | 50630 | TIM'S FABRICATORS (PV) | 0.113 | 0.113 | N/A (3) | N/A (3) | N/A (5) | MA | 027 | WMA | FGE
|  | NO RESOURCE (3) | 50632 | CECSOLAR1098-02777PV996NM | 0.996 | 0.996 | N/A (3) | N/A (3) | N/A (5) | MA | 005 | RI | MEC
|  | NO RESOURCE (3) | 50633 | OLIARILLC-02324PV2499NM | 0.499 | 0.499 | N/A (3) | N/A (3) | N/A (5) | MA | 023 | SEMA | MEC
|  | NO RESOURCE (3) | 50635 | DUDLEYRIVERSLR3-01550PV1000NM | 1 | 1 | N/A (3) | N/A (3) | N/A (5) | MA | 027 | WMA | MEC
|  | NO RESOURCE (3) | 50637 | PLAINFIELD II WIND | 3 | 3 | N/A (3) | N/A (3) | N/A (5) | RI | 007 | RI | GRDV
|  | NO RESOURCE (3) | 50638 | PLAINFIELD I WIND | 3 | 3 | N/A (3) | N/A (3) | N/A (5) | RI | 007 | RI | GRDV
|  | NO RESOURCE (3) | 50639 | GREEN HILL WIND | 3 | 3 | N/A (3) | N/A (3) | N/A (5) | RI | 007 | RI | GRDV
|  | NO RESOURCE (3) | 50640 | PLAINFIELD III WIND | 3 | 3 | N/A (3) | N/A (3) | N/A (5) | RI | 007 | RI | GRDV
|  | NO RESOURCE (3) | 50641 | SHUN III WIND | 3 | 3 | N/A (3) | N/A (3) | N/A (5) | RI | 007 | RI | GRDV
|  | NO RESOURCE (3) | 50642 | SHUN II WIND | 3 | 3 | N/A (3) | N/A (3) | N/A (5) | RI | 007 | RI | GRDV
|  | NO RESOURCE (3) | 50643 | SHUN I WIND | 3 | 3 | N/A (3) | N/A (3) | N/A (5) | RI | 007 | RI | GRDV
|  | NO RESOURCE (3) | 50645 | NRG_COMM_HOST_ID2137495 | 1.86 | 1.86 | N/A (3) | N/A (3) | N/A (5) | MA | 023 | SEMA | NSTAR
|  | NO RESOURCE (3) | 50649 | CEC_SOLAR_1114_ID2093189 | 1.692 | 1.692 | N/A (3) | N/A (3) | N/A (5) | MA | 005 | SEMA | NSTAR
|  | NO RESOURCE (3) | 50654 | WESTPORT_MA1-2_LLC_ID2068650 | 2.55 | 2.55 | N/A (3) | N/A (3) | N/A (5) | MA | 005 | SEMA | NSTAR
|  | NO RESOURCE (3) | 50655 | CEC_SOLAR_1040-1041_ID2020238 | 1.57 | 1.57 | N/A (3) | N/A (3) | N/A (5) | MA | 023 | SEMA | NSTAR
|  | NO RESOURCE (3) | 50659 | THE_BOG_LLC_ID2117310 | 0.48 | 0.48 | N/A (3) | N/A (3) | N/A (5) | MA | 023 | SEMA | NSTAR
|  | NO RESOURCE (3) | 50670 | CARVER_MA_1_LLC_ID2108025 | 2 | 2 | N/A (3) | N/A (3) | N/A (5) | MA | 023 | SEMA | NSTAR
|  | NO RESOURCE (3) | 50689 | OLDSTURBRIDGEVLG-01566PV1500NM | 1.5 | 1.5 | N/A (3) | N/A (3) | N/A (5) | MA | 027 | WMA | MEC
|  | NO RESOURCE (3) | 50690 | STMARKSSCHOOL-01722PV480NM | 0.48 | 0.48 | N/A (3) | N/A (3) | N/A (5) | MA | 027 | CMA/NEMA | MEC
|  | NO RESOURCE (3) | 50693 | 195LIBERTYSTRLTY-02301PV259NM | 0.259 | 0.259 | N/A (3) | N/A (3) | N/A (5) | MA | 023 | SEMA | MEC
|  | NO RESOURCE (3) | 50695 | LENOXWILLOWCRK-01240PV606NM | 0.606 | 0.606 | N/A (3) | N/A (3) | N/A (5) | MA | 003 | WMA | MEC
|  | NO RESOURCE (3) | 50697 | STJOSEPHS-01507PV1000NM | 1 | 1 | N/A (3) | N/A (3) | N/A (5) | MA | 027 | WMA | MEC
|  | NO RESOURCE (3) | 50698 | NEWTONST2LLC-01772PV650NM | 0.65 | 0.65 | N/A (3) | N/A (3) | N/A (5) | MA | 027 | CMA/NEMA | MEC
|  | NO RESOURCE (3) | 50699 | KAMMANFOOD-02169PV466.2QF | 0.466 | 0.466 | N/A (3) | N/A (3) | N/A (5) | MA | 021 | SEMA | MEC
|  | NO RESOURCE (3) | 50700 | KLEARVU-02720PV180NM | 0.18 | 0.18 | N/A (3) | N/A (3) | N/A (5) | MA | 005 | SEMA | MEC
|  | NO RESOURCE (3) | 50710 | ISMSOLARDIGHTON2-02715PV2000NM | 2 | 2 | N/A (3) | N/A (3) | N/A (5) | MA | 005 | SEMA | MEC
|  | NO RESOURCE (3) | 50713 | ATHOLSOLAR-01331PV311NM | 0.311 | 0.311 | N/A (3) | N/A (3) | N/A (5) | MA | 027 | WMA | MEC
|  | NO RESOURCE (3) | 50720 | CITYNORTHAMPTON-01062PV2355NM | 2.355 | 2.355 | N/A (3) | N/A (3) | N/A (5) | MA | 015 | WMA | MEC
|  | NO RESOURCE (3) | 50721 | SUNEDISONGRAFTON-01519PV1000NM | 1 | 1 | N/A (3) | N/A (3) | N/A (5) | MA | 027 | CMA/NEMA | MEC
|  | NO RESOURCE (3) | 50722 | AIRDRAULICENG-02368PV109.3QF | 0.109 | 0.109 | N/A (3) | N/A (3) | N/A (5) | MA | 021 | SEMA | MEC
|  | NO RESOURCE (3) | 50723 | BWCBOXPONDCAPERD01756PV743NM | 0.743 | 0.743 | N/A (3) | N/A (3) | N/A (5) | MA | 027 | RI | MEC
|  | NO RESOURCE (3) | 50724 | 276WEYMOUTHST-02370PV166.5QF | 0.166 | 0.166 | N/A (3) | N/A (3) | N/A (5) | MA | 023 | SEMA | MEC
|  | NO RESOURCE (3) | 50734 | BWCBOXPOND1860-01756PV1860NM | 1.86 | 1.86 | N/A (3) | N/A (3) | N/A (5) | MA | 027 | RI | MEC
|  | NO RESOURCE (3) | 50735 | JADEREALTYTRUST-01463PV160QF | 0.16 | 0.16 | N/A (3) | N/A (3) | N/A (5) | MA | 017 | CMA/NEMA | MEC
|  | NO RESOURCE (3) | 50737 | WEBSTERSOLAR-01570PV1000NM | 1 | 1 | N/A (3) | N/A (3) | N/A (5) | MA | 027 | WMA | MEC
|  | NO RESOURCE (3) | 50738 | PALUMBOSOLAR-01569PV2000NM | 2 | 2 | N/A (3) | N/A (3) | N/A (5) | MA | 027 | RI | MEC
|  | NO RESOURCE (3) | 50742 | MCCRACKENFINANC-01821PV112QF | 0.112 | 0.112 | N/A (3) | N/A (3) | N/A (5) | MA | 017 | CMA/NEMA | MEC
|  | NO RESOURCE (3) | 50743 | AJAXSOLARLLC-02379PV3084NM | 3.084 | 3.084 | N/A (3) | N/A (3) | N/A (5) | MA | 023 | SEMA | MEC
|  | NO RESOURCE (3) | 50744 | EASTERNSCHLSOLAR-02356PV189NM | 0.189 | 0.189 | N/A (3) | N/A (3) | N/A (5) | MA | 005 | SEMA | MEC
|  | NO RESOURCE (3) | 50783 | WEDSTILSONSOLAR-02898PV2000RE | 2 | 2 | N/A (3) | N/A (3) | N/A (5) | RI | 009 | RI | NEC
|  | NO RESOURCE (3) | 50790 | COHASSESOLARLLC-01550PV1000NM | 1 | 1 | N/A (3) | N/A (3) | N/A (5) | MA | 027 | WMA | MEC
|  | NO RESOURCE (3) | 50791 | TOWNOFMILFORD-01757PV168QF | 0.168 | 0.168 | N/A (3) | N/A (3) | N/A (5) | MA | 027 | RI | MEC
|  | NO RESOURCE (3) | 50793 | KEARSARGEBAYSTATE-02769PV812NM | 0.812 | 0.812 | N/A (3) | N/A (3) | N/A (5) | MA | 005 | RI | MEC
|  | NO RESOURCE (3) | 50798 | SOLECT ENERGY (TOWNSEND) | 0.296 | 0.296 | N/A (3) | N/A (3) | N/A (5) | MA | 017 | WMA | FGE
|  | NO RESOURCE (3) | 50799 | STORAGEUSA741-02919PV86.4NM | 0.864 | 0.864 | N/A (3) | N/A (3) | N/A (5) | RI | 007 | RI | NEC
|  | NO RESOURCE (3) | 50800 | CECSOLAR1056LLC-01519PV990NM | 0.99 | 0.99 | N/A (3) | N/A (3) | N/A (5) | MA | 027 | CMA/NEMA | MEC
|  | NO RESOURCE (3) | 50801 | JJCARDOSI-02915PV69RE | 0.07 | 0.07 | N/A (3) | N/A (3) | N/A (5) | RI | 007 | RI | NEC
|  | NO RESOURCE (3) | 50802 | LODESTARSOLARHOST-01507PV499NM | 0.499 | 0.499 | N/A (3) | N/A (3) | N/A (5) | MA | 027 | WMA | MEC
|  | NO RESOURCE (3) | 50803 | SUNSETSOLARA-01562PV499NM | 0.499 | 0.499 | N/A (3) | N/A (3) | N/A (5) | MA | 027 | WMA | MEC
|  | NO RESOURCE (3) | 50804 | THURSTONSAILS-02809PV35NM | 0.035 | 0.035 | N/A (3) | N/A (3) | N/A (5) | RI | 001 | RI | NEC
|  | NO RESOURCE (3) | 50805 | THECOUNTRYHEN-01452PV266NM | 0.266 | 0.266 | N/A (3) | N/A (3) | N/A (5) | MA | 027 | WMA | MEC
|  | NO RESOURCE (3) | 50806 | SOCOREMADEV-01453PV984NM | 0.984 | 0.984 | N/A (3) | N/A (3) | N/A (5) | MA | 027 | WMA | MEC
|  | NO RESOURCE (3) | 50807 | BLAIREWIREVLG-01562PV1000NM | 1 | 1 | N/A (3) | N/A (3) | N/A (5) | MA | 027 | WMA | MEC
|  | NO RESOURCE (3) | 50808 | WORCESTERSCHOOLS-01065PV339QF | 0.339 | 0.339 | N/A (3) | N/A (3) | N/A (5) | MA | 027 | CMA/NEMA | MEC
|  | NO RESOURCE (3) | 50809 | LODESTARSOLAR3-01507PV499NM | 0.499 | 0.499 | N/A (3) | N/A (3) | N/A (5) | MA | 027 | WMA | MEC
|  | NO RESOURCE (3) | 50810 | LODESTARSOLAR2-01507PV499NM | 0.499 | 0.499 | N/A (3) | N/A (3) | N/A (5) | MA | 027 | WMA | MEC
|  | NO RESOURCE (3) | 50811 | PROVWATERSUPPLY-02907PV496NM | 0.496 | 0.496 | N/A (3) | N/A (3) | N/A (5) | RI | 007 | RI | NEC
|  | NO RESOURCE (3) | 50812 | 87TOMHARVEYRD-02891PV167NM | 0.167 | 0.167 | N/A (3) | N/A (3) | N/A (5) | RI | 009 | RI | NEC
|  | NO RESOURCE (3) | 50813 | EXCELMFGCO-01028PV230NM | 0.23 | 0.23 | N/A (3) | N/A (3) | N/A (5) | MA | 013 | WMA | MEC
|  | NO RESOURCE (3) | 50814 | ACCUROUNDS-02322PV112NM | 0.112 | 0.112 | N/A (3) | N/A (3) | N/A (5) | MA | 021 | SEMA | MEC
|  | NO RESOURCE (3) | 50816 | NORTONSOLAR2-02766PV495NM | 0.495 | 0.495 | N/A (3) | N/A (3) | N/A (5) | MA | 005 | RI | MEC
|  | NO RESOURCE (3) | 50817 | SUNSETSOLARB-01562PV499NM | 0.499 | 0.499 | N/A (3) | N/A (3) | N/A (5) | MA | 027 | WMA | MEC
|  | NO RESOURCE (3) | 50818 | NORTONSOLAR1-02766PV495NM | 0.495 | 0.495 | N/A (3) | N/A (3) | N/A (5) | MA | 005 | RI | MEC
|  | NO RESOURCE (3) | 50819 | WEDKINGSTOWNWEST-02898PV1500NM | 1.5 | 1.5 | N/A (3) | N/A (3) | N/A (5) | MA | 003 | RI | NEC
|  | NO RESOURCE (3) | 50820 | SECURITYREALTY-01772PV650NM | 0.65 | 0.65 | N/A (3) | N/A (3) | N/A (5) | MA | 027 | CMA/NEMA | MEC
|  | NO RESOURCE (3) | 50821 | WEDKINGSTOWNEAST-02898PV3000NM | 3 | 3 | N/A (3) | N/A (3) | N/A (5) | MA | 003 | RI | NEC
|  | NO RESOURCE (3) | 50822 | AIRXCHANGE-02370PV280NM | 0.28 | 0.28 | N/A (3) | N/A (3) | N/A (5) | MA | 023 | RI | MEC
|  | NO RESOURCE (3) | 50823 | TOWNOFWENDELL-01510PV1000NM | 1 | 1 | N/A (3) | N/A (3) | N/A (5) | MA | 027 | CMA/NEMA | MEC
|  | NO RESOURCE (3) | 50824 | TRSFOUNDRY-01852PV266.4QF | 0.266 | 0.266 | N/A (3) | N/A (3) | N/A (5) | MA | 017 | CMA/NEMA | MEC
|  | NO RESOURCE (3) | 50825 | ALTERNATEPWR-02147PV995NM | 0.995 | 0.995 | N/A (3) | N/A (3) | N/A (5) | MA | 003 | WMA | MEC
|  | NO RESOURCE (3) | 50826 | WOODCHUCKLNSOLAR-01562PV1000NM | 1 | 1 | N/A (3) | N/A (3) | N/A (5) | MA | 027 | WMA | MEC
|  | NO RESOURCE (3) | 50828 | STOFRIPOWERS-02908PV140NM | 0.14 | 0.14 | N/A (3) | N/A (3) | N/A (5) | RI | 007 | RI | NEC
|  | NO RESOURCE (3) | 50829 | ONYXDEVGRP-02359PV2400NM | 2.4 | 2.4 | N/A (3) | N/A (3) | N/A (5) | MA | 023 | SEMA | MEC
|  | NO RESOURCE (3) | 50830 | SAMPSONRDSOLAR-01507PV2000NM | 2 | 2 | N/A (3) | N/A (3) | N/A (5) | MA | 027 | WMA | MEC
|  | NO RESOURCE (3) | 50831 | TOSSOLAR2/725-01550PV480NM | 0.48 | 0.48 | N/A (3) | N/A (3) | N/A (5) | MA | 027 | WMA | MEC
|  | NO RESOURCE (3) | 50832 | TOSSOLAR2/726-01550PV984NM | 0.984 | 0.984 | N/A (3) | N/A (3) | N/A (5) | MA | 027 | WMA | MEC
|  | NO RESOURCE (3) | 50834 | GOODINGBUSSPACE-02809PV156RE | 0.156 | 0.156 | N/A (3) | N/A (3) | N/A (5) | RI | 001 | RI | NEC
|  | NO RESOURCE (3) | 50872 | EXTRASPACESTORAGE-02891PV60NM | 0.058 | 0.058 | N/A (3) | N/A (3) | N/A (5) | RI | 007 | RI | NEC
|  | NO RESOURCE (3) | 50873 | TRSLAAREALTYTRUST-01851PV231QF | 0.231 | 0.231 | N/A (3) | N/A (3) | N/A (5) | MA | 017 | CMA/NEMA | MEC
|  | NO RESOURCE (3) | 50874 | THEODRSOLARLLC_C-01473PV499NM | 0.499 | 0.499 | N/A (3) | N/A (3) | N/A (5) | MA | 027 | WMA | MEC
|  | NO RESOURCE (3) | 50875 | THEODRSOLARLLC_B-01473PV499NM | 0.499 | 0.499 | N/A (3) | N/A (3) | N/A (5) | MA | 027 | WMA | MEC
|  | NO RESOURCE (3) | 50879 | THEODRSOLARLLC_A-01473PV499NM | 0.499 | 0.499 | N/A (3) | N/A (3) | N/A (5) | MA | 027 | WMA | MEC
|  | NO RESOURCE (3) | 50880 | TOWNOFWESTERLY-02891PV60NM | 0.06 | 0.06 | N/A (3) | N/A (3) | N/A (5) | RI | 009 | RI | NEC
|  | NO RESOURCE (3) | 50894 | PIERCLEANERS-02879PV35NM | 0.035 | 0.035 | N/A (3) | N/A (3) | N/A (5) | RI | 009 | RI | NEC
|  | NO RESOURCE (3) | 50895 | CELLSIGNALTECH-01915PV128NM | 0.128 | 0.128 | N/A (3) | N/A (3) | N/A (5) | MA | 009 | BOSTON | MEC
|  | NO RESOURCE (3) | 50896 | PALUMBOBSOLAR-01569PV1000NM | 1 | 1 | N/A (3) | N/A (3) | N/A (5) | MA | 027 | RI | MEC
|  | NO RESOURCE (3) | 50899 | SOULREHOLDINGS-01915PV92NM | 0.092 | 0.092 | N/A (3) | N/A (3) | N/A (5) | MA | 009 | BOSTON | MEC
|  | NO RESOURCE (3) | 50901 | BELCHERRENEW1-01007PV2000NM | 2 | 2 | N/A (3) | N/A (3) | N/A (5) | MA | 015 | WMA | MEC
|  | NO RESOURCE (3) | 50902 | EXTRASPACEMGMT-02169PV86NM | 0.086 | 0.086 | N/A (3) | N/A (3) | N/A (5) | MA | 021 | SEMA | MEC
|  | NO RESOURCE (3) | 50903 | BELCHERRENEW2-01007PV2000NM | 2 | 2 | N/A (3) | N/A (3) | N/A (5) | MA | 015 | WMA | MEC
|  | NO RESOURCE (3) | 50904 | EXTRASPACE-02169PV67NM | 0.067 | 0.067 | N/A (3) | N/A (3) | N/A (5) | MA | 021 | SEMA | MEC
|  | NO RESOURCE (3) | 50905 | WFYOUNG-01028PV72QF | 0.072 | 0.072 | N/A (3) | N/A (3) | N/A (5) | MA | 013 | WMA | MEC
|  | NO RESOURCE (3) | 50907 | TOOLELODGE-01240PV121NM | 0.121 | 0.121 | N/A (3) | N/A (3) | N/A (5) | MA | 003 | WMA | MEC
|  | NO RESOURCE (3) | 65817 | VCAINC-01060PV72QF | 0.072 | 0.072 | N/A (3) | N/A (3) | N/A (5) | MA | 015 | WMA | MEC
|  | NO RESOURCE (3) | 65961 | MONSONSOLAR-01057PV2000NM | 2 | 2 | N/A (3) | N/A (3) | N/A (5) | MA | 013 | WMA | MEC
|  | NO RESOURCE (3) | 66005 | SHANIX-02920PV46NM | 0.046 | 0.046 | N/A (3) | N/A (3) | N/A (5) | RI | 007 | RI | NEC
|  | NO RESOURCE (3) | 66074 | 510PVPROJDEVC-01524PV1000NM | 1 | 1 | N/A (3) | N/A (3) | N/A (5) | MA | 027 | WMA | MEC
|  | NO RESOURCE (3) | 66075 | 510PVPROJDEV466A-01524PV2000NM | 2 | 2 | N/A (3) | N/A (3) | N/A (5) | MA | 027 | WMA | MEC
|  | NO RESOURCE (3) | 66076 | HORSESHOEFARM-02891PV46NM | 0.046 | 0.046 | N/A (3) | N/A (3) | N/A (5) | RI | 009 | RI | NEC
|  | NO RESOURCE (3) | 66077 | PHILIPS-01810PV494.5NM | 0.494 | 0.494 | N/A (3) | N/A (3) | N/A (5) | MA | 017 | BOSTON | MEC
|  | NO RESOURCE (3) | 66078 | 510PVPROJDEV466B-01524PV2000NM | 2 | 2 | N/A (3) | N/A (3) | N/A (5) | MA | 027 | WMA | MEC
|  | NO RESOURCE (3) | 66081 | GRIFFINRDSOLAR-01507PV2000NM | 2 | 2 | N/A (3) | N/A (3) | N/A (5) | MA | 027 | WMA | MEC
|  | NO RESOURCE (3) | 66096 | CHURCHCOMMHOUSING_02878PV43NM | 0.043 | 0.043 | N/A (3) | N/A (3) | N/A (5) | RI | 005 | SEMA | NEC
|  | NO RESOURCE (3) | 66097 | BOUTILIERSOLAR-01524PV499NM | 2.886 | 2.886 | N/A (3) | N/A (3) | N/A (5) | MA | 027 | WMA | MEC
|  | NO RESOURCE (3) | 66102 | CUMMINGSPROP_01915PV108QF | 0.108 | 0.108 | N/A (3) | N/A (3) | N/A (5) | MA | 009 | BOSTON | MEC
|  | NO RESOURCE (3) | 66105 | CHOICECOLLISION-02885PM98NM | 0.098 | 0.098 | N/A (3) | N/A (3) | N/A (5) | RI | 001 | RI | NEC
|  | NO RESOURCE (3) | 66106 | AMPMAJOEJENNYLLC_01540PV1500NM | 1.5 | 1.5 | N/A (3) | N/A (3) | N/A (5) | MA | 027 | WMA | MEC
|  | NO RESOURCE (3) | 66107 | DIGHTONSCHDEPT_02764PV96QF | 0.096 | 0.096 | N/A (3) | N/A (3) | N/A (5) | MA | 005 | SEMA | MEC
|  | NO RESOURCE (3) | 66108 | STOFRI353-02903PV58NM | 0.058 | 0.058 | N/A (3) | N/A (3) | N/A (5) | RI | 007 | RI | NEC
|  | NO RESOURCE (3) | 66109 | ANDERSONCLARKELLP_01915PV144QF | 0.144 | 0.144 | N/A (3) | N/A (3) | N/A (5) | MA | 009 | BOSTON | MEC
|  | NO RESOURCE (3) | 66127 | NM-401 LIBERTY STREET | 0.15 | 0.15 | N/A (3) | N/A (3) | N/A (5) | MA | 013 | WMA | NSTAR
|  | NO RESOURCE (3) | 66128 | NM-CITY TIRE COMPANY | 0.252 | 0.252 | N/A (3) | N/A (3) | N/A (5) | MA | 013 | WMA | NSTAR
|  | NO RESOURCE (3) | 66129 | NM-DEERFIELD ACADEMY | 0.072 | 0.072 | N/A (3) | N/A (3) | N/A (5) | MA | 011 | WMA | NSTAR
|  | NO RESOURCE (3) | 66130 | NM-INTERPRINT, INC. | 0.625 | 0.625 | N/A (3) | N/A (3) | N/A (5) | MA | 003 | WMA | NSTAR
|  | NO RESOURCE (3) | 66131 | NM-DERF REALTY CORP. II | 0.284 | 0.284 | N/A (3) | N/A (3) | N/A (5) | MA | 013 | WMA | NSTAR
|  | NO RESOURCE (3) | 66132 | NM-SA NRG COMMUNITY HOST A | 0.996 | 0.996 | N/A (3) | N/A (3) | N/A (5) | MA | 013 | WMA | NSTAR
|  | NO RESOURCE (3) | 66133 | NM-SA NRG COMMUNITY HOST B | 0.996 | 0.996 | N/A (3) | N/A (3) | N/A (5) | MA | 013 | WMA | NSTAR
|  | NO RESOURCE (3) | 66134 | NM-SA NRG COMMUNITY HOST C | 0.78 | 0.78 | N/A (3) | N/A (3) | N/A (5) | MA | 013 | WMA | NSTAR
|  | NO RESOURCE (3) | 66135 | NM-ROCKY'S HOME CENTER | 0.15 | 0.15 | N/A (3) | N/A (3) | N/A (5) | MA | 013 | WMA | NSTAR
|  | NO RESOURCE (3) | 66138 | NM-SA LSDP II, LLC | 4.45 | 4.45 | N/A (3) | N/A (3) | N/A (5) | MA | 011 | WMA | NSTAR
|  | NO RESOURCE (3) | 66139 | NM-SA ALTERNATE POWER- CLOVER | 1.48 | 1.48 | N/A (3) | N/A (3) | N/A (5) | MA | 003 | WMA | NSTAR
|  | NO RESOURCE (3) | 66149 | DISCOVERYBAY_01845PV67NM | 0.067 | 0.067 | N/A (3) | N/A (3) | N/A (5) | MA | 009 | BOSTON | MEC
|  | NO RESOURCE (3) | 66150 | HANNAFORD192_01826PV100QF | 0.1 | 0.1 | N/A (3) | N/A (3) | N/A (5) | MA | 017 | CMA/NEMA | MEC
|  | NO RESOURCE (3) | 66159 | ABINGTONSCHL_02351PV323QF | 0.323 | 0.323 | N/A (3) | N/A (3) | N/A (5) | MA | 023 | SEMA | MEC
|  | NO RESOURCE (3) | 66160 | COMPLETERECYCLE_02720PV240QF | 0.24 | 0.24 | N/A (3) | N/A (3) | N/A (5) | MA | 005 | SEMA | MEC
|  | NO RESOURCE (3) | 66161 | SOLECT ENERGY DEV LLC (ASHBY) | 0.121 | 0.121 | N/A (3) | N/A (3) | N/A (5) | MA | 017 | WMA | FGE
|  | NO RESOURCE (3) | 66163 | DOROTHYBECKSCHL_02769PV192QF | 0.192 | 0.192 | N/A (3) | N/A (3) | N/A (5) | MA | 005 | RI | MEC
|  | NO RESOURCE (3) | 66164 | DIGHTONSCHDEPT_02764PV192QF | 0.192 | 0.192 | N/A (3) | N/A (3) | N/A (5) | MA | 005 | SEMA | MEC
|  | NO RESOURCE (3) | 66167 | SALEMCOMMPK_01970PV752NM | 0.752 | 0.752 | N/A (3) | N/A (3) | N/A (5) | MA | 009 | BOSTON | MEC
|  | NO RESOURCE (3) | 66168 | CHARIHOREGSCHL_02894PV36NM | 0.036 | 0.036 | N/A (3) | N/A (3) | N/A (5) | RI | 009 | RI | NEC
|  | NO RESOURCE (3) | 66169 | ECAMAINLLC_02301PV540NM | 0.54 | 0.54 | N/A (3) | N/A (3) | N/A (5) | MA | 023 | SEMA | MEC
|  | NO RESOURCE (3) | 66170 | KBSURFACESLLC_02876PV216NM | 0.216 | 0.216 | N/A (3) | N/A (3) | N/A (5) | RI | 007 | RI | NEC
|  | NO RESOURCE (3) | 66180 | TYNGSBOROSPORTS_01879PV150NM | 0.15 | 0.15 | N/A (3) | N/A (3) | N/A (5) | MA | 017 | CMA/NEMA | MEC
|  | NO RESOURCE (3) | 66188 | ECAMAINLLC_02072PV650NM | 0.65 | 0.65 | N/A (3) | N/A (3) | N/A (5) | MA | 021 | SEMA | MEC
|  | NO RESOURCE (3) | 66189 | 10NMAINSTLLC_02721PV144NM | 0.144 | 0.144 | N/A (3) | N/A (3) | N/A (5) | MA | 005 | SEMA | MEC
|  | NO RESOURCE (3) | 66190 | VLGEUROMTRS2_02061PV153NM | 0.153 | 0.153 | N/A (3) | N/A (3) | N/A (5) | MA | 023 | SEMA | MEC
|  | NO RESOURCE (3) | 66193 | VLLGEUROMOTORS_02061PV72NM | 0.072 | 0.072 | N/A (3) | N/A (3) | N/A (5) | MA | 023 | SEMA | MEC
|  | NO RESOURCE (3) | 66199 | CHEPACHETPROF_02814PV46NM | 0.046 | 0.046 | N/A (3) | N/A (3) | N/A (5) | RI | 007 | RI | NEC
|  | NO RESOURCE (3) | 66201 | PALMERRVRSCH_02769PV168QF | 0.168 | 0.168 | N/A (3) | N/A (3) | N/A (5) | MA | 005 | RI | MEC
|  | NO RESOURCE (3) | 66213 | UFPTECH_01950PV200QF | 0.2 | 0.2 | N/A (3) | N/A (3) | N/A (5) | MA | 009 | BOSTON | MEC
|  | NO RESOURCE (3) | 66221 | CANTERBURYTWRS-01355PV576NM | 0.576 | 0.576 | N/A (3) | N/A (3) | N/A (5) | MA | 011 | WMA | MEC
|  | NO RESOURCE (3) | 66237 | SOLARMAMGMT3-01571SOLAR1000NM | 1 | 1 | N/A (3) | N/A (3) | N/A (5) | MA | 027 | WMA | MEC
|  | NO RESOURCE (3) | 66238 | SOLARMAMGMT1-01571SOLAR1000NM | 1 | 1 | N/A (3) | N/A (3) | N/A (5) | MA | 027 | WMA | MEC
|  | NO RESOURCE (3) | 66239 | SOLARMAMGMT2-01571SOLAR1000NM | 1 | 1 | N/A (3) | N/A (3) | N/A (5) | MA | 027 | WMA | MEC
|  | NO RESOURCE (3) | 66240 | ASAHIAMERICA-01843SOLAR1000QF | 1 | 1 | N/A (3) | N/A (3) | N/A (5) | MA | 009 | CMA/NEMA | MEC
|  | NO RESOURCE (3) | 66241 | JAMESTOWNFOOD-02835SOLAR56NM | 0.56 | 0.56 | N/A (3) | N/A (3) | N/A (5) | RI | 005 | RI | NEC
|  | NO RESOURCE (3) | 66242 | HOME DEPOTMA #2685 - METHUEN | 0.3 | 0.3 | N/A (3) | N/A (3) | N/A (5) | MA | 009 | BOSTON | YJE
|  | NO RESOURCE (3) | 66244 | HOME DEPOTMA #2684 - WORCESTER | 0.3 | 0.3 | N/A (3) | N/A (3) | N/A (5) | MA | 027 | CMA/NEMA | YJE
|  | NO RESOURCE (3) | 66245 | HOME DEPOTMA #2615 - SEEKONK | 0.3 | 0.3 | N/A (3) | N/A (3) | N/A (5) | MA | 005 | RI | YJE
|  | NO RESOURCE (3) | 66258 | PINEISLAND-01222BIOGAS280NM | 0.28 | 0.28 | N/A (3) | N/A (3) | N/A (5) | MA | 003 | WMA | MEC
|  | NO RESOURCE (3) | 66259 | BCPSTOR-02921PV120NM | 0.12 | 0.12 | N/A (3) | N/A (3) | N/A (5) | RI | 007 | RI | NEC
|  | NO RESOURCE (3) | 66262 | OLDIRONWORKS-02721PV312NM | 0.312 | 0.312 | N/A (3) | N/A (3) | N/A (5) | MA | 005 | SEMA | MEC
|  | NO RESOURCE (3) | 66263 | HEALTHALLIANCE-01453CHP1965QF | 1.965 | 1.965 | N/A (3) | N/A (3) | N/A (5) | MA | 027 | WMA | MEC
|  | NO RESOURCE (3) | 66264 | SUNEDISONRIVERST-01475PV2000NM | 2 | 2 | N/A (3) | N/A (3) | N/A (5) | MA | 027 | WMA | MEC
|  | NO RESOURCE (3) | 66284 | 310COMPASSCIRCLE02852-1(MW)NM | 1 | 1 | N/A (3) | N/A (3) | N/A (5) | RI | 009 | RI | NEC
|  | NO RESOURCE (3) | 66285 | BRUCEDIAMOND-02703PV136QF | 0.136 | 0.136 | N/A (3) | N/A (3) | N/A (5) | MA | 005 | RI | MEC
|  | NO RESOURCE (3) | 67288 | PRIVATESECURITIES-01432PV236NM | 0.236 | 0.236 | N/A (3) | N/A (3) | N/A (5) | MA | 017 | CMA/NEMA | MEC
|  | NO RESOURCE (3) | 67289 | KEARSARGEWPLAINRD01230PV1920NM | 1.92 | 1.92 | N/A (3) | N/A (3) | N/A (5) | MA | 003 | WMA | MEC
|  | NO RESOURCE (3) | 67292 | LWWELDTANKRPR_01569PV135NM | 0.135 | 0.135 | N/A (3) | N/A (3) | N/A (5) | MA | 027 | RI | MEC
|  | NO RESOURCE (3) | 67295 | BIRD_MACHINE_SOLAR_ID2000815 | 3.45 | 3.45 | N/A (3) | N/A (3) | N/A (5) | MA | 021 | SEMA | NSTAR
|  | NO RESOURCE (3) | 67296 | ECONOXGRPHPKNTN_02833PV216RE | 0.216 | 0.216 | N/A (3) | N/A (3) | N/A (5) | RI | 009 | RI | NEC
|  | NO RESOURCE (3) | 67297 | INDIANRUN_02879PV225NM | 0.225 | 0.225 | N/A (3) | N/A (3) | N/A (5) | RI | 009 | RI | NEC
|  | NO RESOURCE (3) | 67298 | ECONOXGRPARCADIA_02832PV154RE | 0.154 | 0.154 | N/A (3) | N/A (3) | N/A (5) | RI | 009 | RI | NEC
|  | NO RESOURCE (3) | 67359 | MAELECPHASE3_01331PV200QF | 0.2 | 0.2 | N/A (3) | N/A (3) | N/A (5) | MA | 027 | WMA | MEC
|  | NO RESOURCE (3) | 67360 | NM-SA PITTSFIELD HOUSING PV | 3.3 | 3.3 | N/A (3) | N/A (3) | N/A (5) | MA | 003 | WMA | NSTAR
|  | NO RESOURCE (3) | 67361 | NM-SA SYNCARPHA HANCOCK III PV | 1 | 1 | N/A (3) | N/A (3) | N/A (5) | MA | 003 | WMA | NSTAR
|  | NO RESOURCE (3) | 67362 | NM-TR HAMPSHIRE COLLEGETESLA | 2.077 | 2.077 | N/A (3) | N/A (3) | N/A (5) | MA | 015 | WMA | NSTAR
|  | NO RESOURCE (3) | 67363 | NM-SMITH & WESSON PV | 1.985 | 1.985 | N/A (3) | N/A (3) | N/A (5) | MA | 013 | WMA | NSTAR
|  | NO RESOURCE (3) | 67364 | NM-SA CITY OF PITTSFIELD SOLAR | 2.34 | 2.34 | N/A (3) | N/A (3) | N/A (5) | MA | 003 | WMA | NSTAR
|  | NO RESOURCE (3) | 67390 | SOLVENTERRA_02379PV496NM | 0.496 | 0.496 | N/A (3) | N/A (3) | N/A (5) | MA | 023 | SEMA | MEC
|  | NO RESOURCE (3) | 67395 | NEWGENDEV_01527PV1000NM | 1 | 1 | N/A (3) | N/A (3) | N/A (5) | MA | 027 | CMA/NEMA | MEC
|  | NO RESOURCE (3) | 67396 | NM-SA HATFIELD RENEWABLES PV | 1.89 | 1.89 | N/A (3) | N/A (3) | N/A (5) | MA | 015 | WMA | NSTAR
|  | NO RESOURCE (3) | 67397 | ECONOXNORTHRD02875SOLAR432RE | 0.216 | 0.216 | N/A (3) | N/A (3) | N/A (5) | RI | 009 | RI | NEC
|  | NO RESOURCE (3) | 67400 | LIONLABELS_02375PV99NM | 0.099 | 0.099 | N/A (3) | N/A (3) | N/A (5) | MA | 005 | SEMA | MEC
|  | NO RESOURCE (3) | 67404 | AMERICANCAPITOL01843SOLAR349NM | 0.349 | 0.349 | N/A (3) | N/A (3) | N/A (5) | MA | 009 | CMA/NEMA | MEC
|  | NO RESOURCE (3) | 67405 | NRGWAUWINETRD01005SOLAR960NM | 0.96 | 0.96 | N/A (3) | N/A (3) | N/A (5) | MA | 027 | WMA | MEC
|  | NO RESOURCE (3) | 67411 | SCHNEIDERELEC_02035PV275NM | 0.275 | 0.275 | N/A (3) | N/A (3) | N/A (5) | MA | 021 | RI | MEC
|  | NO RESOURCE (3) | 67412 | PEACEDALEMILLS02879SOLAR216NM | 0.216 | 0.216 | N/A (3) | N/A (3) | N/A (5) | RI | 009 | RI | NEC
|  | NO RESOURCE (3) | 67413 | ECONOXKENYONLN02833SOLAR216RE | 0.216 | 0.216 | N/A (3) | N/A (3) | N/A (5) | RI | 009 | RI | NEC
|  | NO RESOURCE (3) | 67414 | TOWNOFGRAFTON01569SOLAR1872NM | 1.872 | 1.872 | N/A (3) | N/A (3) | N/A (5) | MA | 027 | RI | MEC
|  | NO RESOURCE (3) | 67431 | SOUTHERNSKY02886SOLAR4992NM | 4.992 | 4.992 | N/A (3) | N/A (3) | N/A (5) | RI | 003 | RI | NEC
|  | NO RESOURCE (3) | 67432 | KEARSARGE02879SOLAR3780NM | 3.78 | 3.78 | N/A (3) | N/A (3) | N/A (5) | RI | 009 | RI | NEC
|  | NO RESOURCE (3) | 67433 | CITYOFNEWTON_ID2148462 | 1.671 | 1.671 | N/A (3) | N/A (3) | N/A (5) | MA | 017 | BOSTON | NSTAR
|  | NO RESOURCE (3) | 67434 | WESTMINSTERSLR01473SOLAR1000NM | 1 | 1 | N/A (3) | N/A (3) | N/A (5) | MA | 027 | WMA | MEC
|  | NO RESOURCE (3) | 67438 | SOUTHERNSKY02904SOLAR2100NM | 2.1 | 2.1 | N/A (3) | N/A (3) | N/A (5) | RI | 007 | RI | NEC
|  | NO RESOURCE (3) | 67439 | FINLAYEXTRACT02852SOLAR133.2NM | 0.133 | 0.133 | N/A (3) | N/A (3) | N/A (5) | RI | 009 | RI | NEC
|  | NO RESOURCE (3) | 67441 | FRAMINGHAMHOUSEAUTH_ID2052252 | 2.413 | 2.413 | N/A (3) | N/A (3) | N/A (5) | MA | 017 | BOSTON | NSTAR
|  | NO RESOURCE (3) | 67442 | UMASSBOSTON_ID1990011 | 3 | 3 | N/A (3) | N/A (3) | N/A (5) | MA | 025 | BOSTON | NSTAR
|  | NO RESOURCE (3) | 67443 | WESTMINSTERSLR01473SOLAR499NM | 0.499 | 0.499 | N/A (3) | N/A (3) | N/A (5) | MA | 027 | WMA | MEC
|  | NO RESOURCE (3) | 67444 | ECONOX02875SOLAR216RE | 0.216 | 0.216 | N/A (3) | N/A (3) | N/A (5) | RI | 009 | RI | NEC
|  | NO RESOURCE (3) | 67446 | STATEOFRI02920SOLAR84NM | 0.084 | 0.084 | N/A (3) | N/A (3) | N/A (5) | RI | 007 | RI | NEC
|  | NO RESOURCE (3) | 67447 | KEARSARGE02892SOLAR3100NM | 3.1 | 3.1 | N/A (3) | N/A (3) | N/A (5) | RI | 009 | RI | NEC
|  | NO RESOURCE (3) | 67448 | ECONOX02892SOLAR216RE | 0.216 | 0.216 | N/A (3) | N/A (3) | N/A (5) | RI | 009 | RI | NEC
|  | NO RESOURCE (3) | 67459 | MANCHESTERSCL01944SOLAR144QF | 0.144 | 0.144 | N/A (3) | N/A (3) | N/A (5) | MA | 009 | BOSTON | MEC
|  | NO RESOURCE (3) | 67460 | ECONOX02833SOLAR216RE | 0.216 | 0.216 | N/A (3) | N/A (3) | N/A (5) | RI | 009 | RI | NEC
|  | NO RESOURCE (3) | 67462 | NM-SA ALTERNATE POWER-MAPLE | 1.988 | 1.988 | N/A (3) | N/A (3) | N/A (5) | MA | 003 | WMA | NSTAR
|  | NO RESOURCE (3) | 67463 | NM-SA TOWN OF OTIS | 1.5 | 1.5 | N/A (3) | N/A (3) | N/A (5) | MA | 011 | WMA | NSTAR
|  | NO RESOURCE (3) | 67464 | NM-BAR-WAY FARM INC. | 1 | 1 | N/A (3) | N/A (3) | N/A (5) | MA | 011 | WMA | NSTAR
|  | NO RESOURCE (3) | 67476 | KANESELFSTRG01752SOLAR110QF | 0.11 | 0.11 | N/A (3) | N/A (3) | N/A (5) | MA | 017 | CMA/NEMA | MEC
|  | NO RESOURCE (3) | 67477 | GRAFTONSEWER01560SOLAR225QF | 0.225 | 0.225 | N/A (3) | N/A (3) | N/A (5) | MA | 027 | RI | MEC
|  | NO RESOURCE (3) | 67478 | LAURELLNREC02892SOLAR106.4NM | 0.106 | 0.106 | N/A (3) | N/A (3) | N/A (5) | RI | 009 | RI | NEC
|  | NO RESOURCE (3) | 67479 | BWCHAMILTONBRK02790SOLAR3500QF | 3.5 | 3.5 | N/A (3) | N/A (3) | N/A (5) | MA | 005 | SEMA | MEC
|  | NO RESOURCE (3) | 67499 | STATEOFRI328_01752SOLAR43.2NM | 0.043 | 0.043 | N/A (3) | N/A (3) | N/A (5) | RI | 003 | RI | NEC
|  | NO RESOURCE (3) | 67509 | BWCBASSRIVER02790SOLAR1500NM | 1.5 | 1.5 | N/A (3) | N/A (3) | N/A (5) | MA | 005 | SEMA | MEC
|  | NO RESOURCE (3) | 67510 | BWCBASSRIVER02790SOLAR1123NM | 1.123 | 1.123 | N/A (3) | N/A (3) | N/A (5) | MA | 005 | SEMA | MEC
|  | NO RESOURCE (3) | 67533 | 150BLACKSTONERVR01607SLR1992NM | 1.992 | 1.992 | N/A (3) | N/A (3) | N/A (5) | MA | 027 | CMA/NEMA | MEC
|  | NO RESOURCE (3) | 67536 | SOUTHERNSKY_01607PV780NM | 0.78 | 0.78 | N/A (3) | N/A (3) | N/A (5) | RI | 003 | RI | NEC
|  | NO RESOURCE (3) | 67537 | CLEANFOOTPRINT1475SOLAR3100NM | 3.1 | 3.1 | N/A (3) | N/A (3) | N/A (5) | MA | 027 | WMA | MEC
|  | NO RESOURCE (3) | 67546 | MARTINIFITCORP_02072PV167NM | 0.167 | 0.167 | N/A (3) | N/A (3) | N/A (5) | MA | 021 | SEMA | MEC
|  | NO RESOURCE (3) | 67547 | BWCCTRIVERS02790SOLAR2375QF | 2.375 | 2.375 | N/A (3) | N/A (3) | N/A (5) | MA | 005 | SEMA | MEC
|  | NO RESOURCE (3) | 67548 | BWCHAMILTONBRK02790SOLAR1000NM | 1 | 1 | N/A (3) | N/A (3) | N/A (5) | MA | 005 | SEMA | MEC
|  | NO RESOURCE (3) | 67550 | D&PLIQUORS02808SOLAR40NM | 0.04 | 0.04 | N/A (3) | N/A (3) | N/A (5) | RI | 009 | RI | NEC
|  | NO RESOURCE (3) | 67551 | COMMCHRISTIAN01581SOLAR73.3NM | 0.073 | 0.073 | N/A (3) | N/A (3) | N/A (5) | MA | 017 | CMA/NEMA | MEC
|  | NO RESOURCE (3) | 67552 | 30TOZERRDLLC01915SOLAR100NM | 0.1 | 0.1 | N/A (3) | N/A (3) | N/A (5) | MA | 009 | BOSTON | MEC
|  | NO RESOURCE (3) | 67553 | HOUSATONICSLR102919SOLAR3000NM | 3 | 3 | N/A (3) | N/A (3) | N/A (5) | RI | 007 | RI | NEC
|  | NO RESOURCE (3) | 67555 | SANDBERGENT02830SOLAR196RE | 0.196 | 0.196 | N/A (3) | N/A (3) | N/A (5) | RI | 007 | RI | NEC
|  | NO RESOURCE (3) | 67556 | CLEANFOOTPRINT01473SOLAR480NM | 0.48 | 0.48 | N/A (3) | N/A (3) | N/A (5) | MA | 027 | WMA | MEC
|  | NO RESOURCE (3) | 67557 | FOSTERRNBLS02857SOLAR780RE | 1.56 | 1.56 | N/A (3) | N/A (3) | N/A (5) | RI | 007 | RI | NEC
|  | NO RESOURCE (3) | 67559 | GRANITESTRG02891SOLAR99.9NM | 0.099 | 0.099 | N/A (3) | N/A (3) | N/A (5) | RI | 009 | RI | NEC
|  | NO RESOURCE (3) | 67563 | ECONOXSWITCHRD02832SOLAR216RE | 0.216 | 0.216 | N/A (3) | N/A (3) | N/A (5) | RI | 009 | RI | NEC
|  | NO RESOURCE (3) | 67564 | OCEANSTVET02818SOLAR105.3NM | 0.105 | 0.105 | N/A (3) | N/A (3) | N/A (5) | RI | 003 | RI | NEC
|  | NO RESOURCE (3) | 67565 | BANKOFNEWPORT02842SOLAR300NM | 0.3 | 0.3 | N/A (3) | N/A (3) | N/A (5) | RI | 005 | SEMA | NEC
|  | NO RESOURCE (3) | 67566 | MERRIMACK PV D1123 | 2.4 | 2.4 | N/A (3) | N/A (3) | N/A (5) | NH | 011 | NH | PSNH
|  | NO RESOURCE (3) | 67568 | CLEANFOOTPRINT2_01506SOLR480NM | 0.48 | 0.48 | N/A (3) | N/A (3) | N/A (5) | MA | 027 | WMA | MEC
|  | NO RESOURCE (3) | 67569 | HUDSONDSGNGRP-01845PV300NM | 0.3 | 0.3 | N/A (3) | N/A (3) | N/A (5) | MA | 009 | BOSTON | MEC
|  | NO RESOURCE (3) | 67570 | RIVERVALLEYSCH01950SOLAR86.4QF | 0.086 | 0.086 | N/A (3) | N/A (3) | N/A (5) | MA | 009 | BOSTON | MEC
|  | NO RESOURCE (3) | 67571 | CLEANFOOTPRINT01506SOLAR480NM | 0.48 | 0.48 | N/A (3) | N/A (3) | N/A (5) | MA | 027 | WMA | MEC
|  | NO RESOURCE (3) | 67574 | BARNSTABLE HSG AUTH ID2038192 | 4.5 | 4.5 | N/A (3) | N/A (3) | N/A (5) | MA | 023 | SEMA | NSTAR
|  | NO RESOURCE (3) | 67575 | NB_REALTY01532SOLAR72QF | 0.072 | 0.072 | N/A (3) | N/A (3) | N/A (5) | MA | 027 | CMA/NEMA | MEC
|  | NO RESOURCE (3) | 67576 | UMASSMEMORIAL01605CHP2649QF | 2.649 | 2.649 | N/A (3) | N/A (3) | N/A (5) | MA | 027 | CMA/NEMA | MEC
|  | NO RESOURCE (3) | 67578 | SW MA SOLAR LLC ID2129908 | 1.25 | 1.25 | N/A (3) | N/A (3) | N/A (5) | MA | 017 | BOSTON | NSTAR
|  | NO RESOURCE (3) | 67579 | CITY OF CAMBRIDGE ID2105436 | 2.28 | 2.28 | N/A (3) | N/A (3) | N/A (5) | MA | 025 | BOSTON | NSTAR
|  | NO RESOURCE (3) | 67580 | AES ENERGY SOLUTIONS ID2061451 | 1.95 | 1.95 | N/A (3) | N/A (3) | N/A (5) | MA | 021 | SEMA | NSTAR
|  | NO RESOURCE (3) | 67581 | CITY OF WOBURN ID2064809 | 2.64 | 2.64 | N/A (3) | N/A (3) | N/A (5) | MA | 017 | BOSTON | NSTAR
|  | NO RESOURCE (3) | 67583 | KEENE PV T0454 | 0.487 | 0.487 | N/A (3) | N/A (3) | N/A (5) | NH | 005 | VT | PSNH
|  | NO RESOURCE (3) | 67584 | MASSAMERICAENGY02149SLR133.2QF | 0.133 | 0.133 | N/A (3) | N/A (3) | N/A (5) | MA | 017 | BOSTON | MEC
|  | NO RESOURCE (3) | 67586 | WASHBURNRDSOLARLLC_ID2113074 | 1.98 | 1.98 | N/A (3) | N/A (3) | N/A (5) | MA | 005 | SEMA | NSTAR
|  | NO RESOURCE (3) | 67595 | HANOVERWATER-02339WIND250NM | 0.25 | 0.25 | N/A (3) | N/A (3) | N/A (5) | MA | 023 | SEMA | MEC
|  | NO RESOURCE (3) | 67606 | NSMITHFIELDSLR02896SLR1250NM | 1.25 | 1.25 | N/A (3) | N/A (3) | N/A (5) | RI | 007 | RI | NEC
|  | NO RESOURCE (3) | 67610 | MONARCH01843SOLAR176QF | 0.176 | 0.176 | N/A (3) | N/A (3) | N/A (5) | MA | 009 | CMA/NEMA | MEC
|  | NO RESOURCE (3) | 67615 | FORBESSTSLRLL_02915SOLAR2990RE | 2.99 | 2.99 | N/A (3) | N/A (3) | N/A (5) | RI | 007 | RI | NEC
|  | NO RESOURCE (3) | 67628 | SUNNECTIVITY01379SOLAR1000NM | 1 | 1 | N/A (3) | N/A (3) | N/A (5) | MA | 011 | WMA | MEC
|  | NO RESOURCE (3) | 67629 | AMAZONA02720SOLAR660QF | 0.66 | 0.66 | N/A (3) | N/A (3) | N/A (5) | MA | 005 | SEMA | MEC
|  | NO RESOURCE (3) | 67630 | BARDEN02857SOLAR27.2NM | 0.027 | 0.027 | N/A (3) | N/A (3) | N/A (5) | RI | 007 | RI | NEC
|  | NO RESOURCE (3) | 67635 | GRAFTONTWN01519SOLAR120.7QF | 0.12 | 0.12 | N/A (3) | N/A (3) | N/A (5) | MA | 027 | CMA/NEMA | MEC
|  | NO RESOURCE (3) | 67636 | AMAZONB02720SOLAR960QF | 0.96 | 0.96 | N/A (3) | N/A (3) | N/A (5) | MA | 005 | SEMA | MEC
|  | NO RESOURCE (3) | 67637 | AMAZONC02720SOLAR480QF | 0.48 | 0.48 | N/A (3) | N/A (3) | N/A (5) | MA | 005 | SEMA | MEC
|  | NO RESOURCE (3) | 67638 | CRDMETALWRKS01053SOLAR248QF | 0.248 | 0.248 | N/A (3) | N/A (3) | N/A (5) | MA | 015 | WMA | MEC
|  | NO RESOURCE (3) | 67639 | HOPKINTONINDPK02804SOLAR1165RE | 1.165 | 1.165 | N/A (3) | N/A (3) | N/A (5) | RI | 009 | RI | NEC
|  | NO RESOURCE (3) | 67640 | NRGCOMMHOSTB-C-D_ID2096227 | 3.912 | 3.912 | N/A (3) | N/A (3) | N/A (5) | MA | 023 | SEMA | NSTAR
|  | NO RESOURCE (3) | 67653 | NRGCOMMHOST1-2-3_ID2065453 | 4.95 | 4.95 | N/A (3) | N/A (3) | N/A (5) | MA | 023 | SEMA | NSTAR
|  | NO RESOURCE (3) | 67654 | HERRESHOFF02809SOLAR43.2NM | 0.043 | 0.043 | N/A (3) | N/A (3) | N/A (5) | RI | 001 | RI | NEC
|  | NO RESOURCE (3) | 67655 | SIMONSROCK01230SOLAR304QF | 0.304 | 0.304 | N/A (3) | N/A (3) | N/A (5) | MA | 003 | WMA | MEC
|  | NO RESOURCE (3) | 67656 | SHAWFARM01826SOLAR150NM | 0.15 | 0.15 | N/A (3) | N/A (3) | N/A (5) | MA | 017 | CMA/NEMA | MEC
|  | NO RESOURCE (3) | 67684 | SOUTHERNSKY1_02919SOLAR1200NM | 1.2 | 1.2 | N/A (3) | N/A (3) | N/A (5) | RI | 007 | RI | NEC
|  | NO RESOURCE (3) | 67685 | SOUTHRNSKY2_02919SOLAR1620NM | 1.62 | 1.62 | N/A (3) | N/A (3) | N/A (5) | RI | 007 | RI | NEC
|  | NO RESOURCE (3) | 67689 | GREENDVLPMT02865SOLAR3000NM | 3 | 3 | N/A (3) | N/A (3) | N/A (5) | RI | 007 | RI | NEC
|  | NO RESOURCE (3) | 67690 | SOLECT02809SOLAR48.8RE | 0.049 | 0.049 | N/A (3) | N/A (3) | N/A (5) | RI | 001 | RI | NEC
|  | NO RESOURCE (3) | 67692 | NORTHEASTSLR02333SOLAR72QF | 0.072 | 0.072 | N/A (3) | N/A (3) | N/A (5) | MA | 023 | SEMA | MEC
|  | NO RESOURCE (3) | 67696 | NM SHARONHSGAUTH1981_ID2100653 | 2.25 | 2.25 | N/A (3) | N/A (3) | N/A (5) | MA | 005 | SEMA | NSTAR
|  | NO RESOURCE (3) | 67699 | NM WESTPORTMA3LLC_ID2061122 | 2 | 2 | N/A (3) | N/A (3) | N/A (5) | MA | 005 | SEMA | NSTAR
|  | NO RESOURCE (3) | 67704 | NM TOWNOFFALMOUTH_ID2024739 | 3 | 3 | N/A (3) | N/A (3) | N/A (5) | MA | 001 | SEMA | NSTAR
|  | NO RESOURCE (3) | 67714 | CAPTONASLR02814SLR840RE | 0.84 | 0.84 | N/A (3) | N/A (3) | N/A (5) | RI | 007 | RI | NEC
|  | NO RESOURCE (3) | 67716 | TGDEVELOPERLLC02917SOLAR80RE | 0.08 | 0.08 | N/A (3) | N/A (3) | N/A (5) | RI | 007 | RI | NEC
|  | NO RESOURCE (3) | 67717 | SOUTHCOUNTY02892SOLAR66.6NM | 0.067 | 0.067 | N/A (3) | N/A (3) | N/A (5) | RI | 009 | RI | NEC
|  | NO RESOURCE (3) | 67718 | WILLIAMFLYNCH01606SOLAR120NM | 0.12 | 0.12 | N/A (3) | N/A (3) | N/A (5) | MA | 027 | CMA/NEMA | MEC
|  | NO RESOURCE (3) | 67719 | CLEANPROINC01930SOLAR112NM | 0.112 | 0.112 | N/A (3) | N/A (3) | N/A (5) | MA | 009 | BOSTON | MEC
|  | NO RESOURCE (3) | 67722 | CAPEANNBREW01930SOLAR126NM | 0.126 | 0.126 | N/A (3) | N/A (3) | N/A (5) | MA | 009 | BOSTON | MEC
|  | NO RESOURCE (3) | 67723 | GUIDOSFRSHMKT01824SOLARR275NM | 0.275 | 0.275 | N/A (3) | N/A (3) | N/A (5) | MA | 003 | WMA | MEC
|  | NO RESOURCE (3) | 67724 | A&MTOOL&DIECO01550Solar260NM | 0.26 | 0.26 | N/A (3) | N/A (3) | N/A (5) | MA | 027 | WMA | MEC
|  | NO RESOURCE (3) | 67730 | LEONARDLSREAL01915SOLAR150QF | 0.15 | 0.15 | N/A (3) | N/A (3) | N/A (5) | MA | 027 | CMA/NEMA | MEC
|  | NO RESOURCE (3) | 67731 | SUPPLYNEINC02703SOLAR140NM | 0.14 | 0.14 | N/A (3) | N/A (3) | N/A (5) | MA | 005 | SEMA | MEC
|  | NO RESOURCE (3) | 67733 | RCGNANDOVER01830SOLAR140NM | 0.14 | 0.14 | N/A (3) | N/A (3) | N/A (5) | MA | 017 | BOSTON | MEC
FOOTNOTES:
-1 | The NRC and CNRC values stated in this CELT report reflect the capability that is established in accordance with the NRC and CNRC definitions available in Section 1 of Schedule 22 or Attachment 1 of Schedule 23 of Section II of the ISO-NE, Inc Tariff: https://www.iso-ne.com/participate/rules-procedures/tariff/oatt
-2 | The CNRC values are effective June 1, 2019, as of March 22, 2019. It will be the case that the CNRC will be different in later Capacity Commitment Periods for certain resources that have obtained Capacity Supply Obligations in later Capacity Commitment Periods or have a cleared retirement or permanent de-list bid in later Capacity Commitment Periods.
-3 | This is an existing Asset that has no associated Resource in the 2019-20 Capacity Commitment Period; therefore, the Asset has no CNRC because they are only applicable to the Resource.
-4 | Pursuant to Section 5.2 of Schedule 22 (Large Generator Interconnection Procedures) of Section II of the ISO-NE, Inc. Tariff or Section 1.6.4 of Schedule 23 (Small Generator Interconnection Procedures) of Section II of the ISO-NE, Inc. Tariff, as applicable, the instrument used to identify the capability of the resource is either the Interconnection Agreement (IA), the Section I.3.9 (or its predecessor provisions) Proposed Plan Approval (PPA) or the historic capability of the resource. Cleared Capacity refers to resources interconnected with Transmission Owner (not the ISO) and obtained Capacity Supply Obligation (CSO) in the Forward Capacity Market: https://www.iso-ne.com/participate/rules-procedures/tariff/oatt
-5 | The NRC values for this Resource are captured in the Customer Asset Management System as reported by the Lead Participant.

## 5.2 Sys Planning DR Assumpt
5.2 Summary of Demand Capacity Resource Capacity (MW) Used in System Planning Studies (1)(2)(3)
Consists of Qualified Capacity (QC) of Existing Resources + FCA Cleared Capacity of New Resources
Capacity Commitment Period
[5 empty] | 2019-20 |  | 2020-21 |  | 2021-22 |  | 2022-23
| Load Zone | Resource Type | Resource Sub Type | Dispatch Zone (6) | Summer | Winter | Summer | Winter | Summer | Winter | Summer | Winter
| CT | ACTIVE DR | REAL TIME DR / ADCR (4) | Eastern CT | 7.403 | 7.435 | 29.009 | 29.566 | 40.965 | 41.522 | 44.518 | 45.075
|  |  |  | Northern CT | 23.073 | 22.732 | 25.773 | 25.432 | 46.043 | 45.702 | 58.94 | 58.599
|  |  |  | Norwalk - Stamford | 3.078 | 3.078 | 3.229 | 3.229 | 3.274 | 3.274 | 3.573 | 3.573
|  |  |  | Western CT | 26.342 | 25.421 | 33.886 | 32.965 | 51.505 | 50.584 | 82.227 | 81.306
|  |  | Total Real Time DR / ADCR |  | 59.896 | 58.666 | 91.897 | 91.192 | 141.787 | 141.082 | 189.258 | 188.553
|  |  | REAL-TIME EG (5) | Eastern CT | 4.468 | 4.468 | 4.468 | 4.468
|  |  |  | Northern CT | 7.848 | 7.416 | 2.988 | 2.988
|  |  |  | Norwalk - Stamford | 7.456 | 7.456 | 7.456 | 7.456
|  |  |  | Western CT | 39.325 | 38.811 | 38.029 | 37.515
|  |  | Total Real Time EG |  | 59.097 | 58.151 | 52.941 | 52.427
|  |  | TOTAL ACTIVE |  | 118.993 | 116.817 | 144.838 | 143.619 | 141.787 | 141.082 | 189.258 | 188.553
|  | PASSIVE DR | ON-PEAK |  | 75.453 | 56.637 | 92.015 | 65.407 | 85.41 | 66.594 | 146.81 | 89.014
|  |  | SEASONAL PEAK |  | 457.899 | 438.469 | 550.542 | 568.114 | 614.949 | 650.764 | 614.525 | 674.436
|  |  | TOTAL PASSIVE |  | 533.352 | 495.106 | 642.557 | 633.521 | 700.359 | 717.358 | 761.335 | 763.45
|  | CT DR Total |  |  | 652.345 | 611.923 | 787.395 | 777.14 | 842.146 | 858.44 | 950.593 | 952.003
| ME | ACTIVE DR | REAL TIME DR / ADCR (4) | Bangor Hydro | 2.43 | 2.652 | 2.43 | 2.652 | 2.43 | 2.652 | 2.43 | 2.652
|  |  |  | Maine | 117.699 | 138.375 | 120.497 | 141.173 | 120.497 | 141.173 | 120.497 | 141.173
|  |  |  | Portland Maine | 16.408 | 13.405 | 15.755 | 12.753 | 16.608 | 13.606 | 16.608 | 13.606
|  |  | Total Real Time DR / ADCR |  | 136.537 | 154.432 | 138.682 | 156.578 | 139.535 | 157.431 | 139.535 | 157.431
|  |  | REAL-TIME EG (5) | Bangor Hydro | 0.581 | 0.433 | 0.581 | 0.433
|  |  |  | Maine | 4.912 | 3.402 | 4.912 | 3.402
|  |  |  | Portland Maine | 0.909 | 0.715 | 0.909 | 0.715
|  |  | Total Real Time EG |  | 6.402 | 4.55 | 6.402 | 4.55
|  |  | TOTAL ACTIVE |  | 142.939 | 158.982 | 145.084 | 161.128 | 139.535 | 157.431 | 139.535 | 157.431
|  | PASSIVE DR | ON-PEAK |  | 183.052 | 183.052 | 154.683 | 139.101 | 164.555 | 140.911 | 203.917 | 176.851
|  |  | SEASONAL PEAK |  | 0 | 0 | 0 | 0
|  |  | TOTAL PASSIVE |  | 183.052 | 183.052 | 154.683 | 139.101 | 164.555 | 140.911 | 203.917 | 176.851
|  | ME DR Total |  |  | 325.991 | 342.034 | 299.767 | 300.229 | 304.09 | 298.342 | 343.452 | 334.282
| NEMA | ACTIVE DR | REAL TIME DR / ADCR (4) | Boston | 46.66 | 46.66 | 51.922 | 51.922 | 56.675 | 56.675 | 74.248 | 74.248
|  |  |  | North Shore | 15.437 | 15.437 | 18.977 | 18.977 | 20.848 | 20.848 | 21.468 | 20.174
|  |  | Total Real Time DR / ADCR |  | 62.097 | 62.097 | 70.899 | 70.899 | 77.523 | 77.523 | 95.716 | 94.422
|  |  | REAL-TIME EG (5) | Boston | 7.099 | 6.871 | 5.479 | 5.251
|  |  |  | North Shore | 2.33 | 2.33 | 0.711 | 0.711
|  |  | Total Real Time EG |  | 9.429 | 9.201 | 6.19 | 5.962
|  |  | TOTAL ACTIVE |  | 71.526 | 71.298 | 77.089 | 76.861 | 77.523 | 77.523 | 95.716 | 94.422
|  | PASSIVE DR | ON-PEAK |  | 635.798 | 594.3 | 782.988 | 754.142 | 766.648 | 735.535 | 847.697 | 828.121
|  |  | SEASONAL PEAK |  | 0 | 0 | 0 | 0
|  |  | TOTAL PASSIVE |  | 635.798 | 594.3 | 782.988 | 754.142 | 766.648 | 735.535 | 847.697 | 828.121
|  | NEMA DR Total |  |  | 707.324 | 665.598 | 860.077 | 831.003 | 844.171 | 813.058 | 943.413 | 922.543
| NH | ACTIVE DR | REAL TIME DR / ADCR (4) | New Hampshire | 8.283 | 7.564 | 15.609 | 14.89 | 31.424 | 30.705 | 35.221 | 34.501
|  |  |  | Seacoast | 1.784 | 1.783 | 1.6 | 1.599 | 10.9 | 10.899 | 11.1 | 11.099
|  |  | Total Real Time DR / ADCR |  | 10.067 | 9.347 | 17.209 | 16.489 | 42.324 | 41.604 | 46.321 | 45.6
|  |  | REAL-TIME EG (5) | New Hampshire | 13.23 | 11.253 | 11.616 | 11.253
|  |  |  | Seacoast | 0.684 | 0.684 | 0.684 | 0.684
|  |  | Total Real Time EG |  | 13.914 | 11.937 | 12.3 | 11.937
|  |  | TOTAL ACTIVE |  | 23.981 | 21.284 | 29.509 | 28.426 | 42.324 | 41.604 | 46.321 | 45.6
|  | PASSIVE DR | ON-PEAK |  | 109.452 | 88.882 | 126.531 | 102.207 | 126.93 | 104.55 | 139.81 | 135.264
|  |  | SEASONAL PEAK |  | 0 | 0 | 0 | 0
|  |  | TOTAL PASSIVE |  | 109.452 | 88.882 | 126.531 | 102.207 | 126.93 | 104.55 | 139.81 | 135.264
|  | NH DR Total |  |  | 133.433 | 110.166 | 156.04 | 130.633 | 169.254 | 146.154 | 186.131 | 180.864
| RI | ACTIVE DR | REAL TIME DR / ADCR (4) | Rhode Island | 42.214 | 38.683 | 40.024 | 36.523 | 48.469 | 44.969 | 47.581 | 44.08
|  |  | Total Real Time DR / ADCR |  | 42.214 | 38.683 | 40.024 | 36.523 | 48.469 | 44.969 | 47.581 | 44.08
|  |  | REAL-TIME EG (5) | Rhode Island | 15.72 | 11.329 | 14.64 | 10.249
|  |  | Total Real Time EG |  | 15.72 | 11.329 | 14.64 | 10.249
|  |  | TOTAL ACTIVE |  | 57.934 | 50.012 | 54.664 | 46.772 | 48.469 | 44.969 | 47.581 | 44.08
|  | PASSIVE DR | ON-PEAK |  | 226.85 | 217.992 | 266.873 | 268.448 | 279.712 | 281.256 | 312.901 | 313.944
|  |  | SEASONAL PEAK |  | 0 | 0 | 0 | 0
|  |  | TOTAL PASSIVE |  | 226.85 | 217.992 | 266.873 | 268.448 | 279.712 | 281.256 | 312.901 | 313.944
|  | RI DR Total |  |  | 284.784 | 268.004 | 321.537 | 315.22 | 328.181 | 326.225 | 360.482 | 358.024
| SEMA | ACTIVE DR | REAL TIME DR / ADCR (4) | Lower SEMA | 7.679 | 7.456 | 7.463 | 7.24 | 10.998 | 10.775 | 11.498 | 11.275
|  |  |  | SEMA | 38.661 | 37.009 | 38.219 | 36.567 | 41.459 | 39.807 | 39.704 | 38.052
|  |  | Total Real Time DR / ADCR |  | 46.34 | 44.465 | 45.682 | 43.807 | 52.457 | 50.582 | 51.202 | 49.327
|  |  | REAL-TIME EG (5) | Lower SEMA | 4.293 | 4.293 | 4.293 | 4.293
|  |  |  | SEMA | 8.429 | 8.429 | 7.889 | 7.889
|  |  | Total Real Time EG |  | 12.722 | 12.722 | 12.182 | 12.182
|  |  | TOTAL ACTIVE |  | 59.062 | 57.187 | 57.864 | 55.989 | 52.457 | 50.582 | 51.202 | 49.327
|  | PASSIVE DR | ON-PEAK |  | 338.597 | 305.718 | 382.321 | 373.484 | 421.912 | 412.706 | 481.137 | 471.452
|  |  | SEASONAL PEAK |  | 0 | 0 | 0 | 0
|  |  | TOTAL PASSIVE |  | 338.597 | 305.718 | 382.321 | 373.484 | 421.912 | 412.706 | 481.137 | 471.452
|  | SEMA DR Total |  |  | 397.659 | 362.905 | 440.185 | 429.473 | 474.369 | 463.288 | 532.339 | 520.779
| VT | ACTIVE DR | REAL TIME DR / ADCR (4) | Northwest Vermont | 26.458 | 34.002 | 30.898 | 35.202 | 38.221 | 42.525 | 38.221 | 42.525
|  |  |  | Vermont | 5.442 | 5.831 | 3.181 | 4.483 | 14.443 | 15.745 | 14.443 | 15.745
|  |  | Total Real Time DR / ADCR |  | 31.9 | 39.833 | 34.079 | 39.685 | 52.664 | 58.27 | 52.664 | 58.27
|  |  | REAL-TIME EG (5) | Northwest Vermont | 2.308 | 2.2 | 1.768 | 2.2
|  |  |  | Vermont | 3.15 | 2.589 | 2.432 | 2.157
|  |  | Total Real Time EG |  | 5.458 | 4.789 | 4.2 | 4.357
|  |  | TOTAL ACTIVE |  | 37.358 | 44.622 | 38.279 | 44.042 | 52.664 | 58.27 | 52.664 | 58.27
|  | PASSIVE DR | ON-PEAK |  | 120.383 | 114.067 | 97.751 | 97.672 | 119.729 | 119.355 | 129.389 | 127.456
|  |  | SEASONAL PEAK |  | 0 | 0 | 0 | 0
|  |  | TOTAL PASSIVE |  | 120.383 | 114.067 | 97.751 | 97.672 | 119.729 | 119.355 | 129.389 | 127.456
|  | VT DR Total |  |  | 157.741 | 158.689 | 136.03 | 141.714 | 172.393 | 177.625 | 182.053 | 185.726
| WCMA | ACTIVE DR | REAL TIME DR / ADCR (4) | Central MA | 25.112 | 23.528 | 23.713 | 22.129 | 30.826 | 29.242 | 36.684 | 35.1
|  |  |  | Springfield MA | 9.495 | 8.328 | 15.576 | 14.409 | 28.163 | 26.996 | 29.542 | 28.376
|  |  |  | Western MA | 14.988 | 14.084 | 31.857 | 30.953 | 38.911 | 38.007 | 39.412 | 38.508
|  |  | Total Real Time DR / ADCR |  | 49.595 | 45.94 | 71.146 | 67.491 | 97.9 | 94.245 | 105.638 | 101.984
|  |  | REAL-TIME EG (5) | Central MA | 14.556 | 14.556 | 14.016 | 14.016
|  |  |  | Springfield MA | 6.516 | 5.982 | 6.516 | 5.982
|  |  |  | Western MA | 4.458 | 4.438 | 3.162 | 3.142
|  |  | Total Real Time EG |  | 25.53 | 24.976 | 23.694 | 23.14
|  |  | TOTAL ACTIVE |  | 75.125 | 70.916 | 94.84 | 90.631 | 97.9 | 94.245 | 105.638 | 101.984
|  | PASSIVE DR | ON-PEAK |  | 363.681 | 337.721 | 394.181 | 392.998 | 445.335 | 445.093 | 497.851 | 501.806
|  |  | SEASONAL PEAK |  | 49.645 | 33.939 | 45.251 | 25.964 | 39.597 | 18.003 | 35.176 | 14.419
|  |  | TOTAL PASSIVE |  | 413.326 | 371.66 | 439.432 | 418.962 | 484.932 | 463.096 | 533.027 | 516.225
|  | WCMA DR Total |  |  | 488.451 | 442.576 | 534.272 | 509.593 | 582.832 | 557.341 | 638.665 | 618.209
| ISO NEW | ACTIVE DR | REAL TIME DR / ADCR (4) |  | 438.646 | 453.463 | 509.618 | 522.664 | 652.659 | 665.706 | 727.915 | 739.667
| ENGLAND |  | REAL-TIME EG (5) |  | 148.272 | 137.655 | 132.549 | 124.804 | 0 | 0 | 0 | 0
| Total |  | TOTAL ACTIVE |  | 586.918 | 591.118 | 642.167 | 647.468 | 652.659 | 665.706 | 727.915 | 739.667
|  | PASSIVE DR | ON-PEAK |  | 2053.266 | 1898.369 | 2297.343 | 2193.459 | 2410.231 | 2306 | 2759.512 | 2643.908
|  |  | SEASONAL PEAK |  | 507.544 | 472.408 | 595.793 | 594.078 | 654.546 | 668.767 | 649.701 | 688.855
|  |  | TOTAL PASSIVE |  | 2560.81 | 2370.777 | 2893.136 | 2787.537 | 3064.777 | 2974.767 | 3409.213 | 3332.763
|  | ISO-NE DR Total |  |  | 3147.728 | 2961.895 | 3535.303 | 3435.005 | 3717.436 | 3640.473 | 4137.128 | 4072.43
FOOTNOTES:
-1 | Capacity values are based on Qualified Capacity (QC) of Existing Capacity Resources and cleared CSO of New Capacity Resources for each Capacity Commitment Period based on the results of each FCA. (see http://www.iso-ne.com/markets-operations/markets/forward-capacity-market).
-2 | Not all types of DR are reflected in all Transmission Planning studies. The use of DR varies by the type of study, type of DR, and load level being evaluated. Most Transmission Planning studies will reflect Energy Efficiency rather than other types of Passive DR and do not reflect Real-Time Emergency Generators (RTEG). Additional details on the DR modeled in transmission planning studies can be found in the Transmission Planning Technical Guide (https://www.iso-ne.com/static-assets/documents/2017/03/transmission_planning_techincal_guide_rev4_1.pdf).
-3 | The DR values have been scaled up to include the 8% transmission and distribution loss gross up.
-4 | In 2016, Real-time Emergency Generator resources were no longer qualified to participate in the Forward Capacity Market due to changes in the U.S. Environmenal Protection Agency emission requirements. Upon request of the Lead Market Participant, RTEG's that could meet the new EPA rquirement were converted to Real-time DR resources for all Capacity Committment Periods in which the resource had a Capcity Supply Obligation. Beginning with Capacity Commitment Period 2018-19, Real Time DR and RTEG's were reclassified as Active Demand Capacity Resource. Although RTEGs have been converted or retired, the table is showing the historical FCA results with the RTEGs.
-5 | This table represents the Forward Capacity Auction results for FCA 10, 11, 12 and 13; the information contained in this table is a snap shot in time immediately following the auction.
-6 | Only Active Demand Capacity Resources are required to provide Dispatch Zone information as Passive Demand Capacity Resources are not dispatchable.

## 6.1 Trans Links
6.1 Transmission Project Links
- | The ISO New England Regional Transmission Project Lists and Asset Condition Lists are currently published three times a year, which have typically been every March, June, and October. However, these publication times are subject to change. The lists can be found at:
http://www.iso-ne.com/system-planning/system-plans-studies/rsp
- | The 'Final RSP 19 Project List - March 2019' and 'Final Asset Condition List- March 2019' contain the prospective ISO New England Transmission System that shall be considered part of the 2019 CELT Report.
https://www.iso-ne.com/system-planning/system-plans-studies/rsp/
- | The new and modified FERC jurisdictional interconnection requests may be found at:
http://www.iso-ne.com/system-planning/transmission-planning/interconnection-request-queue
- | Transmission Owner Local System Plans are updated at least once a year and the latest Local System Plans may be found at:
https://www.iso-ne.com/committees/planning/topac/

## 6.2 Forecasts for Transmission
6.2 - Forecasts Used in Transmission Planning
Gross 90/10 Summer Peak Load Forecast 1
| Load Zone | 2019 | 2020 | 2021 | 2022 | 2023 | 2024 | 2025 | 2026 | 2027 | 2028
| CT | 7719.1792 | 7733.9821 | 7751.4274 | 7769.077 | 7785.5307 | 7802.1664 | 7818.0866 | 7833.8857 | 7849.6527 | 7865.7566
| ME | 2216.5387 | 2234.6829 | 2260.2858 | 2288.0232 | 2313.2212 | 2338.6566 | 2363.0962 | 2387.2067 | 2411.7358 | 2437.4461
| NEMA | 6721.5725 | 6787.0158 | 6856.4834 | 6928.1706 | 6998.2888 | 7068.5088 | 7137.8792 | 7207.1374 | 7276.3985 | 7346.3352
| NH | 2572.4983 | 2587.2269 | 2604.2055 | 2621.6288 | 2637.7457 | 2653.8701 | 2670.9859 | 2688.3141 | 2705.8816 | 2724.1331
| RI | 2312.6784 | 2339.7667 | 2368.1141 | 2398.4059 | 2429.3596 | 2460.338 | 2491.0726 | 2521.7292 | 2552.4218 | 2583.3364
| SEMA | 4119.287 | 4151.4204 | 4186.0223 | 4221.9789 | 4256.9784 | 4292.0403 | 4326.5877 | 4361.0694 | 4395.5552 | 4430.4508
| VT | 1123.3115 | 1128 | 1134.3005 | 1141.0438 | 1147.2603 | 1153.5051 | 1159.4657 | 1165.4154 | 1172.1209 | 1179.1287
| WCMA | 4047.1474 | 4087.587 | 4130.4494 | 4174.649 | 4217.9033 | 4261.2189 | 4304.0221 | 4346.7574 | 4389.4941 | 4432.6382
| MA (Sum of Load Zones) | 14888.0068 | 15026.0231 | 15172.9551 | 15324.7986 | 15473.1706 | 15621.768 | 15768.4891 | 15914.9642 | 16061.4479 | 16209.4242
| ISO-NE | 30832.2129 | 31049.6817 | 31291.2884 | 31542.9774 | 31786.2881 | 32030.3042 | 32271.1961 | 32511.5152 | 32753.2607 | 32999.2252
Energy Efficiency Forecast 2
| Load Zone | 2019 | 2020 | 2021 | 2022 | 2023 | 2024 | 2025 | 2026 | 2027 | 2028
| CT | 661.563 | 727.0063 | 786.4838 | 839.8845 | 887.8618 | 930.1524 | 966.7401 | 997.8199 | 1023.7528 | 1045.0163
| ME | 192.128 | 216.9541 | 239.8657 | 260.6636 | 279.1507 | 295.2965 | 309.1557 | 320.8511 | 330.5569 | 338.48
| NEMA | 676.739 | 825.5803 | 930.4246 | 1025.6364 | 1111.2124 | 1186.7064 | 1252.1067 | 1307.7773 | 1354.3606 | 1392.6987
| NH | 120.155 | 140.3911 | 158.7204 | 175.3689 | 190.3687 | 203.6202 | 215.1081 | 224.8941 | 233.0878 | 239.8324
| RI | 240.568 | 274.2156 | 305.1665 | 334.74 | 361.4454 | 385.0933 | 405.6534 | 423.2152 | 437.9571 | 450.1182
| SEMA | 419.947 | 504.9835 | 568.0431 | 625.0157 | 675.9377 | 720.5751 | 758.9578 | 791.3416 | 818.1474 | 839.9131
| VT | 125.177 | 141.4503 | 156.7053 | 170.6837 | 183.276 | 194.4429 | 204.4248 | 212.9598 | 220.0715 | 226.1108
| WCMA | 476.233 | 497.2187 | 560.5019 | 618.009 | 669.7332 | 715.4006 | 754.9994 | 788.7446 | 817.0193 | 840.3278
| MA (Sum of Load Zones) | 1572.919 | 1827.7824 | 2058.9697 | 2268.6611 | 2456.8832 | 2622.6821 | 2766.0639 | 2887.8635 | 2989.5273 | 3072.9396
| ISO-NE | 2912.51 | 3327.7999 | 3705.9114 | 4050.0018 | 4358.9858 | 4631.2875 | 4867.1459 | 5067.6036 | 5234.9536 | 5372.4974
PV Forecast 3,4,5 (June 1st Total Nameplate Capacity)
| Load Zone | 2019 | 2020 | 2021 | 2022 | 2023 | 2024 | 2025 | 2026 | 2027 | 2028
| CT | 486.0254 | 561.6495 | 654.7846 | 752.2541 | 841.5317 | 913.1442 | 984.7567 | 1056.3692 | 1119.0846 | 1162.1689
| ME | 43.6637 | 50.8088 | 57.8281 | 64.5762 | 71.3244 | 78.0725 | 84.8207 | 91.5688 | 98.317 | 105.0651
| NEMA | 346.9566 | 398.3174 | 448.3055 | 496.3623 | 544.4191 | 588.6696 | 623.1449 | 653.942 | 683.7967 | 712.7092
| NH | 87.878 | 100.6238 | 113.1453 | 125.183 | 137.2207 | 149.2584 | 161.2961 | 173.3338 | 185.3715 | 197.4092
| RI | 132.9231 | 184.2567 | 234.6868 | 281.2411 | 323.6391 | 366.0371 | 408.4351 | 450.8331 | 493.2311 | 535.6291
| SEMA | 714.1987 | 819.9232 | 922.822 | 1021.7453 | 1120.6686 | 1211.7569 | 1282.7232 | 1346.1178 | 1407.5729 | 1467.0882
| VT | 316.2796 | 344.9283 | 367.0323 | 388.2823 | 409.5323 | 430.7823 | 452.0323 | 473.2823 | 494.5323 | 515.7823
| WCMA | 902.6089 | 1036.2242 | 1166.2683 | 1291.2882 | 1416.3081 | 1531.4261 | 1621.1137 | 1701.2323 | 1778.8995 | 1854.1154
| MA (Sum of Load Zones) | 1963.7643 | 2254.4648 | 2537.3958 | 2809.3958 | 3081.3958 | 3331.8525 | 3526.9818 | 3701.2921 | 3870.2691 | 4033.9128
| ISO-NE | 3030.5341 | 3496.7319 | 3964.8728 | 4420.9325 | 4864.644 | 5269.1471 | 5618.3227 | 5946.6794 | 6260.8056 | 6549.9674
FOOTNOTES:
-1 | The “gross” load forecast is from a probabilistic distribution of forecast peak loads without reductions from EE and BTM PV. It represents the 90/10 peak demand forecast, which is a point on the distribution where the peak demand is expected to be exceeded 10% of summer seasons and not met 90% of summer seasons.
-2 | These values include an 8% transmission and distribution loss gross up.
-3 | This table includes SORs and Generators (per OP-14) that participate only in the energy market. Negative values in this category are due to the transfer of certain resources from energy-only PV to the Forward Capacity Market PV category.
-4 | The forecasted nameplate PV that is expected to be in-service as of June 1st of the study year is used to represent the PV forecast in the summer peak load cases for that study year. For example, a summer 2021 peak load case will include a forecast of nameplate PV that is expected to be in-service as of June 1, 2021.
-5 | Additional details on the modeling of PV forecast in transmission planning studies are available in the Transmission Planning Technical Guide, section 2.3.10. (https://www.iso-ne.com/static-assets/documents/2017/03/transmission_planning_techincal_guide_rev4_1.pdf)

## Appendix A.1 Definitions
Appendix A.1 Definitions
Section 1 - Summaries
The summary pages of this report contain terms used to describe how the ISO-NE Reliability Coordinator area forecast is adjusted. The definitions for those terms are as follows:
Load
The ten-year forecast of the ISO New England Reliability Coordinator area energy and seasonal peak demand is based on econometric models of energy and seasonal peaks for the ISO-NE RC area and the six New England states. The peak and energy forecasts have been adjusted to include reductions from behind-the-meter photovoltaic and energy efficiency resources. Forecasts of both BTM PV and EE are developed separately each year as part of the Distributed Generation Forecast Working Group and Energy Efficiency Forecast Working Group stakeholder processes, respectively.
Reserves
Installed Reserves in megawatts are calculated by taking the total Capabilities (including demand capacity resources and imports) for the ISO-NE RC area, less the Reference Load forecast for the ISO-NE RC area. The Installed Reserves, as a percentage of Load, are calculated by taking the total Installed Reserves and dividing them by the total Reference Load.
Capabilities
Section 1 of the CELT Report takes into account the Capacity Supply Obligations for the Forward Capacity Market’s 2018-19, 2019-20, 2020-21, 2021-22 and 2022-23 Capacity Commitment Periods. These include new and existing generating resources, demand capacity resources, and imports. The FCM CSOs utilized in this CELT Report, Section 1 totals are consistent with the most recent Forward Capacity Market CSOs as of March 19, 2019. The CSOs for the 2022-23 Capacity Commitment Period are carried through the remainder of the CELT reporting period.
Section 2 - ISO-NE Reliability Coordinator Area Capability
ISO-NE Reliability Coordinator Area Capability Values as of January 1, 2019, and as of the 2018-19 Winter and 2019 Summer Peaks (Section 2.1)
Section 2.1 lists generating assets claimed capability. The generating asset information, including the Lead Market Participant, is listed as it existed as of April 3, 2019 in the ISO-NE Market System. The facilities may or may not be owned, managed, or operated by the Lead Market Participant.
Seasonal Claimed Capability values are the maximum dependable load carrying ability of a generating unit or units, excluding capacity required for station service use. The rating is based on the SCC Audits conducted according to Market Rule 1 and ISO New England Manual for Registration and Performance Auditing M-RPA. For additional information, please visit ISO-NE’s website at: http://www.iso-ne.com/rules_proceds/isone_mnls/index.html.
The generator capabilities in Section 2.1 are based on SCC and not on FCM CSOs. Winter capabilities are as of January 1, 2019. In addition, the winter capabilities as of the actual winter peak for 2018-19, which occurred on January 21, 2019, and the summer capabilities for the forecast summer peak of July 1, 2018 are provided.
This section of the CELT Report was tabulated from data provided by ISO-NE Market Participants. Although every effort has been made to verify its content, ISO New England does not assume responsibility for the accuracy of the data presented.
Net of Firm Imports and Exports Outside of ISO-NE Reliability Coordinator Area (Section 2.2):
Section 2.2 is based on the Import CSOs and Administrative Export Delists as of the 2018-19 winter peak and the 2019 summer.
Section 3 - Forecast of Solar Photovoltaic Resources by State
Section 3 is a forecast of PV resources by state for the years 2019 through 2028. The forecast methodology and assumptions are available at: https://www.iso-ne.com/system-planning/system-forecasting/distributed-generation-forecast
Section 4 - Summary of Capacity Supply Obligations
Section 4 summarizes the Forward Capacity Market CSOs as of March 19, 2019. The Demand Capacity Resources are broken down into On-Peak Demand Capacity Resource, Real-Time Demand Capacity Response Resource/Active Demand Capacity Resources, Real-Time Emergency Generation Resource, and Seasonal Peak Demand Capacity Resource categories. Generation is broken down into Intermittent and Non-Intermittent categories.
Renewable Technology Resources
To participate in the Forward Capacity Market as a Renewable Technology Resource, a Generating Capacity Resource or an On-Peak Demand Capacity Resource (including every Asset that is part of the On-Peak Demand Capacity Resource) must satisfy the following requirements: (a) receive an out-of-market revenue source supported by a state- or federally-regulated rate, charge or other regulated cost recovery mechanism; (b) qualify as a renewable or alternative energy generating resource under any New England state’s mandated (either by statute or regulation) renewable or alternative energy portfolio standards as in effect on January 1, 2014, or, in states without a standard, qualify under that state’s renewable energy goals as a renewable resource (either by statute or regulation) as in effect on January 1, 2014. The resource must qualify as a renewable or alternative energy generating resource in the New England state in which it is geographically located. A resource physically located in United States federal waters directly adjacent to New England state maritime boundaries and directly interconnecting to the New England system is considered to be geographically located in the state where its Point of Interconnection is located; (c) participate in a Forward Capacity Auction for a Capacity Commitment Period beginning on or after June 1, 2018 as a New Generating Capacity Resource or New Demand Capacity Resource pursuant to Section III.13.1.1, and; (d) has been designated for treatment as a Renewable Technology Resource pursuant to Section III.13.1.1.2.9.
Section 5 – Forward Capacity Market Resource Capabilities
The October 31, 2008 Forward Capacity Market/Queue Amendments filing (FERC Docket ER09237 http://www.iso-ne.com/regulatory/ferc/filings/2008/oct/er09-237-000_10-8-31_fcm_queue.pdf ) established the Capacity Network Resource Capability values for each generating resource. Those CNRC values are listed in Section 5.1.
Capacity Network Resource Capability (“CNR Capability”):
The CNR Capability shall mean: (i) in the case of a Generating Facility that is a New Generating Capacity Resource pursuant to Section III.13.1 of the Tariff or an Existing Generating Capacity Resource that is increasing its capability pursuant to Section III.13.1.2.2.5 of the Tariff, for Summer, the highest megawatt amount of the Capacity Supply Obligation obtained by the Generating Facility in accordance with Section III.13 of the Tariff, and, if applicable, as specified in a filing by the System Operator with the Commission in accordance with Section III.13.8.2 of the Tariff, net of any megawatt amount reductions resulting from capacity terminations or retirements (including permanent de-lists bids) in accordance with Section III.13 of the Tariff, and, for Winter, the Summer CNR Capability multiplied by the ratio of the associated Winter Qualified Capacity divided by the associated Summer Qualified Capacity, or (ii) in the case of a Generating Facility that meets the criteria under Section 5.2.3 of this LGIP, the total megawatt amount determined pursuant to the hierarchy established in Section 5.2.3, net of any megawatt amount reductions resulting from capacity terminations or retirements (including permanent de-lists bids) in accordance with Section III.13 of the Tariff. The CNR Capability shall not exceed the maximum net megawatt electrical output of the Generating Facility at the Point of Interconnection at an ambient temperature at or above 90 degrees F for Summer and at or above 20 degrees F for Winter. Where the Generating Facility includes multiple production devices, the CNR Capability shall not exceed the aggregate maximum net megawatt electrical output of the Generating Facility at the Point of Interconnection at an ambient temperature at or above 90 degrees F for Summer and at or above 20 degrees F for Winter.
Network Resource Capability (“NR Capability”)
The NR Capability shall mean the maximum gross and net megawatt electrical output of the Generating Facility at the Point of Interconnection at an ambient temperature at or above 50 degrees F for Summer and at or above 0 degrees F for Winter. Where the Generating Facility includes multiple energy production devices, the NR Capability shall be the aggregate maximum gross and net megawatt electrical output of the Generating Facility at the Point of Interconnection at an ambient temperature at or above 50 degrees F for Summer and at or above 0 degrees F for Winter. The NR Capability shall be equal to or greater than the CNR Capability. In the case of a Generating Facility that meets the criteria under Section 5.2.4 of Schedule 22 of Section II of the Tariff, the NR Capability shall mean the total megawatt amount determined pursuant to Section 5.2.4.
Dispatch Zone
Dispatch Zone means a subset of Nodes located within a Load Zone established by the ISO for each Capacity Commitment Period pursuant to Section III.12.4A of the Tariff.
System Planning DR Assumptions
Section 5.2 of this CELT Report is the "Summary of Demand Capacity Resource Capacity (MW) Used in System Planning Studies". The capacity values in that table are based on Forward Capacity Market Qualified Capacity of Existing Capacity Resources and Capacity Supply Obligations of New Capacity Resources for each Capacity Commitment Period. The Transmission Planning Technical Guide, Appendix J, Load Modeling Guide for ISO New England Network Model, describes how this data will be used. See: https://www.iso-ne.com/system-planning/transmission-planning/transmission-planning-guides/
Section 6 - Transmission
Information regarding the ISO New England Regional Transmission Projects is periodically published and can be found at: http://www.iso-ne.com/committees/comm_wkgrps/prtcpnts_comm/pac/projects/index.html. The project lists are currently published every March, June, and October and are referred to as the March, June, and October Regional System Plan (RSP) Update, respectively.
The 'RSP 19 Project List - March 2019 - Final' will contain the prospective ISO New England Transmission System projects that shall be considered part of this CELT Report.
Appendix C.1 - Primary Natural Gas Pipeline and Local Distribution Company (LDC) by Asset
Local Gas Distribution Company - LDC
An entity that transfers natural gas from pipelines to consumers.

## A.2 Company Abbreviations
A.2 Company Abbreviations
Sections 2 and 5 of the CELT Report include company abbreviations. Below are the abbreviations used in this report along with their corresponding name.
LP Acronym | Lead Participant
APNM | American PowerNet Management, LP
AMP | Ampersand Energy Partners LLC
PPMI | Avangrid Renewables, LLC
BSP | Bear Swamp Power Company LLC
BBHP | Black Bear Hydro Partners, LLC
BHI | Blackstone Hydro, Inc.
BSE | Blue Sky East, LLC
BSWL | Blue Sky West, LLC
EMMT-I | Boston Energy Trading and Marketing LLC
BPEC | BP Energy Company
BELD | Braintree Electric Light Department, Town of
BPCLP | Bridgewater Power Company, L.P.
BEMLP | Brookfield Energy Marketing, LP
FPLEMH | Brookfield White Pine Hydro LLC
BKSG | Bucksport Generation LLC
BED | Burlington Electric Department
CALP | Calpine Energy Services, LP
CMPM-I | Central Maine Power Company
CERI | Central Rivers Power MA, LLC
CHIPM | CHI Power Marketing, Inc.
CMLP | Chicopee Municipal Lighting Plant
CIAN | Cianbro Energy, LLC
CRMC | Commonwealth Resource Management Corporation
CLP | Connecticut Light and Power Company, The
CMEEC | Connecticut Municipal Electric Energy Cooperative
CEEI | Consolidated Edison Energy, Inc
CNE | Constellation NewEnergy, Inc.
CEM | Covanta Energy Marketing, LLC
DWBI | Deepwater Wind Block Island, LLC
SEL-I | Direct Energy Business, LLC
HEM | Direct Energy Business Marketing, LLC
DEMI-I | Dominion Energy Generation Marketing, Inc
DMT1 | Dynegy Marketing and Trade, LLC
EDFS | EDF Energy Services, LLC
EDFT | EDF Trading North America, LLC
EES4 | Emera Energy Services Subsidiary No. 4 LLC
EES6 | Emera Energy Services Subsidiary No. 6 LLC
BHEC-I | Emera Maine
ENE | Energy New England LLC
SUEZ | Engie Energy Marketing NA, Inc
ENPM | Entergy Nuclear Power Marketing LLC
NAEA-EM | Essential Power Massachusetts, LLC
EPN | Essential Power Newington, LLC
EWP2 | Evergreen Wind Power II, LLC
EWP3 | Evergreen Wind Power III, LLC
EXGC | Exelon Generation Company, LLC
NEL1 | FirstLight Power Resources Management, LLC
FGE | Fitchburg Gas & Electric Light Company
FSCL | Fusion Solar Center, LLC
GCE | GenConn Energy LLC
MET | Genon Energy Management, LLC
GOOSE | Goose River Hydro, Inc.
GRP | Granite Reliable Power, LLC
GRRN | Gravity Renewables, Inc
GRHL | Great River Hydro, LLC
GRDV | Green Development, LLC
GMP | Green Mountain Power Corporation
HCG | Hampshire Council of Governments
HCWL | Hancock Wind, LLC
HGE | Holyoke Gas & Electric Department
HSE | HSE Hydro NH AC, LLC
HLPD | Hudson Light & Power Department
HULL | Hull Municipal Lighting Plant
IEA | Indeck Energy-Alexandria, L.L.C.
IPSC | Industrial Power Services Corp
IMLD | Ipswich Municipal Light Department
JERICHO | Jericho Power LLC
KENDALL | Kendall Green Energy LLC
KCC | Kimberly-Clark Corporation
LELWD | Littleton Electric Light & Water Department
MMLLC | Manchester Methane, LLC
MMLD | Marblehead Municipal Light Department
MS1 | Mass Solar 1, LLC
MBTA | Massachusetts Bay Transportation Authority
MEC | Massachusetts Electric Company
MMWEC | Massachusetts Municipal Wholesale Electric Company
MATEP | MATEP, LLC
MCCL | McCallum Enterprises 1 Limited Partnership
MESSA | Messalonskee Stream Hydro, LLC
MMELD | Middleton Municipal Light Department
NEP | New England Power Company
NHEC | New Hampshire Electric Cooperative, Inc.
FPLP-I | NextEra Energy Marketing, LLC
NRGPM | NRG Power Marketing LLC
NSTAR | NSTAR Electric Company
PHE | Pioneer Hydro Electric Co., Inc.
PRE | Plainfield Renewable Energy, LLC
PSS | Power Supply Services, LLC
PMLD | Princeton Municipal Light Department
PSEG | PSEG Energy Resources & Trade LLC
PSEG-NH | PSEG New Haven LLC
PSNH | Public Service Company of New Hampshire
PUTNAM | Putnam Hydropower, Inc.
RHW | Record Hill Wind LLC
REESTR | ReEnergy Stratton LLC
RRIG | Rhode Island Engine Genco, LLC
RGC | Rocky Gorge Corporation
SENA | Shell Energy North America (US), L.P.
SELP | Shrewsbury Electric & Cable Operations
SPRING | Springfield Power, LLC
SPRUCE | Spruce Mountain Wind, LLC
SMED | Sterling Municipal Electric Light Department
STETSON | Stetson Holdings, LLC
STET2 | Stetson Wind II, LLC
SKEM | Stonepeak Kestrel Energy Marketing LLC
IESI-I | Stored Solar J&WE, LLC
SWEB | SWEB Development USA, LLC
EPLU-I | Talen Energy Marketing, LLC
TMLP | Taunton Municipal Lighting Plant
TTMLP-I | Templeton Municipal Light & Water Plant
TPSC | Tenaska Power Services Co.
NEC | The Narragansett Electric Company
TERM | Twin Eagle Resource Management, LLC
UIL | UIL Distributed Resources LLC
UNION | Union Atlantic Electricity
UI | United Illuminating Company, The
UNITIL-ES | Unitil Energy Systems, Inc.
VEC | Vermont Electric Cooperative, Inc.
VELCO | Vermont Electric Power Company, Inc.
VPPSA | Vermont Public Power Supply Authority
VTWIND | Vermont Wind LLC
VERSO | Verso Energy Services LLC
WATERBURY | Waterbury Generation LLC
WATERSIDE | Waterside Power, LLC
WB | Wheelabrator Bridgeport, L.P.
WNE | Wheelabrator North Andover Inc
WMRE | WM Renewable Energy, L.L.C.
WHSI | Woods Hill Solar, Inc
YJE | Yellow Jacket Energy, LLC

## A.3 Column Abbreviations Type
A.3 Column Abbreviations
Code | Prime Mover (Consistent with the DOE EIA-411 Instructions except where noted)
BA | Energy Storage, Battery
CC | Combined Cycle Total Unit
Includes generators defined by EIA as Combined Cycle Steam Part (CA); Combined Cycle Single Shaft
(CS - combustion turbine and steam turbine share a single generator); Combined Cycle Combustion Turbine Part (CT)
CE | Compressed Air Energy Storage
FC | Fuel Cell - Electrochemical
GT | Combustion (Gas) Turbine – Simple Cycle
(includes jet engine design)
HL | Hydraulic Turbine
HDR | Hydraulic Turbine – Conventional -- Daily -- Run of River
(includes turbines associated with delivery of water)
HDP | Hydraulic Turbine – Conventional -- Daily -- Pondage
(includes turbines associated with delivery of water)
HTO | Hydraulic Turbine - Other
(includes hydrokinetic tidal power technology)
HW | Hydraulic Turbine -- Conventional – Weekly -- Pondage
(includes turbines associated with delivery of water)
IC | Internal Combustion Engine
(diesel, piston, reciprocating)
IG | Integrated Coal Gasification Combined Cycle
OT | Other
PB | Pressurized Fluidized Bed Combustion
PS | Hydraulic Turbine – Reversible (pumped storage)
PV | Photovoltaic
ST | Steam Turbine, including nuclear, geothermal and solar steam (does not include combined cycle)
WT | Wind Turbine

## A.4 Column Abbreviations ES
A.4 Column Abbreviations
Code | Energy Source (Description of Fuel Used)
AB | Agricultural Crop Byproducts/Straw/Energy Crops
BFG | Blast Furnace Gas
BIT | Anthracite Coal and Bituminous Coal
BLQ | Black Liquor
DFO | Distillate Fuel Oil - including Diesel, No. 1, 2, and 4
JF | Jet Fuel
KER | Kerosene
LFG | Landfill Gas
LIG | Lignite Coal
MSW | Municipal Solid Waste
MWH | Electricity Used for Energy Storage
NG | Natural Gas
NUC | Nuclear Uranium, Plutonium, Thorium
OBG | Other Biomass Gas - includes digester gas, methane, and other biomass gasses
OBL | Other Biomass Liquids
OBS | Other Biomass Solids
OG | Other Gas
PC | Petroleum Coke
PG | Gaseous Propane
PUR | Purchased Steam
RFO | Residual Fuel Oil Includes: Bunker C, No. 5, and No. 6 (020, 030, 070, and 100)
SC | Coal Synfuel - Coal-based solid fuel - processed by a coal synfuel plant; and coal-based fuels such as briquettes, pellets, or extrusions, which are formed from fresh or recycled coal and binding materials
SLW | Sludge Waste
SUB | Subbituminous Coal
SUN | Solar
TDF | Tire-derived Fuels
WAT | Water at a Conventional Hydroelectric Turbine
WC | Waste/Other Coal - including anthracite culm, bituminous gob, fine coal, lignite waste, waste coal
WDL | Wood Waste Liquids excluding Black Liquor - includes red liquor, sludge wood, spent sulfite liquor, and other wood-based liquids
WDS | Wood/Wood Waste Solids - including paper pellets, railroad ties, utility poles, wood chips, bark, and wood waste solids
WND | Wind
WO | Waste/Other Oil - including Crude Oil, Liquid Butane, Liquid Propane, Oil Waste, Re-Refined Motor Oil, Sludge Oil, Tar Oil, or other petroleum-based liquid wastes

## Appendix B.1 FIPS Codes
B.1 Federal Information Processing Standard (FIPS) Codes
FIPS | County Name | FIPS | County Name (Cont'd) | FIPS | County Name (Cont'd) | FIPS | County Name (Cont'd)
Code |  | Code |  | Code |  | Code
State of Connecticut
1 | Fairfield | 5 | Litchfield | 9 | New Haven | 13 | Tolland
3 | Hartford | 7 | Middlesex | 11 | New London | 15 | Windham
State of Maine
1 | Androscoggin | 9 | Hancock | 17 | Oxford | 25 | Somerset
3 | Aroostook | 11 | Kennebec | 19 | Penobscot | 27 | Waldo
5 | Cumberland | 13 | Knox | 21 | Piscataquis | 29 | Washington
7 | Franklin | 15 | Lincoln | 23 | Sagadahoc | 31 | York
State of Massachusetts
1 | Barnstable | 9 | Essex | 17 | Middlesex | 25 | Suffolk
3 | Berkshire | 11 | Franklin | 19 | Nantucket | 27 | Worcester
5 | Bristol | 13 | Hampden | 21 | Norfolk
7 | Dukes | 15 | Hampshire | 23 | Plymouth
State of New Hampshire
1 | Belknap | 7 | Coös | 13 | Merrimack | 19 | Sullivan
3 | Carroll | 9 | Grafton | 15 | Rockingham
5 | Cheshire | 11 | Hillsborough (Hillsboro) | 17 | Strafford
State of Rhode Island
1 | Bristol | 5 | Newport | 9 | Washington
3 | Kent | 7 | Providence
State of Vermont
1 | Addison | 9 | Essex | 17 | Orange | 25 | Windham
3 | Bennington | 11 | Franklin | 19 | Orleans | 27 | Windsor
5 | Caledonia | 13 | Grand Isle | 21 | Rutland
7 | Chittenden | 15 | Lamoille | 23 | Washington

## B.2 RSP Subarea
B.2 Regional System Plan Subarea & Load Zone Descriptions
Subarea or Control Area Designation | Region or State
BHE | Northeastern Maine
ME | Western and central Maine/Saco Valley, New Hampshire
SME | Southeastern Maine
NH | Northern, eastern, and central New Hampshire/eastern Vermont and southwestern Maine
VT | Vermont/southwestern New Hampshire
Boston | Greater Boston, including the North Shore
CMA/NEMA | Central Massachusetts/ northeastern Massachusetts
WMA | Western Massachusetts
SEMA | Southeastern Massachusetts/Newport, Rhode Island
RI | Rhode Island/bordering MA
CT | Northern and eastern Connecticut
SWCT | Southwestern Connecticut
NOR | Norwalk/Stamford, Connecticut
M, NY, and HQ | Maritimes, New York, and Hydro-Québec external Reliability Coordinator areas
Load Zone* | Region or State
CT | Connecticut
ME | Maine
NH | New Hampshire
RI | Rhode Island
VT | Vermont
NEMA | Northeastern Massachusetts
SEMA | Southeastern Massachusetts
WCMA | Western and Central Massachusetts
* The boundaries for the CT, ME, NH, RI, and VT load zones are the same as the state boundaries.

## C.1 Gas Pipeline
C.1 Primary Natural Gas Pipeline and Local Gas Distribution Company by Asset
Pipeline Name | LDC | Asset ID | Asset Name | Winter SCC (MW) | Summer SCC (MW)
ALGONQUIN | Braintree Power (BP) | 15485 | Thomas A. Watson Unit #2 | 57.4 | 52.6
|  | Braintree Power Total |  | 57.4 | 52.6
| Eversource | 1672 | Kendall CT | 187.06 | 182.71
|  | Eversource Total |  | 187.06 | 182.71
| National Grid | 10349 | Kendall Steam 3 | 22.94 | 22.94
|  | 321 | Manchester 10/10A CC | 170 | 157.42
|  | 322 | Manchester 11/11A CC | 170 | 158.66
|  | 323 | Manchester 9/9A CC | 170 | 154.81
|  | 13675 | MATEP (Combined Cycle) | 46.785 | 53.12
|  | 540 | Potter 2 CC | 90 | 72
|  | National Grid Total |  | 669.725 | 618.95
| Southern Connecticut Gas | 513 | New Haven Harbor | 439.59 | 346.79
|  | 15477 | New Haven Harbor Unit 2 | 48.32 | 42.95
|  | 40052 | New Haven Harbor Unit 3 | 48.32 | 42.95
|  | 40053 | New Haven Harbor Unit 4 | 48.32 | 42.95
|  | 13515 | Pierce Station | 94.5 | 74.09
|  | Southern Connecticut Gas Total |  | 679.05 | 549.73
| Yankee Gas | 15097 | KIMB Rocky River Ph2 | 15.26 | 12.87
|  | 493 | Montville 5 | 81.59 | 81
|  | 12564 | Waterbury Generation Facility | 98.749 | 89.54
|  | Yankee Gas Total |  | 195.599 | 183.41
| Direct Connect to Algonquin | 1412 | ANP-Bellingham 1 | 299.08 | 266.77
|  | 1415 | ANP-Bellingham 2 | 298.6 | 267.7
|  | 366 | Canal 2 | 545.34 | 558.75
|  | 375 | Cleary 9/9A CC | 109.93 | 104.93
|  | 49325 | CPV Towantic 1A | 424.62 | 378.91
|  | 49326 | CPV Towantic 1B | 424.62 | 378.91
|  | 15940 | Dartmouth CT Generator 3 | 21.78 | 19.58
|  | 388 | Dartmouth Power | 67.66 | 61.32
|  | 1005 | Dighton Power LLC | 188.56 | 163.22
|  | 40327 | Fore River 11 | 403.01 | 359.28
|  | 40328 | Fore River 12 | 403.01 | 359.28
|  | 14614 | Kleen Energy | 620 | 620
|  | 1342 | Lake Road 1 | 291.96 | 256.34
|  | 1343 | Lake Road 2 | 276.774 | 261.74
|  | 1344 | Lake Road 3 | 278.048 | 266.41
|  | 12505 | Middletown 12 | 49.2 | 46.9
|  | 37366 | Middletown 13 | 49.2 | 46.9
|  | 37367 | Middletown 14 | 49.2 | 46.9
|  | 37368 | Middletown 15 | 49.2 | 46.9
|  | 480 | Middletown 2 | 120 | 117
|  | 481 | Middletown 3 | 233.03 | 229.91
|  | 486 | Milford Power | 170.73 | 149
|  | 48754 | NEA Bellingham 1A | 160.26 | 142.7
|  | 48755 | NEA Bellingham 1B | 160.26 | 142.7
|  | 48695 | Salem 5 | 357.8 | 338.9
|  | 48696 | Salem 6 | 357.8 | 338.19
|  | 15484 | Thomas A. Watson Unit #1 | 57.4 | 52.6
|  | 1226 | Tiverton Power | 298.98 | 265.38
|  | 1376 | Wallingford Unit 1 | 50 | 44.04
|  | 1377 | Wallingford Unit 2 | 50 | 42.22
|  | 1378 | Wallingford Unit 3 | 48.63 | 43.57
|  | 1379 | Wallingford Unit 4 | 50 | 43.92
|  | 1380 | Wallingford Unit 5 | 49.43 | 44.64
|  | 50025 | Wallingford Unit 6 | 48.67 | 43.67
|  | 50026 | Wallingford Unit 7 | 49.51 | 44.48
|  | Direct Connect to Algonquin Total |  | 7112.292 | 6593.66
|  | ALGONQUIN Total |  | 8901.126 | 8181.06
DISTRIGAS | Direct Connect to Distrigas | 1478 | Mystic 8 | 840.68 | 703.32
|  | 1616 | Mystic 9 | 858.46 | 713.9
|  | DISTRIGAS Total |  | 1699.14 | 1417.22
IROQUOIS | Southern Connecticut Gas | 16738 | Dominion Bridgeport Fuel Cell | 10.943 | 11.66
|  | 1385 | Milford Power 1 | 295.65 | 270.87
|  | 1386 | Milford Power 2 | 289.71 | 266.67
|  | Southern Connecticut Gas Total |  | 596.303 | 549.2
| Direct Connect to Iroquois | 1032 | Bridgeport Energy 1 | 577.13 | 468.18
|  | 397 | Devon 11 | 38.82 | 29.3
|  | 398 | Devon 12 | 38.44 | 29.23
|  | 399 | Devon 13 | 38.97 | 29.97
|  | 400 | Devon 14 | 40.27 | 29.7
|  | 12504 | Devon 15 | 49.2 | 46.89
|  | 17044 | Devon 16 | 49.2 | 46.9
|  | 17045 | Devon 17 | 49.2 | 46.9
|  | 17046 | Devon 18 | 49.2 | 46.9
|  | Direct Connect to Iroquois Total |  | 930.43 | 773.97
|  | IROQUOIS Total |  | 1526.733 | 1323.17
Maritimes and Northeast (M&N) | Bangor Natural Gas | 47390 | Bucksport | 219.432 | 161.3
|  | Bangor Natural Gas Total |  | 219.432 | 161.3
| Direct Connect to M&N | 1649 | EP Newington Energy, LLC | 631.51 | 565.148
|  | 40338 | Maine Independence Station 1 | 273 | 249.02
|  | 40339 | Maine Independence Station 2 | 273 | 249.02
|  | 508 | Newington 1 | 400.2 | 400.2
|  | Direct Connect to M&N Total |  | 1577.71 | 1463.388
|  | M&N Total |  | 1797.142 | 1624.688
Portland Natural Gas Transmission System (PNGTS) | Direct Connect to PNGTS | 1255 | Rumford Power | 56.406 | 244.28
|  | 13703 | Verso Cogen 1 | 56.333 | 49.94
|  | 13704 | Verso Cogen 2 | 54.668 | 43.17
|  | 13705 | Verso Cogen 3 | 284.352 | 41.8
|  | 14177 | Westbrook Energy Center G1 | 286.113 | 267.94
|  | 14178 | Westbrook Energy Center G2 | 285.9 | 267.94
|  | Direct Connect to PNGTS Total |  | 1023.772 | 915.07
|  | PNGTS Total |  | 1023.772 | 915.07
TENNESSEE | Berkshire Gas | 326 | Altresco | 182.98 | 149.57
|  | Berkshire Gas Total |  | 182.98 | 149.57
| Colonial Gas | 461 | L'Energia Energy Center | 78.45 | 74.64
|  | Colonial Gas Total |  | 78.45 | 74.64
| Columbia Gas of MA | 497 | Mass Power | 279.9 | 250.096
|  | 1185 | Stony Brook GT1A | 113.567 | 104
|  | 1186 | Stony Brook GT1B | 115.932 | 99.932
|  | 1187 | Stony Brook GT1C | 114.433 | 103.304
|  | 633 | West Springfield 3 | 100.087 | 94.276
|  | 1693 | West Springfield GT-1 | 48 | 38.149
|  | 1694 | West Springfield GT-2 | 48 | 38.858
|  | Columbia Gas of MA Total |  | 819.919 | 728.615
| CT Natural Gas | 324 | CDECCA | 55.591 | 51.45
|  | CT Natural Gas Total |  | 55.591 | 51.45
| National Grid | 448 | Ipswich Diesels | 9.39 | 9.19
|  | 531 | Pawtucket Power | 60.48 | 57.17
|  | 612 | Waters River Jet 1 | 21.974 | 15.97
|  | 613 | Waters River Jet 2 | 44.05 | 29.97
|  | National Grid Total |  | 135.894 | 112.3
| Yankee Gas | 42375 | Dexter 1 | 39.97 | 39.84
|  | 42376 | Dexter 2 | 5.04 | 4.67
|  | Yankee Gas Total |  | 45.01 | 44.51
| Direct Connect to Tennessee | 1286 | ANP-Blackstone Energy 1 | 279.7 | 247.846
|  | 1287 | ANP-Blackstone Energy 2 | 278.81 | 248.71
|  | 1086 | Berkshire Power | 246.28 | 229.22
|  | 48120 | Granite Ridge Energy 1A | 369.64 | 337.79
|  | 48121 | Granite Ridge Energy 1B | 369.64 | 337.79
|  | 1210 | Millennium | 377.61 | 334.9
|  | 528 | Ocean St Pwr GT1/GT2/ST1 | 316.901 | 270.9
|  | 529 | Ocean St Pwr GT3/GT4/ST2 | 318.18 | 270.18
|  | 1630 | RISEP | 616.36 | 554.53
|  | Direct Connect to Tennessee Total |  | 3173.121 | 2831.866
|  | TENNESSEE Total |  | 4490.965 | 3992.951
AGT & TGP | National Grid (Boston) | 502 | Mystic 7 | 559.78 | 573.77
|  | National Grid Total |  | 559.78 | 573.77
|  | AGT & TGP |  | 559.78 | 573.77
New England Grand Total |  |  |  | 19998.658 | 18027.929
NOTES:
Units in this list use natural gas as a primary or secondary fuel.