## Introduction
Original posting on April 23, 2019
Revision History
|  | Date | Revision
|  | 2019-05-02 | Revised column headers in 12 FC
|  | 2019-06-19 | Revised 2017 and 2018 NEL figures in 5 WN
Inserted data into 3 CI
ISONE 2019 Forecast Data File
The ISO New England (ISONE) Control Area net energy for load (NEL) and peak load forecasts are summarized in the Forecast Report of Capacity, Energy, Loads and Transmission (CELT) 2019 - 2028 in PDF and Excel formats. This data file contains historical actual data through 2018, and forecasts for 2019 - 2028.
The seasonal peak load and energy forecast, as published in the CELT Report and used for calculating the Installed Capacity
Requirement (ICR), reflects the Behind-the-Meter PV forecast, but does not reflect the peak and energy savings
of the energy efficiency resources (seasonal and on peak) that have participated in the Forward Capacity Market, which are treated
as a resource, and are included with the Capacity Based on FCM Obligations in the CELT Report.
This file shows the CELT/Gross forecast, the CELT/Gross forecast minus the Behind-the-Meter PV (BTM PV), and the
Net Forecast (CELT/Gross forecast minus the BTM PV and minus energy efficiency (EE) resources).
Unless explicitly labelled "net," "net of BTM PV," or "net of BTM PV and EE" the forecast is the CELT/Gross version.
Worksheet
1 | ISONE Control Area & New England States Net Energy for Load (NEL) and Seasonal Peak Load History
Historical annual NEL and seasonal peak loads for 1991 - 2018.
2 | ISONE Control Area, States, Regional System Plan Sub-areas, and SMD Load Zones Forecasts:
Expected weather case (50th percentile), extreme weather case (90th percentile) and compound annual growth rates, 2019 - 2028
2A | Summer Peak Load Forecast
2B | Winter Peak Load Forecast
2C | Annual Energy Forecast
3 | Annual NEL and Seasonal Peak Load Forecast and 90% confidence Intervals for ISONE Control Area, States, and Sub-areas, 2019-2028
4 | ISONE Control Area and New England States Monthly Peak Load Forecast
Monthly peak load forecast for the expected weather case, 2019 - 2028.
The monthly peak loads are the 20th percentile of the forecast distribution, and are different from the most likely seasonal peaks,
which are the 50th percentile of the forecast distribution.
5 | ISONE Control Area Weather Normalized History & Forecast
Annual ISONE Control Area net energy for load and summer and winter peak loads.
Weather normalized historical data from 1980 - 2018.
Forecast at expected weather, 2019 - 2028.
Weather normalized historical NEL and peaks are not available for the New England states.
6 | ISONE Control Area and States Monthly Net Energy for Load Forecast
7 | Seasonal Peak Load Forecast Distributions for the ISONE Control Area and New England States
Weather driven forecast distributions with the expected case as the 50th percentile.
8 | State Long-Run Energy Model Inputs 1991-2028.
Annual data on several economic/demographic variables for New England and the States,
some of which are used in the long-run forecast of net energy for load.
History is shown from 1991-2018, and forecast values are shown from 2019-2028.
9 | Adjusting the State Energy Forecasts to the ISONE Energy Forecast.
The states and the ISONE control area are modeled and forecasted separately. The state forecasts
are then adjusted to sum to the ISONE forecast.
10G | 2019 CELT differences from 2018 CELT for the CELT/GROSS forecast for ISONE and the New England States.
10N | 2019 CELT differences from 2018 CELT for the CELT/Net forecasts for ISONE and the New England States.
11 | Proportion of Operating Company by Sub-Area
Percentage of ISONE Control Area operating companies and load zones portioned out to the RSP sub-areas for the Ferc 715 2019 and 2028 cases.
12 | 2019 CELT Annual Energy and Seasonal Peak Forecast
The information from Tab 2 in a tabular format.
13 | Westinghouse Capacity Model Program Load Inputs (Power Years 2019/20-2028/29)
Weekly distributions, based on the gross load forecast, are represented in the Capacity Model with three parameters:
the expected value (mean), the standard deviation, and skewness.
Distributions are determined by the ISONE Control Area load forecasting process for non-holiday weekday peak loads.
14 | Summary Tables: ISONE Control Area, States, Regional System Plan Sub-areas, and SMD Load Zones Energy and Seasonal Peak Load Forecast
First-year (2019), last-year (2028), and compound annual growth rate (CAGR) for: Gross Forecast;
Gross Forecast net of BTMPV; and Gross Forecast net of BTM PV and net of EE.
15 | 2019 CELT differences from 2018 CELT BTM PV and EE for ISONE and the New England States
******* | Due to rounding, components may not sum to the total (e.g., states may not sum to New England, etc.) *******
ISO New England (ISONE) Control Area Load Definitions (Peak & Energy)
Actual | The actual recorded ISONE Control Area load.
Gross | The actual ISONE Control Area load reconstituted for the load reducing actions of Behind-the-Meter PV, Price Responsive Demand Resources,
and the Energy Efficiency Resources from the Forward Capacity Market.
Weather Normalized | The ISONE load adjusted for the deviation of weather from the normal (expected) weather conditions.
Winter | The winter beginning October of the year shown through April of the following year.
New England States
CT | Connecticut
ME | Maine
MA | Massachusetts
NH | New Hampshire
RI | Rhode Island
VT | Vermont
NE | New England

## 1 History
ISO-NE and States' History: Annual Energy, Coincident and Non-coincident Seasonal Peak Load and Load Factor | [7 empty] | ISO-NE and States' History: Annual Energy, Coincident and Non-coincident Seasonal Peak Load and Load Factor
|  |  |  | NET: Does not include reconstitution for Active Demand, PV or EE |  |  |  | GROSS: Does include reconstitution for Active Demand, PV and EE
NET | Net Energy for Load (GWh) | Coincident Summer Peak (MW) | Coincident Load Factor | Following Coincident Winter Peak (MW) | Non-coincident Summer Peak (MW) | Non-coincident Load Factor | Following Non-coincident Winter Peak (MW) | GROSS | Net Energy for Load (GWh) | Coincident Summer Peak (MW) | Gross Coincident Load Factor | Following Coincident Winter Peak (MW) | Non-coincident Summer Peak (MW) | Gross Non-coincident Load Factor | Following Non-coincident Winter Peak (MW)
ISO-NE | [7 empty] | ISO-NE
1991 | 108682 | 19742 | 62.8438 | 18885 | 19742 | 62.8438 | 18885 | 1991 | 108682 | 19742 | 62.8438 | 19014 | 19742 | 62.8438 | 19014
1992 | 108826 | 18707 | 66.2272 | 18853 | 18707 | 66.2272 | 18853 | 1992 | 108826 | 18707 | 66.2272 | 18853 | 18707 | 66.2272 | 18853
1993 | 110532 | 19570 | 64.4753 | 19528 | 19570 | 64.4753 | 19528 | 1993 | 110532 | 19604 | 64.3634 | 19528 | 19604 | 64.3634 | 19528
1994 | 112278 | 20519 | 62.4647 | 19204 | 20519 | 62.4647 | 19204 | 1994 | 112278 | 20743 | 61.7901 | 19204 | 20743 | 61.7901 | 19204
1995 | 112845 | 20499 | 62.8414 | 19247 | 20499 | 62.8414 | 19247 | 1995 | 112845 | 20738 | 62.1171 | 19247 | 20738 | 62.1171 | 19247
1996 | 114653 | 19507 | 66.9118 | 18480 | 19507 | 66.9118 | 18480 | 1996 | 114653 | 19507 | 66.9118 | 18480 | 19507 | 66.9118 | 18480
1997 | 115579 | 20569 | 64.1448 | 18610 | 20569 | 64.1448 | 18610 | 1997 | 115579 | 21127 | 62.4507 | 18610 | 21127 | 62.4507 | 18610
1998 | 116888 | 21406 | 62.3348 | 20320 | 21406 | 62.3348 | 20320 | 1998 | 116888 | 21606 | 61.7577 | 20320 | 21606 | 61.7577 | 20320
1999 | 121938 | 22607 | 61.5732 | 21192 | 22607 | 61.5732 | 21192 | 1999 | 121938 | 23241 | 59.8936 | 21314 | 23241 | 59.8936 | 21314
2000 | 125394 | 22005 | 64.8729 | 20138 | 22005 | 64.8729 | 20138 | 2000 | 125394 | 22203 | 64.2943 | 20138 | 22203 | 64.2943 | 20138
2001 | 126486 | 24948 | 57.8765 | 19902 | 24948 | 57.8765 | 19902 | 2001 | 126486 | 25660 | 56.2706 | 19902 | 25660 | 56.2706 | 19902
2002 | 128029 | 25422 | 57.4903 | 21533 | 25422 | 57.4903 | 21533 | 2002 | 128029 | 25590 | 57.1129 | 21533 | 25590 | 57.1129 | 21533
2003 | 130778 | 24685 | 60.478 | 22818 | 24685 | 60.478 | 22818 | 2003 | 130778 | 24685 | 60.478 | 22818 | 24685 | 60.478 | 22818
2004 | 132517 | 24116 | 62.5567 | 22631 | 24116 | 62.5567 | 22631 | 2004 | 132517 | 24116 | 62.5567 | 22631 | 24116 | 62.5567 | 22631
2005 | 136355 | 26885 | 57.8971 | 21733 | 26885 | 57.8971 | 21733 | 2005 | 136355 | 27103 | 57.4314 | 21733 | 27103 | 57.4314 | 21733
2006 | 132087 | 28130 | 53.6026 | 21640 | 28130 | 53.6026 | 21640 | 2006 | 132103 | 28664 | 52.6104 | 21724 | 28664 | 52.6104 | 21724
2007 | 134466 | 26145 | 58.711 | 21782 | 26145 | 58.711 | 21782 | 2007 | 135452 | 26312 | 58.7662 | 22068 | 26312 | 58.7662 | 22068
2008 | 131754 | 26111 | 57.4444 | 21026 | 26111 | 57.4444 | 21026 | 2008 | 134133 | 26440 | 57.754 | 21585 | 26440 | 57.754 | 21585
2009 | 126838 | 25100 | 57.6862 | 20790 | 25100 | 57.6862 | 20790 | 2009 | 130602 | 25780 | 57.8313 | 21579 | 25780 | 57.8313 | 21579
2010 | 130773 | 27102 | 55.0824 | 21053 | 27102 | 55.0824 | 21053 | 2010 | 135955 | 27863 | 55.701 | 22180 | 27863 | 55.701 | 22180
2011 | 129163 | 27707 | 53.2163 | 19926 | 27707 | 53.2163 | 19926 | 2011 | 135912 | 29420 | 52.7365 | 21365 | 29420 | 52.7365 | 21365
2012 | 128081 | 25880 | 56.3415 | 20887 | 25880 | 56.3415 | 20887 | 2012 | 136254 | 27117 | 57.2025 | 22607 | 27117 | 57.2025 | 22607
2013 | 129377 | 27379 | 53.943 | 21453 | 27379 | 53.943 | 21453 | 2013 | 139223 | 29194 | 54.4394 | 23422 | 29194 | 54.4394 | 23422
2014 | 127176 | 24443 | 59.3945 | 20583 | 24443 | 59.3945 | 20583 | 2014 | 138714 | 26391 | 60.0013 | 22828 | 26391 | 60.0013 | 22828
2015 | 126945 | 24437 | 59.3012 | 19561 | 24437 | 59.3012 | 19561 | 2015 | 140874 | 26860 | 59.8716 | 21967 | 26860 | 59.8716 | 21967
2016 | 124426 | 25596 | 55.341 | 19647 | 25596 | 55.341 | 19647 | 2016 | 140251 | 28476 | 56.0705 | 22274 | 28476 | 56.0705 | 22274
2017 | 121216 | 23968 | 57.733 | 20662 | 23968 | 57.733 | 20662 | 2017 | 139662 | 27149 | 58.7246 | 23591 | 27149 | 58.7246 | 23591
2018 | 123360 | 25980 | 54.204 | 20722 | 25980 | 54.204 | 20722 | 2018 | 144070 | 29899 | 55.0063 | 23925 | 29899 | 55.0063 | 23925
NET | Net Energy for Load (GWh) | Coincident Summer Peak (MW) | Coincident Load Factor | Following Coincident Winter Peak (MW) | Non-coincident Summer Peak (MW) | Non-coincident Load Factor | Following Non-coincident Winter Peak (MW) | GROSS | Net Energy for Load (GWh) | Coincident Summer Peak (MW) | Coincident Load Factor | Following Coincident Winter Peak (MW) | Non-coincident Summer Peak (MW) | Non-coincident Load Factor | Following Non-coincident Winter Peak (MW)
CT | [7 empty] | CT
1991 | 28690 | 5538 | 59.1389 | 5044 | 5612 | 58.3591 | 5044 | 1991 | 28690 | 5538 | 59.1389 | 5079 | 5612 | 58.3591 | 5079
1992 | 28575 | 5059 | 64.3027 | 4976 | 5081 | 64.0243 | 4976 | 1992 | 28575 | 5059 | 64.3027 | 4976 | 5081 | 64.0243 | 4976
1993 | 29529 | 5682 | 59.3258 | 5418 | 5682 | 59.3258 | 5418 | 1993 | 29529 | 5692 | 59.2215 | 5418 | 5692 | 59.2215 | 5418
1994 | 30332 | 5744 | 60.2813 | 5213 | 5853 | 59.1587 | 5213 | 1994 | 30332 | 5807 | 59.6273 | 5213 | 5853 | 59.1587 | 5213
1995 | 30805 | 5875 | 59.8562 | 5281 | 6035 | 58.2693 | 5319 | 1995 | 30805 | 5944 | 59.1614 | 5281 | 6097 | 57.6768 | 5319
1996 | 31095 | 5302 | 66.7665 | 5046 | 5446 | 65.0011 | 5058 | 1996 | 31095 | 5302 | 66.7665 | 5046 | 5446 | 65.0011 | 5058
1997 | 31180 | 5680 | 62.6648 | 4977 | 6030 | 59.0275 | 5036 | 1997 | 31180 | 5941 | 59.9118 | 4977 | 6134 | 58.0267 | 5036
1998 | 31352 | 5987 | 59.7794 | 5617 | 5987 | 59.7794 | 5617 | 1998 | 31352 | 6043 | 59.2255 | 5617 | 6043 | 59.2255 | 5617
1999 | 31767 | 6348 | 57.1262 | 5576 | 6350 | 57.1082 | 5576 | 1999 | 31767 | 6526 | 55.568 | 5608 | 6529 | 55.5425 | 5608
2000 | 32009 | 5898 | 61.7839 | 5180 | 5931 | 61.4401 | 5270 | 2000 | 32009 | 5991 | 60.8248 | 5180 | 5991 | 60.8248 | 5270
2001 | 32580 | 6834 | 54.4217 | 5043 | 6834 | 54.4217 | 5043 | 2001 | 32580 | 7029 | 52.9119 | 5043 | 7029 | 52.9119 | 5043
2002 | 33192 | 6835 | 55.4359 | 5631 | 6903 | 54.8898 | 5705 | 2002 | 33192 | 6880.2 | 55.0717 | 5631 | 6903 | 54.8898 | 5705
2003 | 33647 | 6655 | 57.7157 | 5956 | 6674 | 57.5514 | 5956 | 2003 | 33647 | 6655 | 57.7157 | 5956 | 6674 | 57.5514 | 5956
2004 | 34159 | 6444 | 60.3472 | 6019 | 6444 | 60.3472 | 6019 | 2004 | 34159 | 6444 | 60.3472 | 6019 | 6444 | 60.3472 | 6019
2005 | 35202 | 7097 | 56.6224 | 5697 | 7122 | 56.4237 | 5697 | 2005 | 35202 | 7306.3 | 55.0004 | 5697 | 7331 | 54.8151 | 5697
2006 | 33655 | 7261 | 52.9114 | 5582 | 7271 | 52.8386 | 5582 | 2006 | 33669 | 7641.1 | 50.3003 | 5628.5 | 7665 | 50.1434 | 5628.5
2007 | 33981 | 6788 | 57.1466 | 5572 | 6939 | 55.903 | 5572 | 2007 | 34398 | 6855.5 | 57.2783 | 5717.3 | 7003 | 56.0719 | 5717.3
2008 | 32964 | 7070 | 53.0797 | 5260 | 7070 | 53.0797 | 5292 | 2008 | 33874 | 7205.2 | 53.5215 | 5463.1 | 7205 | 53.523 | 5505
2009 | 31443 | 6351 | 56.5168 | 5111 | 6564 | 54.6829 | 5195 | 2009 | 32743 | 6615.2 | 56.503 | 5372.8 | 6771 | 55.2029 | 5456.8
2010 | 32296 | 7123 | 51.7585 | 5289 | 7133 | 51.6859 | 5289 | 2010 | 33964 | 7374.6 | 52.5746 | 5672 | 7385 | 52.5006 | 5672
2011 | 31755 | 7305 | 49.6235 | 4947 | 7305 | 49.6235 | 4986 | 2011 | 33924 | 7776.6 | 49.7981 | 5418.8 | 7777 | 49.7956 | 5457.8
2012 | 31364 | 6685 | 53.4119 | 5203 | 7003 | 50.9865 | 5203 | 2012 | 33900 | 7073.21 | 54.5621 | 5738.2 | 7396 | 52.1808 | 5738.2
2013 | 31589 | 7051 | 51.1424 | 5341 | 7235 | 49.8417 | 5443 | 2013 | 34380 | 7580 | 51.7765 | 5921.7 | 7667 | 51.189 | 5969
2014 | 30968 | 6204 | 56.9819 | 5093 | 6268 | 56.4001 | 5168 | 2014 | 34010 | 6712 | 57.843 | 5637.4 | 6743 | 57.577 | 5712.4
2015 | 31069 | 6430 | 55.1585 | 4990 | 6430 | 55.1585 | 5030 | 2015 | 34266 | 6953.42 | 56.255 | 5507 | 6958 | 56.2179 | 5547
2016 | 30415 | 6569 | 52.7104 | 4823 | 6612 | 52.3676 | 4856 | 2016 | 33720 | 7185.46 | 53.4245 | 5363 | 7189 | 53.3982 | 5382
2017 | 29311 | 6194 | 54.0201 | 5161 | 6276 | 53.3143 | 5172 | 2017 | 33021 | 6893.1515 | 54.685 | 5721 | 6959 | 54.1676 | 5732
2018 | 29996 | 6683 | 51.2375 | 5157 | 6683 | 51.2375 | 5167 | 2018 | 34064 | 7518 | 51.7237 | 5751 | 7518 | 51.7237 | 5761
NET | Net Energy for Load (GWh) | Coincident Summer Peak (MW) | Coincident Load Factor | Following Coincident Winter Peak (MW) | Non-coincident Summer Peak (MW) | Non-coincident Load Factor | Following Non-coincident Winter Peak (MW) | GROSS | Net Energy for Load (GWh) | Coincident Summer Peak (MW) | Coincident Load Factor | Following Coincident Winter Peak (MW) | Non-coincident Summer Peak (MW) | Non-coincident Load Factor | Following Non-coincident Winter Peak (MW)
ME | [7 empty] | ME
1991 | 9953 | 1479 | 76.8213 | 1700 | 1515 | 74.9959 | 1700 | 1991 | 9953 | 1479 | 76.8213 | 1712 | 1515 | 74.9959 | 1712
1992 | 9889 | 1427 | 78.8926 | 1680 | 1457 | 77.2681 | 1721 | 1992 | 9889 | 1427 | 78.8926 | 1680 | 1457 | 77.2681 | 1721
1993 | 9995 | 1461 | 78.0959 | 1656 | 1538 | 74.1861 | 1701 | 1993 | 9995 | 1464 | 77.9359 | 1656 | 1538 | 74.1861 | 1701
1994 | 9977 | 1509 | 75.4756 | 1568 | 1540 | 73.9563 | 1673 | 1994 | 9977 | 1525 | 74.6837 | 1568 | 1547 | 73.6217 | 1673
1995 | 9620 | 1452 | 75.6318 | 1610 | 1539 | 71.3563 | 1653 | 1995 | 9620 | 1469 | 74.7565 | 1610 | 1539 | 71.3563 | 1653
1996 | 10139 | 1581 | 73.0081 | 1568 | 1617 | 71.3827 | 1628 | 1996 | 10139 | 1581 | 73.0081 | 1568 | 1617 | 71.3827 | 1628
1997 | 10291 | 1562 | 75.2095 | 1657 | 1657 | 70.8975 | 1666 | 1997 | 10291 | 1536 | 76.4825 | 1657 | 1657 | 70.8975 | 1666
1998 | 10167 | 1624 | 71.4665 | 1728 | 1707 | 67.9916 | 1728 | 1998 | 10167 | 1639 | 70.8125 | 1728 | 1707 | 67.9916 | 1728
1999 | 11215 | 1436 | 89.154 | 1895 | 1800 | 71.1251 | 1895 | 1999 | 11215 | 1476 | 86.7379 | 1905 | 1800 | 71.1251 | 1905
2000 | 12189 | 1761 | 78.7982 | 1914 | 1824 | 76.0766 | 1929 | 2000 | 12189 | 1763 | 78.7088 | 1914 | 1824 | 76.0766 | 1929
2001 | 12015 | 1945 | 70.518 | 1901 | 1949 | 70.3733 | 1901 | 2001 | 12015 | 2000.5 | 68.5616 | 1901 | 2025 | 67.7321 | 1901
2002 | 11553 | 1915 | 68.8687 | 1861 | 1930 | 68.3335 | 1877 | 2002 | 11553 | 1927.7 | 68.415 | 1861 | 1943 | 67.8763 | 1877
2003 | 11692 | 1886 | 70.769 | 1947 | 1891 | 70.5819 | 1960 | 2003 | 11692 | 1886 | 70.769 | 1947 | 1891 | 70.5819 | 1960
2004 | 11987 | 1820 | 74.9802 | 1941 | 1883 | 72.4716 | 1945 | 2004 | 11987 | 1820 | 74.9802 | 1941 | 1883 | 72.4716 | 1945
2005 | 12209 | 2037 | 68.4203 | 1878 | 2069 | 67.3621 | 1912 | 2005 | 12209 | 2037.9 | 68.3901 | 1878 | 2069 | 67.3621 | 1912
2006 | 11731 | 2068 | 64.7561 | 1839 | 2068 | 64.7561 | 1857 | 2006 | 11731 | 2135.8 | 62.7004 | 1839 | 2136 | 62.6945 | 1857
2007 | 11969 | 1974 | 69.216 | 1841 | 1997 | 68.4188 | 1866 | 2007 | 12057 | 1988.8 | 69.206 | 1876.2 | 2012 | 68.408 | 1899
2008 | 11805 | 1600 | 83.995 | 1835 | 1913 | 70.252 | 1877 | 2008 | 12065 | 1622 | 84.6806 | 1888.4 | 1937 | 70.9097 | 1930.4
2009 | 11407 | 1876 | 69.412 | 1824 | 1932 | 67.4 | 1824 | 2009 | 11817 | 1968.9 | 68.514 | 1903.6 | 2004 | 67.314 | 1903.6
2010 | 11697 | 1914 | 69.7635 | 1750 | 1987 | 67.2005 | 1836 | 2010 | 12230 | 1980.1 | 70.5075 | 1867.8 | 2070 | 67.4453 | 1938.4
2011 | 11422 | 1955 | 66.6947 | 1745 | 2026 | 64.3574 | 1745 | 2011 | 12077 | 2271.7 | 60.6882 | 1905.5 | 2272 | 60.6801 | 1905.5
2012 | 11427 | 1688 | 77.0668 | 1812 | 1877 | 69.3068 | 1812 | 2012 | 12084 | 1821 | 75.5455 | 2010.3 | 2007 | 68.5442 | 2037
2013 | 11767 | 1934 | 69.4553 | 1848 | 1995 | 67.3316 | 1930 | 2013 | 12641 | 2050 | 70.392 | 2086 | 2134 | 67.6212 | 2178
2014 | 12045 | 1872 | 73.4509 | 1801 | 1880 | 73.1383 | 1819 | 2014 | 13005 | 2021 | 73.4581 | 2073 | 2039 | 72.8097 | 2073
2015 | 11923 | 1672 | 81.4039 | 1670 | 1894 | 71.8624 | 1784 | 2015 | 13087 | 1857 | 80.4496 | 1923 | 2080 | 71.8245 | 2038
2016 | 11540 | 1815 | 72.383 | 1765 | 1901 | 69.1085 | 1806 | 2016 | 12884 | 2010 | 72.973 | 2036 | 2101 | 69.8124 | 2079
2017 | 11486 | 1756 | 74.669 | 1847 | 1818 | 72.1225 | 1941 | 2017 | 12974 | 1988 | 74.4995 | 2107 | 2070 | 71.5483 | 2204
2018 | 11687 | 1915 | 69.6675 | 1839 | 2083 | 64.0486 | 1839 | 2018 | 13293 | 2263 | 67.0555 | 2099 | 2335 | 64.9878 | 2099
NET | Net Energy for Load (GWh) | Coincident Summer Peak (MW) | Coincident Load Factor | Following Coincident Winter Peak (MW) | Non-coincident Summer Peak (MW) | Non-coincident Load Factor | Following Non-coincident Winter Peak (MW) | GROSS | Net Energy for Load (GWh) | Coincident Summer Peak (MW) | Coincident Load Factor | Following Coincident Winter Peak (MW) | Non-coincident Summer Peak (MW) | Non-coincident Load Factor | Following Non-coincident Winter Peak (MW)
MA | [7 empty] | MA
1991 | 48155 | 8937 | 61.51 | 8310 | 8937 | 61.51 | 8310 | 1991 | 48155 | 8937 | 61.51 | 8367 | 8937 | 61.51 | 8367
1992 | 48161 | 8527 | 64.2994 | 8364 | 8532 | 64.2617 | 8364 | 1992 | 48161 | 8527 | 64.2994 | 8364 | 8532 | 64.2617 | 8364
1993 | 48644 | 8734 | 63.5788 | 8595 | 8735 | 63.5715 | 8595 | 1993 | 48644 | 8749 | 63.4697 | 8595 | 8749 | 63.4697 | 8595
1994 | 49355 | 9292 | 60.6342 | 8616 | 9292 | 60.6342 | 8616 | 1994 | 49355 | 9393 | 59.9822 | 8616 | 9393 | 59.9822 | 8616
1995 | 49681 | 9206 | 61.6049 | 8477 | 9241 | 61.3716 | 8477 | 1995 | 49681 | 9313 | 60.8971 | 8477 | 9338 | 60.7341 | 8477
1996 | 50467 | 8796 | 65.3176 | 8137 | 8822 | 65.1251 | 8137 | 1996 | 50467 | 8796 | 65.3176 | 8137 | 8822 | 65.1251 | 8137
1997 | 50855 | 9357 | 62.043 | 8151 | 9371 | 61.9503 | 8151 | 1997 | 50855 | 9550 | 60.7892 | 8151 | 9550 | 60.7892 | 8151
1998 | 51778 | 9633 | 61.3592 | 8956 | 9633 | 61.3592 | 8956 | 1998 | 51778 | 9723 | 60.7912 | 8956 | 9723 | 60.7912 | 8956
1999 | 54492 | 10489 | 59.3054 | 9555 | 10489 | 59.3054 | 9555 | 1999 | 54492 | 10784 | 57.6831 | 9610 | 10784 | 57.6831 | 9610
2000 | 56342 | 10194 | 62.921 | 9058 | 10194 | 62.921 | 9058 | 2000 | 56342 | 10275 | 62.4249 | 9058 | 10275 | 62.4249 | 9058
2001 | 56953 | 11422 | 56.9207 | 8936 | 11422 | 56.9207 | 8936 | 2001 | 56953 | 11747.9 | 55.3417 | 8936 | 11748 | 55.3412 | 8936
2002 | 57992 | 11744 | 56.37 | 9759 | 11744 | 56.37 | 9759 | 2002 | 57992 | 11821.6 | 56 | 9759 | 11822 | 55.9981 | 9759
2003 | 59471 | 11403 | 59.5363 | 10444 | 11403 | 59.5363 | 10444 | 2003 | 59471 | 11403 | 59.5363 | 10444 | 11403 | 59.5363 | 10444
2004 | 59982 | 11189 | 61.0292 | 10140 | 11216 | 60.8822 | 10140 | 2004 | 59982 | 11189 | 61.0292 | 10140 | 11216 | 60.8822 | 10140
2005 | 61805 | 12602 | 55.9861 | 9796 | 12611 | 55.9461 | 9808 | 2005 | 61805 | 12607.6 | 55.9612 | 9796 | 12617 | 55.9195 | 9808
2006 | 60180 | 13267 | 51.7816 | 9928 | 13296 | 51.6686 | 9928 | 2006 | 60180 | 13328.1 | 51.5442 | 9949.6 | 13361 | 51.4173 | 9949.6
2007 | 61560 | 12202 | 57.5922 | 9973 | 12221 | 57.5026 | 9973 | 2007 | 61880 | 12257 | 57.6318 | 10030.6 | 12270 | 57.5707 | 10030.6
2008 | 60502 | 12406 | 55.5195 | 9629 | 12406 | 55.5195 | 9629 | 2008 | 61267 | 12514.1 | 55.7359 | 9833.1 | 12514 | 55.7363 | 9833.1
2009 | 58429 | 11899 | 56.0549 | 9535 | 11899 | 56.0549 | 9535 | 2009 | 59757 | 12105.4 | 56.3515 | 9838.1 | 12120 | 56.2836 | 9838.1
2010 | 60519 | 12740 | 54.2273 | 9787 | 12740 | 54.2273 | 9787 | 2010 | 62521 | 13054 | 54.6737 | 10228.3 | 13054 | 54.6737 | 10228.3
2011 | 59849 | 13059 | 52.317 | 9121 | 13059 | 52.317 | 9121 | 2011 | 62562 | 13685 | 52.1869 | 9694 | 13685 | 52.1869 | 9694
2012 | 59222 | 12429 | 54.2444 | 9589 | 12429 | 54.2444 | 9589 | 2012 | 62717 | 12992.16 | 54.9556 | 10304.5 | 12992 | 54.9562 | 10304.5
2013 | 59624 | 12996 | 52.373 | 9867 | 13001 | 52.3528 | 9867 | 2013 | 64058 | 13850 | 52.7982 | 10719 | 13850 | 52.7982 | 10719
2014 | 58254 | 11532 | 57.6656 | 9466 | 11532 | 57.6656 | 9466 | 2014 | 63746 | 12494.22 | 58.2425 | 10516 | 12494 | 58.2435 | 10516
2015 | 58102 | 11598 | 57.1879 | 8862 | 11536 | 57.4952 | 8948 | 2015 | 65169 | 12833 | 57.9707 | 10066 | 12852 | 57.885 | 10183.5
2016 | 56800 | 12121 | 53.3479 | 8993 | 12121 | 53.3479 | 9063 | 2016 | 65038 | 13666 | 54.1793 | 10328 | 13666 | 54.1793 | 10398
2017 | 55369 | 11375 | 55.5663 | 9499 | 11375 | 55.5663 | 9499 | 2017 | 65179 | 13058 | 56.9806 | 11079 | 13075 | 56.9065 | 11079
2018 | 56247 | 12222 | 52.5355 | 9531 | 12243 | 52.4454 | 9531 | 2018 | 67403 | 14266 | 53.9353 | 11304 | 14266 | 53.9353 | 11304
NET | Net Energy for Load (GWh) | Coincident Summer Peak (MW) | Coincident Load Factor | Following Coincident Winter Peak (MW) | Non-coincident Summer Peak (MW) | Non-coincident Load Factor | Following Non-coincident Winter Peak (MW) | GROSS | Net Energy for Load (GWh) | Coincident Summer Peak (MW) | Coincident Load Factor | Following Coincident Winter Peak (MW) | Non-coincident Summer Peak (MW) | Non-coincident Load Factor | Following Non-coincident Winter Peak (MW)
NH | [7 empty] | NH
1991 | 9074 | 1553 | 66.6996 | 1650 | 1556 | 66.571 | 1657 | 1991 | 9074 | 1553 | 66.6996 | 1661 | 1556 | 66.571 | 1661
1992 | 9268 | 1521 | 69.3688 | 1667 | 1529 | 69.0059 | 1667 | 1992 | 9268 | 1521 | 69.3688 | 1667 | 1529 | 69.0059 | 1667
1993 | 9278 | 1545 | 68.5523 | 1661 | 1545 | 68.5523 | 1661 | 1993 | 9278 | 1548 | 68.4194 | 1661 | 1548 | 68.4194 | 1661
1994 | 9386 | 1636 | 65.4927 | 1645 | 1636 | 65.4927 | 1671 | 1994 | 9386 | 1654 | 64.78 | 1645 | 1654 | 64.78 | 1671
1995 | 9442 | 1634 | 65.9641 | 1660 | 1673 | 64.4264 | 1660 | 1995 | 9442 | 1653 | 65.2059 | 1660 | 1673 | 64.4264 | 1660
1996 | 9534 | 1598 | 67.9213 | 1598 | 1636 | 66.3437 | 1603 | 1996 | 9534 | 1598 | 67.9213 | 1598 | 1636 | 66.3437 | 1603
1997 | 9705 | 1662 | 66.6592 | 1648 | 1678 | 66.0236 | 1648 | 1997 | 9705 | 1680 | 65.945 | 1648 | 1680 | 65.945 | 1648
1998 | 9822 | 1760 | 63.7064 | 1729 | 1775 | 63.168 | 1729 | 1998 | 9822 | 1776 | 63.1325 | 1729 | 1792 | 62.5688 | 1729
1999 | 10499 | 1824 | 65.7081 | 1850 | 1851 | 64.7496 | 1850 | 1999 | 10499 | 1875 | 63.9209 | 1860 | 1888 | 63.4807 | 1860
2000 | 10736 | 1794 | 68.1283 | 1760 | 1807 | 67.6382 | 1800 | 2000 | 10736 | 1766 | 69.2085 | 1760 | 1807 | 67.6382 | 1800
2001 | 10867 | 2067 | 60.0157 | 1786 | 2067 | 60.0157 | 1786 | 2001 | 10867 | 2126 | 58.3502 | 1786 | 2143 | 57.8873 | 1786
2002 | 10938 | 2170 | 57.5406 | 1885 | 2170 | 57.5406 | 1885 | 2002 | 10938 | 2184.3 | 57.1639 | 1885 | 2184 | 57.1717 | 1885
2003 | 11447 | 2104 | 62.1072 | 2031 | 2152 | 60.7219 | 2031 | 2003 | 11447 | 2104 | 62.1072 | 2031 | 2152 | 60.7219 | 2031
2004 | 11622 | 2079 | 63.6406 | 2041 | 2081 | 63.5794 | 2041 | 2004 | 11622 | 2079 | 63.6406 | 2041 | 2081 | 63.5794 | 2041
2005 | 11978 | 2383 | 57.3794 | 1982 | 2383 | 57.3794 | 1983 | 2005 | 11978 | 2384.1 | 57.3529 | 1982 | 2384 | 57.3554 | 1983
2006 | 11758 | 2469 | 54.3636 | 1948 | 2472 | 54.2976 | 1948 | 2006 | 11760 | 2473.9 | 54.2652 | 1954.4 | 2475 | 54.241 | 1954.4
2007 | 11906 | 2332 | 58.2818 | 1977 | 2332 | 58.2818 | 1977 | 2007 | 11962 | 2342.7 | 58.2885 | 1995.6 | 2343 | 58.2811 | 1995.6
2008 | 11642 | 2303 | 57.5495 | 1959 | 2316 | 57.2264 | 1959 | 2008 | 11809 | 2325.4 | 57.8127 | 1994.6 | 2338 | 57.5011 | 1994.6
2009 | 11312 | 2238 | 57.6999 | 1993 | 2238 | 57.6999 | 1993 | 2009 | 11542 | 2291.5 | 57.4986 | 2039.2 | 2292 | 57.486 | 2039.2
2010 | 11570 | 2386 | 55.3552 | 1916 | 2386 | 55.3552 | 1916 | 2010 | 11861 | 2431 | 55.6971 | 1968.3 | 2431 | 55.6971 | 1968.3
2011 | 11597 | 2435 | 54.3679 | 1858 | 2435 | 54.3679 | 1868 | 2011 | 11930 | 2530.7 | 53.814 | 1921.1 | 2531 | 53.8077 | 1931.1
2012 | 11640 | 2293 | 57.7905 | 1943 | 2296 | 57.715 | 1943 | 2012 | 12044 | 2359.67 | 58.1068 | 2014.9 | 2362 | 58.0495 | 2014.9
2013 | 11820 | 2434 | 55.4361 | 2033 | 2436 | 55.3906 | 2033 | 2013 | 12271 | 2511.54 | 55.7745 | 2110.4 | 2515 | 55.6978 | 2110.4
2014 | 11702 | 2279 | 58.6154 | 1939 | 2292 | 58.2829 | 1939 | 2014 | 12212 | 2365.41 | 58.9354 | 2023.5 | 2380 | 58.5741 | 2023.5
2015 | 11701 | 2169 | 61.5828 | 1840 | 2222 | 60.1139 | 1859 | 2015 | 12259 | 2255.24 | 62.0523 | 1930.4 | 2322 | 60.2683 | 1949
2016 | 11670 | 2362 | 56.2469 | 1882 | 2375 | 55.939 | 1889 | 2016 | 12344 | 2491.83 | 56.3956 | 1990 | 2501 | 56.1888 | 1997
2017 | 11434 | 2169 | 60.1776 | 1897 | 2180 | 59.8739 | 1971 | 2017 | 12202 | 2305 | 60.4305 | 2009 | 2314 | 60.1954 | 2084
2018 | 11639 | 2388 | 55.6387 | 1944 | 2388 | 55.6387 | 1944 | 2018 | 12463 | 2545 | 55.9024 | 2067 | 2545 | 55.9024 | 2067
NET | Net Energy for Load (GWh) | Coincident Summer Peak (MW) | Coincident Load Factor | Following Coincident Winter Peak (MW) | Non-coincident Summer Peak (MW) | Non-coincident Load Factor | Following Non-coincident Winter Peak (MW) | NET | Net Energy for Load (GWh) | Coincident Summer Peak (MW) | Coincident Load Factor | Following Coincident Winter Peak (MW) | Non-coincident Summer Peak (MW) | Non-coincident Load Factor | Following Non-coincident Winter Peak (MW)
RI | [7 empty] | RI
1991 | 7139 | 1396 | 58.3778 | 1220 | 1399 | 58.2526 | 1234 | 1991 | 7139 | 1396 | 58.3778 | 1228 | 1399 | 58.2526 | 1234
1992 | 7085 | 1333 | 60.5086 | 1200 | 1336 | 60.3728 | 1200 | 1992 | 7085 | 1333 | 60.5086 | 1200 | 1336 | 60.3728 | 1200
1993 | 7246 | 1322 | 62.5695 | 1234 | 1367 | 60.5098 | 1262 | 1993 | 7246 | 1325 | 62.4278 | 1234 | 1367 | 60.5098 | 1262
1994 | 7361 | 1469 | 57.202 | 1220 | 1469 | 57.202 | 1220 | 1994 | 7361 | 1485 | 56.5856 | 1220 | 1485 | 56.5856 | 1220
1995 | 7394 | 1481 | 56.9928 | 1258 | 1496 | 56.4214 | 1259 | 1995 | 7394 | 1499 | 56.3085 | 1258 | 1513 | 55.7874 | 1259
1996 | 7393 | 1362 | 61.7947 | 1172 | 1365 | 61.6589 | 1188 | 1996 | 7393 | 1362 | 61.7947 | 1172 | 1365 | 61.6589 | 1188
1997 | 7473 | 1442 | 59.1597 | 1209 | 1492 | 57.1771 | 1209 | 1997 | 7473 | 1520 | 56.1238 | 1209 | 1520 | 56.1238 | 1209
1998 | 7650 | 1500 | 58.2192 | 1301 | 1510 | 57.8336 | 1301 | 1998 | 7650 | 1514 | 57.6808 | 1301 | 1523 | 57.34 | 1301
1999 | 7783 | 1576 | 56.375 | 1309 | 1581 | 56.1967 | 1309 | 1999 | 7783 | 1620 | 54.8438 | 1317 | 1620 | 54.8438 | 1317
2000 | 7932 | 1477 | 61.1378 | 1271 | 1529 | 59.0586 | 1273 | 2000 | 7932 | 1521 | 59.3692 | 1271 | 1533 | 58.9045 | 1273
2001 | 7976 | 1713 | 53.1525 | 1260 | 1735 | 52.4785 | 1260 | 2001 | 7976 | 1761.9 | 51.6773 | 1260 | 1774 | 51.3248 | 1260
2002 | 8173 | 1764 | 52.8906 | 1414 | 1764 | 52.8906 | 1414 | 2002 | 8173 | 1775.7 | 52.5421 | 1414 | 1776 | 52.5333 | 1414
2003 | 8341 | 1697 | 56.109 | 1411 | 1697 | 56.109 | 1411 | 2003 | 8341 | 1697 | 56.109 | 1411 | 1697 | 56.109 | 1411
2004 | 8424 | 1655 | 57.9466 | 1423 | 1655 | 57.9466 | 1423 | 2004 | 8424 | 1655 | 57.9466 | 1423 | 1655 | 57.9466 | 1423
2005 | 8651 | 1811 | 54.531 | 1358 | 1849 | 53.4103 | 1358 | 2005 | 8651 | 1811.8 | 54.507 | 1358 | 1849 | 53.4103 | 1358
2006 | 8367 | 1989 | 48.021 | 1358 | 1989 | 48.021 | 1358 | 2006 | 8367 | 1992.9 | 47.927 | 1363.3 | 1993 | 47.9246 | 1363.3
2007 | 8590 | 1808 | 54.2364 | 1387 | 1808 | 54.2364 | 1387 | 2007 | 8645 | 1818.4 | 54.2715 | 1400.5 | 1818 | 54.2834 | 1400.5
2008 | 8484 | 1843 | 52.4062 | 1341 | 1856 | 52.0392 | 1341 | 2008 | 8600 | 1862 | 52.5807 | 1367.1 | 1875 | 52.2162 | 1367.1
2009 | 8131 | 1745 | 53.1918 | 1315 | 1745 | 53.1918 | 1330 | 2009 | 8336 | 1783.6 | 53.3527 | 1358.2 | 1785 | 53.3108 | 1373.2
2010 | 8464 | 1907 | 50.6665 | 1342 | 1907 | 50.6665 | 1342 | 2010 | 8765 | 1961 | 51.0235 | 1398.6 | 1961 | 51.0235 | 1398.6
2011 | 8380 | 1965 | 48.683 | 1272 | 1968 | 48.6088 | 1272 | 2011 | 8761 | 2073.4 | 48.2355 | 1343.6 | 2078 | 48.1287 | 1347
2012 | 8341 | 1817 | 52.2602 | 1354 | 1922 | 49.4052 | 1354 | 2012 | 8810 | 1900 | 52.7874 | 1444.8 | 2001 | 50.1229 | 1444.8
2013 | 8426 | 1967 | 48.9005 | 1365 | 1993 | 48.2625 | 1367 | 2013 | 9022 | 2114 | 48.7185 | 1470.9 | 2114 | 48.7185 | 1480.8
2014 | 8198 | 1615 | 57.947 | 1314 | 1685 | 55.5397 | 1314 | 2014 | 8949 | 1746 | 58.5095 | 1473 | 1811 | 56.4095 | 1473
2015 | 8224 | 1731 | 54.2353 | 1267 | 1771 | 53.0103 | 1268 | 2015 | 9286 | 1955.26 | 54.2151 | 1459.02 | 1955 | 54.2223 | 1460
2016 | 8182 | 1833 | 50.8165 | 1269 | 1840 | 50.6232 | 1269 | 2016 | 9442 | 2053 | 52.358 | 1484 | 2057 | 52.2561 | 1484
2017 | 7976 | 1703 | 53.4646 | 1305 | 1724 | 52.8134 | 1307 | 2017 | 9465 | 1956 | 55.2392 | 1552 | 1979 | 54.5972 | 1552
2017 | 8136 | 1888 | 49.1932 | 1318 | 1888 | 49.1932 | 1318 | 2017 | 9799 | 2175 | 51.4302 | 1597 | 2176 | 51.4066 | 1597
NET | Net Energy for Load (GWh) | Coincident Summer Peak (MW) | Coincident Load Factor | Following Coincident Winter Peak (MW) | Non-coincident Summer Peak (MW) | Non-coincident Load Factor | Following Non-coincident Winter Peak (MW) | NET | Net Energy for Load (GWh) | Coincident Summer Peak (MW) | Coincident Load Factor | Following Coincident Winter Peak (MW) | Non-coincident Summer Peak (MW) | Non-coincident Load Factor | Following Non-coincident Winter Peak (MW)
VT | [7 empty] | VT
1991 | 5672 | 838 | 77.2659 | 960 | 840 | 77.082 | 999 | 1991 | 5672 | 838 | 77.2659 | 966 | 840 | 77.082 | 999
1992 | 5849 | 840 | 79.2702 | 965 | 848 | 78.5224 | 977 | 1992 | 5849 | 840 | 79.2702 | 965 | 848 | 78.5224 | 977
1993 | 5841 | 825 | 80.8219 | 965 | 838 | 79.5681 | 1050 | 1993 | 5841 | 826 | 80.7241 | 965 | 838 | 79.5681 | 1050
1994 | 5867 | 869 | 77.0712 | 941 | 886 | 75.5924 | 979 | 1994 | 5867 | 879 | 76.1944 | 941 | 895 | 74.8323 | 979
1995 | 5903 | 851 | 79.1843 | 962 | 888 | 75.885 | 973 | 1995 | 5903 | 861 | 78.2646 | 962 | 890 | 75.7144 | 973
1996 | 6025 | 869 | 78.9305 | 958 | 898 | 76.3815 | 999 | 1996 | 6025 | 869 | 78.9305 | 958 | 898 | 76.3815 | 999
1997 | 6076 | 867 | 80.0008 | 969 | 886 | 78.2852 | 974 | 1997 | 6076 | 899 | 77.1532 | 969 | 903 | 76.8114 | 974
1998 | 6118 | 902 | 77.4281 | 988 | 939 | 74.3772 | 999 | 1998 | 6118 | 911 | 76.6632 | 988 | 948 | 73.6711 | 999
1999 | 6182 | 933 | 75.6386 | 1007 | 939 | 75.1552 | 1007 | 1999 | 6182 | 959 | 73.5879 | 1013 | 965 | 73.1303 | 1013
2000 | 6186 | 882 | 79.8452 | 955 | 914 | 77.0498 | 990 | 2000 | 6186 | 886 | 79.4848 | 955 | 914 | 77.0498 | 990
2001 | 6094 | 966 | 72.0147 | 976 | 999 | 69.6358 | 976 | 2001 | 6094 | 993.6 | 70.0143 | 976 | 1022 | 68.0687 | 976
2002 | 6181 | 993 | 71.0568 | 983 | 1007 | 70.0689 | 984 | 2002 | 6181 | 999.6 | 70.5876 | 983 | 1007 | 70.0689 | 984
2003 | 6180 | 941 | 74.9712 | 1027 | 985 | 71.6223 | 1032 | 2003 | 6180 | 941 | 74.9712 | 1027 | 985 | 71.6223 | 1032
2004 | 6345 | 928 | 77.8379 | 1068 | 951 | 75.9554 | 1068 | 2004 | 6345 | 928 | 77.8379 | 1068 | 951 | 75.9554 | 1068
2005 | 6511 | 955 | 77.8288 | 1023 | 1060 | 70.1193 | 1029 | 2005 | 6511 | 955.4 | 77.7962 | 1023 | 1060 | 70.1193 | 1029
2006 | 6397 | 1076 | 67.8672 | 986 | 1095 | 66.6896 | 1008 | 2006 | 6398 | 1092.4 | 66.8588 | 989.7 | 1108 | 65.9174 | 1010.3
2007 | 6461 | 1041 | 70.8508 | 1032 | 1052 | 70.11 | 1032 | 2007 | 6511 | 1049.8 | 70.8006 | 1047.3 | 1061 | 70.0532 | 1047.3
2008 | 6357 | 889 | 81.4063 | 1004 | 1029 | 70.3306 | 1004 | 2008 | 6519 | 911.2 | 81.447 | 1040.4 | 1051 | 70.6132 | 1040.4
2009 | 6117 | 990 | 70.5341 | 1012 | 998 | 69.9687 | 1012 | 2009 | 6408 | 1015.6 | 72.0271 | 1067 | 1041 | 70.2696 | 1067
2010 | 6227 | 1033 | 68.8136 | 970 | 1054 | 67.4426 | 999 | 2010 | 6600 | 1084.1 | 69.4977 | 1046 | 1105 | 68.1832 | 1068.4
2011 | 6161 | 987 | 71.2574 | 982 | 1034 | 68.0184 | 984 | 2011 | 6648 | 1102.4 | 68.8411 | 1075 | 1113 | 68.1855 | 1077.2
2012 | 6087 | 967 | 71.6613 | 987 | 990 | 69.9964 | 989 | 2012 | 6673 | 1040.63 | 73.0016 | 1095.6 | 1074 | 70.7334 | 1097.6
2013 | 6153 | 997 | 70.4511 | 999 | 1032 | 68.0618 | 1012 | 2013 | 6808 | 1127.86 | 68.9065 | 1114.8 | 1139 | 68.2326 | 1131
2014 | 6009 | 941 | 72.8968 | 971 | 957 | 71.678 | 972 | 2014 | 6757 | 1053 | 73.2523 | 1105.6 | 1073 | 71.887 | 1106.6
2015 | 5926 | 837 | 80.8225 | 933 | 923 | 73.2919 | 973 | 2015 | 6808 | 1006 | 77.2534 | 1082.85 | 1076 | 72.2276 | 1121.6
2016 | 5821 | 896 | 73.9601 | 915 | 928 | 71.4097 | 953 | 2016 | 6852 | 1070.87 | 72.8431 | 1073 | 1100 | 70.9141 | 1111
2017 | 5640 | 772 | 83.3984 | 954 | 884 | 72.8321 | 980 | 2017 | 6826 | 950 | 82.0236 | 1124 | 1031 | 75.5794 | 1149
2018 | 5655 | 885 | 72.9433 | 933 | 980 | 65.8722 | 933 | 2018 | 6953 | 1131 | 70.1787 | 1107 | 1163 | 68.2478 | 1107

## 2A Summer (MW)
2019 CELT Forecast Detail: ISONE Control Area, New England States, RSP Sub-areas, and SMD Load Zones
SUMMER PEAK(MW)
|  | GROSS |  |  | GROSS-PV |  |  | NET
ISO-NE |  | 50/50 | 90/10 | PV1 | 50/50 | 90/10 | EE | 50/50 | 90/10
2019 |  | 28943 | 30832 | 708 | 28235 | 30124 | 2913 | 25323 | 27212
2020 |  | 29130 | 31050 | 777 | 28353 | 30273 | 3328 | 25025 | 26945
2021 |  | 29341 | 31291 | 842 | 28499 | 30449 | 3706 | 24794 | 26744
2022 |  | 29561 | 31543 | 891 | 28670 | 30652 | 4050 | 24620 | 26602
2023 |  | 29774 | 31786 | 935 | 28839 | 30851 | 4359 | 24480 | 26492
2024 |  | 29987 | 32030 | 972 | 29015 | 31058 | 4631 | 24384 | 26427
2025 |  | 30196 | 32271 | 1001 | 29195 | 31270 | 4867 | 24328 | 26403
2026 |  | 30406 | 32512 | 1024 | 29382 | 31488 | 5068 | 24315 | 26421
2027 |  | 30616 | 32753 | 1040 | 29576 | 31713 | 5235 | 24341 | 26478
2028 |  | 30831 | 32999 | 1051 | 29780 | 31948 | 5373 | 24408 | 26576
CAGR |  | 0.7 | 0.8 | 4.5 | 0.6 | 0.7 | 7 | -0.4 | -0.3
STATES:
CT |  | 50/50 | 90/10 | PV | 50/50 | 90/10 | EE | 50/50 | 90/10
2019 |  | 7305 | 7719 | 173 | 7132 | 7546 | 662 | 6471 | 6885
2020 |  | 7318 | 7734 | 180 | 7138 | 7554 | 727 | 6411 | 6827
2021 |  | 7335 | 7751 | 205 | 7130 | 7546 | 786 | 6344 | 6760
2022 |  | 7352 | 7769 | 228 | 7124 | 7541 | 840 | 6284 | 6701
2023 |  | 7367 | 7786 | 245 | 7122 | 7541 | 888 | 6234 | 6653
2024 |  | 7382 | 7802 | 257 | 7125 | 7545 | 930 | 6195 | 6615
2025 |  | 7396 | 7818 | 268 | 7128 | 7550 | 967 | 6161 | 6583
2026 |  | 7409 | 7834 | 278 | 7131 | 7556 | 998 | 6133 | 6558
2027 |  | 7423 | 7850 | 284 | 7139 | 7566 | 1024 | 6115 | 6542
2028 |  | 7438 | 7866 | 285 | 7153 | 7581 | 1045 | 6108 | 6536
CAGR |  | 0.2 | 0.2 | 5.7 | 0 | 0.1 | 5.2 | -0.6 | -0.6
ME |  | 50/50 | 90/10 | PV | 50/50 | 90/10 | EE | 50/50 | 90/10
2019 |  | 2116 | 2217 | 16 | 2100 | 2201 | 192 | 1908 | 2009
2020 |  | 2130 | 2235 | 17 | 2113 | 2218 | 217 | 1896 | 2001
2021 |  | 2154 | 2260 | 19 | 2135 | 2241 | 240 | 1895 | 2001
2022 |  | 2180 | 2288 | 20 | 2160 | 2268 | 261 | 1899 | 2007
2023 |  | 2204 | 2313 | 22 | 2182 | 2291 | 279 | 1903 | 2012
2024 |  | 2227 | 2339 | 23 | 2204 | 2316 | 295 | 1909 | 2021
2025 |  | 2249 | 2363 | 24 | 2225 | 2339 | 309 | 1916 | 2030
2026 |  | 2271 | 2387 | 25 | 2246 | 2362 | 321 | 1925 | 2041
2027 |  | 2294 | 2412 | 26 | 2268 | 2386 | 331 | 1938 | 2056
2028 |  | 2318 | 2437 | 27 | 2291 | 2410 | 338 | 1953 | 2072
CAGR |  | 1 | 1.1 | 5.8 | 1 | 1 | 6.5 | 0.3 | 0.3
MA |  | 50/50 | 90/10 | PV | 50/50 | 90/10 | EE | 50/50 | 90/10
2019 |  | 13864 | 14888 | 345 | 13519 | 14543 | 1573 | 11946 | 12970
2020 |  | 13982 | 15026 | 392 | 13590 | 14634 | 1828 | 11762 | 12806
2021 |  | 14107 | 15173 | 423 | 13684 | 14750 | 2059 | 11625 | 12691
2022 |  | 14235 | 15325 | 447 | 13788 | 14878 | 2269 | 11520 | 12610
2023 |  | 14361 | 15473 | 468 | 13893 | 15005 | 2457 | 11436 | 12548
2024 |  | 14489 | 15622 | 486 | 14003 | 15136 | 2623 | 11381 | 12514
2025 |  | 14617 | 15768 | 495 | 14122 | 15273 | 2766 | 11356 | 12507
2026 |  | 14744 | 15915 | 501 | 14243 | 15414 | 2888 | 11355 | 12526
2027 |  | 14872 | 16061 | 506 | 14366 | 15555 | 2990 | 11377 | 12566
2028 |  | 14998 | 16209 | 509 | 14489 | 15700 | 3073 | 11416 | 12627
CAGR |  | 0.9 | 0.9 | 4.4 | 0.8 | 0.9 | 7.7 | -0.5 | -0.3
NH |  | 50/50 | 90/10 | PV | 50/50 | 90/10 | EE | 50/50 | 90/10
2019 |  | 2445 | 2568 | 31 | 2414 | 2537 | 120 | 2294 | 2417
2020 |  | 2457 | 2583 | 34 | 2423 | 2549 | 140 | 2282 | 2408
2021 |  | 2473 | 2600 | 37 | 2436 | 2563 | 159 | 2278 | 2405
2022 |  | 2489 | 2617 | 38 | 2451 | 2579 | 175 | 2275 | 2403
2023 |  | 2505 | 2633 | 39 | 2466 | 2594 | 190 | 2275 | 2403
2024 |  | 2522 | 2649 | 41 | 2481 | 2608 | 204 | 2277 | 2404
2025 |  | 2538 | 2666 | 43 | 2495 | 2623 | 215 | 2280 | 2408
2026 |  | 2554 | 2684 | 44 | 2510 | 2640 | 225 | 2285 | 2415
2027 |  | 2570 | 2701 | 46 | 2524 | 2655 | 233 | 2291 | 2422
2028 |  | 2587 | 2720 | 47 | 2540 | 2673 | 240 | 2300 | 2433
CAGR |  | 0.6 | 0.6 | 4.8 | 0.6 | 0.6 | 8 | 0 | 0.1
RI |  | 50/50 | 90/10 | PV | 50/50 | 90/10 | EE | 50/50 | 90/10
2019 |  | 2118 | 2313 | 23 | 2095 | 2290 | 241 | 1854 | 2049
2020 |  | 2142 | 2340 | 29 | 2113 | 2311 | 274 | 1838 | 2036
2021 |  | 2167 | 2368 | 32 | 2135 | 2336 | 305 | 1830 | 2031
2022 |  | 2193 | 2398 | 31 | 2162 | 2367 | 335 | 1827 | 2032
2023 |  | 2218 | 2429 | 33 | 2185 | 2396 | 361 | 1823 | 2034
2024 |  | 2242 | 2460 | 37 | 2205 | 2423 | 385 | 1820 | 2038
2025 |  | 2267 | 2491 | 41 | 2226 | 2450 | 406 | 1821 | 2045
2026 |  | 2292 | 2522 | 44 | 2248 | 2478 | 423 | 1825 | 2055
2027 |  | 2316 | 2552 | 47 | 2269 | 2505 | 438 | 1831 | 2067
2028 |  | 2342 | 2583 | 50 | 2292 | 2533 | 450 | 1842 | 2083
CAGR |  | 1.1 | 1.2 | 8.8 | 1 | 1.1 | 7.2 | -0.1 | 0.2
VT |  | 50/50 | 90/10 | PV | 50/50 | 90/10 | EE | 50/50 | 90/10
2019 |  | 1095 | 1128 | 119 | 976 | 1009 | 125 | 851 | 884
2020 |  | 1100 | 1132 | 124 | 976 | 1008 | 141 | 834 | 866
2021 |  | 1106 | 1139 | 126 | 980 | 1013 | 157 | 823 | 856
2022 |  | 1112 | 1145 | 127 | 985 | 1018 | 171 | 814 | 847
2023 |  | 1118 | 1152 | 127 | 991 | 1025 | 183 | 807 | 841
2024 |  | 1124 | 1158 | 128 | 996 | 1030 | 194 | 801 | 835
2025 |  | 1130 | 1164 | 130 | 1000 | 1034 | 204 | 796 | 830
2026 |  | 1136 | 1170 | 131 | 1005 | 1039 | 213 | 792 | 826
2027 |  | 1142 | 1177 | 132 | 1010 | 1045 | 220 | 790 | 825
2028 |  | 1148 | 1184 | 133 | 1015 | 1051 | 226 | 789 | 825
CAGR |  | 0.5 | 0.5 | 1.2 | 0.4 | 0.5 | 6.8 | -0.8 | -0.8
SUBAREAS:
BHE |  | 50/50 | 90/10 | PV | 50/50 | 90/10 | EE | 50/50 | 90/10
2019 |  | 299 | 313 | 2 | 296 | 310 | 27 | 269 | 283
2020 |  | 301 | 315 | 3 | 298 | 313 | 31 | 267 | 282
2021 |  | 304 | 319 | 3 | 301 | 316 | 34 | 267 | 282
2022 |  | 308 | 323 | 3 | 305 | 320 | 37 | 268 | 283
2023 |  | 311 | 326 | 3 | 308 | 323 | 39 | 268 | 284
2024 |  | 314 | 330 | 3 | 311 | 327 | 42 | 269 | 285
2025 |  | 317 | 334 | 4 | 314 | 330 | 44 | 270 | 286
2026 |  | 321 | 337 | 4 | 317 | 333 | 45 | 272 | 288
2027 |  | 324 | 340 | 4 | 320 | 337 | 47 | 273 | 290
2028 |  | 327 | 344 | 4 | 323 | 340 | 48 | 275 | 292
CAGR |  | 1 | 1.1 | 5.8 | 1 | 1 | 6.5 | 0.3 | 0.4
ME |  | 50/50 | 90/10 | PV | 50/50 | 90/10 | EE | 50/50 | 90/10
2019 |  | 999 | 1047 | 8 | 991 | 1039 | 91 | 900 | 948
2020 |  | 1006 | 1056 | 9 | 998 | 1047 | 102 | 895 | 944
2021 |  | 1017 | 1068 | 9 | 1008 | 1058 | 113 | 895 | 945
2022 |  | 1030 | 1081 | 10 | 1020 | 1071 | 123 | 897 | 948
2023 |  | 1041 | 1093 | 11 | 1031 | 1082 | 132 | 899 | 950
2024 |  | 1053 | 1105 | 11 | 1041 | 1094 | 140 | 902 | 954
2025 |  | 1063 | 1117 | 12 | 1051 | 1105 | 146 | 905 | 959
2026 |  | 1074 | 1129 | 12 | 1061 | 1116 | 152 | 910 | 965
2027 |  | 1085 | 1141 | 13 | 1072 | 1128 | 156 | 915 | 971
2028 |  | 1096 | 1153 | 13 | 1083 | 1140 | 160 | 923 | 979
CAGR |  | 1 | 1.1 | 5.8 | 1 | 1 | 6.5 | 0.3 | 0.4
SME |  | 50/50 | 90/10 | PV | 50/50 | 90/10 | EE | 50/50 | 90/10
2019 |  | 754 | 790 | 5 | 749 | 785 | 69 | 680 | 716
2020 |  | 759 | 797 | 6 | 754 | 791 | 77 | 676 | 714
2021 |  | 768 | 806 | 6 | 761 | 799 | 86 | 676 | 714
2022 |  | 777 | 815 | 7 | 770 | 809 | 93 | 677 | 716
2023 |  | 785 | 824 | 7 | 778 | 817 | 99 | 679 | 718
2024 |  | 793 | 833 | 7 | 786 | 826 | 105 | 681 | 721
2025 |  | 801 | 842 | 8 | 793 | 834 | 110 | 683 | 724
2026 |  | 809 | 850 | 8 | 801 | 842 | 114 | 687 | 728
2027 |  | 817 | 859 | 8 | 808 | 850 | 118 | 691 | 733
2028 |  | 825 | 868 | 9 | 817 | 859 | 121 | 696 | 739
CAGR |  | 1 | 1 | 5.8 | 1 | 1 | 6.5 | 0.3 | 0.3
NH |  | 50/50 | 90/10 | PV | 50/50 | 90/10 | EE | 50/50 | 90/10
2019 |  | 2066 | 2169 | 30 | 2036 | 2139 | 107 | 1929 | 2032
2020 |  | 2079 | 2184 | 33 | 2046 | 2151 | 125 | 1921 | 2026
2021 |  | 2094 | 2200 | 35 | 2059 | 2166 | 141 | 1918 | 2025
2022 |  | 2110 | 2217 | 36 | 2074 | 2181 | 156 | 1918 | 2026
2023 |  | 2126 | 2233 | 37 | 2089 | 2196 | 169 | 1920 | 2027
2024 |  | 2142 | 2249 | 39 | 2103 | 2211 | 181 | 1922 | 2030
2025 |  | 2157 | 2266 | 40 | 2117 | 2226 | 191 | 1926 | 2035
2026 |  | 2173 | 2283 | 41 | 2132 | 2241 | 200 | 1932 | 2042
2027 |  | 2189 | 2300 | 43 | 2146 | 2257 | 207 | 1939 | 2050
2028 |  | 2206 | 2318 | 44 | 2162 | 2274 | 213 | 1949 | 2061
CAGR |  | 0.7 | 0.7 | 4.2 | 0.7 | 0.7 | 7.9 | 0.1 | 0.2
VT |  | 50/50 | 90/10 | PV | 50/50 | 90/10 | EE | 50/50 | 90/10
2019 |  | 1314 | 1360 | 111 | 1203 | 1249 | 128 | 1075 | 1121
2020 |  | 1320 | 1367 | 116 | 1204 | 1251 | 146 | 1058 | 1105
2021 |  | 1328 | 1375 | 118 | 1210 | 1256 | 162 | 1048 | 1095
2022 |  | 1336 | 1383 | 119 | 1217 | 1264 | 177 | 1040 | 1088
2023 |  | 1344 | 1391 | 119 | 1224 | 1272 | 190 | 1034 | 1082
2024 |  | 1352 | 1399 | 121 | 1231 | 1279 | 202 | 1029 | 1077
2025 |  | 1359 | 1407 | 122 | 1237 | 1285 | 212 | 1025 | 1073
2026 |  | 1367 | 1415 | 123 | 1243 | 1292 | 221 | 1022 | 1070
2027 |  | 1374 | 1424 | 124 | 1250 | 1299 | 229 | 1021 | 1071
2028 |  | 1383 | 1433 | 125 | 1257 | 1307 | 235 | 1022 | 1072
CAGR |  | 0.6 | 0.6 | 1.3 | 0.5 | 0.5 | 7 | -0.6 | -0.5
Boston |  | 50/50 | 90/10 | PV | 50/50 | 90/10 | EE | 50/50 | 90/10
2019 |  | 6429 | 6902 | 64 | 6365 | 6838 | 725 | 5640 | 6113
2020 |  | 6484 | 6967 | 73 | 6411 | 6894 | 842 | 5569 | 6051
2021 |  | 6543 | 7036 | 79 | 6464 | 6957 | 949 | 5514 | 6007
2022 |  | 6603 | 7107 | 83 | 6519 | 7023 | 1046 | 5473 | 5977
2023 |  | 6662 | 7176 | 87 | 6575 | 7089 | 1134 | 5441 | 5955
2024 |  | 6722 | 7245 | 91 | 6631 | 7155 | 1210 | 5421 | 5944
2025 |  | 6782 | 7314 | 93 | 6689 | 7222 | 1277 | 5412 | 5945
2026 |  | 6841 | 7383 | 94 | 6748 | 7289 | 1333 | 5414 | 5955
2027 |  | 6901 | 7451 | 95 | 6806 | 7357 | 1381 | 5425 | 5976
2028 |  | 6960 | 7520 | 95 | 6865 | 7425 | 1420 | 5445 | 6005
CAGR |  | 0.9 | 1 | 4.4 | 0.8 | 0.9 | 7.8 | -0.4 | -0.2
CMA/NEMA |  | 50/50 | 90/10 | PV | 50/50 | 90/10 | EE | 50/50 | 90/10
2019 |  | 1749 | 1876 | 47 | 1702 | 1829 | 193 | 1509 | 1636
2020 |  | 1765 | 1895 | 53 | 1712 | 1842 | 225 | 1487 | 1617
2021 |  | 1782 | 1915 | 57 | 1725 | 1858 | 253 | 1471 | 1604
2022 |  | 1800 | 1935 | 60 | 1739 | 1875 | 280 | 1460 | 1596
2023 |  | 1817 | 1956 | 63 | 1754 | 1892 | 303 | 1451 | 1589
2024 |  | 1835 | 1976 | 66 | 1769 | 1910 | 324 | 1445 | 1586
2025 |  | 1852 | 1996 | 67 | 1785 | 1929 | 342 | 1443 | 1587
2026 |  | 1870 | 2016 | 68 | 1802 | 1948 | 357 | 1445 | 1591
2027 |  | 1887 | 2036 | 69 | 1819 | 1967 | 370 | 1449 | 1597
2028 |  | 1904 | 2056 | 69 | 1835 | 1987 | 381 | 1455 | 1606
CAGR |  | 1 | 1 | 4.4 | 0.8 | 0.9 | 7.8 | -0.4 | -0.2
WMA |  | 50/50 | 90/10 | PV | 50/50 | 90/10 | EE | 50/50 | 90/10
2019 |  | 2161 | 2316 | 120 | 2041 | 2196 | 243 | 1798 | 1953
2020 |  | 2180 | 2338 | 136 | 2044 | 2202 | 282 | 1762 | 1920
2021 |  | 2200 | 2361 | 146 | 2053 | 2215 | 317 | 1736 | 1897
2022 |  | 2220 | 2385 | 154 | 2066 | 2231 | 349 | 1716 | 1881
2023 |  | 2240 | 2408 | 161 | 2078 | 2247 | 378 | 1700 | 1868
2024 |  | 2260 | 2431 | 167 | 2093 | 2264 | 404 | 1689 | 1860
2025 |  | 2280 | 2454 | 171 | 2110 | 2284 | 426 | 1684 | 1858
2026 |  | 2300 | 2477 | 173 | 2127 | 2304 | 444 | 1683 | 1860
2027 |  | 2320 | 2500 | 174 | 2146 | 2326 | 460 | 1686 | 1866
2028 |  | 2340 | 2523 | 175 | 2165 | 2348 | 473 | 1692 | 1875
CAGR |  | 0.9 | 1 | 4.3 | 0.7 | 0.7 | 7.7 | -0.7 | -0.5
SEMA |  | 50/50 | 90/10 | PV | 50/50 | 90/10 | EE | 50/50 | 90/10
2019 |  | 3131 | 3365 | 103 | 3028 | 3262 | 355 | 2672 | 2907
2020 |  | 3154 | 3392 | 118 | 3036 | 3274 | 412 | 2624 | 2863
2021 |  | 3178 | 3421 | 127 | 3051 | 3294 | 463 | 2588 | 2831
2022 |  | 3203 | 3451 | 134 | 3069 | 3317 | 509 | 2560 | 2808
2023 |  | 3228 | 3481 | 140 | 3087 | 3340 | 551 | 2537 | 2790
2024 |  | 3253 | 3510 | 146 | 3107 | 3364 | 587 | 2520 | 2777
2025 |  | 3278 | 3539 | 149 | 3129 | 3390 | 618 | 2510 | 2772
2026 |  | 3303 | 3569 | 151 | 3152 | 3418 | 645 | 2507 | 2773
2027 |  | 3327 | 3598 | 152 | 3175 | 3445 | 667 | 2508 | 2778
2028 |  | 3352 | 3627 | 154 | 3199 | 3473 | 685 | 2514 | 2789
CAGR |  | 0.8 | 0.8 | 4.5 | 0.6 | 0.7 | 7.6 | -0.7 | -0.5
RI |  | 50/50 | 90/10 | PV | 50/50 | 90/10 | EE | 50/50 | 90/10
2019 |  | 2823 | 3067 | 45 | 2778 | 3021 | 321 | 2458 | 2701
2020 |  | 2852 | 3099 | 54 | 2797 | 3045 | 367 | 2430 | 2677
2021 |  | 2881 | 3133 | 59 | 2822 | 3074 | 410 | 2412 | 2664
2022 |  | 2911 | 3169 | 60 | 2851 | 3109 | 450 | 2401 | 2659
2023 |  | 2941 | 3206 | 63 | 2878 | 3142 | 487 | 2391 | 2656
2024 |  | 2971 | 3242 | 68 | 2903 | 3174 | 518 | 2384 | 2656
2025 |  | 3000 | 3278 | 72 | 2928 | 3206 | 546 | 2382 | 2660
2026 |  | 3029 | 3314 | 75 | 2954 | 3239 | 570 | 2384 | 2669
2027 |  | 3059 | 3350 | 78 | 2980 | 3272 | 589 | 2391 | 2683
2028 |  | 3089 | 3387 | 81 | 3007 | 3305 | 605 | 2402 | 2700
CAGR |  | 1 | 1.1 | 6.7 | 0.9 | 1 | 7.3 | -0.3 | 0
CT |  | 50/50 | 90/10 | PV | 50/50 | 90/10 | EE | 50/50 | 90/10
2019 |  | 3490 | 3688 | 101 | 3389 | 3586 | 316 | 3073 | 3270
2020 |  | 3493 | 3692 | 105 | 3388 | 3586 | 347 | 3041 | 3239
2021 |  | 3498 | 3697 | 120 | 3378 | 3577 | 375 | 3003 | 3202
2022 |  | 3503 | 3702 | 133 | 3370 | 3569 | 400 | 2970 | 3169
2023 |  | 3508 | 3707 | 144 | 3365 | 3564 | 423 | 2942 | 3141
2024 |  | 3512 | 3712 | 150 | 3362 | 3562 | 443 | 2919 | 3119
2025 |  | 3516 | 3717 | 157 | 3359 | 3560 | 460 | 2900 | 3100
2026 |  | 3520 | 3721 | 163 | 3357 | 3559 | 474 | 2883 | 3085
2027 |  | 3523 | 3726 | 166 | 3357 | 3560 | 486 | 2871 | 3074
2028 |  | 3528 | 3731 | 167 | 3361 | 3564 | 496 | 2865 | 3068
CAGR |  | 0.1 | 0.1 | 5.7 | -0.1 | -0.1 | 5.1 | -0.8 | -0.7
SWCT |  | 50/50 | 90/10 | PV | 50/50 | 90/10 | EE | 50/50 | 90/10
2019 |  | 2355 | 2489 | 57 | 2299 | 2432 | 213 | 2086 | 2219
2020 |  | 2360 | 2494 | 59 | 2301 | 2435 | 234 | 2066 | 2200
2021 |  | 2365 | 2499 | 67 | 2298 | 2432 | 254 | 2044 | 2179
2022 |  | 2371 | 2505 | 75 | 2296 | 2431 | 271 | 2025 | 2160
2023 |  | 2376 | 2511 | 80 | 2295 | 2430 | 286 | 2009 | 2144
2024 |  | 2380 | 2516 | 84 | 2296 | 2432 | 300 | 1996 | 2132
2025 |  | 2385 | 2521 | 88 | 2297 | 2433 | 312 | 1985 | 2122
2026 |  | 2389 | 2526 | 91 | 2298 | 2435 | 322 | 1977 | 2114
2027 |  | 2394 | 2531 | 93 | 2301 | 2438 | 330 | 1971 | 2108
2028 |  | 2399 | 2537 | 93 | 2306 | 2443 | 337 | 1969 | 2106
CAGR |  | 0.2 | 0.2 | 5.7 | 0 | 0.1 | 5.2 | -0.6 | -0.6
NOR |  | 50/50 | 90/10 | PV | 50/50 | 90/10 | EE | 50/50 | 90/10
2019 |  | 1372 | 1450 | 13 | 1360 | 1437 | 124 | 1235 | 1313
2020 |  | 1378 | 1456 | 13 | 1364 | 1443 | 137 | 1227 | 1306
2021 |  | 1383 | 1462 | 15 | 1368 | 1447 | 148 | 1220 | 1299
2022 |  | 1389 | 1468 | 17 | 1373 | 1451 | 159 | 1214 | 1293
2023 |  | 1395 | 1474 | 18 | 1377 | 1456 | 168 | 1209 | 1288
2024 |  | 1400 | 1480 | 19 | 1382 | 1461 | 176 | 1205 | 1285
2025 |  | 1406 | 1486 | 20 | 1386 | 1466 | 184 | 1202 | 1283
2026 |  | 1411 | 1492 | 20 | 1391 | 1472 | 190 | 1201 | 1282
2027 |  | 1416 | 1498 | 21 | 1396 | 1477 | 195 | 1200 | 1282
2028 |  | 1422 | 1504 | 21 | 1401 | 1483 | 200 | 1201 | 1283
CAGR |  | 0.4 | 0.4 | 5.7 | 0.3 | 0.3 | 5.4 | -0.3 | -0.3
LOAD ZONES (CT,ME,NH,RI,VT ARE ALSO THE LOAD ZONES)
SEMA |  | 50/50 | 90/10 | PV | 50/50 | 90/10 | EE | 50/50 | 90/10
2019 |  | 3836 | 4119 | 125 | 3711 | 3994 | 420 | 3291 | 3574
2020 |  | 3863 | 4151 | 143 | 3720 | 4008 | 505 | 3215 | 3503
2021 |  | 3892 | 4186 | 154 | 3738 | 4032 | 568 | 3170 | 3464
2022 |  | 3922 | 4222 | 162 | 3760 | 4060 | 625 | 3135 | 3435
2023 |  | 3951 | 4257 | 170 | 3781 | 4087 | 676 | 3105 | 3411
2024 |  | 3981 | 4292 | 177 | 3804 | 4115 | 721 | 3084 | 3395
2025 |  | 4011 | 4327 | 180 | 3831 | 4147 | 759 | 3072 | 3388
2026 |  | 4040 | 4361 | 182 | 3858 | 4179 | 791 | 3066 | 3387
2027 |  | 4070 | 4396 | 184 | 3886 | 4212 | 818 | 3068 | 3394
2028 |  | 4099 | 4430 | 185 | 3914 | 4245 | 840 | 3074 | 3405
CAGR |  | 0.7 | 0.8 | 4.4 | 0.6 | 0.7 | 8 | -0.8 | -0.5
WCMA |  | 50/50 | 90/10 | PV | 50/50 | 90/10 | EE | 50/50 | 90/10
2019 |  | 3769 | 4047 | 159 | 3610 | 3888 | 476 | 3134 | 3412
2020 |  | 3804 | 4088 | 180 | 3624 | 3908 | 497 | 3127 | 3411
2021 |  | 3840 | 4130 | 194 | 3646 | 3936 | 561 | 3085 | 3375
2022 |  | 3878 | 4175 | 205 | 3673 | 3970 | 618 | 3055 | 3352
2023 |  | 3915 | 4218 | 215 | 3700 | 4003 | 670 | 3030 | 3333
2024 |  | 3952 | 4261 | 223 | 3729 | 4038 | 715 | 3013 | 3322
2025 |  | 3990 | 4304 | 228 | 3762 | 4076 | 755 | 3007 | 3321
2026 |  | 4027 | 4347 | 230 | 3797 | 4117 | 789 | 3008 | 3328
2027 |  | 4064 | 4389 | 232 | 3832 | 4157 | 817 | 3015 | 3340
2028 |  | 4101 | 4433 | 234 | 3867 | 4199 | 840 | 3027 | 3359
CAGR |  | 0.9 | 1 | 4.4 | 0.8 | 0.9 | 6.5 | -0.4 | -0.2
NEMA |  | 50/50 | 90/10 | PV | 50/50 | 90/10 | EE | 50/50 | 90/10
2019 |  | 6259 | 6722 | 61 | 6198 | 6661 | 677 | 5521 | 5984
2020 |  | 6315 | 6787 | 69 | 6246 | 6718 | 826 | 5420 | 5892
2021 |  | 6375 | 6856 | 75 | 6300 | 6781 | 930 | 5370 | 5851
2022 |  | 6435 | 6928 | 79 | 6356 | 6849 | 1026 | 5330 | 5823
2023 |  | 6495 | 6998 | 83 | 6412 | 6915 | 1111 | 5301 | 5804
2024 |  | 6556 | 7069 | 86 | 6470 | 6983 | 1187 | 5283 | 5796
2025 |  | 6617 | 7138 | 88 | 6529 | 7050 | 1252 | 5277 | 5798
2026 |  | 6677 | 7207 | 89 | 6588 | 7118 | 1308 | 5281 | 5811
2027 |  | 6737 | 7276 | 89 | 6648 | 7187 | 1354 | 5293 | 5832
2028 |  | 6797 | 7346 | 90 | 6707 | 7256 | 1393 | 5314 | 5863
CAGR |  | 0.9 | 1 | 4.4 | 0.9 | 1 | 8.3 | -0.4 | -0.2
1 | Behind-the-meter PV is labeled PV for formatting purposes.

## 2B Winter (MW)
2019 CELT Forecast Detail: ISONE Control Area, New England States, RSP Sub-areas, and SMD Load Zones
WINTER PEAK(MW)
|  | GROSS |  |  | GROSS-PV |  |  | NET
ISO-NE |  | 50/50 | 90/10 | PV1 | 50/50 | 90/10 | EE | 50/50 | 90/10
2019 |  | 23144 | 23841 | 0 | 23144 | 23841 | 2668 | 20476 | 21173
2020 |  | 23278 | 23983 | 0 | 23278 | 23983 | 3063 | 20215 | 20920
2021 |  | 23420 | 24138 | 0 | 23420 | 24138 | 3423 | 19997 | 20715
2022 |  | 23558 | 24283 | 0 | 23558 | 24283 | 3750 | 19808 | 20533
2023 |  | 23698 | 24428 | 0 | 23698 | 24428 | 4044 | 19654 | 20384
2024 |  | 23831 | 24568 | 0 | 23831 | 24568 | 4303 | 19528 | 20265
2025 |  | 23964 | 24707 | 0 | 23964 | 24707 | 4527 | 19437 | 20180
2026 |  | 24098 | 24847 | 0 | 24098 | 24847 | 4718 | 19380 | 20129
2027 |  | 24237 | 24993 | 0 | 24237 | 24993 | 4877 | 19360 | 20116
2028 |  | 24376 | 25138 | 0 | 24376 | 25138 | 5008 | 19368 | 20130
CAGR |  | 0.6 | 0.6 |  | 0.6 | 0.6 | 7.2 | -0.6 | -0.6
STATES:
CT |  | 50/50 | 90/10 | PV | 50/50 | 90/10 | EE | 50/50 | 90/10
2019 |  | 5647 | 5805 | 0 | 5647 | 5805 | 560 | 5087 | 5245
2020 |  | 5655 | 5814 | 0 | 5655 | 5814 | 623 | 5032 | 5191
2021 |  | 5661 | 5823 | 0 | 5661 | 5823 | 680 | 4981 | 5143
2022 |  | 5669 | 5831 | 0 | 5669 | 5831 | 732 | 4937 | 5099
2023 |  | 5678 | 5840 | 0 | 5678 | 5840 | 778 | 4900 | 5062
2024 |  | 5685 | 5848 | 0 | 5685 | 5848 | 819 | 4866 | 5029
2025 |  | 5692 | 5856 | 0 | 5692 | 5856 | 854 | 4838 | 5002
2026 |  | 5699 | 5864 | 0 | 5699 | 5864 | 884 | 4815 | 4980
2027 |  | 5707 | 5871 | 0 | 5707 | 5871 | 909 | 4798 | 4962
2028 |  | 5714 | 5879 | 0 | 5714 | 5879 | 930 | 4784 | 4949
CAGR |  | 0.1 | 0.1 |  | 0.1 | 0.1 | 5.8 | -0.7 | -0.6
ME |  | 50/50 | 90/10 | PV | 50/50 | 90/10 | EE | 50/50 | 90/10
2019 |  | 2067 | 2105 | 0 | 2067 | 2105 | 170 | 1898 | 1936
2020 |  | 2090 | 2130 | 0 | 2090 | 2130 | 193 | 1897 | 1937
2021 |  | 2117 | 2158 | 0 | 2117 | 2158 | 214 | 1903 | 1944
2022 |  | 2141 | 2182 | 0 | 2141 | 2182 | 234 | 1907 | 1948
2023 |  | 2165 | 2207 | 0 | 2165 | 2207 | 251 | 1914 | 1956
2024 |  | 2188 | 2230 | 0 | 2188 | 2230 | 266 | 1922 | 1964
2025 |  | 2210 | 2253 | 0 | 2210 | 2253 | 279 | 1931 | 1974
2026 |  | 2232 | 2276 | 0 | 2232 | 2276 | 290 | 1942 | 1986
2027 |  | 2256 | 2301 | 0 | 2256 | 2301 | 300 | 1956 | 2001
2028 |  | 2280 | 2325 | 0 | 2280 | 2325 | 307 | 1973 | 2018
CAGR |  | 1.1 | 1.1 |  | 1.1 | 1.1 | 6.8 | 0.4 | 0.5
MA |  | 50/50 | 90/10 | PV | 50/50 | 90/10 | EE | 50/50 | 90/10
2019 |  | 10787 | 11142 | 0 | 10787 | 11142 | 1479 | 9308 | 9663
2020 |  | 10866 | 11229 | 0 | 10866 | 11229 | 1721 | 9145 | 9508
2021 |  | 10953 | 11325 | 0 | 10953 | 11325 | 1941 | 9012 | 9384
2022 |  | 11036 | 11414 | 0 | 11036 | 11414 | 2140 | 8896 | 9274
2023 |  | 11120 | 11504 | 0 | 11120 | 11504 | 2319 | 8801 | 9185
2024 |  | 11200 | 11590 | 0 | 11200 | 11590 | 2476 | 8724 | 9114
2025 |  | 11281 | 11676 | 0 | 11281 | 11676 | 2613 | 8668 | 9063
2026 |  | 11363 | 11761 | 0 | 11363 | 11761 | 2728 | 8635 | 9033
2027 |  | 11449 | 11849 | 0 | 11449 | 11849 | 2825 | 8624 | 9024
2028 |  | 11533 | 11938 | 0 | 11533 | 11938 | 2904 | 8629 | 9034
CAGR |  | 0.7 | 0.8 |  | 0.7 | 0.8 | 7.8 | -0.8 | -0.7
NH |  | 50/50 | 90/10 | PV | 50/50 | 90/10 | EE | 50/50 | 90/10
2019 |  | 2025 | 2093 | 0 | 2025 | 2093 | 96 | 1929 | 1997
2020 |  | 2030 | 2099 | 0 | 2030 | 2099 | 113 | 1917 | 1986
2021 |  | 2035 | 2105 | 0 | 2035 | 2105 | 128 | 1907 | 1977
2022 |  | 2041 | 2111 | 0 | 2041 | 2111 | 142 | 1899 | 1969
2023 |  | 2046 | 2117 | 0 | 2046 | 2117 | 155 | 1891 | 1962
2024 |  | 2052 | 2123 | 0 | 2052 | 2123 | 166 | 1886 | 1957
2025 |  | 2057 | 2129 | 0 | 2057 | 2129 | 176 | 1881 | 1953
2026 |  | 2062 | 2134 | 0 | 2062 | 2134 | 184 | 1878 | 1950
2027 |  | 2067 | 2140 | 0 | 2067 | 2140 | 191 | 1876 | 1949
2028 |  | 2073 | 2146 | 0 | 2073 | 2146 | 197 | 1876 | 1949
CAGR |  | 0.3 | 0.3 |  | 0.3 | 0.3 | 8.3 | -0.3 | -0.3
RI |  | 50/50 | 90/10 | PV | 50/50 | 90/10 | EE | 50/50 | 90/10
2019 |  | 1500 | 1540 | 0 | 1500 | 1540 | 221 | 1279 | 1319
2020 |  | 1511 | 1552 | 0 | 1511 | 1552 | 254 | 1257 | 1298
2021 |  | 1521 | 1563 | 0 | 1521 | 1563 | 285 | 1236 | 1278
2022 |  | 1532 | 1575 | 0 | 1532 | 1575 | 314 | 1218 | 1261
2023 |  | 1543 | 1586 | 0 | 1543 | 1586 | 341 | 1202 | 1245
2024 |  | 1553 | 1598 | 0 | 1553 | 1598 | 364 | 1189 | 1234
2025 |  | 1564 | 1609 | 0 | 1564 | 1609 | 384 | 1180 | 1225
2026 |  | 1574 | 1621 | 0 | 1574 | 1621 | 402 | 1172 | 1219
2027 |  | 1585 | 1632 | 0 | 1585 | 1632 | 416 | 1169 | 1216
2028 |  | 1595 | 1643 | 0 | 1595 | 1643 | 428 | 1167 | 1215
CAGR |  | 0.7 | 0.7 |  | 0.7 | 0.7 | 7.6 | -1 | -0.9
VT |  | 50/50 | 90/10 | PV | 50/50 | 90/10 | EE | 50/50 | 90/10
2019 |  | 1118 | 1155 | 0 | 1118 | 1155 | 143 | 975 | 1012
2020 |  | 1125 | 1160 | 0 | 1125 | 1160 | 159 | 966 | 1001
2021 |  | 1132 | 1165 | 0 | 1132 | 1165 | 174 | 958 | 991
2022 |  | 1139 | 1169 | 0 | 1139 | 1169 | 188 | 951 | 981
2023 |  | 1146 | 1174 | 0 | 1146 | 1174 | 200 | 946 | 974
2024 |  | 1153 | 1179 | 0 | 1153 | 1179 | 211 | 942 | 968
2025 |  | 1160 | 1184 | 0 | 1160 | 1184 | 221 | 939 | 963
2026 |  | 1166 | 1192 | 0 | 1166 | 1192 | 229 | 937 | 963
2027 |  | 1173 | 1199 | 0 | 1173 | 1199 | 236 | 937 | 963
2028 |  | 1180 | 1207 | 0 | 1180 | 1207 | 242 | 938 | 965
CAGR |  | 0.6 | 0.5 |  | 0.6 | 0.5 | 6 | -0.4 | -0.5
SUBAREAS:
BHE |  | 50/50 | 90/10 | PV | 50/50 | 90/10 | EE | 50/50 | 90/10
2019 |  | 293 | 298 | 0 | 293 | 298 | 24 | 269 | 274
2020 |  | 296 | 301 | 0 | 296 | 301 | 27 | 269 | 274
2021 |  | 300 | 305 | 0 | 300 | 305 | 30 | 269 | 275
2022 |  | 303 | 309 | 0 | 303 | 309 | 33 | 270 | 276
2023 |  | 306 | 312 | 0 | 306 | 312 | 36 | 271 | 277
2024 |  | 310 | 316 | 0 | 310 | 316 | 38 | 272 | 278
2025 |  | 313 | 319 | 0 | 313 | 319 | 40 | 273 | 279
2026 |  | 316 | 322 | 0 | 316 | 322 | 41 | 275 | 281
2027 |  | 319 | 326 | 0 | 319 | 326 | 42 | 277 | 283
2028 |  | 323 | 329 | 0 | 323 | 329 | 43 | 279 | 286
CAGR |  | 1.1 | 1.1 |  | 1.1 | 1.1 | 6.8 | 0.4 | 0.5
ME |  | 50/50 | 90/10 | PV | 50/50 | 90/10 | EE | 50/50 | 90/10
2019 |  | 1010 | 1028 | 0 | 1010 | 1028 | 83 | 927 | 946
2020 |  | 1021 | 1041 | 0 | 1021 | 1041 | 94 | 927 | 946
2021 |  | 1035 | 1054 | 0 | 1035 | 1054 | 105 | 930 | 950
2022 |  | 1046 | 1067 | 0 | 1046 | 1067 | 114 | 932 | 952
2023 |  | 1058 | 1079 | 0 | 1058 | 1079 | 123 | 936 | 956
2024 |  | 1070 | 1090 | 0 | 1070 | 1090 | 130 | 939 | 960
2025 |  | 1081 | 1102 | 0 | 1081 | 1102 | 137 | 944 | 965
2026 |  | 1092 | 1113 | 0 | 1092 | 1113 | 142 | 950 | 971
2027 |  | 1104 | 1126 | 0 | 1104 | 1126 | 147 | 957 | 979
2028 |  | 1116 | 1138 | 0 | 1116 | 1138 | 150 | 965 | 988
CAGR |  | 1.1 | 1.1 |  | 1.1 | 1.1 | 6.8 | 0.5 | 0.5
SME |  | 50/50 | 90/10 | PV | 50/50 | 90/10 | EE | 50/50 | 90/10
2019 |  | 706 | 718 | 0 | 706 | 718 | 58 | 648 | 661
2020 |  | 713 | 727 | 0 | 713 | 727 | 66 | 647 | 661
2021 |  | 722 | 736 | 0 | 722 | 736 | 73 | 649 | 663
2022 |  | 730 | 744 | 0 | 730 | 744 | 80 | 651 | 665
2023 |  | 738 | 753 | 0 | 738 | 753 | 86 | 653 | 667
2024 |  | 746 | 760 | 0 | 746 | 760 | 91 | 655 | 670
2025 |  | 753 | 768 | 0 | 753 | 768 | 95 | 658 | 673
2026 |  | 761 | 776 | 0 | 761 | 776 | 99 | 662 | 677
2027 |  | 769 | 784 | 0 | 769 | 784 | 102 | 667 | 682
2028 |  | 777 | 792 | 0 | 777 | 792 | 105 | 672 | 688
CAGR |  | 1.1 | 1.1 |  | 1.1 | 1.1 | 6.8 | 0.4 | 0.4
NH |  | 50/50 | 90/10 | PV | 50/50 | 90/10 | EE | 50/50 | 90/10
2019 |  | 1733 | 1791 | 0 | 1733 | 1791 | 88 | 1645 | 1702
2020 |  | 1740 | 1798 | 0 | 1740 | 1798 | 103 | 1637 | 1695
2021 |  | 1747 | 1805 | 0 | 1747 | 1805 | 117 | 1630 | 1688
2022 |  | 1754 | 1812 | 0 | 1754 | 1812 | 130 | 1624 | 1683
2023 |  | 1761 | 1820 | 0 | 1761 | 1820 | 141 | 1620 | 1679
2024 |  | 1767 | 1827 | 0 | 1767 | 1827 | 151 | 1616 | 1676
2025 |  | 1774 | 1834 | 0 | 1774 | 1834 | 160 | 1614 | 1674
2026 |  | 1781 | 1841 | 0 | 1781 | 1841 | 167 | 1613 | 1674
2027 |  | 1787 | 1848 | 0 | 1787 | 1848 | 174 | 1614 | 1675
2028 |  | 1794 | 1856 | 0 | 1794 | 1856 | 179 | 1615 | 1677
CAGR |  | 0.4 | 0.4 |  | 0.4 | 0.4 | 8.2 | -0.2 | -0.2
VT |  | 50/50 | 90/10 | PV | 50/50 | 90/10 | EE | 50/50 | 90/10
2019 |  | 1266 | 1309 | 0 | 1266 | 1309 | 139 | 1127 | 1169
2020 |  | 1274 | 1314 | 0 | 1274 | 1314 | 156 | 1118 | 1158
2021 |  | 1281 | 1319 | 0 | 1281 | 1319 | 171 | 1110 | 1148
2022 |  | 1287 | 1324 | 0 | 1287 | 1324 | 185 | 1102 | 1139
2023 |  | 1294 | 1329 | 0 | 1294 | 1329 | 198 | 1097 | 1131
2024 |  | 1301 | 1334 | 0 | 1301 | 1334 | 209 | 1093 | 1125
2025 |  | 1308 | 1339 | 0 | 1308 | 1339 | 219 | 1089 | 1121
2026 |  | 1315 | 1347 | 0 | 1315 | 1347 | 227 | 1088 | 1120
2027 |  | 1322 | 1355 | 0 | 1322 | 1355 | 234 | 1087 | 1121
2028 |  | 1329 | 1362 | 0 | 1329 | 1362 | 240 | 1088 | 1122
CAGR |  | 0.5 | 0.4 |  | 0.5 | 0.4 | 6.2 | -0.4 | -0.5
Boston |  | 50/50 | 90/10 | PV | 50/50 | 90/10 | EE | 50/50 | 90/10
2019 |  | 4905 | 5066 | 0 | 4905 | 5066 | 667 | 4237 | 4399
2020 |  | 4941 | 5106 | 0 | 4941 | 5106 | 777 | 4164 | 4329
2021 |  | 4981 | 5151 | 0 | 4981 | 5151 | 877 | 4104 | 4274
2022 |  | 5019 | 5192 | 0 | 5019 | 5192 | 967 | 4052 | 4225
2023 |  | 5059 | 5233 | 0 | 5059 | 5233 | 1048 | 4010 | 4185
2024 |  | 5096 | 5273 | 0 | 5096 | 5273 | 1120 | 3976 | 4153
2025 |  | 5133 | 5312 | 0 | 5133 | 5312 | 1182 | 3951 | 4130
2026 |  | 5171 | 5352 | 0 | 5171 | 5352 | 1235 | 3936 | 4117
2027 |  | 5210 | 5392 | 0 | 5210 | 5392 | 1279 | 3931 | 4113
2028 |  | 5249 | 5433 | 0 | 5249 | 5433 | 1315 | 3934 | 4118
CAGR |  | 0.8 | 0.8 |  | 0.8 | 0.8 | 7.8 | -0.8 | -0.7
CMA/NEMA |  | 50/50 | 90/10 | PV | 50/50 | 90/10 | EE | 50/50 | 90/10
2019 |  | 1384 | 1430 | 0 | 1384 | 1430 | 184 | 1200 | 1246
2020 |  | 1392 | 1439 | 0 | 1392 | 1439 | 214 | 1179 | 1225
2021 |  | 1402 | 1449 | 0 | 1402 | 1449 | 241 | 1161 | 1208
2022 |  | 1411 | 1459 | 0 | 1411 | 1459 | 265 | 1145 | 1194
2023 |  | 1420 | 1469 | 0 | 1420 | 1469 | 287 | 1132 | 1181
2024 |  | 1428 | 1478 | 0 | 1428 | 1478 | 307 | 1122 | 1171
2025 |  | 1437 | 1487 | 0 | 1437 | 1487 | 323 | 1114 | 1164
2026 |  | 1446 | 1496 | 0 | 1446 | 1496 | 337 | 1109 | 1159
2027 |  | 1455 | 1506 | 0 | 1455 | 1506 | 349 | 1106 | 1157
2028 |  | 1464 | 1515 | 0 | 1464 | 1515 | 358 | 1106 | 1157
CAGR |  | 0.6 | 0.7 |  | 0.6 | 0.7 | 7.7 | -0.9 | -0.8
WMA |  | 50/50 | 90/10 | PV | 50/50 | 90/10 | EE | 50/50 | 90/10
2019 |  | 1843 | 1903 | 0 | 1843 | 1903 | 249 | 1593 | 1654
2020 |  | 1854 | 1915 | 0 | 1854 | 1915 | 289 | 1565 | 1626
2021 |  | 1867 | 1930 | 0 | 1867 | 1930 | 325 | 1542 | 1605
2022 |  | 1879 | 1943 | 0 | 1879 | 1943 | 358 | 1522 | 1585
2023 |  | 1892 | 1956 | 0 | 1892 | 1956 | 387 | 1505 | 1569
2024 |  | 1904 | 1968 | 0 | 1904 | 1968 | 412 | 1491 | 1556
2025 |  | 1915 | 1981 | 0 | 1915 | 1981 | 434 | 1481 | 1546
2026 |  | 1927 | 1993 | 0 | 1927 | 1993 | 453 | 1474 | 1540
2027 |  | 1940 | 2006 | 0 | 1940 | 2006 | 469 | 1471 | 1538
2028 |  | 1953 | 2020 | 0 | 1953 | 2020 | 482 | 1471 | 1538
CAGR |  | 0.6 | 0.7 |  | 0.6 | 0.7 | 7.6 | -0.9 | -0.8
SEMA |  | 50/50 | 90/10 | PV | 50/50 | 90/10 | EE | 50/50 | 90/10
2019 |  | 2399 | 2477 | 0 | 2399 | 2477 | 330 | 2069 | 2147
2020 |  | 2417 | 2497 | 0 | 2417 | 2497 | 384 | 2033 | 2113
2021 |  | 2437 | 2519 | 0 | 2437 | 2519 | 433 | 2004 | 2086
2022 |  | 2456 | 2540 | 0 | 2456 | 2540 | 478 | 1978 | 2062
2023 |  | 2476 | 2560 | 0 | 2476 | 2560 | 518 | 1958 | 2042
2024 |  | 2494 | 2580 | 0 | 2494 | 2580 | 553 | 1941 | 2027
2025 |  | 2513 | 2600 | 0 | 2513 | 2600 | 584 | 1929 | 2016
2026 |  | 2532 | 2620 | 0 | 2532 | 2620 | 610 | 1922 | 2010
2027 |  | 2552 | 2640 | 0 | 2552 | 2640 | 632 | 1920 | 2008
2028 |  | 2571 | 2661 | 0 | 2571 | 2661 | 650 | 1921 | 2011
CAGR |  | 0.8 | 0.8 |  | 0.8 | 0.8 | 7.8 | -0.8 | -0.7
RI |  | 50/50 | 90/10 | PV | 50/50 | 90/10 | EE | 50/50 | 90/10
2019 |  | 2028 | 2086 | 0 | 2028 | 2086 | 292 | 1736 | 1794
2020 |  | 2042 | 2101 | 0 | 2042 | 2101 | 337 | 1705 | 1764
2021 |  | 2056 | 2117 | 0 | 2056 | 2117 | 378 | 1678 | 1739
2022 |  | 2070 | 2132 | 0 | 2070 | 2132 | 417 | 1653 | 1715
2023 |  | 2085 | 2148 | 0 | 2085 | 2148 | 452 | 1633 | 1696
2024 |  | 2099 | 2163 | 0 | 2099 | 2163 | 483 | 1616 | 1681
2025 |  | 2113 | 2178 | 0 | 2113 | 2178 | 509 | 1603 | 1669
2026 |  | 2127 | 2193 | 0 | 2127 | 2193 | 532 | 1595 | 1661
2027 |  | 2142 | 2209 | 0 | 2142 | 2209 | 551 | 1590 | 1657
2028 |  | 2156 | 2224 | 0 | 2156 | 2224 | 567 | 1589 | 1657
CAGR |  | 0.7 | 0.7 |  | 0.7 | 0.7 | 7.7 | -1 | -0.9
CT |  | 50/50 | 90/10 | PV | 50/50 | 90/10 | EE | 50/50 | 90/10
2019 |  | 2697 | 2772 | 0 | 2697 | 2772 | 267 | 2429 | 2505
2020 |  | 2699 | 2774 | 0 | 2699 | 2774 | 297 | 2401 | 2477
2021 |  | 2699 | 2776 | 0 | 2699 | 2776 | 324 | 2375 | 2452
2022 |  | 2701 | 2778 | 0 | 2701 | 2778 | 349 | 2352 | 2430
2023 |  | 2703 | 2780 | 0 | 2703 | 2780 | 370 | 2332 | 2410
2024 |  | 2704 | 2782 | 0 | 2704 | 2782 | 390 | 2315 | 2392
2025 |  | 2706 | 2783 | 0 | 2706 | 2783 | 406 | 2299 | 2377
2026 |  | 2707 | 2785 | 0 | 2707 | 2785 | 420 | 2287 | 2365
2027 |  | 2708 | 2786 | 0 | 2708 | 2786 | 432 | 2276 | 2355
2028 |  | 2709 | 2787 | 0 | 2709 | 2787 | 441 | 2268 | 2347
CAGR |  | 0.1 | 0.1 |  | 0.1 | 0.1 | 5.7 | -0.8 | -0.7
SWCT |  | 50/50 | 90/10 | PV | 50/50 | 90/10 | EE | 50/50 | 90/10
2019 |  | 1822 | 1873 | 0 | 1822 | 1873 | 181 | 1641 | 1692
2020 |  | 1824 | 1876 | 0 | 1824 | 1876 | 201 | 1623 | 1675
2021 |  | 1826 | 1879 | 0 | 1826 | 1879 | 220 | 1607 | 1659
2022 |  | 1829 | 1881 | 0 | 1829 | 1881 | 236 | 1593 | 1645
2023 |  | 1832 | 1884 | 0 | 1832 | 1884 | 251 | 1581 | 1633
2024 |  | 1834 | 1887 | 0 | 1834 | 1887 | 264 | 1570 | 1623
2025 |  | 1837 | 1890 | 0 | 1837 | 1890 | 276 | 1561 | 1614
2026 |  | 1839 | 1892 | 0 | 1839 | 1892 | 285 | 1554 | 1607
2027 |  | 1841 | 1895 | 0 | 1841 | 1895 | 293 | 1548 | 1601
2028 |  | 1844 | 1897 | 0 | 1844 | 1897 | 300 | 1544 | 1597
CAGR |  | 0.1 | 0.1 |  | 0.1 | 0.1 | 5.8 | -0.7 | -0.6
NOR |  | 50/50 | 90/10 | PV | 50/50 | 90/10 | EE | 50/50 | 90/10
2019 |  | 1060 | 1090 | 0 | 1060 | 1090 | 105 | 955 | 985
2020 |  | 1064 | 1094 | 0 | 1064 | 1094 | 117 | 947 | 977
2021 |  | 1067 | 1098 | 0 | 1067 | 1098 | 128 | 939 | 970
2022 |  | 1071 | 1102 | 0 | 1071 | 1102 | 138 | 933 | 963
2023 |  | 1075 | 1105 | 0 | 1075 | 1105 | 147 | 927 | 958
2024 |  | 1078 | 1109 | 0 | 1078 | 1109 | 155 | 923 | 954
2025 |  | 1082 | 1113 | 0 | 1082 | 1113 | 162 | 919 | 950
2026 |  | 1085 | 1116 | 0 | 1085 | 1116 | 168 | 917 | 948
2027 |  | 1089 | 1120 | 0 | 1089 | 1120 | 173 | 915 | 947
2028 |  | 1092 | 1124 | 0 | 1092 | 1124 | 178 | 914 | 946
CAGR |  | 0.3 | 0.3 |  | 0.3 | 0.3 | 6 | -0.5 | -0.4
LOAD ZONES (CT,ME,NH,RI,VT ARE ALSO THE LOAD ZONES)
SEMA |  | 50/50 | 90/10 | PV | 50/50 | 90/10 | EE | 50/50 | 90/10
2019 |  | 2926 | 3022 | 0 | 2926 | 3022 | 404 | 2522 | 2618
2020 |  | 2948 | 3046 | 0 | 2948 | 3046 | 467 | 2481 | 2579
2021 |  | 2972 | 3073 | 0 | 2972 | 3073 | 527 | 2445 | 2546
2022 |  | 2995 | 3097 | 0 | 2995 | 3097 | 581 | 2414 | 2516
2023 |  | 3018 | 3122 | 0 | 3018 | 3122 | 629 | 2389 | 2493
2024 |  | 3040 | 3146 | 0 | 3040 | 3146 | 672 | 2368 | 2474
2025 |  | 3062 | 3169 | 0 | 3062 | 3169 | 709 | 2353 | 2460
2026 |  | 3085 | 3193 | 0 | 3085 | 3193 | 741 | 2344 | 2452
2027 |  | 3108 | 3217 | 0 | 3108 | 3217 | 767 | 2341 | 2450
2028 |  | 3132 | 3241 | 0 | 3132 | 3241 | 789 | 2343 | 2452
CAGR |  | 0.8 | 0.8 |  | 0.8 | 0.8 | 7.7 | -0.8 | -0.7
WCMA |  | 50/50 | 90/10 | PV | 50/50 | 90/10 | EE | 50/50 | 90/10
2019 |  | 3075 | 3176 | 0 | 3075 | 3176 | 467 | 2608 | 2709
2020 |  | 3094 | 3197 | 0 | 3094 | 3197 | 490 | 2604 | 2707
2021 |  | 3116 | 3222 | 0 | 3116 | 3222 | 552 | 2564 | 2670
2022 |  | 3137 | 3244 | 0 | 3137 | 3244 | 608 | 2529 | 2636
2023 |  | 3158 | 3267 | 0 | 3158 | 3267 | 659 | 2500 | 2609
2024 |  | 3178 | 3289 | 0 | 3178 | 3289 | 703 | 2475 | 2586
2025 |  | 3198 | 3310 | 0 | 3198 | 3310 | 741 | 2457 | 2569
2026 |  | 3219 | 3331 | 0 | 3219 | 3331 | 773 | 2446 | 2558
2027 |  | 3240 | 3353 | 0 | 3240 | 3353 | 800 | 2440 | 2553
2028 |  | 3261 | 3376 | 0 | 3261 | 3376 | 821 | 2440 | 2555
CAGR |  | 0.7 | 0.7 |  | 0.7 | 0.7 | 6.5 | -0.7 | -0.6
NEMA |  | 50/50 | 90/10 | PV | 50/50 | 90/10 | EE | 50/50 | 90/10
2019 |  | 4787 | 4944 | 0 | 4787 | 4944 | 607 | 4180 | 4337
2020 |  | 4824 | 4985 | 0 | 4824 | 4985 | 764 | 4060 | 4221
2021 |  | 4865 | 5031 | 0 | 4865 | 5031 | 862 | 4003 | 4169
2022 |  | 4904 | 5073 | 0 | 4904 | 5073 | 951 | 3953 | 4122
2023 |  | 4945 | 5115 | 0 | 4945 | 5115 | 1031 | 3914 | 4084
2024 |  | 4983 | 5156 | 0 | 4983 | 5156 | 1102 | 3881 | 4054
2025 |  | 5021 | 5197 | 0 | 5021 | 5197 | 1163 | 3858 | 4034
2026 |  | 5060 | 5237 | 0 | 5060 | 5237 | 1215 | 3845 | 4022
2027 |  | 5100 | 5279 | 0 | 5100 | 5279 | 1259 | 3841 | 4020
2028 |  | 5140 | 5320 | 0 | 5140 | 5320 | 1294 | 3846 | 4026
CAGR |  | 0.8 | 0.8 |  | 0.8 | 0.8 | 8.8 | -0.9 | -0.8
1 | Behind-the-meter PV is labeled PV for formatting purposes.

## 2C Energy (GWh)
2019 CELT Forecast Detail: ISONE Control Area, New England States, RSP Sub-areas, and SMD Load Zones
ANNUAL ENERGY (GWh)
ISO-NE |  | GROSS | PV1 | GROSS-PV | EE | NET
2019 |  | 145610 | 2490 | 143120 | 17297 | 125823
2020 |  | 146650 | 2849 | 143801 | 20241 | 123560
2021 |  | 148011 | 3213 | 144798 | 22922 | 121876
2022 |  | 150201 | 3549 | 146652 | 25364 | 121288
2023 |  | 152016 | 3884 | 148132 | 27557 | 120575
2024 |  | 154243 | 4210 | 150033 | 29489 | 120544
2025 |  | 155571 | 4483 | 151088 | 31164 | 119924
2026 |  | 157253 | 4749 | 152504 | 32588 | 119916
2027 |  | 158999 | 4996 | 154003 | 33776 | 120227
2028 |  | 161312 | 5222 | 156090 | 34754 | 121336
CAGR |  | 1.1 | 8.6 | 1 | 8.1 | -0.4
STATES:
CT |  | GROSS | PV | GROSS-PV | EE | NET
2019 |  | 34372 | 623 | 33749 | 3600 | 30149
2020 |  | 34568 | 672 | 33896 | 4054 | 29842
2021 |  | 34751 | 794 | 33957 | 4466 | 29491
2022 |  | 35086 | 922 | 34164 | 4837 | 29327
2023 |  | 35357 | 1037 | 34320 | 5169 | 29151
2024 |  | 35730 | 1131 | 34599 | 5462 | 29137
2025 |  | 35893 | 1220 | 34673 | 5716 | 28957
2026 |  | 36143 | 1311 | 34832 | 5931 | 28901
2027 |  | 36402 | 1388 | 35014 | 6111 | 28903
2028 |  | 36779 | 1441 | 35338 | 6259 | 29079
CAGR |  | 0.8 | 9.8 | 0.5 | 6.3 | -0.4
ME |  | GROSS | PV | GROSS-PV | EE | NET
2019 |  | 13240 | 57 | 13183 | 1257 | 11926
2020 |  | 13363 | 64 | 13299 | 1408 | 11891
2021 |  | 13568 | 73 | 13495 | 1548 | 11947
2022 |  | 13850 | 82 | 13768 | 1674 | 12094
2023 |  | 14087 | 90 | 13997 | 1787 | 12210
2024 |  | 14354 | 99 | 14255 | 1885 | 12370
2025 |  | 14548 | 108 | 14440 | 1969 | 12471
2026 |  | 14763 | 116 | 14647 | 2041 | 12606
2027 |  | 14987 | 125 | 14862 | 2100 | 12762
2028 |  | 15260 | 133 | 15127 | 2148 | 12979
CAGR |  | 1.6 | 9.9 | 1.5 | 6.1 | 0.9
MA |  | GROSS | PV | GROSS-PV | EE | NET
2019 |  | 68831 | 1218 | 67613 | 9435 | 58178
2020 |  | 69327 | 1445 | 67882 | 11227 | 56655
2021 |  | 70035 | 1621 | 68414 | 12853 | 55561
2022 |  | 71180 | 1785 | 69395 | 14327 | 55068
2023 |  | 72131 | 1951 | 70180 | 15651 | 54529
2024 |  | 73273 | 2111 | 71162 | 16816 | 54346
2025 |  | 73995 | 2228 | 71767 | 17825 | 53942
2026 |  | 74880 | 2334 | 72546 | 18681 | 53865
2027 |  | 75796 | 2436 | 73360 | 19396 | 53964
2028 |  | 76990 | 2538 | 74452 | 19982 | 54470
CAGR |  | 1.3 | 8.5 | 1.1 | 8.7 | -0.7
NH |  | GROSS | PV | GROSS-PV | EE | NET
2019 |  | 12920 | 107 | 12813 | 682 | 12131
2020 |  | 13017 | 122 | 12895 | 826 | 12069
2021 |  | 13141 | 137 | 13004 | 956 | 12048
2022 |  | 13348 | 149 | 13199 | 1074 | 12125
2023 |  | 13516 | 159 | 13357 | 1181 | 12176
2024 |  | 13726 | 174 | 13552 | 1275 | 12277
2025 |  | 13840 | 187 | 13653 | 1357 | 12296
2026 |  | 13997 | 201 | 13796 | 1426 | 12370
2027 |  | 14162 | 215 | 13947 | 1484 | 12463
2028 |  | 14390 | 229 | 14161 | 1532 | 12629
CAGR |  | 1.2 | 8.8 | 1.1 | 9.4 | 0.4
RI |  | GROSS | PV | GROSS-PV | EE | NET
2019 |  | 9395 | 84 | 9311 | 1465 | 7846
2020 |  | 9488 | 110 | 9378 | 1721 | 7657
2021 |  | 9597 | 126 | 9471 | 1957 | 7514
2022 |  | 9757 | 128 | 9629 | 2182 | 7447
2023 |  | 9897 | 141 | 9756 | 2386 | 7370
2024 |  | 10063 | 164 | 9899 | 2566 | 7333
2025 |  | 10172 | 186 | 9986 | 2723 | 7263
2026 |  | 10305 | 209 | 10096 | 2857 | 7239
2027 |  | 10442 | 231 | 10211 | 2969 | 7242
2028 |  | 10614 | 253 | 10361 | 3062 | 7299
CAGR |  | 1.4 | 13 | 1.2 | 8.5 | -0.8
VT |  | GROSS | PV | GROSS-PV | EE | NET
2019 |  | 6852 | 402 | 6450 | 857 | 5593
2020 |  | 6887 | 437 | 6450 | 1004 | 5446
2021 |  | 6919 | 462 | 6457 | 1143 | 5314
2022 |  | 6979 | 484 | 6495 | 1269 | 5226
2023 |  | 7028 | 505 | 6523 | 1383 | 5140
2024 |  | 7097 | 531 | 6566 | 1484 | 5082
2025 |  | 7122 | 555 | 6567 | 1575 | 4992
2026 |  | 7166 | 579 | 6587 | 1652 | 4935
2027 |  | 7210 | 603 | 6607 | 1716 | 4891
2028 |  | 7279 | 628 | 6651 | 1771 | 4880
CAGR |  | 0.7 | 5.1 | 0.3 | 8.4 | -1.5
SUBAREAS:
BHE |  | GROSS | PV | GROSS-PV | EE | NET
2019 |  | 1868 | 8 | 1860 | 178 | 1682
2020 |  | 1886 | 9 | 1877 | 199 | 1678
2021 |  | 1915 | 11 | 1904 | 219 | 1686
2022 |  | 1955 | 12 | 1943 | 237 | 1706
2023 |  | 1988 | 13 | 1975 | 253 | 1722
2024 |  | 2026 | 15 | 2011 | 266 | 1745
2025 |  | 2053 | 16 | 2037 | 278 | 1759
2026 |  | 2084 | 17 | 2067 | 288 | 1779
2027 |  | 2115 | 18 | 2097 | 297 | 1800
2028 |  | 2154 | 19 | 2135 | 304 | 1831
CAGR |  | 1.6 | 9.9 | 1.5 | 6.1 | 0.9
ME |  | GROSS | PV | GROSS-PV | EE | NET
2019 |  | 6253 | 28 | 6225 | 604 | 5621
2020 |  | 6312 | 32 | 6280 | 677 | 5604
2021 |  | 6410 | 36 | 6374 | 744 | 5630
2022 |  | 6544 | 41 | 6503 | 805 | 5699
2023 |  | 6657 | 45 | 6612 | 859 | 5753
2024 |  | 6785 | 49 | 6736 | 906 | 5829
2025 |  | 6878 | 54 | 6824 | 947 | 5877
2026 |  | 6981 | 58 | 6923 | 981 | 5942
2027 |  | 7088 | 62 | 7026 | 1010 | 6016
2028 |  | 7218 | 66 | 7152 | 1033 | 6118
CAGR |  | 1.6 | 9.9 | 1.6 | 6.2 | 0.9
SME |  | GROSS | PV | GROSS-PV | EE | NET
2019 |  | 4721 | 19 | 4702 | 439 | 4264
2020 |  | 4764 | 21 | 4743 | 491 | 4252
2021 |  | 4836 | 24 | 4812 | 540 | 4272
2022 |  | 4936 | 27 | 4909 | 584 | 4325
2023 |  | 5020 | 30 | 4990 | 623 | 4367
2024 |  | 5114 | 32 | 5082 | 657 | 4424
2025 |  | 5183 | 35 | 5148 | 686 | 4461
2026 |  | 5259 | 38 | 5221 | 711 | 4510
2027 |  | 5338 | 41 | 5297 | 732 | 4566
2028 |  | 5434 | 44 | 5390 | 748 | 4642
CAGR |  | 1.6 | 9.9 | 1.5 | 6.1 | 0.9
NH |  | GROSS | PV | GROSS-PV | EE | NET
2019 |  | 11025 | 103 | 10922 | 621 | 10301
2020 |  | 11117 | 117 | 11000 | 747 | 10253
2021 |  | 11235 | 129 | 11106 | 862 | 10243
2022 |  | 11422 | 140 | 11282 | 967 | 10314
2023 |  | 11576 | 150 | 11426 | 1062 | 10364
2024 |  | 11765 | 162 | 11603 | 1146 | 10457
2025 |  | 11874 | 174 | 11700 | 1219 | 10481
2026 |  | 12019 | 187 | 11832 | 1281 | 10551
2027 |  | 12171 | 199 | 11972 | 1334 | 10638
2028 |  | 12376 | 211 | 12165 | 1377 | 10788
CAGR |  | 1.3 | 8.3 | 1.2 | 9.3 | 0.5
VT |  | GROSS | PV | GROSS-PV | EE | NET
2019 |  | 7897 | 374 | 7523 | 854 | 6668
2020 |  | 7943 | 408 | 7535 | 1005 | 6530
2021 |  | 7989 | 432 | 7557 | 1145 | 6412
2022 |  | 8072 | 454 | 7618 | 1274 | 6344
2023 |  | 8140 | 475 | 7665 | 1390 | 6276
2024 |  | 8230 | 499 | 7731 | 1493 | 6238
2025 |  | 8270 | 522 | 7748 | 1584 | 6163
2026 |  | 8331 | 546 | 7785 | 1662 | 6122
2027 |  | 8394 | 570 | 7824 | 1728 | 6096
2028 |  | 8488 | 594 | 7894 | 1783 | 6111
CAGR |  | 0.8 | 5.3 | 0.5 | 8.5 | -1
Boston |  | GROSS | PV | GROSS-PV | EE | NET
2019 |  | 31942 | 227 | 31715 | 4304 | 27411
2020 |  | 32175 | 270 | 31905 | 5123 | 26782
2021 |  | 32506 | 303 | 32203 | 5867 | 26336
2022 |  | 33041 | 333 | 32708 | 6543 | 26165
2023 |  | 33484 | 364 | 33120 | 7149 | 25970
2024 |  | 34017 | 394 | 33623 | 7685 | 25938
2025 |  | 34354 | 416 | 33938 | 8148 | 25790
2026 |  | 34767 | 436 | 34331 | 8542 | 25789
2027 |  | 35194 | 455 | 34739 | 8872 | 25867
2028 |  | 35751 | 474 | 35277 | 9143 | 26134
CAGR |  | 1.3 | 8.5 | 1.2 | 8.7 | -0.5
CMA/NEMA |  | GROSS | PV | GROSS-PV | EE | NET
2019 |  | 8708 | 165 | 8543 | 1167 | 7376
2020 |  | 8779 | 195 | 8584 | 1389 | 7195
2021 |  | 8876 | 219 | 8657 | 1590 | 7067
2022 |  | 9029 | 241 | 8788 | 1773 | 7015
2023 |  | 9157 | 264 | 8893 | 1937 | 6957
2024 |  | 9310 | 285 | 9025 | 2081 | 6944
2025 |  | 9409 | 301 | 9108 | 2206 | 6902
2026 |  | 9529 | 316 | 9213 | 2311 | 6902
2027 |  | 9653 | 330 | 9323 | 2400 | 6923
2028 |  | 9813 | 344 | 9469 | 2472 | 6997
CAGR |  | 1.3 | 8.5 | 1.2 | 8.7 | -0.6
WMA |  | GROSS | PV | GROSS-PV | EE | NET
2019 |  | 10799 | 424 | 10375 | 1524 | 8850
2020 |  | 10880 | 500 | 10380 | 1810 | 8571
2021 |  | 10992 | 560 | 10432 | 2069 | 8364
2022 |  | 11172 | 615 | 10557 | 2304 | 8253
2023 |  | 11321 | 671 | 10650 | 2515 | 8135
2024 |  | 11501 | 725 | 10776 | 2700 | 8075
2025 |  | 11614 | 765 | 10849 | 2861 | 7988
2026 |  | 11753 | 802 | 10951 | 2997 | 7953
2027 |  | 11898 | 837 | 11061 | 3111 | 7949
2028 |  | 12085 | 872 | 11213 | 3205 | 8008
CAGR |  | 1.3 | 8.3 | 0.9 | 8.6 | -1.1
SEMA |  | GROSS | PV | GROSS-PV | EE | NET
2019 |  | 15458 | 365 | 15093 | 2123 | 12971
2020 |  | 15550 | 434 | 15116 | 2522 | 12594
2021 |  | 15688 | 487 | 15201 | 2885 | 12316
2022 |  | 15924 | 535 | 15389 | 3214 | 12174
2023 |  | 16117 | 585 | 15532 | 3510 | 12022
2024 |  | 16352 | 634 | 15718 | 3770 | 11948
2025 |  | 16493 | 670 | 15823 | 3994 | 11829
2026 |  | 16671 | 703 | 15968 | 4184 | 11784
2027 |  | 16855 | 735 | 16120 | 4343 | 11778
2028 |  | 17101 | 766 | 16335 | 4472 | 11863
CAGR |  | 1.1 | 8.6 | 0.9 | 8.6 | -1
RI |  | GROSS | PV | GROSS-PV | EE | NET
2019 |  | 12982 | 162 | 12820 | 1927 | 10893
2020 |  | 13092 | 202 | 12890 | 2273 | 10618
2021 |  | 13230 | 229 | 13001 | 2589 | 10412
2022 |  | 13443 | 242 | 13201 | 2885 | 10316
2023 |  | 13625 | 266 | 13359 | 3153 | 10207
2024 |  | 13843 | 298 | 13545 | 3389 | 10156
2025 |  | 13982 | 326 | 13656 | 3593 | 10062
2026 |  | 14153 | 354 | 13799 | 3768 | 10031
2027 |  | 14330 | 382 | 13948 | 3913 | 10035
2028 |  | 14556 | 410 | 14146 | 4033 | 10113
CAGR |  | 1.3 | 10.9 | 1.1 | 8.6 | -0.8
CT |  | GROSS | PV | GROSS-PV | EE | NET
2019 |  | 16420 | 364 | 16056 | 1720 | 14336
2020 |  | 16500 | 393 | 16107 | 1935 | 14172
2021 |  | 16574 | 465 | 16109 | 2130 | 13979
2022 |  | 16720 | 540 | 16180 | 2305 | 13876
2023 |  | 16836 | 607 | 16229 | 2461 | 13768
2024 |  | 17000 | 662 | 16338 | 2599 | 13740
2025 |  | 17064 | 714 | 16350 | 2717 | 13633
2026 |  | 17169 | 767 | 16402 | 2817 | 13584
2027 |  | 17278 | 812 | 16466 | 2900 | 13566
2028 |  | 17444 | 844 | 16600 | 2968 | 13632
CAGR |  | 0.7 | 9.8 | 0.4 | 6.3 | -0.6
SWCT |  | GROSS | PV | GROSS-PV | EE | NET
2019 |  | 11082 | 204 | 10878 | 1161 | 9717
2020 |  | 11146 | 220 | 10926 | 1308 | 9619
2021 |  | 11205 | 260 | 10945 | 1441 | 9505
2022 |  | 11314 | 302 | 11012 | 1560 | 9452
2023 |  | 11401 | 339 | 11062 | 1667 | 9394
2024 |  | 11522 | 370 | 11152 | 1762 | 9390
2025 |  | 11575 | 399 | 11176 | 1844 | 9332
2026 |  | 11655 | 429 | 11226 | 1913 | 9313
2027 |  | 11739 | 454 | 11285 | 1971 | 9314
2028 |  | 11861 | 472 | 11389 | 2019 | 9370
CAGR |  | 0.8 | 9.8 | 0.5 | 6.3 | -0.4
NOR |  | GROSS | PV | GROSS-PV | EE | NET
2019 |  | 6457 | 46 | 6411 | 676 | 5735
2020 |  | 6506 | 49 | 6457 | 763 | 5694
2021 |  | 6554 | 58 | 6496 | 842 | 5654
2022 |  | 6630 | 68 | 6562 | 914 | 5649
2023 |  | 6695 | 76 | 6619 | 979 | 5640
2024 |  | 6778 | 83 | 6695 | 1036 | 5659
2025 |  | 6823 | 89 | 6734 | 1086 | 5647
2026 |  | 6883 | 96 | 6787 | 1129 | 5658
2027 |  | 6946 | 102 | 6844 | 1166 | 5678
2028 |  | 7031 | 106 | 6925 | 1196 | 5729
CAGR |  | 1 | 9.8 | 0.9 | 6.5 | 0
LOAD ZONES (CT,ME,NH,RI,VT ARE ALSO THE LOAD ZONES)
SEMA |  | GROSS | PV | GROSS-PV | EE | NET
2019 |  | 19044 | 443 | 18601 | 2434 | 16167
2020 |  | 19154 | 525 | 18629 | 3074 | 15555
2021 |  | 19322 | 590 | 18732 | 3517 | 15216
2022 |  | 19610 | 649 | 18961 | 3917 | 15043
2023 |  | 19845 | 710 | 19135 | 4277 | 14859
2024 |  | 20132 | 768 | 19364 | 4592 | 14772
2025 |  | 20303 | 810 | 19493 | 4865 | 14628
2026 |  | 20519 | 849 | 19670 | 5095 | 14575
2027 |  | 20743 | 886 | 19857 | 5287 | 14570
2028 |  | 21043 | 923 | 20120 | 5444 | 14676
CAGR |  | 1.1 | 8.5 | 0.9 | 9.4 | -1.1
WCMA |  | GROSS | PV | GROSS-PV | EE | NET
2019 |  | 18711 | 560 | 18151 | 2790 | 15362
2020 |  | 18859 | 664 | 18195 | 3126 | 15069
2021 |  | 19065 | 745 | 18320 | 3578 | 14742
2022 |  | 19390 | 821 | 18569 | 3988 | 14582
2023 |  | 19662 | 897 | 18765 | 4355 | 14410
2024 |  | 19987 | 970 | 19017 | 4679 | 14337
2025 |  | 20197 | 1024 | 19173 | 4959 | 14214
2026 |  | 20451 | 1073 | 19378 | 5197 | 14182
2027 |  | 20715 | 1119 | 19596 | 5395 | 14201
2028 |  | 21054 | 1166 | 19888 | 5557 | 14330
CAGR |  | 1.3 | 8.5 | 1 | 8 | -0.8
NEMA |  | GROSS | PV | GROSS-PV | EE | NET
2019 |  | 31075 | 215 | 30860 | 4211 | 26648
2020 |  | 31314 | 255 | 31059 | 5028 | 26031
2021 |  | 31648 | 286 | 31362 | 5759 | 25603
2022 |  | 32180 | 315 | 31865 | 6422 | 25442
2023 |  | 32624 | 345 | 32279 | 7019 | 25261
2024 |  | 33154 | 373 | 32781 | 7545 | 25236
2025 |  | 33495 | 394 | 33101 | 8001 | 25101
2026 |  | 33910 | 412 | 33498 | 8389 | 25109
2027 |  | 34338 | 430 | 33908 | 8714 | 25194
2028 |  | 34893 | 448 | 34445 | 8981 | 25463
CAGR |  | 1.3 | 8.5 | 1.2 | 8.8 | -0.5
1 | Behind-the-meter PV is labeled PV for formatting purposes.

## 3 CI
ISO-NE States, & Sub-areas Energy & 50/50 Seasonal Peak Load - Forecast & 90% Confidence Intervals
| Net Energy for Load (GWh) |  |  | Summer 50/50 Peak (MW) |  |  | Winter 50/50 Peak (MW)
ISO-NE Gross | High | Base | Low | High | Base | Low | High | Base | Low
2019 | 148694 | 145610 | 142526 | 29433 | 28943 | 28453 | 23625 | 23144 | 22663
2020 | 151196 | 146650 | 142104 | 29940 | 29130 | 28320 | 24027 | 23278 | 22529
2021 | 153689 | 148011 | 142333 | 30428 | 29341 | 28254 | 24371 | 23420 | 22469
2022 | 157011 | 150201 | 143391 | 30878 | 29561 | 28244 | 24692 | 23558 | 22424
2023 | 159823 | 152016 | 144209 | 31290 | 29774 | 28258 | 25009 | 23698 | 22387
2024 | 163023 | 154243 | 145463 | 31676 | 29987 | 28298 | 25308 | 23831 | 22354
2025 | 165252 | 155571 | 145890 | 32039 | 30196 | 28353 | 25593 | 23964 | 22335
2026 | 167797 | 157253 | 146709 | 32389 | 30406 | 28423 | 25876 | 24098 | 22320
2027 | 170396 | 158999 | 147602 | 32728 | 30616 | 28504 | 26164 | 24237 | 22310
2028 | 173600 | 161312 | 149024 | 33063 | 30831 | 28599 | 26449 | 24376 | 22303
ISO-NE Gross - PV
2019 | 146204 | 143120 | 140036 | 28726 | 28235 | 27745 | 23625 | 23144 | 22663
2020 | 148347 | 143801 | 139255 | 29163 | 28353 | 27543 | 24027 | 23278 | 22529
2021 | 150476 | 144798 | 139120 | 29586 | 28499 | 27412 | 24371 | 23420 | 22469
2022 | 153462 | 146652 | 139841 | 29986 | 28670 | 27353 | 24692 | 23558 | 22424
2023 | 155939 | 148132 | 140324 | 30354 | 28839 | 27323 | 25009 | 23698 | 22387
2024 | 158813 | 150033 | 141254 | 30704 | 29015 | 27326 | 25308 | 23831 | 22354
2025 | 160768 | 151088 | 141407 | 31039 | 29195 | 27352 | 25593 | 23964 | 22335
2026 | 163048 | 152504 | 141959 | 31366 | 29382 | 27399 | 25876 | 24098 | 22320
2027 | 165400 | 154003 | 142606 | 31688 | 29576 | 27464 | 26164 | 24237 | 22310
2028 | 168377 | 156090 | 143802 | 32012 | 29780 | 27549 | 26449 | 24376 | 22303
ISO-NE Gross - PV - PDR
2019 | 128907 | 125823 | 122740 | 25813 | 25323 | 24832 | 20957 | 20476 | 19995
2020 | 128106 | 123560 | 119014 | 25835 | 25025 | 24215 | 20964 | 20215 | 19466
2021 | 127554 | 121876 | 116198 | 25881 | 24794 | 23706 | 20948 | 19997 | 19047
2022 | 128098 | 121288 | 114477 | 25936 | 24620 | 23303 | 20942 | 19808 | 18674
2023 | 128382 | 120575 | 112768 | 25995 | 24480 | 22964 | 20965 | 19654 | 18343
2024 | 129324 | 120544 | 111765 | 26072 | 24384 | 22695 | 21005 | 19528 | 18051
2025 | 129604 | 119924 | 110243 | 26172 | 24328 | 22485 | 21065 | 19437 | 17808
2026 | 130460 | 119916 | 109372 | 26298 | 24315 | 22332 | 21158 | 19380 | 17602
2027 | 131623 | 120226 | 108829 | 26453 | 24341 | 22229 | 21287 | 19360 | 17433
2028 | 133624 | 121336 | 109048 | 26640 | 24408 | 22176 | 21441 | 19368 | 17295
STATES:
| Net Energy for Load (GWh) |  |  | Summer 50/50 Peak (MW) |  |  | Winter 50/50 Peak (MW)
CT Gross | High | Base | Low | High | Base | Low | High | Base | Low
2019 | 35100 | 34372 | 33644 | 7429 | 7305 | 7181 | 5764 | 5647 | 5530
2020 | 35640 | 34568 | 33496 | 7521 | 7318 | 7115 | 5837 | 5655 | 5473
2021 | 36084 | 34751 | 33418 | 7607 | 7335 | 7063 | 5891 | 5661 | 5431
2022 | 36677 | 35086 | 33495 | 7680 | 7352 | 7024 | 5942 | 5669 | 5396
2023 | 37173 | 35357 | 33541 | 7742 | 7367 | 6992 | 5992 | 5678 | 5364
2024 | 37764 | 35730 | 33696 | 7798 | 7382 | 6966 | 6037 | 5685 | 5333
2025 | 38126 | 35893 | 33660 | 7847 | 7396 | 6945 | 6079 | 5692 | 5305
2026 | 38566 | 36143 | 33720 | 7892 | 7409 | 6926 | 6119 | 5699 | 5279
2027 | 39011 | 36402 | 33793 | 7935 | 7423 | 6911 | 6161 | 5707 | 5253
2028 | 39581 | 36779 | 33977 | 7976 | 7438 | 6900 | 6200 | 5714 | 5228
CT Gross - PV
2019 | 34477 | 33749 | 33021 | 7256 | 7132 | 7008 | 5764 | 5647 | 5530
2020 | 34968 | 33896 | 32825 | 7341 | 7138 | 6935 | 5837 | 5655 | 5473
2021 | 35290 | 33957 | 32624 | 7402 | 7130 | 6859 | 5891 | 5661 | 5431
2022 | 35755 | 34164 | 32573 | 7452 | 7124 | 6797 | 5942 | 5669 | 5396
2023 | 36136 | 34320 | 32504 | 7497 | 7122 | 6747 | 5992 | 5678 | 5364
2024 | 36633 | 34599 | 32566 | 7541 | 7125 | 6710 | 6037 | 5685 | 5333
2025 | 36906 | 34673 | 32439 | 7580 | 7128 | 6677 | 6079 | 5692 | 5305
2026 | 37255 | 34832 | 32408 | 7614 | 7131 | 6648 | 6119 | 5699 | 5279
2027 | 37624 | 35014 | 32405 | 7651 | 7139 | 6627 | 6161 | 5707 | 5253
2028 | 38139 | 35338 | 32536 | 7691 | 7153 | 6614 | 6200 | 5714 | 5228
CT Gross - PV - PDR
2019 | 30877 | 30149 | 29421 | 6594 | 6471 | 6347 | 5204 | 5087 | 4970
2020 | 30914 | 29842 | 28771 | 6614 | 6411 | 6208 | 5214 | 5032 | 4850
2021 | 30824 | 29491 | 28157 | 6616 | 6344 | 6072 | 5210 | 4981 | 4751
2022 | 30918 | 29327 | 27736 | 6612 | 6284 | 5957 | 5210 | 4937 | 4664
2023 | 30967 | 29151 | 27335 | 6609 | 6234 | 5859 | 5214 | 4900 | 4586
2024 | 31171 | 29137 | 27103 | 6611 | 6195 | 5779 | 5218 | 4866 | 4514
2025 | 31190 | 28957 | 26723 | 6613 | 6161 | 5710 | 5225 | 4838 | 4451
2026 | 31324 | 28900 | 26477 | 6616 | 6133 | 5650 | 5235 | 4815 | 4394
2027 | 31513 | 28903 | 26294 | 6627 | 6115 | 5603 | 5251 | 4798 | 4344
2028 | 31881 | 29079 | 26277 | 6646 | 6108 | 5569 | 5270 | 4784 | 4298
| Net Energy for Load (GWh) |  |  | Summer 50/50 Peak (MW) |  |  | Winter 50/50 Peak (MW)
ME Gross | High | Base | Low | High | Base | Low | High | Base | Low
2019 | 13520 | 13240 | 12960 | 2152 | 2116 | 2080 | 2110 | 2067 | 2024
2020 | 13777 | 13363 | 12949 | 2189 | 2130 | 2071 | 2157 | 2090 | 2023
2021 | 14088 | 13568 | 13048 | 2234 | 2154 | 2074 | 2203 | 2117 | 2031
2022 | 14478 | 13850 | 13222 | 2277 | 2180 | 2083 | 2244 | 2141 | 2038
2023 | 14810 | 14087 | 13364 | 2316 | 2204 | 2092 | 2285 | 2165 | 2045
2024 | 15171 | 14354 | 13537 | 2352 | 2227 | 2102 | 2324 | 2188 | 2052
2025 | 15453 | 14548 | 13643 | 2386 | 2249 | 2112 | 2360 | 2210 | 2060
2026 | 15753 | 14763 | 13773 | 2419 | 2271 | 2123 | 2397 | 2232 | 2067
2027 | 16061 | 14987 | 13913 | 2452 | 2294 | 2136 | 2435 | 2256 | 2077
2028 | 16422 | 15260 | 14098 | 2486 | 2318 | 2150 | 2474 | 2280 | 2086
ME Gross - PV
2019 | 13463 | 13183 | 12902 | 2136 | 2100 | 2064 | 2110 | 2067 | 2024
2020 | 13713 | 13299 | 12885 | 2172 | 2113 | 2053 | 2157 | 2090 | 2023
2021 | 14016 | 13495 | 12975 | 2215 | 2135 | 2055 | 2203 | 2117 | 2031
2022 | 14396 | 13768 | 13140 | 2257 | 2160 | 2062 | 2244 | 2141 | 2038
2023 | 14720 | 13997 | 13273 | 2295 | 2182 | 2070 | 2285 | 2165 | 2045
2024 | 15072 | 14255 | 13438 | 2330 | 2204 | 2079 | 2324 | 2188 | 2052
2025 | 15346 | 14440 | 13535 | 2362 | 2225 | 2088 | 2360 | 2210 | 2060
2026 | 15637 | 14647 | 13657 | 2394 | 2246 | 2098 | 2397 | 2232 | 2067
2027 | 15937 | 14862 | 13788 | 2426 | 2268 | 2110 | 2435 | 2256 | 2077
2028 | 16289 | 15127 | 13964 | 2459 | 2291 | 2123 | 2474 | 2280 | 2086
ME Gross - PV - PDR
2019 | 12206 | 11926 | 11645 | 1944 | 1908 | 1872 | 1940 | 1898 | 1855
2020 | 12305 | 11891 | 11477 | 1955 | 1896 | 1836 | 1964 | 1897 | 1830
2021 | 12468 | 11948 | 11427 | 1975 | 1895 | 1815 | 1989 | 1903 | 1817
2022 | 12722 | 12094 | 11466 | 1996 | 1899 | 1802 | 2010 | 1907 | 1804
2023 | 12933 | 12210 | 11487 | 2015 | 1903 | 1791 | 2034 | 1914 | 1794
2024 | 13187 | 12370 | 11553 | 2034 | 1909 | 1783 | 2057 | 1922 | 1786
2025 | 13376 | 12471 | 11566 | 2053 | 1916 | 1779 | 2081 | 1931 | 1780
2026 | 13596 | 12606 | 11617 | 2073 | 1925 | 1777 | 2106 | 1942 | 1777
2027 | 13837 | 12763 | 11689 | 2096 | 1938 | 1779 | 2136 | 1956 | 1777
2028 | 14141 | 12979 | 11817 | 2121 | 1953 | 1785 | 2167 | 1973 | 1779
| Net Energy for Load (GWh) |  |  | Summer 50/50 Peak (MW) |  |  | Winter 50/50 Peak (MW)
MA Gross | High | Base | Low | High | Base | Low | High | Base | Low
2019 | 70289 | 68831 | 67373 | 14099 | 13864 | 13629 | 11011 | 10787 | 10563
2020 | 71476 | 69327 | 67178 | 14371 | 13982 | 13593 | 11215 | 10866 | 10517
2021 | 72722 | 70035 | 67348 | 14630 | 14107 | 13584 | 11398 | 10953 | 10508
2022 | 74407 | 71180 | 67953 | 14869 | 14235 | 13601 | 11567 | 11036 | 10505
2023 | 75836 | 72131 | 68426 | 15092 | 14361 | 13630 | 11735 | 11120 | 10505
2024 | 77444 | 73273 | 69102 | 15305 | 14489 | 13673 | 11894 | 11200 | 10506
2025 | 78599 | 73995 | 69391 | 15509 | 14617 | 13725 | 12048 | 11281 | 10514
2026 | 79901 | 74880 | 69859 | 15706 | 14744 | 13782 | 12201 | 11363 | 10525
2027 | 81229 | 75796 | 70363 | 15898 | 14872 | 13846 | 12359 | 11449 | 10539
2028 | 82855 | 76990 | 71125 | 16084 | 14998 | 13912 | 12514 | 11533 | 10552
MA Gross - PV
2019 | 69071 | 67613 | 66156 | 13754 | 13519 | 13284 | 11011 | 10787 | 10563
2020 | 70031 | 67882 | 65733 | 13979 | 13590 | 13201 | 11215 | 10866 | 10517
2021 | 71100 | 68414 | 65727 | 14207 | 13684 | 13162 | 11398 | 10953 | 10508
2022 | 72622 | 69395 | 66167 | 14423 | 13788 | 13154 | 11567 | 11036 | 10505
2023 | 73884 | 70180 | 66475 | 14624 | 13893 | 13162 | 11735 | 11120 | 10505
2024 | 75332 | 71162 | 66991 | 14819 | 14003 | 13187 | 11894 | 11200 | 10506
2025 | 76372 | 71767 | 67163 | 15014 | 14122 | 13229 | 12048 | 11281 | 10514
2026 | 77567 | 72546 | 67525 | 15204 | 14243 | 13281 | 12201 | 11363 | 10525
2027 | 78794 | 73360 | 67927 | 15392 | 14366 | 13340 | 12359 | 11449 | 10539
2028 | 80317 | 74452 | 68588 | 15575 | 14489 | 13403 | 12514 | 11533 | 10552
MA Gross - PV - PDR
2019 | 59636 | 58178 | 56720 | 12181 | 11946 | 11711 | 9532 | 9308 | 9084
2020 | 58804 | 56655 | 54506 | 12151 | 11762 | 11373 | 9495 | 9145 | 8796
2021 | 58247 | 55561 | 52874 | 12148 | 11625 | 11103 | 9457 | 9012 | 8568
2022 | 58295 | 55068 | 51840 | 12154 | 11520 | 10886 | 9427 | 8896 | 8365
2023 | 58234 | 54529 | 50825 | 12167 | 11436 | 10705 | 9416 | 8801 | 8186
2024 | 58516 | 54345 | 50175 | 12196 | 11380 | 10565 | 9418 | 8724 | 8029
2025 | 58547 | 53943 | 49338 | 12248 | 11356 | 10463 | 9435 | 8668 | 7902
2026 | 58886 | 53865 | 48844 | 12316 | 11355 | 10393 | 9473 | 8635 | 7796
2027 | 59398 | 53965 | 48532 | 12403 | 11377 | 10351 | 9534 | 8624 | 7714
2028 | 60335 | 54470 | 48605 | 12502 | 11416 | 10330 | 9609 | 8629 | 7648
| Net Energy for Load (GWh) |  |  | Summer 50/50 Peak (MW) |  |  | Winter 50/50 Peak (MW)
NH Gross | High | Base | Low | High | Base | Low | High | Base | Low
2019 | 13194 | 12920 | 12646 | 2486 | 2445 | 2404 | 2067 | 2025 | 1983
2020 | 13421 | 13017 | 12613 | 2525 | 2457 | 2389 | 2095 | 2030 | 1965
2021 | 13645 | 13141 | 12637 | 2565 | 2473 | 2381 | 2118 | 2035 | 1952
2022 | 13953 | 13348 | 12743 | 2600 | 2489 | 2378 | 2139 | 2041 | 1943
2023 | 14210 | 13516 | 12822 | 2633 | 2505 | 2377 | 2159 | 2046 | 1933
2024 | 14507 | 13726 | 12945 | 2664 | 2522 | 2380 | 2179 | 2052 | 1925
2025 | 14701 | 13840 | 12979 | 2693 | 2538 | 2383 | 2197 | 2057 | 1917
2026 | 14936 | 13997 | 13058 | 2721 | 2554 | 2387 | 2214 | 2062 | 1910
2027 | 15177 | 14162 | 13147 | 2747 | 2570 | 2393 | 2231 | 2067 | 1903
2028 | 15486 | 14390 | 13294 | 2774 | 2587 | 2400 | 2249 | 2073 | 1897
NH Gross - PV
2019 | 13087 | 12813 | 12539 | 2455 | 2414 | 2372 | 2067 | 2025 | 1983
2020 | 13298 | 12895 | 12491 | 2491 | 2423 | 2355 | 2095 | 2030 | 1965
2021 | 13509 | 13004 | 12500 | 2528 | 2436 | 2345 | 2118 | 2035 | 1952
2022 | 13804 | 13199 | 12594 | 2562 | 2451 | 2340 | 2139 | 2041 | 1943
2023 | 14051 | 13357 | 12662 | 2593 | 2466 | 2338 | 2159 | 2046 | 1933
2024 | 14334 | 13552 | 12771 | 2623 | 2481 | 2339 | 2179 | 2052 | 1925
2025 | 14514 | 13653 | 12792 | 2650 | 2495 | 2340 | 2197 | 2057 | 1917
2026 | 14735 | 13796 | 12857 | 2676 | 2510 | 2343 | 2214 | 2062 | 1910
2027 | 14962 | 13947 | 12932 | 2701 | 2524 | 2347 | 2231 | 2067 | 1903
2028 | 15257 | 14161 | 13065 | 2727 | 2540 | 2352 | 2249 | 2073 | 1897
NH Gross - PV - PDR
2019 | 12405 | 12131 | 11857 | 2335 | 2294 | 2252 | 1971 | 1929 | 1887
2020 | 12472 | 12069 | 11665 | 2351 | 2282 | 2214 | 1982 | 1917 | 1852
2021 | 12552 | 12048 | 11544 | 2369 | 2278 | 2186 | 1989 | 1907 | 1824
2022 | 12730 | 12125 | 11520 | 2386 | 2275 | 2164 | 1997 | 1899 | 1800
2023 | 12870 | 12176 | 11481 | 2403 | 2275 | 2148 | 2004 | 1891 | 1778
2024 | 13059 | 12277 | 11496 | 2419 | 2277 | 2135 | 2013 | 1886 | 1759
2025 | 13157 | 12296 | 11435 | 2435 | 2280 | 2125 | 2021 | 1881 | 1741
2026 | 13308 | 12370 | 11431 | 2451 | 2285 | 2118 | 2030 | 1878 | 1726
2027 | 13478 | 12463 | 11448 | 2468 | 2291 | 2114 | 2040 | 1876 | 1712
2028 | 13725 | 12629 | 11533 | 2487 | 2300 | 2113 | 2053 | 1876 | 1700
| Net Energy for Load (GWh) |  |  | Summer 50/50 Peak (MW) |  |  | Winter 50/50 Peak (MW)
RI Gross | High | Base | Low | High | Base | Low | High | Base | Low
2019 | 9594 | 9395 | 9196 | 2154 | 2118 | 2082 | 1531 | 1500 | 1469
2020 | 9782 | 9488 | 9194 | 2202 | 2142 | 2082 | 1560 | 1511 | 1462
2021 | 9965 | 9597 | 9229 | 2247 | 2167 | 2087 | 1583 | 1521 | 1459
2022 | 10199 | 9757 | 9315 | 2291 | 2193 | 2095 | 1606 | 1532 | 1458
2023 | 10405 | 9897 | 9389 | 2331 | 2218 | 2105 | 1628 | 1543 | 1458
2024 | 10636 | 10063 | 9490 | 2368 | 2242 | 2116 | 1649 | 1553 | 1457
2025 | 10805 | 10172 | 9539 | 2405 | 2267 | 2129 | 1670 | 1564 | 1458
2026 | 10996 | 10305 | 9614 | 2441 | 2292 | 2143 | 1690 | 1574 | 1458
2027 | 11190 | 10442 | 9694 | 2476 | 2316 | 2156 | 1711 | 1585 | 1459
2028 | 11423 | 10614 | 9805 | 2512 | 2342 | 2172 | 1731 | 1595 | 1459
RI Gross - PV
2019 | 9510 | 9311 | 9112 | 2131 | 2095 | 2059 | 1531 | 1500 | 1469
2020 | 9672 | 9378 | 9084 | 2172 | 2113 | 2053 | 1560 | 1511 | 1462
2021 | 9839 | 9471 | 9102 | 2215 | 2135 | 2055 | 1583 | 1521 | 1459
2022 | 10072 | 9629 | 9187 | 2259 | 2162 | 2064 | 1606 | 1532 | 1458
2023 | 10264 | 9756 | 9247 | 2298 | 2185 | 2072 | 1628 | 1543 | 1458
2024 | 10472 | 9899 | 9326 | 2331 | 2205 | 2079 | 1649 | 1553 | 1457
2025 | 10619 | 9986 | 9353 | 2365 | 2226 | 2088 | 1670 | 1564 | 1458
2026 | 10787 | 10096 | 9405 | 2398 | 2248 | 2099 | 1690 | 1574 | 1458
2027 | 10960 | 10211 | 9463 | 2429 | 2269 | 2109 | 1711 | 1585 | 1459
2028 | 11169 | 10361 | 9552 | 2462 | 2292 | 2123 | 1731 | 1595 | 1459
RI Gross - PV - PDR
2019 | 8045 | 7847 | 7648 | 1890 | 1854 | 1818 | 1310 | 1279 | 1248
2020 | 7951 | 7657 | 7363 | 1898 | 1838 | 1779 | 1305 | 1257 | 1208
2021 | 7882 | 7514 | 7145 | 1910 | 1830 | 1749 | 1298 | 1236 | 1174
2022 | 7889 | 7447 | 7004 | 1925 | 1827 | 1729 | 1292 | 1218 | 1144
2023 | 7878 | 7370 | 6861 | 1936 | 1823 | 1710 | 1288 | 1202 | 1117
2024 | 7906 | 7333 | 6760 | 1946 | 1820 | 1694 | 1285 | 1189 | 1093
2025 | 7896 | 7263 | 6630 | 1959 | 1821 | 1682 | 1286 | 1180 | 1073
2026 | 7931 | 7240 | 6549 | 1974 | 1825 | 1675 | 1288 | 1172 | 1056
2027 | 7991 | 7242 | 6494 | 1991 | 1831 | 1671 | 1295 | 1169 | 1043
2028 | 8108 | 7299 | 6491 | 2012 | 1842 | 1673 | 1302 | 1167 | 1031
| Net Energy for Load (GWh) |  |  | Summer 50/50 Peak (MW) |  |  | Winter 50/50 Peak (MW)
VT Gross | High | Base | Low | High | Base | Low | High | Base | Low
2019 | 6997 | 6852 | 6707 | 1114 | 1095 | 1076 | 1141 | 1118 | 1095
2020 | 7100 | 6887 | 6674 | 1131 | 1100 | 1069 | 1161 | 1125 | 1089
2021 | 7184 | 6919 | 6654 | 1147 | 1106 | 1065 | 1178 | 1132 | 1086
2022 | 7295 | 6979 | 6663 | 1162 | 1112 | 1062 | 1194 | 1139 | 1084
2023 | 7389 | 7028 | 6667 | 1175 | 1118 | 1061 | 1209 | 1146 | 1083
2024 | 7501 | 7097 | 6693 | 1187 | 1124 | 1061 | 1224 | 1153 | 1082
2025 | 7565 | 7122 | 6679 | 1199 | 1130 | 1061 | 1239 | 1160 | 1081
2026 | 7647 | 7166 | 6685 | 1210 | 1136 | 1062 | 1252 | 1166 | 1080
2027 | 7727 | 7210 | 6693 | 1221 | 1142 | 1063 | 1266 | 1173 | 1080
2028 | 7833 | 7279 | 6725 | 1231 | 1148 | 1065 | 1280 | 1180 | 1080
VT Gross - PV
2019 | 6595 | 6450 | 6305 | 994 | 976 | 957 | 1141 | 1118 | 1095
2020 | 6664 | 6450 | 6237 | 1006 | 976 | 945 | 1161 | 1125 | 1089
2021 | 6723 | 6457 | 6192 | 1021 | 980 | 939 | 1178 | 1132 | 1086
2022 | 6812 | 6495 | 6179 | 1034 | 985 | 935 | 1194 | 1139 | 1084
2023 | 6884 | 6523 | 6162 | 1048 | 991 | 934 | 1209 | 1146 | 1083
2024 | 6970 | 6566 | 6162 | 1059 | 996 | 932 | 1224 | 1153 | 1082
2025 | 7011 | 6567 | 6124 | 1069 | 1000 | 931 | 1239 | 1160 | 1081
2026 | 7068 | 6587 | 6107 | 1079 | 1005 | 931 | 1252 | 1166 | 1080
2027 | 7124 | 6607 | 6090 | 1089 | 1010 | 931 | 1266 | 1173 | 1080
2028 | 7205 | 6651 | 6096 | 1099 | 1015 | 932 | 1280 | 1180 | 1080
VT Gross - PV - PDR
2019 | 5738 | 5593 | 5448 | 869 | 851 | 832 | 998 | 975 | 951
2020 | 5659 | 5446 | 5232 | 865 | 834 | 804 | 1002 | 966 | 930
2021 | 5580 | 5315 | 5050 | 864 | 823 | 782 | 1004 | 958 | 912
2022 | 5543 | 5226 | 4910 | 864 | 814 | 765 | 1006 | 951 | 897
2023 | 5500 | 5140 | 4779 | 864 | 807 | 750 | 1009 | 946 | 883
2024 | 5486 | 5082 | 4678 | 864 | 801 | 738 | 1014 | 942 | 871
2025 | 5436 | 4993 | 4550 | 865 | 796 | 727 | 1018 | 939 | 861
2026 | 5416 | 4935 | 4455 | 866 | 792 | 718 | 1023 | 937 | 851
2027 | 5407 | 4890 | 4374 | 869 | 790 | 711 | 1030 | 937 | 844
2028 | 5434 | 4880 | 4325 | 872 | 789 | 706 | 1039 | 938 | 838
SUBAREAS:
| Net Energy for Load (GWh) |  |  | Summer 50/50 Peak (MW) |  |  | Winter 50/50 Peak (MW)
BHE Gross | High | Base | Low | High | Base | Low | High | Base | Low
2019 | 1908 | 1868 | 1828 | 304 | 299 | 294 | 299 | 293 | 287
2020 | 1944 | 1886 | 1828 | 309 | 301 | 293 | 306 | 296 | 286
2021 | 1988 | 1915 | 1842 | 315 | 304 | 293 | 312 | 300 | 288
2022 | 2044 | 1955 | 1866 | 322 | 308 | 294 | 318 | 303 | 288
2023 | 2090 | 1988 | 1886 | 327 | 311 | 295 | 323 | 306 | 289
2024 | 2141 | 2026 | 1911 | 332 | 314 | 296 | 329 | 310 | 291
2025 | 2181 | 2053 | 1925 | 336 | 317 | 298 | 334 | 313 | 292
2026 | 2224 | 2084 | 1944 | 342 | 321 | 300 | 339 | 316 | 293
2027 | 2267 | 2115 | 1963 | 346 | 324 | 302 | 344 | 319 | 294
2028 | 2318 | 2154 | 1990 | 351 | 327 | 303 | 350 | 323 | 296
BHE Gross - PV
2019 | 1899 | 1860 | 1820 | 302 | 297 | 292 | 299 | 293 | 287
2020 | 1935 | 1877 | 1818 | 307 | 298 | 290 | 306 | 296 | 286
2021 | 1978 | 1904 | 1831 | 312 | 301 | 290 | 312 | 300 | 288
2022 | 2032 | 1943 | 1854 | 319 | 305 | 291 | 318 | 303 | 288
2023 | 2077 | 1975 | 1873 | 324 | 308 | 292 | 323 | 306 | 289
2024 | 2127 | 2011 | 1896 | 328 | 311 | 293 | 329 | 310 | 291
2025 | 2165 | 2037 | 1910 | 333 | 313 | 294 | 334 | 313 | 292
2026 | 2207 | 2067 | 1927 | 338 | 317 | 296 | 339 | 316 | 293
2027 | 2248 | 2097 | 1945 | 343 | 320 | 298 | 344 | 319 | 294
2028 | 2299 | 2135 | 1970 | 347 | 323 | 299 | 350 | 323 | 296
BHE Gross - PV - PDR
2019 | 1722 | 1682 | 1642 | 275 | 270 | 264 | 275 | 269 | 263
2020 | 1736 | 1678 | 1619 | 276 | 268 | 259 | 278 | 269 | 259
2021 | 1759 | 1686 | 1612 | 279 | 267 | 256 | 282 | 270 | 257
2022 | 1795 | 1706 | 1618 | 282 | 268 | 255 | 284 | 270 | 255
2023 | 1824 | 1722 | 1620 | 284 | 268 | 253 | 287 | 270 | 254
2024 | 1860 | 1745 | 1630 | 287 | 269 | 251 | 291 | 272 | 253
2025 | 1887 | 1759 | 1631 | 289 | 270 | 251 | 295 | 273 | 252
2026 | 1918 | 1779 | 1639 | 293 | 272 | 251 | 298 | 275 | 252
2027 | 1952 | 1800 | 1648 | 296 | 274 | 251 | 302 | 277 | 251
2028 | 1995 | 1831 | 1667 | 299 | 275 | 252 | 307 | 280 | 252
| Net Energy for Load (GWh) |  |  | Summer 50/50 Peak (MW) |  |  | Winter 50/50 Peak (MW)
ME Gross | High | Base | Low | High | Base | Low | High | Base | Low
2019 | 6385 | 6253 | 6121 | 1016 | 999 | 982 | 1031 | 1010 | 989
2020 | 6508 | 6312 | 6116 | 1034 | 1006 | 978 | 1054 | 1021 | 988
2021 | 6656 | 6410 | 6164 | 1055 | 1017 | 979 | 1077 | 1035 | 993
2022 | 6841 | 6544 | 6247 | 1076 | 1030 | 984 | 1096 | 1046 | 996
2023 | 6999 | 6657 | 6315 | 1094 | 1041 | 988 | 1117 | 1058 | 999
2024 | 7171 | 6785 | 6399 | 1112 | 1053 | 994 | 1136 | 1070 | 1004
2025 | 7306 | 6878 | 6450 | 1128 | 1063 | 998 | 1154 | 1081 | 1008
2026 | 7449 | 6981 | 6513 | 1144 | 1074 | 1004 | 1173 | 1092 | 1011
2027 | 7596 | 7088 | 6580 | 1160 | 1085 | 1010 | 1192 | 1104 | 1016
2028 | 7768 | 7218 | 6668 | 1175 | 1096 | 1017 | 1211 | 1116 | 1021
ME Gross - PV
2019 | 6357 | 6225 | 6092 | 1008 | 991 | 974 | 1031 | 1010 | 989
2020 | 6476 | 6280 | 6084 | 1025 | 997 | 969 | 1054 | 1021 | 988
2021 | 6620 | 6374 | 6128 | 1045 | 1008 | 970 | 1077 | 1035 | 993
2022 | 6800 | 6503 | 6207 | 1066 | 1020 | 974 | 1096 | 1046 | 996
2023 | 6954 | 6612 | 6270 | 1083 | 1030 | 977 | 1117 | 1058 | 999
2024 | 7122 | 6736 | 6349 | 1101 | 1042 | 982 | 1136 | 1070 | 1004
2025 | 7252 | 6824 | 6396 | 1116 | 1051 | 986 | 1154 | 1081 | 1008
2026 | 7391 | 6923 | 6455 | 1132 | 1062 | 992 | 1173 | 1092 | 1011
2027 | 7534 | 7026 | 6518 | 1147 | 1072 | 997 | 1192 | 1104 | 1016
2028 | 7701 | 7152 | 6602 | 1162 | 1083 | 1003 | 1211 | 1116 | 1021
ME Gross - PV - PDR
2019 | 5753 | 5621 | 5488 | 917 | 900 | 883 | 948 | 927 | 906
2020 | 5799 | 5604 | 5408 | 923 | 895 | 867 | 960 | 927 | 894
2021 | 5876 | 5630 | 5384 | 932 | 894 | 857 | 972 | 930 | 888
2022 | 5995 | 5699 | 5402 | 943 | 897 | 851 | 982 | 932 | 881
2023 | 6095 | 5753 | 5411 | 951 | 898 | 845 | 994 | 935 | 877
2024 | 6216 | 5829 | 5443 | 961 | 902 | 843 | 1006 | 940 | 873
2025 | 6305 | 5877 | 5449 | 970 | 905 | 840 | 1018 | 944 | 871
2026 | 6410 | 5942 | 5474 | 980 | 910 | 840 | 1031 | 950 | 869
2027 | 6524 | 6016 | 5508 | 991 | 916 | 841 | 1045 | 957 | 870
2028 | 6668 | 6118 | 5568 | 1002 | 923 | 843 | 1061 | 966 | 871
| Net Energy for Load (GWh) |  |  | Summer 50/50 Peak (MW) |  |  | Winter 50/50 Peak (MW)
SME Gross | High | Base | Low | High | Base | Low | High | Base | Low
2019 | 4821 | 4721 | 4621 | 767 | 754 | 741 | 721 | 706 | 691
2020 | 4912 | 4764 | 4616 | 780 | 759 | 738 | 736 | 713 | 690
2021 | 5022 | 4836 | 4650 | 796 | 768 | 740 | 751 | 722 | 693
2022 | 5160 | 4936 | 4712 | 812 | 777 | 742 | 765 | 730 | 695
2023 | 5278 | 5020 | 4762 | 825 | 785 | 745 | 779 | 738 | 697
2024 | 5405 | 5114 | 4823 | 838 | 793 | 748 | 792 | 746 | 700
2025 | 5506 | 5183 | 4860 | 850 | 801 | 752 | 804 | 753 | 702
2026 | 5612 | 5259 | 4906 | 862 | 809 | 756 | 817 | 761 | 705
2027 | 5721 | 5338 | 4955 | 873 | 817 | 761 | 830 | 769 | 708
2028 | 5848 | 5434 | 5020 | 885 | 825 | 765 | 843 | 777 | 711
SME Gross - PV
2019 | 4802 | 4702 | 4602 | 761 | 749 | 736 | 721 | 706 | 691
2020 | 4891 | 4743 | 4595 | 774 | 753 | 732 | 736 | 713 | 690
2021 | 4998 | 4812 | 4627 | 790 | 762 | 733 | 751 | 722 | 693
2022 | 5133 | 4909 | 4685 | 805 | 770 | 736 | 765 | 730 | 695
2023 | 5248 | 4990 | 4733 | 818 | 778 | 738 | 779 | 738 | 697
2024 | 5373 | 5082 | 4790 | 830 | 786 | 741 | 792 | 746 | 700
2025 | 5470 | 5148 | 4825 | 842 | 793 | 744 | 804 | 753 | 702
2026 | 5574 | 5221 | 4868 | 854 | 801 | 748 | 817 | 761 | 705
2027 | 5680 | 5297 | 4915 | 865 | 809 | 752 | 830 | 769 | 708
2028 | 5804 | 5390 | 4976 | 876 | 816 | 757 | 843 | 777 | 711
SME Gross - PV - PDR
2019 | 4364 | 4264 | 4164 | 693 | 680 | 667 | 663 | 648 | 633
2020 | 4400 | 4252 | 4104 | 697 | 676 | 655 | 670 | 647 | 624
2021 | 4458 | 4272 | 4087 | 705 | 676 | 648 | 678 | 649 | 620
2022 | 4549 | 4325 | 4102 | 712 | 677 | 643 | 685 | 650 | 615
2023 | 4625 | 4367 | 4110 | 718 | 678 | 638 | 693 | 652 | 611
2024 | 4715 | 4424 | 4133 | 725 | 680 | 636 | 701 | 655 | 609
2025 | 4784 | 4461 | 4139 | 732 | 683 | 634 | 709 | 658 | 607
2026 | 4862 | 4510 | 4157 | 739 | 687 | 634 | 718 | 662 | 606
2027 | 4948 | 4566 | 4183 | 747 | 691 | 634 | 728 | 667 | 606
2028 | 5056 | 4642 | 4228 | 755 | 696 | 636 | 738 | 672 | 606
| Net Energy for Load (GWh) |  |  | Summer 50/50 Peak (MW) |  |  | Winter 50/50 Peak (MW)
NH Gross | High | Base | Low | High | Base | Low | High | Base | Low
2019 | 11258 | 11025 | 10792 | 2101 | 2066 | 2031 | 1769 | 1733 | 1697
2020 | 11462 | 11117 | 10772 | 2137 | 2079 | 2021 | 1796 | 1740 | 1684
2021 | 11666 | 11235 | 10804 | 2172 | 2094 | 2016 | 1818 | 1747 | 1676
2022 | 11940 | 11422 | 10904 | 2204 | 2110 | 2016 | 1838 | 1754 | 1670
2023 | 12171 | 11576 | 10981 | 2234 | 2126 | 2018 | 1858 | 1761 | 1664
2024 | 12435 | 11765 | 11095 | 2263 | 2142 | 2021 | 1877 | 1767 | 1657
2025 | 12613 | 11874 | 11135 | 2289 | 2157 | 2025 | 1895 | 1774 | 1653
2026 | 12825 | 12019 | 11213 | 2315 | 2173 | 2031 | 1912 | 1781 | 1650
2027 | 13043 | 12171 | 11299 | 2340 | 2189 | 2038 | 1929 | 1787 | 1645
2028 | 13319 | 12376 | 11433 | 2366 | 2206 | 2046 | 1947 | 1794 | 1641
NH Gross - PV
2019 | 11156 | 10922 | 10689 | 2071 | 2036 | 2001 | 1769 | 1733 | 1697
2020 | 11345 | 11000 | 10656 | 2104 | 2046 | 1989 | 1796 | 1740 | 1684
2021 | 11537 | 11106 | 10675 | 2137 | 2059 | 1982 | 1818 | 1747 | 1676
2022 | 11800 | 11282 | 10764 | 2168 | 2074 | 1980 | 1838 | 1754 | 1670
2023 | 12021 | 11426 | 10832 | 2197 | 2089 | 1981 | 1858 | 1761 | 1664
2024 | 12272 | 11603 | 10933 | 2224 | 2103 | 1983 | 1877 | 1767 | 1657
2025 | 12439 | 11700 | 10961 | 2249 | 2117 | 1985 | 1895 | 1774 | 1653
2026 | 12638 | 11832 | 11027 | 2273 | 2132 | 1990 | 1912 | 1781 | 1650
2027 | 12845 | 11972 | 11100 | 2297 | 2146 | 1995 | 1929 | 1787 | 1645
2028 | 13108 | 12165 | 11222 | 2322 | 2162 | 2003 | 1947 | 1794 | 1641
NH Gross - PV - PDR
2019 | 10535 | 10301 | 10068 | 1964 | 1929 | 1894 | 1681 | 1645 | 1609
2020 | 10598 | 10253 | 9908 | 1979 | 1921 | 1864 | 1693 | 1637 | 1581
2021 | 10674 | 10243 | 9812 | 1996 | 1918 | 1841 | 1701 | 1630 | 1559
2022 | 10832 | 10314 | 9797 | 2012 | 1918 | 1824 | 1709 | 1624 | 1540
2023 | 10959 | 10364 | 9770 | 2028 | 1920 | 1812 | 1717 | 1620 | 1523
2024 | 11126 | 10457 | 9787 | 2043 | 1923 | 1802 | 1725 | 1616 | 1506
2025 | 11220 | 10481 | 9742 | 2058 | 1926 | 1794 | 1735 | 1614 | 1494
2026 | 11357 | 10551 | 9745 | 2074 | 1932 | 1790 | 1745 | 1614 | 1482
2027 | 11511 | 10638 | 9766 | 2090 | 1939 | 1788 | 1756 | 1613 | 1471
2028 | 11730 | 10788 | 9845 | 2109 | 1949 | 1789 | 1768 | 1615 | 1463
| Net Energy for Load (GWh) |  |  | Summer 50/50 Peak (MW) |  |  | Winter 50/50 Peak (MW)
VT Gross | High | Base | Low | High | Base | Low | High | Base | Low
2019 | 8064 | 7897 | 7730 | 1336 | 1314 | 1292 | 1292 | 1266 | 1240
2020 | 8189 | 7943 | 7697 | 1357 | 1320 | 1283 | 1315 | 1274 | 1233
2021 | 8295 | 7989 | 7683 | 1377 | 1328 | 1279 | 1333 | 1281 | 1229
2022 | 8438 | 8072 | 7706 | 1396 | 1336 | 1276 | 1349 | 1287 | 1225
2023 | 8558 | 8140 | 7722 | 1412 | 1344 | 1276 | 1366 | 1294 | 1222
2024 | 8698 | 8230 | 7762 | 1428 | 1352 | 1276 | 1382 | 1301 | 1220
2025 | 8785 | 8270 | 7755 | 1442 | 1359 | 1276 | 1397 | 1308 | 1219
2026 | 8890 | 8331 | 7772 | 1456 | 1367 | 1278 | 1412 | 1315 | 1218
2027 | 8996 | 8394 | 7792 | 1469 | 1374 | 1279 | 1427 | 1322 | 1217
2028 | 9135 | 8488 | 7841 | 1483 | 1383 | 1283 | 1442 | 1329 | 1216
VT Gross - PV
2019 | 7690 | 7523 | 7355 | 1225 | 1203 | 1181 | 1292 | 1266 | 1240
2020 | 7781 | 7535 | 7289 | 1241 | 1204 | 1167 | 1315 | 1274 | 1233
2021 | 7863 | 7557 | 7250 | 1259 | 1210 | 1161 | 1333 | 1281 | 1229
2022 | 7984 | 7618 | 7252 | 1276 | 1217 | 1157 | 1349 | 1287 | 1225
2023 | 8084 | 7665 | 7247 | 1293 | 1225 | 1156 | 1366 | 1294 | 1222
2024 | 8199 | 7731 | 7262 | 1307 | 1231 | 1155 | 1382 | 1301 | 1220
2025 | 8262 | 7748 | 7233 | 1320 | 1237 | 1154 | 1397 | 1308 | 1219
2026 | 8343 | 7785 | 7226 | 1333 | 1244 | 1155 | 1412 | 1315 | 1218
2027 | 8426 | 7824 | 7222 | 1344 | 1250 | 1155 | 1427 | 1322 | 1217
2028 | 8540 | 7894 | 7247 | 1358 | 1258 | 1158 | 1442 | 1329 | 1216
VT Gross - PV - PDR
2019 | 6835 | 6668 | 6501 | 1097 | 1075 | 1052 | 1153 | 1127 | 1100
2020 | 6777 | 6530 | 6284 | 1095 | 1058 | 1022 | 1159 | 1118 | 1077
2021 | 6718 | 6412 | 6105 | 1097 | 1048 | 999 | 1162 | 1110 | 1058
2022 | 6710 | 6344 | 5978 | 1100 | 1040 | 981 | 1164 | 1102 | 1040
2023 | 6694 | 6276 | 5857 | 1103 | 1035 | 966 | 1168 | 1096 | 1025
2024 | 6706 | 6238 | 5769 | 1106 | 1030 | 953 | 1173 | 1092 | 1012
2025 | 6678 | 6163 | 5649 | 1108 | 1025 | 942 | 1178 | 1089 | 1001
2026 | 6681 | 6122 | 5564 | 1112 | 1022 | 933 | 1185 | 1088 | 991
2027 | 6698 | 6096 | 5495 | 1116 | 1021 | 926 | 1193 | 1088 | 983
2028 | 6757 | 6111 | 5464 | 1123 | 1023 | 923 | 1202 | 1089 | 976
| Net Energy for Load (GWh) |  |  | Summer 50/50 Peak (MW) |  |  | Winter 50/50 Peak (MW)
BOSTON Gross | High | Base | Low | High | Base | Low | High | Base | Low
2019 | 32618 | 31942 | 31266 | 6538 | 6429 | 6320 | 5007 | 4905 | 4803
2020 | 33172 | 32175 | 31178 | 6664 | 6484 | 6304 | 5100 | 4941 | 4782
2021 | 33753 | 32506 | 31259 | 6785 | 6543 | 6301 | 5183 | 4981 | 4779
2022 | 34539 | 33041 | 31543 | 6897 | 6603 | 6309 | 5261 | 5019 | 4777
2023 | 35204 | 33484 | 31764 | 7001 | 6662 | 6323 | 5339 | 5059 | 4779
2024 | 35953 | 34017 | 32081 | 7101 | 6722 | 6343 | 5412 | 5096 | 4780
2025 | 36492 | 34354 | 32216 | 7196 | 6782 | 6368 | 5482 | 5133 | 4784
2026 | 37098 | 34767 | 32436 | 7287 | 6841 | 6395 | 5553 | 5171 | 4789
2027 | 37717 | 35194 | 32671 | 7377 | 6901 | 6425 | 5624 | 5210 | 4796
2028 | 38474 | 35751 | 33028 | 7464 | 6960 | 6456 | 5695 | 5249 | 4803
BOSTON Gross - PV
2019 | 32391 | 31715 | 31038 | 6473 | 6365 | 6256 | 5007 | 4905 | 4803
2020 | 32903 | 31905 | 30908 | 6591 | 6411 | 6231 | 5100 | 4941 | 4782
2021 | 33450 | 32203 | 30956 | 6706 | 6464 | 6222 | 5183 | 4981 | 4779
2022 | 34206 | 32708 | 31210 | 6814 | 6520 | 6225 | 5261 | 5019 | 4777
2023 | 34839 | 33120 | 31400 | 6914 | 6575 | 6235 | 5339 | 5059 | 4779
2024 | 35559 | 33623 | 31687 | 7010 | 6631 | 6253 | 5412 | 5096 | 4780
2025 | 36076 | 33938 | 31800 | 7103 | 6689 | 6275 | 5482 | 5133 | 4784
2026 | 36662 | 34331 | 32000 | 7194 | 6747 | 6301 | 5553 | 5171 | 4789
2027 | 37262 | 34739 | 32216 | 7283 | 6806 | 6330 | 5624 | 5210 | 4796
2028 | 38000 | 35277 | 32553 | 7369 | 6865 | 6361 | 5695 | 5249 | 4803
BOSTON Gross - PV - PDR
2019 | 28087 | 27411 | 26734 | 5749 | 5640 | 5531 | 4339 | 4238 | 4136
2020 | 27780 | 26782 | 25785 | 5749 | 5568 | 5388 | 4323 | 4164 | 4005
2021 | 27583 | 26336 | 25089 | 5757 | 5515 | 5272 | 4306 | 4104 | 3902
2022 | 27663 | 26165 | 24667 | 5767 | 5473 | 5179 | 4293 | 4052 | 3810
2023 | 27690 | 25970 | 24251 | 5780 | 5441 | 5102 | 4290 | 4011 | 3731
2024 | 27875 | 25938 | 24002 | 5799 | 5421 | 5042 | 4292 | 3976 | 3660
2025 | 27928 | 25790 | 23652 | 5827 | 5413 | 4999 | 4300 | 3951 | 3602
2026 | 28120 | 25789 | 23458 | 5860 | 5414 | 4968 | 4318 | 3936 | 3555
2027 | 28390 | 25867 | 23345 | 5902 | 5426 | 4950 | 4345 | 3931 | 3517
2028 | 28858 | 26134 | 23411 | 5949 | 5445 | 4941 | 4380 | 3934 | 3487
| Net Energy for Load (GWh) |  |  | Summer 50/50 Peak (MW) |  |  | Winter 50/50 Peak (MW)
CMA/NEMA Gross | High | Base | Low | High | Base | Low | High | Base | Low
2019 | 8892 | 8708 | 8524 | 1779 | 1749 | 1719 | 1413 | 1384 | 1355
2020 | 9051 | 8779 | 8507 | 1814 | 1765 | 1716 | 1437 | 1392 | 1347
2021 | 9217 | 8876 | 8535 | 1848 | 1782 | 1716 | 1459 | 1402 | 1345
2022 | 9438 | 9029 | 8620 | 1880 | 1800 | 1720 | 1479 | 1411 | 1343
2023 | 9627 | 9157 | 8687 | 1909 | 1817 | 1725 | 1499 | 1420 | 1341
2024 | 9840 | 9310 | 8780 | 1938 | 1835 | 1732 | 1516 | 1428 | 1340
2025 | 9994 | 9409 | 8824 | 1965 | 1852 | 1739 | 1535 | 1437 | 1339
2026 | 10168 | 9529 | 8890 | 1992 | 1870 | 1748 | 1553 | 1446 | 1339
2027 | 10345 | 9653 | 8961 | 2017 | 1887 | 1757 | 1571 | 1455 | 1339
2028 | 10561 | 9813 | 9065 | 2042 | 1904 | 1766 | 1589 | 1464 | 1339
CMA/NEMA Gross - PV
2019 | 8728 | 8543 | 8359 | 1732 | 1702 | 1673 | 1413 | 1384 | 1355
2020 | 8856 | 8584 | 8311 | 1761 | 1712 | 1663 | 1437 | 1392 | 1347
2021 | 8997 | 8657 | 8316 | 1791 | 1725 | 1659 | 1459 | 1402 | 1345
2022 | 9197 | 8788 | 8378 | 1820 | 1740 | 1659 | 1479 | 1411 | 1343
2023 | 9364 | 8893 | 8423 | 1846 | 1754 | 1661 | 1499 | 1420 | 1341
2024 | 9555 | 9025 | 8495 | 1873 | 1769 | 1666 | 1516 | 1428 | 1340
2025 | 9693 | 9108 | 8522 | 1898 | 1785 | 1672 | 1535 | 1437 | 1339
2026 | 9852 | 9213 | 8574 | 1924 | 1802 | 1680 | 1553 | 1446 | 1339
2027 | 10015 | 9323 | 8631 | 1949 | 1818 | 1688 | 1571 | 1455 | 1339
2028 | 10217 | 9469 | 8722 | 1973 | 1835 | 1697 | 1589 | 1464 | 1339
CMA/NEMA Gross - PV - PDR
2019 | 7561 | 7376 | 7192 | 1539 | 1509 | 1479 | 1229 | 1200 | 1171
2020 | 7467 | 7195 | 6923 | 1536 | 1487 | 1438 | 1223 | 1178 | 1133
2021 | 7407 | 7067 | 6726 | 1537 | 1471 | 1405 | 1218 | 1161 | 1104
2022 | 7424 | 7015 | 6606 | 1540 | 1460 | 1380 | 1213 | 1146 | 1078
2023 | 7427 | 6957 | 6486 | 1543 | 1451 | 1358 | 1211 | 1133 | 1054
2024 | 7474 | 6944 | 6414 | 1549 | 1446 | 1342 | 1210 | 1121 | 1033
2025 | 7488 | 6902 | 6317 | 1556 | 1443 | 1330 | 1211 | 1114 | 1016
2026 | 7541 | 6902 | 6263 | 1567 | 1445 | 1323 | 1215 | 1109 | 1002
2027 | 7615 | 6923 | 6231 | 1579 | 1449 | 1318 | 1222 | 1106 | 990
2028 | 7744 | 6997 | 6249 | 1592 | 1454 | 1317 | 1230 | 1106 | 981
| Net Energy for Load (GWh) |  |  | Summer 50/50 Peak (MW) |  |  | Winter 50/50 Peak (MW)
WMA Gross | High | Base | Low | High | Base | Low | High | Base | Low
2019 | 11028 | 10799 | 10570 | 2198 | 2161 | 2124 | 1881 | 1843 | 1805
2020 | 11217 | 10880 | 10543 | 2241 | 2180 | 2119 | 1914 | 1854 | 1794
2021 | 11414 | 10992 | 10570 | 2282 | 2200 | 2118 | 1943 | 1867 | 1791
2022 | 11679 | 11172 | 10665 | 2319 | 2220 | 2121 | 1969 | 1879 | 1789
2023 | 11902 | 11321 | 10740 | 2354 | 2240 | 2126 | 1997 | 1892 | 1787
2024 | 12156 | 11501 | 10846 | 2387 | 2260 | 2133 | 2022 | 1904 | 1786
2025 | 12337 | 11614 | 10891 | 2419 | 2280 | 2141 | 2045 | 1915 | 1785
2026 | 12541 | 11753 | 10965 | 2450 | 2300 | 2150 | 2069 | 1927 | 1785
2027 | 12751 | 11898 | 11045 | 2480 | 2320 | 2160 | 2094 | 1940 | 1786
2028 | 13006 | 12085 | 11164 | 2509 | 2340 | 2171 | 2119 | 1953 | 1787
WMA Gross - PV
2019 | 10603 | 10375 | 10146 | 2077 | 2041 | 2004 | 1881 | 1843 | 1805
2020 | 10717 | 10380 | 10043 | 2105 | 2044 | 1983 | 1914 | 1854 | 1794
2021 | 10854 | 10432 | 10011 | 2135 | 2054 | 1972 | 1943 | 1867 | 1791
2022 | 11063 | 10557 | 10050 | 2165 | 2066 | 1967 | 1969 | 1879 | 1789
2023 | 11231 | 10650 | 10068 | 2193 | 2079 | 1965 | 1997 | 1892 | 1787
2024 | 11430 | 10776 | 10121 | 2220 | 2093 | 1965 | 2022 | 1904 | 1786
2025 | 11571 | 10849 | 10126 | 2249 | 2109 | 1970 | 2045 | 1915 | 1785
2026 | 11739 | 10951 | 10163 | 2277 | 2127 | 1977 | 2069 | 1927 | 1785
2027 | 11913 | 11061 | 10208 | 2306 | 2146 | 1986 | 2094 | 1940 | 1786
2028 | 12133 | 11213 | 10292 | 2334 | 2165 | 1995 | 2119 | 1953 | 1787
WMA Gross - PV - PDR
2019 | 9079 | 8850 | 8622 | 1834 | 1797 | 1761 | 1632 | 1594 | 1555
2020 | 8908 | 8571 | 8233 | 1823 | 1762 | 1701 | 1625 | 1565 | 1505
2021 | 8785 | 8364 | 7942 | 1818 | 1736 | 1655 | 1618 | 1542 | 1466
2022 | 8760 | 8253 | 7746 | 1815 | 1716 | 1617 | 1612 | 1521 | 1431
2023 | 8717 | 8135 | 7554 | 1814 | 1700 | 1586 | 1610 | 1505 | 1401
2024 | 8730 | 8075 | 7421 | 1816 | 1689 | 1562 | 1610 | 1492 | 1374
2025 | 8710 | 7988 | 7265 | 1823 | 1684 | 1544 | 1611 | 1481 | 1350
2026 | 8741 | 7953 | 7165 | 1833 | 1683 | 1533 | 1616 | 1474 | 1332
2027 | 8802 | 7949 | 7097 | 1846 | 1686 | 1525 | 1625 | 1471 | 1317
2028 | 8929 | 8008 | 7087 | 1861 | 1691 | 1522 | 1638 | 1471 | 1305
| Net Energy for Load (GWh) |  |  | Summer 50/50 Peak (MW) |  |  | Winter 50/50 Peak (MW)
SEMA Gross | High | Base | Low | High | Base | Low | High | Base | Low
2019 | 15785 | 15458 | 15131 | 3184 | 3131 | 3078 | 2449 | 2399 | 2349
2020 | 16032 | 15550 | 15068 | 3242 | 3154 | 3066 | 2495 | 2417 | 2339
2021 | 16290 | 15688 | 15086 | 3296 | 3178 | 3060 | 2536 | 2437 | 2338
2022 | 16646 | 15924 | 15202 | 3346 | 3203 | 3060 | 2574 | 2456 | 2338
2023 | 16945 | 16117 | 15289 | 3392 | 3228 | 3064 | 2613 | 2476 | 2339
2024 | 17283 | 16352 | 15421 | 3436 | 3253 | 3070 | 2649 | 2494 | 2339
2025 | 17519 | 16493 | 15467 | 3478 | 3278 | 3078 | 2684 | 2513 | 2342
2026 | 17789 | 16671 | 15553 | 3518 | 3303 | 3088 | 2719 | 2532 | 2345
2027 | 18063 | 16855 | 15647 | 3557 | 3327 | 3097 | 2755 | 2552 | 2349
2028 | 18404 | 17101 | 15798 | 3595 | 3352 | 3109 | 2790 | 2571 | 2352
SEMA Gross - PV
2019 | 15421 | 15093 | 14766 | 3081 | 3028 | 2975 | 2449 | 2399 | 2349
2020 | 15598 | 15116 | 14634 | 3124 | 3036 | 2949 | 2495 | 2417 | 2339
2021 | 15803 | 15201 | 14599 | 3169 | 3051 | 2933 | 2536 | 2437 | 2338
2022 | 16111 | 15389 | 14667 | 3212 | 3069 | 2926 | 2574 | 2456 | 2338
2023 | 16360 | 15532 | 14704 | 3252 | 3088 | 2923 | 2613 | 2476 | 2339
2024 | 16649 | 15718 | 14787 | 3290 | 3107 | 2924 | 2649 | 2494 | 2339
2025 | 16849 | 15823 | 14797 | 3329 | 3129 | 2929 | 2684 | 2513 | 2342
2026 | 17086 | 15968 | 14850 | 3367 | 3152 | 2937 | 2719 | 2532 | 2345
2027 | 17329 | 16120 | 14912 | 3404 | 3175 | 2945 | 2755 | 2552 | 2349
2028 | 17637 | 16335 | 15032 | 3441 | 3198 | 2956 | 2790 | 2571 | 2352
SEMA Gross - PV - PDR
2019 | 13298 | 12971 | 12643 | 2725 | 2672 | 2619 | 2119 | 2069 | 2019
2020 | 13076 | 12594 | 12112 | 2712 | 2625 | 2537 | 2111 | 2033 | 1955
2021 | 12918 | 12316 | 11714 | 2706 | 2588 | 2470 | 2103 | 2004 | 1905
2022 | 12896 | 12174 | 11452 | 2702 | 2560 | 2417 | 2096 | 1978 | 1860
2023 | 12850 | 12022 | 11194 | 2701 | 2537 | 2372 | 2095 | 1958 | 1821
2024 | 12879 | 11948 | 11018 | 2703 | 2520 | 2337 | 2095 | 1941 | 1786
2025 | 12855 | 11829 | 10803 | 2711 | 2511 | 2310 | 2100 | 1929 | 1758
2026 | 12902 | 11784 | 10666 | 2723 | 2507 | 2292 | 2109 | 1922 | 1735
2027 | 12986 | 11778 | 10570 | 2737 | 2508 | 2278 | 2123 | 1920 | 1717
2028 | 13165 | 11863 | 10560 | 2756 | 2514 | 2271 | 2140 | 1921 | 1702
| Net Energy for Load (GWh) |  |  | Summer 50/50 Peak (MW) |  |  | Winter 50/50 Peak (MW)
RI Gross | High | Base | Low | High | Base | Low | High | Base | Low
2019 | 13257 | 12982 | 12707 | 2871 | 2823 | 2775 | 2070 | 2028 | 1986
2020 | 13498 | 13092 | 12686 | 2931 | 2852 | 2773 | 2108 | 2042 | 1976
2021 | 13738 | 13230 | 12722 | 2988 | 2881 | 2774 | 2139 | 2056 | 1973
2022 | 14053 | 13443 | 12833 | 3041 | 2911 | 2781 | 2170 | 2070 | 1970
2023 | 14325 | 13625 | 12925 | 3091 | 2941 | 2791 | 2200 | 2085 | 1970
2024 | 14631 | 13843 | 13055 | 3138 | 2971 | 2804 | 2229 | 2099 | 1969
2025 | 14852 | 13982 | 13112 | 3183 | 3000 | 2817 | 2257 | 2113 | 1969
2026 | 15102 | 14153 | 13204 | 3227 | 3029 | 2831 | 2284 | 2127 | 1970
2027 | 15357 | 14330 | 13303 | 3270 | 3059 | 2848 | 2312 | 2142 | 1972
2028 | 15665 | 14556 | 13447 | 3313 | 3089 | 2865 | 2339 | 2156 | 1973
RI Gross - PV
2019 | 13095 | 12820 | 12545 | 2825 | 2778 | 2730 | 2070 | 2028 | 1986
2020 | 13296 | 12890 | 12485 | 2877 | 2798 | 2718 | 2108 | 2042 | 1976
2021 | 13508 | 13001 | 12493 | 2929 | 2822 | 2715 | 2139 | 2056 | 1973
2022 | 13811 | 13201 | 12592 | 2981 | 2851 | 2721 | 2170 | 2070 | 1970
2023 | 14059 | 13359 | 12660 | 3028 | 2878 | 2728 | 2200 | 2085 | 1970
2024 | 14333 | 13545 | 12757 | 3070 | 2903 | 2736 | 2229 | 2099 | 1969
2025 | 14526 | 13656 | 12786 | 3111 | 2928 | 2745 | 2257 | 2113 | 1969
2026 | 14748 | 13799 | 12850 | 3151 | 2954 | 2756 | 2284 | 2127 | 1970
2027 | 14975 | 13948 | 12921 | 3192 | 2981 | 2770 | 2312 | 2142 | 1972
2028 | 15255 | 14146 | 13037 | 3231 | 3008 | 2784 | 2339 | 2156 | 1973
RI Gross - PV - PDR
2019 | 11168 | 10893 | 10618 | 2505 | 2457 | 2409 | 1778 | 1736 | 1694
2020 | 11024 | 10618 | 10212 | 2510 | 2430 | 2351 | 1771 | 1705 | 1639
2021 | 10920 | 10412 | 9905 | 2519 | 2412 | 2305 | 1761 | 1678 | 1594
2022 | 10925 | 10316 | 9706 | 2530 | 2401 | 2271 | 1753 | 1653 | 1553
2023 | 10906 | 10207 | 9507 | 2541 | 2391 | 2242 | 1748 | 1633 | 1518
2024 | 10944 | 10156 | 9368 | 2552 | 2385 | 2217 | 1746 | 1616 | 1486
2025 | 10932 | 10062 | 9192 | 2565 | 2382 | 2199 | 1747 | 1604 | 1460
2026 | 10980 | 10031 | 9082 | 2582 | 2384 | 2186 | 1752 | 1595 | 1438
2027 | 11062 | 10035 | 9007 | 2602 | 2391 | 2180 | 1761 | 1591 | 1420
2028 | 11222 | 10113 | 9004 | 2626 | 2402 | 2179 | 1772 | 1589 | 1406
| Net Energy for Load (GWh) |  |  | Summer 50/50 Peak (MW) |  |  | Winter 50/50 Peak (MW)
CT Gross | High | Base | Low | High | Base | Low | High | Base | Low
2019 | 16768 | 16420 | 16072 | 3549 | 3490 | 3431 | 2753 | 2697 | 2641
2020 | 17012 | 16500 | 15988 | 3590 | 3493 | 3396 | 2786 | 2699 | 2612
2021 | 17210 | 16574 | 15938 | 3628 | 3498 | 3368 | 2809 | 2699 | 2589
2022 | 17478 | 16720 | 15962 | 3659 | 3503 | 3347 | 2831 | 2701 | 2571
2023 | 17701 | 16836 | 15971 | 3687 | 3508 | 3329 | 2853 | 2703 | 2553
2024 | 17968 | 17000 | 16032 | 3710 | 3512 | 3314 | 2872 | 2704 | 2536
2025 | 18126 | 17064 | 16002 | 3731 | 3516 | 3301 | 2890 | 2706 | 2522
2026 | 18320 | 17169 | 16018 | 3750 | 3520 | 3290 | 2907 | 2707 | 2507
2027 | 18516 | 17278 | 16040 | 3766 | 3523 | 3280 | 2923 | 2708 | 2493
2028 | 18773 | 17444 | 16115 | 3783 | 3528 | 3273 | 2939 | 2709 | 2479
CT Gross - PV
2019 | 16403 | 16056 | 15708 | 3448 | 3389 | 3330 | 2753 | 2697 | 2641
2020 | 16618 | 16107 | 15595 | 3485 | 3388 | 3291 | 2786 | 2699 | 2612
2021 | 16745 | 16109 | 15473 | 3508 | 3378 | 3249 | 2809 | 2699 | 2589
2022 | 16938 | 16180 | 15422 | 3526 | 3370 | 3214 | 2831 | 2701 | 2571
2023 | 17094 | 16229 | 15364 | 3543 | 3364 | 3186 | 2853 | 2703 | 2553
2024 | 17306 | 16338 | 15371 | 3559 | 3362 | 3164 | 2872 | 2704 | 2536
2025 | 17412 | 16350 | 15288 | 3574 | 3359 | 3145 | 2890 | 2706 | 2522
2026 | 17553 | 16402 | 15250 | 3587 | 3357 | 3128 | 2907 | 2707 | 2507
2027 | 17704 | 16466 | 15227 | 3600 | 3357 | 3114 | 2923 | 2708 | 2493
2028 | 17929 | 16600 | 15272 | 3616 | 3361 | 3106 | 2939 | 2709 | 2479
CT Gross - PV - PDR
2019 | 14684 | 14336 | 13988 | 3132 | 3073 | 3014 | 2486 | 2430 | 2374
2020 | 14683 | 14172 | 13660 | 3138 | 3041 | 2944 | 2489 | 2402 | 2315
2021 | 14615 | 13979 | 13344 | 3133 | 3003 | 2874 | 2484 | 2375 | 2265
2022 | 14634 | 13876 | 13118 | 3125 | 2969 | 2813 | 2482 | 2352 | 2222
2023 | 14633 | 13768 | 12903 | 3120 | 2942 | 2763 | 2482 | 2333 | 2183
2024 | 14707 | 13740 | 12772 | 3117 | 2919 | 2721 | 2482 | 2314 | 2147
2025 | 14695 | 13633 | 12571 | 3114 | 2900 | 2685 | 2484 | 2300 | 2116
2026 | 14736 | 13584 | 12433 | 3113 | 2883 | 2654 | 2487 | 2287 | 2087
2027 | 14804 | 13566 | 12327 | 3114 | 2871 | 2628 | 2492 | 2277 | 2061
2028 | 14961 | 13632 | 12304 | 3121 | 2865 | 2610 | 2499 | 2268 | 2038
| Net Energy for Load (GWh) |  |  | Summer 50/50 Peak (MW) |  |  | Winter 50/50 Peak (MW)
SWCT Gross | High | Base | Low | High | Base | Low | High | Base | Low
2019 | 11317 | 11082 | 10847 | 2395 | 2355 | 2315 | 1860 | 1822 | 1784
2020 | 11492 | 11146 | 10800 | 2426 | 2360 | 2294 | 1883 | 1824 | 1765
2021 | 11635 | 11205 | 10775 | 2453 | 2365 | 2277 | 1900 | 1826 | 1752
2022 | 11827 | 11314 | 10801 | 2477 | 2371 | 2265 | 1917 | 1829 | 1741
2023 | 11987 | 11401 | 10815 | 2497 | 2376 | 2255 | 1933 | 1832 | 1731
2024 | 12178 | 11522 | 10866 | 2514 | 2380 | 2246 | 1948 | 1834 | 1720
2025 | 12295 | 11575 | 10855 | 2531 | 2385 | 2239 | 1962 | 1837 | 1712
2026 | 12437 | 11655 | 10873 | 2545 | 2389 | 2233 | 1975 | 1839 | 1703
2027 | 12580 | 11739 | 10898 | 2559 | 2394 | 2229 | 1987 | 1841 | 1695
2028 | 12765 | 11861 | 10957 | 2573 | 2399 | 2225 | 2001 | 1844 | 1687
SWCT Gross - PV
2019 | 11113 | 10878 | 10644 | 2338 | 2298 | 2259 | 1860 | 1822 | 1784
2020 | 11272 | 10926 | 10581 | 2367 | 2301 | 2235 | 1883 | 1824 | 1765
2021 | 11375 | 10945 | 10515 | 2386 | 2298 | 2210 | 1900 | 1826 | 1752
2022 | 11525 | 11012 | 10499 | 2402 | 2296 | 2191 | 1917 | 1829 | 1741
2023 | 11647 | 11062 | 10476 | 2417 | 2296 | 2175 | 1933 | 1832 | 1731
2024 | 11808 | 11152 | 10496 | 2430 | 2296 | 2162 | 1948 | 1834 | 1720
2025 | 11896 | 11176 | 10455 | 2443 | 2297 | 2152 | 1962 | 1837 | 1712
2026 | 12007 | 11226 | 10444 | 2454 | 2298 | 2142 | 1975 | 1839 | 1703
2027 | 12126 | 11285 | 10443 | 2466 | 2301 | 2136 | 1987 | 1841 | 1695
2028 | 12293 | 11389 | 10486 | 2479 | 2306 | 2132 | 2001 | 1844 | 1687
SWCT Gross - PV - PDR
2019 | 9952 | 9717 | 9482 | 2125 | 2085 | 2045 | 1679 | 1641 | 1604
2020 | 9964 | 9619 | 9273 | 2132 | 2067 | 2001 | 1682 | 1623 | 1564
2021 | 9934 | 9505 | 9075 | 2132 | 2044 | 1957 | 1681 | 1606 | 1532
2022 | 9965 | 9452 | 8939 | 2131 | 2026 | 1920 | 1681 | 1593 | 1505
2023 | 9980 | 9394 | 8809 | 2130 | 2009 | 1888 | 1682 | 1581 | 1480
2024 | 10046 | 9390 | 8734 | 2130 | 1996 | 1862 | 1683 | 1570 | 1456
2025 | 10052 | 9332 | 8612 | 2131 | 1986 | 1840 | 1686 | 1561 | 1437
2026 | 10094 | 9313 | 8531 | 2132 | 1976 | 1820 | 1689 | 1554 | 1418
2027 | 10155 | 9314 | 8472 | 2136 | 1971 | 1806 | 1694 | 1548 | 1401
2028 | 10274 | 9370 | 8467 | 2142 | 1969 | 1795 | 1701 | 1544 | 1387
| Net Energy for Load (GWh) |  |  | Summer 50/50 Peak (MW) |  |  | Winter 50/50 Peak (MW)
NOR Gross | High | Base | Low | High | Base | Low | High | Base | Low
2019 | 6594 | 6457 | 6320 | 1395 | 1372 | 1349 | 1082 | 1060 | 1038
2020 | 6708 | 6506 | 6304 | 1416 | 1378 | 1340 | 1098 | 1064 | 1030
2021 | 6805 | 6554 | 6303 | 1434 | 1383 | 1332 | 1110 | 1067 | 1024
2022 | 6931 | 6630 | 6329 | 1451 | 1389 | 1327 | 1123 | 1071 | 1019
2023 | 7039 | 6695 | 6351 | 1466 | 1395 | 1324 | 1134 | 1075 | 1016
2024 | 7164 | 6778 | 6392 | 1479 | 1400 | 1321 | 1145 | 1078 | 1011
2025 | 7248 | 6823 | 6398 | 1492 | 1406 | 1320 | 1156 | 1082 | 1008
2026 | 7345 | 6883 | 6421 | 1503 | 1411 | 1319 | 1165 | 1085 | 1005
2027 | 7444 | 6946 | 6448 | 1514 | 1416 | 1318 | 1176 | 1089 | 1002
2028 | 7567 | 7031 | 6495 | 1525 | 1422 | 1319 | 1185 | 1092 | 999
NOR Gross - PV
2019 | 6548 | 6411 | 6275 | 1383 | 1359 | 1336 | 1082 | 1060 | 1038
2020 | 6658 | 6457 | 6255 | 1403 | 1365 | 1327 | 1098 | 1064 | 1030
2021 | 6747 | 6496 | 6244 | 1419 | 1368 | 1317 | 1110 | 1067 | 1024
2022 | 6863 | 6562 | 6262 | 1434 | 1372 | 1310 | 1123 | 1071 | 1019
2023 | 6963 | 6619 | 6275 | 1448 | 1377 | 1306 | 1134 | 1075 | 1016
2024 | 7081 | 6695 | 6309 | 1460 | 1381 | 1302 | 1145 | 1078 | 1011
2025 | 7158 | 6734 | 6309 | 1472 | 1386 | 1301 | 1156 | 1082 | 1008
2026 | 7248 | 6787 | 6325 | 1483 | 1391 | 1299 | 1165 | 1085 | 1005
2027 | 7342 | 6844 | 6346 | 1493 | 1395 | 1298 | 1176 | 1089 | 1002
2028 | 7461 | 6925 | 6390 | 1504 | 1401 | 1298 | 1185 | 1092 | 999
NOR Gross - PV - PDR
2019 | 5872 | 5735 | 5598 | 1258 | 1235 | 1212 | 977 | 955 | 933
2020 | 5896 | 5694 | 5492 | 1266 | 1228 | 1190 | 981 | 947 | 913
2021 | 5905 | 5654 | 5402 | 1271 | 1220 | 1168 | 982 | 939 | 895
2022 | 5949 | 5649 | 5348 | 1275 | 1214 | 1152 | 984 | 933 | 881
2023 | 5984 | 5640 | 5297 | 1280 | 1209 | 1138 | 987 | 928 | 868
2024 | 6045 | 5659 | 5273 | 1284 | 1205 | 1126 | 989 | 923 | 856
2025 | 6072 | 5647 | 5223 | 1288 | 1203 | 1117 | 993 | 920 | 846
2026 | 6119 | 5658 | 5196 | 1293 | 1201 | 1109 | 997 | 917 | 837
2027 | 6176 | 5678 | 5181 | 1298 | 1200 | 1102 | 1002 | 916 | 829
2028 | 6265 | 5729 | 5194 | 1304 | 1201 | 1098 | 1007 | 914 | 821
LOAD ZONES (CT,ME,NH,RI,VT ARE ALSO THE LOAD ZONES)
| Net Energy for Load (GWh) |  |  | Summer 50/50 Peak (MW) |  |  | Winter 50/50 Peak (MW)
SEMA Gross | High | Base | Low | High | Base | Low | High | Base | Low
2019 | 19447 | 19044 | 18641 | 3901 | 3836 | 3771 | 2987 | 2926 | 2865
2020 | 19748 | 19154 | 18560 | 3970 | 3863 | 3756 | 3043 | 2948 | 2853
2021 | 20063 | 19322 | 18581 | 4036 | 3892 | 3748 | 3093 | 2972 | 2851
2022 | 20499 | 19610 | 18721 | 4097 | 3922 | 3747 | 3139 | 2995 | 2851
2023 | 20864 | 19845 | 18826 | 4152 | 3951 | 3750 | 3185 | 3018 | 2851
2024 | 21278 | 20132 | 18986 | 4205 | 3981 | 3757 | 3228 | 3040 | 2852
2025 | 21566 | 20303 | 19040 | 4256 | 4011 | 3766 | 3270 | 3062 | 2854
2026 | 21895 | 20519 | 19143 | 4304 | 4040 | 3776 | 3313 | 3085 | 2857
2027 | 22230 | 20743 | 19256 | 4351 | 4070 | 3789 | 3355 | 3108 | 2861
2028 | 22646 | 21043 | 19440 | 4396 | 4099 | 3802 | 3398 | 3132 | 2866
SEMA Gross - PV
2019 | 19004 | 18601 | 18198 | 3776 | 3711 | 3646 | 2987 | 2926 | 2865
2020 | 19222 | 18629 | 18035 | 3828 | 3720 | 3613 | 3043 | 2948 | 2853
2021 | 19474 | 18732 | 17991 | 3882 | 3738 | 3594 | 3093 | 2972 | 2851
2022 | 19850 | 18961 | 18072 | 3934 | 3760 | 3585 | 3139 | 2995 | 2851
2023 | 20155 | 19135 | 18116 | 3982 | 3781 | 3580 | 3185 | 3018 | 2851
2024 | 20510 | 19364 | 18218 | 4028 | 3804 | 3580 | 3228 | 3040 | 2852
2025 | 20756 | 19493 | 18229 | 4076 | 3831 | 3586 | 3270 | 3062 | 2854
2026 | 21046 | 19670 | 18294 | 4121 | 3858 | 3594 | 3313 | 3085 | 2857
2027 | 21344 | 19857 | 18370 | 4167 | 3886 | 3605 | 3355 | 3108 | 2861
2028 | 21723 | 20120 | 18517 | 4211 | 3914 | 3617 | 3398 | 3132 | 2866
SEMA Gross - PV - PDR
2019 | 16570 | 16167 | 15764 | 3356 | 3291 | 3226 | 2583 | 2522 | 2461
2020 | 16148 | 15555 | 14961 | 3323 | 3215 | 3108 | 2576 | 2481 | 2386
2021 | 15957 | 15216 | 14474 | 3314 | 3170 | 3026 | 2566 | 2445 | 2325
2022 | 15932 | 15043 | 14154 | 3309 | 3135 | 2960 | 2558 | 2414 | 2270
2023 | 15878 | 14859 | 13840 | 3306 | 3105 | 2904 | 2556 | 2389 | 2222
2024 | 15918 | 14772 | 13626 | 3308 | 3084 | 2860 | 2556 | 2368 | 2179
2025 | 15892 | 14628 | 13365 | 3317 | 3072 | 2827 | 2561 | 2353 | 2145
2026 | 15951 | 14575 | 13199 | 3330 | 3066 | 2803 | 2572 | 2344 | 2117
2027 | 16057 | 14570 | 13083 | 3349 | 3068 | 2787 | 2588 | 2341 | 2094
2028 | 16279 | 14676 | 13073 | 3371 | 3074 | 2777 | 2610 | 2343 | 2077
| Net Energy for Load (GWh) |  |  | Summer 50/50 Peak (MW) |  |  | Winter 50/50 Peak (MW)
WCMA Gross | High | Base | Low | High | Base | Low | High | Base | Low
2019 | 19107 | 18711 | 18315 | 3833 | 3769 | 3705 | 3139 | 3075 | 3011
2020 | 19444 | 18859 | 18274 | 3910 | 3804 | 3698 | 3194 | 3094 | 2994
2021 | 19796 | 19065 | 18334 | 3982 | 3840 | 3698 | 3242 | 3116 | 2990
2022 | 20269 | 19390 | 18511 | 4051 | 3878 | 3705 | 3288 | 3137 | 2986
2023 | 20672 | 19662 | 18652 | 4114 | 3915 | 3716 | 3333 | 3158 | 2983
2024 | 21125 | 19987 | 18849 | 4175 | 3952 | 3729 | 3375 | 3178 | 2981
2025 | 21454 | 20197 | 18940 | 4234 | 3990 | 3746 | 3415 | 3198 | 2981
2026 | 21822 | 20451 | 19080 | 4290 | 4027 | 3764 | 3456 | 3219 | 2982
2027 | 22200 | 20715 | 19230 | 4344 | 4064 | 3784 | 3498 | 3240 | 2982
2028 | 22658 | 21054 | 19450 | 4398 | 4101 | 3804 | 3538 | 3261 | 2984
WCMA Gross - PV
2019 | 18548 | 18151 | 17755 | 3674 | 3610 | 3547 | 3139 | 3075 | 3011
2020 | 18780 | 18195 | 17610 | 3730 | 3624 | 3518 | 3194 | 3094 | 2994
2021 | 19051 | 18320 | 17588 | 3788 | 3646 | 3503 | 3242 | 3116 | 2990
2022 | 19449 | 18569 | 17690 | 3846 | 3673 | 3500 | 3288 | 3137 | 2986
2023 | 19775 | 18765 | 17755 | 3899 | 3700 | 3501 | 3333 | 3158 | 2983
2024 | 20154 | 19017 | 17879 | 3951 | 3729 | 3506 | 3375 | 3178 | 2981
2025 | 20430 | 19173 | 17916 | 4006 | 3762 | 3519 | 3415 | 3198 | 2981
2026 | 20750 | 19378 | 18007 | 4059 | 3797 | 3534 | 3456 | 3219 | 2982
2027 | 21080 | 19596 | 18111 | 4112 | 3832 | 3551 | 3498 | 3240 | 2982
2028 | 21491 | 19888 | 18284 | 4164 | 3867 | 3570 | 3538 | 3261 | 2984
WCMA Gross - PV - PDR
2019 | 15758 | 15362 | 14965 | 3198 | 3134 | 3070 | 2672 | 2608 | 2544
2020 | 15654 | 15069 | 14485 | 3232 | 3127 | 3021 | 2703 | 2604 | 2504
2021 | 15473 | 14742 | 14011 | 3227 | 3085 | 2943 | 2690 | 2564 | 2437
2022 | 15461 | 14582 | 13703 | 3228 | 3055 | 2882 | 2680 | 2529 | 2378
2023 | 15420 | 14410 | 13400 | 3229 | 3030 | 2831 | 2674 | 2500 | 2325
2024 | 15475 | 14337 | 13200 | 3236 | 3013 | 2791 | 2672 | 2475 | 2278
2025 | 15471 | 14214 | 12957 | 3251 | 3007 | 2764 | 2675 | 2457 | 2240
2026 | 15553 | 14182 | 12810 | 3270 | 3008 | 2745 | 2684 | 2446 | 2209
2027 | 15685 | 14201 | 12716 | 3295 | 3015 | 2734 | 2698 | 2440 | 2183
2028 | 15934 | 14330 | 12726 | 3324 | 3027 | 2730 | 2717 | 2440 | 2162
| Net Energy for Load (GWh) |  |  | Summer 50/50 Peak (MW) |  |  | Winter 50/50 Peak (MW)
NEMA Gross | High | Base | Low | High | Base | Low | High | Base | Low
2019 | 31733 | 31075 | 30417 | 6365 | 6259 | 6153 | 4886 | 4787 | 4688
2020 | 32285 | 31314 | 30343 | 6491 | 6315 | 6139 | 4979 | 4824 | 4669
2021 | 32862 | 31648 | 30434 | 6611 | 6375 | 6139 | 5062 | 4865 | 4668
2022 | 33639 | 32180 | 30721 | 6722 | 6435 | 6148 | 5140 | 4904 | 4668
2023 | 34300 | 32624 | 30948 | 6826 | 6495 | 6164 | 5219 | 4945 | 4671
2024 | 35041 | 33154 | 31267 | 6925 | 6556 | 6187 | 5292 | 4983 | 4674
2025 | 35579 | 33495 | 31411 | 7021 | 6617 | 6213 | 5362 | 5021 | 4680
2026 | 36184 | 33910 | 31636 | 7113 | 6677 | 6241 | 5433 | 5060 | 4687
2027 | 36799 | 34338 | 31877 | 7202 | 6737 | 6272 | 5505 | 5100 | 4695
2028 | 37551 | 34893 | 32235 | 7289 | 6797 | 6305 | 5577 | 5140 | 4703
NEMA Gross - PV
2019 | 31518 | 30860 | 30202 | 6304 | 6198 | 6092 | 4886 | 4787 | 4688
2020 | 32029 | 31059 | 30088 | 6421 | 6246 | 6070 | 4979 | 4824 | 4669
2021 | 32576 | 31362 | 30147 | 6536 | 6300 | 6064 | 5062 | 4865 | 4668
2022 | 33324 | 31865 | 30406 | 6643 | 6356 | 6069 | 5140 | 4904 | 4668
2023 | 33955 | 32279 | 30604 | 6743 | 6412 | 6082 | 5219 | 4945 | 4671
2024 | 34668 | 32781 | 30894 | 6839 | 6470 | 6101 | 5292 | 4983 | 4674
2025 | 35186 | 33101 | 31017 | 6933 | 6529 | 6126 | 5362 | 5021 | 4680
2026 | 35771 | 33498 | 31224 | 7024 | 6588 | 6153 | 5433 | 5060 | 4687
2027 | 36369 | 33908 | 31446 | 7112 | 6648 | 6183 | 5505 | 5100 | 4695
2028 | 37103 | 34445 | 31787 | 7199 | 6707 | 6215 | 5577 | 5140 | 4703
NEMA Gross - PV - PDR
2019 | 27307 | 26648 | 25990 | 5627 | 5521 | 5415 | 4279 | 4180 | 4080
2020 | 27002 | 26031 | 25060 | 5596 | 5420 | 5245 | 4215 | 4060 | 3905
2021 | 26817 | 25603 | 24389 | 5606 | 5370 | 5134 | 4200 | 4003 | 3806
2022 | 26901 | 25442 | 23983 | 5617 | 5330 | 5044 | 4189 | 3953 | 3717
2023 | 26936 | 25261 | 23585 | 5632 | 5301 | 4970 | 4188 | 3914 | 3640
2024 | 27123 | 25236 | 23349 | 5653 | 5283 | 4914 | 4190 | 3881 | 3573
2025 | 27185 | 25101 | 23016 | 5681 | 5277 | 4873 | 4199 | 3858 | 3517
2026 | 27382 | 25109 | 22835 | 5716 | 5281 | 4845 | 4218 | 3845 | 3472
2027 | 27655 | 25194 | 22732 | 5758 | 5293 | 4829 | 4247 | 3841 | 3436
2028 | 28121 | 25463 | 22806 | 5806 | 5314 | 4822 | 4283 | 3846 | 3408

## 4 Mnth Peak
ISO-NE Control Area & New England States Monthly Peak Load Forecast
| JAN | FEB | MAR | APR | MAY | JUN | JUL | AUG | SEP | OCT | NOV | DEC
ISO-NE Gross
2019 | 22682 | 22007 | 20125 | 18045 | 21673 | 25581 | 27839 | 26986 | 23986 | 18268 | 20126 | 21962
2020 | 22755 | 22293 | 20129 | 18033 | 21854 | 25712 | 28005 | 27121 | 24158 | 18256 | 20117 | 21995
2021 | 22851 | 22178 | 20165 | 18091 | 22058 | 25887 | 28192 | 27281 | 24335 | 18306 | 20149 | 22049
2022 | 22966 | 22295 | 20227 | 18194 | 22288 | 26086 | 28392 | 27450 | 24530 | 18397 | 20206 | 22119
2023 | 23073 | 22404 | 20279 | 18273 | 22510 | 26271 | 28585 | 27609 | 24721 | 18467 | 20250 | 22182
2024 | 23183 | 22725 | 20336 | 18359 | 22724 | 26460 | 28779 | 27771 | 24908 | 18543 | 20298 | 22247
2025 | 23291 | 22628 | 20390 | 18436 | 22929 | 26644 | 28971 | 27929 | 25097 | 18612 | 20342 | 22310
2026 | 23399 | 22740 | 20446 | 18515 | 23138 | 26828 | 29163 | 28088 | 25282 | 18681 | 20386 | 22374
2027 | 23508 | 22858 | 20505 | 18599 | 23354 | 27016 | 29357 | 28250 | 25464 | 18756 | 20434 | 22440
2028 | 23624 | 23187 | 20572 | 18699 | 23578 | 27212 | 29555 | 28419 | 25659 | 18845 | 20490 | 22511
ISO-NE Gross minus BTM-PV
2019 | 22682 | 22007 | 20125 | 18045 | 20976 | 24879 | 27131 | 26272 | 23267 | 18268 | 20126 | 21962
2020 | 22755 | 22293 | 20129 | 18033 | 21089 | 24941 | 27228 | 26337 | 23369 | 18256 | 20117 | 21995
2021 | 22851 | 22178 | 20165 | 18091 | 21225 | 25050 | 27350 | 26435 | 23485 | 18306 | 20149 | 22049
2022 | 22966 | 22295 | 20227 | 18194 | 21404 | 25198 | 27501 | 26555 | 23631 | 18397 | 20206 | 22119
2023 | 23073 | 22404 | 20279 | 18273 | 21582 | 25339 | 27650 | 26670 | 23779 | 18467 | 20250 | 22182
2024 | 23183 | 22725 | 20336 | 18359 | 21757 | 25491 | 27807 | 26796 | 23931 | 18543 | 20298 | 22247
2025 | 23291 | 22628 | 20390 | 18436 | 21933 | 25646 | 27970 | 26926 | 24092 | 18612 | 20342 | 22310
2026 | 23399 | 22740 | 20446 | 18515 | 22118 | 25806 | 28139 | 27063 | 24255 | 18681 | 20386 | 22374
2027 | 23508 | 22858 | 20505 | 18599 | 22316 | 25977 | 28317 | 27209 | 24422 | 18756 | 20434 | 22440
2028 | 23624 | 23187 | 20572 | 18699 | 22529 | 26162 | 28504 | 27368 | 24607 | 18845 | 20490 | 22511
ISO-NE Gross minus BTM-PV minus EE
2019 | 20013 | 19338 | 17456 | 15376 | 18064 | 21967 | 24219 | 23360 | 20355 | 15600 | 17458 | 19294
2020 | 20087 | 19625 | 17461 | 15365 | 17761 | 21613 | 23900 | 23010 | 20041 | 15193 | 17054 | 18932
2021 | 19788 | 19115 | 17102 | 15028 | 17519 | 21344 | 23645 | 22729 | 19779 | 14883 | 16726 | 18626
2022 | 19543 | 18872 | 16804 | 14771 | 17354 | 21148 | 23451 | 22505 | 19581 | 14647 | 16456 | 18369
2023 | 19323 | 18654 | 16529 | 14523 | 17223 | 20980 | 23291 | 22311 | 19420 | 14423 | 16206 | 18138
2024 | 19139 | 18681 | 16292 | 14315 | 17126 | 20859 | 23176 | 22165 | 19299 | 14240 | 15995 | 17944
2025 | 18988 | 18325 | 16087 | 14133 | 17065 | 20778 | 23103 | 22059 | 19225 | 14085 | 15815 | 17783
2026 | 18872 | 18213 | 15919 | 13988 | 17050 | 20739 | 23072 | 21995 | 19187 | 13963 | 15668 | 17656
2027 | 18790 | 18140 | 15787 | 13881 | 17081 | 20742 | 23082 | 21974 | 19187 | 13879 | 15557 | 17563
2028 | 18747 | 18310 | 15695 | 13822 | 17156 | 20790 | 23132 | 21995 | 19234 | 13837 | 15482 | 17503
| JAN | FEB | MAR | APR | MAY | JUN | JUL | AUG | SEP | OCT | NOV | DEC
CT Gross
2019 | 5528 | 5399 | 5023 | 4351 | 5391 | 6389 | 6961 | 6813 | 5979 | 4347 | 4881 | 5309
2020 | 5528 | 5462 | 5020 | 4343 | 5418 | 6393 | 6974 | 6825 | 6008 | 4334 | 4873 | 5304
2021 | 5524 | 5397 | 5014 | 4341 | 5447 | 6405 | 6987 | 6842 | 6036 | 4333 | 4868 | 5298
2022 | 5522 | 5395 | 5010 | 4344 | 5481 | 6423 | 7001 | 6861 | 6069 | 4339 | 4865 | 5295
2023 | 5522 | 5395 | 5007 | 4345 | 5516 | 6439 | 7015 | 6878 | 6102 | 4343 | 4863 | 5293
2024 | 5522 | 5457 | 5005 | 4348 | 5546 | 6455 | 7029 | 6895 | 6134 | 4348 | 4861 | 5292
2025 | 5522 | 5399 | 5004 | 4351 | 5574 | 6471 | 7043 | 6912 | 6167 | 4353 | 4859 | 5291
2026 | 5522 | 5402 | 5003 | 4353 | 5604 | 6486 | 7057 | 6929 | 6198 | 4358 | 4857 | 5289
2027 | 5524 | 5405 | 5002 | 4356 | 5635 | 6501 | 7071 | 6948 | 6228 | 4364 | 4855 | 5288
2028 | 5526 | 5469 | 5002 | 4361 | 5667 | 6520 | 7085 | 6968 | 6261 | 4373 | 4855 | 5288
CT Gross minus BTM-PV
2019 | 5528 | 5399 | 5023 | 4351 | 5217 | 6216 | 6788 | 6641 | 5807 | 4347 | 4881 | 5309
2020 | 5528 | 5462 | 5020 | 4343 | 5242 | 6215 | 6794 | 6643 | 5824 | 4334 | 4873 | 5304
2021 | 5524 | 5397 | 5014 | 4341 | 5246 | 6202 | 6782 | 6635 | 5827 | 4333 | 4868 | 5298
2022 | 5522 | 5395 | 5010 | 4344 | 5257 | 6197 | 6773 | 6631 | 5838 | 4339 | 4865 | 5295
2023 | 5522 | 5395 | 5007 | 4345 | 5273 | 6195 | 6770 | 6632 | 5855 | 4343 | 4863 | 5293
2024 | 5522 | 5457 | 5005 | 4348 | 5291 | 6199 | 6772 | 6637 | 5875 | 4348 | 4861 | 5292
2025 | 5522 | 5399 | 5004 | 4351 | 5308 | 6204 | 6775 | 6643 | 5897 | 4353 | 4859 | 5291
2026 | 5522 | 5402 | 5003 | 4353 | 5328 | 6209 | 6779 | 6650 | 5918 | 4358 | 4857 | 5289
2027 | 5524 | 5405 | 5002 | 4356 | 5351 | 6217 | 6787 | 6664 | 5944 | 4364 | 4855 | 5288
2028 | 5526 | 5469 | 5002 | 4361 | 5382 | 6235 | 6800 | 6683 | 5976 | 4373 | 4855 | 5288
CT Gross minus BTM-PV minus EE
2019 | 5017 | 4888 | 4512 | 3840 | 4556 | 5554 | 6127 | 5979 | 5145 | 3787 | 4321 | 4749
2020 | 4968 | 4902 | 4460 | 3783 | 4515 | 5488 | 6067 | 5916 | 5097 | 3711 | 4250 | 4681
2021 | 4901 | 4774 | 4391 | 3718 | 4460 | 5416 | 5996 | 5849 | 5041 | 3653 | 4188 | 4618
2022 | 4842 | 4715 | 4330 | 3664 | 4417 | 5357 | 5933 | 5791 | 4998 | 3607 | 4133 | 4563
2023 | 4790 | 4663 | 4275 | 3613 | 4385 | 5307 | 5882 | 5744 | 4967 | 3565 | 4085 | 4515
2024 | 4744 | 4679 | 4227 | 3570 | 4361 | 5269 | 5842 | 5707 | 4945 | 3529 | 4042 | 4473
2025 | 4703 | 4580 | 4185 | 3532 | 4341 | 5237 | 5808 | 5676 | 4931 | 3499 | 4005 | 4437
2026 | 4668 | 4548 | 4149 | 3499 | 4330 | 5211 | 5781 | 5652 | 4921 | 3474 | 3973 | 4405
2027 | 4640 | 4521 | 4118 | 3472 | 4327 | 5193 | 5763 | 5640 | 4920 | 3455 | 3946 | 4379
2028 | 4617 | 4560 | 4093 | 3452 | 4337 | 5190 | 5755 | 5638 | 4931 | 3443 | 3925 | 4358
| JAN | FEB | MAR | APR | MAY | JUN | JUL | AUG | SEP | OCT | NOV | DEC
ME Gross
2019 | 1996 | 1931 | 1773 | 1580 | 1666 | 1880 | 2037 | 2030 | 1863 | 1682 | 1808 | 1957
2020 | 1987 | 1950 | 1760 | 1566 | 1665 | 1874 | 2038 | 2033 | 1861 | 1671 | 1799 | 1944
2021 | 2004 | 1943 | 1771 | 1576 | 1680 | 1889 | 2056 | 2051 | 1873 | 1682 | 1806 | 1957
2022 | 2025 | 1963 | 1786 | 1592 | 1699 | 1909 | 2078 | 2072 | 1890 | 1697 | 1816 | 1974
2023 | 2040 | 1978 | 1796 | 1601 | 1714 | 1924 | 2095 | 2089 | 1902 | 1706 | 1822 | 1985
2024 | 2055 | 2017 | 1805 | 1610 | 1730 | 1939 | 2113 | 2107 | 1914 | 1716 | 1828 | 1995
2025 | 2071 | 2009 | 1816 | 1620 | 1745 | 1954 | 2130 | 2124 | 1926 | 1726 | 1834 | 2007
2026 | 2087 | 2025 | 1826 | 1630 | 1760 | 1969 | 2148 | 2141 | 1939 | 1736 | 1840 | 2018
2027 | 2103 | 2042 | 1837 | 1640 | 1775 | 1983 | 2166 | 2159 | 1952 | 1746 | 1846 | 2030
2028 | 2121 | 2082 | 1849 | 1652 | 1791 | 2000 | 2185 | 2178 | 1967 | 1757 | 1854 | 2043
ME Gross minus BTM-PV
2019 | 1996 | 1931 | 1773 | 1580 | 1650 | 1864 | 2021 | 2014 | 1847 | 1682 | 1808 | 1957
2020 | 1987 | 1950 | 1760 | 1566 | 1648 | 1857 | 2021 | 2015 | 1843 | 1671 | 1799 | 1944
2021 | 2004 | 1943 | 1771 | 1576 | 1661 | 1870 | 2037 | 2032 | 1854 | 1682 | 1806 | 1957
2022 | 2025 | 1963 | 1786 | 1592 | 1679 | 1889 | 2058 | 2051 | 1869 | 1697 | 1816 | 1974
2023 | 2040 | 1978 | 1796 | 1601 | 1693 | 1902 | 2073 | 2067 | 1880 | 1706 | 1822 | 1985
2024 | 2055 | 2017 | 1805 | 1610 | 1707 | 1916 | 2090 | 2084 | 1891 | 1716 | 1828 | 1995
2025 | 2071 | 2009 | 1816 | 1620 | 1721 | 1930 | 2106 | 2100 | 1902 | 1726 | 1834 | 2007
2026 | 2087 | 2025 | 1826 | 1630 | 1735 | 1944 | 2123 | 2116 | 1914 | 1736 | 1840 | 2018
2027 | 2103 | 2042 | 1837 | 1640 | 1749 | 1957 | 2140 | 2133 | 1926 | 1746 | 1846 | 2030
2028 | 2121 | 2082 | 1849 | 1652 | 1764 | 1973 | 2158 | 2151 | 1940 | 1757 | 1854 | 2043
ME Gross minus BTM-PV minus EE
2019 | 1817 | 1752 | 1594 | 1401 | 1458 | 1672 | 1829 | 1822 | 1655 | 1513 | 1639 | 1788
2020 | 1818 | 1781 | 1591 | 1397 | 1431 | 1640 | 1804 | 1799 | 1626 | 1478 | 1606 | 1751
2021 | 1811 | 1750 | 1578 | 1383 | 1421 | 1630 | 1797 | 1792 | 1614 | 1468 | 1592 | 1743
2022 | 1811 | 1749 | 1572 | 1378 | 1418 | 1628 | 1797 | 1791 | 1609 | 1463 | 1582 | 1740
2023 | 1806 | 1744 | 1562 | 1367 | 1413 | 1623 | 1794 | 1788 | 1601 | 1455 | 1571 | 1734
2024 | 1804 | 1766 | 1554 | 1359 | 1412 | 1621 | 1795 | 1789 | 1596 | 1450 | 1562 | 1729
2025 | 1805 | 1743 | 1550 | 1354 | 1412 | 1621 | 1797 | 1791 | 1593 | 1447 | 1555 | 1728
2026 | 1808 | 1746 | 1547 | 1351 | 1414 | 1623 | 1802 | 1795 | 1593 | 1446 | 1550 | 1728
2027 | 1813 | 1752 | 1547 | 1350 | 1419 | 1627 | 1810 | 1802 | 1595 | 1446 | 1546 | 1730
2028 | 1821 | 1782 | 1549 | 1352 | 1426 | 1635 | 1820 | 1813 | 1602 | 1450 | 1547 | 1736
| JAN | FEB | MAR | APR | MAY | JUN | JUL | AUG | SEP | OCT | NOV | DEC
MA Gross
2019 | 10587 | 10228 | 9320 | 8489 | 10415 | 12254 | 13392 | 12933 | 11462 | 8542 | 9351 | 10213
2020 | 10645 | 10370 | 9335 | 8498 | 10534 | 12357 | 13506 | 13030 | 11584 | 8551 | 9356 | 10254
2021 | 10710 | 10345 | 9359 | 8536 | 10657 | 12466 | 13620 | 13128 | 11697 | 8582 | 9380 | 10293
2022 | 10786 | 10420 | 9400 | 8601 | 10792 | 12584 | 13740 | 13226 | 11815 | 8635 | 9422 | 10339
2023 | 10858 | 10490 | 9435 | 8654 | 10922 | 12698 | 13857 | 13323 | 11936 | 8678 | 9456 | 10384
2024 | 10932 | 10649 | 9473 | 8709 | 11049 | 12813 | 13975 | 13421 | 12053 | 8724 | 9492 | 10429
2025 | 11003 | 10632 | 9509 | 8760 | 11173 | 12925 | 14092 | 13518 | 12171 | 8766 | 9524 | 10473
2026 | 11074 | 10702 | 9544 | 8811 | 11300 | 13037 | 14209 | 13615 | 12286 | 8808 | 9557 | 10517
2027 | 11145 | 10775 | 9582 | 8865 | 11431 | 13154 | 14327 | 13713 | 12401 | 8852 | 9592 | 10562
2028 | 11220 | 10937 | 9625 | 8928 | 11568 | 13269 | 14447 | 13814 | 12519 | 8904 | 9632 | 10609
MA Gross minus BTM-PV
2019 | 10587 | 10228 | 9320 | 8489 | 10079 | 11914 | 13047 | 12583 | 11108 | 8542 | 9351 | 10213
2020 | 10645 | 10370 | 9335 | 8498 | 10148 | 11968 | 13114 | 12635 | 11186 | 8551 | 9356 | 10254
2021 | 10710 | 10345 | 9359 | 8536 | 10238 | 12045 | 13197 | 12703 | 11270 | 8582 | 9380 | 10293
2022 | 10786 | 10420 | 9400 | 8601 | 10349 | 12139 | 13293 | 12778 | 11365 | 8635 | 9422 | 10339
2023 | 10858 | 10490 | 9435 | 8654 | 10457 | 12232 | 13389 | 12853 | 11464 | 8678 | 9456 | 10384
2024 | 10932 | 10649 | 9473 | 8709 | 10565 | 12328 | 13489 | 12934 | 11565 | 8724 | 9492 | 10429
2025 | 11003 | 10632 | 9509 | 8760 | 10679 | 12430 | 13597 | 13022 | 11674 | 8766 | 9524 | 10473
2026 | 11074 | 10702 | 9544 | 8811 | 10799 | 12536 | 13708 | 13113 | 11784 | 8808 | 9557 | 10517
2027 | 11145 | 10775 | 9582 | 8865 | 10926 | 12649 | 13821 | 13207 | 11895 | 8852 | 9592 | 10562
2028 | 11220 | 10937 | 9625 | 8928 | 11059 | 12760 | 13938 | 13305 | 12010 | 8904 | 9632 | 10609
MA Gross minus BTM-PV minus EE
2019 | 9085 | 8726 | 7818 | 6987 | 8506 | 10341 | 11474 | 11010 | 9535 | 7063 | 7872 | 8734
2020 | 9166 | 8891 | 7856 | 7019 | 8320 | 10140 | 11286 | 10807 | 9358 | 6830 | 7635 | 8533
2021 | 8989 | 8624 | 7638 | 6815 | 8179 | 9986 | 11138 | 10644 | 9211 | 6641 | 7439 | 8352
2022 | 8845 | 8479 | 7459 | 6660 | 8080 | 9871 | 11025 | 10509 | 9096 | 6495 | 7282 | 8199
2023 | 8718 | 8350 | 7295 | 6514 | 8001 | 9775 | 10932 | 10396 | 9007 | 6359 | 7137 | 8065
2024 | 8613 | 8330 | 7154 | 6390 | 7942 | 9705 | 10867 | 10311 | 8943 | 6248 | 7016 | 7953
2025 | 8527 | 8156 | 7033 | 6284 | 7913 | 9664 | 10831 | 10256 | 8908 | 6153 | 6911 | 7860
2026 | 8461 | 8089 | 6931 | 6198 | 7912 | 9648 | 10820 | 10225 | 8896 | 6080 | 6829 | 7789
2027 | 8417 | 8047 | 6854 | 6137 | 7936 | 9659 | 10832 | 10217 | 8905 | 6027 | 6767 | 7737
2028 | 8395 | 8112 | 6800 | 6103 | 7986 | 9687 | 10865 | 10232 | 8937 | 6000 | 6728 | 7705
| JAN | FEB | MAR | APR | MAY | JUN | JUL | AUG | SEP | OCT | NOV | DEC
NH Gross
2019 | 1998 | 1943 | 1774 | 1605 | 1873 | 2232 | 2355 | 2206 | 2010 | 1628 | 1800 | 1965
2020 | 2003 | 1963 | 1772 | 1602 | 1887 | 2239 | 2365 | 2207 | 2009 | 1625 | 1798 | 1963
2021 | 2007 | 1952 | 1773 | 1605 | 1900 | 2251 | 2378 | 2211 | 2009 | 1628 | 1798 | 1963
2022 | 2011 | 1958 | 1775 | 1611 | 1916 | 2266 | 2393 | 2216 | 2010 | 1633 | 1799 | 1964
2023 | 2016 | 1964 | 1777 | 1616 | 1933 | 2280 | 2407 | 2221 | 2011 | 1636 | 1799 | 1964
2024 | 2020 | 1985 | 1780 | 1621 | 1948 | 2295 | 2421 | 2226 | 2012 | 1640 | 1799 | 1965
2025 | 2025 | 1976 | 1782 | 1626 | 1963 | 2309 | 2435 | 2230 | 2013 | 1644 | 1799 | 1965
2026 | 2029 | 1982 | 1784 | 1631 | 1978 | 2322 | 2448 | 2234 | 2014 | 1648 | 1800 | 1966
2027 | 2034 | 1988 | 1787 | 1636 | 1993 | 2336 | 2462 | 2239 | 2016 | 1652 | 1800 | 1967
2028 | 2038 | 2010 | 1790 | 1643 | 2009 | 2352 | 2477 | 2244 | 2019 | 1658 | 1801 | 1968
NH Gross minus BTM-PV
2019 | 1998 | 1943 | 1774 | 1605 | 1842 | 2201 | 2324 | 2175 | 1978 | 1628 | 1800 | 1965
2020 | 2003 | 1963 | 1772 | 1602 | 1853 | 2205 | 2331 | 2173 | 1974 | 1625 | 1798 | 1963
2021 | 2007 | 1952 | 1773 | 1605 | 1864 | 2215 | 2341 | 2174 | 1972 | 1628 | 1798 | 1963
2022 | 2011 | 1958 | 1775 | 1611 | 1878 | 2228 | 2355 | 2178 | 1972 | 1633 | 1799 | 1964
2023 | 2016 | 1964 | 1777 | 1616 | 1894 | 2241 | 2368 | 2181 | 1971 | 1636 | 1799 | 1964
2024 | 2020 | 1985 | 1780 | 1621 | 1907 | 2254 | 2380 | 2185 | 1971 | 1640 | 1799 | 1965
2025 | 2025 | 1976 | 1782 | 1626 | 1920 | 2266 | 2392 | 2187 | 1970 | 1644 | 1799 | 1965
2026 | 2029 | 1982 | 1784 | 1631 | 1934 | 2278 | 2404 | 2189 | 1969 | 1648 | 1800 | 1966
2027 | 2034 | 1988 | 1787 | 1636 | 1947 | 2290 | 2416 | 2193 | 1970 | 1652 | 1800 | 1967
2028 | 2038 | 2010 | 1790 | 1643 | 1962 | 2305 | 2430 | 2197 | 1972 | 1658 | 1801 | 1968
NH Gross minus BTM-PV minus EE
2019 | 1903 | 1848 | 1679 | 1510 | 1722 | 2081 | 2204 | 2054 | 1858 | 1532 | 1704 | 1869
2020 | 1907 | 1867 | 1676 | 1506 | 1713 | 2065 | 2190 | 2032 | 1834 | 1512 | 1685 | 1850
2021 | 1894 | 1839 | 1660 | 1492 | 1705 | 2056 | 2183 | 2015 | 1813 | 1500 | 1670 | 1835
2022 | 1883 | 1830 | 1647 | 1483 | 1702 | 2052 | 2179 | 2002 | 1796 | 1491 | 1657 | 1822
2023 | 1874 | 1822 | 1635 | 1474 | 1704 | 2050 | 2177 | 1991 | 1781 | 1481 | 1644 | 1809
2024 | 1865 | 1830 | 1625 | 1466 | 1704 | 2050 | 2176 | 1981 | 1767 | 1474 | 1633 | 1799
2025 | 1859 | 1810 | 1616 | 1460 | 1705 | 2051 | 2177 | 1972 | 1755 | 1468 | 1623 | 1789
2026 | 1853 | 1806 | 1608 | 1455 | 1709 | 2053 | 2179 | 1964 | 1744 | 1464 | 1616 | 1782
2027 | 1850 | 1804 | 1603 | 1452 | 1714 | 2057 | 2183 | 1960 | 1737 | 1461 | 1609 | 1776
2028 | 1847 | 1819 | 1599 | 1452 | 1722 | 2065 | 2190 | 1957 | 1732 | 1461 | 1604 | 1771
| JAN | FEB | MAR | APR | MAY | JUN | JUL | AUG | SEP | OCT | NOV | DEC
RI Gross
2019 | 1470 | 1427 | 1283 | 1166 | 1421 | 1814 | 2032 | 1991 | 1692 | 1206 | 1310 | 1421
2020 | 1482 | 1454 | 1288 | 1171 | 1439 | 1835 | 2055 | 2012 | 1712 | 1211 | 1313 | 1430
2021 | 1490 | 1448 | 1293 | 1177 | 1457 | 1856 | 2078 | 2033 | 1733 | 1217 | 1319 | 1434
2022 | 1500 | 1458 | 1301 | 1188 | 1478 | 1880 | 2103 | 2056 | 1754 | 1227 | 1328 | 1440
2023 | 1509 | 1468 | 1308 | 1197 | 1498 | 1903 | 2127 | 2078 | 1775 | 1235 | 1336 | 1445
2024 | 1518 | 1493 | 1315 | 1207 | 1518 | 1927 | 2152 | 2101 | 1796 | 1244 | 1344 | 1451
2025 | 1528 | 1489 | 1321 | 1215 | 1537 | 1950 | 2177 | 2122 | 1818 | 1252 | 1351 | 1457
2026 | 1538 | 1499 | 1328 | 1224 | 1556 | 1973 | 2201 | 2144 | 1839 | 1260 | 1358 | 1463
2027 | 1547 | 1510 | 1335 | 1233 | 1575 | 1997 | 2225 | 2166 | 1859 | 1269 | 1366 | 1469
2028 | 1557 | 1535 | 1343 | 1243 | 1593 | 2021 | 2250 | 2188 | 1880 | 1278 | 1374 | 1474
RI Gross minus BTM-PV
2019 | 1470 | 1427 | 1283 | 1166 | 1399 | 1791 | 2009 | 1967 | 1668 | 1206 | 1310 | 1421
2020 | 1482 | 1454 | 1288 | 1171 | 1411 | 1806 | 2026 | 1982 | 1682 | 1211 | 1313 | 1430
2021 | 1490 | 1448 | 1293 | 1177 | 1425 | 1824 | 2046 | 2001 | 1701 | 1217 | 1319 | 1434
2022 | 1500 | 1458 | 1301 | 1188 | 1447 | 1849 | 2072 | 2025 | 1723 | 1227 | 1328 | 1440
2023 | 1509 | 1468 | 1308 | 1197 | 1465 | 1870 | 2094 | 2044 | 1741 | 1235 | 1336 | 1445
2024 | 1518 | 1493 | 1315 | 1207 | 1482 | 1890 | 2115 | 2064 | 1758 | 1244 | 1344 | 1451
2025 | 1528 | 1489 | 1321 | 1215 | 1497 | 1910 | 2136 | 2081 | 1777 | 1252 | 1351 | 1457
2026 | 1538 | 1499 | 1328 | 1224 | 1513 | 1929 | 2157 | 2100 | 1795 | 1260 | 1358 | 1463
2027 | 1547 | 1510 | 1335 | 1233 | 1528 | 1950 | 2178 | 2119 | 1812 | 1269 | 1366 | 1469
2028 | 1557 | 1535 | 1343 | 1243 | 1544 | 1971 | 2200 | 2138 | 1830 | 1278 | 1374 | 1474
RI Gross minus BTM-PV minus EE
2019 | 1230 | 1187 | 1043 | 926 | 1158 | 1551 | 1768 | 1727 | 1427 | 985 | 1089 | 1200
2020 | 1261 | 1233 | 1067 | 950 | 1136 | 1532 | 1751 | 1708 | 1407 | 957 | 1059 | 1176
2021 | 1236 | 1194 | 1039 | 923 | 1119 | 1519 | 1741 | 1696 | 1396 | 932 | 1034 | 1149
2022 | 1215 | 1173 | 1016 | 903 | 1112 | 1514 | 1737 | 1690 | 1388 | 913 | 1014 | 1126
2023 | 1195 | 1154 | 994 | 883 | 1104 | 1509 | 1732 | 1683 | 1380 | 894 | 995 | 1104
2024 | 1177 | 1152 | 974 | 866 | 1096 | 1505 | 1730 | 1679 | 1373 | 880 | 980 | 1087
2025 | 1164 | 1125 | 957 | 851 | 1091 | 1504 | 1731 | 1675 | 1371 | 868 | 967 | 1073
2026 | 1154 | 1115 | 944 | 840 | 1089 | 1506 | 1734 | 1677 | 1371 | 858 | 956 | 1061
2027 | 1145 | 1108 | 933 | 831 | 1091 | 1512 | 1740 | 1681 | 1374 | 853 | 950 | 1053
2028 | 1141 | 1119 | 927 | 827 | 1093 | 1521 | 1750 | 1688 | 1380 | 850 | 946 | 1046
| JAN | FEB | MAR | APR | MAY | JUN | JUL | AUG | SEP | OCT | NOV | DEC
VT Gross
2019 | 1102 | 1079 | 952 | 854 | 907 | 1012 | 1063 | 1013 | 980 | 863 | 977 | 1096
2020 | 1110 | 1094 | 953 | 854 | 912 | 1015 | 1068 | 1015 | 984 | 864 | 977 | 1100
2021 | 1116 | 1093 | 954 | 856 | 917 | 1019 | 1073 | 1016 | 987 | 865 | 977 | 1104
2022 | 1122 | 1101 | 955 | 859 | 922 | 1023 | 1079 | 1018 | 991 | 867 | 976 | 1107
2023 | 1129 | 1108 | 956 | 861 | 927 | 1027 | 1084 | 1020 | 995 | 868 | 976 | 1110
2024 | 1135 | 1124 | 958 | 863 | 932 | 1032 | 1090 | 1021 | 998 | 870 | 976 | 1114
2025 | 1142 | 1123 | 959 | 865 | 936 | 1036 | 1095 | 1023 | 1002 | 871 | 975 | 1118
2026 | 1148 | 1131 | 960 | 866 | 941 | 1040 | 1100 | 1024 | 1006 | 872 | 975 | 1121
2027 | 1155 | 1138 | 962 | 868 | 946 | 1044 | 1106 | 1025 | 1009 | 873 | 975 | 1124
2028 | 1161 | 1154 | 963 | 871 | 950 | 1049 | 1111 | 1027 | 1013 | 875 | 974 | 1128
VT Gross minus BTM-PV
2019 | 1102 | 1079 | 952 | 854 | 789 | 893 | 944 | 893 | 860 | 863 | 977 | 1096
2020 | 1110 | 1094 | 953 | 854 | 788 | 891 | 944 | 890 | 859 | 864 | 977 | 1100
2021 | 1116 | 1093 | 954 | 856 | 791 | 893 | 947 | 890 | 860 | 865 | 977 | 1104
2022 | 1122 | 1101 | 955 | 859 | 795 | 896 | 952 | 891 | 864 | 867 | 976 | 1107
2023 | 1129 | 1108 | 956 | 861 | 800 | 900 | 957 | 893 | 867 | 868 | 976 | 1110
2024 | 1135 | 1124 | 958 | 863 | 804 | 904 | 962 | 892 | 869 | 870 | 976 | 1114
2025 | 1142 | 1123 | 959 | 865 | 807 | 906 | 965 | 893 | 872 | 871 | 975 | 1118
2026 | 1148 | 1131 | 960 | 866 | 810 | 909 | 969 | 893 | 875 | 872 | 975 | 1121
2027 | 1155 | 1138 | 962 | 868 | 814 | 912 | 974 | 893 | 877 | 873 | 975 | 1124
2028 | 1161 | 1154 | 963 | 871 | 818 | 916 | 978 | 894 | 880 | 875 | 974 | 1128
VT Gross minus BTM-PV minus EE
2019 | 960 | 937 | 810 | 712 | 664 | 768 | 819 | 768 | 734 | 720 | 834 | 953
2020 | 967 | 951 | 810 | 711 | 647 | 749 | 802 | 749 | 718 | 705 | 818 | 941
2021 | 957 | 934 | 795 | 697 | 634 | 736 | 790 | 733 | 704 | 691 | 803 | 930
2022 | 948 | 927 | 781 | 685 | 624 | 725 | 781 | 720 | 693 | 679 | 788 | 919
2023 | 941 | 920 | 768 | 673 | 617 | 716 | 773 | 709 | 684 | 668 | 776 | 910
2024 | 935 | 924 | 758 | 663 | 609 | 709 | 767 | 698 | 675 | 659 | 765 | 903
2025 | 931 | 912 | 748 | 654 | 602 | 702 | 761 | 689 | 668 | 650 | 754 | 897
2026 | 927 | 910 | 739 | 645 | 597 | 696 | 756 | 680 | 662 | 643 | 746 | 892
2027 | 926 | 909 | 733 | 639 | 594 | 692 | 754 | 673 | 657 | 637 | 739 | 888
2028 | 925 | 918 | 727 | 635 | 591 | 690 | 752 | 668 | 654 | 633 | 732 | 886

## 5 WN
ISO-NE CA Weather Normalized Annual Net Energy for Load (GWH) and 50/50 Seasonal Peaks (MW)
[5 empty] | BTM PV & EE |  |  | Net of BTM PV & EE
| NEL | Summer | Winter | Winter of | NEL | Summer | Winter | NEL | Summer | Winter
History
1980 | 82927 | 14539 | 15494 | 80/81 | 0 | 0 | 0 | 82927 | 14539 | 15494
1981 | 84094 | 14536 | 15646 | 81/82 | 0 | 0 | 0 | 84094 | 14536 | 15646
1982 | 84611 | 14350 | 15574 | 82/83 | 0 | 0 | 0 | 84611 | 14350 | 15574
1983 | 87295 | 15210 | 15890 | 83/84 | 0 | 0 | 0 | 87295 | 15210 | 15890
1984 | 90780 | 15810 | 16788 | 84/85 | 0 | 0 | 0 | 90780 | 15810 | 16788
1985 | 95138 | 16630 | 17245 | 85/86 | 0 | 0 | 0 | 95138 | 16630 | 17245
1986 | 99398 | 17090 | 17789 | 86/87 | 0 | 0 | 0 | 99398 | 17090 | 17789
1987 | 104836 | 18702 | 19129 | 87/88 | 0 | 0 | 0 | 104836 | 18702 | 19129
1988 | 108331 | 19400 | 19848 | 88/89 | 0 | 0 | 0 | 108331 | 19400 | 19848
1989 | 111188 | 20000 | 20500 | 89/90 | 0 | 0 | 0 | 111188 | 20000 | 20500
1990 | 110395 | 20100 | 19600 | 90/91 | 0 | 0 | 0 | 110395 | 20100 | 19600
1991 | 109520 | 19700 | 19200 | 91/92 | 0 | 0 | 0 | 109520 | 19700 | 19200
1992 | 109103 | 19575 | 18590 | 92/93 | 0 | 0 | 0 | 109103 | 19575 | 18590
1993 | 110045 | 19604 | 18860 | 93/94 | 0 | 0 | 0 | 110045 | 19604 | 18860
1994 | 110984 | 20200 | 19530 | 94/95 | 0 | 0 | 0 | 110984 | 20200 | 19530
1995 | 112360 | 20830 | 19750 | 95/96 | 0 | 0 | 0 | 112360 | 20830 | 19750
1996 | 114151 | 20970 | 19560 | 96/97 | 0 | 0 | 0 | 114151 | 20970 | 19560
1997 | 115932 | 21519 | 19820 | 97/98 | 0 | 0 | 0 | 115932 | 21519 | 19820
1998 | 117494 | 22010 | 20290 | 98/99 | 0 | 0 | 0 | 117494 | 22010 | 20290
1999 | 121452 | 22825 | 20570 | 99/00 | 0 | 0 | 0 | 121452 | 22825 | 20570
2000 | 125728 | 23150 | 20630 | 00/01 | 0 | 0 | 0 | 125728 | 23150 | 20630
2001 | 126316 | 23790 | 20785 | 01/02 | 0 | 0 | 0 | 126316 | 23790 | 20785
2002 | 127811 | 24590 | 21010 | 02/03 | 0 | 0 | 0 | 127811 | 24590 | 21010
2003 | 129177 | 25170 | 21250 | 03/04 | 0 | 0 | 0 | 129177 | 25170 | 21250
2004 | 131922 | 25760 | 21790 | 04/05 | 0 | 0 | 0 | 131922 | 25760 | 21790
2005 | 134347 | 26305 | 21960 | 05/06 | 0 | 0 | 0 | 134347 | 26305 | 21960
2006 | 132607.1 | 26700 | 21870 | 06/07 | 16.1 | 0 | 92 | 132591 | 26700 | 21778
2007 | 135138.7 | 27220 | 22215 | 07/08 | 985.7 | 167 | 285 | 134153 | 27053 | 21930
2008 | 133594.2 | 27525 | 22190 | 08/09 | 2379.2 | 358 | 568 | 131215 | 27167 | 21622
2009 | 132031.6 | 27220 | 22030 | 09/10 | 3763.6 | 570 | 847 | 128268 | 26650 | 21183
2010 | 135077.6 | 27075 | 21945 | 10/11 | 5167.6 | 748 | 1106 | 129910 | 26327 | 20839
2011 | 135734.9 | 27240 | 22290 | 11/12 | 6736.9 | 1011 | 1421 | 128998 | 26229 | 20869
2012 | 136394.7 | 27507 | 22285 | 12/13 | 8145.7 | 1259 | 1720 | 128249 | 26248 | 20565
2013 | 137554.4 | 27952 | 22450 | 13/14 | 9800.4 | 1547 | 1928 | 127754 | 26405 | 20522
2014 | 138605.4 | 28171 | 22620 | 14/15 | 11491.4 | 1847 | 2199 | 127114 | 26324 | 20421
2015 | 139621 | 28660 | 22860 | 15/16 | 13842 | 2350 | 2339 | 125779 | 26310 | 20521
2016 | 139913 | 28815 | 22900 | 16/17 | 15960 | 2630 | 2604 | 123953 | 26185 | 20296
2017 | 139099 | 28817 | 22910 | 17/18 | 18431 | 3119 | 2923 | 120668 | 25698 | 19987
2018 | 141198 | 28740 | 23041 | 18/19 | 20638 | 3584 | 3185 | 120560 | 25156 | 19856
| NEL | Summer | Winter | Winter of | NEL | Summer | Winter | NEL | Summer | Winter
Forecast
2019 | 145610.3745 | 28943.4485 | 23144.3803 | 19/20 | 19785.7125 | 3620.155 | 2667.975 | 125824.662 | 25323.2935 | 20476.4053
2020 | 146650.1127 | 29129.9146 | 23278.3836 | 20/21 | 23089.1882 | 4105.0119 | 3062.9327 | 123560.9245 | 25024.9027 | 20215.4509
2021 | 148010.5876 | 29340.5188 | 23419.8978 | 21/22 | 26134.5584 | 4547.4921 | 3422.5602 | 121876.0292 | 24793.0267 | 19997.3376
2022 | 150200.6828 | 29561.2052 | 23557.624 | 22/23 | 28912.4482 | 4941.43 | 3749.8803 | 121288.2347 | 24619.7752 | 19807.7437
2023 | 152016.3361 | 29773.5133 | 23698.1193 | 23/24 | 31440.1138 | 5294.1591 | 4043.809 | 120576.2222 | 24479.3542 | 19654.3103
2024 | 154242.5373 | 29986.5269 | 23831.23 | 24/25 | 33697.9656 | 5603.3654 | 4302.8472 | 120544.5717 | 24383.1614 | 19528.3828
2025 | 155571.0629 | 30196.4161 | 23963.6255 | 26/26 | 35646.4258 | 5867.6584 | 4527.2273 | 119924.637 | 24328.7577 | 19436.3982
2026 | 157253.0137 | 30405.7327 | 24097.8021 | 26/27 | 37336.2038 | 6091.14 | 4717.9325 | 119916.81 | 24314.5926 | 19379.8696
2027 | 158998.7143 | 30616.4756 | 24237.2469 | 27/28 | 38771.7246 | 6275.235 | 4877.1413 | 120226.9897 | 24341.2407 | 19360.1055
2028 | 161311.9932 | 30831.4375 | 24376.0537 | 28/29 | 39975.3166 | 6423.1379 | 5007.9993 | 121336.6766 | 24408.2996 | 19368.0544

## 6 Mnth NEL
ISO-NE Control Area and New England States Monthly and Annual Energy Forecast
ISO-NE Gross | Jan | Feb | Mar | Apr | May | Jun | Jul | Aug | Sep | Oct | Nov | Dec | Annual
2019 | 13211.8404 | 11704.2454 | 12109.8325 | 10788.2103 | 11073.1178 | 12181.3068 | 14002.3981 | 13755.2904 | 11562.8338 | 11238.6682 | 11256.8751 | 12725.7558 | 145610.3745
2020 | 13284.287 | 12155.7731 | 12176.1645 | 10828.544 | 11115.435 | 12233.3532 | 14067.8105 | 13817.9875 | 11607.754 | 11278.8722 | 11296.2577 | 12787.874 | 146650.1127
2021 | 13424.5219 | 11898.6411 | 12297.5319 | 10955.5935 | 11248.7326 | 12397.2971 | 14273.8571 | 14015.4808 | 11749.251 | 11405.5133 | 11420.3113 | 12923.8561 | 148010.5876
2022 | 13593.0713 | 12041.1596 | 12441.8872 | 11118.8634 | 11420.0319 | 12607.9797 | 14538.6452 | 14269.2773 | 11931.0871 | 11568.2583 | 11579.7312 | 13090.6905 | 150200.6828
2023 | 13738.0916 | 12166.5366 | 12567.1398 | 11252.0345 | 11559.7522 | 12779.8229 | 14754.6197 | 14476.2865 | 12079.4018 | 11701.0013 | 11709.7621 | 13231.887 | 152016.3361
2024 | 13885.093 | 12672.3793 | 12694.0007 | 11387.7397 | 11702.1312 | 12954.9362 | 14974.704 | 14687.2349 | 12230.5388 | 11836.2703 | 11842.2673 | 13375.242 | 154242.5373
2025 | 14023.3202 | 12413.7847 | 12813.7382 | 11512.221 | 11832.7343 | 13115.5661 | 15176.5855 | 14880.7361 | 12369.1754 | 11960.3514 | 11963.8132 | 13509.0366 | 155571.0629
2026 | 14159.939 | 12533.0409 | 12932.1698 | 11634.6447 | 11961.1787 | 13273.541 | 15375.1301 | 15071.0388 | 12505.5206 | 12082.3816 | 12083.3501 | 13641.0785 | 157253.0137
2027 | 14300.5637 | 12655.2155 | 13053.8537 | 11762.1927 | 12094.9994 | 13438.1283 | 15581.9853 | 15269.3073 | 12647.5728 | 12209.5197 | 12207.8906 | 13777.4854 | 158998.7143
2028 | 14453.0368 | 13165.0446 | 13185.157 | 11904.8975 | 12244.7222 | 13622.2738 | 15813.4213 | 15491.1362 | 12806.5053 | 12351.7657 | 12347.2303 | 13926.8026 | 161311.9932
ISO-NE Gross minus BTM-PV
2019 | 13111.7482 | 11589.7612 | 11901.8245 | 10541.1374 | 10797.2941 | 11888.7312 | 13693.9883 | 13461.4254 | 11322.578 | 11056.6254 | 11127.118 | 12628.1849 | 143120.4166
2020 | 13169.8542 | 12020.1893 | 11938.6407 | 10546.4737 | 10800.5655 | 11899.2499 | 13715.6389 | 13482.3571 | 11333.6114 | 11070.7583 | 11147.7018 | 12675.9577 | 143800.9987
2021 | 13293.427 | 11749.0915 | 12026.8699 | 10635.1282 | 10892.0585 | 12019.5129 | 13876.7509 | 13637.9238 | 11441.8117 | 11172.208 | 11254.0205 | 12798.8188 | 144797.6215
2022 | 13447.5268 | 11875.3618 | 12141.9334 | 10764.1361 | 11025.7291 | 12190.5157 | 14100.31 | 13852.8258 | 11592.4613 | 11311.0926 | 11396.4285 | 12952.8931 | 146651.2142
2023 | 13578.1347 | 11984.5379 | 12238.0855 | 10863.2793 | 11128.073 | 12322.8936 | 14275.2378 | 14021.0684 | 11709.6757 | 11420.0396 | 11509.4957 | 13081.3299 | 148131.8511
2024 | 13710.6899 | 12467.1325 | 12336.2325 | 10965.7407 | 11234.2736 | 12460.2792 | 14456.5541 | 14195.9063 | 11832.1582 | 11533.681 | 11626.8031 | 13213.437 | 150032.8881
2025 | 13836.5257 | 12201.672 | 12431.1013 | 11061.2937 | 11333.2506 | 12587.7487 | 14624.1443 | 14357.2422 | 11945.072 | 11638.2295 | 11734.541 | 13336.9556 | 151087.7765
2026 | 13961.6275 | 12307.9224 | 12526.2762 | 11156.5704 | 11431.9152 | 12714.376 | 14790.1279 | 14516.855 | 12056.7537 | 11741.4529 | 11840.7303 | 13459.0233 | 152503.6308
2027 | 14090.9592 | 12417.4489 | 12625.5034 | 11258.1707 | 11537.5549 | 12849.6533 | 14966.914 | 14687.1791 | 12176.6074 | 11851.9407 | 11953.6416 | 13586.8601 | 154002.4333
2028 | 14234.0088 | 12907.7273 | 12737.7597 | 11378.6406 | 11662.8513 | 13008.1576 | 15171.7118 | 14883.9462 | 12315.374 | 11978.9897 | 12082.2276 | 13728.1232 | 156089.5177
ISO-NE Gross minus BTM-PV minus EE
2019 | 11542.3521 | 10199.4479 | 10463.3328 | 9259.6372 | 9481.9506 | 10441.7492 | 12030.6842 | 11827.4744 | 9949.0626 | 9721.6167 | 9789.9465 | 11116.5294 | 125823.7836
2020 | 11336.3294 | 10342.4243 | 10258.0612 | 9051.8956 | 9266.3901 | 10210.7771 | 11773.9705 | 11575.1698 | 9731.4852 | 9514.025 | 9588.5689 | 10910.9488 | 123560.0461
2021 | 11214.3649 | 9906.3432 | 10122.3452 | 8938.4302 | 9149.9619 | 10099.5375 | 11666.1518 | 11467.3396 | 9622.1995 | 9405.8307 | 9485.3514 | 10797.295 | 121875.1508
2022 | 11152.1129 | 9842.0138 | 10040.916 | 8886.533 | 9097.2687 | 10061.4508 | 11645.2204 | 11443.2235 | 9577.7008 | 9357.6018 | 9441.0002 | 10742.3145 | 121287.3563
2023 | 11087.7851 | 9779.0693 | 9959.9983 | 8823.5856 | 9032.5982 | 10006.2526 | 11600.6188 | 11396.9037 | 9520.0023 | 9298.9602 | 9386.8281 | 10682.7417 | 120575.3438
2024 | 11056.0382 | 10044.3361 | 9909.3023 | 8788.551 | 8996.9762 | 9983.4616 | 11593.5828 | 11387.8953 | 9493.836 | 9270.7379 | 9362.7135 | 10656.2623 | 120543.6933
2025 | 11027.3721 | 9714.9408 | 9864.2514 | 8755.164 | 8962.9155 | 9960.4366 | 11583.9685 | 11376.331 | 9467.277 | 9242.3301 | 9337.9482 | 10630.8234 | 119923.7586
2026 | 11027.2492 | 9710.6878 | 9846.3297 | 8745.5113 | 8953.1882 | 9963.6868 | 11603.9243 | 11393.6686 | 9465.2222 | 9237.6089 | 9336.6856 | 10632.1689 | 119915.9315
2027 | 11053.0702 | 9729.0836 | 9852.4548 | 8759.5114 | 8968.197 | 9994.9727 | 11656.8108 | 11443.4986 | 9489.8656 | 9258.2552 | 9360.3021 | 10660.0893 | 120226.1112
2028 | 11120.1871 | 10071.3959 | 9897.0952 | 8813.8005 | 9024.798 | 10073.3189 | 11764.8032 | 11546.4721 | 9556.2878 | 9317.8745 | 9422.0895 | 10727.6756 | 121335.7982
CT Gross | Jan | Feb | Mar | Apr | May | Jun | Jul | Aug | Sep | Oct | Nov | Dec
2019 | 3168.171 | 2816.3941 | 2869.2821 | 2508.683 | 2602.6304 | 2919.0483 | 3308.721 | 3256.8831 | 2711.3326 | 2603.0506 | 2621.8846 | 2985.6642 | 34371.7448
2020 | 3181.7983 | 2925.3696 | 2881.5587 | 2513.6229 | 2608.504 | 2927.1185 | 3317.4411 | 3266.7577 | 2717.2761 | 2607.9643 | 2625.9586 | 2994.533 | 34567.9029
2021 | 3202.7065 | 2849.2071 | 2896.526 | 2532.7419 | 2630.9937 | 2957.8963 | 3351.2105 | 3304.4799 | 2740.3255 | 2627.3747 | 2642.3293 | 3015.1228 | 34750.9144
2022 | 3225.7436 | 2866.1674 | 2911.8592 | 2556.8008 | 2659.3182 | 2996.6784 | 3393.7688 | 3352.0001 | 2769.3319 | 2651.8493 | 2662.9455 | 3039.5377 | 35086.0009
2023 | 3246.0102 | 2882.49 | 2926.0317 | 2575.6581 | 2681.5546 | 3027.1538 | 3427.129 | 3389.3352 | 2792.0668 | 2670.9983 | 2679.0319 | 3059.5947 | 35357.0544
2024 | 3266.729 | 2992.2196 | 2940.5324 | 2595.1729 | 2704.5657 | 3058.676 | 3461.6724 | 3427.9541 | 2815.6078 | 2690.8435 | 2695.7107 | 3080.2991 | 35729.9833
2025 | 3286.4517 | 2915.3643 | 2954.6337 | 2612.7876 | 2725.3577 | 3087.1703 | 3492.8755 | 3462.8606 | 2836.863 | 2708.7544 | 2710.7417 | 3099.4133 | 35893.2739
2026 | 3305.8445 | 2931.5495 | 2968.513 | 2629.8491 | 2745.5036 | 3114.7937 | 3523.0975 | 3496.6983 | 2857.4511 | 2726.1085 | 2725.2903 | 3118.027 | 36142.7263
2027 | 3325.6796 | 2947.836 | 2982.5487 | 2647.6959 | 2766.5756 | 3143.6886 | 3554.712 | 3532.0963 | 2878.9939 | 2744.275 | 2740.5178 | 3137.313 | 36401.9324
2028 | 3346.4516 | 3057.2685 | 2996.8021 | 2667.6059 | 2790.0782 | 3175.9288 | 3589.9858 | 3571.6002 | 2903.0345 | 2764.5624 | 2757.5268 | 3158.2165 | 36779.0613
CT Gross minus BTM-PV
2019 | 3141.0398 | 2786.3615 | 2814.9719 | 2445.5132 | 2534.1559 | 2846.0711 | 3233.2402 | 3185.2366 | 2654.177 | 2557.7786 | 2589.091 | 2961.4003 | 33749.0371
2020 | 3154.4114 | 2893.6413 | 2825.6895 | 2447.8444 | 2536.3365 | 2849.1846 | 3235.6835 | 3187.9956 | 2653.6177 | 2556.9131 | 2588.4751 | 2966.3989 | 33896.1916
2021 | 3170.0531 | 2812.7239 | 2830.0502 | 2454.5787 | 2545.3492 | 2865.5379 | 3254.4647 | 3211.4214 | 2665.2125 | 2567.2119 | 2598.2161 | 2982.06 | 33956.8797
2022 | 3187.4743 | 2823.4729 | 2834.1585 | 2465.5942 | 2559.5487 | 2889.2824 | 3281.488 | 3244.2143 | 2682.4835 | 2582.4009 | 2612.1167 | 3001.5139 | 34163.7484
2023 | 3202.1584 | 2833.7188 | 2837.4951 | 2472.1045 | 2568.681 | 2906.1207 | 3301.1129 | 3268.8843 | 2695.3814 | 2593.9643 | 2622.8681 | 3017.7506 | 34320.24
2024 | 3218.8502 | 2937.0934 | 2843.9478 | 2482.2677 | 2581.565 | 2926.8617 | 3324.5187 | 3296.9448 | 2710.5091 | 2607.1522 | 2634.7307 | 3034.8964 | 34599.3376
2025 | 3234.5672 | 2857.7087 | 2850.0412 | 2490.5772 | 2592.2803 | 2944.6285 | 3344.6395 | 3321.3454 | 2723.3928 | 2618.4389 | 2644.9695 | 3050.4697 | 34673.0591
2026 | 3249.9743 | 2869.4855 | 2855.9538 | 2498.3814 | 2602.4013 | 2961.5794 | 3363.8362 | 3344.7313 | 2735.6524 | 2629.2029 | 2654.754 | 3065.5654 | 34831.5181
2027 | 3265.8531 | 2881.5025 | 2862.4332 | 2507.7138 | 2614.5432 | 2981.308 | 3386.3643 | 3371.9016 | 2750.9165 | 2642.6194 | 2666.7096 | 3082.5646 | 35014.43
2028 | 3284.3448 | 2985.9593 | 2872.148 | 2522.3632 | 2632.3636 | 3007.5161 | 3415.4257 | 3405.5356 | 2770.2937 | 2659.2429 | 2681.0726 | 3101.5167 | 35337.7822
CT Gross minus BTM-PV minus EE
2019 | 2809.1772 | 2491.3472 | 2514.4176 | 2182.7312 | 2261.5331 | 2540.3038 | 2886.6552 | 2844.0816 | 2370.1678 | 2285.1118 | 2314.4514 | 2648.6551 | 30148.6329
2020 | 2781.2547 | 2550.5582 | 2487.7445 | 2153.0504 | 2230.415 | 2505.8964 | 2846.6189 | 2804.875 | 2334.9396 | 2251.0549 | 2280.5065 | 2615.2045 | 29842.1187
2021 | 2758.423 | 2446.5276 | 2457.7723 | 2129.0563 | 2207.199 | 2485.3722 | 2823.7481 | 2786.7108 | 2313.0103 | 2229.5268 | 2258.609 | 2594.5393 | 29490.4948
2022 | 2742.8087 | 2428.3746 | 2432.7616 | 2113.1417 | 2192.9643 | 2476.1933 | 2813.6603 | 2782.1444 | 2300.7339 | 2216.8461 | 2245.0322 | 2582.5166 | 29327.1777
2023 | 2727.5954 | 2412.302 | 2409.7126 | 2095.5463 | 2176.6408 | 2463.5543 | 2800.0706 | 2773.3674 | 2287.1844 | 2203.4674 | 2231.1967 | 2570.4413 | 29151.0792
2024 | 2719.4391 | 2479.6488 | 2394.405 | 2085.5228 | 2168.0963 | 2459.2573 | 2795.305 | 2772.8859 | 2280.0645 | 2195.7813 | 2222.6157 | 2563.9863 | 29137.008
2025 | 2711.2034 | 2393.4402 | 2379.5191 | 2074.4937 | 2158.2701 | 2453 | 2788.403 | 2769.8887 | 2271.6255 | 2187.0728 | 2213.2869 | 2556.8916 | 28957.0951
2026 | 2707.4491 | 2388.3862 | 2368.7884 | 2066.7944 | 2151.8341 | 2450.4077 | 2785.6574 | 2770.8849 | 2266.7134 | 2181.8187 | 2207.5041 | 2553.8631 | 28900.1016
2027 | 2707.5349 | 2386.6171 | 2361.7202 | 2063.2162 | 2150.088 | 2453.5427 | 2789.596 | 2778.9301 | 2267.5884 | 2181.908 | 2206.6289 | 2555.8696 | 28903.24
2028 | 2714.8882 | 2465.7122 | 2362.1903 | 2068.424 | 2157.5836 | 2467.0769 | 2804.5275 | 2797.7661 | 2276.2922 | 2188.8048 | 2211.8317 | 2564.0916 | 29079.189
ME Gross | Jan | Feb | Mar | Apr | May | Jun | Jul | Aug | Sep | Oct | Nov | Dec
2019 | 1214.574 | 1056.4364 | 1119.1645 | 994.8998 | 1009.3702 | 1063.0404 | 1199.0914 | 1194.4036 | 1052.2346 | 1083.8064 | 1060.2599 | 1193.1886 | 13240.4697
2020 | 1224.0875 | 1092.2411 | 1128.2825 | 1001.1129 | 1015.4778 | 1070.4344 | 1208.576 | 1203.0236 | 1058.8226 | 1091.2179 | 1067.2077 | 1202.6771 | 13363.1612
2021 | 1244.9971 | 1081.0475 | 1146.2189 | 1017.6611 | 1031.6728 | 1089.9958 | 1233.7168 | 1225.828 | 1076.2972 | 1110.8556 | 1085.7185 | 1223.8213 | 13567.8304
2022 | 1269.9763 | 1100.2724 | 1167.2049 | 1038.0291 | 1051.6092 | 1114.0811 | 1264.6626 | 1253.8996 | 1097.7891 | 1135.0146 | 1108.4891 | 1249.1774 | 13850.2053
2023 | 1291.1663 | 1116.7822 | 1185.2603 | 1054.9333 | 1068.165 | 1134.0937 | 1290.3588 | 1277.2226 | 1115.6325 | 1155.0768 | 1127.3815 | 1270.6633 | 14086.7362
2024 | 1312.5943 | 1161.0908 | 1203.4941 | 1072.0828 | 1084.9574 | 1154.3852 | 1316.4204 | 1300.8683 | 1133.7282 | 1175.4185 | 1146.5454 | 1292.3948 | 14353.9803
2025 | 1332.5062 | 1149.0402 | 1220.5458 | 1087.8613 | 1100.4122 | 1173.0643 | 1340.4063 | 1322.6334 | 1150.3778 | 1194.136 | 1164.1728 | 1312.5728 | 14547.7291
2026 | 1351.9321 | 1164.2482 | 1237.1798 | 1103.2224 | 1115.4568 | 1191.2519 | 1363.7515 | 1343.8235 | 1166.5818 | 1212.3559 | 1181.329 | 1332.2515 | 14763.3846
2027 | 1372.0137 | 1179.9223 | 1254.2978 | 1119.1758 | 1131.0773 | 1210.1346 | 1387.9881 | 1365.822 | 1183.4053 | 1231.2721 | 1199.1443 | 1352.5909 | 14986.8443
2028 | 1393.8666 | 1224.4976 | 1272.7399 | 1136.7868 | 1148.3148 | 1230.9752 | 1414.733 | 1390.102 | 1201.9702 | 1252.1469 | 1218.8103 | 1374.7495 | 15259.6926
ME Gross minus BTM-PV
2019 | 1212.3095 | 1053.7421 | 1114.0963 | 989.1538 | 1003.0389 | 1056.5223 | 1192.2105 | 1187.8183 | 1046.5149 | 1079.5588 | 1057.4241 | 1190.9553 | 13183.3448
2020 | 1221.6104 | 1089.178 | 1122.7039 | 994.763 | 1008.4535 | 1063.1719 | 1200.8739 | 1195.6172 | 1052.3626 | 1086.4016 | 1063.9783 | 1200.1221 | 13299.2365
2021 | 1242.1382 | 1077.6398 | 1139.7995 | 1010.368 | 1023.6203 | 1081.6872 | 1224.9245 | 1217.3923 | 1068.9541 | 1105.391 | 1082.0618 | 1220.9345 | 13494.9112
2022 | 1266.7593 | 1096.4412 | 1159.9923 | 1029.8428 | 1042.579 | 1104.7733 | 1254.8239 | 1244.4707 | 1089.5898 | 1128.9187 | 1104.4142 | 1245.964 | 13768.5692
2023 | 1287.5932 | 1112.5295 | 1177.2586 | 1045.8582 | 1058.162 | 1123.7917 | 1279.4789 | 1266.8056 | 1106.5814 | 1148.3528 | 1122.8906 | 1267.125 | 13996.4274
2024 | 1308.6668 | 1156.252 | 1194.7074 | 1062.1236 | 1073.9867 | 1143.0943 | 1304.5048 | 1289.4685 | 1123.8298 | 1168.0697 | 1141.6406 | 1288.5333 | 14254.8775
2025 | 1328.2261 | 1143.9511 | 1210.9779 | 1077.0224 | 1088.4786 | 1160.7894 | 1327.4602 | 1310.2555 | 1139.6362 | 1186.1654 | 1158.8562 | 1308.3897 | 14440.2088
2026 | 1347.3012 | 1158.7441 | 1226.8348 | 1091.5083 | 1102.5653 | 1177.998 | 1349.7801 | 1330.4726 | 1155.0013 | 1203.7667 | 1175.6027 | 1327.7484 | 14647.3235
2027 | 1367.0338 | 1174.0052 | 1243.1797 | 1106.5908 | 1117.2327 | 1195.9067 | 1372.9965 | 1351.5031 | 1170.9902 | 1222.0675 | 1193.0103 | 1347.7695 | 14862.286
2028 | 1388.5394 | 1217.9437 | 1260.8527 | 1123.3357 | 1133.5221 | 1215.7783 | 1398.7268 | 1374.8201 | 1188.725 | 1242.3324 | 1212.2717 | 1369.6117 | 15126.4596
ME Gross minus BTM-PV minus EE
2019 | 1097.0024 | 953.448 | 1007.8471 | 894.7017 | 907.213 | 955.6013 | 1078.3732 | 1074.4261 | 946.6197 | 976.6663 | 956.767 | 1077.6784 | 11926.3442
2020 | 1092.6248 | 974.0855 | 1003.8136 | 889.2729 | 901.4497 | 950.3772 | 1073.5228 | 1068.8511 | 940.7915 | 971.4169 | 951.5235 | 1073.3926 | 11891.1221
2021 | 1100.1313 | 954.3334 | 1009.0595 | 894.2915 | 905.9456 | 957.36 | 1084.2042 | 1077.5718 | 946.1894 | 978.6845 | 958.2225 | 1081.3429 | 11947.3368
2022 | 1113.2486 | 963.4437 | 1018.9043 | 904.3691 | 915.4638 | 970.1067 | 1101.9555 | 1092.9033 | 956.8926 | 991.7217 | 970.4235 | 1094.9674 | 12094.4003
2023 | 1123.8275 | 970.882 | 1026.9256 | 912.0552 | 922.6809 | 979.9484 | 1115.8157 | 1104.8086 | 965.0797 | 1001.8481 | 979.8986 | 1105.9599 | 12209.7302
2024 | 1136.2959 | 1003.7767 | 1036.6637 | 921.3369 | 931.5093 | 991.4996 | 1131.6315 | 1118.6375 | 974.9478 | 1013.7128 | 991.0754 | 1118.815 | 12369.9021
2025 | 1147.844 | 988.4049 | 1045.752 | 929.758 | 939.5152 | 1001.991 | 1146.0086 | 1131.2099 | 983.9089 | 1024.5145 | 1001.2615 | 1130.706 | 12470.8746
2026 | 1160.4437 | 997.8274 | 1055.8378 | 939.0262 | 948.3923 | 1013.349 | 1161.289 | 1144.7359 | 993.7621 | 1036.2008 | 1012.3251 | 1143.6111 | 12606.8004
2027 | 1174.8198 | 1008.7025 | 1067.4572 | 949.7985 | 958.773 | 1026.3713 | 1178.5446 | 1160.1565 | 1005.1996 | 1049.5709 | 1025.0147 | 1158.2765 | 12762.6849
2028 | 1192.3503 | 1045.5935 | 1081.7123 | 963.331 | 971.8949 | 1042.5165 | 1199.6007 | 1179.1608 | 1019.5457 | 1066.0906 | 1040.7221 | 1176.1133 | 12978.6317
MA Gross | Jan | Feb | Mar | Apr | May | Jun | Jul | Aug | Sep | Oct | Nov | Dec
2019 | 6170.1605 | 5485.7513 | 5705.5862 | 5115.3918 | 5237.4849 | 5784.2689 | 6708.4101 | 6574.9044 | 5491.2017 | 5289.8069 | 5304.5041 | 5963.047 | 68830.5178
2020 | 6202.0932 | 5692.3594 | 5738.274 | 5136.6699 | 5259.0253 | 5810.079 | 6740.8467 | 6605.9069 | 5514.3791 | 5309.8454 | 5324.8961 | 5992.9471 | 69327.3221
2021 | 6275.9837 | 5584.5808 | 5803.3 | 5202.7079 | 5325.5442 | 5889.7042 | 6841.4362 | 6701.6091 | 5586.1702 | 5372.2993 | 5388.7281 | 6062.8889 | 70034.9527
2022 | 6369.743 | 5667.9811 | 5883.91 | 5289.5276 | 5413.0907 | 5994.5791 | 6973.932 | 6827.6754 | 5680.6489 | 5454.6179 | 5472.7266 | 6152.0032 | 71180.4355
2023 | 6448.9102 | 5739.2249 | 5953.1999 | 5360.7704 | 5484.9853 | 6080.7396 | 7082.6707 | 6931.2421 | 5758.2074 | 5522.1536 | 5541.5765 | 6227.2229 | 72130.9034
2024 | 6529.3273 | 5986.2135 | 6023.4999 | 5433.3828 | 5558.2482 | 6168.5126 | 7193.4965 | 7036.7387 | 5837.2391 | 5590.986 | 5611.7672 | 6303.6513 | 73273.063
2025 | 6604.4545 | 5879.4101 | 6089.7246 | 5500.3127 | 5625.8107 | 6249.4723 | 7295.6921 | 7134.0442 | 5910.1036 | 5654.4409 | 5676.4385 | 6375.0174 | 73994.9218
2026 | 6678.7742 | 5946.6065 | 6155.2713 | 5566.2889 | 5692.4178 | 6329.3106 | 7396.4275 | 7230.0017 | 5981.935 | 5717.0139 | 5740.1812 | 6445.5964 | 74879.825
2027 | 6755.4623 | 6015.7418 | 6222.5424 | 5634.7591 | 5761.5233 | 6412.1381 | 7500.9315 | 7329.5472 | 6056.4605 | 5781.9383 | 5806.3289 | 6518.3936 | 75795.7669
2028 | 6839.9143 | 6266.0427 | 6295.7933 | 5711.4588 | 5838.9182 | 6504.9255 | 7617.9932 | 7441.0777 | 6139.9465 | 5854.6944 | 5880.4592 | 6598.6311 | 76989.8549
MA Gross minus BTM-PV
2019 | 6121.3398 | 5430.3489 | 5605.916 | 4996.9277 | 5104.8498 | 5641.8521 | 6557.6619 | 6430.1813 | 5374.6684 | 5199.2729 | 5238.4063 | 5911.3991 | 67612.8241
2020 | 6142.6069 | 5622.7683 | 5617.8494 | 4994.3006 | 5100.4594 | 5640.7832 | 6562.7252 | 6435.9668 | 5378.2816 | 5204.6465 | 5248.5151 | 5933.6083 | 67882.5115
2021 | 6208.3914 | 5508.3667 | 5666.8956 | 5041.7729 | 5146.6588 | 5699.1301 | 6641.3949 | 6511.2196 | 5434.0214 | 5254.9306 | 5303.6982 | 5996.9839 | 68413.4641
2022 | 6295.0072 | 5583.7705 | 5733.278 | 5111.949 | 5215.8627 | 5784.6471 | 6753.7778 | 6618.3487 | 5513.5109 | 5325.7909 | 5379.4792 | 6079.7976 | 69395.2195
2023 | 6367.181 | 5647.1419 | 5788.4975 | 5166.6237 | 5269.377 | 5851.268 | 6842.0535 | 6702.4866 | 5575.5758 | 5381.3983 | 5439.71 | 6148.3547 | 70179.6681
2024 | 6440.0809 | 5882.2515 | 5844.2208 | 5222.4843 | 5324.5115 | 5920.2986 | 6933.8473 | 6790.5073 | 5641.0921 | 5440.1394 | 5502.8466 | 6219.5259 | 71161.8064
2025 | 6509.709 | 5772.9243 | 5899.644 | 5276.8959 | 5378.4086 | 5986.9889 | 7021.3896 | 6874.1898 | 5703.2979 | 5495.5407 | 5561.8133 | 6286.5769 | 71767.3788
2026 | 6579.3698 | 5834.9108 | 5955.929 | 5332.0511 | 5433.1044 | 6054.2737 | 7109.1013 | 6957.9044 | 5765.4526 | 5550.7271 | 5620.2667 | 6353.1072 | 72546.1984
2027 | 6651.5789 | 5899.0377 | 6014.2972 | 5390.1202 | 5490.7622 | 6125.0376 | 7201.0913 | 7045.6875 | 5830.6823 | 5608.5564 | 5681.3346 | 6422.0165 | 73360.2025
2028 | 6731.7308 | 6140.1909 | 6079.005 | 5456.8403 | 5557.1744 | 6206.2527 | 7306.15 | 7145.9375 | 5905.2545 | 5674.5406 | 5750.6091 | 6498.5316 | 74452.2175
MA Gross minus BTM-PV minus EE
2019 | 5275.5353 | 4678.3631 | 4823.7953 | 4295.7107 | 4386.8963 | 4848.9455 | 5638.0742 | 5528.8946 | 4621.9354 | 4474.1471 | 4511.2658 | 5093.9857 | 58177.5491
2020 | 5138.2019 | 4700.9127 | 4688.5582 | 4162.4369 | 4248.7807 | 4699.8634 | 5471.0712 | 5366.1658 | 4485.2492 | 4344.7377 | 4386.1689 | 4963.0738 | 56655.2204
2021 | 5056.6212 | 4483.4829 | 4601.8724 | 4086.9705 | 4169.3135 | 4618.2499 | 5385.8527 | 5281.3385 | 4408.8459 | 4269.0048 | 4314.7573 | 4884.3209 | 55560.6305
2022 | 5012.9022 | 4442.9165 | 4548.9617 | 4047.2704 | 4126.3131 | 4578.0553 | 5350.0614 | 5244.0709 | 4370.1071 | 4227.8827 | 4277.9261 | 4841.5194 | 55067.9866
2023 | 4967.9222 | 4401.8678 | 4496.796 | 4003.4652 | 4079.2668 | 4531.8934 | 5305.2839 | 5198.5734 | 4326.1829 | 4183.2235 | 4237.3208 | 4797.1968 | 54528.9927
2024 | 4941.5748 | 4508.3922 | 4461.8041 | 3975.5017 | 4048.8718 | 4504.6009 | 5282.9118 | 5175.5483 | 4301.4229 | 4156.9862 | 4214.9242 | 4772.8133 | 54345.3522
2025 | 4918.7641 | 4356.6352 | 4432.6923 | 3951.9275 | 4023.2089 | 4481.5556 | 5263.9328 | 5155.6723 | 4279.615 | 4133.4443 | 4194.4179 | 4750.9011 | 53942.767
2026 | 4913.1492 | 4351.3514 | 4420.312 | 3943.3733 | 4012.96 | 4475.2373 | 5263.8406 | 5154.1636 | 4273.0795 | 4124.4464 | 4188.2063 | 4745.0598 | 53865.1796
2027 | 4922.8821 | 4359.6325 | 4421.9725 | 3948.207 | 4016.4105 | 4484.1961 | 5281.6317 | 5170.0845 | 4280.8573 | 4128.9806 | 4195.5173 | 4753.9846 | 53964.3569
2028 | 4956.4644 | 4513.8701 | 4444.9626 | 3974.459 | 4041.7117 | 4517.931 | 5328.9371 | 5214.6421 | 4311.6614 | 4154.9832 | 4224.3646 | 4785.8891 | 54469.8763
NH Gross | Jan | Feb | Mar | Apr | May | Jun | Jul | Aug | Sep | Oct | Nov | Dec
2019 | 1167.8015 | 1026.7217 | 1061.7322 | 961.6526 | 993.9206 | 1078.775 | 1239.7995 | 1211.5589 | 1026.1936 | 1005.4626 | 1007.7368 | 1139.0606 | 12920.4156
2020 | 1175.245 | 1074.983 | 1066.797 | 964.8817 | 997.4501 | 1082.8625 | 1245.2289 | 1216.3654 | 1029.7631 | 1008.5472 | 1010.7956 | 1143.823 | 13016.7425
2021 | 1187.4211 | 1044.858 | 1078.1164 | 977.2288 | 1010.8831 | 1098.4265 | 1266.0123 | 1234.7117 | 1043.4574 | 1020.5102 | 1022.6837 | 1156.8621 | 13141.1714
2022 | 1201.2751 | 1056.9342 | 1091.6496 | 993.0212 | 1028.0762 | 1118.3592 | 1292.6246 | 1258.2063 | 1060.9775 | 1035.8348 | 1037.8954 | 1172.9693 | 13347.8233
2023 | 1213.4691 | 1067.7391 | 1102.9859 | 1005.6313 | 1041.8152 | 1134.2909 | 1313.8758 | 1276.9805 | 1074.9645 | 1048.0573 | 1050.0197 | 1186.1948 | 13516.0241
2024 | 1225.6574 | 1119.4961 | 1114.3036 | 1018.3033 | 1055.6153 | 1150.2876 | 1335.2202 | 1295.8284 | 1089.0114 | 1060.3332 | 1062.2037 | 1199.429 | 13725.6891
2025 | 1237.2943 | 1088.8907 | 1124.8963 | 1029.8792 | 1068.2286 | 1164.9108 | 1354.7272 | 1313.0564 | 1101.8446 | 1071.5462 | 1073.3268 | 1211.6866 | 13840.2878
2026 | 1249.0041 | 1099.3345 | 1135.5833 | 1041.4836 | 1080.8784 | 1179.5815 | 1374.2925 | 1330.3422 | 1114.7171 | 1082.7989 | 1084.4801 | 1224.0308 | 13996.5272
2027 | 1261.1611 | 1110.1409 | 1146.8531 | 1053.8404 | 1094.3492 | 1195.2048 | 1395.1312 | 1348.7525 | 1128.4299 | 1094.7903 | 1096.3627 | 1237.1085 | 14162.1247
2028 | 1274.2584 | 1162.6292 | 1159.372 | 1067.9614 | 1109.7438 | 1213.0652 | 1418.9545 | 1369.8042 | 1144.1091 | 1108.509 | 1109.9535 | 1251.8227 | 14390.1829
NH Gross minus BTM-PV
2019 | 1163.5405 | 1021.581 | 1052.4763 | 950.9606 | 982.1859 | 1066.3986 | 1226.6343 | 1198.9986 | 1015.6489 | 997.7335 | 1002.4109 | 1134.9384 | 12813.5076
2020 | 1170.3508 | 1068.8744 | 1056.1874 | 952.6421 | 984.0341 | 1068.7327 | 1230.2211 | 1202.0694 | 1017.7776 | 999.7731 | 1004.7582 | 1139.1571 | 12894.578
2021 | 1181.8971 | 1038.2094 | 1066.1683 | 963.4649 | 995.8178 | 1082.5845 | 1249.2139 | 1218.7378 | 1030.0857 | 1010.7354 | 1015.9684 | 1151.6808 | 13004.5641
2022 | 1195.1607 | 1049.5942 | 1078.4872 | 977.9048 | 1011.581 | 1101.0713 | 1274.3589 | 1240.9027 | 1046.5407 | 1025.3146 | 1030.693 | 1167.4327 | 13199.0416
2023 | 1206.9822 | 1059.9391 | 1088.9794 | 989.514 | 1024.1934 | 1115.7827 | 1294.2758 | 1258.3678 | 1059.4023 | 1036.6939 | 1042.2226 | 1180.1868 | 13356.5399
2024 | 1218.5855 | 1110.6928 | 1099.0464 | 1000.7561 | 1036.44 | 1130.1595 | 1313.9177 | 1275.612 | 1072.118 | 1048.0044 | 1053.7492 | 1192.9186 | 13552.0001
2025 | 1229.6404 | 1079.695 | 1108.3947 | 1010.9091 | 1047.5077 | 1143.1707 | 1331.7307 | 1291.2443 | 1083.6266 | 1058.2567 | 1064.2181 | 1204.6762 | 13653.0701
2026 | 1240.7712 | 1089.4463 | 1117.8435 | 1021.0979 | 1058.6197 | 1156.2376 | 1349.6106 | 1306.9425 | 1095.1812 | 1068.5536 | 1074.7207 | 1216.5229 | 13795.5477
2027 | 1252.352 | 1099.5637 | 1127.8815 | 1032.0464 | 1070.5605 | 1170.2653 | 1368.7725 | 1323.7733 | 1107.5829 | 1079.5942 | 1085.9557 | 1229.1058 | 13947.4536
2028 | 1264.8761 | 1150.9642 | 1139.1752 | 1044.7665 | 1084.4332 | 1186.5386 | 1390.9279 | 1343.254 | 1121.9579 | 1092.3707 | 1098.9041 | 1243.3282 | 14161.4965
NH Gross minus BTM-PV minus EE
2019 | 1101.8869 | 967.3757 | 996.4226 | 900.1906 | 929.7123 | 1009.4452 | 1161.1796 | 1135.0349 | 961.4715 | 944.6506 | 949.2079 | 1074.8022 | 12131.38
2020 | 1095.7846 | 1000.6696 | 988.502 | 891.4229 | 920.7485 | 1000.0279 | 1151.2146 | 1124.8943 | 952.4419 | 935.7834 | 940.6259 | 1066.5846 | 12068.7001
2021 | 1095.5066 | 962.191 | 987.7302 | 892.3668 | 922.2713 | 1002.6687 | 1157.1055 | 1128.9067 | 954.1692 | 936.4884 | 941.5632 | 1067.5136 | 12048.4812
2022 | 1098.4716 | 964.523 | 990.6217 | 897.9779 | 928.8325 | 1011.0561 | 1170.3173 | 1139.6313 | 961.144 | 941.9416 | 947.1542 | 1073.022 | 12124.6933
2023 | 1100.9608 | 966.6502 | 992.6109 | 901.6515 | 933.1694 | 1016.6791 | 1179.4818 | 1146.7973 | 965.4821 | 945.1246 | 950.4818 | 1076.5483 | 12175.6379
2024 | 1104.7291 | 1006.6982 | 995.5342 | 906.1617 | 938.3796 | 1023.3045 | 1189.8836 | 1155.2372 | 970.9552 | 949.5057 | 955.0767 | 1081.4987 | 12276.9645
2025 | 1108.3593 | 972.9606 | 998.131 | 909.9591 | 942.7986 | 1028.9847 | 1198.9387 | 1162.5369 | 975.6224 | 953.2224 | 959.0093 | 1085.9052 | 12296.4284
2026 | 1113.5055 | 977.431 | 1002.1347 | 914.9773 | 948.4849 | 1036.0456 | 1209.5788 | 1171.389 | 981.5985 | 958.2232 | 964.2189 | 1091.8019 | 12369.3892
2027 | 1120.1669 | 983.2073 | 1007.6773 | 921.591 | 955.8593 | 1044.9932 | 1222.5457 | 1182.4076 | 989.3096 | 964.8467 | 971.0435 | 1099.4417 | 12463.0898
2028 | 1129.1923 | 1027.1667 | 1015.7245 | 931.0493 | 966.2671 | 1057.3707 | 1239.8368 | 1197.3964 | 1000.1325 | 974.336 | 980.7156 | 1110.0334 | 12629.2213
RI Gross | Jan | Feb | Mar | Apr | May | Jun | Jul | Aug | Sep | Oct | Nov | Dec
2019 | 837.037 | 746.5946 | 760.5818 | 687.8038 | 703.7558 | 788.7009 | 942.3986 | 921.3984 | 754.6228 | 717.3903 | 721.4632 | 813.3043 | 9395.0515
2020 | 845.0509 | 778.0698 | 765.8107 | 691.5833 | 707.9003 | 794.0702 | 949.9219 | 928.2872 | 759.2671 | 721.2958 | 725.6592 | 820.7384 | 9487.6546
2021 | 853.1476 | 761.493 | 774.8396 | 701.0614 | 718.2121 | 807.3919 | 968.6089 | 945.3569 | 770.815 | 731.0327 | 736.17 | 828.39 | 9596.519
2022 | 861.2576 | 768.8929 | 785.5054 | 712.9923 | 731.1975 | 824.1735 | 992.1433 | 966.8552 | 785.3471 | 743.2972 | 749.3995 | 836.1444 | 9757.2059
2023 | 869.3604 | 776.3279 | 794.9953 | 723.0902 | 742.2038 | 838.4077 | 1012.0961 | 985.0943 | 797.6654 | 753.6898 | 760.599 | 843.8519 | 9897.3819
2024 | 877.4723 | 807.7846 | 804.5754 | 733.3351 | 753.3666 | 852.8391 | 1032.3305 | 1003.5833 | 810.157 | 764.2298 | 771.9603 | 851.5738 | 10063.2076
2025 | 885.5672 | 791.2012 | 813.642 | 742.8234 | 763.7114 | 866.2165 | 1051.0846 | 1020.7223 | 821.7311 | 773.9948 | 782.482 | 859.2592 | 10172.4356
2026 | 893.6749 | 798.6475 | 822.6708 | 752.2312 | 773.971 | 879.488 | 1069.6849 | 1037.7262 | 833.21 | 783.682 | 792.9158 | 866.953 | 10304.8554
2027 | 901.8131 | 806.1209 | 831.9997 | 762.0527 | 784.6797 | 893.3401 | 1089.0986 | 1055.4733 | 845.1918 | 793.7945 | 803.8084 | 874.6807 | 10442.0537
2028 | 909.9492 | 837.5843 | 841.9514 | 772.8456 | 796.4426 | 908.5578 | 1110.422 | 1074.9695 | 858.3523 | 804.9033 | 815.7777 | 882.4349 | 10614.1907
RI Gross minus BTM-PV
2019 | 833.522 | 742.4858 | 753.8144 | 679.9227 | 695.1062 | 779.2394 | 932.3545 | 911.5752 | 746.7531 | 710.7935 | 716.4849 | 809.3213 | 9311.3731
2020 | 840.3573 | 772.4054 | 756.8256 | 681.1568 | 696.4963 | 781.6412 | 936.7777 | 915.4817 | 749.0419 | 712.7508 | 719.2315 | 815.6131 | 9377.7792
2021 | 847.1453 | 754.6169 | 763.6967 | 688.3823 | 704.6109 | 792.8784 | 953.6041 | 931.0794 | 759.6483 | 721.8812 | 729.4321 | 823.1374 | 9470.1129
2022 | 855.3702 | 762.1155 | 774.4789 | 700.3735 | 717.5828 | 809.5527 | 976.9223 | 952.2654 | 773.8614 | 733.8256 | 742.377 | 830.6289 | 9629.3541
2023 | 863.086 | 769.062 | 783.1174 | 709.4033 | 727.3361 | 822.3225 | 995.2171 | 968.7807 | 784.7288 | 742.9482 | 752.5748 | 837.4995 | 9756.0763
2024 | 870.1336 | 798.9956 | 790.7192 | 717.395 | 736.0794 | 834.1693 | 1012.7763 | 984.721 | 795.2248 | 751.851 | 762.7293 | 844.2792 | 9899.0739
2025 | 877.1699 | 781.5015 | 797.8174 | 724.6413 | 744.0169 | 844.9752 | 1028.8687 | 999.3242 | 804.8134 | 759.987 | 772.0502 | 851.0273 | 9986.1929
2026 | 884.2242 | 787.74 | 804.8877 | 731.8186 | 751.8815 | 855.6883 | 1044.8208 | 1013.8051 | 814.3169 | 768.0536 | 781.2892 | 857.7886 | 10096.3145
2027 | 891.3144 | 794.0118 | 812.2682 | 739.4209 | 760.2073 | 866.9949 | 1061.5998 | 1029.0421 | 824.3333 | 776.5537 | 790.9933 | 864.5884 | 10211.328
2028 | 898.4077 | 823.8046 | 820.2816 | 748.0062 | 769.5997 | 879.6805 | 1080.3023 | 1046.0413 | 835.5387 | 786.0628 | 801.7822 | 871.4202 | 10360.9281
RI Gross minus BTM-PV minus EE
2019 | 703.0163 | 626.0814 | 635.2291 | 572.6845 | 585.3809 | 656.27 | 785.4215 | 767.9164 | 629.0969 | 598.9424 | 603.9987 | 682.5159 | 7846.554
2020 | 687.0506 | 631.2502 | 617.8945 | 555.6918 | 568.0712 | 637.5833 | 764.4457 | 747.0745 | 611.2979 | 581.8954 | 587.5846 | 666.7171 | 7656.5567
2021 | 673.1578 | 599.321 | 605.679 | 545.4107 | 558.1416 | 628.2221 | 756.0698 | 738.2871 | 602.4514 | 572.7973 | 579.3005 | 654.1989 | 7513.0373
2022 | 662.7293 | 590.1342 | 598.7818 | 540.8957 | 554.0329 | 625.2065 | 755.0057 | 736.005 | 598.1997 | 567.5693 | 574.7559 | 643.6051 | 7446.9212
2023 | 653.5116 | 581.9148 | 591.4701 | 535.0899 | 548.415 | 620.2098 | 751.2338 | 731.3066 | 592.4378 | 561.2583 | 569.2193 | 634.0744 | 7370.1414
2024 | 646.3765 | 593.0089 | 585.5509 | 530.3931 | 543.9694 | 616.6937 | 749.53 | 728.8053 | 588.6332 | 556.9709 | 565.8779 | 627.1262 | 7332.9359
2025 | 640.134 | 569.7241 | 580.0334 | 525.8131 | 539.5977 | 613.1189 | 747.5295 | 726.112 | 584.8643 | 552.8153 | 562.6067 | 621.0332 | 7263.3822
2026 | 636.4863 | 566.3449 | 576.833 | 523.2906 | 537.3269 | 611.8831 | 748.2906 | 726.1343 | 583.3406 | 550.8071 | 561.483 | 617.4583 | 7239.6786
2027 | 634.9032 | 564.8087 | 575.707 | 522.7476 | 537.1005 | 612.9929 | 751.9381 | 728.941 | 584.0212 | 550.8553 | 562.4476 | 615.8918 | 7242.3548
2028 | 635.9346 | 582.205 | 577.4223 | 525.0803 | 539.8674 | 617.6087 | 760.0032 | 735.9684 | 587.9486 | 553.89 | 566.4726 | 616.8835 | 7299.2845
VT Gross | Jan | Feb | Mar | Apr | May | Jun | Jul | Aug | Sep | Oct | Nov | Dec
2019 | 654.0963 | 572.3473 | 593.4857 | 519.7792 | 525.9559 | 547.4734 | 603.9776 | 596.142 | 527.2485 | 539.1515 | 541.0265 | 631.4911 | 6852.175
2020 | 656.012 | 592.7503 | 595.4416 | 520.6733 | 527.0776 | 548.7886 | 605.7959 | 597.6465 | 528.246 | 540.0016 | 541.7405 | 633.1554 | 6887.3293
2021 | 660.2658 | 577.4548 | 598.5309 | 524.1924 | 531.4268 | 553.8824 | 612.8723 | 603.4953 | 532.1857 | 543.4409 | 544.6816 | 636.7709 | 6919.1998
2022 | 665.0757 | 580.9116 | 601.7581 | 528.4923 | 536.7401 | 560.1084 | 621.5139 | 610.6408 | 536.9925 | 547.6446 | 548.2751 | 640.8586 | 6979.0118
2023 | 669.1755 | 583.9726 | 604.6668 | 531.9512 | 541.0282 | 565.1373 | 628.4893 | 616.4118 | 540.8651 | 551.0256 | 551.1535 | 644.3594 | 7028.2362
2024 | 673.3127 | 605.5748 | 607.5953 | 535.4626 | 545.3781 | 570.2357 | 635.564 | 622.2621 | 544.7953 | 554.4593 | 554.0799 | 647.894 | 7096.6139
2025 | 677.0463 | 589.8782 | 610.2958 | 538.5568 | 549.2137 | 574.7318 | 641.7998 | 627.4192 | 548.2553 | 557.4792 | 556.6514 | 651.0873 | 7122.4147
2026 | 680.7091 | 592.6547 | 612.9516 | 541.5694 | 552.951 | 579.1151 | 647.8763 | 632.4469 | 551.6255 | 560.4223 | 559.1537 | 654.2198 | 7165.6954
2027 | 684.4338 | 595.4536 | 615.6119 | 544.6688 | 556.7942 | 583.6221 | 654.1239 | 637.6159 | 555.0914 | 563.4495 | 561.7285 | 657.3987 | 7209.9923
2028 | 688.5966 | 617.0223 | 618.4983 | 548.2391 | 561.2246 | 588.8213 | 661.3328 | 643.5826 | 559.0926 | 566.9497 | 564.7027 | 660.948 | 7279.0108
VT Gross minus BTM-PV
2019 | 639.9965 | 555.2418 | 560.5497 | 478.6594 | 477.9574 | 498.6477 | 551.8869 | 547.6152 | 484.8157 | 511.4881 | 523.3008 | 620.1705 | 6450.3299
2020 | 640.5175 | 573.322 | 559.3849 | 475.7668 | 474.7857 | 495.7363 | 549.3574 | 545.2265 | 482.53 | 510.2732 | 522.7436 | 621.0581 | 6450.7019
2021 | 643.8018 | 557.5347 | 560.2595 | 476.5613 | 476.0014 | 497.6949 | 553.1488 | 548.0733 | 483.8897 | 512.0579 | 524.6439 | 624.0222 | 6457.6895
2022 | 647.7551 | 559.9675 | 561.5386 | 478.4718 | 478.575 | 501.1889 | 558.939 | 552.624 | 486.4749 | 514.842 | 527.3485 | 627.556 | 6495.2814
2023 | 651.1339 | 562.1466 | 562.7376 | 479.7756 | 480.3235 | 503.608 | 563.0997 | 555.7434 | 488.006 | 516.6822 | 529.2296 | 630.4133 | 6522.8994
2024 | 654.3729 | 581.8472 | 563.5908 | 480.714 | 481.6909 | 505.6958 | 566.9893 | 558.6526 | 489.3844 | 518.4644 | 531.1066 | 633.2836 | 6565.7927
2025 | 657.2131 | 565.8914 | 564.226 | 481.2477 | 482.5584 | 507.196 | 570.0556 | 560.883 | 490.3052 | 519.8409 | 532.6337 | 635.8158 | 6567.8667
2026 | 659.9868 | 567.5957 | 564.8273 | 481.7131 | 483.3431 | 508.5989 | 572.9788 | 562.999 | 491.1493 | 521.149 | 534.0971 | 638.2906 | 6586.7287
2027 | 662.827 | 569.328 | 565.4436 | 482.2785 | 484.249 | 510.1408 | 576.0896 | 565.2715 | 492.1021 | 522.5497 | 535.6382 | 640.8153 | 6606.7331
2028 | 666.11 | 588.8646 | 566.2973 | 483.3287 | 485.7581 | 512.3913 | 580.179 | 568.3576 | 493.6041 | 524.4403 | 537.5879 | 643.7148 | 6650.6337
VT Gross minus BTM-PV minus EE
2019 | 558.1882 | 483.6579 | 486.322 | 413.6503 | 412.1757 | 430.1748 | 476.347 | 473.0553 | 418.8723 | 444.0561 | 455.6342 | 541.1895 | 5593.3234
2020 | 544.8518 | 486.8817 | 472.5521 | 399.8374 | 397.9224 | 415.7069 | 461.0146 | 458.0721 | 405.4963 | 431.5252 | 443.742 | 528.7256 | 5446.3281
2021 | 534.7767 | 462.1837 | 461.4282 | 390.0051 | 388.2506 | 406.2362 | 451.9495 | 448.4224 | 396.0136 | 422.3233 | 434.7045 | 518.8766 | 5315.1703
2022 | 526.8138 | 454.3312 | 452.1113 | 382.3677 | 380.9711 | 399.3355 | 445.9193 | 441.5816 | 388.825 | 415.2551 | 427.6469 | 511.0185 | 5226.1771
2023 | 519.4421 | 447.2224 | 443.7409 | 375.0891 | 373.8507 | 392.3906 | 439.4148 | 434.4353 | 381.5653 | 408.2419 | 420.7642 | 503.6052 | 5139.7625
2024 | 513.549 | 455.1908 | 436.5118 | 368.7216 | 367.6246 | 386.4306 | 434.0606 | 428.5061 | 375.4401 | 402.4988 | 415.2204 | 497.7761 | 5081.5306
2025 | 507.5286 | 435.4785 | 429.2991 | 362.1812 | 361.1358 | 380.1317 | 428.1636 | 422.1703 | 369.0944 | 396.5909 | 409.5667 | 491.8705 | 4993.2114
2026 | 503.0592 | 430.9678 | 423.5202 | 356.8622 | 355.8683 | 375.0923 | 423.6204 | 417.1976 | 363.9801 | 391.9518 | 405.1923 | 487.4698 | 4934.7822
2027 | 499.8966 | 427.5794 | 418.8963 | 352.6194 | 351.7033 | 371.2088 | 420.3745 | 413.4862 | 359.9618 | 388.4198 | 401.918 | 484.3206 | 4890.3848
2028 | 498.5692 | 438.7384 | 415.812 | 349.938 | 349.2079 | 369.1267 | 419.2717 | 411.7691 | 357.5726 | 386.4972 | 400.1915 | 482.9012 | 4879.5955

## 7 Distbn
CELT/Gross Seasonal Peak Load Forecast Distribution with Probabilities of Being Exceeded (1)
| Peak Loads at milder than expected weather |  |  |  | Reference Forecast | Peak Loads at more extreme than expected weather
ISO-NE | 0.1 | 0.2 | 0.3 | 0.4 | 0.5 | 0.6 | 0.7 | 0.8 | 0.9
SUMMER
2019 | 27538 | 27901 | 28269 | 28562 | 28943 | 29445 | 29741 | 30123 | 30832
2020 | 27705 | 28079 | 28452 | 28743 | 29130 | 29646 | 29948 | 30331 | 31050
2021 | 27895 | 28281 | 28659 | 28948 | 29341 | 29871 | 30182 | 30562 | 31291
2022 | 28096 | 28493 | 28865 | 29163 | 29561 | 30107 | 30430 | 30804 | 31543
2023 | 28289 | 28697 | 29062 | 29370 | 29774 | 30333 | 30669 | 31037 | 31786
2024 | 28482 | 28901 | 29259 | 29578 | 29987 | 30561 | 30909 | 31271 | 32030
2025 | 28672 | 29103 | 29453 | 29782 | 30196 | 30785 | 31146 | 31502 | 32271
2026 | 28862 | 29304 | 29647 | 29986 | 30406 | 31009 | 31379 | 31732 | 32512
2027 | 29052 | 29506 | 29842 | 30191 | 30616 | 31234 | 31607 | 31964 | 32753
2028 | 29248 | 29712 | 30041 | 30401 | 30831 | 31464 | 31839 | 32200 | 32999
WINTER
19/20 | 22826 | 22935 | 23010 | 23100 | 23144 | 23241 | 23432 | 23597 | 23841
20/21 | 22958 | 23066 | 23139 | 23236 | 23278 | 23375 | 23570 | 23738 | 23983
21/22 | 23103 | 23210 | 23284 | 23385 | 23420 | 23524 | 23721 | 23891 | 24138
22/23 | 23238 | 23342 | 23420 | 23523 | 23558 | 23661 | 23862 | 24035 | 24283
23/24 | 23373 | 23476 | 23558 | 23659 | 23698 | 23800 | 24003 | 24178 | 24428
24/25 | 23504 | 23606 | 23691 | 23791 | 23831 | 23934 | 24141 | 24319 | 24568
25/26 | 23635 | 23733 | 23824 | 23923 | 23964 | 24068 | 24278 | 24458 | 24707
26/27 | 23768 | 23862 | 23958 | 24056 | 24098 | 24204 | 24417 | 24599 | 24847
27/28 | 23905 | 23997 | 24098 | 24195 | 24237 | 24345 | 24560 | 24745 | 24993
28/29 | 24042 | 24131 | 24237 | 24332 | 24376 | 24485 | 24704 | 24891 | 25138
CT | 0.1 | 0.2 | 0.3 | 0.4 | 0.5 | 0.6 | 0.7 | 0.8 | 0.9
SUMMER
2019 | 6908 | 6972 | 7109 | 7190 | 7305 | 7353 | 7421 | 7551 | 7719
2020 | 6917 | 6985 | 7122 | 7204 | 7318 | 7369 | 7434 | 7566 | 7734
2021 | 6928 | 7002 | 7137 | 7220 | 7335 | 7387 | 7453 | 7584 | 7751
2022 | 6940 | 7018 | 7149 | 7234 | 7352 | 7405 | 7474 | 7602 | 7769
2023 | 6952 | 7034 | 7160 | 7249 | 7367 | 7421 | 7494 | 7620 | 7786
2024 | 6966 | 7050 | 7172 | 7263 | 7382 | 7438 | 7516 | 7638 | 7802
2025 | 6980 | 7066 | 7184 | 7278 | 7396 | 7455 | 7536 | 7655 | 7818
2026 | 6994 | 7081 | 7196 | 7292 | 7409 | 7472 | 7554 | 7672 | 7834
2027 | 7008 | 7097 | 7208 | 7306 | 7423 | 7488 | 7569 | 7688 | 7850
2028 | 7023 | 7113 | 7219 | 7321 | 7438 | 7505 | 7586 | 7704 | 7866
WINTER
19/20 | 5545 | 5575 | 5595 | 5628 | 5647 | 5677 | 5712 | 5752 | 5805
20/21 | 5553 | 5583 | 5602 | 5636 | 5655 | 5685 | 5720 | 5760 | 5814
21/22 | 5562 | 5590 | 5611 | 5644 | 5661 | 5693 | 5728 | 5769 | 5823
22/23 | 5569 | 5597 | 5619 | 5652 | 5669 | 5701 | 5735 | 5777 | 5831
23/24 | 5577 | 5604 | 5627 | 5659 | 5678 | 5709 | 5743 | 5785 | 5840
24/25 | 5585 | 5610 | 5635 | 5666 | 5685 | 5716 | 5751 | 5793 | 5848
25/26 | 5593 | 5617 | 5643 | 5674 | 5692 | 5723 | 5759 | 5801 | 5856
26/27 | 5600 | 5624 | 5651 | 5681 | 5699 | 5731 | 5766 | 5809 | 5864
27/28 | 5608 | 5631 | 5659 | 5689 | 5707 | 5739 | 5774 | 5818 | 5871
28/29 | 5616 | 5639 | 5667 | 5696 | 5714 | 5747 | 5782 | 5827 | 5879
ME | 0.1 | 0.2 | 0.3 | 0.4 | 0.5 | 0.6 | 0.7 | 0.8 | 0.9
SUMMER
2019 | 2050 | 2063 | 2084 | 2088 | 2116 | 2154 | 2175 | 2207 | 2217
2020 | 2063 | 2077 | 2097 | 2101 | 2130 | 2169 | 2191 | 2223 | 2235
2021 | 2084 | 2099 | 2118 | 2124 | 2154 | 2193 | 2216 | 2248 | 2260
2022 | 2107 | 2125 | 2144 | 2149 | 2180 | 2220 | 2244 | 2275 | 2288
2023 | 2129 | 2147 | 2166 | 2171 | 2204 | 2244 | 2268 | 2299 | 2313
2024 | 2152 | 2170 | 2188 | 2192 | 2227 | 2268 | 2294 | 2324 | 2339
2025 | 2173 | 2192 | 2209 | 2212 | 2249 | 2291 | 2319 | 2347 | 2363
2026 | 2194 | 2213 | 2230 | 2233 | 2271 | 2314 | 2343 | 2372 | 2387
2027 | 2215 | 2235 | 2252 | 2254 | 2294 | 2337 | 2366 | 2398 | 2412
2028 | 2238 | 2258 | 2273 | 2277 | 2318 | 2361 | 2391 | 2424 | 2437
WINTER
19/20 | 2045 | 2053 | 2055 | 2061 | 2067 | 2078 | 2088 | 2093 | 2105
20/21 | 2069 | 2076 | 2079 | 2085 | 2090 | 2102 | 2112 | 2117 | 2130
21/22 | 2096 | 2102 | 2106 | 2112 | 2117 | 2129 | 2139 | 2145 | 2158
22/23 | 2120 | 2126 | 2130 | 2136 | 2141 | 2153 | 2163 | 2169 | 2182
23/24 | 2144 | 2149 | 2154 | 2160 | 2165 | 2177 | 2187 | 2194 | 2207
24/25 | 2167 | 2172 | 2176 | 2183 | 2188 | 2200 | 2210 | 2217 | 2230
25/26 | 2189 | 2193 | 2198 | 2205 | 2210 | 2223 | 2232 | 2240 | 2253
26/27 | 2212 | 2216 | 2221 | 2228 | 2232 | 2246 | 2255 | 2263 | 2276
27/28 | 2236 | 2240 | 2245 | 2252 | 2256 | 2270 | 2280 | 2288 | 2301
28/29 | 2259 | 2263 | 2269 | 2276 | 2280 | 2295 | 2304 | 2312 | 2325
MA | 0.1 | 0.2 | 0.3 | 0.4 | 0.5 | 0.6 | 0.7 | 0.8 | 0.9
SUMMER
2019 | 13194 | 13407 | 13550 | 13710 | 13864 | 14188 | 14342 | 14445 | 14888
2020 | 13303 | 13519 | 13666 | 13822 | 13982 | 14315 | 14473 | 14573 | 15026
2021 | 13420 | 13637 | 13791 | 13941 | 14107 | 14450 | 14613 | 14710 | 15173
2022 | 13540 | 13760 | 13912 | 14068 | 14235 | 14588 | 14759 | 14850 | 15325
2023 | 13655 | 13879 | 14031 | 14193 | 14361 | 14725 | 14901 | 14987 | 15473
2024 | 13768 | 13999 | 14150 | 14318 | 14489 | 14862 | 15041 | 15125 | 15622
2025 | 13880 | 14117 | 14269 | 14443 | 14617 | 14997 | 15181 | 15262 | 15768
2026 | 13991 | 14236 | 14388 | 14568 | 14744 | 15133 | 15322 | 15399 | 15915
2027 | 14102 | 14356 | 14507 | 14692 | 14872 | 15270 | 15462 | 15536 | 16061
2028 | 14215 | 14477 | 14626 | 14818 | 14998 | 15408 | 15604 | 15675 | 16209
WINTER
19/20 | 10648 | 10702 | 10742 | 10776 | 10787 | 10829 | 10942 | 11032 | 11142
20/21 | 10726 | 10781 | 10817 | 10857 | 10866 | 10908 | 11025 | 11118 | 11229
21/22 | 10814 | 10868 | 10904 | 10946 | 10953 | 10997 | 11118 | 11213 | 11325
22/23 | 10895 | 10949 | 10985 | 11029 | 11036 | 11080 | 11204 | 11300 | 11414
23/24 | 10976 | 11030 | 11068 | 11113 | 11120 | 11164 | 11290 | 11387 | 11504
24/25 | 11055 | 11108 | 11148 | 11193 | 11200 | 11245 | 11374 | 11471 | 11590
25/26 | 11133 | 11185 | 11228 | 11271 | 11281 | 11326 | 11457 | 11555 | 11676
26/27 | 11213 | 11263 | 11310 | 11352 | 11363 | 11407 | 11541 | 11641 | 11761
27/28 | 11297 | 11344 | 11395 | 11437 | 11449 | 11493 | 11629 | 11729 | 11849
28/29 | 11380 | 11425 | 11479 | 11521 | 11533 | 11578 | 11716 | 11817 | 11938
NH | 0.1 | 0.2 | 0.3 | 0.4 | 0.5 | 0.6 | 0.7 | 0.8 | 0.9
SUMMER
2019 | 2325 | 2360 | 2392 | 2411 | 2445 | 2477 | 2503 | 2537 | 2568
2020 | 2336 | 2372 | 2404 | 2423 | 2457 | 2491 | 2516 | 2551 | 2583
2021 | 2349 | 2388 | 2418 | 2439 | 2473 | 2507 | 2533 | 2569 | 2600
2022 | 2364 | 2404 | 2433 | 2455 | 2489 | 2525 | 2551 | 2587 | 2617
2023 | 2379 | 2420 | 2447 | 2470 | 2505 | 2542 | 2568 | 2605 | 2633
2024 | 2394 | 2435 | 2462 | 2486 | 2522 | 2560 | 2585 | 2623 | 2649
2025 | 2408 | 2450 | 2476 | 2501 | 2538 | 2577 | 2603 | 2640 | 2666
2026 | 2423 | 2465 | 2491 | 2516 | 2554 | 2594 | 2619 | 2658 | 2684
2027 | 2438 | 2480 | 2505 | 2531 | 2570 | 2611 | 2634 | 2675 | 2701
2028 | 2453 | 2496 | 2521 | 2547 | 2587 | 2628 | 2650 | 2693 | 2720
WINTER
19/20 | 1998 | 2006 | 2011 | 2021 | 2025 | 2031 | 2047 | 2060 | 2093
20/21 | 2003 | 2011 | 2016 | 2026 | 2030 | 2036 | 2052 | 2066 | 2099
21/22 | 2008 | 2016 | 2021 | 2032 | 2035 | 2042 | 2058 | 2072 | 2105
22/23 | 2013 | 2021 | 2026 | 2037 | 2041 | 2047 | 2063 | 2078 | 2111
23/24 | 2018 | 2026 | 2031 | 2042 | 2046 | 2053 | 2068 | 2083 | 2117
24/25 | 2023 | 2031 | 2037 | 2046 | 2052 | 2058 | 2073 | 2089 | 2123
25/26 | 2028 | 2037 | 2042 | 2052 | 2057 | 2064 | 2079 | 2095 | 2129
26/27 | 2033 | 2042 | 2047 | 2057 | 2062 | 2070 | 2084 | 2101 | 2134
27/28 | 2039 | 2047 | 2052 | 2062 | 2067 | 2075 | 2090 | 2107 | 2140
28/29 | 2044 | 2052 | 2058 | 2067 | 2073 | 2080 | 2096 | 2113 | 2146
RI | 0.1 | 0.2 | 0.3 | 0.4 | 0.5 | 0.6 | 0.7 | 0.8 | 0.9
SUMMER
2019 | 2007 | 2033 | 2059 | 2079 | 2118 | 2167 | 2190 | 2267 | 2313
2020 | 2029 | 2056 | 2084 | 2104 | 2142 | 2191 | 2216 | 2295 | 2340
2021 | 2052 | 2080 | 2110 | 2130 | 2167 | 2217 | 2243 | 2324 | 2368
2022 | 2076 | 2104 | 2135 | 2157 | 2193 | 2243 | 2272 | 2354 | 2398
2023 | 2100 | 2129 | 2160 | 2182 | 2218 | 2270 | 2300 | 2383 | 2429
2024 | 2124 | 2154 | 2184 | 2206 | 2242 | 2295 | 2329 | 2412 | 2460
2025 | 2146 | 2178 | 2206 | 2230 | 2267 | 2321 | 2357 | 2441 | 2491
2026 | 2170 | 2203 | 2229 | 2254 | 2292 | 2347 | 2384 | 2471 | 2522
2027 | 2194 | 2227 | 2252 | 2278 | 2316 | 2372 | 2412 | 2501 | 2552
2028 | 2218 | 2252 | 2277 | 2302 | 2342 | 2398 | 2440 | 2531 | 2583
WINTER
19/20 | 1481 | 1489 | 1494 | 1499 | 1500 | 1505 | 1515 | 1523 | 1540
20/21 | 1491 | 1499 | 1505 | 1509 | 1511 | 1516 | 1526 | 1535 | 1552
21/22 | 1502 | 1509 | 1515 | 1520 | 1521 | 1526 | 1537 | 1546 | 1563
22/23 | 1512 | 1519 | 1526 | 1530 | 1532 | 1537 | 1548 | 1557 | 1575
23/24 | 1522 | 1529 | 1536 | 1541 | 1543 | 1547 | 1559 | 1568 | 1586
24/25 | 1533 | 1539 | 1547 | 1551 | 1553 | 1558 | 1570 | 1579 | 1598
25/26 | 1544 | 1550 | 1557 | 1562 | 1564 | 1569 | 1581 | 1590 | 1609
26/27 | 1554 | 1560 | 1568 | 1573 | 1574 | 1579 | 1592 | 1601 | 1621
27/28 | 1564 | 1570 | 1578 | 1583 | 1585 | 1590 | 1603 | 1612 | 1632
28/29 | 1575 | 1581 | 1588 | 1593 | 1595 | 1601 | 1614 | 1623 | 1643
VT | 0.1 | 0.2 | 0.3 | 0.4 | 0.5 | 0.6 | 0.7 | 0.8 | 0.9
SUMMER
2019 | 1054 | 1065 | 1075 | 1084 | 1095 | 1106 | 1111 | 1116 | 1128
2020 | 1058 | 1070 | 1079 | 1088 | 1100 | 1111 | 1117 | 1122 | 1132
2021 | 1063 | 1076 | 1085 | 1094 | 1106 | 1118 | 1124 | 1129 | 1139
2022 | 1069 | 1082 | 1092 | 1100 | 1112 | 1125 | 1131 | 1136 | 1145
2023 | 1074 | 1088 | 1097 | 1106 | 1118 | 1131 | 1138 | 1143 | 1152
2024 | 1079 | 1094 | 1103 | 1112 | 1124 | 1138 | 1144 | 1150 | 1158
2025 | 1084 | 1099 | 1108 | 1118 | 1130 | 1144 | 1151 | 1156 | 1164
2026 | 1090 | 1105 | 1114 | 1124 | 1136 | 1150 | 1157 | 1162 | 1170
2027 | 1095 | 1110 | 1119 | 1129 | 1142 | 1156 | 1163 | 1167 | 1177
2028 | 1101 | 1116 | 1125 | 1135 | 1148 | 1163 | 1169 | 1174 | 1184
WINTER
19/20 | 1108 | 1111 | 1113 | 1117 | 1118 | 1122 | 1127 | 1137 | 1155
20/21 | 1115 | 1118 | 1120 | 1124 | 1125 | 1129 | 1135 | 1141 | 1160
21/22 | 1122 | 1125 | 1127 | 1131 | 1132 | 1136 | 1142 | 1147 | 1165
22/23 | 1128 | 1131 | 1134 | 1138 | 1139 | 1143 | 1149 | 1154 | 1169
23/24 | 1135 | 1138 | 1142 | 1145 | 1146 | 1150 | 1156 | 1162 | 1174
24/25 | 1142 | 1145 | 1149 | 1151 | 1153 | 1157 | 1163 | 1169 | 1179
25/26 | 1148 | 1151 | 1156 | 1158 | 1160 | 1164 | 1170 | 1177 | 1184
26/27 | 1155 | 1158 | 1162 | 1165 | 1166 | 1171 | 1177 | 1184 | 1192
27/28 | 1162 | 1165 | 1169 | 1172 | 1173 | 1178 | 1184 | 1191 | 1199
28/29 | 1169 | 1171 | 1176 | 1178 | 1180 | 1185 | 1191 | 1199 | 1207

## 8 Economic
New England and States Long-Run Energy Model Economic/Demographic Variables 1991-2029
Column Headings
NEL | Actual Net Energy for Load (GWh)
EE | Passive Demand Resources (GWh)
ActiveDR | Price Responsive Demand Resources (GWh), including reductions due to OP-4 actions.
PV | Behind-the-Meter Solar PV (GWh)
RELPR | Real Price of Electricity (2018 cents/kwh)
POP | Population: Total, (Ths., #)
RPI | Real Income: Total Personal (Mil 2009$)
RGSP | Real Total Gross State Product, (Mil. 2009$)
CDD | Cooling Degree Days (base 65F) Actual 1991-2018, Normal 2019-2029
HDD | Heating Degree Days (base 65F) Actual 1991-2018, Normal 2019-2029
ISO-NE
Year | NEL | EE | PV | ActiveDR | HDD | CDD | RPI | RGSP | RELPR | Pop
1991 | 108682 | 0 | 0 | 1 | 5763 | 280 | 438963 | 520394 | 15.22 | 13250
1992 | 108826 | 0 | 0 | 0 | 6659 | 154 | 452525 | 531728 | 15.32 | 13279
1993 | 110532 | 0 | 0 | 0 | 6468 | 283 | 458052 | 536682 | 15.39 | 13342
1994 | 112278 | 0 | 0 | 2 | 6404 | 374 | 467630 | 552129 | 15.2 | 13406
1995 | 112845 | 0 | 0 | 5 | 6320 | 312 | 483569 | 572089 | 15.15 | 13483
1996 | 114653 | 0 | 0 | 2 | 6455 | 245 | 500130 | 593638 | 14.85 | 13566
1997 | 115579 | 0 | 0 | 9 | 6430 | 211 | 522932 | 624048 | 14.84 | 13653
1998 | 116888 | 0 | 0 | 9 | 5482 | 311 | 556392 | 648901 | 14.09 | 13747
1999 | 121938 | 0 | 0 | 41 | 5774 | 360 | 582475 | 676697 | 13.4 | 13852
2000 | 125394 | 0 | 0 | 3 | 6397 | 218 | 626709 | 725057 | 13.21 | 13961
2001 | 126486 | 0 | 0 | 13 | 5893 | 324 | 644568 | 735899 | 14.44 | 14052
2002 | 128029 | 0 | 0 | 1 | 5959 | 355 | 639686 | 742050 | 13.16 | 14131
2003 | 130778 | 0 | 0 | 7 | 6650 | 355 | 642246 | 758052 | 13.41 | 14186
2004 | 132517 | 0 | 0 | 18 | 6352 | 252 | 660659 | 785224 | 13.32 | 14208
2005 | 136355 | 0 | 0 | 70 | 6353 | 417 | 670319 | 798318 | 14.6 | 14221
2006 | 132087 | 16 | 0 | 27 | 5553 | 336 | 701867 | 813236 | 17.26 | 14248
2007 | 134466 | 986 | 0 | 34 | 6175 | 288 | 722382 | 830475 | 17.5 | 14287
2008 | 131754 | 2379 | 0 | 49 | 6048 | 281 | 730872 | 825194 | 18.08 | 14348
2009 | 126838 | 3764 | 0 | 12 | 6291 | 225 | 722453 | 805107 | 17.63 | 14412
2010 | 130773 | 5168 | 0 | 15 | 5653 | 406 | 741835 | 821439 | 16.5 | 14476
2011 | 129163 | 6737 | 0 | 12 | 5825 | 357 | 754203 | 826446 | 15.67 | 14536
2012 | 128081 | 7924 | 222 | 27 | 5304 | 353 | 766461 | 834022 | 14.88 | 14592
2013 | 129377 | 9439 | 361 | 46 | 6155 | 401 | 755272 | 830139 | 15.16 | 14650
2014 | 127176 | 10932 | 571 | 35 | 6318 | 240 | 779151 | 838747 | 15.95 | 14700
2015 | 126945 | 12961 | 934 | 33 | 6100 | 337 | 814649 | 861251 | 16.95 | 14730
2016 | 124426 | 14379 | 1426 | 21 | 5705 | 351 | 826387 | 869085 | 16.4 | 14764
2017 | 121216 | 16655 | 1776 | 14 | 5838 | 309 | 844767 | 883375 | 16.45 | 14814
2018 | 123280 | 18531 | 2107 | 27 | 6060 | 499 | 862421 | 911339 | 16.45 | 14854
2019 | 0 | 0 | 0 | 0 | 6059 | 313 | 876881 | 937705 | 16.45 | 14888
2020 | 0 | 0 | 0 | 0 | 6059 | 313 | 885517 | 944095 | 16.45 | 14918
2021 | 0 | 0 | 0 | 0 | 6059 | 313 | 895656 | 964225 | 16.45 | 14951
2022 | 0 | 0 | 0 | 0 | 6059 | 313 | 913605 | 990093 | 16.45 | 14992
2023 | 0 | 0 | 0 | 0 | 6059 | 313 | 930053 | 1011192 | 16.45 | 15035
2024 | 0 | 0 | 0 | 0 | 6059 | 313 | 946423 | 1032693 | 16.45 | 15077
2025 | 0 | 0 | 0 | 0 | 6059 | 313 | 963990 | 1052416 | 16.45 | 15119
2026 | 0 | 0 | 0 | 0 | 6059 | 313 | 982315 | 1071813 | 16.45 | 15159
2027 | 0 | 0 | 0 | 0 | 6059 | 313 | 1001628 | 1092021 | 16.45 | 15196
2028 | 0 | 0 | 0 | 0 | 6059 | 313 | 1023157 | 1114631 | 16.45 | 15231
2029 | 0 | 0 | 0 | 0 | 6059 | 313 | 1045834 | 1136950 | 16.45 | 15264
Connecticut
Year | NEL | EE | PV | ActiveDR | HDD | CDD | RPI | RGSP | RELPR | Pop
1991 | 28690 | 0 | 0 | 0 | 5357 | 422 | 125893 | 156433 | 15.53 | 3302
1992 | 28575 | 0 | 0 | 0 | 6235 | 280 | 131944 | 159434 | 15.82 | 3302
1993 | 29529 | 0 | 0 | 0 | 6089 | 377 | 133180 | 158573 | 15.77 | 3310
1994 | 30332 | 0 | 0 | 0 | 6048 | 470 | 133876 | 161236 | 15.33 | 3317
1995 | 30805 | 0 | 0 | 1 | 5909 | 408 | 138163 | 170123 | 15.49 | 3326
1996 | 31095 | 0 | 0 | 1 | 6134 | 332 | 141863 | 173631 | 15.18 | 3338
1997 | 31180 | 0 | 0 | 2 | 6037 | 285 | 148713 | 183342 | 14.94 | 3351
1998 | 31352 | 0 | 0 | 3 | 5142 | 398 | 158702 | 189859 | 14.52 | 3368
1999 | 31767 | 0 | 0 | 11 | 5500 | 426 | 165373 | 195476 | 13.83 | 3390
2000 | 32009 | 0 | 0 | 1 | 6131 | 305 | 176806 | 209329 | 12.9 | 3414
2001 | 32580 | 0 | 0 | 4 | 5603 | 405 | 183292 | 212395 | 12.79 | 3436
2002 | 33192 | 0 | 0 | 0 | 5606 | 447 | 180811 | 211789 | 12.74 | 3462
2003 | 33647 | 0 | 0 | 4 | 6300 | 417 | 179922 | 214003 | 13.07 | 3486
2004 | 34159 | 0 | 0 | 4 | 6003 | 353 | 185493 | 227364 | 12.88 | 3498
2005 | 35202 | 0 | 0 | 14 | 6014 | 542 | 190457 | 231573 | 14.73 | 3509
2006 | 33655 | 14 | 0 | 7 | 5228 | 435 | 201096 | 237280 | 17.64 | 3518
2007 | 33981 | 417 | 0 | 5 | 5778 | 399 | 210972 | 247248 | 19.09 | 3530
2008 | 32964 | 910 | 0 | 9 | 5722 | 376 | 216835 | 243856 | 20.04 | 3548
2009 | 31443 | 1300 | 0 | 2 | 5956 | 301 | 213687 | 233562 | 20.36 | 3564
2010 | 32296 | 1668 | 0 | 3 | 5329 | 494 | 218882 | 232357 | 19.26 | 3582
2011 | 31755 | 2169 | 0 | 2 | 5556 | 428 | 219635 | 228454 | 17.69 | 3593
2012 | 31364 | 2491 | 45 | 2 | 4946 | 441 | 219891 | 228212 | 16.51 | 3598
2013 | 31589 | 2736 | 55 | 4 | 5830 | 497 | 212846 | 224931 | 16.41 | 3602
2014 | 30968 | 2941 | 118 | 1 | 5957 | 316 | 219394 | 223296 | 17.6 | 3599
2015 | 31069 | 2994 | 200 | 2 | 5741 | 432 | 224464 | 225679 | 18.29 | 3593
2016 | 30415 | 2959 | 336 | 1 | 5398 | 469 | 225244 | 225110 | 17.53 | 3588
2017 | 29311 | 3285 | 425 | 1 | 5505 | 417 | 228607 | 224739 | 17.53 | 3588
2018 | 29981 | 3528 | 531 | 1 | 5797 | 599 | 231641 | 232267 | 17.53 | 3588
2019 | 0 | 0 | 0 | 0 | 5727 | 401 | 233565 | 238761 | 17.53 | 3587
2020 | 0 | 0 | 0 | 0 | 5727 | 401 | 234152 | 240154 | 17.53 | 3586
2021 | 0 | 0 | 0 | 0 | 5727 | 401 | 235794 | 245295 | 17.53 | 3587
2022 | 0 | 0 | 0 | 0 | 5727 | 401 | 239557 | 251752 | 17.53 | 3590
2023 | 0 | 0 | 0 | 0 | 5727 | 401 | 243169 | 256848 | 17.53 | 3593
2024 | 0 | 0 | 0 | 0 | 5727 | 401 | 246848 | 262110 | 17.53 | 3597
2025 | 0 | 0 | 0 | 0 | 5727 | 401 | 250940 | 266872 | 17.53 | 3599
2026 | 0 | 0 | 0 | 0 | 5727 | 401 | 255199 | 271492 | 17.53 | 3601
2027 | 0 | 0 | 0 | 0 | 5727 | 401 | 259775 | 276326 | 17.53 | 3602
2028 | 0 | 0 | 0 | 0 | 5727 | 401 | 264852 | 281715 | 17.53 | 3602
2029 | 0 | 0 | 0 | 0 | 5727 | 401 | 270209 | 286980 | 17.53 | 3602
Maine
Year | NEL | EE | Solar | ActiveDR | HDD | CDD | RPI | RGSP | RELPR | Pop
1991 | 9953 | 0 | 0 | 0 | 6637 | 186 | 31611 | 36522 | 13.91 | 1237
1992 | 9889 | 0 | 0 | 0 | 7396 | 92 | 32228 | 37186 | 14.26 | 1239
1993 | 9995 | 0 | 0 | 0 | 7292 | 183 | 32462 | 37682 | 13.99 | 1242
1994 | 9977 | 0 | 0 | 0 | 7249 | 240 | 33129 | 38453 | 14.52 | 1243
1995 | 9620 | 0 | 0 | 0 | 7239 | 191 | 33908 | 39160 | 14 | 1244
1996 | 10139 | 0 | 0 | 0 | 7317 | 115 | 35095 | 40107 | 13.67 | 1250
1997 | 10291 | 0 | 0 | 1 | 7285 | 121 | 36387 | 41367 | 13.51 | 1255
1998 | 10167 | 0 | 0 | 1 | 6267 | 194 | 38705 | 42674 | 13.74 | 1260
1999 | 11215 | 0 | 0 | 3 | 6501 | 241 | 40113 | 44718 | 13.57 | 1268
2000 | 12189 | 0 | 0 | 0 | 7027 | 130 | 42160 | 46618 | 13.13 | 1278
2001 | 12015 | 0 | 0 | 1 | 6732 | 217 | 43661 | 47564 | 14.03 | 1287
2002 | 11553 | 0 | 0 | 0 | 6813 | 236 | 44806 | 48708 | 13.58 | 1297
2003 | 11692 | 0 | 0 | 0 | 7444 | 200 | 45831 | 49825 | 12.59 | 1307
2004 | 11987 | 0 | 0 | 1 | 7234 | 134 | 46995 | 51351 | 12.17 | 1314
2005 | 12209 | 0 | 0 | 9 | 7155 | 241 | 46787 | 51381 | 12.91 | 1320
2006 | 11731 | 0 | 0 | 3 | 6278 | 217 | 48041 | 52002 | 14.03 | 1324
2007 | 11969 | 88 | 0 | 1 | 7106 | 177 | 48635 | 51683 | 16.93 | 1328
2008 | 11805 | 260 | 0 | 1 | 6825 | 160 | 49119 | 51236 | 15.54 | 1330
2009 | 11407 | 410 | 0 | 1 | 7063 | 164 | 49084 | 50405 | 14.79 | 1329
2010 | 11696 | 533 | 0 | 1 | 6228 | 276 | 49408 | 50921 | 14.23 | 1328
2011 | 11422 | 655 | 0 | 3 | 6582 | 216 | 50106 | 50180 | 13.61 | 1328
2012 | 11427 | 653 | 3 | 19 | 6144 | 262 | 50218 | 50106 | 12.54 | 1328
2013 | 11767 | 869 | 5 | 30 | 6885 | 257 | 49500 | 49810 | 12.43 | 1328
2014 | 12045 | 950 | 9 | 25 | 6972 | 157 | 50917 | 50696 | 13.06 | 1329
2015 | 11923 | 1122 | 16 | 26 | 6800 | 233 | 52899 | 51007 | 13.35 | 1328
2016 | 11539 | 1303 | 27 | 15 | 6455 | 221 | 53780 | 52046 | 13.05 | 1331
2017 | 11486 | 1440 | 39 | 9 | 6656 | 174 | 55050 | 52797 | 13.14 | 1336
2018 | 11681 | 1533 | 52 | 18 | 6820 | 363 | 56163 | 54283 | 13.14 | 1336
2019 | 0 | 0 | 0 | 0 | 6822 | 197 | 57003 | 55791 | 13.14 | 1335
2020 | 0 | 0 | 0 | 0 | 6822 | 197 | 57560 | 56260 | 13.14 | 1333
2021 | 0 | 0 | 0 | 0 | 6822 | 197 | 58347 | 57480 | 13.14 | 1331
2022 | 0 | 0 | 0 | 0 | 6822 | 197 | 59642 | 58979 | 13.14 | 1330
2023 | 0 | 0 | 0 | 0 | 6822 | 197 | 60797 | 60228 | 13.14 | 1329
2024 | 0 | 0 | 0 | 0 | 6822 | 197 | 61901 | 61493 | 13.14 | 1328
2025 | 0 | 0 | 0 | 0 | 6822 | 197 | 63053 | 62658 | 13.14 | 1327
2026 | 0 | 0 | 0 | 0 | 6822 | 197 | 64233 | 63793 | 13.14 | 1326
2027 | 0 | 0 | 0 | 0 | 6822 | 197 | 65521 | 64971 | 13.14 | 1323
2028 | 0 | 0 | 0 | 0 | 6822 | 197 | 66955 | 66270 | 13.14 | 1321
2029 | 0 | 0 | 0 | 0 | 6822 | 197 | 68410 | 67553 | 13.14 | 1319
Massachusetts
Year | NEL | EE | Solar | ActiveDR | HDD | CDD | RPI | RGSP | RELPR | Pop
1991 | 48155 | 0 | 0 | 0 | 5357 | 341 | 202979 | 241200 | 13.91 | 6019
1992 | 48161 | 0 | 0 | 0 | 6234 | 189 | 207926 | 245721 | 14.26 | 6033
1993 | 48644 | 0 | 0 | 0 | 6001 | 334 | 210964 | 249286 | 13.99 | 6065
1994 | 49354 | 0 | 0 | 0 | 5930 | 414 | 216926 | 259303 | 14.52 | 6101
1995 | 49681 | 0 | 0 | 0 | 5934 | 347 | 224767 | 266411 | 14 | 6146
1996 | 50467 | 0 | 0 | 0 | 6063 | 271 | 234041 | 279436 | 13.67 | 6186
1997 | 50855 | 0 | 0 | 0 | 6033 | 252 | 244551 | 293755 | 13.51 | 6232
1998 | 51778 | 0 | 0 | 0 | 5189 | 359 | 258623 | 305814 | 13.74 | 6278
1999 | 54492 | 0 | 0 | 0 | 5417 | 405 | 272190 | 322102 | 13.57 | 6323
2000 | 56342 | 0 | 0 | 0 | 6033 | 262 | 295112 | 348183 | 13.13 | 6366
2001 | 56953 | 0 | 0 | 0 | 5522 | 372 | 301140 | 352601 | 14.03 | 6400
2002 | 57992 | 0 | 0 | 0 | 5577 | 405 | 296138 | 354450 | 13.58 | 6418
2003 | 59471 | 0 | 0 | 2 | 6279 | 411 | 296829 | 362104 | 12.59 | 6421
2004 | 59982 | 0 | 0 | 11 | 6017 | 283 | 304745 | 369983 | 12.17 | 6411
2005 | 61805 | 0 | 0 | 35 | 6054 | 447 | 309573 | 376358 | 12.91 | 6404
2006 | 60180 | 0 | 0 | 12 | 5201 | 370 | 324731 | 382718 | 14.03 | 6412
2007 | 61560 | 320 | 0 | 19 | 5798 | 327 | 332598 | 392035 | 16.93 | 6436
2008 | 60502 | 765 | 0 | 27 | 5665 | 318 | 335180 | 392817 | 15.54 | 6475
2009 | 58429 | 1328 | 0 | 5 | 5912 | 245 | 332149 | 385699 | 14.79 | 6524
2010 | 60519 | 2002 | 0 | 6 | 5319 | 453 | 342543 | 399239 | 14.23 | 6571
2011 | 59849 | 2713 | 0 | 3 | 5463 | 416 | 350485 | 408410 | 13.61 | 6618
2012 | 59222 | 3355 | 140 | 2 | 5007 | 378 | 359375 | 415832 | 12.54 | 6666
2013 | 59624 | 4193 | 241 | 6 | 5806 | 435 | 357759 | 415030 | 12.43 | 6717
2014 | 58254 | 5125 | 356 | 5 | 5964 | 268 | 370526 | 422561 | 13.06 | 6763
2015 | 58102 | 6508 | 557 | 3 | 5821 | 381 | 393765 | 439298 | 13.35 | 6798
2016 | 56800 | 7439 | 802 | 2 | 5421 | 399 | 401531 | 444686 | 13.05 | 6828
2017 | 55369 | 8857 | 930 | 2 | 5534 | 368 | 411529 | 456176 | 13.14 | 6864
2018 | 56203 | 10080 | 1052 | 6 | 5692 | 553 | 422146 | 470792 | 13.14 | 6897
2019 | 0 | 0 | 0 | 0 | 5615 | 353 | 431729 | 484890 | 13.14 | 6926
2020 | 0 | 0 | 0 | 0 | 5707 | 353 | 438158 | 488303 | 13.14 | 6954
2021 | 0 | 0 | 0 | 0 | 5707 | 353 | 444603 | 498590 | 13.14 | 6982
2022 | 0 | 0 | 0 | 0 | 5707 | 353 | 454708 | 512115 | 13.14 | 7014
2023 | 0 | 0 | 0 | 0 | 5707 | 353 | 464007 | 523267 | 13.14 | 7048
2024 | 0 | 0 | 0 | 0 | 5707 | 353 | 473200 | 534610 | 13.14 | 7082
2025 | 0 | 0 | 0 | 0 | 5707 | 353 | 482907 | 545084 | 13.14 | 7117
2026 | 0 | 0 | 0 | 0 | 5707 | 353 | 493151 | 555420 | 13.14 | 7150
2027 | 0 | 0 | 0 | 0 | 5707 | 353 | 503775 | 566141 | 13.14 | 7183
2028 | 0 | 0 | 0 | 0 | 5707 | 353 | 515581 | 578145 | 13.14 | 7214
2029 | 0 | 0 | 0 | 0 | 5707 | 353 | 528113 | 590042 | 13.14 | 7245
New Hampshire
Year | NEL | EE | Solar | ActiveDR | HDD | CDD | RPI | RGSP | RELPR | Pop
1991 | 9074 | 0 | 0 | 0 | 6679 | 211 | 34186 | 35354 | 14.77 | 1111
1992 | 9268 | 0 | 0 | 0 | 7468 | 141 | 34923 | 36940 | 15.71 | 1119
1993 | 9278 | 0 | 0 | 0 | 7385 | 217 | 35219 | 37663 | 16.68 | 1131
1994 | 9386 | 0 | 0 | 0 | 7423 | 294 | 36887 | 39109 | 17.05 | 1144
1995 | 9442 | 0 | 0 | 0 | 7161 | 265 | 38390 | 41769 | 17.29 | 1160
1996 | 9534 | 0 | 0 | 0 | 7374 | 162 | 39808 | 44720 | 16.73 | 1176
1997 | 9705 | 0 | 0 | 1 | 7274 | 142 | 42032 | 47050 | 16.49 | 1192
1998 | 9822 | 0 | 0 | 1 | 6201 | 211 | 45841 | 50072 | 16.77 | 1208
1999 | 10499 | 0 | 0 | 3 | 6679 | 280 | 48175 | 51534 | 16.22 | 1224
2000 | 10736 | 0 | 0 | 0 | 7163 | 163 | 53003 | 55125 | 15.25 | 1242
2001 | 10867 | 0 | 0 | 1 | 6921 | 236 | 54726 | 55920 | 14.56 | 1257
2002 | 10938 | 0 | 0 | 0 | 6949 | 271 | 54922 | 57503 | 13.91 | 1270
2003 | 11446 | 0 | 0 | 0 | 7591 | 302 | 54977 | 59667 | 13.93 | 1281
2004 | 11622 | 0 | 0 | 1 | 7057 | 188 | 56885 | 61244 | 14.28 | 1291
2005 | 11978 | 0 | 0 | 2 | 7231 | 311 | 57355 | 62791 | 15.3 | 1300
2006 | 11758 | 2 | 0 | 0 | 6409 | 254 | 59839 | 63924 | 16.46 | 1309
2007 | 11906 | 56 | 0 | 0 | 7104 | 205 | 60618 | 63814 | 16.22 | 1313
2008 | 11642 | 167 | 0 | 1 | 7074 | 181 | 60343 | 62956 | 16.47 | 1316
2009 | 11312 | 230 | 0 | 0 | 7356 | 158 | 59596 | 62205 | 17 | 1316
2010 | 11570 | 291 | 0 | 1 | 6438 | 298 | 61256 | 63722 | 16.45 | 1317
2011 | 11597 | 332 | 0 | 1 | 6839 | 241 | 62750 | 63952 | 15.95 | 1319
2012 | 11640 | 398 | 6 | 0 | 6253 | 248 | 64506 | 64278 | 15.06 | 1321
2013 | 11820 | 442 | 9 | 0 | 7164 | 311 | 63242 | 64641 | 14.98 | 1324
2014 | 11702 | 498 | 13 | 0 | 7309 | 182 | 64491 | 65933 | 15.71 | 1329
2015 | 11701 | 536 | 22 | 0 | 6939 | 250 | 66997 | 67863 | 16.5 | 1331
2016 | 11670 | 623 | 50 | 0 | 6310 | 265 | 68829 | 69190 | 15.95 | 1336
2017 | 11434 | 693 | 76 | 0 | 6568 | 252 | 71073 | 70509 | 16.05 | 1343
2018 | 11633 | 724 | 94 | 0 | 6868 | 410 | 72915 | 72727 | 16.05 | 1349
2019 | 0 | 0 | 0 | 0 | 6966 | 230 | 74301 | 74845 | 16.05 | 1354
2020 | 0 | 0 | 0 | 0 | 6966 | 230 | 74674 | 75284 | 16.05 | 1358
2021 | 0 | 0 | 0 | 0 | 6966 | 230 | 75183 | 76915 | 16.05 | 1362
2022 | 0 | 0 | 0 | 0 | 6966 | 230 | 76626 | 79001 | 16.05 | 1367
2023 | 0 | 0 | 0 | 0 | 6966 | 230 | 77934 | 80673 | 16.05 | 1371
2024 | 0 | 0 | 0 | 0 | 6966 | 230 | 79237 | 82349 | 16.05 | 1375
2025 | 0 | 0 | 0 | 0 | 6966 | 230 | 80642 | 83882 | 16.05 | 1378
2026 | 0 | 0 | 0 | 0 | 6966 | 230 | 82067 | 85422 | 16.05 | 1382
2027 | 0 | 0 | 0 | 0 | 6966 | 230 | 83628 | 87062 | 16.05 | 1386
2028 | 0 | 0 | 0 | 0 | 6966 | 230 | 85396 | 88937 | 16.05 | 1389
2029 | 0 | 0 | 0 | 0 | 6966 | 230 | 87233 | 90791 | 16.05 | 1393
Rhode Island
Year | NEL | EE | Solar | ActiveDR | HDD | CDD | RPI | RGSP | RELPR | Pop
1991 | 7139 | 0 | 0 | 0 | 5100 | 425 | 29367 | 34372 | 16.45 | 1011
1992 | 7085 | 0 | 0 | 0 | 5885 | 240 | 29942 | 35063 | 16.23 | 1013
1993 | 7246 | 0 | 0 | 0 | 5738 | 412 | 30467 | 35716 | 15.99 | 1015
1994 | 7360 | 0 | 0 | 0 | 5720 | 462 | 30593 | 35826 | 15.42 | 1016
1995 | 7394 | 0 | 0 | 0 | 5673 | 393 | 31592 | 36505 | 15.32 | 1017
1996 | 7393 | 0 | 0 | 0 | 5929 | 290 | 32048 | 36926 | 15.14 | 1021
1997 | 7473 | 0 | 0 | 1 | 5812 | 286 | 33353 | 38989 | 15.17 | 1026
1998 | 7650 | 0 | 0 | 1 | 5017 | 414 | 35376 | 40360 | 13.47 | 1032
1999 | 7783 | 0 | 0 | 3 | 5179 | 442 | 36532 | 41651 | 12.35 | 1042
2000 | 7932 | 0 | 0 | 0 | 5830 | 313 | 38429 | 43476 | 13.8 | 1051
2001 | 7976 | 0 | 0 | 1 | 5345 | 412 | 39690 | 44388 | 15.22 | 1058
2002 | 8173 | 0 | 0 | 0 | 5378 | 471 | 40796 | 45881 | 12.07 | 1067
2003 | 8341 | 0 | 0 | 0 | 6040 | 442 | 42052 | 47809 | 13.47 | 1072
2004 | 8424 | 0 | 0 | 0 | 5820 | 345 | 43173 | 49763 | 13.76 | 1074
2005 | 8650 | 0 | 0 | 5 | 5835 | 499 | 42879 | 50380 | 14.62 | 1067
2006 | 8367 | 0 | 0 | 2 | 4938 | 419 | 43955 | 51304 | 16.63 | 1062
2007 | 8590 | 55 | 0 | 5 | 5504 | 362 | 44664 | 49838 | 15.22 | 1057
2008 | 8484 | 116 | 0 | 8 | 5423 | 367 | 44048 | 48262 | 18.06 | 1055
2009 | 8131 | 205 | 0 | 2 | 5726 | 265 | 42946 | 47709 | 16.02 | 1054
2010 | 8464 | 301 | 0 | 2 | 5132 | 522 | 44393 | 48803 | 15.59 | 1053
2011 | 8380 | 382 | 0 | 1 | 5370 | 461 | 45002 | 48424 | 14.11 | 1052
2012 | 8341 | 466 | 3 | 3 | 4891 | 418 | 45840 | 48632 | 13.53 | 1053
2013 | 8426 | 591 | 4 | 4 | 5604 | 482 | 45286 | 48814 | 14.37 | 1053
2014 | 8198 | 746 | 5 | 2 | 5745 | 302 | 46560 | 49219 | 15.9 | 1055
2015 | 8224 | 1053 | 5 | 3 | 5642 | 454 | 48363 | 50176 | 17.55 | 1056
2016 | 8182 | 1240 | 17 | 3 | 5174 | 461 | 48503 | 50406 | 16.52 | 1058
2017 | 7976 | 1456 | 30 | 2 | 5252 | 470 | 49616 | 51195 | 16.31 | 1060
2018 | 8130 | 1611 | 43 | 4 | 5446 | 607 | 50459 | 52662 | 16.31 | 1061
2019 | 0 | 0 | 0 | 0 | 5508 | 398 | 51089 | 54202 | 16.31 | 1062
2020 | 0 | 0 | 0 | 0 | 5508 | 398 | 51715 | 54723 | 16.31 | 1063
2021 | 0 | 0 | 0 | 0 | 5508 | 398 | 52392 | 55993 | 16.31 | 1063
2022 | 0 | 0 | 0 | 0 | 5508 | 398 | 53413 | 57589 | 16.31 | 1064
2023 | 0 | 0 | 0 | 0 | 5508 | 398 | 54230 | 58948 | 16.31 | 1066
2024 | 0 | 0 | 0 | 0 | 5508 | 398 | 55075 | 60323 | 16.31 | 1067
2025 | 0 | 0 | 0 | 0 | 5508 | 398 | 55994 | 61599 | 16.31 | 1068
2026 | 0 | 0 | 0 | 0 | 5508 | 398 | 56916 | 62866 | 16.31 | 1069
2027 | 0 | 0 | 0 | 0 | 5508 | 398 | 57885 | 64188 | 16.31 | 1070
2028 | 0 | 0 | 0 | 0 | 5508 | 398 | 58983 | 65639 | 16.31 | 1071
2029 | 0 | 0 | 0 | 0 | 5508 | 398 | 60125 | 67080 | 16.31 | 1072
Vermont
Year | NEL | EE | Solar | ActiveDR | HDD | CDD | RPI | RGSP | RELPR | Pop
1991 | 5672 | 0 | 0 | 0 | 6911 | 224 | 14926 | 16514 | 21.95 | 569
1992 | 5849 | 0 | 0 | 0 | 7735 | 137 | 15562 | 17385 | 33.95 | 573
1993 | 5841 | 0 | 0 | 0 | 7783 | 249 | 15759 | 17762 | 45.95 | 579
1994 | 5867 | 0 | 0 | 0 | 7683 | 320 | 16218 | 18202 | 57.95 | 584
1995 | 5903 | 0 | 0 | 0 | 7149 | 277 | 16748 | 18122 | 69.95 | 590
1996 | 6025 | 0 | 0 | 0 | 7538 | 178 | 17277 | 18819 | 81.95 | 594
1997 | 6076 | 0 | 0 | 0 | 7661 | 145 | 17895 | 19545 | 93.95 | 598
1998 | 6118 | 0 | 0 | 0 | 6387 | 240 | 19144 | 20122 | 105.95 | 601
1999 | 6182 | 0 | 0 | 2 | 6819 | 301 | 20093 | 21216 | 117.95 | 605
2000 | 6186 | 0 | 0 | 0 | 7544 | 146 | 21199 | 22326 | 129.95 | 610
2001 | 6094 | 0 | 0 | 1 | 6830 | 225 | 22058 | 23031 | 141.95 | 613
2002 | 6181 | 0 | 0 | 0 | 7001 | 292 | 22214 | 23719 | 153.95 | 616
2003 | 6180 | 0 | 0 | 0 | 7720 | 271 | 22635 | 24644 | 165.95 | 618
2004 | 6344 | 0 | 0 | 1 | 7671 | 163 | 23368 | 25519 | 177.95 | 620
2005 | 6511 | 0 | 0 | 5 | 7364 | 345 | 23267 | 25836 | 189.95 | 621
2006 | 6396 | 1 | 0 | 2 | 6551 | 242 | 24206 | 26008 | 201.95 | 623
2007 | 6461 | 50 | 0 | 3 | 7427 | 203 | 24895 | 25857 | 213.95 | 624
2008 | 6357 | 162 | 0 | 3 | 7132 | 193 | 25347 | 26067 | 225.95 | 624
2009 | 6117 | 290 | 0 | 1 | 7353 | 182 | 24991 | 25527 | 237.95 | 625
2010 | 6227 | 373 | 0 | 1 | 6771 | 319 | 25352 | 26398 | 249.95 | 626
2011 | 6161 | 486 | 0 | 1 | 6818 | 269 | 26224 | 27027 | 261.95 | 626
2012 | 6087 | 560 | 26 | 0 | 6211 | 271 | 26632 | 26963 | 273.95 | 626
2013 | 6153 | 608 | 47 | 1 | 7036 | 330 | 26639 | 26913 | 285.95 | 626
2014 | 6009 | 673 | 70 | 0 | 7196 | 207 | 27264 | 27043 | 297.95 | 626
2015 | 5926 | 748 | 134 | 0 | 7029 | 264 | 28162 | 27229 | 309.95 | 624
2016 | 5820 | 839 | 194 | 0 | 6496 | 290 | 28500 | 27649 | 321.95 | 623
2017 | 5640 | 909 | 277 | 0 | 6501 | 275 | 28892 | 27959 | 333.95 | 624
2018 | 5652 | 960 | 336 | 0 | 6958 | 414 | 29097 | 28607 | 345.95 | 624
2019 | 0 | 0 | 0 | 0 | 7103 | 239 | 29195 | 29217 | 357.95 | 624
2020 | 0 | 0 | 0 | 0 | 7103 | 239 | 29256 | 29372 | 369.95 | 625
2021 | 0 | 0 | 0 | 0 | 7103 | 239 | 29338 | 29952 | 381.95 | 625
2022 | 0 | 0 | 0 | 0 | 7103 | 239 | 29658 | 30657 | 393.95 | 626
2023 | 0 | 0 | 0 | 0 | 7103 | 239 | 29916 | 31230 | 405.95 | 628
2024 | 0 | 0 | 0 | 0 | 7103 | 239 | 30161 | 31809 | 417.95 | 629
2025 | 0 | 0 | 0 | 0 | 7103 | 239 | 30453 | 32321 | 429.95 | 630
2026 | 0 | 0 | 0 | 0 | 7103 | 239 | 30747 | 32820 | 441.95 | 631
2027 | 0 | 0 | 0 | 0 | 7103 | 239 | 31043 | 33333 | 453.95 | 632
2028 | 0 | 0 | 0 | 0 | 7103 | 239 | 31391 | 33925 | 465.95 | 633
2029 | 0 | 0 | 0 | 0 | 7103 | 239 | 31744 | 34505 | 477.95 | 634

## 9 Adjust
Adjusting State Gross Energy Forecasts to the ISO-NE Energy Forecast (GWh)
Original Gross Energy Forecast
Year | ISO-NE | CT | MA | ME | NH | RI | VT | Original Sum of States | Adjustment
2019 | 145610.3745 | 34327.0025 | 68741.1772 | 13223.5841 | 12903.7241 | 9382.8931 | 6843.3298 | 145421.7109 | 1.0013
2020 | 146650.1127 | 34505.4304 | 69203.0414 | 13339.4044 | 12993.4595 | 9470.7268 | 6874.8283 | 146386.8909 | 1.0018
2021 | 148010.5876 | 34691.2646 | 69915.3772 | 13544.9271 | 13118.811 | 9580.2095 | 6907.3258 | 147757.9152 | 1.0017
2022 | 150200.6828 | 35033.7438 | 71074.5786 | 13830.0327 | 13328.0501 | 9742.7156 | 6968.7442 | 149977.865 | 1.0015
2023 | 152016.3361 | 35307.7788 | 72030.3463 | 14067.6207 | 13497.2501 | 9883.5609 | 7018.6331 | 151805.19 | 1.0014
2024 | 154242.5373 | 35680.669 | 73171.8396 | 14334.7821 | 13706.7927 | 10049.235 | 7087.0715 | 154030.39 | 1.0014
2025 | 155571.0629 | 35847.4811 | 73900.2282 | 14529.8235 | 13822.6139 | 10159.2827 | 7113.6387 | 155373.0682 | 1.0013
2026 | 157253.0137 | 36097.6342 | 74786.0592 | 14745.6881 | 13979.0197 | 10291.7626 | 7157.1097 | 157057.2735 | 1.0012
2027 | 158998.7143 | 36358.5121 | 75704.9559 | 14969.7703 | 14145.1495 | 10429.2818 | 7201.7998 | 158809.4694 | 1.0012
2028 | 161311.9932 | 36737.7999 | 76903.0499 | 15243.4944 | 14373.9367 | 10601.8633 | 7271.3268 | 161131.4711 | 1.0011
Adjusted Gross Energy Forecast
Year | ISO-NE | CT | MA | ME | NH | RI | VT | Adjusted Sum of States
2019 | 145610.3745 | 34371.7448 | 68830.5178 | 13240.4697 | 12920.4156 | 9395.0515 | 6852.175 | 145610.3745
2020 | 146650.1127 | 34567.9029 | 69327.3221 | 13363.1612 | 13016.7425 | 9487.6546 | 6887.3293 | 146650.1127
2021 | 148010.5876 | 34750.9144 | 70034.9527 | 13567.8304 | 13141.1714 | 9596.519 | 6919.1998 | 148010.5876
2022 | 150200.6828 | 35086.0009 | 71180.4355 | 13850.2053 | 13347.8233 | 9757.2059 | 6979.0118 | 150200.6828
2023 | 152016.3361 | 35357.0544 | 72130.9034 | 14086.7362 | 13516.0241 | 9897.3819 | 7028.2362 | 152016.3361
2024 | 154242.5373 | 35729.9833 | 73273.063 | 14353.9803 | 13725.6891 | 10063.2076 | 7096.6139 | 154242.5373
2025 | 155571.0629 | 35893.2739 | 73994.9218 | 14547.7291 | 13840.2878 | 10172.4356 | 7122.4147 | 155571.0629
2026 | 157253.0137 | 36142.7263 | 74879.825 | 14763.3846 | 13996.5272 | 10304.8554 | 7165.6954 | 157253.0137
2027 | 158998.7143 | 36401.9324 | 75795.7669 | 14986.8443 | 14162.1247 | 10442.0537 | 7209.9923 | 158998.7143
2028 | 161311.9932 | 36779.0613 | 76989.8549 | 15259.6926 | 14390.1829 | 10614.1907 | 7279.0108 | 161311.9932

## 10g Gross Diff
Gross Forecast Comparison: 2019 CELT vs 2018 CELT
Energy Gross Forecast Comparison (GWh)
| 2019 | 2020 | 2021 | 2022 | 2023 | 2024 | 2025 | 2026 | 2027 | CAGR (%)
ISO-NE
2019 CELT | 145610 | 146650 | 148011 | 150201 | 152016 | 154243 | 155571 | 157253 | 158999 | 1.11
2018 CELT | 143820 | 144634 | 146009 | 147538 | 149100 | 150485 | 151766 | 153072 | 154364 | 0.89
Difference | 1790 | 2016 | 2002 | 2663 | 2916 | 3758 | 3805 | 4181 | 4635
CONNECTICUT
2019 CELT | 34372 | 34568 | 34751 | 35086 | 35357 | 35730 | 35893 | 36143 | 36402 | 0.72
2018 CELT | 34412 | 34489 | 34707 | 34956 | 35209 | 35419 | 35604 | 35794 | 35981 | 0.56
Difference | -40 | 79 | 44 | 130 | 148 | 311 | 289 | 349 | 421
MAINE
2019 CELT | 13240 | 13363 | 13568 | 13850 | 14087 | 14354 | 14548 | 14763 | 14987 | 1.56
2018 CELT | 12976 | 13042 | 13195 | 13380 | 13576 | 13749 | 13909 | 14067 | 14222 | 1.15
Difference | 264 | 321 | 373 | 470 | 511 | 605 | 639 | 696 | 765
MASSACHUSETTS
2019 CELT | 68831 | 69327 | 70035 | 71180 | 72131 | 73273 | 73995 | 74880 | 75796 | 1.21
2018 CELT | 67347 | 67891 | 68675 | 69527 | 70401 | 71196 | 71935 | 72685 | 73422 | 1.09
Difference | 1484 | 1436 | 1360 | 1653 | 1730 | 2077 | 2060 | 2195 | 2374
NEW HAMPSHIRE
2019 CELT | 12920 | 13017 | 13141 | 13348 | 13516 | 13726 | 13840 | 13997 | 14162 | 1.15
2018 CELT | 12688 | 12749 | 12855 | 12971 | 13089 | 13189 | 13277 | 13368 | 13461 | 0.74
Difference | 232 | 268 | 286 | 377 | 427 | 537 | 563 | 629 | 701
RHODE ISLAND
2019 CELT | 9395 | 9488 | 9597 | 9757 | 9897 | 10063 | 10172 | 10305 | 10442 | 1.33
2018 CELT | 9390 | 9422 | 9488 | 9563 | 9636 | 9702 | 9771 | 9846 | 9926 | 0.7
Difference | 5 | 66 | 109 | 194 | 261 | 361 | 401 | 459 | 516
VERMONT
2019 CELT | 6852 | 6887 | 6919 | 6979 | 7028 | 7097 | 7122 | 7166 | 7210 | 0.64
2018 CELT | 7007 | 7040 | 7090 | 7140 | 7188 | 7230 | 7270 | 7311 | 7353 | 0.6
Difference | -155 | -153 | -171 | -161 | -160 | -133 | -148 | -145 | -143
50/50 Summer Peak Gross Forecast Comparison (MW)
| 2019 | 2020 | 2021 | 2022 | 2023 | 2024 | 2025 | 2026 | 2027 | CAGR (%)
ISO-NE
2019 CELT | 28943 | 29130 | 29341 | 29561 | 29774 | 29987 | 30196 | 30406 | 30616 | 0.7
2018 CELT | 29298 | 29504 | 29744 | 29994 | 30245 | 30486 | 30721 | 30957 | 31192 | 0.79
Difference | -355 | -374 | -403 | -433 | -471 | -499 | -525 | -551 | -576
CONNECTICUT
2019 CELT | 7305 | 7318 | 7335 | 7352 | 7367 | 7382 | 7396 | 7409 | 7423 | 0.2
2018 CELT | 7435 | 7463 | 7499 | 7536 | 7574 | 7609 | 7643 | 7678 | 7712 | 0.46
Difference | -130 | -145 | -164 | -184 | -207 | -227 | -247 | -269 | -289
MAINE
2019 CELT | 2116 | 2130 | 2154 | 2180 | 2204 | 2227 | 2249 | 2271 | 2294 | 1.01
2018 CELT | 2120 | 2127 | 2140 | 2156 | 2173 | 2188 | 2202 | 2216 | 2229 | 0.63
Difference | -4 | 3 | 14 | 24 | 31 | 39 | 47 | 55 | 65
MASSACHUSETTS
2019 CELT | 13864 | 13982 | 14107 | 14235 | 14361 | 14489 | 14617 | 14744 | 14872 | 0.88
2018 CELT | 13982 | 14113 | 14257 | 14405 | 14555 | 14699 | 14841 | 14983 | 15125 | 0.99
Difference | -118 | -131 | -150 | -170 | -194 | -210 | -224 | -239 | -253
NEW HAMPSHIRE
2019 CELT | 2445 | 2457 | 2473 | 2489 | 2505 | 2522 | 2538 | 2554 | 2570 | 0.63
2018 CELT | 2524 | 2541 | 2562 | 2584 | 2606 | 2626 | 2645 | 2664 | 2684 | 0.77
Difference | -79 | -84 | -89 | -95 | -101 | -104 | -107 | -110 | -114
RHODE ISLAND
2019 CELT | 2118 | 2142 | 2167 | 2193 | 2218 | 2242 | 2267 | 2292 | 2316 | 1.12
2018 CELT | 2118 | 2137 | 2158 | 2179 | 2200 | 2220 | 2241 | 2262 | 2284 | 0.95
Difference | 0 | 5 | 9 | 14 | 18 | 22 | 26 | 30 | 32
VERMONT
2019 CELT | 1095 | 1100 | 1106 | 1112 | 1118 | 1124 | 1130 | 1136 | 1142 | 0.53
2018 CELT | 1118 | 1123 | 1128 | 1133 | 1138 | 1143 | 1148 | 1153 | 1158 | 0.44
Difference | -23 | -23 | -22 | -21 | -20 | -19 | -18 | -17 | -16
50/50 Winter Peak Gross Forecast Comparison (MW)
| 2019 | 2020 | 2021 | 2022 | 2023 | 2024 | 2025 | 2026 | 2027 | CAGR (%)
ISO-NE
2019 CELT | 23144 | 23278 | 23420 | 23558 | 23698 | 23831 | 23964 | 24098 | 24237 | 0.58
2018 CELT | 23138 | 23206 | 23322 | 23450 | 23581 | 23698 | 23805 | 23915 | 24024 | 0.47
Difference | 6 | 72 | 98 | 108 | 117 | 133 | 159 | 183 | 213
CONNECTICUT
2019 CELT | 5647 | 5655 | 5661 | 5669 | 5678 | 5685 | 5692 | 5699 | 5707 | 0.13
2018 CELT | 5682 | 5686 | 5699 | 5714 | 5729 | 5741 | 5752 | 5763 | 5774 | 0.2
Difference | -35 | -31 | -38 | -45 | -51 | -56 | -60 | -64 | -67
MAINE
2019 CELT | 2067 | 2090 | 2117 | 2141 | 2165 | 2188 | 2210 | 2232 | 2256 | 1.1
2018 CELT | 2079 | 2087 | 2106 | 2129 | 2154 | 2176 | 2196 | 2216 | 2235 | 0.91
Difference | -12 | 3 | 11 | 12 | 11 | 12 | 14 | 16 | 21
MASSACHUSETTS
2019 CELT | 10787 | 10866 | 10953 | 11036 | 11120 | 11200 | 11281 | 11363 | 11449 | 0.75
2018 CELT | 10723 | 10771 | 10838 | 10911 | 10985 | 11053 | 11116 | 11180 | 11243 | 0.59
Difference | 64 | 95 | 115 | 125 | 135 | 147 | 165 | 183 | 206
NEW HAMPSHIRE
2019 CELT | 2025 | 2030 | 2035 | 2041 | 2046 | 2052 | 2057 | 2062 | 2067 | 0.26
2018 CELT | 2049 | 2052 | 2057 | 2063 | 2069 | 2074 | 2079 | 2083 | 2088 | 0.24
Difference | -24 | -22 | -22 | -22 | -23 | -22 | -22 | -21 | -21
RHODE ISLAND
2019 CELT | 1500 | 1511 | 1521 | 1532 | 1543 | 1553 | 1564 | 1574 | 1585 | 0.69
2018 CELT | 1484 | 1486 | 1491 | 1496 | 1501 | 1506 | 1510 | 1516 | 1521 | 0.31
Difference | 16 | 25 | 30 | 36 | 42 | 47 | 54 | 58 | 64
VERMONT
2019 CELT | 1118 | 1125 | 1132 | 1139 | 1146 | 1153 | 1160 | 1166 | 1173 | 0.6
2018 CELT | 1121 | 1125 | 1131 | 1137 | 1142 | 1147 | 1152 | 1157 | 1162 | 0.45
Difference | -3 | 0 | 1 | 2 | 4 | 6 | 8 | 9 | 11
90/10 Summer Peak Gross Forecast Comparison (MW)
| 2019 | 2020 | 2021 | 2022 | 2023 | 2024 | 2025 | 2026 | 2027 | CAGR (%)
ISO-NE
2019 CELT | 30832 | 31050 | 31291 | 31543 | 31786 | 32030 | 32271 | 32512 | 32753 | 0.76
2018 CELT | 31716 | 31950 | 32217 | 32494 | 32773 | 33041 | 33303 | 33566 | 33828 | 0.81
Difference | -884 | -900 | -926 | -951 | -987 | -1011 | -1032 | -1054 | -1075
CONNECTICUT
2019 CELT | 7719 | 7734 | 7751 | 7769 | 7786 | 7802 | 7818 | 7834 | 7850 | 0.21
2018 CELT | 8076 | 8107 | 8146 | 8188 | 8229 | 8268 | 8305 | 8343 | 8381 | 0.46
Difference | -357 | -373 | -395 | -419 | -443 | -466 | -487 | -509 | -531
MAINE
2019 CELT | 2217 | 2235 | 2260 | 2288 | 2313 | 2339 | 2363 | 2387 | 2412 | 1.06
2018 CELT | 2254 | 2261 | 2275 | 2291 | 2308 | 2323 | 2338 | 2352 | 2366 | 0.61
Difference | -37 | -26 | -15 | -3 | 5 | 16 | 25 | 35 | 46
MASSACHUSETTS
2019 CELT | 14888 | 15026 | 15173 | 15325 | 15473 | 15622 | 15768 | 15915 | 16061 | 0.95
2018 CELT | 15114 | 15261 | 15422 | 15586 | 15751 | 15913 | 16071 | 16229 | 16387 | 1.02
Difference | -226 | -235 | -249 | -261 | -278 | -291 | -303 | -314 | -326
NEW HAMPSHIRE
2019 CELT | 2568 | 2583 | 2600 | 2617 | 2633 | 2649 | 2666 | 2684 | 2701 | 0.63
2018 CELT | 2718 | 2737 | 2760 | 2783 | 2807 | 2830 | 2851 | 2872 | 2894 | 0.79
Difference | -150 | -154 | -160 | -166 | -174 | -181 | -185 | -188 | -193
RHODE ISLAND
2019 CELT | 2313 | 2340 | 2368 | 2398 | 2429 | 2460 | 2491 | 2522 | 2552 | 1.24
2018 CELT | 2390 | 2414 | 2439 | 2464 | 2490 | 2515 | 2540 | 2566 | 2592 | 1.02
Difference | -77 | -74 | -71 | -66 | -61 | -55 | -49 | -44 | -40
VERMONT
2019 CELT | 1128 | 1132 | 1139 | 1145 | 1152 | 1158 | 1164 | 1170 | 1177 | 0.53
2018 CELT | 1165 | 1170 | 1176 | 1182 | 1187 | 1193 | 1198 | 1204 | 1209 | 0.47
Difference | -37 | -38 | -37 | -37 | -35 | -35 | -34 | -34 | -32
90/10 Winter Peak Gross Forecast Comparison (MW)
| 2019 | 2020 | 2021 | 2022 | 2023 | 2024 | 2025 | 2026 | 2027 | CAGR (%)
ISO-NE
2019 CELT | 23841 | 23983 | 24138 | 24283 | 24428 | 24568 | 24707 | 24847 | 24993 | 0.59
2018 CELT | 23837 | 23906 | 24021 | 24150 | 24281 | 24397 | 24505 | 24615 | 24723 | 0.46
Difference | 4 | 77 | 117 | 133 | 147 | 171 | 202 | 232 | 270
CONNECTICUT
2019 CELT | 5805 | 5814 | 5823 | 5831 | 5840 | 5848 | 5856 | 5864 | 5871 | 0.14
2018 CELT | 5855 | 5859 | 5872 | 5887 | 5902 | 5915 | 5925 | 5936 | 5947 | 0.2
Difference | -50 | -45 | -49 | -56 | -62 | -67 | -69 | -72 | -76
MAINE
2019 CELT | 2105 | 2130 | 2158 | 2182 | 2207 | 2230 | 2253 | 2276 | 2301 | 1.12
2018 CELT | 2137 | 2145 | 2164 | 2187 | 2212 | 2234 | 2254 | 2274 | 2293 | 0.89
Difference | -32 | -15 | -6 | -5 | -5 | -4 | -1 | 2 | 8
MASSACHUSETTS
2019 CELT | 11142 | 11229 | 11325 | 11414 | 11504 | 11590 | 11676 | 11761 | 11849 | 0.77
2018 CELT | 11044 | 11092 | 11159 | 11232 | 11307 | 11374 | 11437 | 11502 | 11564 | 0.58
Difference | 98 | 137 | 166 | 182 | 197 | 216 | 239 | 259 | 285
NEW HAMPSHIRE
2019 CELT | 2093 | 2099 | 2105 | 2111 | 2117 | 2123 | 2129 | 2134 | 2140 | 0.28
2018 CELT | 2130 | 2133 | 2138 | 2144 | 2151 | 2156 | 2160 | 2165 | 2169 | 0.23
Difference | -37 | -34 | -33 | -33 | -34 | -33 | -31 | -31 | -29
RHODE ISLAND
2019 CELT | 1540 | 1552 | 1563 | 1575 | 1586 | 1598 | 1609 | 1621 | 1632 | 0.73
2018 CELT | 1533 | 1535 | 1539 | 1544 | 1549 | 1554 | 1559 | 1564 | 1570 | 0.3
Difference | 7 | 17 | 24 | 31 | 37 | 44 | 50 | 57 | 62
VERMONT
2019 CELT | 1155 | 1160 | 1165 | 1169 | 1174 | 1179 | 1184 | 1192 | 1199 | 0.47
2018 CELT | 1139 | 1143 | 1149 | 1155 | 1160 | 1165 | 1170 | 1175 | 1179 | 0.44
Difference | 16 | 17 | 16 | 14 | 14 | 14 | 14 | 17 | 20

## 10n Net Diff
NET Forecast Comparison: 2019 CELT vs 2018 CELT
Energy Net Forecast Comparison (GWh)
| 2019 | 2020 | 2021 | 2022 | 2023 | 2024 | 2025 | 2026 | 2027 | CAGR (%)
ISO-NE
2019 CELT | 125823 | 123560 | 121876 | 121288 | 120575 | 120544 | 119924 | 119916 | 120227 | -0.57
2018 CELT | 122498 | 120396 | 118949 | 117870 | 117038 | 116249 | 115594 | 115195 | 114980 | -0.79
Difference | 3325 | 3164 | 2927 | 3418 | 3537 | 4295 | 4330 | 4721 | 5247
CONNECTICUT
2019 CELT | 30149 | 29842 | 29491 | 29327 | 29151 | 29137 | 28957 | 28901 | 28903 | -0.53
2018 CELT | 30092 | 29743 | 29463 | 29254 | 29092 | 28932 | 28786 | 28675 | 28593 | -0.64
Difference | 57 | 99 | 28 | 73 | 59 | 205 | 171 | 226 | 310
MAINE
2019 CELT | 11926 | 11891 | 11947 | 12094 | 12210 | 12370 | 12471 | 12606 | 12762 | 0.85
2018 CELT | 11536 | 11436 | 11435 | 11478 | 11543 | 11598 | 11652 | 11714 | 11785 | 0.27
Difference | 390 | 455 | 512 | 616 | 667 | 772 | 819 | 892 | 977
MASSACHUSETTS
2019 CELT | 58178 | 56655 | 55561 | 55068 | 54529 | 54346 | 53942 | 53865 | 53964 | -0.94
2018 CELT | 55701 | 54468 | 53597 | 52918 | 52391 | 51909 | 51525 | 51306 | 51194 | -1.05
Difference | 2477 | 2187 | 1964 | 2150 | 2138 | 2437 | 2417 | 2559 | 2770
NEW HAMPSHIRE
2019 CELT | 12131 | 12069 | 12048 | 12125 | 12176 | 12277 | 12296 | 12370 | 12463 | 0.34
2018 CELT | 11842 | 11785 | 11781 | 11794 | 11815 | 11826 | 11832 | 11850 | 11875 | 0.03
Difference | 289 | 284 | 267 | 331 | 361 | 451 | 464 | 520 | 588
RHODE ISLAND
2019 CELT | 7846 | 7657 | 7514 | 7447 | 7370 | 7333 | 7263 | 7239 | 7242 | -1
2018 CELT | 7620 | 7370 | 7170 | 6999 | 6844 | 6703 | 6584 | 6490 | 6421 | -2.12
Difference | 226 | 287 | 344 | 448 | 526 | 630 | 679 | 749 | 821
VERMONT
2019 CELT | 5593 | 5446 | 5314 | 5226 | 5140 | 5082 | 4992 | 4935 | 4891 | -1.66
2018 CELT | 5705 | 5592 | 5505 | 5426 | 5353 | 5281 | 5216 | 5160 | 5115 | -1.36
Difference | -112 | -146 | -191 | -200 | -213 | -199 | -224 | -225 | -224
50/50 Summer Peak Net Forecast Comparison (MW)
| 2019 | 2020 | 2021 | 2022 | 2023 | 2024 | 2025 | 2026 | 2027 | CAGR (%)
ISO-NE
2019 CELT | 25323 | 25025 | 24794 | 24620 | 24480 | 24384 | 24328 | 24315 | 24341 | -0.49
2018 CELT | 25511 | 25298 | 25136 | 25021 | 24941 | 24889 | 24864 | 24874 | 24912 | -0.3
Difference | -188 | -273 | -342 | -401 | -461 | -505 | -536 | -559 | -571
CONNECTICUT
2019 CELT | 6471 | 6411 | 6344 | 6284 | 6234 | 6195 | 6161 | 6133 | 6115 | -0.7
2018 CELT | 6641 | 6601 | 6560 | 6529 | 6507 | 6492 | 6481 | 6475 | 6474 | -0.32
Difference | -170 | -190 | -216 | -245 | -273 | -297 | -320 | -342 | -359
MAINE
2019 CELT | 1908 | 1896 | 1895 | 1899 | 1903 | 1909 | 1916 | 1925 | 1938 | 0.19
2018 CELT | 1905 | 1889 | 1880 | 1877 | 1877 | 1875 | 1875 | 1876 | 1878 | -0.18
Difference | 3 | 7 | 15 | 22 | 26 | 34 | 41 | 49 | 60
MASSACHUSETTS
2019 CELT | 11946 | 11762 | 11625 | 11520 | 11436 | 11381 | 11356 | 11355 | 11377 | -0.61
2018 CELT | 11900 | 11777 | 11686 | 11620 | 11575 | 11544 | 11533 | 11545 | 11576 | -0.34
Difference | 46 | -15 | -61 | -100 | -139 | -163 | -177 | -190 | -199
NEW HAMPSHIRE
2019 CELT | 2294 | 2282 | 2278 | 2275 | 2275 | 2277 | 2280 | 2285 | 2291 | -0.01
2018 CELT | 2370 | 2368 | 2372 | 2379 | 2387 | 2394 | 2401 | 2410 | 2420 | 0.26
Difference | -76 | -86 | -94 | -104 | -112 | -117 | -121 | -125 | -129
RHODE ISLAND
2019 CELT | 1854 | 1838 | 1830 | 1827 | 1823 | 1820 | 1821 | 1825 | 1831 | -0.16
2018 CELT | 1817 | 1797 | 1783 | 1771 | 1762 | 1755 | 1752 | 1751 | 1753 | -0.45
Difference | 37 | 41 | 47 | 56 | 61 | 65 | 69 | 74 | 78
VERMONT
2019 CELT | 851 | 834 | 823 | 814 | 807 | 801 | 796 | 792 | 790 | -0.91
2018 CELT | 877 | 865 | 854 | 844 | 835 | 829 | 822 | 816 | 812 | -0.96
Difference | -26 | -31 | -31 | -30 | -28 | -28 | -26 | -24 | -22
50/50 Winter Peak Net Forecast Comparison (MW)
| 2019 | 2020 | 2021 | 2022 | 2023 | 2024 | 2025 | 2026 | 2027 | CAGR (%)
ISO-NE
2019 CELT | 20476 | 20215 | 19997 | 19808 | 19654 | 19528 | 19437 | 19380 | 19360 | -0.7
2018 CELT | 20273 | 20012 | 19809 | 19642 | 19505 | 19380 | 19271 | 19190 | 19133 | -0.72
Difference | 203 | 203 | 188 | 166 | 149 | 148 | 166 | 190 | 227
CONNECTICUT
2019 CELT | 5087 | 5032 | 4981 | 4937 | 4900 | 4866 | 4838 | 4815 | 4798 | -0.73
2018 CELT | 5132 | 5096 | 5060 | 5029 | 5002 | 4975 | 4952 | 4933 | 4917 | -0.53
Difference | -45 | -64 | -79 | -92 | -102 | -109 | -114 | -118 | -119
MAINE
2019 CELT | 1898 | 1897 | 1903 | 1907 | 1914 | 1922 | 1931 | 1942 | 1956 | 0.38
2018 CELT | 1891 | 1880 | 1882 | 1888 | 1899 | 1907 | 1915 | 1925 | 1935 | 0.29
Difference | 7 | 17 | 21 | 19 | 15 | 15 | 16 | 17 | 21
MASSACHUSETTS
2019 CELT | 9308 | 9145 | 9012 | 8896 | 8801 | 8724 | 8668 | 8635 | 8624 | -0.95
2018 CELT | 9097 | 8931 | 8800 | 8690 | 8598 | 8517 | 8448 | 8395 | 8357 | -1.05
Difference | 211 | 214 | 212 | 206 | 203 | 207 | 220 | 240 | 267
NEW HAMPSHIRE
2019 CELT | 1929 | 1917 | 1907 | 1899 | 1891 | 1886 | 1881 | 1878 | 1876 | -0.35
2018 CELT | 1948 | 1939 | 1932 | 1928 | 1924 | 1921 | 1918 | 1915 | 1914 | -0.22
Difference | -19 | -22 | -25 | -29 | -33 | -35 | -37 | -37 | -38
RHODE ISLAND
2019 CELT | 1279 | 1257 | 1236 | 1218 | 1202 | 1189 | 1180 | 1172 | 1169 | -1.12
2018 CELT | 1210 | 1180 | 1155 | 1132 | 1112 | 1094 | 1078 | 1066 | 1055 | -1.7
Difference | 69 | 77 | 81 | 86 | 90 | 95 | 102 | 106 | 114
VERMONT
2019 CELT | 975 | 966 | 958 | 951 | 946 | 942 | 939 | 937 | 937 | -0.49
2018 CELT | 996 | 986 | 980 | 974 | 969 | 964 | 960 | 957 | 955 | -0.53
Difference | -21 | -20 | -22 | -23 | -23 | -22 | -21 | -20 | -18
90/10 Summer Peak Net Forecast Comparison (MW)
| 2019 | 2020 | 2021 | 2022 | 2023 | 2024 | 2025 | 2026 | 2027 | CAGR (%)
ISO-NE
2019 CELT | 27212 | 26945 | 26744 | 26602 | 26492 | 26427 | 26403 | 26421 | 26478 | -0.34
2018 CELT | 27929 | 27744 | 27609 | 27521 | 27469 | 27444 | 27446 | 27483 | 27548 | -0.17
Difference | -717 | -799 | -865 | -919 | -977 | -1017 | -1043 | -1062 | -1070
CONNECTICUT
2019 CELT | 6885 | 6827 | 6760 | 6701 | 6653 | 6615 | 6583 | 6558 | 6542 | -0.64
2018 CELT | 7282 | 7245 | 7207 | 7181 | 7162 | 7151 | 7143 | 7140 | 7143 | -0.24
Difference | -397 | -418 | -447 | -480 | -509 | -536 | -560 | -582 | -601
MAINE
2019 CELT | 2009 | 2001 | 2001 | 2007 | 2012 | 2021 | 2030 | 2041 | 2056 | 0.29
2018 CELT | 2039 | 2023 | 2015 | 2012 | 2012 | 2010 | 2011 | 2012 | 2015 | -0.14
Difference | -30 | -22 | -14 | -5 | 0 | 11 | 19 | 29 | 41
MASSACHUSETTS
2019 CELT | 12970 | 12806 | 12691 | 12610 | 12548 | 12514 | 12507 | 12526 | 12566 | -0.4
2018 CELT | 13032 | 12925 | 12851 | 12801 | 12771 | 12758 | 12763 | 12791 | 12838 | -0.19
Difference | -62 | -119 | -160 | -191 | -223 | -244 | -256 | -265 | -272
NEW HAMPSHIRE
2019 CELT | 2417 | 2408 | 2405 | 2403 | 2403 | 2404 | 2408 | 2415 | 2422 | 0.03
2018 CELT | 2564 | 2564 | 2570 | 2578 | 2588 | 2598 | 2607 | 2618 | 2630 | 0.32
Difference | -147 | -156 | -165 | -175 | -185 | -194 | -199 | -203 | -208
RHODE ISLAND
2019 CELT | 2049 | 2036 | 2031 | 2032 | 2034 | 2038 | 2045 | 2055 | 2067 | 0.11
2018 CELT | 2089 | 2074 | 2064 | 2056 | 2052 | 2050 | 2051 | 2055 | 2061 | -0.17
Difference | -40 | -38 | -33 | -24 | -18 | -12 | -6 | 0 | 6
VERMONT
2019 CELT | 884 | 866 | 856 | 847 | 841 | 835 | 830 | 826 | 825 | -0.85
2018 CELT | 924 | 912 | 902 | 893 | 884 | 879 | 872 | 867 | 863 | -0.85
Difference | -40 | -46 | -46 | -46 | -43 | -44 | -42 | -41 | -38
90/10 Winter Peak Net Forecast Comparison (MW)
| 2019 | 2020 | 2021 | 2022 | 2023 | 2024 | 2025 | 2026 | 2027 | CAGR (%)
ISO-NE
2019 CELT | 21173 | 20920 | 20715 | 20533 | 20384 | 20265 | 20180 | 20129 | 20116 | -0.64
2018 CELT | 20972 | 20712 | 20508 | 20342 | 20205 | 20079 | 19971 | 19890 | 19832 | -0.7
Difference | 201 | 208 | 207 | 191 | 179 | 186 | 209 | 239 | 284
CONNECTICUT
2019 CELT | 5245 | 5191 | 5143 | 5099 | 5062 | 5029 | 5002 | 4980 | 4962 | -0.69
2018 CELT | 5305 | 5269 | 5233 | 5202 | 5175 | 5149 | 5125 | 5106 | 5090 | -0.52
Difference | -60 | -78 | -90 | -103 | -113 | -120 | -123 | -126 | -128
MAINE
2019 CELT | 1936 | 1937 | 1944 | 1948 | 1956 | 1964 | 1974 | 1986 | 2001 | 0.42
2018 CELT | 1949 | 1938 | 1940 | 1946 | 1957 | 1965 | 1973 | 1983 | 1993 | 0.28
Difference | -13 | -1 | 4 | 2 | -1 | -1 | 1 | 3 | 8
MASSACHUSETTS
2019 CELT | 9663 | 9508 | 9384 | 9274 | 9185 | 9114 | 9063 | 9033 | 9024 | -0.85
2018 CELT | 9418 | 9252 | 9121 | 9011 | 8920 | 8838 | 8769 | 8717 | 8678 | -1.02
Difference | 245 | 256 | 263 | 263 | 265 | 276 | 294 | 316 | 346
NEW HAMPSHIRE
2019 CELT | 1997 | 1986 | 1977 | 1969 | 1962 | 1957 | 1953 | 1950 | 1949 | -0.31
2018 CELT | 2029 | 2020 | 2013 | 2009 | 2006 | 2003 | 1999 | 1997 | 1995 | -0.21
Difference | -32 | -34 | -36 | -40 | -44 | -46 | -46 | -47 | -46
RHODE ISLAND
2019 CELT | 1319 | 1298 | 1278 | 1261 | 1245 | 1234 | 1225 | 1219 | 1216 | -1.01
2018 CELT | 1259 | 1229 | 1203 | 1180 | 1160 | 1142 | 1127 | 1114 | 1104 | -1.63
Difference | 60 | 69 | 75 | 81 | 85 | 92 | 98 | 105 | 112
VERMONT
2019 CELT | 1012 | 1001 | 991 | 981 | 974 | 968 | 963 | 963 | 963 | -0.61
2018 CELT | 1014 | 1004 | 998 | 992 | 987 | 982 | 978 | 975 | 972 | -0.52
Difference | -2 | -3 | -7 | -11 | -13 | -14 | -15 | -12 | -9

## 11 OP CO
FERC 715 Summer 2019 : Proportions of Operating Company (down) in Each RSP Sub-area (across)
% of State Peak | State | Company | BHE | ME | SME | NH | VT | BOSTON | CMA_NEMA | WMA | SEMA | RI | CT | SWCT | NOR
0.042752 | CT | CMEEC | 0 | 0 | 0 | 0 | 0 | 0 | 0 | 0 | 0 | 0 | 0.73851 | 0.16049 | 0.101
0.76483 | CT | CLP | 0 | 0 | 0 | 0 | 0 | 0 | 0 | 0.015695 | 0 | 0 | 0.57247 | 0.21094 | 0.20089
0.19242 | CT | UI | 0 | 0 | 0 | 0 | 0 | 0 | 0 | 0 | 0 | 0 | 0.039901 | 0.80483 | 0.15527
0.13573 | ME | EM | 1 | 0 | 0 | 0 | 0 | 0 | 0 | 0 | 0 | 0 | 0 | 0 | 0
0.86427 | ME | CMP | 0.0061329 | 0.54645 | 0.41256 | 0.034861 | 0 | 0 | 0 | 0 | 0 | 0 | 0 | 0 | 0
0.11381 | MA | COMEL | 0 | 0 | 0 | 0 | 0 | 0.28431 | 0 | 0 | 0.71569 | 0 | 0 | 0 | 0
0.28493 | MA | BECO | 0 | 0 | 0 | 0 | 0 | 0.92788 | 0 | 0 | 0.042045 | 0.030079 | 0 | 0 | 0
0.39741 | MA | MA-NGRID | 0 | 0 | 0 | 0 | 0 | 0.28399 | 0.25365 | 0.1339 | 0.21428 | 0.11418 | 0 | 0 | 0
0.018207 | MA | MUNI:SEMA-NGR | 0 | 0 | 0 | 0 | 0 | 0 | 0 | 0 | 1 | 0 | 0 | 0 | 0
0.021632 | MA | MUNI:WMA-NU | 0 | 0 | 0 | 0 | 0 | 0 | 0 | 1 | 0 | 0 | 0 | 0 | 0
0.0086292 | MA | MUNI:WMA-NGR | 0 | 0 | 0 | 0 | 0 | 0 | 0 | 1 | 0 | 0 | 0 | 0 | 0
0.019436 | MA | MUNI:CNEMA-NGR | 0 | 0 | 0 | 0 | 0 | 0 | 1 | 0 | 0 | 0 | 0 | 0 | 0
0.0086829 | MA | MUNI:RI-NGR | 0 | 0 | 0 | 0 | 0 | 0 | 0 | 0 | 0 | 1 | 0 | 0 | 0
0.060216 | MA | WMECO | 0 | 0 | 0 | 0 | 0 | 0 | 0 | 1 | 0 | 0 | 0 | 0 | 0
0.014006 | MA | MUNI:BOST-NST | 0 | 0 | 0 | 0 | 0 | 1 | 0 | 0 | 0 | 0 | 0 | 0 | 0
0.035269 | MA | MUNI:BOST-NGR | 0 | 0 | 0 | 0 | 0 | 1 | 0 | 0 | 0 | 0 | 0 | 0 | 0
0.017771 | MA | MUNI:SEMA-NST | 0 | 0 | 0 | 0 | 0 | 0 | 0 | 0 | 1 | 0 | 0 | 0 | 0
0.78722 | NH | PSNH | 0 | 0 | 0 | 0.85115 | 0.12395 | 0 | 0.024902 | 0 | 0 | 0 | 0 | 0 | 0
0.1201 | NH | UNITIL | 0 | 0 | 0 | 1 | 0 | 0 | 0 | 0 | 0 | 0 | 0 | 0 | 0
0.092677 | NH | GSE | 0 | 0 | 0 | 0.10893 | 0.42517 | 0.32071 | 0.14518 | 0 | 0 | 0 | 0 | 0 | 0
1 | RI | RI-NGRID | 0 | 0 | 0 | 0 | 0 | 0 | 0 | 0 | 0.077175 | 0.92283 | 0 | 0 | 0
1 | VT | VELCO | 0 | 0 | 0 | 0.041329 | 0.89445 | 0 | 0 | 0.064219 | 0 | 0 | 0 | 0 | 0
FERC 715 Summer 2028 : Proportions of Operating Company (down) in Each RSP Sub-area (across)
% of State Peak | State | Company | BHE | ME | SME | NH | VT | BOSTON | CMA_NEMA | WMA | SEMA | RI | CT | SWCT | NOR
0.042752 | CT | CMEEC | 0 | 0 | 0 | 0 | 0 | 0 | 0 | 0 | 0 | 0 | 0.73195 | 0.16906 | 0.098994
0.76483 | CT | CLP | 0 | 0 | 0 | 0 | 0 | 0 | 0 | 0.015746 | 0 | 0 | 0.56836 | 0.21054 | 0.20535
0.19242 | CT | UI | 0 | 0 | 0 | 0 | 0 | 0 | 0 | 0 | 0 | 0 | 0.039905 | 0.8048 | 0.1553
0.13573 | ME | EM | 1 | 0 | 0 | 0 | 0 | 0 | 0 | 0 | 0 | 0 | 0 | 0 | 0
0.86427 | ME | CMP | 0.0061869 | 0.54732 | 0.41208 | 0.034406 | 0 | 0 | 0 | 0 | 0 | 0 | 0 | 0 | 0
0.11381 | MA | COMEL | 0 | 0 | 0 | 0 | 0 | 0.29561 | 0 | 0 | 0.70439 | 0 | 0 | 0 | 0
0.28493 | MA | BECO | 0 | 0 | 0 | 0 | 0 | 0.92909 | 0 | 0 | 0.041428 | 0.029479 | 0 | 0 | 0
0.39741 | MA | MA-NGRID | 0 | 0 | 0 | 0 | 0 | 0.28263 | 0.2564 | 0.13594 | 0.21257 | 0.11246 | 0 | 0 | 0
0.018207 | MA | MUNI:SEMA-NGR | 0 | 0 | 0 | 0 | 0 | 0 | 0 | 0 | 1 | 0 | 0 | 0 | 0
0.021632 | MA | MUNI:WMA-NU | 0 | 0 | 0 | 0 | 0 | 0 | 0 | 1 | 0 | 0 | 0 | 0 | 0
0.0086292 | MA | MUNI:WMA-NGR | 0 | 0 | 0 | 0 | 0 | 0 | 0 | 1 | 0 | 0 | 0 | 0 | 0
0.019436 | MA | MUNI:CNEMA-NGR | 0 | 0 | 0 | 0 | 0 | 0 | 1 | 0 | 0 | 0 | 0 | 0 | 0
0.0086829 | MA | MUNI:RI-NGR | 0 | 0 | 0 | 0 | 0 | 0 | 0 | 0 | 0 | 1 | 0 | 0 | 0
0.060216 | MA | WMECO | 0 | 0 | 0 | 0 | 0 | 0 | 0 | 1 | 0 | 0 | 0 | 0 | 0
0.014006 | MA | MUNI:BOST-NST | 0 | 0 | 0 | 0 | 0 | 1 | 0 | 0 | 0 | 0 | 0 | 0 | 0
0.035269 | MA | MUNI:BOST-NGR | 0 | 0 | 0 | 0 | 0 | 1 | 0 | 0 | 0 | 0 | 0 | 0 | 0
0.017771 | MA | MUNI:SEMA-NST | 0 | 0 | 0 | 0 | 0 | 0 | 0 | 0 | 1 | 0 | 0 | 0 | 0
0.78722 | NH | PSNH | 0 | 0 | 0 | 0.85161 | 0.12356 | 0 | 0.024828 | 0 | 0 | 0 | 0 | 0 | 0
0.1201 | NH | UNITIL | 0 | 0 | 0 | 1 | 0 | 0 | 0 | 0 | 0 | 0 | 0 | 0 | 0
0.092677 | NH | GSE | 0 | 0 | 0 | 0.11182 | 0.42463 | 0.3187 | 0.14485 | 0 | 0 | 0 | 0 | 0 | 0
1 | RI | RI-NGRID | 0 | 0 | 0 | 0 | 0 | 0 | 0 | 0 | 0.076175 | 0.92382 | 0 | 0 | 0
1 | VT | VELCO | 0 | 0 | 0 | 0.04148 | 0.89407 | 0 | 0 | 0.064445 | 0 | 0 | 0 | 0 | 0
FERC 715 Summers 2019 and 2028
States are Load Zones except for Massachusetts (which consists of three Load Zones)
2019
LOAD_ZONE | BHE | ME | SME | NH | VT | BOSTON | CMA_NEMA | WMA | SEMA | RI | CT | SWCT | NOR
ME | 0.1411 | 0.47224 | 0.35653 | 0.030127 | 0 | 0 | 0 | 0 | 0 | 0 | 0 | 0 | 0
NH | 0 | 0 | 0 | 0.80052 | 0.13686 | 0.029604 | 0.033012 | 0 | 0 | 0 | 0 | 0 | 0
VT | 0 | 0 | 0 | 0.041329 | 0.89445 | 0 | 0 | 0.064219 | 0 | 0 | 0 | 0 | 0
CT | 0 | 0 | 0 | 0 | 0 | 0 | 0 | 0.012013 | 0 | 0 | 0.47771 | 0.32243 | 0.18785
RI | 0 | 0 | 0 | 0 | 0 | 0 | 0 | 0 | 0.077175 | 0.92283 | 0 | 0 | 0
SEMA | 0 | 0 | 0 | 0 | 0 | 0 | 0 | 0 | 0.77359 | 0.22641 | 0 | 0 | 0
WCMA | 0 | 0 | 0 | 0 | 0 | 0.025864 | 0.4426 | 0.53154 | 0 | 0 | 0 | 0 | 0
NEMA | 0 | 0 | 0 | 0 | 0 | 1 | 0 | 0 | 0 | 0 | 0 | 0 | 0
MA | 0 | 0 | 0 | 0 | 0 | 0.45851 | 0.12031 | 0.14449 | 0.21404 | 0.062645 | 0 | 0 | 0
2028
LOAD_ZONE | BHE | ME | SME | NH | VT | BOSTON | CMA_NEMA | WMA | SEMA | RI | CT | SWCT | NOR
ME | 0.14115 | 0.473 | 0.35612 | 0.029733 | 0 | 0 | 0 | 0 | 0 | 0 | 0 | 0 | 0
NH | 0 | 0 | 0 | 0.80751 | 0.13759 | 0.021706 | 0.033187 | 0 | 0 | 0 | 0 | 0 | 0
VT | 0 | 0 | 0 | 0.04148 | 0.89407 | 0 | 0 | 0.064445 | 0 | 0 | 0 | 0 | 0
CT | 0 | 0 | 0 | 0 | 0 | 0 | 0 | 0.012052 | 0 | 0 | 0.47428 | 0.32249 | 0.19118
RI | 0 | 0 | 0 | 0 | 0 | 0 | 0 | 0 | 0.076175 | 0.92382 | 0 | 0 | 0
SEMA | 0 | 0 | 0 | 0 | 0 | 0 | 0 | 0 | 0.77424 | 0.22576 | 0 | 0 | 0
WCMA | 0 | 0 | 0 | 0 | 0 | 0.02593 | 0.4434 | 0.53068 | 0 | 0 | 0 | 0 | 0
NEMA | 0 | 0 | 0 | 0 | 0 | 1 | 0 | 0 | 0 | 0 | 0 | 0 | 0
MA | 0 | 0 | 0 | 0 | 0 | 0.4603 | 0.12125 | 0.14512 | 0.21162 | 0.061707 | 0 | 0 | 0

## 12 FC
2019 CELT FORECAST FOR ISO-NE, STATES, SUBAREAS, AND LOAD ZONES
|  | 2019 | 2020 | 2021 | 2022 | 2023 | 2024 | 2025 | 2026 | 2027 | 2028 | CAGR
GROSS NEL
State | ISONE | 145610 | 146650 | 148011 | 150201 | 152016 | 154243 | 155571 | 157253 | 158999 | 161312 | 1.1444
State | CT | 34372 | 34568 | 34751 | 35086 | 35357 | 35730 | 35893 | 36143 | 36402 | 36779 | 0.75489
State | ME | 13240 | 13363 | 13568 | 13850 | 14087 | 14354 | 14548 | 14763 | 14987 | 15260 | 1.5902
State | MA | 68831 | 69327 | 70035 | 71180 | 72131 | 73273 | 73995 | 74880 | 75796 | 76990 | 1.2525
State | NH | 12920 | 13017 | 13141 | 13348 | 13516 | 13726 | 13840 | 13997 | 14162 | 14390 | 1.2045
State | RI | 9395 | 9488 | 9597 | 9757 | 9897 | 10063 | 10172 | 10305 | 10442 | 10614 | 1.3647
State | VT | 6852 | 6887 | 6919 | 6979 | 7028 | 7097 | 7122 | 7166 | 7210 | 7279 | 0.67396
RSP Subarea | BHE | 1868 | 1886 | 1915 | 1955 | 1988 | 2026 | 2053 | 2084 | 2115 | 2154 | 1.5955
RSP Subarea | ME | 6253 | 6312 | 6410 | 6544 | 6657 | 6785 | 6878 | 6981 | 7088 | 7218 | 1.6074
RSP Subarea | SME | 4721 | 4764 | 4836 | 4936 | 5020 | 5114 | 5183 | 5259 | 5338 | 5434 | 1.5751
RSP Subarea | NH | 11025 | 11117 | 11235 | 11422 | 11576 | 11765 | 11874 | 12019 | 12171 | 12376 | 1.2927
RSP Subarea | VT | 7897 | 7943 | 7989 | 8072 | 8140 | 8230 | 8270 | 8331 | 8394 | 8488 | 0.80512
RSP Subarea | Boston | 31942 | 32175 | 32506 | 33041 | 33484 | 34017 | 34354 | 34767 | 35194 | 35751 | 1.2596
RSP Subarea | CMA/NEMA | 8708 | 8779 | 8876 | 9029 | 9157 | 9310 | 9409 | 9529 | 9653 | 9813 | 1.3362
RSP Subarea | WMA | 10799 | 10880 | 10992 | 11172 | 11321 | 11501 | 11614 | 11753 | 11898 | 12085 | 1.258
RSP Subarea | SEMA | 15458 | 15550 | 15688 | 15924 | 16117 | 16352 | 16493 | 16671 | 16855 | 17101 | 1.1287
RSP Subarea | RI | 12982 | 13092 | 13230 | 13443 | 13625 | 13843 | 13982 | 14153 | 14330 | 14556 | 1.2797
RSP Subarea | CT | 16420 | 16500 | 16574 | 16720 | 16836 | 17000 | 17064 | 17169 | 17278 | 17444 | 0.67444
RSP Subarea | SWCT | 11082 | 11146 | 11205 | 11314 | 11401 | 11522 | 11575 | 11655 | 11739 | 11861 | 0.75767
RSP Subarea | NOR | 6457 | 6506 | 6554 | 6630 | 6695 | 6778 | 6823 | 6883 | 6946 | 7031 | 0.95076
Load Zone | SEMA | 19044 | 19154 | 19322 | 19610 | 19845 | 20132 | 20303 | 20519 | 20743 | 21043 | 1.1152
Load Zone | WCMA | 18711 | 18859 | 19065 | 19390 | 19662 | 19987 | 20197 | 20451 | 20715 | 21054 | 1.3195
Load Zone | NEMA | 31075 | 31314 | 31648 | 32180 | 32624 | 33154 | 33495 | 33910 | 34338 | 34893 | 1.2959
GROSS 50/50 SUMMER PEAK
State | ISONE | 28943 | 29130 | 29341 | 29561 | 29774 | 29987 | 30196 | 30406 | 30616 | 30831 | 0.70461
State | CT | 7305 | 7318 | 7335 | 7352 | 7367 | 7382 | 7396 | 7409 | 7423 | 7438 | 0.20068
State | ME | 2116 | 2130 | 2154 | 2180 | 2204 | 2227 | 2249 | 2271 | 2294 | 2318 | 1.0182
State | MA | 13864 | 13982 | 14107 | 14235 | 14361 | 14489 | 14617 | 14744 | 14872 | 14998 | 0.8774
State | NH | 2445 | 2457 | 2473 | 2489 | 2505 | 2522 | 2538 | 2554 | 2570 | 2587 | 0.62924
State | RI | 2118 | 2142 | 2167 | 2193 | 2218 | 2242 | 2267 | 2292 | 2316 | 2342 | 1.1233
State | VT | 1095 | 1100 | 1106 | 1112 | 1118 | 1124 | 1130 | 1136 | 1142 | 1148 | 0.52657
RSP Subarea | BHE | 298.5167 | 300.607 | 303.9081 | 307.6516 | 310.9748 | 314.2788 | 317.4341 | 320.5386 | 323.7258 | 327.1222 | 1.0219
RSP Subarea | ME | 999.0699 | 1006.2205 | 1017.4231 | 1030.1071 | 1041.3841 | 1052.5969 | 1063.3114 | 1073.8555 | 1084.6766 | 1096.1987 | 1.0362
RSP Subarea | SME | 754.2694 | 759.4168 | 767.6232 | 776.9471 | 785.2093 | 793.423 | 801.2612 | 808.9713 | 816.8903 | 825.3372 | 1.0055
RSP Subarea | NH | 2066.1999 | 2078.5353 | 2093.7349 | 2110.2981 | 2125.9033 | 2141.698 | 2157.3374 | 2173.0022 | 2189.0295 | 2205.9032 | 0.7296
RSP Subarea | VT | 1314.0074 | 1320.1894 | 1327.8353 | 1336.077 | 1343.7465 | 1351.5495 | 1359.1396 | 1366.6956 | 1374.3961 | 1382.6095 | 0.56706
RSP Subarea | Boston | 6429.3062 | 6484.2934 | 6542.6583 | 6602.8091 | 6661.9155 | 6721.8232 | 6781.5291 | 6841.1675 | 6900.6407 | 6959.8396 | 0.88489
RSP Subarea | CMA/NEMA | 1748.8081 | 1764.9655 | 1782.089 | 1799.7216 | 1817.0523 | 1834.5996 | 1852.09 | 1869.5638 | 1887.0055 | 1904.4018 | 0.95154
RSP Subarea | WMA | 2161.4002 | 2179.9561 | 2199.6559 | 2219.941 | 2239.8624 | 2260.0315 | 2280.1107 | 2300.1656 | 2320.1786 | 2340.1451 | 0.88676
RSP Subarea | SEMA | 3131.0262 | 3153.6875 | 3177.9818 | 3203.1392 | 3227.7983 | 3252.8129 | 3277.7394 | 3302.6432 | 3327.4911 | 3352.2485 | 0.76145
RSP Subarea | RI | 2823.4882 | 2851.5222 | 2881.0558 | 2911.321 | 2940.9998 | 2970.5057 | 2999.9118 | 3029.302 | 3058.8543 | 3088.799 | 1.0029
RSP Subarea | CT | 3489.7325 | 3493.2762 | 3498.2059 | 3503.4275 | 3508.0868 | 3512.2963 | 3515.9302 | 3519.533 | 3523.3697 | 3527.9208 | 0.121
RSP Subarea | SWCT | 2355.3844 | 2359.743 | 2365.0374 | 2370.5298 | 2375.6422 | 2380.4498 | 2384.8666 | 2389.2613 | 2393.8139 | 2398.8515 | 0.20339
RSP Subarea | NOR | 1372.2392 | 1377.5017 | 1383.3101 | 1389.2351 | 1394.9379 | 1400.4617 | 1405.7546 | 1411.033 | 1416.4035 | 1422.0603 | 0.39704
Load Zone | SEMA | 3836 | 3863 | 3892 | 3922 | 3951 | 3981 | 4011 | 4040 | 4070 | 4099 | 0.73953
Load Zone | WCMA | 3769 | 3804 | 3840 | 3878 | 3915 | 3952 | 3990 | 4027 | 4064 | 4101 | 0.94243
Load Zone | NEMA | 6259 | 6315 | 6375 | 6435 | 6495 | 6556 | 6617 | 6677 | 6737 | 6797 | 0.92044
GROSS 50/50 WINTER PEAK
State | ISONE | 23144 | 23278 | 23420 | 23558 | 23698 | 23831 | 23964 | 24098 | 24237 | 24376 | 0.57792
State | CT | 5647 | 5655 | 5661 | 5669 | 5678 | 5685 | 5692 | 5699 | 5707 | 5714 | 0.13114
State | ME | 2067 | 2090 | 2117 | 2141 | 2165 | 2188 | 2210 | 2232 | 2256 | 2280 | 1.0957
State | MA | 10787 | 10866 | 10953 | 11036 | 11120 | 11200 | 11281 | 11363 | 11449 | 11533 | 0.74578
State | NH | 2025 | 2030 | 2035 | 2041 | 2046 | 2052 | 2057 | 2062 | 2067 | 2073 | 0.26064
State | RI | 1500 | 1511 | 1521 | 1532 | 1543 | 1553 | 1564 | 1574 | 1585 | 1595 | 0.68465
State | VT | 1118 | 1125 | 1132 | 1139 | 1146 | 1153 | 1160 | 1166 | 1173 | 1180 | 0.6015
RSP Subarea | BHE | 292.5767 | 295.8591 | 299.671 | 303.052 | 306.4557 | 309.6896 | 312.8119 | 316.0163 | 319.4388 | 322.8442 | 1.0998
RSP Subarea | ME | 1009.856 | 1021.3381 | 1034.648 | 1046.4707 | 1058.3714 | 1069.6856 | 1080.6142 | 1091.8265 | 1103.7918 | 1115.6981 | 1.1136
RSP Subarea | SME | 705.5134 | 713.2687 | 722.3004 | 730.2933 | 738.3408 | 745.9793 | 753.3492 | 760.9174 | 769.0104 | 777.0624 | 1.0791
RSP Subarea | NH | 1733.2881 | 1740.3622 | 1746.9299 | 1753.5313 | 1760.5207 | 1767.4406 | 1773.9145 | 1780.5104 | 1787.1805 | 1793.8132 | 0.3821
RSP Subarea | VT | 1266.4678 | 1273.5797 | 1280.5455 | 1287.382 | 1294.4658 | 1301.1531 | 1307.858 | 1314.572 | 1321.5472 | 1328.5562 | 0.53321
RSP Subarea | Boston | 4904.8938 | 4941.4389 | 4981.1658 | 5019.495 | 5058.598 | 5095.5722 | 5132.8018 | 5170.6669 | 5209.9991 | 5249.0446 | 0.75632
RSP Subarea | CMA/NEMA | 1383.9921 | 1392.4347 | 1401.7251 | 1410.6419 | 1419.7817 | 1428.3478 | 1436.9723 | 1445.7739 | 1454.9727 | 1464.0944 | 0.62712
RSP Subarea | WMA | 1842.5478 | 1854.1994 | 1866.9411 | 1879.2067 | 1891.756 | 1903.5273 | 1915.4004 | 1927.492 | 1940.1151 | 1952.6479 | 0.64694
RSP Subarea | SEMA | 2398.8995 | 2417.257 | 2437.0567 | 2456.2516 | 2475.8156 | 2494.3675 | 2513.0532 | 2532.0231 | 2551.6845 | 2571.1988 | 0.77367
RSP Subarea | RI | 2027.5239 | 2041.6637 | 2055.7554 | 2070.1123 | 2084.7003 | 2098.7767 | 2112.9684 | 2127.1354 | 2141.5792 | 2155.8342 | 0.68413
RSP Subarea | CT | 2696.7361 | 2698.5133 | 2699.3327 | 2701.0462 | 2702.8067 | 2704.2063 | 2705.5169 | 2706.7298 | 2707.9781 | 2709.3581 | 0.051897
RSP Subarea | SWCT | 1821.6521 | 1824.3708 | 1826.4415 | 1829.1169 | 1831.8242 | 1834.2868 | 1836.6888 | 1839.0239 | 1841.3828 | 1843.8308 | 0.13455
RSP Subarea | NOR | 1060.4329 | 1064.098 | 1067.3847 | 1071.0242 | 1074.6825 | 1078.1972 | 1081.6759 | 1085.1146 | 1088.5667 | 1092.071 | 0.32719
Load Zone | SEMA | 2926 | 2948 | 2972 | 2995 | 3018 | 3040 | 3062 | 3085 | 3108 | 3132 | 0.75881
Load Zone | WCMA | 3075 | 3094 | 3116 | 3137 | 3158 | 3178 | 3198 | 3219 | 3240 | 3261 | 0.65468
Load Zone | NEMA | 4787 | 4824 | 4865 | 4904 | 4945 | 4983 | 5021 | 5060 | 5100 | 5140 | 0.79368
GROSS 90/10 SUMMER PEAK
State | ISONE | 30832 | 31050 | 31291 | 31543 | 31786 | 32030 | 32271 | 32512 | 32753 | 32999 | 0.75757
State | CT | 7719 | 7734 | 7751 | 7769 | 7786 | 7802 | 7818 | 7834 | 7850 | 7866 | 0.20983
State | ME | 2217 | 2235 | 2260 | 2288 | 2313 | 2339 | 2363 | 2387 | 2412 | 2437 | 1.0568
State | MA | 14888 | 15026 | 15173 | 15325 | 15473 | 15622 | 15768 | 15915 | 16061 | 16209 | 0.94904
State | NH | 2568 | 2583 | 2600 | 2617 | 2633 | 2649 | 2666 | 2684 | 2701 | 2720 | 0.64098
State | RI | 2313 | 2340 | 2368 | 2398 | 2429 | 2460 | 2491 | 2522 | 2552 | 2583 | 1.2343
State | VT | 1128 | 1132 | 1139 | 1145 | 1152 | 1158 | 1164 | 1170 | 1177 | 1184 | 0.53981
RSP Subarea | BHE | 312.7605 | 315.3331 | 318.9582 | 322.8844 | 326.4524 | 330.0538 | 333.5147 | 336.9292 | 340.4027 | 344.043 | 1.0648
RSP Subarea | ME | 1046.741 | 1055.5131 | 1067.8077 | 1081.1111 | 1093.2149 | 1105.4311 | 1117.1766 | 1128.7666 | 1140.5544 | 1152.901 | 1.0791
RSP Subarea | SME | 790.2598 | 796.619 | 805.6373 | 815.4162 | 824.2899 | 833.2481 | 841.8515 | 850.3377 | 858.9729 | 868.0289 | 1.0484
RSP Subarea | NH | 2169.2244 | 2183.7497 | 2200.3666 | 2217.4253 | 2233.342 | 2249.2753 | 2265.9685 | 2282.8266 | 2299.9234 | 2317.6237 | 0.73796
RSP Subarea | VT | 1360.1382 | 1366.5331 | 1374.6831 | 1383.2917 | 1391.2489 | 1399.2326 | 1407.098 | 1414.9831 | 1423.5795 | 1432.5418 | 0.57793
RSP Subarea | Boston | 6902.2719 | 6966.8607 | 7035.5984 | 7106.5979 | 7175.9649 | 7245.4326 | 7314.059 | 7382.5719 | 7451.0886 | 7520.3012 | 0.95739
RSP Subarea | CMA/NEMA | 1876.0274 | 1894.8582 | 1914.8353 | 1935.4193 | 1955.5416 | 1975.6914 | 1995.647 | 2015.5796 | 2035.5206 | 2055.6649 | 1.0212
RSP Subarea | WMA | 2316.377 | 2337.9892 | 2361.0251 | 2384.8024 | 2408.0292 | 2431.2925 | 2454.2569 | 2477.1831 | 2500.1587 | 2523.3743 | 0.95557
RSP Subarea | SEMA | 3365.1036 | 3392.0859 | 3421.0752 | 3451.2625 | 3480.7598 | 3510.3071 | 3539.4373 | 3568.5104 | 3597.5892 | 3627.0019 | 0.83623
RSP Subarea | RI | 3066.8618 | 3099.1012 | 3133.0612 | 3169.1224 | 3205.5782 | 3242.0712 | 3278.2231 | 3314.2883 | 3350.3879 | 3386.7853 | 1.1086
RSP Subarea | CT | 3687.5361 | 3691.6093 | 3696.944 | 3702.3752 | 3707.2359 | 3712.1831 | 3716.7899 | 3721.3395 | 3725.8743 | 3730.5693 | 0.129
RSP Subarea | SWCT | 2488.8913 | 2493.7189 | 2499.3986 | 2505.1441 | 2510.5039 | 2515.9226 | 2521.1104 | 2526.2592 | 2531.3977 | 2536.6447 | 0.21139
RSP Subarea | NOR | 1450.0199 | 1455.7103 | 1461.8979 | 1468.125 | 1474.1266 | 1480.1628 | 1486.0632 | 1491.9403 | 1497.8108 | 1503.7454 | 0.40506
Load Zone | SEMA | 4119 | 4151 | 4186 | 4222 | 4257 | 4292 | 4327 | 4361 | 4396 | 4430 | 0.81205
Load Zone | WCMA | 4047 | 4088 | 4130 | 4175 | 4218 | 4261 | 4304 | 4347 | 4389 | 4433 | 1.0174
Load Zone | NEMA | 6722 | 6787 | 6856 | 6928 | 6998 | 7069 | 7138 | 7207 | 7276 | 7346 | 0.99122
GROSS 90/10 WINTER PEAK
State | ISONE | 23841 | 23983 | 24138 | 24283 | 24428 | 24568 | 24707 | 24847 | 24993 | 25138 | 0.59033
State | CT | 5805 | 5814 | 5823 | 5831 | 5840 | 5848 | 5856 | 5864 | 5871 | 5879 | 0.14084
State | ME | 2105 | 2130 | 2158 | 2182 | 2207 | 2230 | 2253 | 2276 | 2301 | 2325 | 1.1106
State | MA | 11142 | 11229 | 11325 | 11414 | 11504 | 11590 | 11676 | 11761 | 11849 | 11938 | 0.76967
State | NH | 2093 | 2099 | 2105 | 2111 | 2117 | 2123 | 2129 | 2134 | 2140 | 2146 | 0.27824
State | RI | 1540 | 1552 | 1563 | 1575 | 1586 | 1598 | 1609 | 1621 | 1632 | 1643 | 0.72194
State | VT | 1155 | 1160 | 1165 | 1169 | 1174 | 1179 | 1184 | 1192 | 1199 | 1207 | 0.49051
RSP Subarea | BHE | 297.9479 | 301.4109 | 305.3871 | 308.8685 | 312.3854 | 315.7024 | 318.9459 | 322.2375 | 325.7506 | 329.2268 | 1.1154
RSP Subarea | ME | 1028.3955 | 1040.5035 | 1054.3835 | 1066.5555 | 1078.8503 | 1090.4542 | 1101.8043 | 1113.3204 | 1125.6016 | 1137.7553 | 1.1292
RSP Subarea | SME | 718.4656 | 726.6533 | 736.0779 | 744.3097 | 752.6273 | 760.4629 | 768.1219 | 775.8969 | 784.2053 | 792.4248 | 1.0946
RSP Subarea | NH | 1790.5852 | 1797.9726 | 1805.3224 | 1812.4934 | 1819.7015 | 1826.8515 | 1834.0208 | 1841.1807 | 1848.4481 | 1855.7191 | 0.39779
RSP Subarea | VT | 1308.5769 | 1313.5236 | 1318.6604 | 1323.724 | 1328.7758 | 1333.7296 | 1339.2361 | 1346.9172 | 1354.71 | 1362.4797 | 0.44952
RSP Subarea | Boston | 5066.3856 | 5106.286 | 5150.5709 | 5191.7433 | 5233.2314 | 5272.979 | 5312.3103 | 5351.5413 | 5392.3659 | 5433.0541 | 0.7794
RSP Subarea | CMA/NEMA | 1429.5926 | 1438.9038 | 1449.4017 | 1459.0529 | 1468.7914 | 1478.0605 | 1487.2197 | 1496.3502 | 1505.9133 | 1515.4413 | 0.65007
RSP Subarea | WMA | 1902.8865 | 1915.4718 | 1929.5972 | 1942.6346 | 1955.7798 | 1968.3116 | 1980.7462 | 1993.3314 | 2006.479 | 2019.578 | 0.66349
RSP Subarea | SEMA | 2476.985 | 2496.9999 | 2519.0373 | 2539.6485 | 2560.4078 | 2580.3476 | 2600.0902 | 2619.7708 | 2640.1812 | 2660.5308 | 0.79742
RSP Subarea | RI | 2085.722 | 2101.1259 | 2116.9089 | 2132.4661 | 2148.0698 | 2163.3316 | 2178.49 | 2193.4561 | 2208.5163 | 2223.5723 | 0.71365
RSP Subarea | CT | 2772.2832 | 2774.4954 | 2776.4179 | 2778.2849 | 2780.106 | 2781.7848 | 2783.3579 | 2784.6999 | 2786.0983 | 2787.4586 | 0.060674
RSP Subarea | SWCT | 1872.6844 | 1875.7396 | 1878.5995 | 1881.4221 | 1884.2137 | 1886.909 | 1889.5326 | 1891.9989 | 1894.5033 | 1896.9814 | 0.14334
RSP Subarea | NOR | 1090.1402 | 1094.0598 | 1097.8662 | 1101.6511 | 1105.4181 | 1109.1287 | 1112.797 | 1116.3724 | 1119.9698 | 1123.5512 | 0.33599
Load Zone | SEMA | 3022 | 3046 | 3073 | 3097 | 3122 | 3146 | 3169 | 3193 | 3217 | 3241 | 0.7804
Load Zone | WCMA | 3176 | 3197 | 3222 | 3244 | 3267 | 3289 | 3310 | 3331 | 3353 | 3376 | 0.68085
Load Zone | NEMA | 4944 | 4985 | 5031 | 5073 | 5115 | 5156 | 5197 | 5237 | 5279 | 5320 | 0.81775
PV ON ENERGY
State | ISONE | 2490 | 2849 | 3213 | 3549 | 3884 | 4210 | 4483 | 4749 | 4996 | 5222 | 8.5769
State | CT | 623 | 672 | 794 | 922 | 1037 | 1131 | 1220 | 1311 | 1388 | 1441 | 9.765
State | ME | 57 | 64 | 73 | 82 | 90 | 99 | 108 | 116 | 125 | 133 | 9.8718
State | MA | 1218 | 1445 | 1621 | 1785 | 1951 | 2111 | 2228 | 2334 | 2436 | 2538 | 8.4994
State | NH | 107 | 122 | 137 | 149 | 159 | 174 | 187 | 201 | 215 | 229 | 8.822
State | RI | 84 | 110 | 126 | 128 | 141 | 164 | 186 | 209 | 231 | 253 | 13.0328
State | VT | 402 | 437 | 462 | 484 | 505 | 531 | 555 | 579 | 603 | 628 | 5.0814
RSP Subarea | BHE | 8.359 | 9.354 | 10.6701 | 11.9456 | 13.2147 | 14.5015 | 15.7332 | 16.983 | 18.2264 | 19.4957 | 9.8664
RSP Subarea | ME | 28.4779 | 31.8677 | 36.3516 | 40.6971 | 45.0206 | 49.4046 | 53.6009 | 57.8586 | 62.0946 | 66.4191 | 9.8664
RSP Subarea | SME | 18.7155 | 20.9433 | 23.8901 | 26.7459 | 29.5873 | 32.4684 | 35.2262 | 38.0244 | 40.8083 | 43.6503 | 9.8664
RSP Subarea | NH | 102.9597 | 116.6843 | 129.4153 | 140.2294 | 149.8494 | 162.4109 | 174.3532 | 186.5124 | 198.6094 | 211.0022 | 8.299
RSP Subarea | VT | 374.4605 | 407.7401 | 432.0578 | 453.6689 | 474.5188 | 499.3397 | 522.4925 | 546.2971 | 569.9789 | 594.4448 | 5.269
RSP Subarea | Boston | 227.487 | 269.7882 | 302.7656 | 333.2925 | 364.2018 | 394.1009 | 415.9162 | 435.8563 | 455.03 | 474.2375 | 8.5048
RSP Subarea | CMA/NEMA | 164.8359 | 195.4168 | 219.296 | 241.3826 | 263.7212 | 285.3882 | 301.2453 | 315.7606 | 329.725 | 343.7185 | 8.5079
RSP Subarea | WMA | 424.2446 | 499.7962 | 559.6209 | 615.2163 | 671.3105 | 725.4472 | 765.4312 | 802.22 | 837.4672 | 872.4922 | 8.3413
RSP Subarea | SEMA | 364.8718 | 433.7377 | 487.0145 | 535.3219 | 585.2251 | 634.0817 | 670.0088 | 702.9471 | 734.6562 | 766.4322 | 8.5963
RSP Subarea | RI | 161.668 | 201.599 | 229.1085 | 241.7926 | 265.7226 | 297.8921 | 326.3659 | 354.3072 | 381.8565 | 409.7403 | 10.8858
RSP Subarea | CT | 364.4731 | 393.155 | 464.7514 | 539.7977 | 606.8511 | 661.771 | 714.1961 | 767.4548 | 812.1101 | 843.5858 | 9.7731
RSP Subarea | SWCT | 203.7908 | 219.8279 | 259.8602 | 301.8215 | 339.3136 | 370.0214 | 399.3343 | 429.1133 | 454.0817 | 471.681 | 9.7731
RSP Subarea | NOR | 45.6143 | 49.2039 | 58.1643 | 67.5565 | 75.9483 | 82.8216 | 89.3827 | 96.0481 | 101.6367 | 105.576 | 9.7731
Load Zone | SEMA | 442.8613 | 525.4612 | 589.717 | 649.2628 | 709.6421 | 767.84 | 810.132 | 848.7135 | 885.7871 | 922.9099 | 8.5007
Load Zone | WCMA | 559.691 | 664.0812 | 745.2881 | 820.5424 | 896.8502 | 970.4011 | 1023.85 | 1072.6095 | 1119.4634 | 1166.3794 | 8.5007
Load Zone | NEMA | 215.1414 | 255.2682 | 286.4836 | 315.4108 | 344.743 | 373.0155 | 393.5609 | 412.3037 | 430.314 | 448.3482 | 8.5007
PV ON SUMMER PEAK
State | ISONE | 707.64 | 777.21 | 841.58 | 891.43 | 935.17 | 972.08 | 1000.51 | 1023.54 | 1040.28 | 1050.64 | 4.4892
State | CT | 172.82 | 180.03 | 204.58 | 227.85 | 245.32 | 256.75 | 267.87 | 278.01 | 284.07 | 285.12 | 5.7205
State | ME | 16.12 | 17.35 | 19.02 | 20.42 | 21.66 | 22.82 | 23.93 | 24.95 | 25.87 | 26.74 | 5.7844
State | MA | 344.97 | 392.04 | 422.8 | 446.54 | 468.16 | 485.82 | 495.43 | 501.32 | 505.68 | 509.07 | 4.4185
State | NH | 31.12 | 34.12 | 36.68 | 38.27 | 39.4 | 41.17 | 42.91 | 44.49 | 45.92 | 47.26 | 4.7518
State | RI | 23.3 | 29.33 | 32.15 | 31.3 | 33.29 | 37.09 | 40.67 | 43.97 | 47.01 | 49.84 | 8.8156
State | VT | 119.32 | 124.34 | 126.35 | 127.04 | 127.35 | 128.43 | 129.7 | 130.8 | 131.72 | 132.6 | 1.1794
RSP Subarea | BHE | 2.3582 | 2.5387 | 2.783 | 2.9886 | 3.1702 | 3.3387 | 3.5016 | 3.6505 | 3.7862 | 3.913 | 5.7881
RSP Subarea | ME | 8.0339 | 8.6491 | 9.4814 | 10.1818 | 10.8004 | 11.3746 | 11.9295 | 12.4368 | 12.899 | 13.3309 | 5.7881
RSP Subarea | SME | 5.2798 | 5.6842 | 6.2311 | 6.6914 | 7.098 | 7.4753 | 7.84 | 8.1734 | 8.4772 | 8.761 | 5.7881
RSP Subarea | NH | 30.0561 | 32.6776 | 34.8331 | 36.1651 | 37.1021 | 38.5893 | 40.0462 | 41.3724 | 42.5746 | 43.6988 | 4.2461
RSP Subarea | VT | 111.0979 | 116.0198 | 118.1864 | 119.0336 | 119.4673 | 120.6871 | 122.0746 | 123.284 | 124.3183 | 125.2959 | 1.3453
RSP Subarea | Boston | 64.4688 | 73.2313 | 78.9748 | 83.3958 | 87.413 | 90.7194 | 92.5399 | 93.6685 | 94.5116 | 95.1746 | 4.4232
RSP Subarea | CMA/NEMA | 46.7263 | 53.0586 | 57.2181 | 60.4142 | 63.3134 | 65.7126 | 67.045 | 67.8788 | 68.5055 | 69.0016 | 4.4265
RSP Subarea | WMA | 120.4933 | 135.9669 | 146.2787 | 154.2398 | 161.4159 | 167.2939 | 170.6074 | 172.7039 | 174.2434 | 175.4009 | 4.2603
RSP Subarea | SEMA | 103.335 | 117.6533 | 126.9262 | 133.8482 | 140.3647 | 145.8558 | 148.9612 | 150.9469 | 152.4628 | 153.6796 | 4.5086
RSP Subarea | RI | 45.4234 | 54.2508 | 58.9895 | 59.8484 | 63.1887 | 67.9182 | 71.8957 | 75.3517 | 78.4562 | 81.3055 | 6.6825
RSP Subarea | CT | 101.1538 | 105.3748 | 119.7408 | 133.3626 | 143.5856 | 150.2788 | 156.785 | 162.7212 | 166.2699 | 166.8827 | 5.7204
RSP Subarea | SWCT | 56.559 | 58.9191 | 66.9517 | 74.5681 | 80.2842 | 84.0266 | 87.6645 | 90.9836 | 92.9679 | 93.3105 | 5.7204
RSP Subarea | NOR | 12.6595 | 13.1878 | 14.9857 | 16.6905 | 17.9699 | 18.8076 | 19.6219 | 20.3648 | 20.8089 | 20.8856 | 5.7204
Load Zone | SEMA | 125.4603 | 142.5791 | 153.7681 | 162.4009 | 170.2627 | 176.6872 | 180.1839 | 182.3244 | 183.9096 | 185.1447 | 4.4187
Load Zone | WCMA | 158.5575 | 180.1924 | 194.3332 | 205.2432 | 215.1791 | 223.2984 | 227.7176 | 230.4227 | 232.4261 | 233.9871 | 4.4187
Load Zone | NEMA | 60.9484 | 69.2647 | 74.7003 | 78.8941 | 82.7134 | 85.8344 | 87.5331 | 88.5729 | 89.343 | 89.943 | 4.4187
GROSS NET PV ENERGY
State | ISONE | 143120 | 143801 | 144798 | 146652 | 148132 | 150033 | 151088 | 152504 | 154003 | 156090 | 0.96854
State | CT | 33749 | 33896 | 33957 | 34164 | 34320 | 34599 | 34673 | 34832 | 35014 | 35338 | 0.51251
State | ME | 13183 | 13299 | 13495 | 13768 | 13997 | 14255 | 14440 | 14647 | 14862 | 15127 | 1.5401
State | MA | 67613 | 67882 | 68414 | 69395 | 70180 | 71162 | 71767 | 72546 | 73360 | 74452 | 1.0764
State | NH | 12813 | 12895 | 13004 | 13199 | 13357 | 13552 | 13653 | 13796 | 13947 | 14161 | 1.1177
State | RI | 9311 | 9378 | 9471 | 9629 | 9756 | 9899 | 9986 | 10096 | 10211 | 10361 | 1.1943
State | VT | 6450 | 6450 | 6457 | 6495 | 6523 | 6566 | 6567 | 6587 | 6607 | 6651 | 0.34155
RSP Subarea | BHE | 1859.641 | 1876.646 | 1904.3299 | 1943.0544 | 1974.7853 | 2011.4985 | 2037.2668 | 2067.017 | 2096.7736 | 2134.5043 | 1.5435
RSP Subarea | ME | 6224.5221 | 6280.1323 | 6373.6484 | 6503.3029 | 6611.9794 | 6735.5954 | 6824.3991 | 6923.1414 | 7025.9054 | 7151.5809 | 1.5546
RSP Subarea | SME | 4702.2845 | 4743.0567 | 4812.1099 | 4909.2541 | 4990.4127 | 5081.5316 | 5147.7738 | 5220.9756 | 5297.1917 | 5390.3497 | 1.5289
RSP Subarea | NH | 10922.0403 | 11000.3157 | 11105.5847 | 11281.7706 | 11426.1506 | 11602.5891 | 11699.6468 | 11832.4876 | 11972.3906 | 12164.9978 | 1.2048
RSP Subarea | VT | 7522.5395 | 7535.2599 | 7556.9422 | 7618.3311 | 7665.4812 | 7730.6603 | 7747.5075 | 7784.7029 | 7824.0211 | 7893.5552 | 0.53635
RSP Subarea | Boston | 31714.513 | 31905.2118 | 32203.2344 | 32707.7075 | 33119.7982 | 33622.8991 | 33938.0838 | 34331.1437 | 34738.97 | 35276.7625 | 1.1898
RSP Subarea | CMA/NEMA | 8543.1641 | 8583.5832 | 8656.704 | 8787.6174 | 8893.2788 | 9024.6118 | 9107.7547 | 9213.2394 | 9323.275 | 9469.2815 | 1.1501
RSP Subarea | WMA | 10374.7554 | 10380.2038 | 10432.3791 | 10556.7837 | 10649.6895 | 10775.5528 | 10848.5688 | 10950.78 | 11060.5328 | 11212.5078 | 0.86656
RSP Subarea | SEMA | 15093.1282 | 15116.2623 | 15200.9855 | 15388.6781 | 15531.7749 | 15717.9183 | 15822.9912 | 15968.0529 | 16120.3438 | 16334.5678 | 0.88214
RSP Subarea | RI | 12820.332 | 12890.401 | 13000.8915 | 13201.2074 | 13359.2774 | 13545.1079 | 13655.6341 | 13798.6928 | 13948.1435 | 14146.2597 | 1.0995
RSP Subarea | CT | 16055.5269 | 16106.845 | 16109.2486 | 16180.2023 | 16229.1489 | 16338.229 | 16349.8039 | 16401.5452 | 16465.8899 | 16600.4142 | 0.37152
RSP Subarea | SWCT | 10878.2092 | 10926.1721 | 10945.1398 | 11012.1785 | 11061.6864 | 11151.9786 | 11175.6657 | 11225.8867 | 11284.9183 | 11389.319 | 0.51146
RSP Subarea | NOR | 6411.3857 | 6456.7961 | 6495.8357 | 6562.4435 | 6619.0517 | 6695.1784 | 6733.6173 | 6786.9519 | 6844.3633 | 6925.424 | 0.86061
Load Zone | SEMA | 18601.1387 | 18628.5388 | 18732.283 | 18960.7372 | 19135.3579 | 19364.16 | 19492.868 | 19670.2865 | 19857.2129 | 20120.0901 | 0.87599
Load Zone | WCMA | 18151.309 | 18194.9188 | 18319.7119 | 18569.4576 | 18765.1498 | 19016.5989 | 19173.15 | 19378.3905 | 19595.5366 | 19887.6206 | 1.0202
Load Zone | NEMA | 30859.8586 | 31058.7318 | 31361.5164 | 31864.5892 | 32279.257 | 32780.9845 | 33101.4391 | 33497.6963 | 33907.686 | 34444.6518 | 1.2286
GROSS NET PV 50/50 SUMMER PEAK
State | ISONE | 28235.36 | 28352.79 | 28499.42 | 28669.57 | 28838.83 | 29014.92 | 29195.49 | 29382.46 | 29575.72 | 29780.36 | 0.59369
State | CT | 7132.18 | 7137.97 | 7130.42 | 7124.15 | 7121.68 | 7125.25 | 7128.13 | 7130.99 | 7138.93 | 7152.88 | 0.032207
State | ME | 2099.88 | 2112.65 | 2134.98 | 2159.58 | 2182.34 | 2204.18 | 2225.07 | 2246.05 | 2268.13 | 2291.26 | 0.97384
State | MA | 13519.03 | 13589.96 | 13684.2 | 13788.46 | 13892.84 | 14003.18 | 14121.57 | 14242.68 | 14366.32 | 14488.93 | 0.77282
State | NH | 2413.88 | 2422.88 | 2436.32 | 2450.73 | 2465.6 | 2480.83 | 2495.09 | 2509.51 | 2524.08 | 2539.74 | 0.56633
State | RI | 2094.7 | 2112.67 | 2134.85 | 2161.7 | 2184.71 | 2204.91 | 2226.33 | 2248.03 | 2268.99 | 2292.16 | 1.006
State | VT | 975.68 | 975.66 | 979.65 | 984.96 | 990.65 | 995.57 | 1000.3 | 1005.2 | 1010.28 | 1015.4 | 0.44435
RSP Subarea | BHE | 296.1585 | 298.0683 | 301.1251 | 304.663 | 307.8046 | 310.9401 | 313.9325 | 316.8881 | 319.9396 | 323.2092 | 0.9759
RSP Subarea | ME | 991.0359 | 997.5714 | 1007.9417 | 1019.9253 | 1030.5838 | 1041.2223 | 1051.3819 | 1061.4188 | 1071.7776 | 1082.8678 | 0.9895
RSP Subarea | SME | 748.9896 | 753.7326 | 761.3921 | 770.2556 | 778.1113 | 785.9476 | 793.4212 | 800.798 | 808.4131 | 816.5762 | 0.96457
RSP Subarea | NH | 2036.1438 | 2045.8578 | 2058.9018 | 2074.133 | 2088.8012 | 2103.1087 | 2117.2912 | 2131.6298 | 2146.4549 | 2162.2044 | 0.66968
RSP Subarea | VT | 1202.9095 | 1204.1696 | 1209.6489 | 1217.0434 | 1224.2793 | 1230.8624 | 1237.065 | 1243.4116 | 1250.0778 | 1257.3136 | 0.4927
RSP Subarea | Boston | 6364.8374 | 6411.0621 | 6463.6835 | 6519.4133 | 6574.5024 | 6631.1038 | 6688.9892 | 6747.499 | 6806.1291 | 6864.665 | 0.84352
RSP Subarea | CMA/NEMA | 1702.0818 | 1711.9069 | 1724.8709 | 1739.3074 | 1753.7389 | 1768.8871 | 1785.045 | 1801.685 | 1818.5 | 1835.4002 | 0.84141
RSP Subarea | WMA | 2040.907 | 2043.9892 | 2053.3772 | 2065.7013 | 2078.4466 | 2092.7376 | 2109.5033 | 2127.4617 | 2145.9352 | 2164.7443 | 0.65668
RSP Subarea | SEMA | 3027.6913 | 3036.0342 | 3051.0556 | 3069.291 | 3087.4336 | 3106.9571 | 3128.7783 | 3151.6963 | 3175.0284 | 3198.5689 | 0.6119
RSP Subarea | RI | 2778.0648 | 2797.2714 | 2822.0662 | 2851.4726 | 2877.8111 | 2902.5875 | 2928.0161 | 2953.9503 | 2980.3981 | 3007.4935 | 0.88559
RSP Subarea | CT | 3388.5787 | 3387.9014 | 3378.465 | 3370.0649 | 3364.5012 | 3362.0175 | 3359.1452 | 3356.8118 | 3357.0998 | 3361.0381 | -0.090633
RSP Subarea | SWCT | 2298.8255 | 2300.8239 | 2298.0857 | 2295.9616 | 2295.358 | 2296.4231 | 2297.2021 | 2298.2777 | 2300.8461 | 2305.541 | 0.032417
RSP Subarea | NOR | 1359.5797 | 1364.3139 | 1368.3244 | 1372.5445 | 1376.968 | 1381.6541 | 1386.1327 | 1390.6682 | 1395.5946 | 1401.1747 | 0.3354
Load Zone | SEMA | 3710.5397 | 3720.4209 | 3738.2319 | 3759.5991 | 3780.7373 | 3804.3128 | 3830.8161 | 3857.6756 | 3886.0904 | 3913.8553 | 0.59449
Load Zone | WCMA | 3610.4425 | 3623.8076 | 3645.6668 | 3672.7568 | 3699.8209 | 3728.7016 | 3762.2824 | 3796.5773 | 3831.5739 | 3867.0129 | 0.76572
Load Zone | NEMA | 6198.0516 | 6245.7353 | 6300.2997 | 6356.1059 | 6412.2866 | 6470.1656 | 6529.4669 | 6588.4271 | 6647.657 | 6707.057 | 0.8808
GROSS NET PV 50/50 WINTER PEAK
State | ISONE | 23144 | 23278 | 23420 | 23558 | 23698 | 23831 | 23964 | 24098 | 24237 | 24376 | 0.57792
State | CT | 5647 | 5655 | 5661 | 5669 | 5678 | 5685 | 5692 | 5699 | 5707 | 5714 | 0.13114
State | ME | 2067 | 2090 | 2117 | 2141 | 2165 | 2188 | 2210 | 2232 | 2256 | 2280 | 1.0957
State | MA | 10787 | 10866 | 10953 | 11036 | 11120 | 11200 | 11281 | 11363 | 11449 | 11533 | 0.74578
State | NH | 2025 | 2030 | 2035 | 2041 | 2046 | 2052 | 2057 | 2062 | 2067 | 2073 | 0.26064
State | RI | 1500 | 1511 | 1521 | 1532 | 1543 | 1553 | 1564 | 1574 | 1585 | 1595 | 0.68465
State | VT | 1118 | 1125 | 1132 | 1139 | 1146 | 1153 | 1160 | 1166 | 1173 | 1180 | 0.6015
RSP Subarea | BHE | 292.5767 | 295.8591 | 299.671 | 303.052 | 306.4557 | 309.6896 | 312.8119 | 316.0163 | 319.4388 | 322.8442 | 1.0998
RSP Subarea | ME | 1009.856 | 1021.3381 | 1034.648 | 1046.4707 | 1058.3714 | 1069.6856 | 1080.6142 | 1091.8265 | 1103.7918 | 1115.6981 | 1.1136
RSP Subarea | SME | 705.5134 | 713.2687 | 722.3004 | 730.2933 | 738.3408 | 745.9793 | 753.3492 | 760.9174 | 769.0104 | 777.0624 | 1.0791
RSP Subarea | NH | 1733.2881 | 1740.3622 | 1746.9299 | 1753.5313 | 1760.5207 | 1767.4406 | 1773.9145 | 1780.5104 | 1787.1805 | 1793.8132 | 0.3821
RSP Subarea | VT | 1266.4678 | 1273.5797 | 1280.5455 | 1287.382 | 1294.4658 | 1301.1531 | 1307.858 | 1314.572 | 1321.5472 | 1328.5562 | 0.53321
RSP Subarea | Boston | 4904.8938 | 4941.4389 | 4981.1658 | 5019.495 | 5058.598 | 5095.5722 | 5132.8018 | 5170.6669 | 5209.9991 | 5249.0446 | 0.75632
RSP Subarea | CMA/NEMA | 1383.9921 | 1392.4347 | 1401.7251 | 1410.6419 | 1419.7817 | 1428.3478 | 1436.9723 | 1445.7739 | 1454.9727 | 1464.0944 | 0.62712
RSP Subarea | WMA | 1842.5478 | 1854.1994 | 1866.9411 | 1879.2067 | 1891.756 | 1903.5273 | 1915.4004 | 1927.492 | 1940.1151 | 1952.6479 | 0.64694
RSP Subarea | SEMA | 2398.8995 | 2417.257 | 2437.0567 | 2456.2516 | 2475.8156 | 2494.3675 | 2513.0532 | 2532.0231 | 2551.6845 | 2571.1988 | 0.77367
RSP Subarea | RI | 2027.5239 | 2041.6637 | 2055.7554 | 2070.1123 | 2084.7003 | 2098.7767 | 2112.9684 | 2127.1354 | 2141.5792 | 2155.8342 | 0.68413
RSP Subarea | CT | 2696.7361 | 2698.5133 | 2699.3327 | 2701.0462 | 2702.8067 | 2704.2063 | 2705.5169 | 2706.7298 | 2707.9781 | 2709.3581 | 0.051897
RSP Subarea | SWCT | 1821.6521 | 1824.3708 | 1826.4415 | 1829.1169 | 1831.8242 | 1834.2868 | 1836.6888 | 1839.0239 | 1841.3828 | 1843.8308 | 0.13455
RSP Subarea | NOR | 1060.4329 | 1064.098 | 1067.3847 | 1071.0242 | 1074.6825 | 1078.1972 | 1081.6759 | 1085.1146 | 1088.5667 | 1092.071 | 0.32719
Load Zone | SEMA | 2926 | 2948 | 2972 | 2995 | 3018 | 3040 | 3062 | 3085 | 3108 | 3132 | 0.75881
Load Zone | WCMA | 3075 | 3094 | 3116 | 3137 | 3158 | 3178 | 3198 | 3219 | 3240 | 3261 | 0.65468
Load Zone | NEMA | 4787 | 4824 | 4865 | 4904 | 4945 | 4983 | 5021 | 5060 | 5100 | 5140 | 0.79368
GROSS NET PV 90/10 SUMMER PEAK
State | ISONE | 30124.36 | 30272.79 | 30449.42 | 30651.57 | 30850.83 | 31057.92 | 31270.49 | 31488.46 | 31712.72 | 31948.36 | 0.65532
State | CT | 7546.18 | 7553.97 | 7546.42 | 7541.15 | 7540.68 | 7545.25 | 7550.13 | 7555.99 | 7565.93 | 7580.88 | 0.050989
State | ME | 2200.88 | 2217.65 | 2240.98 | 2267.58 | 2291.34 | 2316.18 | 2339.07 | 2362.05 | 2386.13 | 2410.26 | 1.0149
State | MA | 14543.03 | 14633.96 | 14750.2 | 14878.46 | 15004.84 | 15136.18 | 15272.57 | 15413.68 | 15555.32 | 15699.93 | 0.85412
State | NH | 2536.88 | 2548.88 | 2563.32 | 2578.73 | 2593.6 | 2607.83 | 2623.09 | 2639.51 | 2655.08 | 2672.74 | 0.58134
State | RI | 2289.7 | 2310.67 | 2335.85 | 2366.7 | 2395.71 | 2422.91 | 2450.33 | 2478.03 | 2504.99 | 2533.16 | 1.1291
State | VT | 1008.68 | 1007.66 | 1012.65 | 1017.96 | 1024.65 | 1029.57 | 1034.3 | 1039.2 | 1045.28 | 1051.4 | 0.46195
RSP Subarea | BHE | 310.4024 | 312.7944 | 316.1751 | 319.8958 | 323.2822 | 326.7151 | 330.0131 | 333.2787 | 336.6165 | 340.13 | 1.0214
RSP Subarea | ME | 1038.7071 | 1046.864 | 1058.3263 | 1070.9293 | 1082.4145 | 1094.0565 | 1105.2471 | 1116.3298 | 1127.6554 | 1139.5701 | 1.035
RSP Subarea | SME | 784.9799 | 790.9348 | 799.4062 | 808.7248 | 817.192 | 825.7728 | 834.0115 | 842.1643 | 850.4958 | 859.2679 | 1.0098
RSP Subarea | NH | 2139.1683 | 2151.0721 | 2165.5334 | 2181.2602 | 2196.2399 | 2210.686 | 2225.9223 | 2241.4541 | 2257.3488 | 2273.9249 | 0.68109
RSP Subarea | VT | 1249.0403 | 1250.5134 | 1256.4967 | 1264.2581 | 1271.7816 | 1278.5455 | 1285.0234 | 1291.699 | 1299.2612 | 1307.2458 | 0.50736
RSP Subarea | Boston | 6837.8031 | 6893.6294 | 6956.6236 | 7023.202 | 7088.5518 | 7154.7133 | 7221.5192 | 7288.9035 | 7356.577 | 7425.1265 | 0.9198
RSP Subarea | CMA/NEMA | 1829.3011 | 1841.7996 | 1857.6172 | 1875.0051 | 1892.2282 | 1909.9788 | 1928.602 | 1947.7008 | 1967.0151 | 1986.6633 | 0.92113
RSP Subarea | WMA | 2195.8838 | 2202.0223 | 2214.7464 | 2230.5626 | 2246.6133 | 2263.9986 | 2283.6495 | 2304.4792 | 2325.9154 | 2347.9734 | 0.74686
RSP Subarea | SEMA | 3261.7687 | 3274.4325 | 3294.1489 | 3317.4142 | 3340.3952 | 3364.4513 | 3390.4761 | 3417.5635 | 3445.1264 | 3473.3222 | 0.70069
RSP Subarea | RI | 3021.4383 | 3044.8503 | 3074.0717 | 3109.274 | 3142.3895 | 3174.153 | 3206.3273 | 3238.9366 | 3271.9317 | 3305.4798 | 1.0033
RSP Subarea | CT | 3586.3822 | 3586.2345 | 3577.2031 | 3569.0125 | 3563.6503 | 3561.9043 | 3560.0049 | 3558.6183 | 3559.6044 | 3563.6867 | -0.070513
RSP Subarea | SWCT | 2432.3324 | 2434.7999 | 2432.4469 | 2430.5759 | 2430.2198 | 2431.8959 | 2433.4459 | 2435.2756 | 2438.4298 | 2443.3343 | 0.050157
RSP Subarea | NOR | 1437.3604 | 1442.5225 | 1446.9122 | 1451.4344 | 1456.1566 | 1461.3552 | 1466.4413 | 1471.5755 | 1477.0019 | 1482.8598 | 0.34687
Load Zone | SEMA | 3993.5397 | 4008.4209 | 4032.2319 | 4059.5991 | 4086.7373 | 4115.3128 | 4146.8161 | 4178.6756 | 4212.0904 | 4244.8553 | 0.68041
Load Zone | WCMA | 3888.4425 | 3907.8076 | 3935.6668 | 3969.7568 | 4002.8209 | 4037.7016 | 4076.2824 | 4116.5773 | 4156.5739 | 4199.0129 | 0.85744
Load Zone | NEMA | 6661.0516 | 6717.7353 | 6781.2997 | 6849.1059 | 6915.2866 | 6983.1656 | 7050.4669 | 7118.4271 | 7186.657 | 7256.057 | 0.95519
GROSS NET PV 90/10 WINTER PEAK
State | ISONE | 23841 | 23983 | 24138 | 24283 | 24428 | 24568 | 24707 | 24847 | 24993 | 25138 | 0.59033
State | CT | 5805 | 5814 | 5823 | 5831 | 5840 | 5848 | 5856 | 5864 | 5871 | 5879 | 0.14084
State | ME | 2105 | 2130 | 2158 | 2182 | 2207 | 2230 | 2253 | 2276 | 2301 | 2325 | 1.1106
State | MA | 11142 | 11229 | 11325 | 11414 | 11504 | 11590 | 11676 | 11761 | 11849 | 11938 | 0.76967
State | NH | 2093 | 2099 | 2105 | 2111 | 2117 | 2123 | 2129 | 2134 | 2140 | 2146 | 0.27824
State | RI | 1540 | 1552 | 1563 | 1575 | 1586 | 1598 | 1609 | 1621 | 1632 | 1643 | 0.72194
State | VT | 1155 | 1160 | 1165 | 1169 | 1174 | 1179 | 1184 | 1192 | 1199 | 1207 | 0.49051
RSP Subarea | BHE | 297.9479 | 301.4109 | 305.3871 | 308.8685 | 312.3854 | 315.7024 | 318.9459 | 322.2375 | 325.7506 | 329.2268 | 1.1154
RSP Subarea | ME | 1028.3955 | 1040.5035 | 1054.3835 | 1066.5555 | 1078.8503 | 1090.4542 | 1101.8043 | 1113.3204 | 1125.6016 | 1137.7553 | 1.1292
RSP Subarea | SME | 718.4656 | 726.6533 | 736.0779 | 744.3097 | 752.6273 | 760.4629 | 768.1219 | 775.8969 | 784.2053 | 792.4248 | 1.0946
RSP Subarea | NH | 1790.5852 | 1797.9726 | 1805.3224 | 1812.4934 | 1819.7015 | 1826.8515 | 1834.0208 | 1841.1807 | 1848.4481 | 1855.7191 | 0.39779
RSP Subarea | VT | 1308.5769 | 1313.5236 | 1318.6604 | 1323.724 | 1328.7758 | 1333.7296 | 1339.2361 | 1346.9172 | 1354.71 | 1362.4797 | 0.44952
RSP Subarea | Boston | 5066.3856 | 5106.286 | 5150.5709 | 5191.7433 | 5233.2314 | 5272.979 | 5312.3103 | 5351.5413 | 5392.3659 | 5433.0541 | 0.7794
RSP Subarea | CMA/NEMA | 1429.5926 | 1438.9038 | 1449.4017 | 1459.0529 | 1468.7914 | 1478.0605 | 1487.2197 | 1496.3502 | 1505.9133 | 1515.4413 | 0.65007
RSP Subarea | WMA | 1902.8865 | 1915.4718 | 1929.5972 | 1942.6346 | 1955.7798 | 1968.3116 | 1980.7462 | 1993.3314 | 2006.479 | 2019.578 | 0.66349
RSP Subarea | SEMA | 2476.985 | 2496.9999 | 2519.0373 | 2539.6485 | 2560.4078 | 2580.3476 | 2600.0902 | 2619.7708 | 2640.1812 | 2660.5308 | 0.79742
RSP Subarea | RI | 2085.722 | 2101.1259 | 2116.9089 | 2132.4661 | 2148.0698 | 2163.3316 | 2178.49 | 2193.4561 | 2208.5163 | 2223.5723 | 0.71365
RSP Subarea | CT | 2772.2832 | 2774.4954 | 2776.4179 | 2778.2849 | 2780.106 | 2781.7848 | 2783.3579 | 2784.6999 | 2786.0983 | 2787.4586 | 0.060674
RSP Subarea | SWCT | 1872.6844 | 1875.7396 | 1878.5995 | 1881.4221 | 1884.2137 | 1886.909 | 1889.5326 | 1891.9989 | 1894.5033 | 1896.9814 | 0.14334
RSP Subarea | NOR | 1090.1402 | 1094.0598 | 1097.8662 | 1101.6511 | 1105.4181 | 1109.1287 | 1112.797 | 1116.3724 | 1119.9698 | 1123.5512 | 0.33599
Load Zone | SEMA | 3022 | 3046 | 3073 | 3097 | 3122 | 3146 | 3169 | 3193 | 3217 | 3241 | 0.7804
Load Zone | WCMA | 3176 | 3197 | 3222 | 3244 | 3267 | 3289 | 3310 | 3331 | 3353 | 3376 | 0.68085
Load Zone | NEMA | 4944 | 4985 | 5031 | 5073 | 5115 | 5156 | 5197 | 5237 | 5279 | 5320 | 0.81775
PDR ON ENERGY
State | ISONE | 17296.63 | 20240.95 | 22922.47 | 25363.86 | 27556.51 | 29489.19 | 31164.02 | 32587.7 | 33776.32 | 34753.72 | 8.0615
State | CT | 3600.4 | 4054.07 | 4466.38 | 4836.57 | 5169.16 | 5462.33 | 5715.96 | 5931.42 | 6111.19 | 6258.59 | 6.3361
State | ME | 1257 | 1408.11 | 1547.57 | 1674.17 | 1786.7 | 1884.98 | 1969.33 | 2040.52 | 2099.6 | 2147.83 | 6.1333
State | MA | 9435.28 | 11227.29 | 12852.83 | 14327.23 | 15650.68 | 16816.45 | 17824.61 | 18681.02 | 19395.85 | 19982.34 | 8.6952
State | NH | 682.13 | 825.88 | 956.08 | 1074.35 | 1180.9 | 1275.04 | 1356.64 | 1426.16 | 1484.36 | 1532.28 | 9.4088
State | RI | 1464.82 | 1721.22 | 1957.08 | 2182.43 | 2385.93 | 2566.14 | 2722.81 | 2856.64 | 2968.97 | 3061.64 | 8.5362
State | VT | 857.01 | 1004.37 | 1142.52 | 1269.1 | 1383.14 | 1484.26 | 1574.66 | 1651.95 | 1716.35 | 1771.04 | 8.3994
RSP Subarea | BHE | 177.63 | 198.99 | 218.71 | 236.61 | 252.52 | 266.42 | 278.36 | 288.43 | 296.79 | 303.62 | 6.1373
RSP Subarea | ME | 603.81 | 676.53 | 743.68 | 804.66 | 858.9 | 906.3 | 947.02 | 981.42 | 1010.01 | 1033.37 | 6.1521
RSP Subarea | SME | 438.56 | 491.21 | 539.77 | 583.84 | 622.99 | 657.16 | 686.47 | 711.19 | 731.68 | 748.39 | 6.1179
RSP Subarea | NH | 620.64 | 747.24 | 862.44 | 967.36 | 1062.06 | 1145.95 | 1218.99 | 1281.45 | 1333.95 | 1377.48 | 9.2626
RSP Subarea | VT | 854.33 | 1004.9 | 1145.44 | 1274.08 | 1389.97 | 1492.71 | 1584.2 | 1662.4 | 1727.61 | 1782.78 | 8.5168
RSP Subarea | Boston | 4303.57 | 5123.12 | 5867.16 | 6542.6 | 7149.46 | 7684.58 | 8147.92 | 8542.07 | 8871.62 | 9142.59 | 8.7327
RSP Subarea | CMA/NEMA | 1166.82 | 1388.79 | 1590.1 | 1772.66 | 1936.5 | 2080.8 | 2205.55 | 2311.49 | 2399.89 | 2472.37 | 8.7012
RSP Subarea | WMA | 1524.29 | 1809.68 | 2068.79 | 2303.75 | 2514.59 | 2700.27 | 2860.95 | 2997.39 | 3111.17 | 3204.55 | 8.6064
RSP Subarea | SEMA | 2122.51 | 2522.45 | 2885.04 | 3214.44 | 3509.79 | 3769.61 | 3993.94 | 4184.13 | 4342.51 | 4472.06 | 8.6331
RSP Subarea | RI | 1927.3 | 2272.65 | 2588.63 | 2885.43 | 3152.71 | 3388.77 | 3593.43 | 3767.7 | 3913.49 | 4033.31 | 8.5512
RSP Subarea | CT | 1719.73 | 1934.86 | 2129.92 | 2304.59 | 2461.09 | 2598.59 | 2717.08 | 2817.25 | 2900.34 | 2967.94 | 6.2509
RSP Subarea | SWCT | 1161.2 | 1307.55 | 1440.57 | 1560 | 1667.32 | 1761.92 | 1843.77 | 1913.31 | 1971.35 | 2018.95 | 6.3386
RSP Subarea | NOR | 676.24 | 762.97 | 842.23 | 913.84 | 978.59 | 1036.11 | 1086.33 | 1129.45 | 1165.92 | 1196.32 | 6.5436
Load Zone | SEMA | 2434.09 | 3073.88 | 3516.59 | 3917.44 | 4276.57 | 4592.24 | 4864.55 | 5095.2 | 5287.03 | 5443.73 | 9.3553
Load Zone | WCMA | 2789.74 | 3125.57 | 3577.66 | 3987.57 | 4355.37 | 4679.22 | 4959.14 | 5196.78 | 5394.98 | 5557.45 | 7.9585
Load Zone | NEMA | 4211.44 | 5027.85 | 5758.59 | 6422.22 | 7018.73 | 7544.99 | 8000.92 | 8389.04 | 8713.83 | 8981.16 | 8.7789
PDR ON SUMMER PEAK
State | ISONE | 2912.51 | 3327.8 | 3705.91 | 4050 | 4358.99 | 4631.29 | 4867.15 | 5067.6 | 5234.95 | 5372.5 | 7.0398
State | CT | 661.56 | 727.01 | 786.48 | 839.88 | 887.86 | 930.15 | 966.74 | 997.82 | 1023.75 | 1045.02 | 5.2111
State | ME | 192.13 | 216.95 | 239.87 | 260.66 | 279.15 | 295.3 | 309.16 | 320.85 | 330.56 | 338.48 | 6.4943
State | MA | 1572.92 | 1827.78 | 2058.97 | 2268.66 | 2456.88 | 2622.68 | 2766.06 | 2887.86 | 2989.53 | 3072.94 | 7.725
State | NH | 120.16 | 140.39 | 158.72 | 175.37 | 190.37 | 203.62 | 215.11 | 224.89 | 233.09 | 239.83 | 7.9815
State | RI | 240.57 | 274.22 | 305.17 | 334.74 | 361.45 | 385.09 | 405.65 | 423.22 | 437.96 | 450.12 | 7.2092
State | VT | 125.177 | 141.4503 | 156.7053 | 170.6837 | 183.276 | 194.4429 | 204.4248 | 212.9598 | 220.0715 | 226.1108 | 6.7906
RSP Subarea | BHE | 27.11 | 30.61 | 33.85 | 36.78 | 39.4 | 41.68 | 43.63 | 45.28 | 46.66 | 47.78 | 6.4992
RSP Subarea | ME | 90.73 | 102.47 | 113.32 | 123.17 | 131.92 | 139.58 | 146.16 | 151.71 | 156.33 | 160.1 | 6.5135
RSP Subarea | SME | 68.5 | 77.34 | 85.5 | 92.9 | 99.47 | 105.21 | 110.14 | 114.29 | 117.73 | 120.54 | 6.4808
RSP Subarea | NH | 107.17 | 124.9 | 141.03 | 155.72 | 168.98 | 180.72 | 190.95 | 199.7 | 207.05 | 213.15 | 7.9392
RSP Subarea | VT | 128.36 | 145.68 | 161.84 | 176.62 | 189.94 | 201.75 | 212.26 | 221.24 | 228.73 | 235.07 | 6.9538
RSP Subarea | Boston | 724.75 | 842.47 | 949.34 | 1046.35 | 1133.5 | 1210.35 | 1276.88 | 1333.48 | 1380.8 | 1419.69 | 7.7569
RSP Subarea | CMA/NEMA | 193.21 | 224.75 | 253.43 | 279.5 | 302.97 | 323.71 | 341.7 | 357.05 | 369.93 | 380.56 | 7.8227
RSP Subarea | WMA | 243.29 | 282.1 | 317.38 | 349.43 | 378.24 | 403.66 | 425.71 | 444.49 | 460.21 | 473.16 | 7.6709
RSP Subarea | SEMA | 355.23 | 411.82 | 462.99 | 509.36 | 550.82 | 587.19 | 618.48 | 644.9 | 666.79 | 684.58 | 7.5616
RSP Subarea | RI | 320.54 | 367.38 | 410.22 | 450.4 | 486.56 | 518.48 | 546.13 | 569.65 | 589.31 | 605.45 | 7.3219
RSP Subarea | CT | 316.04 | 347.02 | 375.1 | 400.25 | 422.77 | 442.56 | 459.6 | 474 | 485.93 | 495.63 | 5.1267
RSP Subarea | SWCT | 213.31 | 234.41 | 253.6 | 270.82 | 286.3 | 299.94 | 311.75 | 321.78 | 330.15 | 337.01 | 5.2132
RSP Subarea | NOR | 124.27 | 136.84 | 148.33 | 158.71 | 168.11 | 176.46 | 183.76 | 190.03 | 195.34 | 199.78 | 5.4167
Load Zone | SEMA | 419.95 | 504.98 | 568.04 | 625.02 | 675.94 | 720.58 | 758.96 | 791.34 | 818.15 | 839.91 | 8.0061
Load Zone | WCMA | 476.23 | 497.22 | 560.5 | 618.01 | 669.73 | 715.4 | 755 | 788.74 | 817.02 | 840.33 | 6.5133
Load Zone | NEMA | 676.74 | 825.58 | 930.42 | 1025.64 | 1111.21 | 1186.71 | 1252.11 | 1307.78 | 1354.36 | 1392.7 | 8.3493
PDR ON WINTER PEAK
State | ISONE | 2667.98 | 3062.93 | 3422.56 | 3749.88 | 4043.81 | 4302.85 | 4527.23 | 4717.93 | 4877.14 | 5008 | 7.2474
State | CT | 559.82 | 622.97 | 680.36 | 731.89 | 778.18 | 818.99 | 854.29 | 884.28 | 909.3 | 929.82 | 5.7994
State | ME | 169.5 | 192.82 | 214.35 | 233.88 | 251.25 | 266.42 | 279.44 | 290.43 | 299.55 | 306.99 | 6.8222
State | MA | 1478.6 | 1720.86 | 1940.6 | 2139.92 | 2318.82 | 2476.42 | 2612.7 | 2728.48 | 2825.11 | 2904.39 | 7.7899
State | NH | 95.75 | 112.83 | 128.31 | 142.36 | 155.03 | 166.21 | 175.91 | 184.17 | 191.09 | 196.79 | 8.3335
State | RI | 221.01 | 254.3 | 284.93 | 314.19 | 340.61 | 364.01 | 384.35 | 401.73 | 416.31 | 428.35 | 7.6296
State | VT | 143.288 | 159.1491 | 174.0176 | 187.6419 | 199.9152 | 210.7992 | 220.5282 | 228.847 | 235.7786 | 241.6648 | 5.9797
RSP Subarea | BHE | 23.99 | 27.29 | 30.34 | 33.1 | 35.56 | 37.71 | 39.56 | 41.11 | 42.41 | 43.46 | 6.8251
RSP Subarea | ME | 82.8 | 94.21 | 104.74 | 114.31 | 122.82 | 130.26 | 136.65 | 142.05 | 146.53 | 150.2 | 6.8409
RSP Subarea | SME | 57.84 | 65.79 | 73.12 | 79.77 | 85.68 | 90.84 | 95.27 | 99 | 102.09 | 104.61 | 6.8056
RSP Subarea | NH | 88.12 | 103.28 | 117.08 | 129.65 | 140.99 | 151.03 | 159.78 | 167.26 | 173.55 | 178.76 | 8.1765
RSP Subarea | VT | 139.42 | 155.75 | 170.99 | 184.94 | 197.51 | 208.65 | 218.56 | 227.04 | 234.1 | 240.08 | 6.2247
RSP Subarea | Boston | 667.41 | 777.1 | 876.7 | 967.13 | 1048.39 | 1120.06 | 1182.13 | 1234.95 | 1279.12 | 1315.46 | 7.8308
RSP Subarea | CMA/NEMA | 183.92 | 213.88 | 240.97 | 265.48 | 287.4 | 306.65 | 323.23 | 337.24 | 348.86 | 358.33 | 7.6921
RSP Subarea | WMA | 249.28 | 288.99 | 324.97 | 357.55 | 386.72 | 412.36 | 434.49 | 453.23 | 468.79 | 481.51 | 7.5892
RSP Subarea | SEMA | 330.25 | 384.21 | 433.24 | 477.88 | 518.01 | 553.41 | 584.07 | 610.17 | 632 | 649.95 | 7.8129
RSP Subarea | RI | 291.85 | 336.95 | 378.22 | 416.98 | 451.89 | 482.73 | 509.48 | 532.26 | 551.33 | 567.02 | 7.6586
RSP Subarea | CT | 267.36 | 297.28 | 324.41 | 348.7 | 370.45 | 389.57 | 406.04 | 419.96 | 431.5 | 440.88 | 5.7148
RSP Subarea | SWCT | 180.61 | 200.98 | 219.5 | 236.13 | 251.08 | 264.25 | 275.65 | 285.33 | 293.41 | 300.04 | 5.8018
RSP Subarea | NOR | 105.14 | 117.23 | 128.28 | 138.27 | 147.3 | 155.33 | 162.33 | 168.36 | 173.45 | 177.71 | 6.0052
Load Zone | SEMA | 403.78 | 466.85 | 526.53 | 580.67 | 629.29 | 672.13 | 709.2 | 740.7 | 767.02 | 788.62 | 7.7215
Load Zone | WCMA | 467.34 | 490.01 | 552.07 | 608.23 | 658.5 | 702.64 | 740.67 | 772.83 | 799.53 | 821.29 | 6.4651
Load Zone | NEMA | 607.49 | 764 | 862 | 951.02 | 1031.04 | 1101.65 | 1162.84 | 1214.94 | 1258.56 | 1294.48 | 8.7693
GROSS NET PV & PDR ENERGY
State | ISONE | 125823.37 | 123560.05 | 121875.53 | 121288.14 | 120575.49 | 120543.81 | 119923.98 | 119916.3 | 120226.68 | 121336.28 | -0.40267
State | CT | 30148.6 | 29841.93 | 29490.62 | 29327.43 | 29150.84 | 29136.67 | 28957.04 | 28900.58 | 28902.81 | 29079.41 | -0.4004
State | ME | 11926 | 11890.89 | 11947.43 | 12093.83 | 12210.3 | 12370.02 | 12470.67 | 12606.48 | 12762.4 | 12979.17 | 0.94471
State | MA | 58177.72 | 56654.71 | 55561.17 | 55067.77 | 54529.32 | 54345.55 | 53942.39 | 53864.98 | 53964.15 | 54469.66 | -0.72909
State | NH | 12130.87 | 12069.12 | 12047.92 | 12124.65 | 12176.1 | 12276.96 | 12296.36 | 12369.84 | 12462.64 | 12628.72 | 0.44789
State | RI | 7846.18 | 7656.78 | 7513.92 | 7446.57 | 7370.07 | 7332.86 | 7263.19 | 7239.36 | 7242.03 | 7299.36 | -0.79946
State | VT | 5592.99 | 5445.63 | 5314.48 | 5225.9 | 5139.86 | 5081.74 | 4992.34 | 4935.05 | 4890.65 | 4879.96 | -1.5039
RSP Subarea | BHE | 1682.011 | 1677.656 | 1685.6199 | 1706.4444 | 1722.2653 | 1745.0785 | 1758.9068 | 1778.587 | 1799.9836 | 1830.8843 | 0.94678
RSP Subarea | ME | 5620.7121 | 5603.6023 | 5629.9684 | 5698.6429 | 5753.0794 | 5829.2954 | 5877.3791 | 5941.7214 | 6015.8954 | 6118.2109 | 0.9468
RSP Subarea | SME | 4263.7245 | 4251.8467 | 4272.3399 | 4325.4141 | 4367.4227 | 4424.3716 | 4461.3038 | 4509.7856 | 4565.5117 | 4641.9597 | 0.94885
RSP Subarea | NH | 10301.4003 | 10253.0757 | 10243.1447 | 10314.4106 | 10364.0906 | 10456.6391 | 10480.6568 | 10551.0376 | 10638.4406 | 10787.5178 | 0.51365
RSP Subarea | VT | 6668.2095 | 6530.3599 | 6411.5022 | 6344.2511 | 6275.5112 | 6237.9503 | 6163.3075 | 6122.3029 | 6096.4111 | 6110.7752 | -0.96529
RSP Subarea | Boston | 27410.943 | 26782.0918 | 26336.0744 | 26165.1075 | 25970.3382 | 25938.3191 | 25790.1638 | 25789.0737 | 25867.35 | 26134.1725 | -0.52858
RSP Subarea | CMA/NEMA | 7376.3441 | 7194.7932 | 7066.604 | 7014.9574 | 6956.7788 | 6943.8118 | 6902.2047 | 6901.7494 | 6923.385 | 6996.9115 | -0.58505
RSP Subarea | WMA | 8850.4654 | 8570.5238 | 8363.5891 | 8253.0337 | 8135.0995 | 8075.2828 | 7987.6188 | 7953.39 | 7949.3628 | 8007.9578 | -1.1053
RSP Subarea | SEMA | 12970.6182 | 12593.8123 | 12315.9455 | 12174.2381 | 12021.9849 | 11948.3083 | 11829.0512 | 11783.9229 | 11777.8338 | 11862.5078 | -0.98736
RSP Subarea | RI | 10893.032 | 10617.751 | 10412.2615 | 10315.7774 | 10206.5674 | 10156.3379 | 10062.2041 | 10030.9928 | 10034.6535 | 10112.9497 | -0.82223
RSP Subarea | CT | 14335.7969 | 14171.985 | 13979.3286 | 13875.6123 | 13768.0589 | 13739.639 | 13632.7239 | 13584.2952 | 13565.5499 | 13632.4742 | -0.55738
RSP Subarea | SWCT | 9717.0092 | 9618.6221 | 9504.5698 | 9452.1785 | 9394.3664 | 9390.0586 | 9331.8957 | 9312.5767 | 9313.5683 | 9370.369 | -0.4028
RSP Subarea | NOR | 5735.1457 | 5693.8261 | 5653.6057 | 5648.6035 | 5640.4617 | 5659.0684 | 5647.2873 | 5657.5019 | 5678.4433 | 5729.104 | -0.01171
Load Zone | SEMA | 16167.0487 | 15554.6588 | 15215.693 | 15043.2972 | 14858.7879 | 14771.92 | 14628.318 | 14575.0865 | 14570.1829 | 14676.3601 | -1.0691
Load Zone | WCMA | 15361.569 | 15069.3488 | 14742.0519 | 14581.8876 | 14409.7798 | 14337.3789 | 14214.01 | 14181.6105 | 14200.5566 | 14330.1706 | -0.76927
Load Zone | NEMA | 26648.4186 | 26030.8818 | 25602.9264 | 25442.3692 | 25260.527 | 25235.9945 | 25100.5191 | 25108.6563 | 25193.856 | 25463.4918 | -0.5041
GROSS NET PV & PDR 50/50 SUMMER PEAK
State | ISONE | 25322.85 | 25024.99 | 24793.51 | 24619.57 | 24479.84 | 24383.63 | 24328.34 | 24314.86 | 24340.77 | 24407.86 | -0.40808
State | CT | 6470.62 | 6410.96 | 6343.94 | 6284.27 | 6233.82 | 6195.1 | 6161.39 | 6133.17 | 6115.18 | 6107.86 | -0.63901
State | ME | 1907.75 | 1895.7 | 1895.11 | 1898.92 | 1903.19 | 1908.88 | 1915.91 | 1925.2 | 1937.57 | 1952.78 | 0.25955
State | MA | 11946.11 | 11762.18 | 11625.23 | 11519.8 | 11435.96 | 11380.5 | 11355.51 | 11354.82 | 11376.79 | 11415.99 | -0.50307
State | NH | 2293.72 | 2282.49 | 2277.6 | 2275.36 | 2275.23 | 2277.21 | 2279.98 | 2284.62 | 2290.99 | 2299.91 | 0.029949
State | RI | 1854.13 | 1838.45 | 1829.68 | 1826.96 | 1823.26 | 1819.82 | 1820.68 | 1824.81 | 1831.03 | 1842.04 | -0.072662
State | VT | 850.503 | 834.2097 | 822.9447 | 814.2763 | 807.374 | 801.1271 | 795.8752 | 792.2402 | 790.2085 | 789.2892 | -0.82651
RSP Subarea | BHE | 269.0485 | 267.4583 | 267.2751 | 267.883 | 268.4046 | 269.2601 | 270.3025 | 271.6081 | 273.2796 | 275.4292 | 0.26077
RSP Subarea | ME | 900.3059 | 895.1014 | 894.6217 | 896.7553 | 898.6638 | 901.6423 | 905.2219 | 909.7088 | 915.4476 | 922.7678 | 0.27419
RSP Subarea | SME | 680.4896 | 676.3926 | 675.8921 | 677.3556 | 678.6413 | 680.7376 | 683.2812 | 686.508 | 690.6831 | 696.0362 | 0.25131
RSP Subarea | NH | 1928.9738 | 1920.9578 | 1917.8718 | 1918.413 | 1919.8212 | 1922.3887 | 1926.3412 | 1931.9298 | 1939.4049 | 1949.0544 | 0.11513
RSP Subarea | VT | 1074.5495 | 1058.4896 | 1047.8089 | 1040.4234 | 1034.3393 | 1029.1124 | 1024.805 | 1022.1716 | 1021.3478 | 1022.2436 | -0.55293
RSP Subarea | Boston | 5640.0874 | 5568.5921 | 5514.3435 | 5473.0633 | 5441.0024 | 5420.7538 | 5412.1092 | 5414.019 | 5425.3291 | 5444.975 | -0.39042
RSP Subarea | CMA/NEMA | 1508.8718 | 1487.1569 | 1471.4409 | 1459.8074 | 1450.7689 | 1445.1771 | 1443.345 | 1444.635 | 1448.57 | 1454.8402 | -0.40436
RSP Subarea | WMA | 1797.617 | 1761.8892 | 1735.9972 | 1716.2713 | 1700.2066 | 1689.0776 | 1683.7933 | 1682.9717 | 1685.7252 | 1691.5843 | -0.67324
RSP Subarea | SEMA | 2672.4613 | 2624.2142 | 2588.0656 | 2559.931 | 2536.6136 | 2519.7671 | 2510.2983 | 2506.7963 | 2508.2384 | 2513.9889 | -0.67691
RSP Subarea | RI | 2457.5248 | 2429.8914 | 2411.8462 | 2401.0726 | 2391.2511 | 2384.1075 | 2381.8861 | 2384.3003 | 2391.0881 | 2402.0435 | -0.2534
RSP Subarea | CT | 3072.5387 | 3040.8814 | 3003.365 | 2969.8149 | 2941.7312 | 2919.4575 | 2899.5452 | 2882.8118 | 2871.1698 | 2865.4081 | -0.77248
RSP Subarea | SWCT | 2085.5155 | 2066.4139 | 2044.4857 | 2025.1416 | 2009.058 | 1996.4831 | 1985.4521 | 1976.4977 | 1970.6961 | 1968.531 | -0.63937
RSP Subarea | NOR | 1235.3097 | 1227.4739 | 1219.9944 | 1213.8345 | 1208.858 | 1205.1941 | 1202.3727 | 1200.6382 | 1200.2546 | 1201.3947 | -0.30884
Load Zone | SEMA | 3290.5897 | 3215.4409 | 3170.1919 | 3134.5791 | 3104.7973 | 3083.7328 | 3071.8561 | 3066.3356 | 3067.9404 | 3073.9453 | -0.75387
Load Zone | WCMA | 3134.2125 | 3126.5876 | 3085.1668 | 3054.7468 | 3030.0909 | 3013.3016 | 3007.2824 | 3007.8373 | 3014.5539 | 3026.6829 | -0.38715
Load Zone | NEMA | 5521.3116 | 5420.1553 | 5369.8797 | 5330.4659 | 5301.0766 | 5283.4556 | 5277.3569 | 5280.6471 | 5293.297 | 5314.357 | -0.42358
GROSS NET PV & PDR 50/50 WINTER PEAK
State | ISONE | 20476.02 | 20215.07 | 19997.44 | 19808.12 | 19654.19 | 19528.15 | 19436.77 | 19380.07 | 19359.86 | 19368 | -0.61623
State | CT | 5087.18 | 5032.03 | 4980.64 | 4937.11 | 4899.82 | 4866.01 | 4837.71 | 4814.72 | 4797.7 | 4784.18 | -0.68
State | ME | 1897.5 | 1897.18 | 1902.65 | 1907.12 | 1913.75 | 1921.58 | 1930.56 | 1941.57 | 1956.45 | 1973.01 | 0.43453
State | MA | 9308.4 | 9145.14 | 9012.4 | 8896.08 | 8801.18 | 8723.58 | 8668.3 | 8634.52 | 8623.89 | 8628.61 | -0.83906
State | NH | 1929.25 | 1917.17 | 1906.69 | 1898.64 | 1890.97 | 1885.79 | 1881.09 | 1877.83 | 1875.91 | 1876.21 | -0.30927
State | RI | 1278.99 | 1256.7 | 1236.07 | 1217.81 | 1202.39 | 1188.99 | 1179.65 | 1172.27 | 1168.69 | 1166.65 | -1.0163
State | VT | 974.712 | 965.8509 | 957.9824 | 951.3581 | 946.0848 | 942.2008 | 939.4718 | 937.153 | 937.2214 | 938.3352 | -0.42172
RSP Subarea | BHE | 268.5867 | 268.5691 | 269.331 | 269.952 | 270.8957 | 271.9796 | 273.2519 | 274.9063 | 277.0288 | 279.3842 | 0.4389
RSP Subarea | ME | 927.056 | 927.1281 | 929.908 | 932.1607 | 935.5514 | 939.4256 | 943.9642 | 949.7765 | 957.2618 | 965.4981 | 0.45247
RSP Subarea | SME | 647.6734 | 647.4787 | 649.1804 | 650.5233 | 652.6608 | 655.1393 | 658.0792 | 661.9174 | 666.9204 | 672.4524 | 0.41803
RSP Subarea | NH | 1645.1681 | 1637.0822 | 1629.8499 | 1623.8813 | 1619.5307 | 1616.4106 | 1614.1345 | 1613.2504 | 1613.6305 | 1615.0532 | -0.20506
RSP Subarea | VT | 1127.0478 | 1117.8297 | 1109.5555 | 1102.442 | 1096.9558 | 1092.5031 | 1089.298 | 1087.532 | 1087.4472 | 1088.4762 | -0.38617
RSP Subarea | Boston | 4237.4838 | 4164.3389 | 4104.4658 | 4052.365 | 4010.208 | 3975.5122 | 3950.6718 | 3935.7169 | 3930.8791 | 3933.5846 | -0.82346
RSP Subarea | CMA/NEMA | 1200.0721 | 1178.5547 | 1160.7551 | 1145.1619 | 1132.3817 | 1121.6978 | 1113.7423 | 1108.5339 | 1106.1127 | 1105.7644 | -0.90526
RSP Subarea | WMA | 1593.2678 | 1565.2094 | 1541.9711 | 1521.6567 | 1505.036 | 1491.1673 | 1480.9104 | 1474.262 | 1471.3251 | 1471.1379 | -0.88221
RSP Subarea | SEMA | 2068.6495 | 2033.047 | 2003.8167 | 1978.3716 | 1957.8056 | 1940.9575 | 1928.9832 | 1921.8531 | 1919.6845 | 1921.2488 | -0.81798
RSP Subarea | RI | 1735.6739 | 1704.7137 | 1677.5354 | 1653.1323 | 1632.8103 | 1616.0467 | 1603.4884 | 1594.8754 | 1590.2492 | 1588.8142 | -0.9775
RSP Subarea | CT | 2429.3761 | 2401.2333 | 2374.9227 | 2352.3462 | 2332.3567 | 2314.6363 | 2299.4769 | 2286.7698 | 2276.4781 | 2268.4781 | -0.7585
RSP Subarea | SWCT | 1641.0421 | 1623.3908 | 1606.9415 | 1592.9869 | 1580.7442 | 1570.0368 | 1561.0388 | 1553.6939 | 1547.9728 | 1543.7908 | -0.67649
RSP Subarea | NOR | 955.2929 | 946.868 | 939.1047 | 932.7542 | 927.3825 | 922.8672 | 919.3459 | 916.7546 | 915.1167 | 914.361 | -0.4854
Load Zone | SEMA | 2522.22 | 2481.15 | 2445.47 | 2414.33 | 2388.71 | 2367.87 | 2352.8 | 2344.3 | 2340.98 | 2343.38 | -0.81384
Load Zone | WCMA | 2607.66 | 2603.99 | 2563.93 | 2528.77 | 2499.5 | 2475.36 | 2457.33 | 2446.17 | 2440.47 | 2439.71 | -0.73698
Load Zone | NEMA | 4179.51 | 4060 | 4003 | 3952.98 | 3913.96 | 3881.35 | 3858.16 | 3845.06 | 3841.44 | 3845.52 | -0.92112
GROSS NET PV & PDR 90/10 SUMMER PEAK
State | ISONE | 27211.85 | 26944.99 | 26743.51 | 26601.57 | 26491.84 | 26426.63 | 26403.34 | 26420.86 | 26477.77 | 26575.86 | -0.26242
State | CT | 6884.62 | 6826.96 | 6759.94 | 6701.27 | 6652.82 | 6615.1 | 6583.39 | 6558.17 | 6542.18 | 6535.86 | -0.57596
State | ME | 2008.75 | 2000.7 | 2001.11 | 2006.92 | 2012.19 | 2020.88 | 2029.91 | 2041.2 | 2055.57 | 2071.78 | 0.34387
State | MA | 12970.11 | 12806.18 | 12691.23 | 12609.8 | 12547.96 | 12513.5 | 12506.51 | 12525.82 | 12565.79 | 12626.99 | -0.29746
State | NH | 2416.72 | 2408.49 | 2404.6 | 2403.36 | 2403.23 | 2404.21 | 2407.98 | 2414.62 | 2421.99 | 2432.91 | 0.074214
State | RI | 2049.13 | 2036.45 | 2030.68 | 2031.96 | 2034.26 | 2037.82 | 2044.68 | 2054.81 | 2067.03 | 2083.04 | 0.18253
State | VT | 883.503 | 866.2097 | 855.9447 | 847.2763 | 841.374 | 835.1271 | 829.8752 | 826.2402 | 825.2085 | 825.2892 | -0.75448
RSP Subarea | BHE | 283.2924 | 282.1844 | 282.3251 | 283.1158 | 283.8822 | 285.0351 | 286.3831 | 287.9987 | 289.9565 | 292.35 | 0.3503
RSP Subarea | ME | 947.9771 | 944.394 | 945.0063 | 947.7593 | 950.4945 | 954.4765 | 959.0871 | 964.6198 | 971.3254 | 979.4701 | 0.36379
RSP Subarea | SME | 716.4799 | 713.5948 | 713.9062 | 715.8248 | 717.722 | 720.5628 | 723.8715 | 727.8743 | 732.7658 | 738.7279 | 0.34035
RSP Subarea | NH | 2031.9983 | 2026.1721 | 2024.5034 | 2025.5402 | 2027.2599 | 2029.966 | 2034.9723 | 2041.7541 | 2050.2988 | 2060.7749 | 0.15637
RSP Subarea | VT | 1120.6803 | 1104.8334 | 1094.6567 | 1087.6381 | 1081.8416 | 1076.7955 | 1072.7634 | 1070.459 | 1070.5312 | 1072.1758 | -0.49041
RSP Subarea | Boston | 6113.0531 | 6051.1594 | 6007.2836 | 5976.852 | 5955.0518 | 5944.3633 | 5944.6392 | 5955.4235 | 5975.777 | 6005.4365 | -0.19715
RSP Subarea | CMA/NEMA | 1636.0911 | 1617.0496 | 1604.1872 | 1595.5051 | 1589.2582 | 1586.2688 | 1586.902 | 1590.6508 | 1597.0851 | 1606.1033 | -0.20533
RSP Subarea | WMA | 1952.5938 | 1919.9223 | 1897.3664 | 1881.1326 | 1868.3733 | 1860.3386 | 1857.9395 | 1859.9892 | 1865.7054 | 1874.8134 | -0.45064
RSP Subarea | SEMA | 2906.5387 | 2862.6125 | 2831.1589 | 2808.0542 | 2789.5752 | 2777.2613 | 2771.9961 | 2772.6635 | 2778.3364 | 2788.7422 | -0.45864
RSP Subarea | RI | 2700.8983 | 2677.4703 | 2663.8517 | 2658.874 | 2655.8295 | 2655.673 | 2660.1973 | 2669.2866 | 2682.6217 | 2700.0298 | -0.0035736
RSP Subarea | CT | 3270.3422 | 3239.2145 | 3202.1031 | 3168.7625 | 3140.8803 | 3119.3443 | 3100.4049 | 3084.6183 | 3073.6744 | 3068.0567 | -0.70694
RSP Subarea | SWCT | 2219.0224 | 2200.3899 | 2178.8469 | 2159.7559 | 2143.9198 | 2131.9559 | 2121.6959 | 2113.4956 | 2108.2798 | 2106.3243 | -0.57746
RSP Subarea | NOR | 1313.0904 | 1305.6825 | 1298.5822 | 1292.7244 | 1288.0466 | 1284.8952 | 1282.6813 | 1281.5455 | 1281.6619 | 1283.0798 | -0.25656
Load Zone | SEMA | 3573.5897 | 3503.4409 | 3464.1919 | 3434.5791 | 3410.7973 | 3394.7328 | 3387.8561 | 3387.3356 | 3393.9404 | 3404.9453 | -0.53569
Load Zone | WCMA | 3412.2125 | 3410.5876 | 3375.1668 | 3351.7468 | 3333.0909 | 3322.3016 | 3321.2824 | 3327.8373 | 3339.5539 | 3358.6829 | -0.17553
Load Zone | NEMA | 5984.3116 | 5892.1553 | 5850.8797 | 5823.4659 | 5804.0766 | 5796.4556 | 5798.3569 | 5810.6471 | 5832.297 | 5863.357 | -0.22662
GROSS NET PV & PDR 90/10 WINTER PEAK
State | ISONE | 21173.02 | 20920.07 | 20715.44 | 20533.12 | 20384.19 | 20265.15 | 20179.77 | 20129.07 | 20115.86 | 20130 | -0.55972
State | CT | 5245.18 | 5191.03 | 5142.64 | 5099.11 | 5061.82 | 5029.01 | 5001.71 | 4979.72 | 4961.7 | 4949.18 | -0.64334
State | ME | 1935.5 | 1937.18 | 1943.65 | 1948.12 | 1955.75 | 1963.58 | 1973.56 | 1985.57 | 2001.45 | 2018.01 | 0.46492
State | MA | 9663.4 | 9508.14 | 9384.4 | 9274.08 | 9185.18 | 9113.58 | 9063.3 | 9032.52 | 9023.89 | 9033.61 | -0.74602
State | NH | 1997.25 | 1986.17 | 1976.69 | 1968.64 | 1961.97 | 1956.79 | 1953.09 | 1949.83 | 1948.91 | 1949.21 | -0.27016
State | RI | 1318.99 | 1297.7 | 1278.07 | 1260.81 | 1245.39 | 1233.99 | 1224.65 | 1219.27 | 1215.69 | 1214.65 | -0.91149
State | VT | 1011.712 | 1000.8509 | 990.9824 | 981.3581 | 974.0848 | 968.2008 | 963.4718 | 963.153 | 963.2214 | 965.3352 | -0.52002
RSP Subarea | BHE | 273.9579 | 274.1209 | 275.0471 | 275.7685 | 276.8254 | 277.9924 | 279.3859 | 281.1275 | 283.3406 | 285.7668 | 0.47001
RSP Subarea | ME | 945.5955 | 946.2935 | 949.6435 | 952.2455 | 956.0303 | 960.1942 | 965.1543 | 971.2704 | 979.0716 | 987.5553 | 0.48358
RSP Subarea | SME | 660.6256 | 660.8633 | 662.9579 | 664.5397 | 666.9473 | 669.6229 | 672.8519 | 676.8969 | 682.1153 | 687.8148 | 0.44914
RSP Subarea | NH | 1702.4652 | 1694.6926 | 1688.2424 | 1682.8434 | 1678.7115 | 1675.8215 | 1674.2408 | 1673.9207 | 1674.8981 | 1676.9591 | -0.16758
RSP Subarea | VT | 1169.1569 | 1157.7736 | 1147.6704 | 1138.784 | 1131.2658 | 1125.0796 | 1120.6761 | 1119.8772 | 1120.61 | 1122.3997 | -0.45246
RSP Subarea | Boston | 4398.9756 | 4329.186 | 4273.8709 | 4224.6133 | 4184.8414 | 4152.919 | 4130.1803 | 4116.5913 | 4113.2459 | 4117.5941 | -0.73178
RSP Subarea | CMA/NEMA | 1245.6726 | 1225.0238 | 1208.4317 | 1193.5729 | 1181.3914 | 1171.4105 | 1163.9897 | 1159.1102 | 1157.0533 | 1157.1113 | -0.81608
RSP Subarea | WMA | 1653.6065 | 1626.4818 | 1604.6272 | 1585.0846 | 1569.0598 | 1555.9516 | 1546.2562 | 1540.1014 | 1537.689 | 1538.068 | -0.80157
RSP Subarea | SEMA | 2146.735 | 2112.7899 | 2085.7973 | 2061.7685 | 2042.3978 | 2026.9376 | 2016.0202 | 2009.6008 | 2008.1812 | 2010.5808 | -0.72541
RSP Subarea | RI | 1793.872 | 1764.1759 | 1738.6889 | 1715.4861 | 1696.1798 | 1680.6016 | 1669.01 | 1661.1961 | 1657.1863 | 1656.5523 | -0.88096
RSP Subarea | CT | 2504.9232 | 2477.2154 | 2452.0079 | 2429.5849 | 2409.656 | 2392.2148 | 2377.3179 | 2364.7399 | 2354.5983 | 2346.5786 | -0.72293
RSP Subarea | SWCT | 1692.0744 | 1674.7596 | 1659.0995 | 1645.2921 | 1633.1337 | 1622.659 | 1613.8826 | 1606.6689 | 1601.0933 | 1596.9414 | -0.64088
RSP Subarea | NOR | 985.0002 | 976.8298 | 969.5862 | 963.3811 | 958.1181 | 953.7987 | 950.467 | 948.0124 | 946.5198 | 945.8412 | -0.44973
Load Zone | SEMA | 2618.22 | 2579.15 | 2546.47 | 2516.33 | 2492.71 | 2473.87 | 2459.8 | 2452.3 | 2449.98 | 2452.38 | -0.72443
Load Zone | WCMA | 2708.66 | 2706.99 | 2669.93 | 2635.77 | 2608.5 | 2586.36 | 2569.33 | 2558.17 | 2553.47 | 2554.71 | -0.64806
Load Zone | NEMA | 4336.51 | 4221 | 4169 | 4121.98 | 4083.96 | 4054.35 | 4034.16 | 4022.06 | 4020.44 | 4025.52 | -0.82343

## 13 W-House
Westinghouse Capacity Model Program Load Inputs (Power Years 2019/20-2028/29)
Weekly Peak | Weekly Mean | Standard Deviation | Skewness | Week of Year
2019-06-19
23314 | 19564.3036 | 2247.1883 | 1.1144 | 23
23977 | 20192.8099 | 2357.9971 | 0.98617 | 24
24962 | 21002.5358 | 2463.1954 | 0.65531 | 25
25752 | 21806.6287 | 2592.7407 | 0.57396 | 26
27102 | 22395.48 | 3118.8879 | 0.35828 | 27
28943 | 23004.0969 | 3161.0154 | 0.37891 | 28
27607 | 23146.4634 | 3079.9259 | 0.29988 | 29
27567 | 23169.112 | 3030.0055 | 0.28277 | 30
27082 | 22954.084 | 2896.6774 | 0.28605 | 31
26768 | 22613.0419 | 2825.195 | 0.24456 | 32
26462 | 22177.7033 | 2836.719 | 0.3302 | 33
26050 | 21714.1496 | 2826.6957 | 0.39964 | 34
25476 | 21074.0695 | 2864.7426 | 0.44706 | 35
24054 | 20548.7525 | 2289.1402 | 0.80674 | 36
23291 | 19841.5519 | 2087.5876 | 1.0691 | 37
22314 | 19118.2472 | 1845.4077 | 1.4074 | 38
21194 | 18510.5027 | 1493.8563 | 1.6533 | 39
18512 | 18204.2197 | 211.334 | 0.46745 | 40
18427 | 18157.1545 | 188.3964 | 0.34307 | 41
18412 | 18144.6213 | 188.5042 | 0.1674 | 42
18444 | 18141.2455 | 197.4165 | 0.21989 | 43
18496 | 18155.9625 | 232.867 | 0.61232 | 44
19522 | 18868.3878 | 418.0223 | 0.42882 | 45
19695 | 19012.6293 | 477.0134 | 0.57798 | 46
19915 | 19138.0297 | 512.9757 | 0.50847 | 47
20288 | 19327.3875 | 587.8084 | 0.50303 | 48
21555 | 20437.9127 | 713.7389 | 0.32979 | 49
21744 | 20616.8661 | 734.8074 | 0.22711 | 50
21888 | 20752.6576 | 731.7194 | 0.37677 | 51
22075 | 20868.4635 | 795.3188 | 0.482 | 52
22396 | 21025.5947 | 914.9467 | 0.53856 | 1
22711 | 21173.0844 | 973.3527 | 0.52609 | 2
23144 | 21311.5894 | 1000.4781 | 0.40035 | 3
22826 | 21288.804 | 962.5431 | 0.41079 | 4
22511 | 21052.5443 | 890.0892 | 0.36049 | 5
22230 | 20972.2123 | 836.842 | 0.33736 | 6
22021 | 20828.4035 | 816.5868 | 0.36659 | 7
21888 | 20703.2227 | 803.0886 | 0.29727 | 8
20406 | 19340.448 | 704.6305 | 0.50765 | 9
20235 | 19183.0789 | 676.7682 | 0.32817 | 10
19962 | 19016.5513 | 660.5722 | 0.22287 | 11
19692 | 18812.5289 | 622.6554 | 0.15766 | 12
19443 | 18624.3507 | 573.024 | 0.018089 | 13
18345 | 17602.1787 | 484.3002 | 1.0564 | 14
18079 | 17446.9578 | 408.7298 | 1.1356 | 15
17855 | 17320.5664 | 352.134 | 1.3738 | 16
17588 | 17193.9286 | 255.0982 | 1.3353 | 17
18242 | 17036.4713 | 941.7438 | 3.1654 | 18
18528 | 17210.2118 | 1003.1272 | 2.7734 | 19
19919 | 17588.2897 | 1376.1979 | 2.2937 | 20
21038 | 18019.5091 | 1666.1685 | 1.7539 | 21
22009 | 18510.0435 | 1885.2996 | 1.4721 | 22
2020-06-20
23442 | 19630.7885 | 2282.104 | 1.1127 | 23
24102 | 20269.1942 | 2393.8492 | 0.98523 | 24
25099 | 21091.1808 | 2500.1829 | 0.65606 | 25
25909 | 21907.547 | 2632.0906 | 0.57649 | 26
27265 | 22498.6074 | 3157.7872 | 0.3619 | 27
29130 | 23114.9941 | 3201.3118 | 0.3825 | 28
27789 | 23259.5755 | 3119.3172 | 0.30344 | 29
27741 | 23282.6314 | 3068.5049 | 0.28623 | 30
27223 | 23051.3411 | 2928.6613 | 0.28898 | 31
26909 | 22706.7901 | 2855.9109 | 0.24729 | 32
26600 | 22267.0717 | 2867.4846 | 0.33282 | 33
26185 | 21798.6851 | 2857.0345 | 0.40215 | 34
25601 | 21152.0824 | 2895.2458 | 0.44897 | 35
24238 | 20649.4616 | 2338.3195 | 0.80479 | 36
23420 | 19926.1884 | 2134.068 | 1.0632 | 37
22453 | 19185.3406 | 1889.002 | 1.3973 | 38
21305 | 18562.1443 | 1531.1309 | 1.6396 | 39
18546 | 18238.0069 | 211.334 | 0.46745 | 40
18461 | 18190.9417 | 188.3964 | 0.34307 | 41
18446 | 18178.4085 | 188.5042 | 0.1674 | 42
18478 | 18175.0327 | 197.4165 | 0.21989 | 43
18530 | 18189.7497 | 232.867 | 0.61232 | 44
19544 | 18889.976 | 418.0223 | 0.42882 | 45
19717 | 19034.2175 | 477.0134 | 0.57798 | 46
19937 | 19159.6178 | 512.9757 | 0.50847 | 47
20310 | 19348.9756 | 587.8084 | 0.50303 | 48
21606 | 20480.1002 | 719.9159 | 0.32642 | 49
21797 | 20660.5909 | 740.9712 | 0.22386 | 50
21943 | 20797.5694 | 737.597 | 0.37372 | 51
22129 | 20914.2404 | 801.5363 | 0.47867 | 52
22519 | 21133.5362 | 927.0048 | 0.53366 | 1
22837 | 21283.0211 | 986.001 | 0.52159 | 2
23278 | 21423.484 | 1013.3395 | 0.39598 | 3
22958 | 21400.5295 | 974.9115 | 0.40678 | 4
22429 | 20954.2717 | 901.6774 | 0.35798 | 5
22148 | 20872.963 | 847.8149 | 0.33536 | 6
21939 | 20727.2469 | 827.4781 | 0.36418 | 7
21801 | 20600.3611 | 813.8979 | 0.29475 | 8
20493 | 19427.5065 | 704.6305 | 0.50765 | 9
20323 | 19270.1374 | 676.7682 | 0.32817 | 10
20050 | 19103.6098 | 660.5722 | 0.22287 | 11
19779 | 18899.5874 | 622.6554 | 0.15766 | 12
19530 | 18711.4092 | 573.024 | 0.018089 | 13
18463 | 17720.0801 | 484.3002 | 1.0564 | 14
18197 | 17564.8593 | 408.7298 | 1.1356 | 15
17973 | 17438.4678 | 352.134 | 1.3738 | 16
17706 | 17311.83 | 255.0982 | 1.3353 | 17
18366 | 17107.0217 | 975.5754 | 3.1577 | 18
18667 | 17286.3752 | 1039.3358 | 2.7604 | 19
20110 | 17678.3945 | 1426.2514 | 2.2819 | 20
21272 | 18126.1345 | 1727.0629 | 1.7447 | 21
22241 | 18635.244 | 1952.7328 | 1.4638 | 22
2021-06-01
23616 | 19742.8808 | 2317.0364 | 1.1111 | 23
24276 | 20391.1857 | 2429.7186 | 0.98433 | 24
25305 | 21225.433 | 2537.1906 | 0.65679 | 25
26111 | 22054.0726 | 2671.4618 | 0.57895 | 26
27455 | 22625.8728 | 3196.6999 | 0.36544 | 27
29341 | 23250.0293 | 3241.6215 | 0.38601 | 28
27995 | 23396.8254 | 3158.7214 | 0.30691 | 29
27939 | 23420.2887 | 3107.016 | 0.28961 | 30
27397 | 23179.3508 | 2960.6537 | 0.29185 | 31
27082 | 22831.2911 | 2886.6348 | 0.24996 | 32
26768 | 22387.1928 | 2898.2581 | 0.33538 | 33
26350 | 21913.9734 | 2887.3807 | 0.4046 | 34
25757 | 21260.8479 | 2925.7551 | 0.45085 | 35
24440 | 20771.5787 | 2387.5325 | 0.8029 | 36
23599 | 20032.2329 | 2180.5866 | 1.0576 | 37
22613 | 19273.8418 | 1932.6357 | 1.3877 | 38
21440 | 18635.1938 | 1568.4452 | 1.6266 | 39
18652 | 18344.4352 | 211.334 | 0.46745 | 40
18567 | 18297.3701 | 188.3964 | 0.34307 | 41
18553 | 18284.8369 | 188.5042 | 0.1674 | 42
18584 | 18281.461 | 197.4165 | 0.21989 | 43
18637 | 18296.178 | 232.867 | 0.61232 | 44
19612 | 18957.9778 | 418.0223 | 0.42882 | 45
19785 | 19102.2193 | 477.0134 | 0.57798 | 46
20005 | 19227.6197 | 512.9757 | 0.50847 | 47
20378 | 19416.9774 | 587.8084 | 0.50303 | 48
21683 | 20547.594 | 726.0946 | 0.3231 | 49
21874 | 20729.622 | 747.1367 | 0.22066 | 50
22022 | 20867.7876 | 743.4762 | 0.37071 | 51
22210 | 20985.3236 | 807.7553 | 0.47538 | 52
22654 | 21254.0672 | 939.068 | 0.52889 | 1
22976 | 21405.5472 | 998.6541 | 0.51721 | 2
23420 | 21547.968 | 1026.2057 | 0.39173 | 3
23103 | 21524.8445 | 987.2847 | 0.40286 | 4
22578 | 21085.9465 | 913.2737 | 0.35553 | 5
22293 | 21003.6609 | 858.7969 | 0.33341 | 6
22088 | 20856.0375 | 838.3784 | 0.36184 | 7
21943 | 20727.4468 | 824.7158 | 0.29231 | 8
20597 | 19531.0544 | 704.6305 | 0.50765 | 9
20426 | 19373.6854 | 676.7682 | 0.32817 | 10
20153 | 19207.1577 | 660.5722 | 0.22287 | 11
19883 | 19003.1353 | 622.6554 | 0.15766 | 12
19634 | 18814.9571 | 573.024 | 0.018089 | 13
18614 | 17871.594 | 484.3002 | 1.0564 | 14
18348 | 17716.3731 | 408.7298 | 1.1356 | 15
18124 | 17589.9817 | 352.134 | 1.3738 | 16
17858 | 17463.3439 | 255.0982 | 1.3353 | 17
18506 | 17192.6242 | 1009.4394 | 3.1506 | 18
18820 | 17377.5906 | 1075.5771 | 2.7483 | 19
20306 | 17783.5514 | 1476.3429 | 2.271 | 20
21522 | 18247.812 | 1787.9946 | 1.7362 | 21
22488 | 18775.4966 | 2020.2091 | 1.4561 | 22
2022-06-01
23810 | 19874.0228 | 2351.9846 | 1.1095 | 23
24486 | 20532.2271 | 2465.6044 | 0.98345 | 24
25530 | 21378.7349 | 2574.2174 | 0.65751 | 25
26331 | 22219.6479 | 2710.8533 | 0.58136 | 26
27643 | 22763.2204 | 3235.6255 | 0.3689 | 27
29561 | 23395.1467 | 3281.9439 | 0.38943 | 28
28211 | 23544.1576 | 3198.138 | 0.3103 | 29
28148 | 23568.0282 | 3145.5382 | 0.29291 | 30
27581 | 23320.2057 | 2992.6544 | 0.29466 | 31
27267 | 22968.6371 | 2917.3666 | 0.25258 | 32
26950 | 22520.159 | 2929.0391 | 0.3379 | 33
26528 | 22042.1067 | 2917.7338 | 0.40701 | 34
25926 | 21382.4586 | 2956.2703 | 0.4527 | 35
24644 | 20902.6377 | 2436.7771 | 0.80106 | 36
23793 | 20147.2192 | 2227.1411 | 1.0522 | 37
22782 | 19371.285 | 1976.3062 | 1.3784 | 38
21602 | 18717.1852 | 1605.7965 | 1.6142 | 39
18789 | 18481.2051 | 211.334 | 0.46745 | 40
18704 | 18434.1399 | 188.3964 | 0.34307 | 41
18689 | 18421.6067 | 188.5042 | 0.1674 | 42
18721 | 18418.2309 | 197.4165 | 0.21989 | 43
18773 | 18432.9479 | 232.867 | 0.61232 | 44
19699 | 19045.3662 | 418.0223 | 0.42882 | 45
19872 | 19189.6077 | 477.0134 | 0.57798 | 46
20092 | 19315.0081 | 512.9757 | 0.50847 | 47
20465 | 19504.3658 | 587.8084 | 0.50303 | 48
21771 | 20625.658 | 732.2751 | 0.31984 | 49
21962 | 20809.2233 | 753.3037 | 0.21751 | 50
22111 | 20948.5759 | 749.3568 | 0.36775 | 51
22302 | 21066.9771 | 813.9757 | 0.47215 | 52
22780 | 21364.1365 | 951.1362 | 0.52424 | 1
23104 | 21517.6116 | 1011.3119 | 0.51293 | 2
23558 | 21661.9904 | 1039.0764 | 0.38757 | 3
23238 | 21638.6978 | 999.6627 | 0.39904 | 4
22717 | 21207.7585 | 924.8779 | 0.35314 | 5
22428 | 21124.4961 | 869.7875 | 0.33151 | 6
22226 | 20974.9654 | 849.2875 | 0.35956 | 7
22076 | 20844.6697 | 835.5422 | 0.28995 | 8
20687 | 19620.8998 | 704.6305 | 0.50765 | 9
20516 | 19463.5308 | 676.7682 | 0.32817 | 10
20243 | 19297.0031 | 660.5722 | 0.22287 | 11
19973 | 19092.9807 | 622.6554 | 0.15766 | 12
19723 | 18904.8025 | 573.024 | 0.018089 | 13
18738 | 17995.1763 | 484.3002 | 1.0564 | 14
18472 | 17839.9554 | 408.7298 | 1.1356 | 15
18248 | 17713.5639 | 352.134 | 1.3738 | 16
17981 | 17586.9261 | 255.0982 | 1.3353 | 17
18632 | 17265.7187 | 1043.3327 | 3.144 | 18
18962 | 17456.2978 | 1111.8478 | 2.7371 | 19
20490 | 17876.2001 | 1526.4688 | 2.2609 | 20
21760 | 18356.9814 | 1848.96 | 1.7283 | 21
22713 | 18903.241 | 2087.7243 | 1.449 | 22
2023-06-01
23985 | 19989.3347 | 2386.948 | 1.1079 | 23
24668 | 20657.4382 | 2501.506 | 0.98261 | 24
25739 | 21516.2067 | 2611.2627 | 0.65823 | 25
26537 | 22369.3931 | 2750.2642 | 0.5837 | 26
27822 | 22892.1898 | 3274.5635 | 0.37229 | 27
29774 | 23531.8858 | 3322.2787 | 0.39277 | 28
28419 | 23683.1116 | 3237.5666 | 0.31362 | 29
28348 | 23707.3895 | 3184.0713 | 0.29614 | 30
27755 | 23450.3864 | 3024.6631 | 0.29742 | 31
27442 | 23095.3089 | 2948.106 | 0.25515 | 32
27120 | 22642.451 | 2959.8275 | 0.34037 | 33
26695 | 22159.5659 | 2948.0937 | 0.40938 | 34
26084 | 21493.3951 | 2986.7912 | 0.45452 | 35
24840 | 21026.266 | 2486.0515 | 0.79928 | 36
23978 | 20254.775 | 2273.7292 | 1.0469 | 37
22944 | 19461.2975 | 2020.0112 | 1.3696 | 38
21757 | 18791.7459 | 1643.1823 | 1.6025 | 39
18901 | 18592.7614 | 211.334 | 0.46745 | 40
18816 | 18545.6963 | 188.3964 | 0.34307 | 41
18801 | 18533.1631 | 188.5042 | 0.1674 | 42
18833 | 18529.7873 | 197.4165 | 0.21989 | 43
18885 | 18544.5043 | 232.867 | 0.61232 | 44
19770 | 19116.6445 | 418.0223 | 0.42882 | 45
19944 | 19260.8861 | 477.0134 | 0.57798 | 46
20163 | 19386.2864 | 512.9757 | 0.50847 | 47
20537 | 19575.6442 | 587.8084 | 0.50303 | 48
21850 | 20694.9383 | 738.4573 | 0.31662 | 49
22041 | 20880.0408 | 759.4722 | 0.21441 | 50
22191 | 21020.5806 | 755.2389 | 0.36483 | 51
22384 | 21139.8468 | 820.1976 | 0.46896 | 52
22906 | 21475.0866 | 963.209 | 0.51971 | 1
23233 | 21630.5568 | 1023.9743 | 0.50875 | 2
23698 | 21776.8935 | 1051.9515 | 0.38351 | 3
23373 | 21753.432 | 1012.0452 | 0.3953 | 4
23074 | 21548.4794 | 936.4896 | 0.35082 | 5
22783 | 21464.2402 | 880.7865 | 0.32966 | 6
22582 | 21312.8023 | 860.205 | 0.35734 | 7
22428 | 21180.8016 | 846.3766 | 0.28766 | 8
20778 | 19711.8988 | 704.6305 | 0.50765 | 9
20607 | 19554.5298 | 676.7682 | 0.32817 | 10
20334 | 19388.0022 | 660.5722 | 0.22287 | 11
20064 | 19183.9798 | 622.6554 | 0.15766 | 12
19814 | 18995.8015 | 573.024 | 0.018089 | 13
18864 | 18121.1102 | 484.3002 | 1.0564 | 14
18598 | 17965.8893 | 408.7298 | 1.1356 | 15
18374 | 17839.4979 | 352.134 | 1.3738 | 16
18107 | 17712.8601 | 255.0982 | 1.3353 | 17
18760 | 17339.8662 | 1077.2524 | 3.1379 | 18
19104 | 17536.0582 | 1148.1452 | 2.7267 | 19
20675 | 17969.902 | 1576.6258 | 2.2515 | 20
21998 | 18467.2039 | 1909.9558 | 1.721 | 21
22957 | 19032.0386 | 2155.2747 | 1.4422 | 22
2024-06-01
24159 | 20105.9793 | 2421.9259 | 1.1065 | 23
24847 | 20783.9822 | 2537.4226 | 0.98179 | 24
25950 | 21655.0113 | 2648.3256 | 0.65893 | 25
26743 | 22520.471 | 2789.6937 | 0.58599 | 26
28003 | 23021.8646 | 3313.5135 | 0.3756 | 27
29987 | 23669.3304 | 3362.6253 | 0.39604 | 28
28628 | 23822.771 | 3277.0067 | 0.31685 | 29
28549 | 23847.4563 | 3222.6147 | 0.2993 | 30
27931 | 23581.4657 | 3056.6795 | 0.30013 | 31
27617 | 23222.8795 | 2978.8527 | 0.25767 | 32
27292 | 22765.6418 | 2990.6231 | 0.3428 | 33
26863 | 22277.9238 | 2978.4603 | 0.4117 | 34
26244 | 21605.2303 | 3017.3177 | 0.4563 | 35
25037 | 21150.5199 | 2535.3538 | 0.79756 | 36
24165 | 20362.9563 | 2320.3489 | 1.0419 | 37
23107 | 19551.9357 | 2063.7485 | 1.3611 | 38
21913 | 18866.9323 | 1680.6002 | 1.5913 | 39
19014 | 18706.4406 | 211.334 | 0.46745 | 40
18929 | 18659.3754 | 188.3964 | 0.34307 | 41
18915 | 18646.8423 | 188.5042 | 0.1674 | 42
18946 | 18643.4664 | 197.4165 | 0.21989 | 43
18999 | 18658.1834 | 232.867 | 0.61232 | 44
19843 | 19189.2792 | 418.0223 | 0.42882 | 45
20016 | 19333.5208 | 477.0134 | 0.57798 | 46
20236 | 19458.9211 | 512.9757 | 0.50847 | 47
20609 | 19648.2789 | 587.8084 | 0.50303 | 48
21929 | 20764.9581 | 744.6412 | 0.31345 | 49
22122 | 20951.5979 | 765.6423 | 0.21135 | 50
22272 | 21093.3247 | 761.1224 | 0.36195 | 51
22468 | 21213.456 | 826.4208 | 0.46582 | 52
23028 | 21582.1355 | 975.2864 | 0.51528 | 1
23360 | 21739.6009 | 1036.6409 | 0.50467 | 2
23831 | 21887.8955 | 1064.8307 | 0.37955 | 3
23504 | 21864.2649 | 1024.4321 | 0.39166 | 4
22992 | 21449.3653 | 948.1086 | 0.34855 | 5
22697 | 21364.1493 | 891.7936 | 0.32787 | 6
22497 | 21210.8041 | 871.1306 | 0.35519 | 7
22340 | 21077.0984 | 857.2188 | 0.28544 | 8
20863 | 19797.7881 | 704.6305 | 0.50765 | 9
20693 | 19640.4191 | 676.7682 | 0.32817 | 10
20420 | 19473.8915 | 660.5722 | 0.22287 | 11
20150 | 19269.8691 | 622.6554 | 0.15766 | 12
19900 | 19081.6909 | 573.024 | 0.018089 | 13
18979 | 18236.6283 | 484.3002 | 1.0564 | 14
18713 | 18081.4075 | 408.7298 | 1.1356 | 15
18489 | 17955.016 | 352.134 | 1.3738 | 16
18223 | 17828.3782 | 255.0982 | 1.3353 | 17
18862 | 17409.3493 | 1111.1962 | 3.1321 | 18
19241 | 17611.1543 | 1184.4668 | 2.717 | 19
20847 | 18058.9396 | 1626.811 | 2.2428 | 20
22232 | 18572.7621 | 1970.9792 | 1.7141 | 21
23188 | 19156.1718 | 2222.8571 | 1.436 | 22
2025-06-01
24327 | 20216.7208 | 2456.9177 | 1.105 | 23
25019 | 20904.623 | 2573.3536 | 0.981 | 24
26154 | 21787.9128 | 2685.4054 | 0.65962 | 25
26944 | 22665.6459 | 2829.1411 | 0.58822 | 26
28183 | 23148.4151 | 3352.4752 | 0.37885 | 27
30196 | 23803.6507 | 3402.9834 | 0.39923 | 28
28833 | 23959.3061 | 3316.4579 | 0.32002 | 29
28743 | 23984.3987 | 3261.1682 | 0.30238 | 30
28102 | 23708.5647 | 3088.7034 | 0.30278 | 31
27789 | 23346.4696 | 3009.6066 | 0.26015 | 32
27459 | 22884.8521 | 3021.4255 | 0.34518 | 33
27028 | 22392.3013 | 3008.8332 | 0.41398 | 34
26405 | 21713.085 | 3047.8495 | 0.45805 | 35
25239 | 21272.003 | 2584.6826 | 0.79589 | 36
24348 | 20468.3668 | 2366.9983 | 1.037 | 37
23267 | 19639.803 | 2107.516 | 1.353 | 38
22065 | 18939.3478 | 1718.0482 | 1.5807 | 39
19118 | 18810.7176 | 211.334 | 0.46745 | 40
19034 | 18763.6524 | 188.3964 | 0.34307 | 41
19019 | 18751.1192 | 188.5042 | 0.1674 | 42
19051 | 18747.7434 | 197.4165 | 0.21989 | 43
19103 | 18762.4604 | 232.867 | 0.61232 | 44
19910 | 19255.9064 | 418.0223 | 0.42882 | 45
20083 | 19400.148 | 477.0134 | 0.57798 | 46
20303 | 19525.5483 | 512.9757 | 0.50847 | 47
20676 | 19714.9061 | 587.8084 | 0.50303 | 48
22006 | 20831.7024 | 750.8266 | 0.31032 | 49
22200 | 21019.8795 | 771.8138 | 0.20834 | 50
22350 | 21162.7934 | 767.0074 | 0.35912 | 51
22547 | 21283.7897 | 832.6454 | 0.46273 | 52
23149 | 21688.4692 | 987.3682 | 0.51096 | 1
23487 | 21847.9297 | 1049.3118 | 0.50069 | 2
23964 | 21998.1822 | 1077.714 | 0.37568 | 3
23635 | 21974.3826 | 1036.8232 | 0.38809 | 4
23128 | 21567.6556 | 959.7347 | 0.34635 | 5
22827 | 21481.4628 | 902.8084 | 0.32611 | 6
22630 | 21326.2103 | 882.064 | 0.3531 | 7
22472 | 21190.7996 | 868.0685 | 0.28329 | 8
20948 | 19882.7407 | 704.6305 | 0.50765 | 9
20778 | 19725.3717 | 676.7682 | 0.32817 | 10
20505 | 19558.8441 | 660.5722 | 0.22287 | 11
20235 | 19354.8217 | 622.6554 | 0.15766 | 12
19985 | 19166.6434 | 573.024 | 0.018089 | 13
19093 | 18350.2371 | 484.3002 | 1.0564 | 14
18827 | 18195.0162 | 408.7298 | 1.1356 | 15
18603 | 18068.6248 | 352.134 | 1.3738 | 16
18336 | 17941.9869 | 255.0982 | 1.3353 | 17
18964 | 17477.9775 | 1145.162 | 3.1268 | 18
19378 | 17685.3953 | 1220.8105 | 2.708 | 19
21009 | 18147.122 | 1677.0218 | 2.2346 | 20
22465 | 18677.4652 | 2032.0277 | 1.7077 | 21
23418 | 19279.45 | 2290.4687 | 1.4301 | 22
2026-06-01
24493 | 20326.3802 | 2491.9228 | 1.1036 | 23
25190 | 21024.1817 | 2609.2986 | 0.98024 | 24
26332 | 21919.7322 | 2722.5015 | 0.6603 | 25
27143 | 22809.7385 | 2868.6055 | 0.5904 | 26
28367 | 23274.3929 | 3391.448 | 0.38202 | 27
30406 | 23937.3982 | 3443.3525 | 0.40235 | 28
29038 | 24095.2685 | 3355.9198 | 0.32311 | 29
28933 | 24120.7684 | 3299.7315 | 0.30539 | 30
28273 | 23834.934 | 3120.7346 | 0.30538 | 31
27959 | 23469.33 | 3040.3673 | 0.26257 | 32
27626 | 23003.3327 | 3052.2347 | 0.34751 | 33
27191 | 22505.949 | 3039.2123 | 0.41621 | 34
26565 | 21820.2101 | 3078.3866 | 0.45977 | 35
25434 | 21392.9781 | 2634.0363 | 0.79427 | 36
24531 | 20573.2692 | 2413.6757 | 1.0323 | 37
23426 | 19727.1622 | 2151.3119 | 1.3451 | 38
22217 | 19011.2553 | 1755.5243 | 1.5705 | 39
19221 | 18913.2709 | 211.334 | 0.46745 | 40
19136 | 18866.2058 | 188.3964 | 0.34307 | 41
19121 | 18853.6726 | 188.5042 | 0.1674 | 42
19153 | 18850.2967 | 197.4165 | 0.21989 | 43
19206 | 18865.0137 | 232.867 | 0.61232 | 44
19975 | 19321.4324 | 418.0223 | 0.42882 | 45
20148 | 19465.6739 | 477.0134 | 0.57798 | 46
20368 | 19591.0743 | 512.9757 | 0.50847 | 47
20741 | 19780.432 | 587.8084 | 0.50303 | 48
22081 | 20897.8463 | 757.0136 | 0.30725 | 49
22277 | 21087.5607 | 777.9867 | 0.20537 | 50
22427 | 21231.6616 | 772.8936 | 0.35633 | 51
22627 | 21353.523 | 838.8714 | 0.45968 | 52
23273 | 21796.584 | 999.4542 | 0.50674 | 1
23618 | 21958.0397 | 1061.9867 | 0.4968 | 2
24098 | 22110.2501 | 1090.6013 | 0.3719 | 3
23768 | 22086.2815 | 1049.2183 | 0.38461 | 4
23264 | 21687.6251 | 971.3675 | 0.34419 | 5
22956 | 21600.4554 | 913.8307 | 0.32441 | 6
22764 | 21443.2956 | 893.005 | 0.35106 | 7
22606 | 21306.18 | 878.9254 | 0.28119 | 8
21036 | 19970.0262 | 704.6305 | 0.50765 | 9
20865 | 19812.6572 | 676.7682 | 0.32817 | 10
20592 | 19646.1295 | 660.5722 | 0.22287 | 11
20322 | 19442.1071 | 622.6554 | 0.15766 | 12
20073 | 19253.9289 | 573.024 | 0.018089 | 13
19211 | 18468.6012 | 484.3002 | 1.0564 | 14
18945 | 18313.3804 | 408.7298 | 1.1356 | 15
18721 | 18186.9889 | 352.134 | 1.3738 | 16
18455 | 18060.3511 | 255.0982 | 1.3353 | 17
19081 | 17548.7351 | 1179.1478 | 3.1217 | 18
19517 | 17761.7658 | 1257.1743 | 2.6996 | 19
21173 | 18237.4341 | 1727.256 | 2.227 | 20
22700 | 18784.2979 | 2093.0991 | 1.7017 | 21
23649 | 19404.8577 | 2358.107 | 1.4245 | 22
2027-06-01
24663 | 20438.7347 | 2526.9407 | 1.1023 | 23
25364 | 21146.4355 | 2645.2567 | 0.9795 | 24
26508 | 22054.2466 | 2759.6131 | 0.66097 | 25
27345 | 22956.5263 | 2908.0864 | 0.59253 | 26
28561 | 23401.7971 | 3430.4316 | 0.38513 | 27
30616 | 24072.5722 | 3483.7323 | 0.4054 | 28
29245 | 24232.6573 | 3395.3921 | 0.32613 | 29
29124 | 24258.5645 | 3338.304 | 0.30834 | 30
28445 | 23963.1205 | 3152.7729 | 0.30793 | 31
28132 | 23594.0078 | 3071.1348 | 0.26496 | 32
27794 | 23123.6306 | 3083.0504 | 0.3498 | 33
27356 | 22621.4141 | 3069.5975 | 0.41841 | 34
26718 | 21929.1525 | 3108.9287 | 0.46146 | 35
25620 | 21515.2182 | 2683.4136 | 0.79269 | 36
24715 | 20679.4368 | 2460.3795 | 1.0278 | 37
23586 | 19815.7866 | 2195.1346 | 1.3376 | 38
22370 | 19084.4279 | 1793.0268 | 1.5608 | 39
19328 | 19020.1169 | 211.334 | 0.46745 | 40
19243 | 18973.0518 | 188.3964 | 0.34307 | 41
19228 | 18960.5186 | 188.5042 | 0.1674 | 42
19260 | 18957.1427 | 197.4165 | 0.21989 | 43
19312 | 18971.8597 | 232.867 | 0.61232 | 44
20043 | 19389.7011 | 418.0223 | 0.42882 | 45
20217 | 19533.9426 | 477.0134 | 0.57798 | 46
20436 | 19659.343 | 512.9757 | 0.50847 | 47
20810 | 19848.7007 | 587.8084 | 0.50303 | 48
22159 | 20965.4856 | 763.2021 | 0.30422 | 49
22356 | 21156.7373 | 784.1611 | 0.20245 | 50
22506 | 21302.0253 | 778.7813 | 0.35358 | 51
22707 | 21424.7517 | 845.0986 | 0.45668 | 52
23401 | 21909.967 | 1011.5442 | 0.50263 | 1
23755 | 22073.4178 | 1074.6655 | 0.493 | 2
24237 | 22227.5862 | 1103.4922 | 0.36821 | 3
23905 | 22203.4485 | 1061.6174 | 0.38121 | 4
23628 | 22030.6396 | 983.0068 | 0.34209 | 5
23309 | 21942.4932 | 924.8601 | 0.32275 | 6
23113 | 21783.4261 | 903.9532 | 0.34907 | 7
22962 | 21644.6055 | 889.7893 | 0.27916 | 8
21130 | 20064.2118 | 704.6305 | 0.50765 | 9
20959 | 19906.8428 | 676.7682 | 0.32817 | 10
20686 | 19740.3152 | 660.5722 | 0.22287 | 11
20416 | 19536.2928 | 622.6554 | 0.15766 | 12
20167 | 19348.1145 | 573.024 | 0.018089 | 13
19344 | 18601.0307 | 484.3002 | 1.0564 | 14
19078 | 18445.8099 | 408.7298 | 1.1356 | 15
18854 | 18319.4184 | 352.134 | 1.3738 | 16
18587 | 18192.7806 | 255.0982 | 1.3353 | 17
19210 | 17625.7914 | 1213.1519 | 3.117 | 18
19662 | 17844.435 | 1293.5566 | 2.6917 | 19
21344 | 18334.0447 | 1777.5117 | 2.2198 | 20
22941 | 18897.4292 | 2154.1915 | 1.696 | 21
23888 | 19536.564 | 2425.7696 | 1.4193 | 22
2028-06-01
24840 | 20559.0607 | 2561.9708 | 1.101 | 23
25546 | 21276.6608 | 2681.2277 | 0.97879 | 24
26692 | 22196.7325 | 2796.7396 | 0.66163 | 25
27555 | 23111.2856 | 2947.583 | 0.5946 | 26
28760 | 23533.4202 | 3469.4256 | 0.38818 | 27
30831 | 24211.9651 | 3524.1224 | 0.40838 | 28
29455 | 24374.265 | 3434.8745 | 0.32908 | 29
29320 | 24400.5796 | 3376.8857 | 0.31122 | 30
28624 | 24096.6822 | 3184.818 | 0.31043 | 31
28310 | 23724.0606 | 3101.9087 | 0.2673 | 32
27968 | 23249.3036 | 3113.8725 | 0.35205 | 33
27527 | 22742.2543 | 3099.9884 | 0.42056 | 34
26877 | 22043.47 | 3139.4758 | 0.46312 | 35
25829 | 21641.2002 | 2732.8132 | 0.79116 | 36
24903 | 20789.3462 | 2507.1083 | 1.0234 | 37
23751 | 19908.1528 | 2238.9823 | 1.3304 | 38
22527 | 19161.3423 | 1830.554 | 1.5516 | 39
19447 | 19139.6596 | 211.334 | 0.46745 | 40
19363 | 19092.5944 | 188.3964 | 0.34307 | 41
19348 | 19080.0612 | 188.5042 | 0.1674 | 42
19379 | 19076.6854 | 197.4165 | 0.21989 | 43
19432 | 19091.4024 | 232.867 | 0.61232 | 44
20120 | 19466.0822 | 418.0223 | 0.42882 | 45
20293 | 19610.3238 | 477.0134 | 0.57798 | 46
20513 | 19735.7241 | 512.9757 | 0.50847 | 47
20886 | 19925.0819 | 587.8084 | 0.50303 | 48
22239 | 21037.5481 | 769.3922 | 0.30123 | 49
22438 | 21230.3371 | 790.3368 | 0.19957 | 50
22589 | 21376.8121 | 784.6702 | 0.35087 | 51
22793 | 21500.4036 | 851.3272 | 0.45371 | 52
23529 | 22022.712 | 1023.6382 | 0.4986 | 1
23892 | 22188.158 | 1087.348 | 0.48929 | 2
24376 | 22344.2842 | 1116.3869 | 0.3646 | 3
24042 | 22319.9776 | 1074.0202 | 0.37789 | 4
23557 | 21936.8956 | 994.6524 | 0.34004 | 5
23224 | 21847.7723 | 935.8966 | 0.32113 | 6
23034 | 21686.7979 | 914.9083 | 0.34713 | 7
22876 | 21546.2724 | 900.6598 | 0.27719 | 8
21223 | 20157.5619 | 704.6305 | 0.50765 | 9
21053 | 20000.1929 | 676.7682 | 0.32817 | 10
20780 | 19833.6652 | 660.5722 | 0.22287 | 11
20509 | 19629.6428 | 622.6554 | 0.15766 | 12
20260 | 19441.4646 | 573.024 | 0.018089 | 13
19475 | 18731.757 | 484.3002 | 1.0564 | 14
19208 | 18576.5361 | 408.7298 | 1.1356 | 15
18985 | 18450.1446 | 352.134 | 1.3738 | 16
18718 | 18323.5068 | 255.0982 | 1.3353 | 17
19338 | 17702.085 | 1247.1729 | 3.1126 | 18
19805 | 17926.3415 | 1329.9558 | 2.6842 | 19
21514 | 18429.8927 | 1827.787 | 2.2131 | 20
23182 | 19009.7977 | 2215.3031 | 1.6907 | 21
24125 | 19667.5077 | 2493.4548 | 1.4143 | 22

## 14 Summary
2019 CELT GROSS Forecast: ISO-NE, States, Subareas, and Load Zones
|  | Annual Energy (GWh) |  |  | 50/50 Summer Peak (MW) |  |  | 90/10 Summer Peak (MW) |  |  | 50/50 Winter Peak (MW) |  |  | 90/10 Winter Peak (MW)
|  | 2019 | 2028 | CAGR | 2019 | 2028 | CAGR | 2019 | 2028 | CAGR | 2019 | 2028 | CAGR | 2019 | 2028 | CAGR
State | ISONE | 145610 | 161312 | 1.1444 | 28943 | 30831 | 0.70461 | 30832 | 32999 | 0.75757 | 23144 | 24376 | 0.57792 | 23841 | 25138 | 0.59033
State | CT | 34372 | 36779 | 0.75489 | 7305 | 7438 | 0.20068 | 7719 | 7866 | 0.20983 | 5647 | 5714 | 0.13114 | 5805 | 5879 | 0.14084
State | ME | 13240 | 15260 | 1.5902 | 2116 | 2318 | 1.0182 | 2217 | 2437 | 1.0568 | 2067 | 2280 | 1.0957 | 2105 | 2325 | 1.1106
State | MA | 68831 | 76990 | 1.2525 | 13864 | 14998 | 0.8774 | 14888 | 16209 | 0.94904 | 10787 | 11533 | 0.74578 | 11142 | 11938 | 0.76967
State | NH | 12920 | 14390 | 1.2045 | 2445 | 2587 | 0.62924 | 2568 | 2720 | 0.64098 | 2025 | 2073 | 0.26064 | 2093 | 2146 | 0.27824
State | RI | 9395 | 10614 | 1.3647 | 2118 | 2342 | 1.1233 | 2313 | 2583 | 1.2343 | 1500 | 1595 | 0.68465 | 1540 | 1643 | 0.72194
State | VT | 6852 | 7279 | 0.67396 | 1095 | 1148 | 0.52657 | 1128 | 1184 | 0.53981 | 1118 | 1180 | 0.6015 | 1155 | 1207 | 0.49051
RSP Subarea | BHE | 1868 | 2154 | 1.5955 | 298.5167 | 327.1222 | 1.0219 | 312.7605 | 344.043 | 1.0648 | 292.5767 | 322.8442 | 1.0998 | 297.9479 | 329.2268 | 1.1154
RSP Subarea | ME | 6253 | 7218 | 1.6074 | 999.0699 | 1096.1987 | 1.0362 | 1046.741 | 1152.901 | 1.0791 | 1009.856 | 1115.6981 | 1.1136 | 1028.3955 | 1137.7553 | 1.1292
RSP Subarea | SME | 4721 | 5434 | 1.5751 | 754.2694 | 825.3372 | 1.0055 | 790.2598 | 868.0289 | 1.0484 | 705.5134 | 777.0624 | 1.0791 | 718.4656 | 792.4248 | 1.0946
RSP Subarea | NH | 11025 | 12376 | 1.2927 | 2066.1999 | 2205.9032 | 0.7296 | 2169.2244 | 2317.6237 | 0.73796 | 1733.2881 | 1793.8132 | 0.3821 | 1790.5852 | 1855.7191 | 0.39779
RSP Subarea | VT | 7897 | 8488 | 0.80512 | 1314.0074 | 1382.6095 | 0.56706 | 1360.1382 | 1432.5418 | 0.57793 | 1266.4678 | 1328.5562 | 0.53321 | 1308.5769 | 1362.4797 | 0.44952
RSP Subarea | Boston | 31942 | 35751 | 1.2596 | 6429.3062 | 6959.8396 | 0.88489 | 6902.2719 | 7520.3012 | 0.95739 | 4904.8938 | 5249.0446 | 0.75632 | 5066.3856 | 5433.0541 | 0.7794
RSP Subarea | CMA/NEMA | 8708 | 9813 | 1.3362 | 1748.8081 | 1904.4018 | 0.95154 | 1876.0274 | 2055.6649 | 1.0212 | 1383.9921 | 1464.0944 | 0.62712 | 1429.5926 | 1515.4413 | 0.65007
RSP Subarea | WMA | 10799 | 12085 | 1.258 | 2161.4002 | 2340.1451 | 0.88676 | 2316.377 | 2523.3743 | 0.95557 | 1842.5478 | 1952.6479 | 0.64694 | 1902.8865 | 2019.578 | 0.66349
RSP Subarea | SEMA | 15458 | 17101 | 1.1287 | 3131.0262 | 3352.2485 | 0.76145 | 3365.1036 | 3627.0019 | 0.83623 | 2398.8995 | 2571.1988 | 0.77367 | 2476.985 | 2660.5308 | 0.79742
RSP Subarea | RI | 12982 | 14556 | 1.2797 | 2823.4882 | 3088.799 | 1.0029 | 3066.8618 | 3386.7853 | 1.1086 | 2027.5239 | 2155.8342 | 0.68413 | 2085.722 | 2223.5723 | 0.71365
RSP Subarea | CT | 16420 | 17444 | 0.67444 | 3489.7325 | 3527.9208 | 0.121 | 3687.5361 | 3730.5693 | 0.129 | 2696.7361 | 2709.3581 | 0.051897 | 2772.2832 | 2787.4586 | 0.060674
RSP Subarea | SWCT | 11082 | 11861 | 0.75767 | 2355.3844 | 2398.8515 | 0.20339 | 2488.8913 | 2536.6447 | 0.21139 | 1821.6521 | 1843.8308 | 0.13455 | 1872.6844 | 1896.9814 | 0.14334
RSP Subarea | NOR | 6457 | 7031 | 0.95076 | 1372.2392 | 1422.0603 | 0.39704 | 1450.0199 | 1503.7454 | 0.40506 | 1060.4329 | 1092.071 | 0.32719 | 1090.1402 | 1123.5512 | 0.33599
Load Zone | SEMA | 19044 | 21043 | 1.1152 | 3836 | 4099 | 0.73953 | 4119 | 4430 | 0.81205 | 2926 | 3132 | 0.75881 | 3022 | 3241 | 0.7804
Load Zone | WCMA | 18711 | 21054 | 1.3195 | 3769 | 4101 | 0.94243 | 4047 | 4433 | 1.0174 | 3075 | 3261 | 0.65468 | 3176 | 3376 | 0.68085
Load Zone | NEMA | 31075 | 34893 | 1.2959 | 6259 | 6797 | 0.92044 | 6722 | 7346 | 0.99122 | 4787 | 5140 | 0.79368 | 4944 | 5320 | 0.81775
2019 CELT GROSS-PV Forecast: ISO-NE, States, Subareas,and Load Zones
|  | Annual Energy (GWh) |  |  | 50/50 Summer Peak (MW) |  |  | 90/10 Summer Peak (MW) |  |  | 50/50 Winter Peak (MW) |  |  | 90/10 Winter Peak (MW)
|  | 2019 | 2028 | CAGR | 2019 | 2028 | CAGR | 2019 | 2028 | CAGR | 2019 | 2028 | CAGR | 2019 | 2028 | CAGR
State | ISONE | 143120 | 156090 | 0.96854 | 28235.36 | 29780.36 | 0.59369 | 30124.36 | 31948.36 | 0.65532 | 23144 | 24376 | 0.57792 | 23841 | 25138 | 0.59033
State | CT | 33749 | 35338 | 0.51251 | 7132.18 | 7152.88 | 0.032207 | 7546.18 | 7580.88 | 0.050989 | 5647 | 5714 | 0.13114 | 5805 | 5879 | 0.14084
State | ME | 13183 | 15127 | 1.5401 | 2099.88 | 2291.26 | 0.97384 | 2200.88 | 2410.26 | 1.0149 | 2067 | 2280 | 1.0957 | 2105 | 2325 | 1.1106
State | MA | 67613 | 74452 | 1.0764 | 13519.03 | 14488.93 | 0.77282 | 14543.03 | 15699.93 | 0.85412 | 10787 | 11533 | 0.74578 | 11142 | 11938 | 0.76967
State | NH | 12813 | 14161 | 1.1177 | 2413.88 | 2539.74 | 0.56633 | 2536.88 | 2672.74 | 0.58134 | 2025 | 2073 | 0.26064 | 2093 | 2146 | 0.27824
State | RI | 9311 | 10361 | 1.1943 | 2094.7 | 2292.16 | 1.006 | 2289.7 | 2533.16 | 1.1291 | 1500 | 1595 | 0.68465 | 1540 | 1643 | 0.72194
State | VT | 6450 | 6651 | 0.34155 | 975.68 | 1015.4 | 0.44435 | 1008.68 | 1051.4 | 0.46195 | 1118 | 1180 | 0.6015 | 1155 | 1207 | 0.49051
RSP Subarea | BHE | 1859.641 | 2134.5043 | 1.5435 | 296.1585 | 323.2092 | 0.9759 | 310.4024 | 340.13 | 1.0214 | 292.5767 | 322.8442 | 1.0998 | 297.9479 | 329.2268 | 1.1154
RSP Subarea | ME | 6224.5221 | 7151.5809 | 1.5546 | 991.0359 | 1082.8678 | 0.9895 | 1038.7071 | 1139.5701 | 1.035 | 1009.856 | 1115.6981 | 1.1136 | 1028.3955 | 1137.7553 | 1.1292
RSP Subarea | SME | 4702.2845 | 5390.3497 | 1.5289 | 748.9896 | 816.5762 | 0.96457 | 784.9799 | 859.2679 | 1.0098 | 705.5134 | 777.0624 | 1.0791 | 718.4656 | 792.4248 | 1.0946
RSP Subarea | NH | 10922.0403 | 12164.9978 | 1.2048 | 2036.1438 | 2162.2044 | 0.66968 | 2139.1683 | 2273.9249 | 0.68109 | 1733.2881 | 1793.8132 | 0.3821 | 1790.5852 | 1855.7191 | 0.39779
RSP Subarea | VT | 7522.5395 | 7893.5552 | 0.53635 | 1202.9095 | 1257.3136 | 0.4927 | 1249.0403 | 1307.2458 | 0.50736 | 1266.4678 | 1328.5562 | 0.53321 | 1308.5769 | 1362.4797 | 0.44952
RSP Subarea | Boston | 31714.513 | 35276.7625 | 1.1898 | 6364.8374 | 6864.665 | 0.84352 | 6837.8031 | 7425.1265 | 0.9198 | 4904.8938 | 5249.0446 | 0.75632 | 5066.3856 | 5433.0541 | 0.7794
RSP Subarea | CMA/NEMA | 8543.1641 | 9469.2815 | 1.1501 | 1702.0818 | 1835.4002 | 0.84141 | 1829.3011 | 1986.6633 | 0.92113 | 1383.9921 | 1464.0944 | 0.62712 | 1429.5926 | 1515.4413 | 0.65007
RSP Subarea | WMA | 10374.7554 | 11212.5078 | 0.86656 | 2040.907 | 2164.7443 | 0.65668 | 2195.8838 | 2347.9734 | 0.74686 | 1842.5478 | 1952.6479 | 0.64694 | 1902.8865 | 2019.578 | 0.66349
RSP Subarea | SEMA | 15093.1282 | 16334.5678 | 0.88214 | 3027.6913 | 3198.5689 | 0.6119 | 3261.7687 | 3473.3222 | 0.70069 | 2398.8995 | 2571.1988 | 0.77367 | 2476.985 | 2660.5308 | 0.79742
RSP Subarea | RI | 12820.332 | 14146.2597 | 1.0995 | 2778.0648 | 3007.4935 | 0.88559 | 3021.4383 | 3305.4798 | 1.0033 | 2027.5239 | 2155.8342 | 0.68413 | 2085.722 | 2223.5723 | 0.71365
RSP Subarea | CT | 16055.5269 | 16600.4142 | 0.37152 | 3388.5787 | 3361.0381 | -0.090633 | 3586.3822 | 3563.6867 | -0.070513 | 2696.7361 | 2709.3581 | 0.051897 | 2772.2832 | 2787.4586 | 0.060674
RSP Subarea | SWCT | 10878.2092 | 11389.319 | 0.51146 | 2298.8255 | 2305.541 | 0.032417 | 2432.3324 | 2443.3343 | 0.050157 | 1821.6521 | 1843.8308 | 0.13455 | 1872.6844 | 1896.9814 | 0.14334
RSP Subarea | NOR | 6411.3857 | 6925.424 | 0.86061 | 1359.5797 | 1401.1747 | 0.3354 | 1437.3604 | 1482.8598 | 0.34687 | 1060.4329 | 1092.071 | 0.32719 | 1090.1402 | 1123.5512 | 0.33599
Load Zone | SEMA | 18601.1387 | 20120.0901 | 0.87599 | 3710.5397 | 3913.8553 | 0.59449 | 3993.5397 | 4244.8553 | 0.68041 | 2926 | 3132 | 0.75881 | 3022 | 3241 | 0.7804
Load Zone | WCMA | 18151.309 | 19887.6206 | 1.0202 | 3610.4425 | 3867.0129 | 0.76572 | 3888.4425 | 4199.0129 | 0.85744 | 3075 | 3261 | 0.65468 | 3176 | 3376 | 0.68085
Load Zone | NEMA | 30859.8586 | 34444.6518 | 1.2286 | 6198.0516 | 6707.057 | 0.8808 | 6661.0516 | 7256.057 | 0.95519 | 4787 | 5140 | 0.79368 | 4944 | 5320 | 0.81775
2019 CELT GROSS-PV-EE Forecast: ISO-NE, States, Subareas, and Load Zones
|  | Annual Energy (GWh) |  |  | 50/50 Summer Peak (MW) |  |  | 90/10 Summer Peak (MW) |  |  | 50/50 Winter Peak (MW) |  |  | 90/10 Winter Peak (MW)
|  | 2019 | 2028 | CAGR | 2019 | 2028 | CAGR | 2019 | 2028 | CAGR | 2019 | 2028 | CAGR | 2019 | 2028 | CAGR
State | ISONE | 125823.37 | 121336.28 | -0.40267 | 25322.85 | 24407.86 | -0.40808 | 27211.85 | 26575.86 | -0.26242 | 20476.02 | 19368 | -0.61623 | 21173.02 | 20130 | -0.55972
State | CT | 30148.6 | 29079.41 | -0.4004 | 6470.62 | 6107.86 | -0.63901 | 6884.62 | 6535.86 | -0.57596 | 5087.18 | 4784.18 | -0.68 | 5245.18 | 4949.18 | -0.64334
State | ME | 11926 | 12979.17 | 0.94471 | 1907.75 | 1952.78 | 0.25955 | 2008.75 | 2071.78 | 0.34387 | 1897.5 | 1973.01 | 0.43453 | 1935.5 | 2018.01 | 0.46492
State | MA | 58177.72 | 54469.66 | -0.72909 | 11946.11 | 11415.99 | -0.50307 | 12970.11 | 12626.99 | -0.29746 | 9308.4 | 8628.61 | -0.83906 | 9663.4 | 9033.61 | -0.74602
State | NH | 12130.87 | 12628.72 | 0.44789 | 2293.72 | 2299.91 | 0.029949 | 2416.72 | 2432.91 | 0.074214 | 1929.25 | 1876.21 | -0.30927 | 1997.25 | 1949.21 | -0.27016
State | RI | 7846.18 | 7299.36 | -0.79946 | 1854.13 | 1842.04 | -0.072662 | 2049.13 | 2083.04 | 0.18253 | 1278.99 | 1166.65 | -1.0163 | 1318.99 | 1214.65 | -0.91149
State | VT | 5592.99 | 4879.96 | -1.5039 | 850.503 | 789.2892 | -0.82651 | 883.503 | 825.2892 | -0.75448 | 974.712 | 938.3352 | -0.42172 | 1011.712 | 965.3352 | -0.52002
RSP Subarea | BHE | 1682.011 | 1830.8843 | 0.94678 | 269.0485 | 275.4292 | 0.26077 | 283.2924 | 292.35 | 0.3503 | 268.5867 | 279.3842 | 0.4389 | 273.9579 | 285.7668 | 0.47001
RSP Subarea | ME | 5620.7121 | 6118.2109 | 0.9468 | 900.3059 | 922.7678 | 0.27419 | 947.9771 | 979.4701 | 0.36379 | 927.056 | 965.4981 | 0.45247 | 945.5955 | 987.5553 | 0.48358
RSP Subarea | SME | 4263.7245 | 4641.9597 | 0.94885 | 680.4896 | 696.0362 | 0.25131 | 716.4799 | 738.7279 | 0.34035 | 647.6734 | 672.4524 | 0.41803 | 660.6256 | 687.8148 | 0.44914
RSP Subarea | NH | 10301.4003 | 10787.5178 | 0.51365 | 1928.9738 | 1949.0544 | 0.11513 | 2031.9983 | 2060.7749 | 0.15637 | 1645.1681 | 1615.0532 | -0.20506 | 1702.4652 | 1676.9591 | -0.16758
RSP Subarea | VT | 6668.2095 | 6110.7752 | -0.96529 | 1074.5495 | 1022.2436 | -0.55293 | 1120.6803 | 1072.1758 | -0.49041 | 1127.0478 | 1088.4762 | -0.38617 | 1169.1569 | 1122.3997 | -0.45246
RSP Subarea | Boston | 27410.943 | 26134.1725 | -0.52858 | 5640.0874 | 5444.975 | -0.39042 | 6113.0531 | 6005.4365 | -0.19715 | 4237.4838 | 3933.5846 | -0.82346 | 4398.9756 | 4117.5941 | -0.73178
RSP Subarea | CMA/NEMA | 7376.3441 | 6996.9115 | -0.58505 | 1508.8718 | 1454.8402 | -0.40436 | 1636.0911 | 1606.1033 | -0.20533 | 1200.0721 | 1105.7644 | -0.90526 | 1245.6726 | 1157.1113 | -0.81608
RSP Subarea | WMA | 8850.4654 | 8007.9578 | -1.1053 | 1797.617 | 1691.5843 | -0.67324 | 1952.5938 | 1874.8134 | -0.45064 | 1593.2678 | 1471.1379 | -0.88221 | 1653.6065 | 1538.068 | -0.80157
RSP Subarea | SEMA | 12970.6182 | 11862.5078 | -0.98736 | 2672.4613 | 2513.9889 | -0.67691 | 2906.5387 | 2788.7422 | -0.45864 | 2068.6495 | 1921.2488 | -0.81798 | 2146.735 | 2010.5808 | -0.72541
RSP Subarea | RI | 10893.032 | 10112.9497 | -0.82223 | 2457.5248 | 2402.0435 | -0.2534 | 2700.8983 | 2700.0298 | -0.0035736 | 1735.6739 | 1588.8142 | -0.9775 | 1793.872 | 1656.5523 | -0.88096
RSP Subarea | CT | 14335.7969 | 13632.4742 | -0.55738 | 3072.5387 | 2865.4081 | -0.77248 | 3270.3422 | 3068.0567 | -0.70694 | 2429.3761 | 2268.4781 | -0.7585 | 2504.9232 | 2346.5786 | -0.72293
RSP Subarea | SWCT | 9717.0092 | 9370.369 | -0.4028 | 2085.5155 | 1968.531 | -0.63937 | 2219.0224 | 2106.3243 | -0.57746 | 1641.0421 | 1543.7908 | -0.67649 | 1692.0744 | 1596.9414 | -0.64088
RSP Subarea | NOR | 5735.1457 | 5729.104 | -0.01171 | 1235.3097 | 1201.3947 | -0.30884 | 1313.0904 | 1283.0798 | -0.25656 | 955.2929 | 914.361 | -0.4854 | 985.0002 | 945.8412 | -0.44973
Load Zone | SEMA | 16167.0487 | 14676.3601 | -1.0691 | 3290.5897 | 3073.9453 | -0.75387 | 3573.5897 | 3404.9453 | -0.53569 | 2522.22 | 2343.38 | -0.81384 | 2618.22 | 2452.38 | -0.72443
Load Zone | WCMA | 15361.569 | 14330.1706 | -0.76927 | 3134.2125 | 3026.6829 | -0.38715 | 3412.2125 | 3358.6829 | -0.17553 | 2607.66 | 2439.71 | -0.73698 | 2708.66 | 2554.71 | -0.64806
Load Zone | NEMA | 26648.4186 | 25463.4918 | -0.5041 | 5521.3116 | 5314.357 | -0.42358 | 5984.3116 | 5863.357 | -0.22662 | 4179.51 | 3845.52 | -0.92112 | 4336.51 | 4025.52 | -0.82343

## 15 PV EE
Behind-the-Meter PV on Energy Forecast Comparison (GWh)
| 2019 | 2020 | 2021 | 2022 | 2023 | 2024 | 2025 | 2026 | 2027
ISO-NE
2019 CELT | 2489.9579 | 2849.114 | 3212.9662 | 3549.4686 | 3884.4849 | 4209.6492 | 4483.2864 | 4749.3829 | 4996.281
2018 CELT | 2558.2222 | 2906.4542 | 3232.8535 | 3539.6536 | 3833.7304 | 4115.3265 | 4360.9096 | 4574.8839 | 4782.6449
Difference | -68.2642 | -57.3402 | -19.8873 | 9.815 | 50.7545 | 94.3227 | 122.3768 | 174.499 | 213.6362
Connecticut
2019 CELT | 623 | 672 | 794 | 922 | 1037 | 1131 | 1220 | 1311 | 1388
2018 CELT | 656.6164 | 775.2525 | 886.256 | 983.7062 | 1069.4992 | 1139.0217 | 1202.2879 | 1264.9257 | 1325.025
Difference | -33.6164 | -103.2525 | -92.256 | -61.7062 | -32.4992 | -8.0217 | 17.7121 | 46.0743 | 62.975
Maine
2019 CELT | 57 | 64 | 73 | 82 | 90 | 99 | 108 | 116 | 125
2018 CELT | 63.0521 | 76.6066 | 89.5757 | 102.11 | 114.581 | 127.199 | 139.3324 | 151.6149 | 163.8277
Difference | -6.0521 | -12.6066 | -16.5757 | -20.11 | -24.581 | -28.199 | -31.3324 | -35.6149 | -38.8277
Massachusetts
2019 CELT | 1218 | 1445 | 1621 | 1785 | 1951 | 2111 | 2228 | 2334 | 2436
2018 CELT | 1272.0851 | 1418.4039 | 1556.4087 | 1690.6333 | 1824.1731 | 1960.2274 | 2070.2277 | 2147.9556 | 2222.4327
Difference | -54.0851 | 26.5961 | 64.5913 | 94.3667 | 126.8269 | 150.7726 | 157.7723 | 186.0444 | 213.5673
New Hampshire
2019 CELT | 107 | 122 | 137 | 149 | 159 | 174 | 187 | 201 | 215
2018 CELT | 103.5677 | 119.6661 | 134.9553 | 149.7802 | 164.5299 | 179.5145 | 193.8026 | 208.3285 | 222.771
Difference | 3.4323 | 2.3339 | 2.0447 | -0.78022 | -5.5299 | -5.5145 | -6.8026 | -7.3285 | -7.771
Rhode Island
2019 CELT | 84 | 110 | 126 | 128 | 141 | 164 | 186 | 209 | 231
2018 CELT | 83.1691 | 108.8672 | 132.0128 | 154.3618 | 176.5981 | 199.0888 | 220.7317 | 242.6326 | 264.4097
Difference | 0.83092 | 1.1328 | -6.0128 | -26.3618 | -35.5981 | -35.0888 | -34.7317 | -33.6326 | -33.4097
Vermont
2019 CELT | 402 | 437 | 462 | 484 | 505 | 531 | 555 | 579 | 603
2018 CELT | 379.7318 | 407.6579 | 433.645 | 459.0622 | 484.3491 | 510.2752 | 534.5273 | 559.4266 | 584.1788
Difference | 22.2682 | 29.3421 | 28.355 | 24.9378 | 20.6509 | 20.7248 | 20.4727 | 19.5734 | 18.8212
EE on Energy Forecast Comparison (GWh)
| 2019 | 2020 | 2021 | 2022 | 2023 | 2024 | 2025 | 2026 | 2027
ISO-NE
2019 CELT | 17295.7546 | 20240.0742 | 22921.5922 | 25362.9795 | 27555.6289 | 29488.3164 | 31163.1395 | 32586.8209 | 33775.4436
2018 CELT | 18764 | 21332 | 23827 | 26128 | 28228 | 30121 | 31811 | 33302 | 34601
Difference | -1468.2454 | -1091.9258 | -905.4078 | -765.0205 | -672.3711 | -632.6836 | -647.8605 | -715.1791 | -825.5564
Connecticut
2019 CELT | 3600.4 | 4054.07 | 4466.38 | 4836.57 | 5169.16 | 5462.33 | 5715.96 | 5931.42 | 6111.19
2018 CELT | 3663 | 3971 | 4358 | 4718 | 5048 | 5348 | 5616 | 5854 | 6063
Difference | -62.6 | 83.07 | 108.38 | 118.57 | 121.16 | 114.33 | 99.96 | 77.42 | 48.19
Maine
2019 CELT | 1257 | 1408.11 | 1547.57 | 1674.17 | 1786.7 | 1884.98 | 1969.33 | 2040.52 | 2099.6
2018 CELT | 1377 | 1529 | 1670 | 1800 | 1918 | 2024 | 2118 | 2201 | 2273
Difference | -120 | -120.89 | -122.43 | -125.83 | -131.3 | -139.02 | -148.67 | -160.48 | -173.4
Massachusetts
2019 CELT | 9435.28 | 11227.29 | 12852.83 | 14327.23 | 15650.68 | 16816.45 | 17824.61 | 18681.02 | 19395.85
2018 CELT | 10374 | 12005 | 13522 | 14918 | 16186 | 17327 | 18340 | 19231 | 20006
Difference | -938.72 | -777.71 | -669.17 | -590.77 | -535.32 | -510.55 | -515.39 | -549.98 | -610.15
New Hampshire
2019 CELT | 682.13 | 825.88 | 956.08 | 1074.35 | 1180.9 | 1275.04 | 1356.64 | 1426.16 | 1484.36
2018 CELT | 742 | 844 | 939 | 1027 | 1109 | 1183 | 1251 | 1310 | 1363
Difference | -59.87 | -18.12 | 17.08 | 47.35 | 71.9 | 92.04 | 105.64 | 116.16 | 121.36
Rhode Island
2019 CELT | 1464.82 | 1721.22 | 1957.08 | 2182.43 | 2385.93 | 2566.14 | 2722.81 | 2856.64 | 2968.97
2018 CELT | 1687 | 1943 | 2186 | 2410 | 2615 | 2800 | 2966 | 3113 | 3241
Difference | -222.18 | -221.78 | -228.92 | -227.57 | -229.07 | -233.86 | -243.19 | -256.36 | -272.03
Vermont
2019 CELT | 857.01 | 1004.37 | 1142.52 | 1269.1 | 1383.14 | 1484.26 | 1574.66 | 1651.95 | 1716.35
2018 CELT | 922 | 1040 | 1151 | 1255 | 1351 | 1439 | 1519 | 1592 | 1654
Difference | -64.99 | -35.63 | -8.48 | 14.1 | 32.14 | 45.26 | 55.66 | 59.95 | 62.35
Behind-the-Meter PV on Summer Peak Forecast Comparison (MW)
| 2019 | 2020 | 2021 | 2022 | 2023 | 2024 | 2025 | 2026 | 2027
ISO-NE
2019 CELT | 707.645 | 777.212 | 841.5807 | 891.4282 | 935.1733 | 972.0779 | 1000.5125 | 1023.5364 | 1040.2814
2018 CELT | 721 | 790 | 851 | 901 | 945 | 980 | 1009 | 1031 | 1051
Difference | -13.355 | -12.788 | -9.4193 | -9.5718 | -9.8267 | -7.9221 | -8.4875 | -7.4636 | -10.7186
Connecticut
2019 CELT | 172.82 | 180.03 | 204.58 | 227.85 | 245.32 | 256.75 | 267.87 | 278.01 | 284.07
2018 CELT | 182 | 207 | 229 | 246 | 259 | 266 | 273 | 280 | 286
Difference | -9.18 | -26.97 | -24.42 | -18.15 | -13.68 | -9.25 | -5.13 | -1.99 | -1.93
Maine
2019 CELT | 16.12 | 17.35 | 19.02 | 20.42 | 21.66 | 22.82 | 23.93 | 24.95 | 25.87
2018 CELT | 18 | 21 | 24 | 26 | 28 | 31 | 32 | 34 | 36
Difference | -1.88 | -3.65 | -4.98 | -5.58 | -6.34 | -8.18 | -8.07 | -9.05 | -10.13
Massachusetts
2019 CELT | 344.97 | 392.04 | 422.8 | 446.54 | 468.16 | 485.82 | 495.43 | 501.32 | 505.68
2018 CELT | 356 | 384 | 408 | 429 | 448 | 465 | 477 | 483 | 487
Difference | -11.03 | 8.04 | 14.8 | 17.54 | 20.16 | 20.82 | 18.43 | 18.32 | 18.68
New Hampshire
2019 CELT | 31.12 | 34.12 | 36.68 | 38.27 | 39.4 | 41.17 | 42.91 | 44.49 | 45.92
2018 CELT | 30 | 34 | 37 | 39 | 42 | 44 | 46 | 48 | 50
Difference | 1.12 | 0.12 | -0.32 | -0.73 | -2.6 | -2.83 | -3.09 | -3.51 | -4.08
Rhode Island
2019 CELT | 23.3 | 29.33 | 32.15 | 31.3 | 33.29 | 37.09 | 40.67 | 43.97 | 47.01
2018 CELT | 23 | 29 | 34 | 39 | 43 | 47 | 50 | 54 | 57
Difference | 0.3 | 0.33 | -1.85 | -7.7 | -9.71 | -9.91 | -9.33 | -10.03 | -9.99
Vermont
2019 CELT | 119.32 | 124.34 | 126.35 | 127.04 | 127.35 | 128.43 | 129.7 | 130.8 | 131.72
2018 CELT | 112 | 116 | 119 | 122 | 125 | 127 | 129 | 132 | 134
Difference | 7.32 | 8.34 | 7.35 | 5.04 | 2.35 | 1.43 | 0.7 | -1.2 | -2.28
EE on Summer Peak Forecast Comparison (MW)
| 2019 | 2020 | 2021 | 2022 | 2023 | 2024 | 2025 | 2026 | 2027
ISO-NE
2019 CELT | 2912.51 | 3327.7999 | 3705.9114 | 4050.0018 | 4358.9858 | 4631.2875 | 4867.1459 | 5067.6036 | 5234.9536
2018 CELT | 3066 | 3416 | 3757 | 4072 | 4359 | 4617 | 4848 | 5052 | 5229
Difference | -153.49 | -88.2001 | -51.0886 | -21.9982 | -0.014233 | 14.2875 | 19.1459 | 15.6036 | 5.9536
Connecticut
2019 CELT | 661.56 | 727.01 | 786.48 | 839.88 | 887.86 | 930.15 | 966.74 | 997.82 | 1023.75
2018 CELT | 612 | 655 | 710 | 761 | 808 | 851 | 889 | 923 | 952
Difference | 49.56 | 72.01 | 76.48 | 78.88 | 79.86 | 79.15 | 77.74 | 74.82 | 71.75
Maine
2019 CELT | 192.13 | 216.95 | 239.87 | 260.66 | 279.15 | 295.3 | 309.16 | 320.85 | 330.56
2018 CELT | 197 | 217 | 236 | 253 | 268 | 282 | 295 | 306 | 315
Difference | -4.87 | -0.05 | 3.87 | 7.66 | 11.15 | 13.3 | 14.16 | 14.85 | 15.56
Massachusetts
2019 CELT | 1572.92 | 1827.78 | 2058.97 | 2268.66 | 2456.88 | 2622.68 | 2766.06 | 2887.86 | 2989.53
2018 CELT | 1726 | 1952 | 2163 | 2356 | 2532 | 2690 | 2831 | 2955 | 3062
Difference | -153.08 | -124.22 | -104.03 | -87.34 | -75.12 | -67.32 | -64.94 | -67.14 | -72.47
New Hampshire
2019 CELT | 120.16 | 140.39 | 158.72 | 175.37 | 190.37 | 203.62 | 215.11 | 224.89 | 233.09
2018 CELT | 124 | 139 | 153 | 166 | 177 | 188 | 198 | 206 | 214
Difference | -3.84 | 1.39 | 5.72 | 9.37 | 13.37 | 15.62 | 17.11 | 18.89 | 19.09
Rhode Island
2019 CELT | 240.57 | 274.22 | 305.17 | 334.74 | 361.45 | 385.09 | 405.65 | 423.22 | 437.96
2018 CELT | 278 | 311 | 341 | 369 | 395 | 418 | 439 | 457 | 474
Difference | -37.43 | -36.78 | -35.83 | -34.26 | -33.55 | -32.91 | -33.35 | -33.78 | -36.04
Vermont
2019 CELT | 125.177 | 141.4503 | 156.7053 | 170.6837 | 183.276 | 194.4429 | 204.4248 | 212.9598 | 220.0715
2018 CELT | 129 | 142 | 155 | 167 | 178 | 187 | 197 | 205 | 212
Difference | -3.823 | -0.54968 | 1.7053 | 3.6837 | 5.276 | 7.4429 | 7.4248 | 7.9598 | 8.0715